## Sheet1
BuildingNo. | Building | Locations.Space.Space number | Space Name | Additional Location Info | Code | Description | Classification Group | Record | HVAC Ref | Element Description | Servicable Area | Model | Make | EIS ID | Logger Channel | Logger Upstream Comms Target | Logger Modem Serial Number | Logger IP Address | Logger Serial Number | Logger MAC Address | Logger SIM | Meter Pulse Value | Meter Units | Meter Capacity | Network Point ID | Tenant Meter.Name | Fiscal Meter.Name | EIS Space.Space number | Utility Type.Name
MC046 | Bowland Main | D86 | Lobby |  | MC046-L08 | Data logger: Bowland Main | EN.EN1 Data Logger |  |  |  |  | Multilog G2 | Enercom | 0501FD5E5F00 | 0
MC046 | Bowland Main | D44 | Lobby |  | MC046-L13 | Data logger: Bowland Main | EN.EN1 Data Logger |  |  |  |  | Multilog G2 | Enercom | 0501FD568500 | 0
MC046 | Bowland Main | D64 | Landing |  | MC046-L10 | Data logger: Bowland Main | EN.EN1 Data Logger |  |  |  |  | Multilog G2 | Enercom | 050200DF6400 | 0
MC046 | Bowland Main | D04 | Lobby |  | MC046-L16 | Data logger: Bowland Main | EN.EN1 Data Logger |  |  |  |  | Multilog G2 | Enercom | 0501F83E0700 | 0
MC046 | Bowland Main | D44 | Lobby |  | MC046-L12 | Data logger: Bowland Main | EN.EN1 Data Logger |  |  |  |  | Multilog G2 | Enercom | 0501E3E79300 | 0
MC046 | Bowland Main | D04 | Lobby |  | MC046-L14 | Data logger: Bowland Main | EN.EN1 Data Logger |  |  |  |  | Multilog G2 | Enercom | 0501FD9AFB00 | 0
MC046 | Bowland Main | A0 | Whole Building |  | MC046-L02 | Data logger: Bowland Main | EN.EN1 Data Logger |  |  |  |  | Multilog G2 | Enercom | 050200C7E200 | 0
MC046 | Bowland Main | D86 | Lobby |  | MC046-L07 | Data logger: Bowland Main | EN.EN1 Data Logger |  |  |  |  | Multilog G2 | Enercom | 0501E3889900 | 0
MC046 | Bowland Main | D17 | Lobby |  | MC046-L11 | Data logger: Bowland Main | EN.EN1 Data Logger |  |  |  |  | Multilog G2 | Enercom | 0501FD96E700 | 0
MC046 | Bowland Main | D64 | Landing |  | MC046-L09 | Data logger: Bowland Main | EN.EN1 Data Logger |  |  |  |  | Multilog G2 | Enercom | 050200BAC300 | 0
MC046 | Bowland Main |  |  |  | MC046-L15 | Data logger: Bowland Main | EN.EN1 Data Logger |  |  |  |  | Multilog G2 | Enercom | 0501F8662900 | 0
MC046 | Bowland Main | A019 | Learning Zone |  | MC046-L17 | Data logger: Bowland Main | EN.EN1 Data Logger |  |  |  |  | Multilog G2 | Enercom | 050157BF8A00 | 0
MC046 | Bowland Main | Bt6 | Plant Room |  | MC046-L05 | Data logger: Bowland Main | EN.EN1 Data Logger |  |  |  |  | Multilog G2 | Enercom | 50198895300 | 0
MC046 | Bowland Main | Bt6 | Plant Room |  | MC046-L06 | Data logger: Bowland Main | EN.EN1 Data Logger |  |  |  |  | Multilog G2 | Enercom | 050200C41100 | 0
MC046 | Bowland Main |  |  |  | MC046-B01 | BMS Controller: Bowland Main | EN.EN4 BMS Controller |  |  |  |  | IQ3xcite96 | Trend | 8AE84AB9-0098-468B-81FC-C5EDD0B0C0A2 | 0
MC046 | Bowland Main |  |  |  | MC046-L08/M001 | Bowland Main Flat 15 | EN.EN2 Energy Meter | [6 empty] | 1 | 0 | [10 empty] | No | No
MC046 | Bowland Main | D80 | Lobby |  | MC046-L08/M001 | Bowland Main Flat 15 | EN.EN2 Energy Meter | [6 empty] | 1 | 0 | [10 empty] | No | No
MC046 | Bowland Main | D81 | . |  | MC046-L08/M001 | Bowland Main Flat 15 | EN.EN2 Energy Meter | [6 empty] | 1 | 0 | [10 empty] | No | No
MC046 | Bowland Main | D82 | Kitchen |  | MC046-L08/M001 | Bowland Main Flat 15 | EN.EN2 Energy Meter | [6 empty] | 1 | 0 | [10 empty] | No | No
MC046 | Bowland Main | D83 | Lounge |  | MC046-L08/M001 | Bowland Main Flat 15 | EN.EN2 Energy Meter | [6 empty] | 1 | 0 | [10 empty] | No | No
MC046 | Bowland Main | D84 | Bedroom |  | MC046-L08/M001 | Bowland Main Flat 15 | EN.EN2 Energy Meter | [6 empty] | 1 | 0 | [10 empty] | No | No
MC046 | Bowland Main |  |  |  | MC046-L08/M002 | Bowland Main Flat 16 | EN.EN2 Energy Meter | [6 empty] | 2 | 0 | [10 empty] | No | No
MC046 | Bowland Main | D86 | Lobby |  | MC046-L08/M002 | Bowland Main Flat 16 | EN.EN2 Energy Meter | [6 empty] | 2 | 0 | [10 empty] | No | No
MC046 | Bowland Main | D87 | Kichen/Lounge |  | MC046-L08/M002 | Bowland Main Flat 16 | EN.EN2 Energy Meter | [6 empty] | 2 | 0 | [10 empty] | No | No
MC046 | Bowland Main | D88 | . |  | MC046-L08/M002 | Bowland Main Flat 16 | EN.EN2 Energy Meter | [6 empty] | 2 | 0 | [10 empty] | No | No
MC046 | Bowland Main | D89 | Bedroom |  | MC046-L08/M002 | Bowland Main Flat 16 | EN.EN2 Energy Meter | [6 empty] | 2 | 0 | [10 empty] | No | No
MC046 | Bowland Main |  |  |  | MC046-L08/M003 | Bowland Main Flat 17 | EN.EN2 Energy Meter | [6 empty] | 3 | 0 | [10 empty] | No | No
MC046 | Bowland Main | D90 | Lobby |  | MC046-L08/M003 | Bowland Main Flat 17 | EN.EN2 Energy Meter | [6 empty] | 3 | 0 | [10 empty] | No | No
MC046 | Bowland Main | D91 | WC/ Bath |  | MC046-L08/M003 | Bowland Main Flat 17 | EN.EN2 Energy Meter | [6 empty] | 3 | 0 | [10 empty] | No | No
MC046 | Bowland Main | D92 | Kitchen |  | MC046-L08/M003 | Bowland Main Flat 17 | EN.EN2 Energy Meter | [6 empty] | 3 | 0 | [10 empty] | No | No
MC046 | Bowland Main | D93 | Lounge |  | MC046-L08/M003 | Bowland Main Flat 17 | EN.EN2 Energy Meter | [6 empty] | 3 | 0 | [10 empty] | No | No
MC046 | Bowland Main | D94 | Bedroom |  | MC046-L08/M003 | Bowland Main Flat 17 | EN.EN2 Energy Meter | [6 empty] | 3 | 0 | [10 empty] | No | No
MC046 | Bowland Main |  |  |  | MC046-L08/M004 | Bowland Main Bar | EN.EN2 Energy Meter | [6 empty] | 4 | 0 | [10 empty] | No | No
MC046 | Bowland Main | A002 | Glass wash |  | MC046-L08/M004 | Bowland Main Bar | EN.EN2 Energy Meter | [6 empty] | 4 | 0 | [10 empty] | No | No
MC046 | Bowland Main |  |  |  | MC046-L13/M001 | Bowland Main Flat 4 | EN.EN2 Energy Meter | [6 empty] | 1 | 0 | [10 empty] | No | No
MC046 | Bowland Main | D24 | Lobby |  | MC046-L13/M001 | Bowland Main Flat 4 | EN.EN2 Energy Meter | [6 empty] | 1 | 0 | [10 empty] | No | No
MC046 | Bowland Main | D25 | Bath |  | MC046-L13/M001 | Bowland Main Flat 4 | EN.EN2 Energy Meter | [6 empty] | 1 | 0 | [10 empty] | No | No
MC046 | Bowland Main |  |  |  | MC046-L13/M001 | Bowland Main Flat 4 | EN.EN2 Energy Meter | [6 empty] | 1 | 0 | [10 empty] | No | No
MC046 | Bowland Main | D27 | Kitchen/Lounge |  | MC046-L13/M001 | Bowland Main Flat 4 | EN.EN2 Energy Meter | [6 empty] | 1 | 0 | [10 empty] | No | No
MC046 | Bowland Main | D28 | Bedroom |  | MC046-L13/M001 | Bowland Main Flat 4 | EN.EN2 Energy Meter | [6 empty] | 1 | 0 | [10 empty] | No | No
MC046 | Bowland Main |  |  |  | MC046-L13/M002 | Bowland Main Flat 5 | EN.EN2 Energy Meter | [6 empty] | 2 | 0 | [10 empty] | No | No
MC046 | Bowland Main | D29 | Lobby |  | MC046-L13/M002 | Bowland Main Flat 5 | EN.EN2 Energy Meter | [6 empty] | 2 | 0 | [10 empty] | No | No
MC046 | Bowland Main | D30 | Lounge |  | MC046-L13/M002 | Bowland Main Flat 5 | EN.EN2 Energy Meter | [6 empty] | 2 | 0 | [10 empty] | No | No
MC046 | Bowland Main | D31 | Kitchen |  | MC046-L13/M002 | Bowland Main Flat 5 | EN.EN2 Energy Meter | [6 empty] | 2 | 0 | [10 empty] | No | No
MC046 | Bowland Main | D32 | Bath |  | MC046-L13/M002 | Bowland Main Flat 5 | EN.EN2 Energy Meter | [6 empty] | 2 | 0 | [10 empty] | No | No
MC046 | Bowland Main | D33 | Bedroom |  | MC046-L13/M002 | Bowland Main Flat 5 | EN.EN2 Energy Meter | [6 empty] | 2 | 0 | [10 empty] | No | No
MC046 | Bowland Main |  |  |  | MC046-L13/M003 | Bowland Main Flat 6 | EN.EN2 Energy Meter | [6 empty] | 3 | 0 | [10 empty] | No | No
MC046 | Bowland Main | D35 | Lounge/Kitchen |  | MC046-L13/M003 | Bowland Main Flat 6 | EN.EN2 Energy Meter | [6 empty] | 3 | 0 | [10 empty] | No | No
MC046 | Bowland Main | D36 | WC/Bath |  | MC046-L13/M003 | Bowland Main Flat 6 | EN.EN2 Energy Meter | [6 empty] | 3 | 0 | [10 empty] | No | No
MC046 | Bowland Main | D37 | Bedroom |  | MC046-L13/M003 | Bowland Main Flat 6 | EN.EN2 Energy Meter | [6 empty] | 3 | 0 | [10 empty] | No | No
MC046 | Bowland Main |  |  |  | MC046-L13/M004 | Bowland Main Flat 7 | EN.EN2 Energy Meter | [6 empty] | 4 | 0 | [10 empty] | No | No
MC046 | Bowland Main | D38 | Lounge |  | MC046-L13/M004 | Bowland Main Flat 7 | EN.EN2 Energy Meter | [6 empty] | 4 | 0 | [10 empty] | No | No
MC046 | Bowland Main | D39 | Kitchen |  | MC046-L13/M004 | Bowland Main Flat 7 | EN.EN2 Energy Meter | [6 empty] | 4 | 0 | [10 empty] | No | No
MC046 | Bowland Main | D40 | Bath |  | MC046-L13/M004 | Bowland Main Flat 7 | EN.EN2 Energy Meter | [6 empty] | 4 | 0 | [10 empty] | No | No
MC046 | Bowland Main | D41 | Bedroom 1 |  | MC046-L13/M004 | Bowland Main Flat 7 | EN.EN2 Energy Meter | [6 empty] | 4 | 0 | [10 empty] | No | No
MC046 | Bowland Main | D42 | Bedroom 2 |  | MC046-L13/M004 | Bowland Main Flat 7 | EN.EN2 Energy Meter | [6 empty] | 4 | 0 | [10 empty] | No | No
MC046 | Bowland Main |  |  |  | MC046-L13/M005 | Bowland Main Flat 8 | EN.EN2 Energy Meter | [6 empty] | 5 | 0 | [10 empty] | No | No
MC046 | Bowland Main | D44 | Lobby |  | MC046-L13/M005 | Bowland Main Flat 8 | EN.EN2 Energy Meter | [6 empty] | 5 | 0 | [10 empty] | No | No
MC046 | Bowland Main | D45 | Bath |  | MC046-L13/M005 | Bowland Main Flat 8 | EN.EN2 Energy Meter | [6 empty] | 5 | 0 | [10 empty] | No | No
MC046 | Bowland Main | D46 | Store |  | MC046-L13/M005 | Bowland Main Flat 8 | EN.EN2 Energy Meter | [6 empty] | 5 | 0 | [10 empty] | No | No
MC046 | Bowland Main | D47 | Lounge/kitchen |  | MC046-L13/M005 | Bowland Main Flat 8 | EN.EN2 Energy Meter | [6 empty] | 5 | 0 | [10 empty] | No | No
MC046 | Bowland Main | D48 | Bedroom |  | MC046-L13/M005 | Bowland Main Flat 8 | EN.EN2 Energy Meter | [6 empty] | 5 | 0 | [10 empty] | No | No
MC046 | Bowland Main |  |  |  | MC046-L13/M006 | Bowland Main Flat 9 | EN.EN2 Energy Meter | [6 empty] | 6 | 0 | [10 empty] | No | No
MC046 | Bowland Main | D49 | Lobby |  | MC046-L13/M006 | Bowland Main Flat 9 | EN.EN2 Energy Meter | [6 empty] | 6 | 0 | [10 empty] | No | No
MC046 | Bowland Main | D50 | Kitchen/Lounge |  | MC046-L13/M006 | Bowland Main Flat 9 | EN.EN2 Energy Meter | [6 empty] | 6 | 0 | [10 empty] | No | No
MC046 | Bowland Main | D51 | Bath |  | MC046-L13/M006 | Bowland Main Flat 9 | EN.EN2 Energy Meter | [6 empty] | 6 | 0 | [10 empty] | No | No
MC046 | Bowland Main | D52 | Bedroom |  | MC046-L13/M006 | Bowland Main Flat 9 | EN.EN2 Energy Meter | [6 empty] | 6 | 0 | [10 empty] | No | No
MC046 | Bowland Main |  |  |  | MC046-L13/M007 | Bowland Main Flat 10 | EN.EN2 Energy Meter | [6 empty] | 7 | 0 | [10 empty] | No | No
MC046 | Bowland Main | D56 | Lobby |  | MC046-L13/M007 | Bowland Main Flat 10 | EN.EN2 Energy Meter | [6 empty] | 7 | 0 | [10 empty] | No | No
MC046 | Bowland Main | D57 | Bedroom |  | MC046-L13/M007 | Bowland Main Flat 10 | EN.EN2 Energy Meter | [6 empty] | 7 | 0 | [10 empty] | No | No
MC046 | Bowland Main | D58 | Bath |  | MC046-L13/M007 | Bowland Main Flat 10 | EN.EN2 Energy Meter | [6 empty] | 7 | 0 | [10 empty] | No | No
MC046 | Bowland Main | D59 | Lounge/Kitchen |  | MC046-L13/M007 | Bowland Main Flat 10 | EN.EN2 Energy Meter | [6 empty] | 7 | 0 | [10 empty] | No | No
MC046 | Bowland Main |  |  |  | MC046-L13/M008 | Bowland Main Flat 11 | EN.EN2 Energy Meter | [6 empty] | 8 | 0 | [10 empty] | No | No
MC046 | Bowland Main | D60 | Lobby |  | MC046-L13/M008 | Bowland Main Flat 11 | EN.EN2 Energy Meter | [6 empty] | 8 | 0 | [10 empty] | No | No
MC046 | Bowland Main | D61 | Bath |  | MC046-L13/M008 | Bowland Main Flat 11 | EN.EN2 Energy Meter | [6 empty] | 8 | 0 | [10 empty] | No | No
MC046 | Bowland Main | D62 | Lounge/Kitchen |  | MC046-L13/M008 | Bowland Main Flat 11 | EN.EN2 Energy Meter | [6 empty] | 8 | 0 | [10 empty] | No | No
MC046 | Bowland Main | D63 | Bedroom |  | MC046-L13/M008 | Bowland Main Flat 11 | EN.EN2 Energy Meter | [6 empty] | 8 | 0 | [10 empty] | No | No
MC046 | Bowland Main |  |  |  | MC046-L10/M001 | Bowland Main Flat 12 | EN.EN2 Energy Meter | [6 empty] | 1 | 0 | [10 empty] | No | No
MC046 | Bowland Main | D65 | Lounge/Kitchen |  | MC046-L10/M001 | Bowland Main Flat 12 | EN.EN2 Energy Meter | [6 empty] | 1 | 0 | [10 empty] | No | No
MC046 | Bowland Main | D66 | Lobby |  | MC046-L10/M001 | Bowland Main Flat 12 | EN.EN2 Energy Meter | [6 empty] | 1 | 0 | [10 empty] | No | No
MC046 | Bowland Main | D67 | Bath |  | MC046-L10/M001 | Bowland Main Flat 12 | EN.EN2 Energy Meter | [6 empty] | 1 | 0 | [10 empty] | No | No
MC046 | Bowland Main | D68 | Bedroom |  | MC046-L10/M001 | Bowland Main Flat 12 | EN.EN2 Energy Meter | [6 empty] | 1 | 0 | [10 empty] | No | No
MC046 | Bowland Main |  |  |  | MC046-L10/M002 | Bowland Main Flat 13 | EN.EN2 Energy Meter | [6 empty] | 2 | 0 | [10 empty] | No | No
MC046 | Bowland Main | D69 | Lounge/Kitchen |  | MC046-L10/M002 | Bowland Main Flat 13 | EN.EN2 Energy Meter | [6 empty] | 2 | 0 | [10 empty] | No | No
MC046 | Bowland Main | D70 | Bath |  | MC046-L10/M002 | Bowland Main Flat 13 | EN.EN2 Energy Meter | [6 empty] | 2 | 0 | [10 empty] | No | No
MC046 | Bowland Main | D71 | Bedroom |  | MC046-L10/M002 | Bowland Main Flat 13 | EN.EN2 Energy Meter | [6 empty] | 2 | 0 | [10 empty] | No | No
MC046 | Bowland Main |  |  |  | MC046-L10/M003 | Bowland Main Flat 14 | EN.EN2 Energy Meter | [6 empty] | 3 | 0 | [10 empty] | No | No
MC046 | Bowland Main | D73 | Lobby |  | MC046-L10/M003 | Bowland Main Flat 14 | EN.EN2 Energy Meter | [6 empty] | 3 | 0 | [10 empty] | No | No
MC046 | Bowland Main | D74 | Kitchen |  | MC046-L10/M003 | Bowland Main Flat 14 | EN.EN2 Energy Meter | [6 empty] | 3 | 0 | [10 empty] | No | No
MC046 | Bowland Main | D75 | Lounge |  | MC046-L10/M003 | Bowland Main Flat 14 | EN.EN2 Energy Meter | [6 empty] | 3 | 0 | [10 empty] | No | No
MC046 | Bowland Main | D76 | Bedroom 1 |  | MC046-L10/M003 | Bowland Main Flat 14 | EN.EN2 Energy Meter | [6 empty] | 3 | 0 | [10 empty] | No | No
MC046 | Bowland Main | D77 | WC Bath |  | MC046-L10/M003 | Bowland Main Flat 14 | EN.EN2 Energy Meter | [6 empty] | 3 | 0 | [10 empty] | No | No
MC046 | Bowland Main | D78 | Bedroom 2 |  | MC046-L10/M003 | Bowland Main Flat 14 | EN.EN2 Energy Meter | [6 empty] | 3 | 0 | [10 empty] | No | No
MC046 | Bowland Main |  |  |  | MC046-L16/M001 | Bowland Main Flat 1 | EN.EN2 Energy Meter | [6 empty] | 1 | 0 | [10 empty] | No | No
MC046 | Bowland Main | D04 | Lobby |  | MC046-L16/M001 | Bowland Main Flat 1 | EN.EN2 Energy Meter | [6 empty] | 1 | 0 | [10 empty] | No | No
MC046 | Bowland Main | D05 | Kitchen |  | MC046-L16/M001 | Bowland Main Flat 1 | EN.EN2 Energy Meter | [6 empty] | 1 | 0 | [10 empty] | No | No
MC046 | Bowland Main | D06 | Lounge |  | MC046-L16/M001 | Bowland Main Flat 1 | EN.EN2 Energy Meter | [6 empty] | 1 | 0 | [10 empty] | No | No
MC046 | Bowland Main | D07 | Corridor |  | MC046-L16/M001 | Bowland Main Flat 1 | EN.EN2 Energy Meter | [6 empty] | 1 | 0 | [10 empty] | No | No
MC046 | Bowland Main | D08 | WC/Bath |  | MC046-L16/M001 | Bowland Main Flat 1 | EN.EN2 Energy Meter | [6 empty] | 1 | 0 | [10 empty] | No | No
MC046 | Bowland Main | D09 | Bedroom 1 |  | MC046-L16/M001 | Bowland Main Flat 1 | EN.EN2 Energy Meter | [6 empty] | 1 | 0 | [10 empty] | No | No
MC046 | Bowland Main | D10 | Bedroom 2 |  | MC046-L16/M001 | Bowland Main Flat 1 | EN.EN2 Energy Meter | [6 empty] | 1 | 0 | [10 empty] | No | No
MC046 | Bowland Main | D11 | Bedroom 3 |  | MC046-L16/M001 | Bowland Main Flat 1 | EN.EN2 Energy Meter | [6 empty] | 1 | 0 | [10 empty] | No | No
MC046 | Bowland Main |  |  |  | MC046-L16/M002 | Bowland Main Flat 2 | EN.EN2 Energy Meter | [6 empty] | 2 | 0 | [10 empty] | No | No
MC046 | Bowland Main | D12 | Lobby |  | MC046-L16/M002 | Bowland Main Flat 2 | EN.EN2 Energy Meter | [6 empty] | 2 | 0 | [10 empty] | No | No
MC046 | Bowland Main |  |  |  | MC046-L16/M002 | Bowland Main Flat 2 | EN.EN2 Energy Meter | [6 empty] | 2 | 0 | [10 empty] | No | No
MC046 | Bowland Main | D14 | Kitchen/Lounge |  | MC046-L16/M002 | Bowland Main Flat 2 | EN.EN2 Energy Meter | [6 empty] | 2 | 0 | [10 empty] | No | No
MC046 | Bowland Main | D15 | WC/Bath |  | MC046-L16/M002 | Bowland Main Flat 2 | EN.EN2 Energy Meter | [6 empty] | 2 | 0 | [10 empty] | No | No
MC046 | Bowland Main | D16 | Bedroom |  | MC046-L16/M002 | Bowland Main Flat 2 | EN.EN2 Energy Meter | [6 empty] | 2 | 0 | [10 empty] | No | No
MC046 | Bowland Main |  |  |  | MC046-L16/M003 | Bowland Main Flat 3 | EN.EN2 Energy Meter | [6 empty] | 3 | 0 | [10 empty] | No | No
MC046 | Bowland Main | D17 | Lobby |  | MC046-L16/M003 | Bowland Main Flat 3 | EN.EN2 Energy Meter | [6 empty] | 3 | 0 | [10 empty] | No | No
MC046 | Bowland Main | D18 | WC/Bath |  | MC046-L16/M003 | Bowland Main Flat 3 | EN.EN2 Energy Meter | [6 empty] | 3 | 0 | [10 empty] | No | No
MC046 | Bowland Main | D19 | Bedroom 2 |  | MC046-L16/M003 | Bowland Main Flat 3 | EN.EN2 Energy Meter | [6 empty] | 3 | 0 | [10 empty] | No | No
MC046 | Bowland Main | D20 | Kitchen |  | MC046-L16/M003 | Bowland Main Flat 3 | EN.EN2 Energy Meter | [6 empty] | 3 | 0 | [10 empty] | No | No
MC046 | Bowland Main | D21 | Lounge |  | MC046-L16/M003 | Bowland Main Flat 3 | EN.EN2 Energy Meter | [6 empty] | 3 | 0 | [10 empty] | No | No
MC046 | Bowland Main | D22 | Bedroom 1 |  | MC046-L16/M003 | Bowland Main Flat 3 | EN.EN2 Energy Meter | [6 empty] | 3 | 0 | [10 empty] | No | No
MC046 | Bowland Main |  |  |  | MC046-L12/M001 | Bowland Main Flat 8-9-10-11 Landlord | EN.EN2 Energy Meter | [6 empty] | 1 | 0 | [10 empty] | No | No
MC046 | Bowland Main |  |  |  | MC046-L12/M002 | Bowland Main DB B1 SE | EN.EN2 Energy Meter | [6 empty] | 2 | 0 | [10 empty] | No | No
MC046 | Bowland Main |  |  |  | MC046-L12/M002 | Bowland Main DB B1 SE | EN.EN2 Energy Meter | [6 empty] | 2 | 0 | [10 empty] | No | No
MC046 | Bowland Main |  |  |  | MC046-L12/M002 | Bowland Main DB B1 SE | EN.EN2 Energy Meter | [6 empty] | 2 | 0 | [10 empty] | No | No
MC046 | Bowland Main |  |  |  | MC046-L12/M002 | Bowland Main DB B1 SE | EN.EN2 Energy Meter | [6 empty] | 2 | 0 | [10 empty] | No | No
MC046 | Bowland Main |  |  |  | MC046-L12/M002 | Bowland Main DB B1 SE | EN.EN2 Energy Meter | [6 empty] | 2 | 0 | [10 empty] | No | No
MC046 | Bowland Main | B103 | Store |  | MC046-L12/M002 | Bowland Main DB B1 SE | EN.EN2 Energy Meter | [6 empty] | 2 | 0 | [10 empty] | No | No
MC046 | Bowland Main | B104 | Meeting Room |  | MC046-L12/M002 | Bowland Main DB B1 SE | EN.EN2 Energy Meter | [6 empty] | 2 | 0 | [10 empty] | No | No
MC046 | Bowland Main | B106 | Office |  | MC046-L12/M002 | Bowland Main DB B1 SE | EN.EN2 Energy Meter | [6 empty] | 2 | 0 | [10 empty] | No | No
MC046 | Bowland Main | B107 | Office |  | MC046-L12/M002 | Bowland Main DB B1 SE | EN.EN2 Energy Meter | [6 empty] | 2 | 0 | [10 empty] | No | No
MC046 | Bowland Main | B108 | Office |  | MC046-L12/M002 | Bowland Main DB B1 SE | EN.EN2 Energy Meter | [6 empty] | 2 | 0 | [10 empty] | No | No
MC046 | Bowland Main | B109 | Office |  | MC046-L12/M002 | Bowland Main DB B1 SE | EN.EN2 Energy Meter | [6 empty] | 2 | 0 | [10 empty] | No | No
MC046 | Bowland Main | B110 | Office |  | MC046-L12/M002 | Bowland Main DB B1 SE | EN.EN2 Energy Meter | [6 empty] | 2 | 0 | [10 empty] | No | No
MC046 | Bowland Main | B111 | Office |  | MC046-L12/M002 | Bowland Main DB B1 SE | EN.EN2 Energy Meter | [6 empty] | 2 | 0 | [10 empty] | No | No
MC046 | Bowland Main |  |  |  | MC046-L12/M002 | Bowland Main DB B1 SE | EN.EN2 Energy Meter | [6 empty] | 2 | 0 | [10 empty] | No | No
MC046 | Bowland Main | B113 | Office |  | MC046-L12/M002 | Bowland Main DB B1 SE | EN.EN2 Energy Meter | [6 empty] | 2 | 0 | [10 empty] | No | No
MC046 | Bowland Main | B114 | Office |  | MC046-L12/M002 | Bowland Main DB B1 SE | EN.EN2 Energy Meter | [6 empty] | 2 | 0 | [10 empty] | No | No
MC046 | Bowland Main | B115 | Office |  | MC046-L12/M002 | Bowland Main DB B1 SE | EN.EN2 Energy Meter | [6 empty] | 2 | 0 | [10 empty] | No | No
MC046 | Bowland Main | B116 | Office |  | MC046-L12/M002 | Bowland Main DB B1 SE | EN.EN2 Energy Meter | [6 empty] | 2 | 0 | [10 empty] | No | No
MC046 | Bowland Main | B117 | Store |  | MC046-L12/M002 | Bowland Main DB B1 SE | EN.EN2 Energy Meter | [6 empty] | 2 | 0 | [10 empty] | No | No
MC046 | Bowland Main | B118 | Breakout |  | MC046-L12/M002 | Bowland Main DB B1 SE | EN.EN2 Energy Meter | [6 empty] | 2 | 0 | [10 empty] | No | No
MC046 | Bowland Main | B122 | Office |  | MC046-L12/M002 | Bowland Main DB B1 SE | EN.EN2 Energy Meter | [6 empty] | 2 | 0 | [10 empty] | No | No
MC046 | Bowland Main | B123 | Office |  | MC046-L12/M002 | Bowland Main DB B1 SE | EN.EN2 Energy Meter | [6 empty] | 2 | 0 | [10 empty] | No | No
MC046 | Bowland Main | B124 | Info |  | MC046-L12/M002 | Bowland Main DB B1 SE | EN.EN2 Energy Meter | [6 empty] | 2 | 0 | [10 empty] | No | No
MC046 | Bowland Main | B126 | Office |  | MC046-L12/M002 | Bowland Main DB B1 SE | EN.EN2 Energy Meter | [6 empty] | 2 | 0 | [10 empty] | No | No
MC046 | Bowland Main | B127 | Male WC |  | MC046-L12/M002 | Bowland Main DB B1 SE | EN.EN2 Energy Meter | [6 empty] | 2 | 0 | [10 empty] | No | No
MC046 | Bowland Main |  |  |  | MC046-L12/M003 | Bowland Main DB B2 SE | EN.EN2 Energy Meter | [6 empty] | 3 | 0 | [10 empty] | No | No
MC046 | Bowland Main |  |  |  | MC046-L12/M003 | Bowland Main DB B2 SE | EN.EN2 Energy Meter | [6 empty] | 3 | 0 | [10 empty] | No | No
MC046 | Bowland Main |  |  |  | MC046-L12/M003 | Bowland Main DB B2 SE | EN.EN2 Energy Meter | [6 empty] | 3 | 0 | [10 empty] | No | No
MC046 | Bowland Main |  |  |  | MC046-L12/M003 | Bowland Main DB B2 SE | EN.EN2 Energy Meter | [6 empty] | 3 | 0 | [10 empty] | No | No
MC046 | Bowland Main |  |  |  | MC046-L12/M003 | Bowland Main DB B2 SE | EN.EN2 Energy Meter | [6 empty] | 3 | 0 | [10 empty] | No | No
MC046 | Bowland Main | B103 | Store |  | MC046-L12/M003 | Bowland Main DB B2 SE | EN.EN2 Energy Meter | [6 empty] | 3 | 0 | [10 empty] | No | No
MC046 | Bowland Main | B104 | Meeting Room |  | MC046-L12/M003 | Bowland Main DB B2 SE | EN.EN2 Energy Meter | [6 empty] | 3 | 0 | [10 empty] | No | No
MC046 | Bowland Main | B106 | Office |  | MC046-L12/M003 | Bowland Main DB B2 SE | EN.EN2 Energy Meter | [6 empty] | 3 | 0 | [10 empty] | No | No
MC046 | Bowland Main | B107 | Office |  | MC046-L12/M003 | Bowland Main DB B2 SE | EN.EN2 Energy Meter | [6 empty] | 3 | 0 | [10 empty] | No | No
MC046 | Bowland Main | B108 | Office |  | MC046-L12/M003 | Bowland Main DB B2 SE | EN.EN2 Energy Meter | [6 empty] | 3 | 0 | [10 empty] | No | No
MC046 | Bowland Main | B109 | Office |  | MC046-L12/M003 | Bowland Main DB B2 SE | EN.EN2 Energy Meter | [6 empty] | 3 | 0 | [10 empty] | No | No
MC046 | Bowland Main | B110 | Office |  | MC046-L12/M003 | Bowland Main DB B2 SE | EN.EN2 Energy Meter | [6 empty] | 3 | 0 | [10 empty] | No | No
MC046 | Bowland Main | B111 | Office |  | MC046-L12/M003 | Bowland Main DB B2 SE | EN.EN2 Energy Meter | [6 empty] | 3 | 0 | [10 empty] | No | No
MC046 | Bowland Main |  |  |  | MC046-L12/M003 | Bowland Main DB B2 SE | EN.EN2 Energy Meter | [6 empty] | 3 | 0 | [10 empty] | No | No
MC046 | Bowland Main | B113 | Office |  | MC046-L12/M003 | Bowland Main DB B2 SE | EN.EN2 Energy Meter | [6 empty] | 3 | 0 | [10 empty] | No | No
MC046 | Bowland Main | B114 | Office |  | MC046-L12/M003 | Bowland Main DB B2 SE | EN.EN2 Energy Meter | [6 empty] | 3 | 0 | [10 empty] | No | No
MC046 | Bowland Main | B115 | Office |  | MC046-L12/M003 | Bowland Main DB B2 SE | EN.EN2 Energy Meter | [6 empty] | 3 | 0 | [10 empty] | No | No
MC046 | Bowland Main | B116 | Office |  | MC046-L12/M003 | Bowland Main DB B2 SE | EN.EN2 Energy Meter | [6 empty] | 3 | 0 | [10 empty] | No | No
MC046 | Bowland Main | B117 | Store |  | MC046-L12/M003 | Bowland Main DB B2 SE | EN.EN2 Energy Meter | [6 empty] | 3 | 0 | [10 empty] | No | No
MC046 | Bowland Main | B118 | Breakout |  | MC046-L12/M003 | Bowland Main DB B2 SE | EN.EN2 Energy Meter | [6 empty] | 3 | 0 | [10 empty] | No | No
MC046 | Bowland Main | B122 | Office |  | MC046-L12/M003 | Bowland Main DB B2 SE | EN.EN2 Energy Meter | [6 empty] | 3 | 0 | [10 empty] | No | No
MC046 | Bowland Main | B123 | Office |  | MC046-L12/M003 | Bowland Main DB B2 SE | EN.EN2 Energy Meter | [6 empty] | 3 | 0 | [10 empty] | No | No
MC046 | Bowland Main | B124 | Info |  | MC046-L12/M003 | Bowland Main DB B2 SE | EN.EN2 Energy Meter | [6 empty] | 3 | 0 | [10 empty] | No | No
MC046 | Bowland Main | B126 | Office |  | MC046-L12/M003 | Bowland Main DB B2 SE | EN.EN2 Energy Meter | [6 empty] | 3 | 0 | [10 empty] | No | No
MC046 | Bowland Main | B127 | Male WC |  | MC046-L12/M003 | Bowland Main DB B2 SE | EN.EN2 Energy Meter | [6 empty] | 3 | 0 | [10 empty] | No | No
MC046 | Bowland Main |  |  |  | MC046-L12/M004 | Bowland Main Flat 8 | EN.EN2 Energy Meter | [6 empty] | 4 | 0 | [10 empty] | No | No
MC046 | Bowland Main | D44 | Lobby |  | MC046-L12/M004 | Bowland Main Flat 8 | EN.EN2 Energy Meter | [6 empty] | 4 | 0 | [10 empty] | No | No
MC046 | Bowland Main | D45 | Bath |  | MC046-L12/M004 | Bowland Main Flat 8 | EN.EN2 Energy Meter | [6 empty] | 4 | 0 | [10 empty] | No | No
MC046 | Bowland Main | D46 | Store |  | MC046-L12/M004 | Bowland Main Flat 8 | EN.EN2 Energy Meter | [6 empty] | 4 | 0 | [10 empty] | No | No
MC046 | Bowland Main | D47 | Lounge/kitchen |  | MC046-L12/M004 | Bowland Main Flat 8 | EN.EN2 Energy Meter | [6 empty] | 4 | 0 | [10 empty] | No | No
MC046 | Bowland Main | D48 | Bedroom |  | MC046-L12/M004 | Bowland Main Flat 8 | EN.EN2 Energy Meter | [6 empty] | 4 | 0 | [10 empty] | No | No
MC046 | Bowland Main |  |  |  | MC046-L12/M005 | Bowland Main Flat 9 | EN.EN2 Energy Meter | [6 empty] | 5 | 0 | [10 empty] | No | No
MC046 | Bowland Main | D49 | Lobby |  | MC046-L12/M005 | Bowland Main Flat 9 | EN.EN2 Energy Meter | [6 empty] | 5 | 0 | [10 empty] | No | No
MC046 | Bowland Main | D50 | Kitchen/Lounge |  | MC046-L12/M005 | Bowland Main Flat 9 | EN.EN2 Energy Meter | [6 empty] | 5 | 0 | [10 empty] | No | No
MC046 | Bowland Main | D51 | Bath |  | MC046-L12/M005 | Bowland Main Flat 9 | EN.EN2 Energy Meter | [6 empty] | 5 | 0 | [10 empty] | No | No
MC046 | Bowland Main | D52 | Bedroom |  | MC046-L12/M005 | Bowland Main Flat 9 | EN.EN2 Energy Meter | [6 empty] | 5 | 0 | [10 empty] | No | No
MC046 | Bowland Main |  |  |  | MC046-L12/M006 | Bowland Main Flat 10 | EN.EN2 Energy Meter | [6 empty] | 6 | 0 | [10 empty] | No | No
MC046 | Bowland Main | D56 | Lobby |  | MC046-L12/M006 | Bowland Main Flat 10 | EN.EN2 Energy Meter | [6 empty] | 6 | 0 | [10 empty] | No | No
MC046 | Bowland Main | D57 | Bedroom |  | MC046-L12/M006 | Bowland Main Flat 10 | EN.EN2 Energy Meter | [6 empty] | 6 | 0 | [10 empty] | No | No
MC046 | Bowland Main | D58 | Bath |  | MC046-L12/M006 | Bowland Main Flat 10 | EN.EN2 Energy Meter | [6 empty] | 6 | 0 | [10 empty] | No | No
MC046 | Bowland Main | D59 | Lounge/Kitchen |  | MC046-L12/M006 | Bowland Main Flat 10 | EN.EN2 Energy Meter | [6 empty] | 6 | 0 | [10 empty] | No | No
MC046 | Bowland Main |  |  |  | MC046-L12/M007 | Bowland Main Flat 11 | EN.EN2 Energy Meter | [6 empty] | 7 | 0 | [10 empty] | No | No
MC046 | Bowland Main | D60 | Lobby |  | MC046-L12/M007 | Bowland Main Flat 11 | EN.EN2 Energy Meter | [6 empty] | 7 | 0 | [10 empty] | No | No
MC046 | Bowland Main | D61 | Bath |  | MC046-L12/M007 | Bowland Main Flat 11 | EN.EN2 Energy Meter | [6 empty] | 7 | 0 | [10 empty] | No | No
MC046 | Bowland Main | D62 | Lounge/Kitchen |  | MC046-L12/M007 | Bowland Main Flat 11 | EN.EN2 Energy Meter | [6 empty] | 7 | 0 | [10 empty] | No | No
MC046 | Bowland Main | D63 | Bedroom |  | MC046-L12/M007 | Bowland Main Flat 11 | EN.EN2 Energy Meter | [6 empty] | 7 | 0 | [10 empty] | No | No
MC046 | Bowland Main |  |  |  | MC046-L14/M001 | Bowland Main DB C1 NW | EN.EN2 Energy Meter | [6 empty] | 1 | 0 | [10 empty] | No | No
MC046 | Bowland Main | C107 | Bedroom |  | MC046-L14/M001 | Bowland Main DB C1 NW | EN.EN2 Energy Meter | [6 empty] | 1 | 0 | [10 empty] | No | No
MC046 | Bowland Main | C108 | Bedroom |  | MC046-L14/M001 | Bowland Main DB C1 NW | EN.EN2 Energy Meter | [6 empty] | 1 | 0 | [10 empty] | No | No
MC046 | Bowland Main | C109 | Bedroom |  | MC046-L14/M001 | Bowland Main DB C1 NW | EN.EN2 Energy Meter | [6 empty] | 1 | 0 | [10 empty] | No | No
MC046 | Bowland Main | C112 | Bedroom |  | MC046-L14/M001 | Bowland Main DB C1 NW | EN.EN2 Energy Meter | [6 empty] | 1 | 0 | [10 empty] | No | No
MC046 | Bowland Main | C113 | Bedroom |  | MC046-L14/M001 | Bowland Main DB C1 NW | EN.EN2 Energy Meter | [6 empty] | 1 | 0 | [10 empty] | No | No
MC046 | Bowland Main | C114 | Kitchen |  | MC046-L14/M001 | Bowland Main DB C1 NW | EN.EN2 Energy Meter | [6 empty] | 1 | 0 | [10 empty] | No | No
MC046 | Bowland Main | C116 | Bedroom |  | MC046-L14/M001 | Bowland Main DB C1 NW | EN.EN2 Energy Meter | [6 empty] | 1 | 0 | [10 empty] | No | No
MC046 | Bowland Main | C117 | Bedroom |  | MC046-L14/M001 | Bowland Main DB C1 NW | EN.EN2 Energy Meter | [6 empty] | 1 | 0 | [10 empty] | No | No
MC046 | Bowland Main | C129 | Bedroom |  | MC046-L14/M001 | Bowland Main DB C1 NW | EN.EN2 Energy Meter | [6 empty] | 1 | 0 | [10 empty] | No | No
MC046 | Bowland Main | C130 | Kitchen |  | MC046-L14/M001 | Bowland Main DB C1 NW | EN.EN2 Energy Meter | [6 empty] | 1 | 0 | [10 empty] | No | No
MC046 | Bowland Main | C132 | Bedroom |  | MC046-L14/M001 | Bowland Main DB C1 NW | EN.EN2 Energy Meter | [6 empty] | 1 | 0 | [10 empty] | No | No
MC046 | Bowland Main | C134 | Bedroom |  | MC046-L14/M001 | Bowland Main DB C1 NW | EN.EN2 Energy Meter | [6 empty] | 1 | 0 | [10 empty] | No | No
MC046 | Bowland Main | C135 | Bedroom |  | MC046-L14/M001 | Bowland Main DB C1 NW | EN.EN2 Energy Meter | [6 empty] | 1 | 0 | [10 empty] | No | No
MC046 | Bowland Main | C137 | Bedroom |  | MC046-L14/M001 | Bowland Main DB C1 NW | EN.EN2 Energy Meter | [6 empty] | 1 | 0 | [10 empty] | No | No
MC046 | Bowland Main | C146 | Kitchen |  | MC046-L14/M001 | Bowland Main DB C1 NW | EN.EN2 Energy Meter | [6 empty] | 1 | 0 | [10 empty] | No | No
MC046 | Bowland Main |  |  |  | MC046-L14/M002 | Bowland Main DB C2 NW | EN.EN2 Energy Meter | [6 empty] | 2 | 0 | [10 empty] | No | No
MC046 | Bowland Main | C108 | Bedroom |  | MC046-L14/M002 | Bowland Main DB C2 NW | EN.EN2 Energy Meter | [6 empty] | 2 | 0 | [10 empty] | No | No
MC046 | Bowland Main | C109 | Bedroom |  | MC046-L14/M002 | Bowland Main DB C2 NW | EN.EN2 Energy Meter | [6 empty] | 2 | 0 | [10 empty] | No | No
MC046 | Bowland Main | C110 | Bedroom |  | MC046-L14/M002 | Bowland Main DB C2 NW | EN.EN2 Energy Meter | [6 empty] | 2 | 0 | [10 empty] | No | No
MC046 | Bowland Main | C111 | Bedroom |  | MC046-L14/M002 | Bowland Main DB C2 NW | EN.EN2 Energy Meter | [6 empty] | 2 | 0 | [10 empty] | No | No
MC046 | Bowland Main | C112 | Bedroom |  | MC046-L14/M002 | Bowland Main DB C2 NW | EN.EN2 Energy Meter | [6 empty] | 2 | 0 | [10 empty] | No | No
MC046 | Bowland Main | C113 | Bedroom |  | MC046-L14/M002 | Bowland Main DB C2 NW | EN.EN2 Energy Meter | [6 empty] | 2 | 0 | [10 empty] | No | No
MC046 | Bowland Main | C114 | Kitchen |  | MC046-L14/M002 | Bowland Main DB C2 NW | EN.EN2 Energy Meter | [6 empty] | 2 | 0 | [10 empty] | No | No
MC046 | Bowland Main | C115 | Bedroom |  | MC046-L14/M002 | Bowland Main DB C2 NW | EN.EN2 Energy Meter | [6 empty] | 2 | 0 | [10 empty] | No | No
MC046 | Bowland Main | C116 | Bedroom |  | MC046-L14/M002 | Bowland Main DB C2 NW | EN.EN2 Energy Meter | [6 empty] | 2 | 0 | [10 empty] | No | No
MC046 | Bowland Main | C117 | Bedroom |  | MC046-L14/M002 | Bowland Main DB C2 NW | EN.EN2 Energy Meter | [6 empty] | 2 | 0 | [10 empty] | No | No
MC046 | Bowland Main | C130 | Kitchen |  | MC046-L14/M002 | Bowland Main DB C2 NW | EN.EN2 Energy Meter | [6 empty] | 2 | 0 | [10 empty] | No | No
MC046 | Bowland Main | C132 | Bedroom |  | MC046-L14/M002 | Bowland Main DB C2 NW | EN.EN2 Energy Meter | [6 empty] | 2 | 0 | [10 empty] | No | No
MC046 | Bowland Main | C136 | Bedroom |  | MC046-L14/M002 | Bowland Main DB C2 NW | EN.EN2 Energy Meter | [6 empty] | 2 | 0 | [10 empty] | No | No
MC046 | Bowland Main | C137 | Bedroom |  | MC046-L14/M002 | Bowland Main DB C2 NW | EN.EN2 Energy Meter | [6 empty] | 2 | 0 | [10 empty] | No | No
MC046 | Bowland Main | C138 | Bedroom |  | MC046-L14/M002 | Bowland Main DB C2 NW | EN.EN2 Energy Meter | [6 empty] | 2 | 0 | [10 empty] | No | No
MC046 | Bowland Main | C139 | Bedroom |  | MC046-L14/M002 | Bowland Main DB C2 NW | EN.EN2 Energy Meter | [6 empty] | 2 | 0 | [10 empty] | No | No
MC046 | Bowland Main | C140 | Bedroom |  | MC046-L14/M002 | Bowland Main DB C2 NW | EN.EN2 Energy Meter | [6 empty] | 2 | 0 | [10 empty] | No | No
MC046 | Bowland Main | C141 | Bedroom |  | MC046-L14/M002 | Bowland Main DB C2 NW | EN.EN2 Energy Meter | [6 empty] | 2 | 0 | [10 empty] | No | No
MC046 | Bowland Main | C142 | Bedroom |  | MC046-L14/M002 | Bowland Main DB C2 NW | EN.EN2 Energy Meter | [6 empty] | 2 | 0 | [10 empty] | No | No
MC046 | Bowland Main | C143 | Bedroom |  | MC046-L14/M002 | Bowland Main DB C2 NW | EN.EN2 Energy Meter | [6 empty] | 2 | 0 | [10 empty] | No | No
MC046 | Bowland Main | C146 | Kitchen |  | MC046-L14/M002 | Bowland Main DB C2 NW | EN.EN2 Energy Meter | [6 empty] | 2 | 0 | [10 empty] | No | No
MC046 | Bowland Main | C147 | Store |  | MC046-L14/M002 | Bowland Main DB C2 NW | EN.EN2 Energy Meter | [6 empty] | 2 | 0 | [10 empty] | No | No
MC046 | Bowland Main |  |  |  | MC046-L14/M003 | Bowland Main DB B1 NW | EN.EN2 Energy Meter | [6 empty] | 3 | 0 | [10 empty] | No | No
MC046 | Bowland Main |  |  |  | MC046-L14/M004 | Bowland Main DB B2 NW | EN.EN2 Energy Meter | [6 empty] | 4 | 0 | [10 empty] | No | No
MC046 | Bowland Main |  |  |  | MC046-L14/M004 | Bowland Main DB B2 NW | EN.EN2 Energy Meter | [6 empty] | 4 | 0 | [10 empty] | No | No
MC046 | Bowland Main |  |  |  | MC046-L14/M005 | Bowland Main Landlords NW | EN.EN2 Energy Meter | [6 empty] | 5 | 0 | [10 empty] | No | No
MC046 | Bowland Main |  |  |  | MC046-L14/M006 | Bowland Main Flat 1 | EN.EN2 Energy Meter | [6 empty] | 6 | 0 | [10 empty] | No | No
MC046 | Bowland Main | D04 | Lobby |  | MC046-L14/M006 | Bowland Main Flat 1 | EN.EN2 Energy Meter | [6 empty] | 6 | 0 | [10 empty] | No | No
MC046 | Bowland Main | D05 | Kitchen |  | MC046-L14/M006 | Bowland Main Flat 1 | EN.EN2 Energy Meter | [6 empty] | 6 | 0 | [10 empty] | No | No
MC046 | Bowland Main | D06 | Lounge |  | MC046-L14/M006 | Bowland Main Flat 1 | EN.EN2 Energy Meter | [6 empty] | 6 | 0 | [10 empty] | No | No
MC046 | Bowland Main | D07 | Corridor |  | MC046-L14/M006 | Bowland Main Flat 1 | EN.EN2 Energy Meter | [6 empty] | 6 | 0 | [10 empty] | No | No
MC046 | Bowland Main | D08 | WC/Bath |  | MC046-L14/M006 | Bowland Main Flat 1 | EN.EN2 Energy Meter | [6 empty] | 6 | 0 | [10 empty] | No | No
MC046 | Bowland Main | D09 | Bedroom 1 |  | MC046-L14/M006 | Bowland Main Flat 1 | EN.EN2 Energy Meter | [6 empty] | 6 | 0 | [10 empty] | No | No
MC046 | Bowland Main | D10 | Bedroom 2 |  | MC046-L14/M006 | Bowland Main Flat 1 | EN.EN2 Energy Meter | [6 empty] | 6 | 0 | [10 empty] | No | No
MC046 | Bowland Main | D11 | Bedroom 3 |  | MC046-L14/M006 | Bowland Main Flat 1 | EN.EN2 Energy Meter | [6 empty] | 6 | 0 | [10 empty] | No | No
MC046 | Bowland Main |  |  |  | MC046-L14/M007 | Bowland Main Flat 2 | EN.EN2 Energy Meter | [6 empty] | 7 | 0 | [10 empty] | No | No
MC046 | Bowland Main | D12 | Lobby |  | MC046-L14/M007 | Bowland Main Flat 2 | EN.EN2 Energy Meter | [6 empty] | 7 | 0 | [10 empty] | No | No
MC046 | Bowland Main |  |  |  | MC046-L14/M007 | Bowland Main Flat 2 | EN.EN2 Energy Meter | [6 empty] | 7 | 0 | [10 empty] | No | No
MC046 | Bowland Main | D14 | Kitchen/Lounge |  | MC046-L14/M007 | Bowland Main Flat 2 | EN.EN2 Energy Meter | [6 empty] | 7 | 0 | [10 empty] | No | No
MC046 | Bowland Main | D15 | WC/Bath |  | MC046-L14/M007 | Bowland Main Flat 2 | EN.EN2 Energy Meter | [6 empty] | 7 | 0 | [10 empty] | No | No
MC046 | Bowland Main | D16 | Bedroom |  | MC046-L14/M007 | Bowland Main Flat 2 | EN.EN2 Energy Meter | [6 empty] | 7 | 0 | [10 empty] | No | No
MC046 | Bowland Main |  |  |  | MC046-L14/M008 | Bowland Main Flat 3 | EN.EN2 Energy Meter | [6 empty] | 8 | 0 | [10 empty] | No | No
MC046 | Bowland Main | D17 | Lobby |  | MC046-L14/M008 | Bowland Main Flat 3 | EN.EN2 Energy Meter | [6 empty] | 8 | 0 | [10 empty] | No | No
MC046 | Bowland Main | D18 | WC/Bath |  | MC046-L14/M008 | Bowland Main Flat 3 | EN.EN2 Energy Meter | [6 empty] | 8 | 0 | [10 empty] | No | No
MC046 | Bowland Main | D19 | Bedroom 2 |  | MC046-L14/M008 | Bowland Main Flat 3 | EN.EN2 Energy Meter | [6 empty] | 8 | 0 | [10 empty] | No | No
MC046 | Bowland Main | D20 | Kitchen |  | MC046-L14/M008 | Bowland Main Flat 3 | EN.EN2 Energy Meter | [6 empty] | 8 | 0 | [10 empty] | No | No
MC046 | Bowland Main | D21 | Lounge |  | MC046-L14/M008 | Bowland Main Flat 3 | EN.EN2 Energy Meter | [6 empty] | 8 | 0 | [10 empty] | No | No
MC046 | Bowland Main | D22 | Bedroom 1 |  | MC046-L14/M008 | Bowland Main Flat 3 | EN.EN2 Energy Meter | [6 empty] | 8 | 0 | [10 empty] | No | No
MC046 | Bowland Main |  |  |  | MC046-L02/M001 | Bowland Main Comms 1 | EN.EN2 Energy Meter | [6 empty] | 1 | 0 | [10 empty] | No | No
MC046 | Bowland Main |  |  |  | MC046-L02/M002 | Bowland Main Basement 1 | EN.EN2 Energy Meter | [6 empty] | 2 | 0 | [10 empty] | No | No
MC046 | Bowland Main |  |  |  | MC046-L02/M003 | Bowland Main Basement 2 | EN.EN2 Energy Meter | [6 empty] | 3 | 0 | [10 empty] | No | No
MC046 | Bowland Main |  |  |  | MC046-L02/M004 | Bowland Main Bars 1 | EN.EN2 Energy Meter | [6 empty] | 4 | 0 | [10 empty] | No | No
MC046 | Bowland Main |  |  |  | MC046-L02/M005 | Bowland Main Bars 2 | EN.EN2 Energy Meter | [6 empty] | 5 | 0 | [10 empty] | No | No
MC046 | Bowland Main | A001 | Cellar & Store |  | MC046-L02/M005 | Bowland Main Bars 2 | EN.EN2 Energy Meter | [6 empty] | 5 | 0 | [10 empty] | No | No
MC046 | Bowland Main | A001a | Store |  | MC046-L02/M005 | Bowland Main Bars 2 | EN.EN2 Energy Meter | [6 empty] | 5 | 0 | [10 empty] | No | No
MC046 | Bowland Main | A005 | Store |  | MC046-L02/M005 | Bowland Main Bars 2 | EN.EN2 Energy Meter | [6 empty] | 5 | 0 | [10 empty] | No | No
MC046 | Bowland Main | A007 | Accessible WC |  | MC046-L02/M005 | Bowland Main Bars 2 | EN.EN2 Energy Meter | [6 empty] | 5 | 0 | [10 empty] | No | No
MC046 | Bowland Main | A008 | Male WC |  | MC046-L02/M005 | Bowland Main Bars 2 | EN.EN2 Energy Meter | [6 empty] | 5 | 0 | [10 empty] | No | No
MC046 | Bowland Main | A009 | Female WC |  | MC046-L02/M005 | Bowland Main Bars 2 | EN.EN2 Energy Meter | [6 empty] | 5 | 0 | [10 empty] | No | No
MC046 | Bowland Main |  |  |  | MC046-L02/M006 | Bowland Main Lecture 1 | EN.EN2 Energy Meter | [6 empty] | 6 | 0 | [10 empty] | No | No
MC046 | Bowland Main |  |  |  | MC046-L02/M007 | Bowland Main Lecture 2 | EN.EN2 Energy Meter | [6 empty] | 7 | 0 | [10 empty] | No | No
MC046 | Bowland Main | LA06 | Female WC |  | MC046-L02/M007 | Bowland Main Lecture 2 | EN.EN2 Energy Meter | [6 empty] | 7 | 0 | [10 empty] | No | No
MC046 | Bowland Main |  |  |  | MC046-L07/M001 | Bowland Main Flat 15 | EN.EN2 Energy Meter | [6 empty] | 1 | 0 | [10 empty] | No | No
MC046 | Bowland Main | D80 | Lobby |  | MC046-L07/M001 | Bowland Main Flat 15 | EN.EN2 Energy Meter | [6 empty] | 1 | 0 | [10 empty] | No | No
MC046 | Bowland Main | D81 | . |  | MC046-L07/M001 | Bowland Main Flat 15 | EN.EN2 Energy Meter | [6 empty] | 1 | 0 | [10 empty] | No | No
MC046 | Bowland Main | D82 | Kitchen |  | MC046-L07/M001 | Bowland Main Flat 15 | EN.EN2 Energy Meter | [6 empty] | 1 | 0 | [10 empty] | No | No
MC046 | Bowland Main | D83 | Lounge |  | MC046-L07/M001 | Bowland Main Flat 15 | EN.EN2 Energy Meter | [6 empty] | 1 | 0 | [10 empty] | No | No
MC046 | Bowland Main | D84 | Bedroom |  | MC046-L07/M001 | Bowland Main Flat 15 | EN.EN2 Energy Meter | [6 empty] | 1 | 0 | [10 empty] | No | No
MC046 | Bowland Main |  |  |  | MC046-L07/M002 | Bowland Main Flat 16 | EN.EN2 Energy Meter | [6 empty] | 2 | 0 | [10 empty] | No | No
MC046 | Bowland Main | D86 | Lobby |  | MC046-L07/M002 | Bowland Main Flat 16 | EN.EN2 Energy Meter | [6 empty] | 2 | 0 | [10 empty] | No | No
MC046 | Bowland Main | D87 | Kichen/Lounge |  | MC046-L07/M002 | Bowland Main Flat 16 | EN.EN2 Energy Meter | [6 empty] | 2 | 0 | [10 empty] | No | No
MC046 | Bowland Main | D88 | . |  | MC046-L07/M002 | Bowland Main Flat 16 | EN.EN2 Energy Meter | [6 empty] | 2 | 0 | [10 empty] | No | No
MC046 | Bowland Main | D89 | Bedroom |  | MC046-L07/M002 | Bowland Main Flat 16 | EN.EN2 Energy Meter | [6 empty] | 2 | 0 | [10 empty] | No | No
MC046 | Bowland Main |  |  |  | MC046-L07/M003 | Bowland Main Flat 17 | EN.EN2 Energy Meter | [6 empty] | 3 | 0 | [10 empty] | No | No
MC046 | Bowland Main | D90 | Lobby |  | MC046-L07/M003 | Bowland Main Flat 17 | EN.EN2 Energy Meter | [6 empty] | 3 | 0 | [10 empty] | No | No
MC046 | Bowland Main | D91 | WC/ Bath |  | MC046-L07/M003 | Bowland Main Flat 17 | EN.EN2 Energy Meter | [6 empty] | 3 | 0 | [10 empty] | No | No
MC046 | Bowland Main | D92 | Kitchen |  | MC046-L07/M003 | Bowland Main Flat 17 | EN.EN2 Energy Meter | [6 empty] | 3 | 0 | [10 empty] | No | No
MC046 | Bowland Main | D93 | Lounge |  | MC046-L07/M003 | Bowland Main Flat 17 | EN.EN2 Energy Meter | [6 empty] | 3 | 0 | [10 empty] | No | No
MC046 | Bowland Main | D94 | Bedroom |  | MC046-L07/M003 | Bowland Main Flat 17 | EN.EN2 Energy Meter | [6 empty] | 3 | 0 | [10 empty] | No | No
MC046 | Bowland Main |  |  |  | MC046-L07/M004 | Bowland Main Flat 15-16-17-Landlord | EN.EN2 Energy Meter | [6 empty] | 4 | 0 | [10 empty] | No | No
MC046 | Bowland Main |  |  |  | MC046-L07/M005 | Bowland Main DB C1 NE | EN.EN2 Energy Meter | [6 empty] | 5 | 0 | [10 empty] | No | No
MC046 | Bowland Main | C158 | Bedroom |  | MC046-L07/M005 | Bowland Main DB C1 NE | EN.EN2 Energy Meter | [6 empty] | 5 | 0 | [10 empty] | No | No
MC046 | Bowland Main | C159 | Kitchen |  | MC046-L07/M005 | Bowland Main DB C1 NE | EN.EN2 Energy Meter | [6 empty] | 5 | 0 | [10 empty] | No | No
MC046 | Bowland Main | C160 | Bedroom |  | MC046-L07/M005 | Bowland Main DB C1 NE | EN.EN2 Energy Meter | [6 empty] | 5 | 0 | [10 empty] | No | No
MC046 | Bowland Main | C162 | Bedroom |  | MC046-L07/M005 | Bowland Main DB C1 NE | EN.EN2 Energy Meter | [6 empty] | 5 | 0 | [10 empty] | No | No
MC046 | Bowland Main | C164 | Bedroom |  | MC046-L07/M005 | Bowland Main DB C1 NE | EN.EN2 Energy Meter | [6 empty] | 5 | 0 | [10 empty] | No | No
MC046 | Bowland Main | C166 | Bedroom |  | MC046-L07/M005 | Bowland Main DB C1 NE | EN.EN2 Energy Meter | [6 empty] | 5 | 0 | [10 empty] | No | No
MC046 | Bowland Main | C168 | Bedroom |  | MC046-L07/M005 | Bowland Main DB C1 NE | EN.EN2 Energy Meter | [6 empty] | 5 | 0 | [10 empty] | No | No
MC046 | Bowland Main | C170 | Bedroom |  | MC046-L07/M005 | Bowland Main DB C1 NE | EN.EN2 Energy Meter | [6 empty] | 5 | 0 | [10 empty] | No | No
MC046 | Bowland Main | C172 | Bedroom |  | MC046-L07/M005 | Bowland Main DB C1 NE | EN.EN2 Energy Meter | [6 empty] | 5 | 0 | [10 empty] | No | No
MC046 | Bowland Main | C174 | Bedroom |  | MC046-L07/M005 | Bowland Main DB C1 NE | EN.EN2 Energy Meter | [6 empty] | 5 | 0 | [10 empty] | No | No
MC046 | Bowland Main |  |  |  | MC046-L07/M006 | Bowland Main DB C2 NE | EN.EN2 Energy Meter | [6 empty] | 6 | 0 | [10 empty] | No | No
MC046 | Bowland Main | C158 | Bedroom |  | MC046-L07/M006 | Bowland Main DB C2 NE | EN.EN2 Energy Meter | [6 empty] | 6 | 0 | [10 empty] | No | No
MC046 | Bowland Main | C159 | Kitchen |  | MC046-L07/M006 | Bowland Main DB C2 NE | EN.EN2 Energy Meter | [6 empty] | 6 | 0 | [10 empty] | No | No
MC046 | Bowland Main | C160 | Bedroom |  | MC046-L07/M006 | Bowland Main DB C2 NE | EN.EN2 Energy Meter | [6 empty] | 6 | 0 | [10 empty] | No | No
MC046 | Bowland Main | C162 | Bedroom |  | MC046-L07/M006 | Bowland Main DB C2 NE | EN.EN2 Energy Meter | [6 empty] | 6 | 0 | [10 empty] | No | No
MC046 | Bowland Main | C164 | Bedroom |  | MC046-L07/M006 | Bowland Main DB C2 NE | EN.EN2 Energy Meter | [6 empty] | 6 | 0 | [10 empty] | No | No
MC046 | Bowland Main | C166 | Bedroom |  | MC046-L07/M006 | Bowland Main DB C2 NE | EN.EN2 Energy Meter | [6 empty] | 6 | 0 | [10 empty] | No | No
MC046 | Bowland Main | C168 | Bedroom |  | MC046-L07/M006 | Bowland Main DB C2 NE | EN.EN2 Energy Meter | [6 empty] | 6 | 0 | [10 empty] | No | No
MC046 | Bowland Main | C170 | Bedroom |  | MC046-L07/M006 | Bowland Main DB C2 NE | EN.EN2 Energy Meter | [6 empty] | 6 | 0 | [10 empty] | No | No
MC046 | Bowland Main | C172 | Bedroom |  | MC046-L07/M006 | Bowland Main DB C2 NE | EN.EN2 Energy Meter | [6 empty] | 6 | 0 | [10 empty] | No | No
MC046 | Bowland Main | C173 | Bedroom |  | MC046-L07/M006 | Bowland Main DB C2 NE | EN.EN2 Energy Meter | [6 empty] | 6 | 0 | [10 empty] | No | No
MC046 | Bowland Main | C174 | Bedroom |  | MC046-L07/M006 | Bowland Main DB C2 NE | EN.EN2 Energy Meter | [6 empty] | 6 | 0 | [10 empty] | No | No
MC046 | Bowland Main | C175 | Kitchen |  | MC046-L07/M006 | Bowland Main DB C2 NE | EN.EN2 Energy Meter | [6 empty] | 6 | 0 | [10 empty] | No | No
MC046 | Bowland Main | C176 | Bedroom |  | MC046-L07/M006 | Bowland Main DB C2 NE | EN.EN2 Energy Meter | [6 empty] | 6 | 0 | [10 empty] | No | No
MC046 | Bowland Main | C178 | Shower |  | MC046-L07/M006 | Bowland Main DB C2 NE | EN.EN2 Energy Meter | [6 empty] | 6 | 0 | [10 empty] | No | No
MC046 | Bowland Main | C179 | Shower |  | MC046-L07/M006 | Bowland Main DB C2 NE | EN.EN2 Energy Meter | [6 empty] | 6 | 0 | [10 empty] | No | No
MC046 | Bowland Main | C180 | Shower |  | MC046-L07/M006 | Bowland Main DB C2 NE | EN.EN2 Energy Meter | [6 empty] | 6 | 0 | [10 empty] | No | No
MC046 | Bowland Main |  |  |  | MC046-L07/M007 | Bowland Main DB B1 NE | EN.EN2 Energy Meter | [6 empty] | 7 | 0 | [10 empty] | No | No
MC046 | Bowland Main | B130 | Female WC |  | MC046-L07/M007 | Bowland Main DB B1 NE | EN.EN2 Energy Meter | [6 empty] | 7 | 0 | [10 empty] | No | No
MC046 | Bowland Main | B131 | Office |  | MC046-L07/M007 | Bowland Main DB B1 NE | EN.EN2 Energy Meter | [6 empty] | 7 | 0 | [10 empty] | No | No
MC046 | Bowland Main | B132 | Office |  | MC046-L07/M007 | Bowland Main DB B1 NE | EN.EN2 Energy Meter | [6 empty] | 7 | 0 | [10 empty] | No | No
MC046 | Bowland Main | B133 | Office |  | MC046-L07/M007 | Bowland Main DB B1 NE | EN.EN2 Energy Meter | [6 empty] | 7 | 0 | [10 empty] | No | No
MC046 | Bowland Main | B135 | Office |  | MC046-L07/M007 | Bowland Main DB B1 NE | EN.EN2 Energy Meter | [6 empty] | 7 | 0 | [10 empty] | No | No
MC046 | Bowland Main | B136 | Office |  | MC046-L07/M007 | Bowland Main DB B1 NE | EN.EN2 Energy Meter | [6 empty] | 7 | 0 | [10 empty] | No | No
MC046 | Bowland Main | B137 | Meeting Room |  | MC046-L07/M007 | Bowland Main DB B1 NE | EN.EN2 Energy Meter | [6 empty] | 7 | 0 | [10 empty] | No | No
MC046 | Bowland Main | B141 | Office |  | MC046-L07/M007 | Bowland Main DB B1 NE | EN.EN2 Energy Meter | [6 empty] | 7 | 0 | [10 empty] | No | No
MC046 | Bowland Main | B142 | Office |  | MC046-L07/M007 | Bowland Main DB B1 NE | EN.EN2 Energy Meter | [6 empty] | 7 | 0 | [10 empty] | No | No
MC046 | Bowland Main | B143 | Office |  | MC046-L07/M007 | Bowland Main DB B1 NE | EN.EN2 Energy Meter | [6 empty] | 7 | 0 | [10 empty] | No | No
MC046 | Bowland Main | B144 | Office |  | MC046-L07/M007 | Bowland Main DB B1 NE | EN.EN2 Energy Meter | [6 empty] | 7 | 0 | [10 empty] | No | No
MC046 | Bowland Main | B145 | Office |  | MC046-L07/M007 | Bowland Main DB B1 NE | EN.EN2 Energy Meter | [6 empty] | 7 | 0 | [10 empty] | No | No
MC046 | Bowland Main | B146 | Office |  | MC046-L07/M007 | Bowland Main DB B1 NE | EN.EN2 Energy Meter | [6 empty] | 7 | 0 | [10 empty] | No | No
MC046 | Bowland Main | B147 | Office |  | MC046-L07/M007 | Bowland Main DB B1 NE | EN.EN2 Energy Meter | [6 empty] | 7 | 0 | [10 empty] | No | No
MC046 | Bowland Main | B148 | Office |  | MC046-L07/M007 | Bowland Main DB B1 NE | EN.EN2 Energy Meter | [6 empty] | 7 | 0 | [10 empty] | No | No
MC046 | Bowland Main | B149 | Office |  | MC046-L07/M007 | Bowland Main DB B1 NE | EN.EN2 Energy Meter | [6 empty] | 7 | 0 | [10 empty] | No | No
MC046 | Bowland Main | B150 | Office |  | MC046-L07/M007 | Bowland Main DB B1 NE | EN.EN2 Energy Meter | [6 empty] | 7 | 0 | [10 empty] | No | No
MC046 | Bowland Main | B151 | Office |  | MC046-L07/M007 | Bowland Main DB B1 NE | EN.EN2 Energy Meter | [6 empty] | 7 | 0 | [10 empty] | No | No
MC046 | Bowland Main | B152 | Office |  | MC046-L07/M007 | Bowland Main DB B1 NE | EN.EN2 Energy Meter | [6 empty] | 7 | 0 | [10 empty] | No | No
MC046 | Bowland Main | B153 | Meeting Room |  | MC046-L07/M007 | Bowland Main DB B1 NE | EN.EN2 Energy Meter | [6 empty] | 7 | 0 | [10 empty] | No | No
MC046 | Bowland Main |  |  |  | MC046-L07/M008 | Bowland Main DB B2 NE | EN.EN2 Energy Meter | [6 empty] | 8 | 0 | [10 empty] | No | No
MC046 | Bowland Main | B130 | Female WC |  | MC046-L07/M008 | Bowland Main DB B2 NE | EN.EN2 Energy Meter | [6 empty] | 8 | 0 | [10 empty] | No | No
MC046 | Bowland Main | B131 | Office |  | MC046-L07/M008 | Bowland Main DB B2 NE | EN.EN2 Energy Meter | [6 empty] | 8 | 0 | [10 empty] | No | No
MC046 | Bowland Main | B132 | Office |  | MC046-L07/M008 | Bowland Main DB B2 NE | EN.EN2 Energy Meter | [6 empty] | 8 | 0 | [10 empty] | No | No
MC046 | Bowland Main | B133 | Office |  | MC046-L07/M008 | Bowland Main DB B2 NE | EN.EN2 Energy Meter | [6 empty] | 8 | 0 | [10 empty] | No | No
MC046 | Bowland Main | B135 | Office |  | MC046-L07/M008 | Bowland Main DB B2 NE | EN.EN2 Energy Meter | [6 empty] | 8 | 0 | [10 empty] | No | No
MC046 | Bowland Main | B136 | Office |  | MC046-L07/M008 | Bowland Main DB B2 NE | EN.EN2 Energy Meter | [6 empty] | 8 | 0 | [10 empty] | No | No
MC046 | Bowland Main | B137 | Meeting Room |  | MC046-L07/M008 | Bowland Main DB B2 NE | EN.EN2 Energy Meter | [6 empty] | 8 | 0 | [10 empty] | No | No
MC046 | Bowland Main | B141 | Office |  | MC046-L07/M008 | Bowland Main DB B2 NE | EN.EN2 Energy Meter | [6 empty] | 8 | 0 | [10 empty] | No | No
MC046 | Bowland Main | B142 | Office |  | MC046-L07/M008 | Bowland Main DB B2 NE | EN.EN2 Energy Meter | [6 empty] | 8 | 0 | [10 empty] | No | No
MC046 | Bowland Main | B143 | Office |  | MC046-L07/M008 | Bowland Main DB B2 NE | EN.EN2 Energy Meter | [6 empty] | 8 | 0 | [10 empty] | No | No
MC046 | Bowland Main | B144 | Office |  | MC046-L07/M008 | Bowland Main DB B2 NE | EN.EN2 Energy Meter | [6 empty] | 8 | 0 | [10 empty] | No | No
MC046 | Bowland Main | B145 | Office |  | MC046-L07/M008 | Bowland Main DB B2 NE | EN.EN2 Energy Meter | [6 empty] | 8 | 0 | [10 empty] | No | No
MC046 | Bowland Main | B146 | Office |  | MC046-L07/M008 | Bowland Main DB B2 NE | EN.EN2 Energy Meter | [6 empty] | 8 | 0 | [10 empty] | No | No
MC046 | Bowland Main | B147 | Office |  | MC046-L07/M008 | Bowland Main DB B2 NE | EN.EN2 Energy Meter | [6 empty] | 8 | 0 | [10 empty] | No | No
MC046 | Bowland Main | B148 | Office |  | MC046-L07/M008 | Bowland Main DB B2 NE | EN.EN2 Energy Meter | [6 empty] | 8 | 0 | [10 empty] | No | No
MC046 | Bowland Main | B149 | Office |  | MC046-L07/M008 | Bowland Main DB B2 NE | EN.EN2 Energy Meter | [6 empty] | 8 | 0 | [10 empty] | No | No
MC046 | Bowland Main | B150 | Office |  | MC046-L07/M008 | Bowland Main DB B2 NE | EN.EN2 Energy Meter | [6 empty] | 8 | 0 | [10 empty] | No | No
MC046 | Bowland Main | B151 | Office |  | MC046-L07/M008 | Bowland Main DB B2 NE | EN.EN2 Energy Meter | [6 empty] | 8 | 0 | [10 empty] | No | No
MC046 | Bowland Main | B152 | Office |  | MC046-L07/M008 | Bowland Main DB B2 NE | EN.EN2 Energy Meter | [6 empty] | 8 | 0 | [10 empty] | No | No
MC046 | Bowland Main | B153 | Meeting Room |  | MC046-L07/M008 | Bowland Main DB B2 NE | EN.EN2 Energy Meter | [6 empty] | 8 | 0 | [10 empty] | No | No
MC046 | Bowland Main |  |  |  | MC046-L11/M001 | Bowland Main Flat 4-5-6-7-Landlord | EN.EN2 Energy Meter | [6 empty] | 1 | 0 | [10 empty] | No | No
MC046 | Bowland Main |  |  |  | MC046-L11/M002 | Bowland Main DB C1 SW | EN.EN2 Energy Meter | [6 empty] | 2 | 0 | [10 empty] | No | No
MC046 | Bowland Main |  |  |  | MC046-L11/M003 | Bowland Main DB C2 SW | EN.EN2 Energy Meter | [6 empty] | 3 | 0 | [10 empty] | No | No
MC046 | Bowland Main |  |  |  | MC046-L11/M004 | Bowland Main Flat 4 | EN.EN2 Energy Meter | [6 empty] | 4 | 0 | [10 empty] | No | No
MC046 | Bowland Main |  |  |  | MC046-L11/M005 | Bowland Main Flat 5 | EN.EN2 Energy Meter | [6 empty] | 5 | 0 | [10 empty] | No | No
MC046 | Bowland Main |  |  |  | MC046-L11/M006 | Bowland Main Flat 6 | EN.EN2 Energy Meter | [6 empty] | 6 | 0 | [10 empty] | No | No
MC046 | Bowland Main |  |  |  | MC046-L11/M007 | Bowland Main Flat 7 | EN.EN2 Energy Meter | [6 empty] | 7 | 0 | [10 empty] | No | No
MC046 | Bowland Main |  |  |  | MC046-L09/M001 | Bowland Main Flat 12-13-14 Landlord | EN.EN2 Energy Meter | [6 empty] | 1 | 0 | [10 empty] | No | No
MC046 | Bowland Main | D64 | Landing |  | MC046-L09/M001 | Bowland Main Flat 12-13-14 Landlord | EN.EN2 Energy Meter | [6 empty] | 1 | 0 | [10 empty] | No | No
MC046 | Bowland Main |  |  |  | MC046-L09/M002 | Bowland Main Flat 12 | EN.EN2 Energy Meter | [6 empty] | 2 | 0 | [10 empty] | No | No
MC046 | Bowland Main | D65 | Lounge/Kitchen |  | MC046-L09/M002 | Bowland Main Flat 12 | EN.EN2 Energy Meter | [6 empty] | 2 | 0 | [10 empty] | No | No
MC046 | Bowland Main | D66 | Lobby |  | MC046-L09/M002 | Bowland Main Flat 12 | EN.EN2 Energy Meter | [6 empty] | 2 | 0 | [10 empty] | No | No
MC046 | Bowland Main | D67 | Bath |  | MC046-L09/M002 | Bowland Main Flat 12 | EN.EN2 Energy Meter | [6 empty] | 2 | 0 | [10 empty] | No | No
MC046 | Bowland Main | D68 | Bedroom |  | MC046-L09/M002 | Bowland Main Flat 12 | EN.EN2 Energy Meter | [6 empty] | 2 | 0 | [10 empty] | No | No
MC046 | Bowland Main |  |  |  | MC046-L09/M003 | Bowland Main Flat 13 | EN.EN2 Energy Meter | [6 empty] | 3 | 0 | [10 empty] | No | No
MC046 | Bowland Main | D69 | Lounge/Kitchen |  | MC046-L09/M003 | Bowland Main Flat 13 | EN.EN2 Energy Meter | [6 empty] | 3 | 0 | [10 empty] | No | No
MC046 | Bowland Main | D70 | Bath |  | MC046-L09/M003 | Bowland Main Flat 13 | EN.EN2 Energy Meter | [6 empty] | 3 | 0 | [10 empty] | No | No
MC046 | Bowland Main | D71 | Bedroom |  | MC046-L09/M003 | Bowland Main Flat 13 | EN.EN2 Energy Meter | [6 empty] | 3 | 0 | [10 empty] | No | No
MC046 | Bowland Main |  |  |  | MC046-L09/M004 | Bowland Main Flat 14 | EN.EN2 Energy Meter | [6 empty] | 4 | 0 | [10 empty] | No | No
MC046 | Bowland Main | D73 | Lobby |  | MC046-L09/M004 | Bowland Main Flat 14 | EN.EN2 Energy Meter | [6 empty] | 4 | 0 | [10 empty] | No | No
MC046 | Bowland Main | D74 | Kitchen |  | MC046-L09/M004 | Bowland Main Flat 14 | EN.EN2 Energy Meter | [6 empty] | 4 | 0 | [10 empty] | No | No
MC046 | Bowland Main | D75 | Lounge |  | MC046-L09/M004 | Bowland Main Flat 14 | EN.EN2 Energy Meter | [6 empty] | 4 | 0 | [10 empty] | No | No
MC046 | Bowland Main | D76 | Bedroom 1 |  | MC046-L09/M004 | Bowland Main Flat 14 | EN.EN2 Energy Meter | [6 empty] | 4 | 0 | [10 empty] | No | No
MC046 | Bowland Main | D77 | WC Bath |  | MC046-L09/M004 | Bowland Main Flat 14 | EN.EN2 Energy Meter | [6 empty] | 4 | 0 | [10 empty] | No | No
MC046 | Bowland Main | D78 | Bedroom 2 |  | MC046-L09/M004 | Bowland Main Flat 14 | EN.EN2 Energy Meter | [6 empty] | 4 | 0 | [10 empty] | No | No
MC046 | Bowland Main |  |  |  | MC046-L09/M005 | Bowland Main DB C1 SE | EN.EN2 Energy Meter | [6 empty] | 5 | 0 | [10 empty] | No | No
MC046 | Bowland Main |  |  |  | MC046-L09/M006 | Bowland Main DB C2 SE | EN.EN2 Energy Meter | [6 empty] | 6 | 0 | [10 empty] | No | No
MC046 | Bowland Main |  |  |  | MC046-L09/M007 | Bowland Main DB B1 SW | EN.EN2 Energy Meter | [6 empty] | 7 | 0 | [10 empty] | No | No
MC046 | Bowland Main |  |  |  | MC046-L09/M007 | Bowland Main DB B1 SW | EN.EN2 Energy Meter | [6 empty] | 7 | 0 | [10 empty] | No | No
MC046 | Bowland Main |  |  |  | MC046-L09/M008 | Bowland Main DB B2 SE | EN.EN2 Energy Meter | [6 empty] | 8 | 0 | [10 empty] | No | No
MC046 | Bowland Main |  |  |  | MC046-L09/M008 | Bowland Main DB B2 SE | EN.EN2 Energy Meter | [6 empty] | 8 | 0 | [10 empty] | No | No
MC046 | Bowland Main |  |  |  | MC046-L15/M001 | Bowland Main DB A1 NW | EN.EN2 Energy Meter | [6 empty] | 1 | 0 | [10 empty] | No | No
MC046 | Bowland Main | A40 | LUSU Office |  | MC046-L15/M001 | Bowland Main DB A1 NW | EN.EN2 Energy Meter | [6 empty] | 1 | 0 | [10 empty] | No | No
MC046 | Bowland Main |  |  |  | MC046-L15/M002 | Bowland Main DB A2 NW | EN.EN2 Energy Meter | [6 empty] | 2 | 0 | [10 empty] | No | No
MC046 | Bowland Main | A40 | LUSU Office |  | MC046-L15/M002 | Bowland Main DB A2 NW | EN.EN2 Energy Meter | [6 empty] | 2 | 0 | [10 empty] | No | No
MC046 | Bowland Main |  |  |  | MC046-L15/M003 | Bowland Main Lift NW | EN.EN2 Energy Meter | [6 empty] | 3 | 0 | [10 empty] | No | No
MC046 | Bowland Main |  |  |  | MC046-L17/M001 | Bowland Main DBLZ001 | EN.EN2 Energy Meter | [6 empty] | 1 | 0 | [10 empty] | No | No
MC046 | Bowland Main |  |  |  | MC046-L17/M002 | Learning Zone Power | EN.EN2 Energy Meter | [6 empty] | 2 | 0 | [10 empty] | No | No
MC046 | Bowland Main |  |  |  | MC046-L17/M003 | Learning Zone Lights | EN.EN2 Energy Meter | [6 empty] | 3 | 0 | [10 empty] | No | No
MC046 | Bowland Main |  |  |  | MC046-L17/M004 | Bowland Main Comms 1 | EN.EN2 Energy Meter | [6 empty] | 4 | 0 | [10 empty] | No | No
MC046 | Bowland Main |  |  |  | MC046-L05/M001 | Bowland Main | EN.EN2 Energy Meter | [6 empty] | 1 | 0 | [10 empty] | No | No
MC046 | Bowland Main |  |  |  | MC046-L05/M002 | Conference Centre | EN.EN2 Energy Meter | [6 empty] | 2 | 0 | [10 empty] | No | No
MC046 | Bowland Main |  |  |  | MC046-L05/M003 | Bowland Main | EN.EN2 Energy Meter | [6 empty] | 3 | 0 | [10 empty] | No | No
MC046 | Bowland Main |  |  |  | MC046-L06/M001 | Bowland Main | EN.EN2 Energy Meter | [6 empty] | 1 | 0 | [10 empty] | No | No
MC046 | Bowland Main | A0 | Whole Building |  | MC046-L06/M001 | Bowland Main | EN.EN2 Energy Meter | [6 empty] | 1 | 0 | [10 empty] | No | No
MC046 | Bowland Main |  |  |  | MC046-L06/M002 | Subway | EN.EN2 Energy Meter | [6 empty] | 2 | 0 | [10 empty] | Yes | No
MC046 | Bowland Main |  |  |  | MC046-L06/M003 | Subway | EN.EN2 Energy Meter | [6 empty] | 3 | 0 | [10 empty] | Yes | No
MC046 | Bowland Main |  |  |  | MC046-B01/L29 | Loop 29 | EN.EN3 Energy Sensor | [6 empty] | L29 | 0 | [10 empty] | No | No
MC046 | Bowland Main |  |  |  | MC046-B01/L3 | C2 - 45kW Loop | EN.EN3 Energy Sensor | [6 empty] | L3 | 0 | [10 empty] | No | No
MC046 | Bowland Main |  |  |  | MC046-B01/L4 | C2 - 18kW Loop | EN.EN3 Energy Sensor | [6 empty] | L4 | 0 | [10 empty] | No | No
MC046 | Bowland Main |  |  |  | MC046-B01/L6 | Loop 6 | EN.EN3 Energy Sensor | [6 empty] | L6 | 0 | [10 empty] | No | No
MC046 | Bowland Main |  |  |  | MC046-B01/L8 | Loop 8 | EN.EN3 Energy Sensor | [6 empty] | L8 | 0 | [10 empty] | No | No
MC046 | Bowland Main |  |  |  | MC046-B01/L9 | Loop 9 | EN.EN3 Energy Sensor | [6 empty] | L9 | 0 | [10 empty] | No | No
MC046 | Bowland Main |  |  |  | MC046-B01/L20 | Fan Ramp High Temp | EN.EN3 Energy Sensor | [6 empty] | L20 | 0 | [10 empty] | No | No
MC046 | Bowland Main |  |  |  | MC046-B01/L21 | Fan Ramp Co2 | EN.EN3 Energy Sensor | [6 empty] | L21 | 0 | [10 empty] | No | No
MC046 | Bowland Main |  |  |  | MC046-B01/L25 | Loop 25 | EN.EN3 Energy Sensor | [6 empty] | L25 | 0 | [10 empty] | No | No
MC046 | Bowland Main |  |  |  | MC046-B01/L26 | Loop 26 | EN.EN3 Energy Sensor | [6 empty] | L26 | 0 | [10 empty] | No | No
MC046 | Bowland Main |  |  |  | MC046-B01/L27 | Loop 27 | EN.EN3 Energy Sensor | [6 empty] | L27 | 0 | [10 empty] | No | No
MC046 | Bowland Main |  |  |  | MC046-B01/L28 | Loop 28 | EN.EN3 Energy Sensor | [6 empty] | L28 | 0 | [10 empty] | No | No
MC046 | Bowland Main |  |  |  | MC046-B01/L10 | Office VT Valve Demand | EN.EN3 Energy Sensor | [6 empty] | L10 | 0 | [10 empty] | No | No
MC046 | Bowland Main |  |  |  | MC046-B01/L11 | Loop 11 | EN.EN3 Energy Sensor | [6 empty] | L11 | 0 | [10 empty] | No | No
MC046 | Bowland Main |  |  |  | MC046-B01/L12 | Residential VT Valve Demand | EN.EN3 Energy Sensor | [6 empty] | L12 | 0 | [10 empty] | No | No
MC046 | Bowland Main |  |  |  | MC046-B01/L13 | Loop 13 | EN.EN3 Energy Sensor | [6 empty] | L13 | 0 | [10 empty] | No | No
MC046 | Bowland Main |  |  |  | MC046-B01/L19 | Fan Ramp Temp Low | EN.EN3 Energy Sensor | [6 empty] | L19 | 0 | [10 empty] | No | No
MC046 | Bowland Main |  |  |  | MC046-B01/L2 | C1 - 18kW Loop | EN.EN3 Energy Sensor | [6 empty] | L2 | 0 | [10 empty] | No | No
MC046 | Bowland Main |  |  |  | MC046-B01/K5 | LTHW Setpoint | EN.EN3 Energy Sensor | [6 empty] | K5 | 0 | [10 empty] | No | No
MC046 | Bowland Main |  |  |  | MC046-B01/K6 | LTHW DHW Transfer Temp | EN.EN3 Energy Sensor | [6 empty] | K6 | 0 | [10 empty] | No | No
MC046 | Bowland Main |  |  |  | MC046-B01/K7 | 1st stage frost protection | EN.EN3 Energy Sensor | [6 empty] | K7 | 0 | [10 empty] | No | No
MC046 | Bowland Main |  |  |  | MC046-B01/K8 | 2nd stage frost protection | EN.EN3 Energy Sensor | [6 empty] | K8 | 0 | [10 empty] | No | No
MC046 | Bowland Main |  |  |  | MC046-B01/K9 | CT Pressure Setpt | EN.EN3 Energy Sensor | [6 empty] | K9 | 0 | [10 empty] | No | No
MC046 | Bowland Main |  |  |  | MC046-B01/L1 | C1 - 45kW Loop | EN.EN3 Energy Sensor | [6 empty] | L1 | 0 | [10 empty] | No | No
MC046 | Bowland Main |  |  |  | MC046-B01/K31 | Outside air temperature eco override | EN.EN3 Energy Sensor | [6 empty] | K31 | 0 | [10 empty] | No | No
MC046 | Bowland Main |  |  |  | MC046-B01/K33 | P4 VT Pressure Setpt | EN.EN3 Energy Sensor | [6 empty] | K33 | 0 | [10 empty] | No | No
MC046 | Bowland Main |  |  |  | MC046-B01/K34 | AHU Supply Deadband | EN.EN3 Energy Sensor | [6 empty] | K34 | 0 | [10 empty] | No | No
MC046 | Bowland Main |  |  |  | MC046-B01/K35 | AHU Min Supply Level | EN.EN3 Energy Sensor | [6 empty] | K35 | 0 | [10 empty] | No | No
MC046 | Bowland Main |  |  |  | MC046-B01/K36 | AHU Max Supply Level | EN.EN3 Energy Sensor | [6 empty] | K36 | 0 | [10 empty] | No | No
MC046 | Bowland Main |  |  |  | MC046-B01/K37 | Extract delay | EN.EN3 Energy Sensor | [6 empty] | K37 | 0 | [10 empty] | No | No
MC046 | Bowland Main |  |  |  | MC046-B01/K22 | Office Room Setpt | EN.EN3 Energy Sensor | [6 empty] | K22 | 0 | [10 empty] | No | No
MC046 | Bowland Main |  |  |  | MC046-B01/K24 | P3 VT Pressure Setpt | EN.EN3 Energy Sensor | [6 empty] | K24 | 0 | [10 empty] | No | No
MC046 | Bowland Main |  |  |  | MC046-B01/K25 | Residential Room Setpt | EN.EN3 Energy Sensor | [6 empty] | K25 | 0 | [10 empty] | No | No
MC046 | Bowland Main |  |  |  | MC046-B01/K28 | Residential VT @ 0degC OS | EN.EN3 Energy Sensor | [6 empty] | K28 | 0 | [10 empty] | No | No
MC046 | Bowland Main |  |  |  | MC046-B01/K29 | Residential VT @ 20degC OS | EN.EN3 Energy Sensor | [6 empty] | K29 | 0 | [10 empty] | No | No
MC046 | Bowland Main |  |  |  | MC046-B01/K3 | Lecture Theatre SP | EN.EN3 Energy Sensor | [6 empty] | K3 | 0 | [10 empty] | No | No
MC046 | Bowland Main |  |  |  | MC046-B01/K13 | corridor offset | EN.EN3 Energy Sensor | [6 empty] | K13 | 0 | [10 empty] | No | No
MC046 | Bowland Main |  |  |  | MC046-B01/K14 | 3rd stage frost protection | EN.EN3 Energy Sensor | [6 empty] | K14 | 0 | [10 empty] | No | No
MC046 | Bowland Main |  |  |  | MC046-B01/K15 | default water setting | EN.EN3 Energy Sensor | [6 empty] | K15 | 0 | [10 empty] | No | No
MC046 | Bowland Main |  |  |  | MC046-B01/K18 | AHU Frost Coil Setpt | EN.EN3 Energy Sensor | [6 empty] | K18 | 0 | [10 empty] | No | No
MC046 | Bowland Main |  |  |  | MC046-B01/K2 | outside temp offset | EN.EN3 Energy Sensor | [6 empty] | K2 | 0 | [10 empty] | No | No
MC046 | Bowland Main |  |  |  | MC046-B01/K21 | Room Co2 Setpoint | EN.EN3 Energy Sensor | [6 empty] | K21 | 0 | [10 empty] | No | No
MC046 | Bowland Main |  |  |  | MC046-B01/I9 | P2 A Fault | EN.EN3 Energy Sensor | [6 empty] | I9 | 0 | [10 empty] | No | No
MC046 | Bowland Main |  |  |  | MC046-B01/I91 | P4 VTPump B Fail | EN.EN3 Energy Sensor | [6 empty] | I91 | 0 | [10 empty] | No | No
MC046 | Bowland Main |  |  |  | MC046-B01/K1 | Elec Heater SP | EN.EN3 Energy Sensor | [6 empty] | K1 | 0 | [10 empty] | No | No
MC046 | Bowland Main |  |  |  | MC046-B01/K10 | corridor offset | EN.EN3 Energy Sensor | [6 empty] | K10 | 0 | [10 empty] | No | No
MC046 | Bowland Main |  |  |  | MC046-B01/K11 | Office VT @ 0degC OS | EN.EN3 Energy Sensor | [6 empty] | K11 | 0 | [10 empty] | No | No
MC046 | Bowland Main |  |  |  | MC046-B01/K12 | Office VT @ 20degC OS | EN.EN3 Energy Sensor | [6 empty] | K12 | 0 | [10 empty] | No | No
MC046 | Bowland Main |  |  |  | MC046-B01/I76 | P2 Pump B Fail | EN.EN3 Energy Sensor | [6 empty] | I76 | 0 | [10 empty] | No | No
MC046 | Bowland Main |  |  |  | MC046-B01/i8 | P1 Flow switch | EN.EN3 Energy Sensor | [6 empty] | i8 | 0 | [10 empty] | No | No
MC046 | Bowland Main |  |  |  | MC046-B01/I81 | P3 VTPump A Fail | EN.EN3 Energy Sensor | [6 empty] | I81 | 0 | [10 empty] | No | No
MC046 | Bowland Main |  |  |  | MC046-B01/I84 | P3 VTPump B Fail | EN.EN3 Energy Sensor | [6 empty] | I84 | 0 | [10 empty] | No | No
MC046 | Bowland Main |  |  |  | MC046-B01/I88 | P4 VTPump A Fail | EN.EN3 Energy Sensor | [6 empty] | I88 | 0 | [10 empty] | No | No
MC046 | Bowland Main |  |  |  | MC046-B01/I66 | P2 Pump A Fail | EN.EN3 Energy Sensor | [6 empty] | I66 | 0 | [10 empty] | No | No
MC046 | Bowland Main |  |  |  | MC046-B01/I68 | AHU1 Supply Flow Fail | EN.EN3 Energy Sensor | [6 empty] | I68 | 0 | [10 empty] | No | No
MC046 | Bowland Main |  |  |  | MC046-B01/I7 | Mod 7 - 4Ui | EN.EN3 Energy Sensor | [6 empty] | I7 | 0 | [10 empty] | No | No
MC046 | Bowland Main |  |  |  | MC046-B01/I71 | P1 Pump A Fail | EN.EN3 Energy Sensor | [6 empty] | I71 | 0 | [10 empty] | No | No
MC046 | Bowland Main |  |  |  | MC046-B01/I74 | P1 Pump B Fail | EN.EN3 Energy Sensor | [6 empty] | I74 | 0 | [10 empty] | No | No
MC046 | Bowland Main |  |  |  | MC046-B01/I56 | DHW Enabled | EN.EN3 Energy Sensor | [6 empty] | I56 | 0 | [10 empty] | No | No
MC046 | Bowland Main |  |  |  | MC046-B01/I57 | DHW Sec Enable | EN.EN3 Energy Sensor | [6 empty] | I57 | 0 | [10 empty] | No | No
MC046 | Bowland Main |  |  |  | MC046-B01/I58 | Rycroft Unit 1 working | EN.EN3 Energy Sensor | [6 empty] | I58 | 0 | [10 empty] | No | No
MC046 | Bowland Main |  |  |  | MC046-B01/I59 | Rycroft Unit 2 working | EN.EN3 Energy Sensor | [6 empty] | I59 | 0 | [10 empty] | No | No
MC046 | Bowland Main |  |  |  | MC046-B01/i6 | Cal 1 18kw On | EN.EN3 Energy Sensor | [6 empty] | i6 | 0 | [10 empty] | No | No
MC046 | Bowland Main |  |  |  | MC046-B01/I50 | Spare | EN.EN3 Energy Sensor | [6 empty] | I50 | 0 | [10 empty] | No | No
MC046 | Bowland Main |  |  |  | MC046-B01/I51 | Spare | EN.EN3 Energy Sensor | [6 empty] | I51 | 0 | [10 empty] | No | No
MC046 | Bowland Main |  |  |  | MC046-B01/I52 | MCC Electric Meter | EN.EN3 Energy Sensor | [6 empty] | I52 | 0 | [10 empty] | No | No
MC046 | Bowland Main |  |  |  | MC046-B01/I53 | BAR Heat Meter | EN.EN3 Energy Sensor | [6 empty] | I53 | 0 | [10 empty] | No | No
MC046 | Bowland Main |  |  |  | MC046-B01/I54 | DHW Pump Fault | EN.EN3 Energy Sensor | [6 empty] | I54 | 0 | [10 empty] | No | No
MC046 | Bowland Main |  |  |  | MC046-B01/I55 | Cal 2 18KW | EN.EN3 Energy Sensor | [6 empty] | I55 | 0 | [10 empty] | No | No
MC046 | Bowland Main |  |  |  | MC046-B01/I46 | AHU Supply Fan Flow | EN.EN3 Energy Sensor | [6 empty] | I46 | 0 | [10 empty] | No | No
MC046 | Bowland Main |  |  |  | MC046-B01/I47 | Extract Fan 1 Fault | EN.EN3 Energy Sensor | [6 empty] | I47 | 0 | [10 empty] | No | No
MC046 | Bowland Main |  |  |  | MC046-B01/I48 | Extract Fan 2 Fault | EN.EN3 Energy Sensor | [6 empty] | I48 | 0 | [10 empty] | No | No
MC046 | Bowland Main |  |  |  | MC046-B01/I49 | AHU Frost | EN.EN3 Energy Sensor | [6 empty] | I49 | 0 | [10 empty] | No | No
MC046 | Bowland Main |  |  |  | MC046-B01/I5 | Mod 5 - 8Ui | EN.EN3 Energy Sensor | [6 empty] | I5 | 0 | [10 empty] | No | No
MC046 | Bowland Main |  |  |  | MC046-B01/I40 | Level B AC Unit 2 Fault | EN.EN3 Energy Sensor | [6 empty] | I40 | 0 | [10 empty] | No | No
MC046 | Bowland Main |  |  |  | MC046-B01/I41 | Level C Lift Fault | EN.EN3 Energy Sensor | [6 empty] | I41 | 0 | [10 empty] | No | No
MC046 | Bowland Main |  |  |  | MC046-B01/I42 | Level D Lift Fault | EN.EN3 Energy Sensor | [6 empty] | I42 | 0 | [10 empty] | No | No
MC046 | Bowland Main |  |  |  | MC046-B01/I43 | AHU Panel Filter | EN.EN3 Energy Sensor | [6 empty] | I43 | 0 | [10 empty] | No | No
MC046 | Bowland Main |  |  |  | MC046-B01/I44 | AHU Bag Filter | EN.EN3 Energy Sensor | [6 empty] | I44 | 0 | [10 empty] | No | No
MC046 | Bowland Main |  |  |  | MC046-B01/I45 | AHU Supply Fan Fault | EN.EN3 Energy Sensor | [6 empty] | I45 | 0 | [10 empty] | No | No
MC046 | Bowland Main |  |  |  | MC046-B01/I36 | Level C Toilet EF04 | EN.EN3 Energy Sensor | [6 empty] | I36 | 0 | [10 empty] | No | No
MC046 | Bowland Main |  |  |  | MC046-B01/I37 | Level C EF05 | EN.EN3 Energy Sensor | [6 empty] | I37 | 0 | [10 empty] | No | No
MC046 | Bowland Main |  |  |  | MC046-B01/I38 | Level C EF06 | EN.EN3 Energy Sensor | [6 empty] | I38 | 0 | [10 empty] | No | No
MC046 | Bowland Main |  |  |  | MC046-B01/I39 | Level B AC Unit 1 Fault | EN.EN3 Energy Sensor | [6 empty] | I39 | 0 | [10 empty] | No | No
MC046 | Bowland Main |  |  |  | MC046-B01/I4 | Mod 4 - 8Ui | EN.EN3 Energy Sensor | [6 empty] | I4 | 0 | [10 empty] | No | No
MC046 | Bowland Main |  |  |  | MC046-B01/I30 | Level A EF02 | EN.EN3 Energy Sensor | [6 empty] | I30 | 0 | [10 empty] | No | No
MC046 | Bowland Main |  |  |  | MC046-B01/I31 | Level B EF01 | EN.EN3 Energy Sensor | [6 empty] | I31 | 0 | [10 empty] | No | No
MC046 | Bowland Main |  |  |  | MC046-B01/I32 | Level B EF02 | EN.EN3 Energy Sensor | [6 empty] | I32 | 0 | [10 empty] | No | No
MC046 | Bowland Main |  |  |  | MC046-B01/I33 | Level C EF01 | EN.EN3 Energy Sensor | [6 empty] | I33 | 0 | [10 empty] | No | No
MC046 | Bowland Main |  |  |  | MC046-B01/I34 | Level C EF02 | EN.EN3 Energy Sensor | [6 empty] | I34 | 0 | [10 empty] | No | No
MC046 | Bowland Main |  |  |  | MC046-B01/I35 | Level C EF03 | EN.EN3 Energy Sensor | [6 empty] | I35 | 0 | [10 empty] | No | No
MC046 | Bowland Main |  |  |  | MC046-B01/I26 | CAL2_45kW Thy Fault | EN.EN3 Energy Sensor | [6 empty] | I26 | 0 | [10 empty] | No | No
MC046 | Bowland Main |  |  |  | MC046-B01/I27 | CAL1_Thyristor18kW | EN.EN3 Energy Sensor | [6 empty] | I27 | 0 | [10 empty] | No | No
MC046 | Bowland Main |  |  |  | MC046-B01/I28 | DHW Secondary Pump Fault | EN.EN3 Energy Sensor | [6 empty] | I28 | 0 | [10 empty] | No | No
MC046 | Bowland Main |  |  |  | MC046-B01/I29 | Level A EF01 | EN.EN3 Energy Sensor | [6 empty] | I29 | 0 | [10 empty] | No | No
MC046 | Bowland Main |  |  |  | MC046-B01/i3 | P1 A Fault | EN.EN3 Energy Sensor | [6 empty] | i3 | 0 | [10 empty] | No | No
MC046 | Bowland Main |  |  |  | MC046-B01/I20 | CAL2_Rycroft Com Fault | EN.EN3 Energy Sensor | [6 empty] | I20 | 0 | [10 empty] | No | No
MC046 | Bowland Main |  |  |  | MC046-B01/I21 | CAL2 PHE OvHeat Fault | EN.EN3 Energy Sensor | [6 empty] | I21 | 0 | [10 empty] | No | No
MC046 | Bowland Main |  |  |  | MC046-B01/I22 | CAL1_Cyl OvTemp | EN.EN3 Energy Sensor | [6 empty] | I22 | 0 | [10 empty] | No | No
MC046 | Bowland Main |  |  |  | MC046-B01/I23 | CAL1_45kW Thy Fault | EN.EN3 Energy Sensor | [6 empty] | I23 | 0 | [10 empty] | No | No
MC046 | Bowland Main |  |  |  | MC046-B01/I24 | CAL1_18kW Thy Fault | EN.EN3 Energy Sensor | [6 empty] | I24 | 0 | [10 empty] | No | No
MC046 | Bowland Main |  |  |  | MC046-B01/I25 | CAL2_Cyl OvHeat | EN.EN3 Energy Sensor | [6 empty] | I25 | 0 | [10 empty] | No | No
MC046 | Bowland Main |  |  |  | MC046-B01/I16 | P4 B Fault | EN.EN3 Energy Sensor | [6 empty] | I16 | 0 | [10 empty] | No | No
MC046 | Bowland Main |  |  |  | MC046-B01/I17 | P4 Flow switch | EN.EN3 Energy Sensor | [6 empty] | I17 | 0 | [10 empty] | No | No
MC046 | Bowland Main |  |  |  | MC046-B01/I18 | CAL1 Rycroft OvTemp | EN.EN3 Energy Sensor | [6 empty] | I18 | 0 | [10 empty] | No | No
MC046 | Bowland Main |  |  |  | MC046-B01/I19 | CAL1_Rycroft Com Fault | EN.EN3 Energy Sensor | [6 empty] | I19 | 0 | [10 empty] | No | No
MC046 | Bowland Main |  |  |  | MC046-B01/I2 | Mod 2 - 8Ui | EN.EN3 Energy Sensor | [6 empty] | I2 | 0 | [10 empty] | No | No
MC046 | Bowland Main |  |  |  | MC046-B01/I10 | P2 B Fault | EN.EN3 Energy Sensor | [6 empty] | I10 | 0 | [10 empty] | No | No
MC046 | Bowland Main |  |  |  | MC046-B01/I11 | P2 Flow switch | EN.EN3 Energy Sensor | [6 empty] | I11 | 0 | [10 empty] | No | No
MC046 | Bowland Main |  |  |  | MC046-B01/I12 | P3 A Fault | EN.EN3 Energy Sensor | [6 empty] | I12 | 0 | [10 empty] | No | No
MC046 | Bowland Main |  |  |  | MC046-B01/I13 | P3 B Fault | EN.EN3 Energy Sensor | [6 empty] | I13 | 0 | [10 empty] | No | No
MC046 | Bowland Main |  |  |  | MC046-B01/I14 | P3 Flow switch | EN.EN3 Energy Sensor | [6 empty] | I14 | 0 | [10 empty] | No | No
MC046 | Bowland Main |  |  |  | MC046-B01/I15 | P4 A Fault | EN.EN3 Energy Sensor | [6 empty] | I15 | 0 | [10 empty] | No | No
MC046 | Bowland Main |  |  |  | MC046-B01/G96 | Logic 96 | EN.EN3 Energy Sensor | [6 empty] | G96 | 0 | [10 empty] | No | No
MC046 | Bowland Main |  |  |  | MC046-B01/G97 | P1 Pump A Reqd | EN.EN3 Energy Sensor | [6 empty] | G97 | 0 | [10 empty] | No | No
MC046 | Bowland Main |  |  |  | MC046-B01/G98 | Logic 98 | EN.EN3 Energy Sensor | [6 empty] | G98 | 0 | [10 empty] | No | No
MC046 | Bowland Main |  |  |  | MC046-B01/G99 | P1 Pumps Go | EN.EN3 Energy Sensor | [6 empty] | G99 | 0 | [10 empty] | No | No
MC046 | Bowland Main |  |  |  | MC046-B01/I1 | Mod 1 - 8Ao | EN.EN3 Energy Sensor | [6 empty] | I1 | 0 | [10 empty] | No | No
MC046 | Bowland Main |  |  |  | MC046-B01/G90 | EF 2 Required | EN.EN3 Energy Sensor | [6 empty] | G90 | 0 | [10 empty] | No | No
MC046 | Bowland Main |  |  |  | MC046-B01/G91 | Logic 91 | EN.EN3 Energy Sensor | [6 empty] | G91 | 0 | [10 empty] | No | No
MC046 | Bowland Main |  |  |  | MC046-B01/G92 | Logic 92 | EN.EN3 Energy Sensor | [6 empty] | G92 | 0 | [10 empty] | No | No
MC046 | Bowland Main |  |  |  | MC046-B01/G93 | P1 Pump B Reqd | EN.EN3 Energy Sensor | [6 empty] | G93 | 0 | [10 empty] | No | No
MC046 | Bowland Main |  |  |  | MC046-B01/G94 | Logic 94 | EN.EN3 Energy Sensor | [6 empty] | G94 | 0 | [10 empty] | No | No
MC046 | Bowland Main |  |  |  | MC046-B01/G95 | Logic 95 | EN.EN3 Energy Sensor | [6 empty] | G95 | 0 | [10 empty] | No | No
MC046 | Bowland Main |  |  |  | MC046-B01/G85 | Change duty | EN.EN3 Energy Sensor | [6 empty] | G85 | 0 | [10 empty] | No | No
MC046 | Bowland Main |  |  |  | MC046-B01/G86 | Logic 86 | EN.EN3 Energy Sensor | [6 empty] | G86 | 0 | [10 empty] | No | No
MC046 | Bowland Main |  |  |  | MC046-B01/G87 | EF 01 Duty | EN.EN3 Energy Sensor | [6 empty] | G87 | 0 | [10 empty] | No | No
MC046 | Bowland Main |  |  |  | MC046-B01/G88 | EF 02 Duty | EN.EN3 Energy Sensor | [6 empty] | G88 | 0 | [10 empty] | No | No
MC046 | Bowland Main |  |  |  | MC046-B01/G89 | EF 1 required | EN.EN3 Energy Sensor | [6 empty] | G89 | 0 | [10 empty] | No | No
MC046 | Bowland Main |  |  |  | MC046-B01/G9 | Immersion heater hours run | EN.EN3 Energy Sensor | [6 empty] | G9 | 0 | [10 empty] | No | No
MC046 | Bowland Main |  |  |  | MC046-B01/G8 | Immersion heater hours run | EN.EN3 Energy Sensor | [6 empty] | G8 | 0 | [10 empty] | No | No
MC046 | Bowland Main |  |  |  | MC046-B01/G80 | Logic 80 | EN.EN3 Energy Sensor | [6 empty] | G80 | 0 | [10 empty] | No | No
MC046 | Bowland Main |  |  |  | MC046-B01/G81 | AHU &amp; EF01-02 | EN.EN3 Energy Sensor | [6 empty] | G81 | 0 | [10 empty] | No | No
MC046 | Bowland Main |  |  |  | MC046-B01/G82 | AHU Required | EN.EN3 Energy Sensor | [6 empty] | G82 | 0 | [10 empty] | No | No
MC046 | Bowland Main |  |  |  | MC046-B01/G83 | Logic 83 | EN.EN3 Energy Sensor | [6 empty] | G83 | 0 | [10 empty] | No | No
MC046 | Bowland Main |  |  |  | MC046-B01/G84 | AHU | EN.EN3 Energy Sensor | [6 empty] | G84 | 0 | [10 empty] | No | No
MC046 | Bowland Main |  |  |  | MC046-B01/G74 | 2nd Stage Frost Active | EN.EN3 Energy Sensor | [6 empty] | G74 | 0 | [10 empty] | No | No
MC046 | Bowland Main |  |  |  | MC046-B01/G75 | 1st stage frost active | EN.EN3 Energy Sensor | [6 empty] | G75 | 0 | [10 empty] | No | No
MC046 | Bowland Main |  |  |  | MC046-B01/G76 | AHU1 Reqd | EN.EN3 Energy Sensor | [6 empty] | G76 | 0 | [10 empty] | No | No
MC046 | Bowland Main |  |  |  | MC046-B01/G77 | Logic 77 | EN.EN3 Energy Sensor | [6 empty] | G77 | 0 | [10 empty] | No | No
MC046 | Bowland Main |  |  |  | MC046-B01/G78 | AHU1 Fans Reqd | EN.EN3 Energy Sensor | [6 empty] | G78 | 0 | [10 empty] | No | No
MC046 | Bowland Main |  |  |  | MC046-B01/G79 | AHU &amp; Duty | EN.EN3 Energy Sensor | [6 empty] | G79 | 0 | [10 empty] | No | No
MC046 | Bowland Main |  |  |  | MC046-B01/G58 | DHW Enable | EN.EN3 Energy Sensor | [6 empty] | G58 | 0 | [10 empty] | No | No
MC046 | Bowland Main |  |  |  | MC046-B01/G59 | Rycroft Heaters Required | EN.EN3 Energy Sensor | [6 empty] | G59 | 0 | [10 empty] | No | No
MC046 | Bowland Main |  |  |  | MC046-B01/G6 | Logic 6 | EN.EN3 Energy Sensor | [6 empty] | G6 | 0 | [10 empty] | No | No
MC046 | Bowland Main |  |  |  | MC046-B01/G60 | Electric Heater Required | EN.EN3 Energy Sensor | [6 empty] | G60 | 0 | [10 empty] | No | No
MC046 | Bowland Main |  |  |  | MC046-B01/G61 | LTHW Demand | EN.EN3 Energy Sensor | [6 empty] | G61 | 0 | [10 empty] | No | No
MC046 | Bowland Main |  |  |  | MC046-B01/G7 | Immersion heater hours run | EN.EN3 Energy Sensor | [6 empty] | G7 | 0 | [10 empty] | No | No
MC046 | Bowland Main |  |  |  | MC046-B01/G51 | Logic 51 | EN.EN3 Energy Sensor | [6 empty] | G51 | 0 | [10 empty] | No | No
MC046 | Bowland Main |  |  |  | MC046-B01/G52 | Logic 52 | EN.EN3 Energy Sensor | [6 empty] | G52 | 0 | [10 empty] | No | No
MC046 | Bowland Main |  |  |  | MC046-B01/G53 | Logic 53 | EN.EN3 Energy Sensor | [6 empty] | G53 | 0 | [10 empty] | No | No
MC046 | Bowland Main |  |  |  | MC046-B01/G54 | Logic 54 | EN.EN3 Energy Sensor | [6 empty] | G54 | 0 | [10 empty] | No | No
MC046 | Bowland Main |  |  |  | MC046-B01/G55 | Logic 55 | EN.EN3 Energy Sensor | [6 empty] | G55 | 0 | [10 empty] | No | No
MC046 | Bowland Main |  |  |  | MC046-B01/G56 | Logic 56 | EN.EN3 Energy Sensor | [6 empty] | G56 | 0 | [10 empty] | No | No
MC046 | Bowland Main |  |  |  | MC046-B01/G45 | Logic 45 | EN.EN3 Energy Sensor | [6 empty] | G45 | 0 | [10 empty] | No | No
MC046 | Bowland Main |  |  |  | MC046-B01/G46 | Logic 46 | EN.EN3 Energy Sensor | [6 empty] | G46 | 0 | [10 empty] | No | No
MC046 | Bowland Main |  |  |  | MC046-B01/G47 | Logic 47 | EN.EN3 Energy Sensor | [6 empty] | G47 | 0 | [10 empty] | No | No
MC046 | Bowland Main |  |  |  | MC046-B01/G48 | Logic 48 | EN.EN3 Energy Sensor | [6 empty] | G48 | 0 | [10 empty] | No | No
MC046 | Bowland Main |  |  |  | MC046-B01/G49 | Logic 49 | EN.EN3 Energy Sensor | [6 empty] | G49 | 0 | [10 empty] | No | No
MC046 | Bowland Main |  |  |  | MC046-B01/G5 | Logic 5 | EN.EN3 Energy Sensor | [6 empty] | G5 | 0 | [10 empty] | No | No
MC046 | Bowland Main |  |  |  | MC046-B01/G4 | Logic 4 | EN.EN3 Energy Sensor | [6 empty] | G4 | 0 | [10 empty] | No | No
MC046 | Bowland Main |  |  |  | MC046-B01/G40 | Logic 40 | EN.EN3 Energy Sensor | [6 empty] | G40 | 0 | [10 empty] | No | No
MC046 | Bowland Main |  |  |  | MC046-B01/G41 | Logic 41 | EN.EN3 Energy Sensor | [6 empty] | G41 | 0 | [10 empty] | No | No
MC046 | Bowland Main |  |  |  | MC046-B01/G42 | Logic 42 | EN.EN3 Energy Sensor | [6 empty] | G42 | 0 | [10 empty] | No | No
MC046 | Bowland Main |  |  |  | MC046-B01/G43 | Logic 43 | EN.EN3 Energy Sensor | [6 empty] | G43 | 0 | [10 empty] | No | No
MC046 | Bowland Main |  |  |  | MC046-B01/G44 | Logic 44 | EN.EN3 Energy Sensor | [6 empty] | G44 | 0 | [10 empty] | No | No
MC046 | Bowland Main |  |  |  | MC046-B01/G34 | Logic 34 | EN.EN3 Energy Sensor | [6 empty] | G34 | 0 | [10 empty] | No | No
MC046 | Bowland Main |  |  |  | MC046-B01/G35 | Logic 35 | EN.EN3 Energy Sensor | [6 empty] | G35 | 0 | [10 empty] | No | No
MC046 | Bowland Main |  |  |  | MC046-B01/G36 | Logic 36 | EN.EN3 Energy Sensor | [6 empty] | G36 | 0 | [10 empty] | No | No
MC046 | Bowland Main |  |  |  | MC046-B01/G37 | Logic 37 | EN.EN3 Energy Sensor | [6 empty] | G37 | 0 | [10 empty] | No | No
MC046 | Bowland Main |  |  |  | MC046-B01/G38 | Logic 38 | EN.EN3 Energy Sensor | [6 empty] | G38 | 0 | [10 empty] | No | No
MC046 | Bowland Main |  |  |  | MC046-B01/G39 | Logic 39 | EN.EN3 Energy Sensor | [6 empty] | G39 | 0 | [10 empty] | No | No
MC046 | Bowland Main |  |  |  | MC046-B01/G28 | Logic 28 | EN.EN3 Energy Sensor | [6 empty] | G28 | 0 | [10 empty] | No | No
MC046 | Bowland Main |  |  |  | MC046-B01/G29 | Logic 29 | EN.EN3 Energy Sensor | [6 empty] | G29 | 0 | [10 empty] | No | No
MC046 | Bowland Main |  |  |  | MC046-B01/G3 | DHW Sec Enable | EN.EN3 Energy Sensor | [6 empty] | G3 | 0 | [10 empty] | No | No
MC046 | Bowland Main |  |  |  | MC046-B01/G30 | Logic 30 | EN.EN3 Energy Sensor | [6 empty] | G30 | 0 | [10 empty] | No | No
MC046 | Bowland Main |  |  |  | MC046-B01/G32 | Logic 32 | EN.EN3 Energy Sensor | [6 empty] | G32 | 0 | [10 empty] | No | No
MC046 | Bowland Main |  |  |  | MC046-B01/G33 | Logic 33 | EN.EN3 Energy Sensor | [6 empty] | G33 | 0 | [10 empty] | No | No
MC046 | Bowland Main |  |  |  | MC046-B01/G20 | Logic 20 | EN.EN3 Energy Sensor | [6 empty] | G20 | 0 | [10 empty] | No | No
MC046 | Bowland Main |  |  |  | MC046-B01/G21 | Logic 21 | EN.EN3 Energy Sensor | [6 empty] | G21 | 0 | [10 empty] | No | No
MC046 | Bowland Main |  |  |  | MC046-B01/G22 | Logic 22 | EN.EN3 Energy Sensor | [6 empty] | G22 | 0 | [10 empty] | No | No
MC046 | Bowland Main |  |  |  | MC046-B01/G24 | Logic 24 | EN.EN3 Energy Sensor | [6 empty] | G24 | 0 | [10 empty] | No | No
MC046 | Bowland Main |  |  |  | MC046-B01/G25 | Logic 25 | EN.EN3 Energy Sensor | [6 empty] | G25 | 0 | [10 empty] | No | No
MC046 | Bowland Main |  |  |  | MC046-B01/G27 | Logic 27 | EN.EN3 Energy Sensor | [6 empty] | G27 | 0 | [10 empty] | No | No
MC046 | Bowland Main |  |  |  | MC046-B01/G19 | Logic 19 | EN.EN3 Energy Sensor | [6 empty] | G19 | 0 | [10 empty] | No | No
MC046 | Bowland Main |  |  |  | MC046-B01/G190 | Logic 190 | EN.EN3 Energy Sensor | [6 empty] | G190 | 0 | [10 empty] | No | No
MC046 | Bowland Main |  |  |  | MC046-B01/G191 | Logic 191 | EN.EN3 Energy Sensor | [6 empty] | G191 | 0 | [10 empty] | No | No
MC046 | Bowland Main |  |  |  | MC046-B01/G192 | Logic 192 | EN.EN3 Energy Sensor | [6 empty] | G192 | 0 | [10 empty] | No | No
MC046 | Bowland Main |  |  |  | MC046-B01/G193 | Logic 193 | EN.EN3 Energy Sensor | [6 empty] | G193 | 0 | [10 empty] | No | No
MC046 | Bowland Main |  |  |  | MC046-B01/G2 | Logic 2 | EN.EN3 Energy Sensor | [6 empty] | G2 | 0 | [10 empty] | No | No
MC046 | Bowland Main |  |  |  | MC046-B01/G184 | Logic 184 | EN.EN3 Energy Sensor | [6 empty] | G184 | 0 | [10 empty] | No | No
MC046 | Bowland Main |  |  |  | MC046-B01/G185 | Logic 185 | EN.EN3 Energy Sensor | [6 empty] | G185 | 0 | [10 empty] | No | No
MC046 | Bowland Main |  |  |  | MC046-B01/G186 | Logic 186 | EN.EN3 Energy Sensor | [6 empty] | G186 | 0 | [10 empty] | No | No
MC046 | Bowland Main |  |  |  | MC046-B01/G187 | Logic 187 | EN.EN3 Energy Sensor | [6 empty] | G187 | 0 | [10 empty] | No | No
MC046 | Bowland Main |  |  |  | MC046-B01/G188 | Logic 188 | EN.EN3 Energy Sensor | [6 empty] | G188 | 0 | [10 empty] | No | No
MC046 | Bowland Main |  |  |  | MC046-B01/G189 | EXTRACT FAN DELAY IF REQUIRED | EN.EN3 Energy Sensor | [6 empty] | G189 | 0 | [10 empty] | No | No
MC046 | Bowland Main |  |  |  | MC046-B01/G178 | Logic 178 | EN.EN3 Energy Sensor | [6 empty] | G178 | 0 | [10 empty] | No | No
MC046 | Bowland Main |  |  |  | MC046-B01/G179 | Delayed Weekly Pulse | EN.EN3 Energy Sensor | [6 empty] | G179 | 0 | [10 empty] | No | No
MC046 | Bowland Main |  |  |  | MC046-B01/G180 | Logic 180 | EN.EN3 Energy Sensor | [6 empty] | G180 | 0 | [10 empty] | No | No
MC046 | Bowland Main |  |  |  | MC046-B01/G181 | Logic 181 | EN.EN3 Energy Sensor | [6 empty] | G181 | 0 | [10 empty] | No | No
MC046 | Bowland Main |  |  |  | MC046-B01/G182 | Logic 182 | EN.EN3 Energy Sensor | [6 empty] | G182 | 0 | [10 empty] | No | No
MC046 | Bowland Main |  |  |  | MC046-B01/G183 | Logic 183 | EN.EN3 Energy Sensor | [6 empty] | G183 | 0 | [10 empty] | No | No
MC046 | Bowland Main |  |  |  | MC046-B01/G172 | Logic 172 | EN.EN3 Energy Sensor | [6 empty] | G172 | 0 | [10 empty] | No | No
MC046 | Bowland Main |  |  |  | MC046-B01/G173 | Logic 173 | EN.EN3 Energy Sensor | [6 empty] | G173 | 0 | [10 empty] | No | No
MC046 | Bowland Main |  |  |  | MC046-B01/G174 | Logic 174 | EN.EN3 Energy Sensor | [6 empty] | G174 | 0 | [10 empty] | No | No
MC046 | Bowland Main |  |  |  | MC046-B01/G175 | Logic 175 | EN.EN3 Energy Sensor | [6 empty] | G175 | 0 | [10 empty] | No | No
MC046 | Bowland Main |  |  |  | MC046-B01/G176 | Delayed Monthly Pulse | EN.EN3 Energy Sensor | [6 empty] | G176 | 0 | [10 empty] | No | No
MC046 | Bowland Main |  |  |  | MC046-B01/G177 | Logic 177 | EN.EN3 Energy Sensor | [6 empty] | G177 | 0 | [10 empty] | No | No
MC046 | Bowland Main |  |  |  | MC046-B01/G161 | Logic 161 | EN.EN3 Energy Sensor | [6 empty] | G161 | 0 | [10 empty] | No | No
MC046 | Bowland Main |  |  |  | MC046-B01/G162 | Logic 162 | EN.EN3 Energy Sensor | [6 empty] | G162 | 0 | [10 empty] | No | No
MC046 | Bowland Main |  |  |  | MC046-B01/G169 | Logic 169 | EN.EN3 Energy Sensor | [6 empty] | G169 | 0 | [10 empty] | No | No
MC046 | Bowland Main |  |  |  | MC046-B01/G17 | Logic 17 | EN.EN3 Energy Sensor | [6 empty] | G17 | 0 | [10 empty] | No | No
MC046 | Bowland Main |  |  |  | MC046-B01/G170 | Delayed Midnight Pulse | EN.EN3 Energy Sensor | [6 empty] | G170 | 0 | [10 empty] | No | No
MC046 | Bowland Main |  |  |  | MC046-B01/G171 | Logic 171 | EN.EN3 Energy Sensor | [6 empty] | G171 | 0 | [10 empty] | No | No
MC046 | Bowland Main |  |  |  | MC046-B01/G156 | Logic 156 | EN.EN3 Energy Sensor | [6 empty] | G156 | 0 | [10 empty] | No | No
MC046 | Bowland Main |  |  |  | MC046-B01/G157 | Logic 157 | EN.EN3 Energy Sensor | [6 empty] | G157 | 0 | [10 empty] | No | No
MC046 | Bowland Main |  |  |  | MC046-B01/G158 | VT Demands | EN.EN3 Energy Sensor | [6 empty] | G158 | 0 | [10 empty] | No | No
MC046 | Bowland Main |  |  |  | MC046-B01/G159 | Logic 159 | EN.EN3 Energy Sensor | [6 empty] | G159 | 0 | [10 empty] | No | No
MC046 | Bowland Main |  |  |  | MC046-B01/G16 | Immersion heater hours run | EN.EN3 Energy Sensor | [6 empty] | G16 | 0 | [10 empty] | No | No
MC046 | Bowland Main |  |  |  | MC046-B01/G160 | Logic 160 | EN.EN3 Energy Sensor | [6 empty] | G160 | 0 | [10 empty] | No | No
MC046 | Bowland Main |  |  |  | MC046-B01/G150 | OS Eco Active | EN.EN3 Energy Sensor | [6 empty] | G150 | 0 | [10 empty] | No | No
MC046 | Bowland Main |  |  |  | MC046-B01/G151 | P2 Demand | EN.EN3 Energy Sensor | [6 empty] | G151 | 0 | [10 empty] | No | No
MC046 | Bowland Main |  |  |  | MC046-B01/G152 | Demand for P1 | EN.EN3 Energy Sensor | [6 empty] | G152 | 0 | [10 empty] | No | No
MC046 | Bowland Main |  |  |  | MC046-B01/G153 | Logic 153 | EN.EN3 Energy Sensor | [6 empty] | G153 | 0 | [10 empty] | No | No
MC046 | Bowland Main |  |  |  | MC046-B01/G154 | Logic 154 | EN.EN3 Energy Sensor | [6 empty] | G154 | 0 | [10 empty] | No | No
MC046 | Bowland Main |  |  |  | MC046-B01/G155 | Logic 155 | EN.EN3 Energy Sensor | [6 empty] | G155 | 0 | [10 empty] | No | No
MC046 | Bowland Main |  |  |  | MC046-B01/G144 | P4 VT Pumps Reqd | EN.EN3 Energy Sensor | [6 empty] | G144 | 0 | [10 empty] | No | No
MC046 | Bowland Main |  |  |  | MC046-B01/G145 | Logic 145 | EN.EN3 Energy Sensor | [6 empty] | G145 | 0 | [10 empty] | No | No
MC046 | Bowland Main |  |  |  | MC046-B01/G146 | Logic 146 | EN.EN3 Energy Sensor | [6 empty] | G146 | 0 | [10 empty] | No | No
MC046 | Bowland Main |  |  |  | MC046-B01/G148 | Logic 148 | EN.EN3 Energy Sensor | [6 empty] | G148 | 0 | [10 empty] | No | No
MC046 | Bowland Main |  |  |  | MC046-B01/G149 | Logic 149 | EN.EN3 Energy Sensor | [6 empty] | G149 | 0 | [10 empty] | No | No
MC046 | Bowland Main |  |  |  | MC046-B01/G15 | Logic 15 | EN.EN3 Energy Sensor | [6 empty] | G15 | 0 | [10 empty] | No | No
MC046 | Bowland Main |  |  |  | MC046-B01/G138 | Frost Enables | EN.EN3 Energy Sensor | [6 empty] | G138 | 0 | [10 empty] | No | No
MC046 | Bowland Main |  |  |  | MC046-B01/G139 | P3 VT Reqd | EN.EN3 Energy Sensor | [6 empty] | G139 | 0 | [10 empty] | No | No
MC046 | Bowland Main |  |  |  | MC046-B01/G14 | Immersion heater hours run | EN.EN3 Energy Sensor | [6 empty] | G14 | 0 | [10 empty] | No | No
MC046 | Bowland Main |  |  |  | MC046-B01/G140 | P3 VT Pumps Reqd | EN.EN3 Energy Sensor | [6 empty] | G140 | 0 | [10 empty] | No | No
MC046 | Bowland Main |  |  |  | MC046-B01/G142 | Logic 142 | EN.EN3 Energy Sensor | [6 empty] | G142 | 0 | [10 empty] | No | No
MC046 | Bowland Main |  |  |  | MC046-B01/G143 | P4 VT Reqd | EN.EN3 Energy Sensor | [6 empty] | G143 | 0 | [10 empty] | No | No
MC046 | Bowland Main |  |  |  | MC046-B01/G132 | Logic 132 | EN.EN3 Energy Sensor | [6 empty] | G132 | 0 | [10 empty] | No | No
MC046 | Bowland Main |  |  |  | MC046-B01/G133 | Logic 133 | EN.EN3 Energy Sensor | [6 empty] | G133 | 0 | [10 empty] | No | No
MC046 | Bowland Main |  |  |  | MC046-B01/G134 | P4 VTPumpP1Reqd | EN.EN3 Energy Sensor | [6 empty] | G134 | 0 | [10 empty] | No | No
MC046 | Bowland Main |  |  |  | MC046-B01/G135 | Logic 135 | EN.EN3 Energy Sensor | [6 empty] | G135 | 0 | [10 empty] | No | No
MC046 | Bowland Main |  |  |  | MC046-B01/G136 | P4 Residential Pumps Go | EN.EN3 Energy Sensor | [6 empty] | G136 | 0 | [10 empty] | No | No
MC046 | Bowland Main |  |  |  | MC046-B01/G137 | Logic 137 | EN.EN3 Energy Sensor | [6 empty] | G137 | 0 | [10 empty] | No | No
MC046 | Bowland Main |  |  |  | MC046-B01/G127 | Logic 127 | EN.EN3 Energy Sensor | [6 empty] | G127 | 0 | [10 empty] | No | No
MC046 | Bowland Main |  |  |  | MC046-B01/G128 | Logic 128 | EN.EN3 Energy Sensor | [6 empty] | G128 | 0 | [10 empty] | No | No
MC046 | Bowland Main |  |  |  | MC046-B01/G129 | Logic 129 | EN.EN3 Energy Sensor | [6 empty] | G129 | 0 | [10 empty] | No | No
MC046 | Bowland Main |  |  |  | MC046-B01/G13 | Logic 13 | EN.EN3 Energy Sensor | [6 empty] | G13 | 0 | [10 empty] | No | No
MC046 | Bowland Main |  |  |  | MC046-B01/G130 | P4 VTPumpP2Reqd | EN.EN3 Energy Sensor | [6 empty] | G130 | 0 | [10 empty] | No | No
MC046 | Bowland Main |  |  |  | MC046-B01/G131 | Logic 131 | EN.EN3 Energy Sensor | [6 empty] | G131 | 0 | [10 empty] | No | No
MC046 | Bowland Main |  |  |  | MC046-B01/G120 | Logic 120 | EN.EN3 Energy Sensor | [6 empty] | G120 | 0 | [10 empty] | No | No
MC046 | Bowland Main |  |  |  | MC046-B01/G121 | Logic 121 | EN.EN3 Energy Sensor | [6 empty] | G121 | 0 | [10 empty] | No | No
MC046 | Bowland Main |  |  |  | MC046-B01/G122 | Logic 122 | EN.EN3 Energy Sensor | [6 empty] | G122 | 0 | [10 empty] | No | No
MC046 | Bowland Main |  |  |  | MC046-B01/G123 | P3 VTPumpP1Reqd | EN.EN3 Energy Sensor | [6 empty] | G123 | 0 | [10 empty] | No | No
MC046 | Bowland Main |  |  |  | MC046-B01/G124 | Logic 124 | EN.EN3 Energy Sensor | [6 empty] | G124 | 0 | [10 empty] | No | No
MC046 | Bowland Main |  |  |  | MC046-B01/G125 | P3 Office Pumps Go | EN.EN3 Energy Sensor | [6 empty] | G125 | 0 | [10 empty] | No | No
MC046 | Bowland Main |  |  |  | MC046-B01/G115 | Logic 115 | EN.EN3 Energy Sensor | [6 empty] | G115 | 0 | [10 empty] | No | No
MC046 | Bowland Main |  |  |  | MC046-B01/G116 | P2 Pumps Go | EN.EN3 Energy Sensor | [6 empty] | G116 | 0 | [10 empty] | No | No
MC046 | Bowland Main |  |  |  | MC046-B01/G117 | Logic 117 | EN.EN3 Energy Sensor | [6 empty] | G117 | 0 | [10 empty] | No | No
MC046 | Bowland Main |  |  |  | MC046-B01/G118 | Logic 118 | EN.EN3 Energy Sensor | [6 empty] | G118 | 0 | [10 empty] | No | No
MC046 | Bowland Main |  |  |  | MC046-B01/G119 | P3 VTPumpP2Reqd | EN.EN3 Energy Sensor | [6 empty] | G119 | 0 | [10 empty] | No | No
MC046 | Bowland Main |  |  |  | MC046-B01/G12 | Immersion heater hours run | EN.EN3 Energy Sensor | [6 empty] | G12 | 0 | [10 empty] | No | No
MC046 | Bowland Main |  |  |  | MC046-B01/G11 | Immersion heater hours run | EN.EN3 Energy Sensor | [6 empty] | G11 | 0 | [10 empty] | No | No
MC046 | Bowland Main |  |  |  | MC046-B01/G110 | P2 Pump B Reqd | EN.EN3 Energy Sensor | [6 empty] | G110 | 0 | [10 empty] | No | No
MC046 | Bowland Main |  |  |  | MC046-B01/G111 | Logic 111 | EN.EN3 Energy Sensor | [6 empty] | G111 | 0 | [10 empty] | No | No
MC046 | Bowland Main |  |  |  | MC046-B01/G112 | Logic 112 | EN.EN3 Energy Sensor | [6 empty] | G112 | 0 | [10 empty] | No | No
MC046 | Bowland Main |  |  |  | MC046-B01/G113 | Logic 113 | EN.EN3 Energy Sensor | [6 empty] | G113 | 0 | [10 empty] | No | No
MC046 | Bowland Main |  |  |  | MC046-B01/G114 | P2 Pump A Reqd | EN.EN3 Energy Sensor | [6 empty] | G114 | 0 | [10 empty] | No | No
MC046 | Bowland Main |  |  |  | MC046-B01/G104 | Change duty | EN.EN3 Energy Sensor | [6 empty] | G104 | 0 | [10 empty] | No | No
MC046 | Bowland Main |  |  |  | MC046-B01/G105 | Pump Allow 2 | EN.EN3 Energy Sensor | [6 empty] | G105 | 0 | [10 empty] | No | No
MC046 | Bowland Main |  |  |  | MC046-B01/G106 | Logic 106 | EN.EN3 Energy Sensor | [6 empty] | G106 | 0 | [10 empty] | No | No
MC046 | Bowland Main |  |  |  | MC046-B01/G107 | AHU Temp Allow | EN.EN3 Energy Sensor | [6 empty] | G107 | 0 | [10 empty] | No | No
MC046 | Bowland Main |  |  |  | MC046-B01/G108 | Logic 108 | EN.EN3 Energy Sensor | [6 empty] | G108 | 0 | [10 empty] | No | No
MC046 | Bowland Main |  |  |  | MC046-B01/G109 | Logic 109 | EN.EN3 Energy Sensor | [6 empty] | G109 | 0 | [10 empty] | No | No
MC046 | Bowland Main |  |  |  | MC046-B01/F99 | Function 99 | EN.EN3 Energy Sensor | [6 empty] | F99 | 0 | [10 empty] | No | No
MC046 | Bowland Main |  |  |  | MC046-B01/G1 | Logic 1 | EN.EN3 Energy Sensor | [6 empty] | G1 | 0 | [10 empty] | No | No
MC046 | Bowland Main |  |  |  | MC046-B01/G10 | Immersion heater hours run | EN.EN3 Energy Sensor | [6 empty] | G10 | 0 | [10 empty] | No | No
MC046 | Bowland Main |  |  |  | MC046-B01/G101 | Pumps Allow 1 | EN.EN3 Energy Sensor | [6 empty] | G101 | 0 | [10 empty] | No | No
MC046 | Bowland Main |  |  |  | MC046-B01/G102 | Logic 102 | EN.EN3 Energy Sensor | [6 empty] | G102 | 0 | [10 empty] | No | No
MC046 | Bowland Main |  |  |  | MC046-B01/G103 | Fail Reset | EN.EN3 Energy Sensor | [6 empty] | G103 | 0 | [10 empty] | No | No
MC046 | Bowland Main |  |  |  | MC046-B01/F93 | Electric Heating | EN.EN3 Energy Sensor | [6 empty] | F93 | 0 | [10 empty] | No | No
MC046 | Bowland Main |  |  |  | MC046-B01/F94 | CT Reqd AHU Frost | EN.EN3 Energy Sensor | [6 empty] | F94 | 0 | [10 empty] | No | No
MC046 | Bowland Main |  |  |  | MC046-B01/F95 | Function 95 | EN.EN3 Energy Sensor | [6 empty] | F95 | 0 | [10 empty] | No | No
MC046 | Bowland Main |  |  |  | MC046-B01/F96 | AHU Frost Coil Valve | EN.EN3 Energy Sensor | [6 empty] | F96 | 0 | [10 empty] | No | No
MC046 | Bowland Main |  |  |  | MC046-B01/F97 | Function 97 | EN.EN3 Energy Sensor | [6 empty] | F97 | 0 | [10 empty] | No | No
MC046 | Bowland Main |  |  |  | MC046-B01/F98 | Function 98 | EN.EN3 Energy Sensor | [6 empty] | F98 | 0 | [10 empty] | No | No
MC046 | Bowland Main |  |  |  | MC046-B01/F88 | PHE 1 MTHW plate temp | EN.EN3 Energy Sensor | [6 empty] | F88 | 0 | [10 empty] | No | No
MC046 | Bowland Main |  |  |  | MC046-B01/F89 | Function 89 | EN.EN3 Energy Sensor | [6 empty] | F89 | 0 | [10 empty] | No | No
MC046 | Bowland Main |  |  |  | MC046-B01/F9 | 4DIX - 9 | EN.EN3 Energy Sensor | [6 empty] | F9 | 0 | [10 empty] | No | No
MC046 | Bowland Main |  |  |  | MC046-B01/F90 | RmTempAv | EN.EN3 Energy Sensor | [6 empty] | F90 | 0 | [10 empty] | No | No
MC046 | Bowland Main |  |  |  | MC046-B01/F91 | RmCo2Ave | EN.EN3 Energy Sensor | [6 empty] | F91 | 0 | [10 empty] | No | No
MC046 | Bowland Main |  |  |  | MC046-B01/F92 | Function 92 | EN.EN3 Energy Sensor | [6 empty] | F92 | 0 | [10 empty] | No | No
MC046 | Bowland Main |  |  |  | MC046-B01/F82 | P4 B Speed | EN.EN3 Energy Sensor | [6 empty] | F82 | 0 | [10 empty] | No | No
MC046 | Bowland Main |  |  |  | MC046-B01/F83 | Function 83 | EN.EN3 Energy Sensor | [6 empty] | F83 | 0 | [10 empty] | No | No
MC046 | Bowland Main |  |  |  | MC046-B01/F84 | Function 84 | EN.EN3 Energy Sensor | [6 empty] | F84 | 0 | [10 empty] | No | No
MC046 | Bowland Main |  |  |  | MC046-B01/F85 | Function 85 | EN.EN3 Energy Sensor | [6 empty] | F85 | 0 | [10 empty] | No | No
MC046 | Bowland Main |  |  |  | MC046-B01/F86 | AHU Reheat Demand | EN.EN3 Energy Sensor | [6 empty] | F86 | 0 | [10 empty] | No | No
MC046 | Bowland Main |  |  |  | MC046-B01/F87 | PHE 1 MTHW plate temp | EN.EN3 Energy Sensor | [6 empty] | F87 | 0 | [10 empty] | No | No
MC046 | Bowland Main |  |  |  | MC046-B01/F73 | Function 73 | EN.EN3 Energy Sensor | [6 empty] | F73 | 0 | [10 empty] | No | No
MC046 | Bowland Main |  |  |  | MC046-B01/F74 | Function 74 | EN.EN3 Energy Sensor | [6 empty] | F74 | 0 | [10 empty] | No | No
MC046 | Bowland Main |  |  |  | MC046-B01/F79 | Function 79 | EN.EN3 Energy Sensor | [6 empty] | F79 | 0 | [10 empty] | No | No
MC046 | Bowland Main |  |  |  | MC046-B01/F8 | 4DIX - 8 | EN.EN3 Energy Sensor | [6 empty] | F8 | 0 | [10 empty] | No | No
MC046 | Bowland Main |  |  |  | MC046-B01/F80 | P4 A Speed | EN.EN3 Energy Sensor | [6 empty] | F80 | 0 | [10 empty] | No | No
MC046 | Bowland Main |  |  |  | MC046-B01/F81 | Function 81 | EN.EN3 Energy Sensor | [6 empty] | F81 | 0 | [10 empty] | No | No
MC046 | Bowland Main |  |  |  | MC046-B01/F68 | Function 68 | EN.EN3 Energy Sensor | [6 empty] | F68 | 0 | [10 empty] | No | No
MC046 | Bowland Main |  |  |  | MC046-B01/F69 | Function 69 | EN.EN3 Energy Sensor | [6 empty] | F69 | 0 | [10 empty] | No | No
MC046 | Bowland Main |  |  |  | MC046-B01/F7 | 4DIX - 7 | EN.EN3 Energy Sensor | [6 empty] | F7 | 0 | [10 empty] | No | No
MC046 | Bowland Main |  |  |  | MC046-B01/F70 | Function 70 | EN.EN3 Energy Sensor | [6 empty] | F70 | 0 | [10 empty] | No | No
MC046 | Bowland Main |  |  |  | MC046-B01/F71 | Function 71 | EN.EN3 Energy Sensor | [6 empty] | F71 | 0 | [10 empty] | No | No
MC046 | Bowland Main |  |  |  | MC046-B01/F72 | Function 72 | EN.EN3 Energy Sensor | [6 empty] | F72 | 0 | [10 empty] | No | No
MC046 | Bowland Main |  |  |  | MC046-B01/F62 | Litres per second | EN.EN3 Energy Sensor | [6 empty] | F62 | 0 | [10 empty] | No | No
MC046 | Bowland Main |  |  |  | MC046-B01/F63 | Subtract for delta-T | EN.EN3 Energy Sensor | [6 empty] | F63 | 0 | [10 empty] | No | No
MC046 | Bowland Main |  |  |  | MC046-B01/F64 | Function 64 | EN.EN3 Energy Sensor | [6 empty] | F64 | 0 | [10 empty] | No | No
MC046 | Bowland Main |  |  |  | MC046-B01/F65 | Function 65 | EN.EN3 Energy Sensor | [6 empty] | F65 | 0 | [10 empty] | No | No
MC046 | Bowland Main |  |  |  | MC046-B01/F66 | Function 66 | EN.EN3 Energy Sensor | [6 empty] | F66 | 0 | [10 empty] | No | No
MC046 | Bowland Main |  |  |  | MC046-B01/F67 | Function 67 | EN.EN3 Energy Sensor | [6 empty] | F67 | 0 | [10 empty] | No | No
MC046 | Bowland Main |  |  |  | MC046-B01/F57 | Function 57 | EN.EN3 Energy Sensor | [6 empty] | F57 | 0 | [10 empty] | No | No
MC046 | Bowland Main |  |  |  | MC046-B01/F58 | P3 A Speed | EN.EN3 Energy Sensor | [6 empty] | F58 | 0 | [10 empty] | No | No
MC046 | Bowland Main |  |  |  | MC046-B01/F59 | Function 59 | EN.EN3 Energy Sensor | [6 empty] | F59 | 0 | [10 empty] | No | No
MC046 | Bowland Main |  |  |  | MC046-B01/F6 | 4DIX - 6 | EN.EN3 Energy Sensor | [6 empty] | F6 | 0 | [10 empty] | No | No
MC046 | Bowland Main |  |  |  | MC046-B01/F60 | P3 B Speed | EN.EN3 Energy Sensor | [6 empty] | F60 | 0 | [10 empty] | No | No
MC046 | Bowland Main |  |  |  | MC046-B01/F61 | Function 61 | EN.EN3 Energy Sensor | [6 empty] | F61 | 0 | [10 empty] | No | No
MC046 | Bowland Main |  |  |  | MC046-B01/F5 | 4DIX - 5 | EN.EN3 Energy Sensor | [6 empty] | F5 | 0 | [10 empty] | No | No
MC046 | Bowland Main |  |  |  | MC046-B01/F50 | Cal 2 45KW | EN.EN3 Energy Sensor | [6 empty] | F50 | 0 | [10 empty] | No | No
MC046 | Bowland Main |  |  |  | MC046-B01/F51 | Cal 2 18KW | EN.EN3 Energy Sensor | [6 empty] | F51 | 0 | [10 empty] | No | No
MC046 | Bowland Main |  |  |  | MC046-B01/F54 | LPHW heating | EN.EN3 Energy Sensor | [6 empty] | F54 | 0 | [10 empty] | No | No
MC046 | Bowland Main |  |  |  | MC046-B01/F55 | DHW Selection LTHW or Electric | EN.EN3 Energy Sensor | [6 empty] | F55 | 0 | [10 empty] | No | No
MC046 | Bowland Main |  |  |  | MC046-B01/F56 | Function 56 | EN.EN3 Energy Sensor | [6 empty] | F56 | 0 | [10 empty] | No | No
MC046 | Bowland Main |  |  |  | MC046-B01/F44 | Function 44 | EN.EN3 Energy Sensor | [6 empty] | F44 | 0 | [10 empty] | No | No
MC046 | Bowland Main |  |  |  | MC046-B01/F45 | Function 45 | EN.EN3 Energy Sensor | [6 empty] | F45 | 0 | [10 empty] | No | No
MC046 | Bowland Main |  |  |  | MC046-B01/F46 | Function 46 | EN.EN3 Energy Sensor | [6 empty] | F46 | 0 | [10 empty] | No | No
MC046 | Bowland Main |  |  |  | MC046-B01/F47 | Function 47 | EN.EN3 Energy Sensor | [6 empty] | F47 | 0 | [10 empty] | No | No
MC046 | Bowland Main |  |  |  | MC046-B01/F48 | Cal 1 45KW | EN.EN3 Energy Sensor | [6 empty] | F48 | 0 | [10 empty] | No | No
MC046 | Bowland Main |  |  |  | MC046-B01/F49 | Cal 1 18KW | EN.EN3 Energy Sensor | [6 empty] | F49 | 0 | [10 empty] | No | No
MC046 | Bowland Main |  |  |  | MC046-B01/F39 | Function 39 | EN.EN3 Energy Sensor | [6 empty] | F39 | 0 | [10 empty] | No | No
MC046 | Bowland Main |  |  |  | MC046-B01/F4 | 4DIX - 4 | EN.EN3 Energy Sensor | [6 empty] | F4 | 0 | [10 empty] | No | No
MC046 | Bowland Main |  |  |  | MC046-B01/F40 | Function 40 | EN.EN3 Energy Sensor | [6 empty] | F40 | 0 | [10 empty] | No | No
MC046 | Bowland Main |  |  |  | MC046-B01/F41 | Function 41 | EN.EN3 Energy Sensor | [6 empty] | F41 | 0 | [10 empty] | No | No
MC046 | Bowland Main |  |  |  | MC046-B01/F42 | P4 Enable | EN.EN3 Energy Sensor | [6 empty] | F42 | 0 | [10 empty] | No | No
MC046 | Bowland Main |  |  |  | MC046-B01/F43 | 3rd stage frost protection | EN.EN3 Energy Sensor | [6 empty] | F43 | 0 | [10 empty] | No | No
MC046 | Bowland Main |  |  |  | MC046-B01/F33 | Function 33 | EN.EN3 Energy Sensor | [6 empty] | F33 | 0 | [10 empty] | No | No
MC046 | Bowland Main |  |  |  | MC046-B01/F34 | P3 Enable | EN.EN3 Energy Sensor | [6 empty] | F34 | 0 | [10 empty] | No | No
MC046 | Bowland Main |  |  |  | MC046-B01/F35 | Function 35 | EN.EN3 Energy Sensor | [6 empty] | F35 | 0 | [10 empty] | No | No
MC046 | Bowland Main |  |  |  | MC046-B01/F36 | Function 36 | EN.EN3 Energy Sensor | [6 empty] | F36 | 0 | [10 empty] | No | No
MC046 | Bowland Main |  |  |  | MC046-B01/F37 | Function 37 | EN.EN3 Energy Sensor | [6 empty] | F37 | 0 | [10 empty] | No | No
MC046 | Bowland Main |  |  |  | MC046-B01/F38 | Function 38 | EN.EN3 Energy Sensor | [6 empty] | F38 | 0 | [10 empty] | No | No
MC046 | Bowland Main |  |  |  | MC046-B01/F28 | P2 2RM Enables | EN.EN3 Energy Sensor | [6 empty] | F28 | 0 | [10 empty] | No | No
MC046 | Bowland Main |  |  |  | MC046-B01/F29 | Function 29 | EN.EN3 Energy Sensor | [6 empty] | F29 | 0 | [10 empty] | No | No
MC046 | Bowland Main |  |  |  | MC046-B01/F3 | 4DIX - 3 | EN.EN3 Energy Sensor | [6 empty] | F3 | 0 | [10 empty] | No | No
MC046 | Bowland Main |  |  |  | MC046-B01/F30 | P2 A Speed | EN.EN3 Energy Sensor | [6 empty] | F30 | 0 | [10 empty] | No | No
MC046 | Bowland Main |  |  |  | MC046-B01/F31 | Function 31 | EN.EN3 Energy Sensor | [6 empty] | F31 | 0 | [10 empty] | No | No
MC046 | Bowland Main |  |  |  | MC046-B01/F32 | P2 B Speed | EN.EN3 Energy Sensor | [6 empty] | F32 | 0 | [10 empty] | No | No
MC046 | Bowland Main |  |  |  | MC046-B01/F22 | PHE2 Valve | EN.EN3 Energy Sensor | [6 empty] | F22 | 0 | [10 empty] | No | No
MC046 | Bowland Main |  |  |  | MC046-B01/F23 | Function 23 | EN.EN3 Energy Sensor | [6 empty] | F23 | 0 | [10 empty] | No | No
MC046 | Bowland Main |  |  |  | MC046-B01/F24 | P1 2RM Enables | EN.EN3 Energy Sensor | [6 empty] | F24 | 0 | [10 empty] | No | No
MC046 | Bowland Main |  |  |  | MC046-B01/F25 | Function 25 | EN.EN3 Energy Sensor | [6 empty] | F25 | 0 | [10 empty] | No | No
MC046 | Bowland Main |  |  |  | MC046-B01/F26 | Function 26 | EN.EN3 Energy Sensor | [6 empty] | F26 | 0 | [10 empty] | No | No
MC046 | Bowland Main |  |  |  | MC046-B01/F27 | Function 27 | EN.EN3 Energy Sensor | [6 empty] | F27 | 0 | [10 empty] | No | No
MC046 | Bowland Main |  |  |  | MC046-B01/F17 | Function 17 | EN.EN3 Energy Sensor | [6 empty] | F17 | 0 | [10 empty] | No | No
MC046 | Bowland Main |  |  |  | MC046-B01/F18 | CT Low temp AHU disable | EN.EN3 Energy Sensor | [6 empty] | F18 | 0 | [10 empty] | No | No
MC046 | Bowland Main |  |  |  | MC046-B01/F19 | PHE1 Valve | EN.EN3 Energy Sensor | [6 empty] | F19 | 0 | [10 empty] | No | No
MC046 | Bowland Main |  |  |  | MC046-B01/F2 | 4DIX - 2 | EN.EN3 Energy Sensor | [6 empty] | F2 | 0 | [10 empty] | No | No
MC046 | Bowland Main |  |  |  | MC046-B01/F20 | Function 20 | EN.EN3 Energy Sensor | [6 empty] | F20 | 0 | [10 empty] | No | No
MC046 | Bowland Main |  |  |  | MC046-B01/F21 | AHU Cooling req | EN.EN3 Energy Sensor | [6 empty] | F21 | 0 | [10 empty] | No | No
MC046 | Bowland Main |  |  |  | MC046-B01/F112 | Function 112 | EN.EN3 Energy Sensor | [6 empty] | F112 | 0 | [10 empty] | No | No
MC046 | Bowland Main |  |  |  | MC046-B01/F12 | 4DIX - 12 | EN.EN3 Energy Sensor | [6 empty] | F12 | 0 | [10 empty] | No | No
MC046 | Bowland Main |  |  |  | MC046-B01/F13 | Function 13 | EN.EN3 Energy Sensor | [6 empty] | F13 | 0 | [10 empty] | No | No
MC046 | Bowland Main |  |  |  | MC046-B01/F14 | Function 14 | EN.EN3 Energy Sensor | [6 empty] | F14 | 0 | [10 empty] | No | No
MC046 | Bowland Main |  |  |  | MC046-B01/F15 | Function 15 | EN.EN3 Energy Sensor | [6 empty] | F15 | 0 | [10 empty] | No | No
MC046 | Bowland Main |  |  |  | MC046-B01/F16 | OS Frost | EN.EN3 Energy Sensor | [6 empty] | F16 | 0 | [10 empty] | No | No
MC046 | Bowland Main |  |  |  | MC046-B01/F107 | Rycroft 4-20ma Driver | EN.EN3 Energy Sensor | [6 empty] | F107 | 0 | [10 empty] | No | No
MC046 | Bowland Main |  |  |  | MC046-B01/F108 | Function 108 | EN.EN3 Energy Sensor | [6 empty] | F108 | 0 | [10 empty] | No | No
MC046 | Bowland Main |  |  |  | MC046-B01/F109 | Function 109 | EN.EN3 Energy Sensor | [6 empty] | F109 | 0 | [10 empty] | No | No
MC046 | Bowland Main |  |  |  | MC046-B01/F11 | 4DIX - 11 | EN.EN3 Energy Sensor | [6 empty] | F11 | 0 | [10 empty] | No | No
MC046 | Bowland Main |  |  |  | MC046-B01/F110 | Function 110 | EN.EN3 Energy Sensor | [6 empty] | F110 | 0 | [10 empty] | No | No
MC046 | Bowland Main |  |  |  | MC046-B01/F111 | Function 111 | EN.EN3 Energy Sensor | [6 empty] | F111 | 0 | [10 empty] | No | No
MC046 | Bowland Main |  |  |  | MC046-B01/F10 | 4DIX - 10 | EN.EN3 Energy Sensor | [6 empty] | F10 | 0 | [10 empty] | No | No
MC046 | Bowland Main |  |  |  | MC046-B01/F102 | Function 102 | EN.EN3 Energy Sensor | [6 empty] | F102 | 0 | [10 empty] | No | No
MC046 | Bowland Main |  |  |  | MC046-B01/F103 | Function 103 | EN.EN3 Energy Sensor | [6 empty] | F103 | 0 | [10 empty] | No | No
MC046 | Bowland Main |  |  |  | MC046-B01/F104 | Lecture Vent | EN.EN3 Energy Sensor | [6 empty] | F104 | 0 | [10 empty] | No | No
MC046 | Bowland Main |  |  |  | MC046-B01/F105 | Elec 45kW Offset | EN.EN3 Energy Sensor | [6 empty] | F105 | 0 | [10 empty] | No | No
MC046 | Bowland Main |  |  |  | MC046-B01/F106 | Function 106 | EN.EN3 Energy Sensor | [6 empty] | F106 | 0 | [10 empty] | No | No
MC046 | Bowland Main |  |  |  | MC046-B01/D6 | PHE 1 Control Valve | EN.EN3 Energy Sensor | [6 empty] | D6 | 0 | [10 empty] | No | No
MC046 | Bowland Main |  |  |  | MC046-B01/D7 | PHE 2 Control Valve | EN.EN3 Energy Sensor | [6 empty] | D7 | 0 | [10 empty] | No | No
MC046 | Bowland Main |  |  |  | MC046-B01/D8 | P1 Enable 2RM | EN.EN3 Energy Sensor | [6 empty] | D8 | 0 | [10 empty] | No | No
MC046 | Bowland Main |  |  |  | MC046-B01/D9 | P2 Enable 2RM | EN.EN3 Energy Sensor | [6 empty] | D9 | 0 | [10 empty] | No | No
MC046 | Bowland Main |  |  |  | MC046-B01/e1 | Supervisor | EN.EN3 Energy Sensor | [6 empty] | e1 | 0 | [10 empty] | No | No
MC046 | Bowland Main |  |  |  | MC046-B01/F1 | 4DIX - 1 | EN.EN3 Energy Sensor | [6 empty] | F1 | 0 | [10 empty] | No | No
MC046 | Bowland Main |  |  |  | MC046-B01/D26 | P2 B Speed | EN.EN3 Energy Sensor | [6 empty] | D26 | 0 | [10 empty] | No | No
MC046 | Bowland Main |  |  |  | MC046-B01/D27 | P3 A Speed | EN.EN3 Energy Sensor | [6 empty] | D27 | 0 | [10 empty] | No | No
MC046 | Bowland Main |  |  |  | MC046-B01/D28 | P3 B Speed | EN.EN3 Energy Sensor | [6 empty] | D28 | 0 | [10 empty] | No | No
MC046 | Bowland Main |  |  |  | MC046-B01/D29 | P4 A Speed | EN.EN3 Energy Sensor | [6 empty] | D29 | 0 | [10 empty] | No | No
MC046 | Bowland Main |  |  |  | MC046-B01/D30 | P4 B Speed | EN.EN3 Energy Sensor | [6 empty] | D30 | 0 | [10 empty] | No | No
MC046 | Bowland Main |  |  |  | MC046-B01/D31 | AHU Speed | EN.EN3 Energy Sensor | [6 empty] | D31 | 0 | [10 empty] | No | No
MC046 | Bowland Main |  |  |  | MC046-B01/D20 | DHW Secondary SRM | EN.EN3 Energy Sensor | [6 empty] | D20 | 0 | [10 empty] | No | No
MC046 | Bowland Main |  |  |  | MC046-B01/D21 | Lecture Theatre Fans | EN.EN3 Energy Sensor | [6 empty] | D21 | 0 | [10 empty] | No | No
MC046 | Bowland Main |  |  |  | MC046-B01/D22 | AHU Frost Valve | EN.EN3 Energy Sensor | [6 empty] | D22 | 0 | [10 empty] | No | No
MC046 | Bowland Main |  |  |  | MC046-B01/D23 | AHU Reheat Valve | EN.EN3 Energy Sensor | [6 empty] | D23 | 0 | [10 empty] | No | No
MC046 | Bowland Main |  |  |  | MC046-B01/D24 | P4 Residential VT Valve | EN.EN3 Energy Sensor | [6 empty] | D24 | 0 | [10 empty] | No | No
MC046 | Bowland Main |  |  |  | MC046-B01/D25 | P2 A Speed | EN.EN3 Energy Sensor | [6 empty] | D25 | 0 | [10 empty] | No | No
MC046 | Bowland Main |  |  |  | MC046-B01/D14 | DHW 1 system 4-20Ma | EN.EN3 Energy Sensor | [6 empty] | D14 | 0 | [10 empty] | No | No
MC046 | Bowland Main |  |  |  | MC046-B01/D15 | Cal 1 - 45kW Thyristor | EN.EN3 Energy Sensor | [6 empty] | D15 | 0 | [10 empty] | No | No
MC046 | Bowland Main |  |  |  | MC046-B01/D16 | Cal 1 - 18kW Thyristor | EN.EN3 Energy Sensor | [6 empty] | D16 | 0 | [10 empty] | No | No
MC046 | Bowland Main |  |  |  | MC046-B01/D17 | DHW 2 system 4-20Ma | EN.EN3 Energy Sensor | [6 empty] | D17 | 0 | [10 empty] | No | No
MC046 | Bowland Main |  |  |  | MC046-B01/D18 | Cal 2 - 45kW Thyristor | EN.EN3 Energy Sensor | [6 empty] | D18 | 0 | [10 empty] | No | No
MC046 | Bowland Main |  |  |  | MC046-B01/D19 | Cal 2 - 18kW Thyristor | EN.EN3 Energy Sensor | [6 empty] | D19 | 0 | [10 empty] | No | No
MC046 | Bowland Main |  |  |  | MC046-B01/A3 | Learning Zone - Zone 3 Temp | EN.EN3 Energy Sensor | [6 empty] | A3 | 0 | [10 empty] | No | No
MC046 | Bowland Main |  |  |  | MC046-B01/C1 | Virtual CNC 1 | EN.EN3 Energy Sensor | [6 empty] | C1 | 0 | [10 empty] | No | No
MC046 | Bowland Main |  |  |  | MC046-B01/D10 | Office VT valve | EN.EN3 Energy Sensor | [6 empty] | D10 | 0 | [10 empty] | No | No
MC046 | Bowland Main |  |  |  | MC046-B01/D11 | P3 Enable 2RM | EN.EN3 Energy Sensor | [6 empty] | D11 | 0 | [10 empty] | No | No
MC046 | Bowland Main |  |  |  | MC046-B01/D12 | P4 Enable 2RM | EN.EN3 Energy Sensor | [6 empty] | D12 | 0 | [10 empty] | No | No
MC046 | Bowland Main |  |  |  | MC046-B01/D13 | DHW Systems 4RM | EN.EN3 Energy Sensor | [6 empty] | D13 | 0 | [10 empty] | No | No
MC046 | Bowland Main |  |  |  | MC046-B01/Z4 | DHW Time schedule | EN.EN3 Energy Sensor | [6 empty] | Z4 | 0 | [10 empty] | No | No
MC046 | Bowland Main |  |  |  | MC046-B01/Z5 | Pasturisation Cycle | EN.EN3 Energy Sensor | [6 empty] | Z5 | 0 | [10 empty] | No | No
MC046 | Bowland Main |  |  |  | MC046-B01/Z6 | Triad time program | EN.EN3 Energy Sensor | [6 empty] | Z6 | 0 | [10 empty] | No | No
MC046 | Bowland Main |  |  |  | MC046-B01/A1 | Learning Zone - Zone 1 Temp | EN.EN3 Energy Sensor | [6 empty] | A1 | 0 | [10 empty] | No | No
MC046 | Bowland Main |  |  |  | MC046-B01/A101 | Outside air temperature | EN.EN3 Energy Sensor | [6 empty] | A101 | 0 | [10 empty] | No | No
MC046 | Bowland Main |  |  |  | MC046-B01/A2 | Learning Zone - Zone 2 Temp | EN.EN3 Energy Sensor | [6 empty] | A2 | 0 | [10 empty] | No | No
MC046 | Bowland Main |  |  |  | MC046-B01/Y7 | 4DIX I | EN.EN3 Energy Sensor | [6 empty] | Y7 | 0 | [10 empty] | No | No
MC046 | Bowland Main |  |  |  | MC046-B01/Y8 | 4DIX - AXIO | EN.EN3 Energy Sensor | [6 empty] | Y8 | 0 | [10 empty] | No | No
MC046 | Bowland Main |  |  |  | MC046-B01/Y9 | Current 4-20ma | EN.EN3 Energy Sensor | [6 empty] | Y9 | 0 | [10 empty] | No | No
MC046 | Bowland Main |  |  |  | MC046-B01/Z1 | Office VT Time schedule | EN.EN3 Energy Sensor | [6 empty] | Z1 | 0 | [10 empty] | No | No
MC046 | Bowland Main |  |  |  | MC046-B01/Z2 | Residential time schedule | EN.EN3 Energy Sensor | [6 empty] | Z2 | 0 | [10 empty] | No | No
MC046 | Bowland Main |  |  |  | MC046-B01/Z3 | AHU Time schedule | EN.EN3 Energy Sensor | [6 empty] | Z3 | 0 | [10 empty] | No | No
MC046 | Bowland Main |  |  |  | MC046-B01/Y1 | Thermistor TBTI | EN.EN3 Energy Sensor | [6 empty] | Y1 | 0 | [10 empty] | No | No
MC046 | Bowland Main |  |  |  | MC046-B01/Y2 | 4DIX V | EN.EN3 Energy Sensor | [6 empty] | Y2 | 0 | [10 empty] | No | No
MC046 | Bowland Main |  |  |  | MC046-B01/Y3 | Feedback V 0+10 | EN.EN3 Energy Sensor | [6 empty] | Y3 | 0 | [10 empty] | No | No
MC046 | Bowland Main |  |  |  | MC046-B01/Y4 | Exp OP | EN.EN3 Energy Sensor | [6 empty] | Y4 | 0 | [10 empty] | No | No
MC046 | Bowland Main |  |  |  | MC046-B01/Y5 | CO2 V | EN.EN3 Energy Sensor | [6 empty] | Y5 | 0 | [10 empty] | No | No
MC046 | Bowland Main |  |  |  | MC046-B01/Y6 | Pressure V 4bar | EN.EN3 Energy Sensor | [6 empty] | Y6 | 0 | [10 empty] | No | No
MC046 | Bowland Main |  |  |  | MC046-B01/W3 | Lecture EF ChangeDuty | EN.EN3 Energy Sensor | [6 empty] | W3 | 0 | [10 empty] | No | No
MC046 | Bowland Main |  |  |  | MC046-B01/W4 | DHW ElecDemandForce | EN.EN3 Energy Sensor | [6 empty] | W4 | 0 | [10 empty] | No | No
MC046 | Bowland Main |  |  |  | MC046-B01/W5 | DHW 24HR OPERATION | EN.EN3 Energy Sensor | [6 empty] | W5 | 0 | [10 empty] | No | No
MC046 | Bowland Main |  |  |  | MC046-B01/W6 | ELEC HEATER DISABLE | EN.EN3 Energy Sensor | [6 empty] | W6 | 0 | [10 empty] | No | No
MC046 | Bowland Main |  |  |  | MC046-B01/W7 | Switch 7 | EN.EN3 Energy Sensor | [6 empty] | W7 | 0 | [10 empty] | No | No
MC046 | Bowland Main |  |  |  | MC046-B01/W8 | Residence VT Valve override | EN.EN3 Energy Sensor | [6 empty] | W8 | 0 | [10 empty] | No | No
MC046 | Bowland Main |  |  |  | MC046-B01/V1 |  | EN.EN3 Energy Sensor | [6 empty] | V1 | 0 | [10 empty] | No | No
MC046 | Bowland Main |  |  |  | MC046-B01/W1 | ELEC HEATER DISABLE | EN.EN3 Energy Sensor | [6 empty] | W1 | 0 | [10 empty] | No | No
MC046 | Bowland Main |  |  |  | MC046-B01/W15 | Pump Fail Reset | EN.EN3 Energy Sensor | [6 empty] | W15 | 0 | [10 empty] | No | No
MC046 | Bowland Main |  |  |  | MC046-B01/W16 | Change duty | EN.EN3 Energy Sensor | [6 empty] | W16 | 0 | [10 empty] | No | No
MC046 | Bowland Main |  |  |  | MC046-B01/W17 | Summer Winter Switch | EN.EN3 Energy Sensor | [6 empty] | W17 | 0 | [10 empty] | No | No
MC046 | Bowland Main |  |  |  | MC046-B01/W2 | Holiday Switch | EN.EN3 Energy Sensor | [6 empty] | W2 | 0 | [10 empty] | No | No
MC046 | Bowland Main |  |  |  | MC046-B01/S73 | Elec1 Elec Daily | EN.EN3 Energy Sensor | [6 empty] | S73 | 0 | [10 empty] | No | No
MC046 | Bowland Main |  |  |  | MC046-B01/S74 | Elec1 Elec Weekly | EN.EN3 Energy Sensor | [6 empty] | S74 | 0 | [10 empty] | No | No
MC046 | Bowland Main |  |  |  | MC046-B01/S75 | Elec1 Elec Monthly | EN.EN3 Energy Sensor | [6 empty] | S75 | 0 | [10 empty] | No | No
MC046 | Bowland Main |  |  |  | MC046-B01/S76 | AHU Calc Supply Setpt | EN.EN3 Energy Sensor | [6 empty] | S76 | 0 | [10 empty] | No | No
MC046 | Bowland Main |  |  |  | MC046-B01/S8 | VT P3 Pressure Transducer | EN.EN3 Energy Sensor | [6 empty] | S8 | 0 | [10 empty] | No | No
MC046 | Bowland Main |  |  |  | MC046-B01/S9 | P3 VT Flow temp | EN.EN3 Energy Sensor | [6 empty] | S9 | 0 | [10 empty] | No | No
MC046 | Bowland Main |  |  |  | MC046-B01/S68 | Residential Calc VT Flow Temp | EN.EN3 Energy Sensor | [6 empty] | S68 | 0 | [10 empty] | No | No
MC046 | Bowland Main |  |  |  | MC046-B01/S69 | Cal Fow meter MTHW Ltrs Min | EN.EN3 Energy Sensor | [6 empty] | S69 | 0 | [10 empty] | No | No
MC046 | Bowland Main |  |  |  | MC046-B01/S7 | P2 Return Temp | EN.EN3 Energy Sensor | [6 empty] | S7 | 0 | [10 empty] | No | No
MC046 | Bowland Main |  |  |  | MC046-B01/S70 | Building kwh | EN.EN3 Energy Sensor | [6 empty] | S70 | 0 | [10 empty] | No | No
MC046 | Bowland Main |  |  |  | MC046-B01/S71 | Temperature difference | EN.EN3 Energy Sensor | [6 empty] | S71 | 0 | [10 empty] | No | No
MC046 | Bowland Main |  |  |  | MC046-B01/S72 | AHU Supply Fan Speed | EN.EN3 Energy Sensor | [6 empty] | S72 | 0 | [10 empty] | No | No
MC046 | Bowland Main |  |  |  | MC046-B01/S62 | Immersion heater hoursr run total | EN.EN3 Energy Sensor | [6 empty] | S62 | 0 | [10 empty] | No | No
MC046 | Bowland Main |  |  |  | MC046-B01/S63 | Immersion heater hours run | EN.EN3 Energy Sensor | [6 empty] | S63 | 0 | [10 empty] | No | No
MC046 | Bowland Main |  |  |  | MC046-B01/S64 | Immersion heater hoursr run total | EN.EN3 Energy Sensor | [6 empty] | S64 | 0 | [10 empty] | No | No
MC046 | Bowland Main |  |  |  | MC046-B01/S65 | Immersion heater hours run | EN.EN3 Energy Sensor | [6 empty] | S65 | 0 | [10 empty] | No | No
MC046 | Bowland Main |  |  |  | MC046-B01/S66 | Immersion heater hoursr run total | EN.EN3 Energy Sensor | [6 empty] | S66 | 0 | [10 empty] | No | No
MC046 | Bowland Main |  |  |  | MC046-B01/S67 | Rycroft 4-20ma Driver | EN.EN3 Energy Sensor | [6 empty] | S67 | 0 | [10 empty] | No | No
MC046 | Bowland Main |  |  |  | MC046-B01/S57 | Bar Heat meter GWhrs | EN.EN3 Energy Sensor | [6 empty] | S57 | 0 | [10 empty] | No | No
MC046 | Bowland Main |  |  |  | MC046-B01/S58 | MCC Electric meter kWhr | EN.EN3 Energy Sensor | [6 empty] | S58 | 0 | [10 empty] | No | No
MC046 | Bowland Main |  |  |  | MC046-B01/S59 | MCC Electric meter GWhrs | EN.EN3 Energy Sensor | [6 empty] | S59 | 0 | [10 empty] | No | No
MC046 | Bowland Main |  |  |  | MC046-B01/S6 | P2 Flow Temp | EN.EN3 Energy Sensor | [6 empty] | S6 | 0 | [10 empty] | No | No
MC046 | Bowland Main |  |  |  | MC046-B01/S60 | Immersion heater hoursr run total | EN.EN3 Energy Sensor | [6 empty] | S60 | 0 | [10 empty] | No | No
MC046 | Bowland Main |  |  |  | MC046-B01/S61 | Immersion heater hours run | EN.EN3 Energy Sensor | [6 empty] | S61 | 0 | [10 empty] | No | No
MC046 | Bowland Main |  |  |  | MC046-B01/S51 | MTHW RAW 4- 20ma | EN.EN3 Energy Sensor | [6 empty] | S51 | 0 | [10 empty] | No | No
MC046 | Bowland Main |  |  |  | MC046-B01/S52 | Medium temperature hot water return temperature | EN.EN3 Energy Sensor | [6 empty] | S52 | 0 | [10 empty] | No | No
MC046 | Bowland Main |  |  |  | MC046-B01/S53 | Bar Heat meter Weekly | EN.EN3 Energy Sensor | [6 empty] | S53 | 0 | [10 empty] | No | No
MC046 | Bowland Main |  |  |  | MC046-B01/S54 | Bar Heat meter Monthly | EN.EN3 Energy Sensor | [6 empty] | S54 | 0 | [10 empty] | No | No
MC046 | Bowland Main |  |  |  | MC046-B01/S55 | Bar Heat meter kWhr | EN.EN3 Energy Sensor | [6 empty] | S55 | 0 | [10 empty] | No | No
MC046 | Bowland Main |  |  |  | MC046-B01/S56 | Calc VT Flow Office Temp | EN.EN3 Energy Sensor | [6 empty] | S56 | 0 | [10 empty] | No | No
MC046 | Bowland Main |  |  |  | MC046-B01/S46 | Lecture High Temp | EN.EN3 Energy Sensor | [6 empty] | S46 | 0 | [10 empty] | No | No
MC046 | Bowland Main |  |  |  | MC046-B01/S47 | AHU Frost Temp | EN.EN3 Energy Sensor | [6 empty] | S47 | 0 | [10 empty] | No | No
MC046 | Bowland Main |  |  |  | MC046-B01/S48 | AHU Reheat | EN.EN3 Energy Sensor | [6 empty] | S48 | 0 | [10 empty] | No | No
MC046 | Bowland Main |  |  |  | MC046-B01/S49 | 4DIX - 12 | EN.EN3 Energy Sensor | [6 empty] | S49 | 0 | [10 empty] | No | No
MC046 | Bowland Main |  |  |  | MC046-B01/S5 | P2 A&amp;B Pressure Tranducer | EN.EN3 Energy Sensor | [6 empty] | S5 | 0 | [10 empty] | No | No
MC046 | Bowland Main |  |  |  | MC046-B01/S50 | 4DIX - 13 | EN.EN3 Energy Sensor | [6 empty] | S50 | 0 | [10 empty] | No | No
MC046 | Bowland Main |  |  |  | MC046-B01/S40 | 4DIX - 11 | EN.EN3 Energy Sensor | [6 empty] | S40 | 0 | [10 empty] | No | No
MC046 | Bowland Main |  |  |  | MC046-B01/S41 | Immersion heater hours run | EN.EN3 Energy Sensor | [6 empty] | S41 | 0 | [10 empty] | No | No
MC046 | Bowland Main |  |  |  | MC046-B01/S42 | Bar Heat meter | EN.EN3 Energy Sensor | [6 empty] | S42 | 0 | [10 empty] | No | No
MC046 | Bowland Main |  |  |  | MC046-B01/S43 | Lecture Low Co2 | EN.EN3 Energy Sensor | [6 empty] | S43 | 0 | [10 empty] | No | No
MC046 | Bowland Main |  |  |  | MC046-B01/S44 | Lecture Low Temp | EN.EN3 Energy Sensor | [6 empty] | S44 | 0 | [10 empty] | No | No
MC046 | Bowland Main |  |  |  | MC046-B01/S45 | Lecture High Co2 | EN.EN3 Energy Sensor | [6 empty] | S45 | 0 | [10 empty] | No | No
MC046 | Bowland Main |  |  |  | MC046-B01/S35 | Level D Space Temp | EN.EN3 Energy Sensor | [6 empty] | S35 | 0 | [10 empty] | No | No
MC046 | Bowland Main |  |  |  | MC046-B01/S36 | 4DIX - 7 | EN.EN3 Energy Sensor | [6 empty] | S36 | 0 | [10 empty] | No | No
MC046 | Bowland Main |  |  |  | MC046-B01/S37 | 4DIX - 8 | EN.EN3 Energy Sensor | [6 empty] | S37 | 0 | [10 empty] | No | No
MC046 | Bowland Main |  |  |  | MC046-B01/S38 | 4DIX - 9 | EN.EN3 Energy Sensor | [6 empty] | S38 | 0 | [10 empty] | No | No
MC046 | Bowland Main |  |  |  | MC046-B01/S39 | 4DIX - 10 | EN.EN3 Energy Sensor | [6 empty] | S39 | 0 | [10 empty] | No | No
MC046 | Bowland Main |  |  |  | MC046-B01/S4 | PHE 2 LTHW Temp | EN.EN3 Energy Sensor | [6 empty] | S4 | 0 | [10 empty] | No | No
MC046 | Bowland Main |  |  |  | MC046-B01/S3 | PHE 2 MTHW Temp | EN.EN3 Energy Sensor | [6 empty] | S3 | 0 | [10 empty] | No | No
MC046 | Bowland Main |  |  |  | MC046-B01/S30 | Level B Space Temp | EN.EN3 Energy Sensor | [6 empty] | S30 | 0 | [10 empty] | No | No
MC046 | Bowland Main |  |  |  | MC046-B01/S31 | Level B Space Temp | EN.EN3 Energy Sensor | [6 empty] | S31 | 0 | [10 empty] | No | No
MC046 | Bowland Main |  |  |  | MC046-B01/S32 | Level C Space Temp | EN.EN3 Energy Sensor | [6 empty] | S32 | 0 | [10 empty] | No | No
MC046 | Bowland Main |  |  |  | MC046-B01/S33 | Level C Space Temp | EN.EN3 Energy Sensor | [6 empty] | S33 | 0 | [10 empty] | No | No
MC046 | Bowland Main |  |  |  | MC046-B01/S34 | Level D Space Temp | EN.EN3 Energy Sensor | [6 empty] | S34 | 0 | [10 empty] | No | No
MC046 | Bowland Main |  |  |  | MC046-B01/S24 | 4DIX - 2 | EN.EN3 Energy Sensor | [6 empty] | S24 | 0 | [10 empty] | No | No
MC046 | Bowland Main |  |  |  | MC046-B01/S25 | 4DIX - 3 | EN.EN3 Energy Sensor | [6 empty] | S25 | 0 | [10 empty] | No | No
MC046 | Bowland Main |  |  |  | MC046-B01/S26 | 4DIX - 4 | EN.EN3 Energy Sensor | [6 empty] | S26 | 0 | [10 empty] | No | No
MC046 | Bowland Main |  |  |  | MC046-B01/S27 | 4DIX - 5 | EN.EN3 Energy Sensor | [6 empty] | S27 | 0 | [10 empty] | No | No
MC046 | Bowland Main |  |  |  | MC046-B01/S28 | 4DIX - 6 | EN.EN3 Energy Sensor | [6 empty] | S28 | 0 | [10 empty] | No | No
MC046 | Bowland Main |  |  |  | MC046-B01/S29 | P4 VT pressure | EN.EN3 Energy Sensor | [6 empty] | S29 | 0 | [10 empty] | No | No
MC046 | Bowland Main |  |  |  | MC046-B01/S19 | DHW Flow temp | EN.EN3 Energy Sensor | [6 empty] | S19 | 0 | [10 empty] | No | No
MC046 | Bowland Main |  |  |  | MC046-B01/S2 | PHE 1 LTHW Temp | EN.EN3 Energy Sensor | [6 empty] | S2 | 0 | [10 empty] | No | No
MC046 | Bowland Main |  |  |  | MC046-B01/S20 | DHW Sec Return Temp | EN.EN3 Energy Sensor | [6 empty] | S20 | 0 | [10 empty] | No | No
MC046 | Bowland Main |  |  |  | MC046-B01/S21 | Level A Space Temp | EN.EN3 Energy Sensor | [6 empty] | S21 | 0 | [10 empty] | No | No
MC046 | Bowland Main |  |  |  | MC046-B01/S22 | Spare | EN.EN3 Energy Sensor | [6 empty] | S22 | 0 | [10 empty] | No | No
MC046 | Bowland Main |  |  |  | MC046-B01/S23 | 4DIX - 1 | EN.EN3 Energy Sensor | [6 empty] | S23 | 0 | [10 empty] | No | No
MC046 | Bowland Main |  |  |  | MC046-B01/S13 | Learning Zone - Zone 3 Temp | EN.EN3 Energy Sensor | [6 empty] | S13 | 0 | [10 empty] | No | No
MC046 | Bowland Main |  |  |  | MC046-B01/S14 | OAT Temp | EN.EN3 Energy Sensor | [6 empty] | S14 | 0 | [10 empty] | No | No
MC046 | Bowland Main |  |  |  | MC046-B01/S15 | PHE 1 Control output | EN.EN3 Energy Sensor | [6 empty] | S15 | 0 | [10 empty] | No | No
MC046 | Bowland Main |  |  |  | MC046-B01/S16 | PHE2 Control Output | EN.EN3 Energy Sensor | [6 empty] | S16 | 0 | [10 empty] | No | No
MC046 | Bowland Main |  |  |  | MC046-B01/S17 | CAL1 Temp | EN.EN3 Energy Sensor | [6 empty] | S17 | 0 | [10 empty] | No | No
MC046 | Bowland Main |  |  |  | MC046-B01/S18 | CAL2 Temp | EN.EN3 Energy Sensor | [6 empty] | S18 | 0 | [10 empty] | No | No
MC046 | Bowland Main |  |  |  | MC046-B01/P9 | P2 Flow Temp | EN.EN3 Energy Sensor | [6 empty] | P9 | 0 | [10 empty] | No | No
MC046 | Bowland Main |  |  |  | MC046-B01/Q1 | Sequence Table 1 | EN.EN3 Energy Sensor | [6 empty] | Q1 | 0 | [10 empty] | No | No
MC046 | Bowland Main |  |  |  | MC046-B01/S1 | PHE 1 MTHW Temp | EN.EN3 Energy Sensor | [6 empty] | S1 | 0 | [10 empty] | No | No
MC046 | Bowland Main |  |  |  | MC046-B01/S10 | P4 VT Flow temp | EN.EN3 Energy Sensor | [6 empty] | S10 | 0 | [10 empty] | No | No
MC046 | Bowland Main |  |  |  | MC046-B01/S11 | Learning Zone - Zone 1 Temp | EN.EN3 Energy Sensor | [6 empty] | S11 | 0 | [10 empty] | No | No
MC046 | Bowland Main |  |  |  | MC046-B01/S12 | Learning Zone - Zone 2 Temp | EN.EN3 Energy Sensor | [6 empty] | S12 | 0 | [10 empty] | No | No
MC046 | Bowland Main |  |  |  | MC046-B01/P67 | Elec1 Elec Weekly | EN.EN3 Energy Sensor | [6 empty] | P67 | 0 | [10 empty] | No | No
MC046 | Bowland Main |  |  |  | MC046-B01/P68 | Elec1 Elec Monthly | EN.EN3 Energy Sensor | [6 empty] | P68 | 0 | [10 empty] | No | No
MC046 | Bowland Main |  |  |  | MC046-B01/P69 | AHU Calc Supply Setpt | EN.EN3 Energy Sensor | [6 empty] | P69 | 0 | [10 empty] | No | No
MC046 | Bowland Main |  |  |  | MC046-B01/P7 | PHE 2 LTHW Temp | EN.EN3 Energy Sensor | [6 empty] | P7 | 0 | [10 empty] | No | No
MC046 | Bowland Main |  |  |  | MC046-B01/P70 | Outside air temperature | EN.EN3 Energy Sensor | [6 empty] | P70 | 0 | [10 empty] | No | No
MC046 | Bowland Main |  |  |  | MC046-B01/P8 | P2 A&amp;B Pressure Tranducer | EN.EN3 Energy Sensor | [6 empty] | P8 | 0 | [10 empty] | No | No
MC046 | Bowland Main |  |  |  | MC046-B01/P6 | PHE 2 MTHW Temp | EN.EN3 Energy Sensor | [6 empty] | P6 | 0 | [10 empty] | No | No
MC046 | Bowland Main |  |  |  | MC046-B01/P60 | PHE 1 Control output | EN.EN3 Energy Sensor | [6 empty] | P60 | 0 | [10 empty] | No | No
MC046 | Bowland Main |  |  |  | MC046-B01/P61 | PHE2 Control Output | EN.EN3 Energy Sensor | [6 empty] | P61 | 0 | [10 empty] | No | No
MC046 | Bowland Main |  |  |  | MC046-B01/P62 | Calc VT Flow Office Temp | EN.EN3 Energy Sensor | [6 empty] | P62 | 0 | [10 empty] | No | No
MC046 | Bowland Main |  |  |  | MC046-B01/P63 | Residential Calc VT Flow Temp | EN.EN3 Energy Sensor | [6 empty] | P63 | 0 | [10 empty] | No | No
MC046 | Bowland Main |  |  |  | MC046-B01/P66 | Elec1 Elec Daily | EN.EN3 Energy Sensor | [6 empty] | P66 | 0 | [10 empty] | No | No
MC046 | Bowland Main |  |  |  | MC046-B01/P5 | PHE 1 LTHW Temp | EN.EN3 Energy Sensor | [6 empty] | P5 | 0 | [10 empty] | No | No
MC046 | Bowland Main |  |  |  | MC046-B01/P50 | Lecture High Temp | EN.EN3 Energy Sensor | [6 empty] | P50 | 0 | [10 empty] | No | No
MC046 | Bowland Main |  |  |  | MC046-B01/P51 | AHU Frost Temp | EN.EN3 Energy Sensor | [6 empty] | P51 | 0 | [10 empty] | No | No
MC046 | Bowland Main |  |  |  | MC046-B01/P52 | AHU Reheat | EN.EN3 Energy Sensor | [6 empty] | P52 | 0 | [10 empty] | No | No
MC046 | Bowland Main |  |  |  | MC046-B01/P55 | Spare | EN.EN3 Energy Sensor | [6 empty] | P55 | 0 | [10 empty] | No | No
MC046 | Bowland Main |  |  |  | MC046-B01/P56 | Spare | EN.EN3 Energy Sensor | [6 empty] | P56 | 0 | [10 empty] | No | No
MC046 | Bowland Main |  |  |  | MC046-B01/P4 | PHE 1 MTHW Temp | EN.EN3 Energy Sensor | [6 empty] | P4 | 0 | [10 empty] | No | No
MC046 | Bowland Main |  |  |  | MC046-B01/P40 | Building kwh | EN.EN3 Energy Sensor | [6 empty] | P40 | 0 | [10 empty] | No | No
MC046 | Bowland Main |  |  |  | MC046-B01/P41 | Temperature difference | EN.EN3 Energy Sensor | [6 empty] | P41 | 0 | [10 empty] | No | No
MC046 | Bowland Main |  |  |  | MC046-B01/P47 | Lecture Low Co2 | EN.EN3 Energy Sensor | [6 empty] | P47 | 0 | [10 empty] | No | No
MC046 | Bowland Main |  |  |  | MC046-B01/P48 | Lecture Low Temp | EN.EN3 Energy Sensor | [6 empty] | P48 | 0 | [10 empty] | No | No
MC046 | Bowland Main |  |  |  | MC046-B01/P49 | Lecture High Co2 | EN.EN3 Energy Sensor | [6 empty] | P49 | 0 | [10 empty] | No | No
MC046 | Bowland Main |  |  |  | MC046-B01/P34 | Level B Space Temp | EN.EN3 Energy Sensor | [6 empty] | P34 | 0 | [10 empty] | No | No
MC046 | Bowland Main |  |  |  | MC046-B01/P35 | Level B Space Temp | EN.EN3 Energy Sensor | [6 empty] | P35 | 0 | [10 empty] | No | No
MC046 | Bowland Main |  |  |  | MC046-B01/P36 | Level C Space Temp | EN.EN3 Energy Sensor | [6 empty] | P36 | 0 | [10 empty] | No | No
MC046 | Bowland Main |  |  |  | MC046-B01/P37 | Level C Space Temp | EN.EN3 Energy Sensor | [6 empty] | P37 | 0 | [10 empty] | No | No
MC046 | Bowland Main |  |  |  | MC046-B01/P38 | Level D Space Temp | EN.EN3 Energy Sensor | [6 empty] | P38 | 0 | [10 empty] | No | No
MC046 | Bowland Main |  |  |  | MC046-B01/P39 | Level D Space Temp | EN.EN3 Energy Sensor | [6 empty] | P39 | 0 | [10 empty] | No | No
MC046 | Bowland Main |  |  |  | MC046-B01/P29 | Immersion heater hours run | EN.EN3 Energy Sensor | [6 empty] | P29 | 0 | [10 empty] | No | No
MC046 | Bowland Main |  |  |  | MC046-B01/P3 | Main Elec Daily | EN.EN3 Energy Sensor | [6 empty] | P3 | 0 | [10 empty] | No | No
MC046 | Bowland Main |  |  |  | MC046-B01/P30 | Immersion heater hoursr run total | EN.EN3 Energy Sensor | [6 empty] | P30 | 0 | [10 empty] | No | No
MC046 | Bowland Main |  |  |  | MC046-B01/P31 | Rycroft 4-20ma Driver | EN.EN3 Energy Sensor | [6 empty] | P31 | 0 | [10 empty] | No | No
MC046 | Bowland Main |  |  |  | MC046-B01/P32 | Cal Fow meter MTHW Ltrs Min | EN.EN3 Energy Sensor | [6 empty] | P32 | 0 | [10 empty] | No | No
MC046 | Bowland Main |  |  |  | MC046-B01/P33 | P4 VT pressure | EN.EN3 Energy Sensor | [6 empty] | P33 | 0 | [10 empty] | No | No
MC046 | Bowland Main |  |  |  | MC046-B01/P23 | DHW Flow temp | EN.EN3 Energy Sensor | [6 empty] | P23 | 0 | [10 empty] | No | No
MC046 | Bowland Main |  |  |  | MC046-B01/P24 | DHW Sec Return Temp | EN.EN3 Energy Sensor | [6 empty] | P24 | 0 | [10 empty] | No | No
MC046 | Bowland Main |  |  |  | MC046-B01/P25 | Level A Space Temp | EN.EN3 Energy Sensor | [6 empty] | P25 | 0 | [10 empty] | No | No
MC046 | Bowland Main |  |  |  | MC046-B01/P26 | Spare | EN.EN3 Energy Sensor | [6 empty] | P26 | 0 | [10 empty] | No | No
MC046 | Bowland Main |  |  |  | MC046-B01/P27 | Immersion heater hours run | EN.EN3 Energy Sensor | [6 empty] | P27 | 0 | [10 empty] | No | No
MC046 | Bowland Main |  |  |  | MC046-B01/P28 | Immersion heater hoursr run total | EN.EN3 Energy Sensor | [6 empty] | P28 | 0 | [10 empty] | No | No
MC046 | Bowland Main |  |  |  | MC046-B01/P18 | Immersion heater hoursr run total | EN.EN3 Energy Sensor | [6 empty] | P18 | 0 | [10 empty] | No | No
MC046 | Bowland Main |  |  |  | MC046-B01/P19 | Immersion heater hours run | EN.EN3 Energy Sensor | [6 empty] | P19 | 0 | [10 empty] | No | No
MC046 | Bowland Main |  |  |  | MC046-B01/P2 | CAL2 Temp | EN.EN3 Energy Sensor | [6 empty] | P2 | 0 | [10 empty] | No | No
MC046 | Bowland Main |  |  |  | MC046-B01/P20 | Immersion heater hoursr run total | EN.EN3 Energy Sensor | [6 empty] | P20 | 0 | [10 empty] | No | No
MC046 | Bowland Main |  |  |  | MC046-B01/P21 | CAL1 Temp | EN.EN3 Energy Sensor | [6 empty] | P21 | 0 | [10 empty] | No | No
MC046 | Bowland Main |  |  |  | MC046-B01/P22 | CAL2 Temp | EN.EN3 Energy Sensor | [6 empty] | P22 | 0 | [10 empty] | No | No
MC046 | Bowland Main |  |  |  | MC046-B01/P12 | P3 VT Flow temp | EN.EN3 Energy Sensor | [6 empty] | P12 | 0 | [10 empty] | No | No
MC046 | Bowland Main |  |  |  | MC046-B01/P13 | P4 VT Flow temp | EN.EN3 Energy Sensor | [6 empty] | P13 | 0 | [10 empty] | No | No
MC046 | Bowland Main |  |  |  | MC046-B01/P14 | Main Elec Weekly | EN.EN3 Energy Sensor | [6 empty] | P14 | 0 | [10 empty] | No | No
MC046 | Bowland Main |  |  |  | MC046-B01/P15 | Main Elec Monthly | EN.EN3 Energy Sensor | [6 empty] | P15 | 0 | [10 empty] | No | No
MC046 | Bowland Main |  |  |  | MC046-B01/P16 | Sensor 72 | EN.EN3 Energy Sensor | [6 empty] | P16 | 0 | [10 empty] | No | No
MC046 | Bowland Main |  |  |  | MC046-B01/P17 | Immersion heater hours run | EN.EN3 Energy Sensor | [6 empty] | P17 | 0 | [10 empty] | No | No
MC046 | Bowland Main |  |  |  | MC046-B01/o3 | Optimum Start Stop 3 | EN.EN3 Energy Sensor | [6 empty] | o3 | 0 | [10 empty] | No | No
MC046 | Bowland Main |  |  |  | MC046-B01/o4 | Alarm Route 4 | EN.EN3 Energy Sensor | [6 empty] | o4 | 0 | [10 empty] | No | No
MC046 | Bowland Main |  |  |  | MC046-B01/P1 | CAL1 Temp | EN.EN3 Energy Sensor | [6 empty] | P1 | 0 | [10 empty] | No | No
MC046 | Bowland Main |  |  |  | MC046-B01/P10 | P2 Return Temp | EN.EN3 Energy Sensor | [6 empty] | P10 | 0 | [10 empty] | No | No
MC046 | Bowland Main |  |  |  | MC046-B01/P11 | VT P3 Pressure Transducer | EN.EN3 Energy Sensor | [6 empty] | P11 | 0 | [10 empty] | No | No
MC046 | Bowland Main |  |  |  | MC046-B01/n1 | TREND_0B_00_BF | EN.EN3 Energy Sensor | [6 empty] | n1 | 0 | [10 empty] | No | No
MC046 | Bowland Main |  |  |  | MC046-B01/N4 | IC Comms 4 | EN.EN3 Energy Sensor | [6 empty] | N4 | 0 | [10 empty] | No | No
MC046 | Bowland Main |  |  |  | MC046-B01/o1 | Heating | EN.EN3 Energy Sensor | [6 empty] | o1 | 0 | [10 empty] | No | No
MC046 | Bowland Main |  |  |  | MC046-B01/o2 | Heating | EN.EN3 Energy Sensor | [6 empty] | o2 | 0 | [10 empty] | No | No
MC071 | Furness College | PL2 | Substation No.4 |  | MC071-L15 | Data logger: Furness College - Sub Station No.4 | EN.EN1 Data Logger |  |  |  |  | Multilog G2 | Enercom | 050157AE6600 | 0
MC071 | Furness College | A0 | Whole Building |  | MC071-L07 | Data logger: Furness College | EN.EN1 Data Logger |  |  |  |  | Multilog G2 | Enercom | 050201255B00 | 0
MC071 | Furness College | PL1 | Plant Room |  | MC071-L17 | Data logger: Furness College - Green Room | EN.EN1 Data Logger |  |  |  |  | Multilog G2 | Enercom | 050157AF8400 | 0
MC071 | Furness College | A0 | Whole Building |  | MC071-L03 | Data logger: Furness College | EN.EN1 Data Logger |  |  |  |  | Multilog G2 | Enercom | 05020125CA00 | 0
MC071 | Furness College | LG11 | Pizzetta Republic |  | MC071-L12 | Data logger: Furness College | EN.EN1 Data Logger |  |  |  |  | Multilog G2 | Enercom | 050157B41C00 | 0
MC071 | Furness College | A0 | Whole Building |  | MC071-L02 | Data logger: Furness College | EN.EN1 Data Logger |  |  |  |  | Multilog G2 | Enercom | 50201286300 | 0
MC071 | Furness College | A0 | Whole Building |  | MC071-L10 | Data logger: Furness College | EN.EN1 Data Logger |  |  |  |  | Multilog G2 | Enercom | 0501F9058600 | 0
MC071 | Furness College | A036 | Switch Room |  | MC071-L04 | Data logger: Furness College | EN.EN1 Data Logger |  |  |  |  | Multilog G2 | Enercom | 050157C09400 | 0
MC071 | Furness College | A0 | Whole Building |  | MC071-L09 | Data logger: Furness College | EN.EN1 Data Logger |  |  |  |  | Multilog G2 | Enercom | 0501F883F600 | 0
MC071 | Furness College | A0 | Whole Building |  | MC071-L06 | Data logger: Furness College | EN.EN1 Data Logger |  |  |  |  | Multilog G2 | Enercom | 050201428B00 | 0
MC071 | Furness College | A0 | Whole Building |  | MC071-L01 | Data logger: Furness College | EN.EN1 Data Logger |  |  |  |  | Multilog G2 | Enercom | 05020136CE00 | 0
MC071 | Furness College | A0 | Whole Building |  | MC071-L05 | Data logger: Furness College | EN.EN1 Data Logger |  |  |  |  | Multilog G2 | Enercom | 50201221 | 0
MC071 | Furness College | A0 | Whole Building |  | MC071-L08 | Data logger: Furness College | EN.EN1 Data Logger |  |  |  |  | Multilog G2 | Enercom | 0502012BA000 | 0
MC071 | Furness College | A0 | Whole Building |  | MC071-L11 | Data logger: Furness College | EN.EN1 Data Logger |  |  |  |  | Multilog G2 | Enercom | 0501F9076200 | 0
MC071 | Furness College | A048 | LUSU Living |  | MC071-L16 | Data logger: Furness College - LUVU Office | EN.EN1 Data Logger |  |  |  |  | Multilog G2 | Enercom | 50198904000 | 0
MC071 | Furness College | LG11 | Pizzetta Republic |  | MC071-L13 | Data logger: Furness College | EN.EN1 Data Logger |  |  |  |  | Multilog G2 | Enercom | 05019891F000 | 0
MC071 | Furness College |  |  |  | MC071-B01 | BMS Controller: Furness Blocks | EN.EN4 BMS Controller |  |  |  |  | IQ3xcite96 | Trend | B9940A04-170E-4DBA-A49A-27721AC37F8B | 0
MC071 | Furness College |  |  |  | MC071-L14 | Data logger: Furness College - The Venue | EN.EN1 Data Logger |  |  |  |  | Multilog G2 | Enercom | 050157C16200 | 0
MC071 | Furness College |  |  |  | MC071-L15/M001 | Sub No.4 Transformer No.1 | EN.EN2 Energy Meter | [6 empty] | 1 | 0 | [10 empty] | No | No
MC071 | Furness College |  |  |  | MC071-L15/M002 | Sub No.4 Transformer No.2 | EN.EN2 Energy Meter | [6 empty] | 2 | 0 | [10 empty] | No | No
MC071 | Furness College |  |  |  | MC071-L15/M003 | Furness College | EN.EN2 Energy Meter | [6 empty] | 3 | 0 | [10 empty] | No | No
MC071 | Furness College | A0 | Whole Building |  | MC071-L15/M003 | Furness College | EN.EN2 Energy Meter | [6 empty] | 3 | 0 | [10 empty] | No | No
MC071 | Furness College |  |  |  | MC071-L15/M004 | Furness College | EN.EN2 Energy Meter | [6 empty] | 4 | 0 | [10 empty] | No | No
MC071 | Furness College | A0 | Whole Building |  | MC071-L15/M004 | Furness College | EN.EN2 Energy Meter | [6 empty] | 4 | 0 | [10 empty] | No | No
MC071 | Furness College |  |  |  | MC071-L15/M005 | Furness College Immersion heater | EN.EN2 Energy Meter | [6 empty] | 5 | 0 | [10 empty] | No | No
MC071 | Furness College | A0 | Whole Building |  | MC071-L15/M005 | Furness College Immersion heater | EN.EN2 Energy Meter | [6 empty] | 5 | 0 | [10 empty] | No | No
MC071 | Furness College |  |  |  | MC071-L07/M001 | Furness College Pressurisation make up | EN.EN2 Energy Meter | [6 empty] | 1 | 0 | [10 empty] | No | No
MC071 | Furness College | A002 | Porter's Lodge |  | MC071-L07/M001 | Furness College Pressurisation make up | EN.EN2 Energy Meter | [6 empty] | 1 | 0 | [10 empty] | No | No
MC071 | Furness College | A003 | Mail Room |  | MC071-L07/M001 | Furness College Pressurisation make up | EN.EN2 Energy Meter | [6 empty] | 1 | 0 | [10 empty] | No | No
MC071 | Furness College | A004 | Pigeon Holes |  | MC071-L07/M001 | Furness College Pressurisation make up | EN.EN2 Energy Meter | [6 empty] | 1 | 0 | [10 empty] | No | No
MC071 | Furness College | A005 | Archive Room |  | MC071-L07/M001 | Furness College Pressurisation make up | EN.EN2 Energy Meter | [6 empty] | 1 | 0 | [10 empty] | No | No
MC071 | Furness College |  |  |  | MC071-L07/M002 | Furness College Level A | EN.EN2 Energy Meter | [6 empty] | 2 | 0 | [10 empty] | No | No
MC071 | Furness College | A0 | Whole Building |  | MC071-L07/M002 | Furness College Level A | EN.EN2 Energy Meter | [6 empty] | 2 | 0 | [10 empty] | No | No
MC071 | Furness College |  |  |  | MC071-L07/M003 | Furness College Level A? | EN.EN2 Energy Meter | [6 empty] | 3 | 0 | [10 empty] | No | No
MC071 | Furness College |  |  |  | MC071-L07/M004 | Furness College NW Pass Lift | EN.EN2 Energy Meter | [6 empty] | 4 | 0 | [10 empty] | No | No
MC071 | Furness College |  |  |  | MC071-L07/M005 | Furness College SCR/TV Room | EN.EN2 Energy Meter | [6 empty] | 5 | 0 | [10 empty] | No | No
MC071 | Furness College |  |  |  | MC071-L07/M006 | Furness College BAR DB | EN.EN2 Energy Meter | [6 empty] | 6 | 0 | [10 empty] | No | No
MC071 | Furness College | A022 | Furness Bar Lounge |  | MC071-L07/M006 | Furness College BAR DB | EN.EN2 Energy Meter | [6 empty] | 6 | 0 | [10 empty] | No | No
MC071 | Furness College | A023 | TV Room |  | MC071-L07/M006 | Furness College BAR DB | EN.EN2 Energy Meter | [6 empty] | 6 | 0 | [10 empty] | No | No
MC071 | Furness College | A024 | Store |  | MC071-L07/M006 | Furness College BAR DB | EN.EN2 Energy Meter | [6 empty] | 6 | 0 | [10 empty] | No | No
MC071 | Furness College | A027 | Lobby |  | MC071-L07/M006 | Furness College BAR DB | EN.EN2 Energy Meter | [6 empty] | 6 | 0 | [10 empty] | No | No
MC071 | Furness College | A028 | Furness Bar |  | MC071-L07/M006 | Furness College BAR DB | EN.EN2 Energy Meter | [6 empty] | 6 | 0 | [10 empty] | No | No
MC071 | Furness College | SW03 | Staiwell |  | MC071-L07/M006 | Furness College BAR DB | EN.EN2 Energy Meter | [6 empty] | 6 | 0 | [10 empty] | No | No
MC071 | Furness College | SW03 | South East Stairwell |  | MC071-L07/M006 | Furness College BAR DB | EN.EN2 Energy Meter | [6 empty] | 6 | 0 | [10 empty] | No | No
MC071 | Furness College | SW03 | Stairwell 03 |  | MC071-L07/M006 | Furness College BAR DB | EN.EN2 Energy Meter | [6 empty] | 6 | 0 | [10 empty] | No | No
MC071 | Furness College | SW03 | Stairwell adj Flats 6 and 7 |  | MC071-L07/M006 | Furness College BAR DB | EN.EN2 Energy Meter | [6 empty] | 6 | 0 | [10 empty] | No | No
MC071 | Furness College |  |  |  | MC071-L07/M007 | Furness College Switch Room DB | EN.EN2 Energy Meter | [6 empty] | 7 | 0 | [10 empty] | No | No
MC071 | Furness College |  |  |  | MC071-L07/M008 | Furness College OSS Walk Light | EN.EN2 Energy Meter | [6 empty] | 8 | 0 | [10 empty] | No | No
MC071 | Furness College |  |  |  | MC071-L17/M001 | LUSU Living | EN.EN2 Energy Meter | [6 empty] | 1 | 0 | [10 empty] | Yes | No
MC071 | Furness College |  |  |  | MC071-L17/M002 | NOK | EN.EN2 Energy Meter | [6 empty] | 2 | 0 | [10 empty] | Yes | No
MC071 | Furness College |  |  |  | MC071-L17/M003 | LUSU Living | EN.EN2 Energy Meter | [6 empty] | 3 | 0 | [10 empty] | Yes | No
MC071 | Furness College |  |  |  | MC071-L03/M001 | Furness College South West Electrical Bus Bar | EN.EN2 Energy Meter | [6 empty] | 1 | 0 | [10 empty] | No | No
MC071 | Furness College |  |  |  | MC071-L03/M001 | Furness College South West Electrical Bus Bar | EN.EN2 Energy Meter | [6 empty] | 1 | 0 | [10 empty] | No | No
MC071 | Furness College | D045 | Bedroom 1 |  | MC071-L03/M001 | Furness College South West Electrical Bus Bar | EN.EN2 Energy Meter | [6 empty] | 1 | 0 | [10 empty] | No | No
MC071 | Furness College | D046 | Kitchen, Dining & Lounge |  | MC071-L03/M001 | Furness College South West Electrical Bus Bar | EN.EN2 Energy Meter | [6 empty] | 1 | 0 | [10 empty] | No | No
MC071 | Furness College | D047 | Store |  | MC071-L03/M001 | Furness College South West Electrical Bus Bar | EN.EN2 Energy Meter | [6 empty] | 1 | 0 | [10 empty] | No | No
MC071 | Furness College | D048 | Bedroom 2 |  | MC071-L03/M001 | Furness College South West Electrical Bus Bar | EN.EN2 Energy Meter | [6 empty] | 1 | 0 | [10 empty] | No | No
MC071 | Furness College | D049 | Bathroom |  | MC071-L03/M001 | Furness College South West Electrical Bus Bar | EN.EN2 Energy Meter | [6 empty] | 1 | 0 | [10 empty] | No | No
MC071 | Furness College | CR25 | Lobby |  | MC071-L03/M001 | Furness College South West Electrical Bus Bar | EN.EN2 Energy Meter | [6 empty] | 1 | 0 | [10 empty] | No | No
MC071 | Furness College |  |  |  | MC071-L03/M002 | Furness College North West Electrical Bus Bar | EN.EN2 Energy Meter | [6 empty] | 2 | 0 | [10 empty] | No | No
MC071 | Furness College | D051 | Lobby |  | MC071-L03/M002 | Furness College North West Electrical Bus Bar | EN.EN2 Energy Meter | [6 empty] | 2 | 0 | [10 empty] | No | No
MC071 | Furness College | D052 | Store |  | MC071-L03/M002 | Furness College North West Electrical Bus Bar | EN.EN2 Energy Meter | [6 empty] | 2 | 0 | [10 empty] | No | No
MC071 | Furness College |  |  |  | MC071-L03/M002 | Furness College North West Electrical Bus Bar | EN.EN2 Energy Meter | [6 empty] | 2 | 0 | [10 empty] | No | No
MC071 | Furness College | D054 | Kitchen, Dining & Lounge |  | MC071-L03/M002 | Furness College North West Electrical Bus Bar | EN.EN2 Energy Meter | [6 empty] | 2 | 0 | [10 empty] | No | No
MC071 | Furness College | D055 | Bathroom |  | MC071-L03/M002 | Furness College North West Electrical Bus Bar | EN.EN2 Energy Meter | [6 empty] | 2 | 0 | [10 empty] | No | No
MC071 | Furness College | D056 | Bedroom 1 |  | MC071-L03/M002 | Furness College North West Electrical Bus Bar | EN.EN2 Energy Meter | [6 empty] | 2 | 0 | [10 empty] | No | No
MC071 | Furness College | D057 | Bedroom 2 |  | MC071-L03/M002 | Furness College North West Electrical Bus Bar | EN.EN2 Energy Meter | [6 empty] | 2 | 0 | [10 empty] | No | No
MC071 | Furness College | CR27 | Corridor |  | MC071-L03/M002 | Furness College North West Electrical Bus Bar | EN.EN2 Energy Meter | [6 empty] | 2 | 0 | [10 empty] | No | No
MC071 | Furness College |  |  |  | MC071-L03/M003 | Furness College South Block DB DB x 4 | EN.EN2 Energy Meter | [6 empty] | 3 | 0 | [10 empty] | No | No
MC071 | Furness College |  |  |  | MC071-L03/M003 | Furness College South Block DB DB x 4 | EN.EN2 Energy Meter | [6 empty] | 3 | 0 | [10 empty] | No | No
MC071 | Furness College | D045 | Bedroom 1 |  | MC071-L03/M003 | Furness College South Block DB DB x 4 | EN.EN2 Energy Meter | [6 empty] | 3 | 0 | [10 empty] | No | No
MC071 | Furness College | D046 | Kitchen, Dining & Lounge |  | MC071-L03/M003 | Furness College South Block DB DB x 4 | EN.EN2 Energy Meter | [6 empty] | 3 | 0 | [10 empty] | No | No
MC071 | Furness College | D047 | Store |  | MC071-L03/M003 | Furness College South Block DB DB x 4 | EN.EN2 Energy Meter | [6 empty] | 3 | 0 | [10 empty] | No | No
MC071 | Furness College | D048 | Bedroom 2 |  | MC071-L03/M003 | Furness College South Block DB DB x 4 | EN.EN2 Energy Meter | [6 empty] | 3 | 0 | [10 empty] | No | No
MC071 | Furness College | D049 | Bathroom |  | MC071-L03/M003 | Furness College South Block DB DB x 4 | EN.EN2 Energy Meter | [6 empty] | 3 | 0 | [10 empty] | No | No
MC071 | Furness College | CR25 | Lobby |  | MC071-L03/M003 | Furness College South Block DB DB x 4 | EN.EN2 Energy Meter | [6 empty] | 3 | 0 | [10 empty] | No | No
MC071 | Furness College |  |  |  | MC071-L03/M004 | Furness College Green Room DB | EN.EN2 Energy Meter | [6 empty] | 4 | 0 | [10 empty] | No | No
MC071 | Furness College | D051 | Lobby |  | MC071-L03/M004 | Furness College Green Room DB | EN.EN2 Energy Meter | [6 empty] | 4 | 0 | [10 empty] | No | No
MC071 | Furness College | D052 | Store |  | MC071-L03/M004 | Furness College Green Room DB | EN.EN2 Energy Meter | [6 empty] | 4 | 0 | [10 empty] | No | No
MC071 | Furness College |  |  |  | MC071-L03/M004 | Furness College Green Room DB | EN.EN2 Energy Meter | [6 empty] | 4 | 0 | [10 empty] | No | No
MC071 | Furness College | D054 | Kitchen, Dining & Lounge |  | MC071-L03/M004 | Furness College Green Room DB | EN.EN2 Energy Meter | [6 empty] | 4 | 0 | [10 empty] | No | No
MC071 | Furness College | D055 | Bathroom |  | MC071-L03/M004 | Furness College Green Room DB | EN.EN2 Energy Meter | [6 empty] | 4 | 0 | [10 empty] | No | No
MC071 | Furness College | D056 | Bedroom 1 |  | MC071-L03/M004 | Furness College Green Room DB | EN.EN2 Energy Meter | [6 empty] | 4 | 0 | [10 empty] | No | No
MC071 | Furness College | D057 | Bedroom 2 |  | MC071-L03/M004 | Furness College Green Room DB | EN.EN2 Energy Meter | [6 empty] | 4 | 0 | [10 empty] | No | No
MC071 | Furness College | CR27 | Corridor |  | MC071-L03/M004 | Furness College Green Room DB | EN.EN2 Energy Meter | [6 empty] | 4 | 0 | [10 empty] | No | No
MC071 | Furness College |  |  |  | MC071-L03/M005 | Furness College Computer Shop DB | EN.EN2 Energy Meter | [6 empty] | 5 | 0 | [10 empty] | No | No
MC071 | Furness College |  |  |  | MC071-L03/M005 | Furness College Computer Shop DB | EN.EN2 Energy Meter | [6 empty] | 5 | 0 | [10 empty] | No | No
MC071 | Furness College | D045 | Bedroom 1 |  | MC071-L03/M005 | Furness College Computer Shop DB | EN.EN2 Energy Meter | [6 empty] | 5 | 0 | [10 empty] | No | No
MC071 | Furness College | D046 | Kitchen, Dining & Lounge |  | MC071-L03/M005 | Furness College Computer Shop DB | EN.EN2 Energy Meter | [6 empty] | 5 | 0 | [10 empty] | No | No
MC071 | Furness College | D047 | Store |  | MC071-L03/M005 | Furness College Computer Shop DB | EN.EN2 Energy Meter | [6 empty] | 5 | 0 | [10 empty] | No | No
MC071 | Furness College | D048 | Bedroom 2 |  | MC071-L03/M005 | Furness College Computer Shop DB | EN.EN2 Energy Meter | [6 empty] | 5 | 0 | [10 empty] | No | No
MC071 | Furness College | D049 | Bathroom |  | MC071-L03/M005 | Furness College Computer Shop DB | EN.EN2 Energy Meter | [6 empty] | 5 | 0 | [10 empty] | No | No
MC071 | Furness College | CR25 | Lobby |  | MC071-L03/M005 | Furness College Computer Shop DB | EN.EN2 Energy Meter | [6 empty] | 5 | 0 | [10 empty] | No | No
MC071 | Furness College |  |  |  | MC071-L03/M006 | Furness College Venue DB | EN.EN2 Energy Meter | [6 empty] | 6 | 0 | [10 empty] | No | No
MC071 | Furness College | D051 | Lobby |  | MC071-L03/M006 | Furness College Venue DB | EN.EN2 Energy Meter | [6 empty] | 6 | 0 | [10 empty] | No | No
MC071 | Furness College | D052 | Store |  | MC071-L03/M006 | Furness College Venue DB | EN.EN2 Energy Meter | [6 empty] | 6 | 0 | [10 empty] | No | No
MC071 | Furness College |  |  |  | MC071-L03/M006 | Furness College Venue DB | EN.EN2 Energy Meter | [6 empty] | 6 | 0 | [10 empty] | No | No
MC071 | Furness College | D054 | Kitchen, Dining & Lounge |  | MC071-L03/M006 | Furness College Venue DB | EN.EN2 Energy Meter | [6 empty] | 6 | 0 | [10 empty] | No | No
MC071 | Furness College | D055 | Bathroom |  | MC071-L03/M006 | Furness College Venue DB | EN.EN2 Energy Meter | [6 empty] | 6 | 0 | [10 empty] | No | No
MC071 | Furness College | D056 | Bedroom 1 |  | MC071-L03/M006 | Furness College Venue DB | EN.EN2 Energy Meter | [6 empty] | 6 | 0 | [10 empty] | No | No
MC071 | Furness College | D057 | Bedroom 2 |  | MC071-L03/M006 | Furness College Venue DB | EN.EN2 Energy Meter | [6 empty] | 6 | 0 | [10 empty] | No | No
MC071 | Furness College | CR27 | Corridor |  | MC071-L03/M006 | Furness College Venue DB | EN.EN2 Energy Meter | [6 empty] | 6 | 0 | [10 empty] | No | No
MC071 | Furness College |  |  |  | MC071-L03/M007 | Furness College North East Plant Room DB | EN.EN2 Energy Meter | [6 empty] | 7 | 0 | [10 empty] | No | No
MC071 | Furness College | CR13 | Corridor |  | MC071-L03/M007 | Furness College North East Plant Room DB | EN.EN2 Energy Meter | [6 empty] | 7 | 0 | [10 empty] | No | No
MC071 | Furness College |  |  |  | MC071-L03/M008 | Furness College Plant Room LPHW Heat Meter | EN.EN2 Energy Meter | [6 empty] | 8 | 0 | [10 empty] | No | No
MC071 | Furness College |  |  |  | MC071-L12/M001 | Furness Fish and Chips | EN.EN2 Energy Meter | [6 empty] | 1 | 0 | [10 empty] | Yes | No
MC071 | Furness College | LG08 | Trading Space |  | MC071-L12/M001 | Furness Fish and Chips | EN.EN2 Energy Meter | [6 empty] | 1 | 0 | [10 empty] | Yes | No
MC071 | Furness College | LG10 | Store |  | MC071-L12/M001 | Furness Fish and Chips | EN.EN2 Energy Meter | [6 empty] | 1 | 0 | [10 empty] | Yes | No
MC071 | Furness College |  |  |  | MC071-L12/M002 | Furness Laundrette | EN.EN2 Energy Meter | [6 empty] | 2 | 0 | [10 empty] | Yes | No
MC071 | Furness College | LG17 | WC - Female |  | MC071-L12/M002 | Furness Laundrette | EN.EN2 Energy Meter | [6 empty] | 2 | 0 | [10 empty] | Yes | No
MC071 | Furness College | LG18 | WC - Male |  | MC071-L12/M002 | Furness Laundrette | EN.EN2 Energy Meter | [6 empty] | 2 | 0 | [10 empty] | Yes | No
MC071 | Furness College | LG19 | WC - Accessible |  | MC071-L12/M002 | Furness Laundrette | EN.EN2 Energy Meter | [6 empty] | 2 | 0 | [10 empty] | Yes | No
MC071 | Furness College | LG21 | Laundrette |  | MC071-L12/M002 | Furness Laundrette | EN.EN2 Energy Meter | [6 empty] | 2 | 0 | [10 empty] | Yes | No
MC071 | Furness College |  |  |  | MC071-L12/M003 | Pizza Republic | EN.EN2 Energy Meter | [6 empty] | 3 | 0 | [10 empty] | Yes | No
MC071 | Furness College | LG11 | Pizzetta Republic |  | MC071-L12/M003 | Pizza Republic | EN.EN2 Energy Meter | [6 empty] | 3 | 0 | [10 empty] | Yes | No
MC071 | Furness College | LG04 | Trading Space |  | MC071-L12/M003 | Pizza Republic | EN.EN2 Energy Meter | [6 empty] | 3 | 0 | [10 empty] | Yes | No
MC071 | Furness College | LG05 | Trading Space |  | MC071-L12/M003 | Pizza Republic | EN.EN2 Energy Meter | [6 empty] | 3 | 0 | [10 empty] | Yes | No
MC071 | Furness College | LG06 | Trading Space |  | MC071-L12/M003 | Pizza Republic | EN.EN2 Energy Meter | [6 empty] | 3 | 0 | [10 empty] | Yes | No
MC071 | Furness College | LG07 | Trading Space |  | MC071-L12/M003 | Pizza Republic | EN.EN2 Energy Meter | [6 empty] | 3 | 0 | [10 empty] | Yes | No
MC071 | Furness College | LG02 | Copy Room |  | MC071-L12/M003 | Pizza Republic | EN.EN2 Energy Meter | [6 empty] | 3 | 0 | [10 empty] | Yes | No
MC071 | Furness College |  |  |  | MC071-L12/M004 | Pizza Republic | EN.EN2 Energy Meter | [6 empty] | 4 | 0 | [10 empty] | Yes | No
MC071 | Furness College | LG11 | Pizzetta Republic |  | MC071-L12/M004 | Pizza Republic | EN.EN2 Energy Meter | [6 empty] | 4 | 0 | [10 empty] | Yes | No
MC071 | Furness College | LG04 | Trading Space |  | MC071-L12/M004 | Pizza Republic | EN.EN2 Energy Meter | [6 empty] | 4 | 0 | [10 empty] | Yes | No
MC071 | Furness College | LG05 | Trading Space |  | MC071-L12/M004 | Pizza Republic | EN.EN2 Energy Meter | [6 empty] | 4 | 0 | [10 empty] | Yes | No
MC071 | Furness College | LG06 | Trading Space |  | MC071-L12/M004 | Pizza Republic | EN.EN2 Energy Meter | [6 empty] | 4 | 0 | [10 empty] | Yes | No
MC071 | Furness College | LG07 | Trading Space |  | MC071-L12/M004 | Pizza Republic | EN.EN2 Energy Meter | [6 empty] | 4 | 0 | [10 empty] | Yes | No
MC071 | Furness College | LG02 | Copy Room |  | MC071-L12/M004 | Pizza Republic | EN.EN2 Energy Meter | [6 empty] | 4 | 0 | [10 empty] | Yes | No
MC071 | Furness College |  |  |  | MC071-L12/M005 | Furness Fish and Chips | EN.EN2 Energy Meter | [6 empty] | 5 | 0 | [10 empty] | Yes | No
MC071 | Furness College | LG08 | Trading Space |  | MC071-L12/M005 | Furness Fish and Chips | EN.EN2 Energy Meter | [6 empty] | 5 | 0 | [10 empty] | Yes | No
MC071 | Furness College | LG10 | Store |  | MC071-L12/M005 | Furness Fish and Chips | EN.EN2 Energy Meter | [6 empty] | 5 | 0 | [10 empty] | Yes | No
MC071 | Furness College |  |  |  | MC071-L12/M006 | Furness Laundrette | EN.EN2 Energy Meter | [6 empty] | 6 | 0 | [10 empty] | Yes | No
MC071 | Furness College | LG17 | WC - Female |  | MC071-L12/M006 | Furness Laundrette | EN.EN2 Energy Meter | [6 empty] | 6 | 0 | [10 empty] | Yes | No
MC071 | Furness College | LG18 | WC - Male |  | MC071-L12/M006 | Furness Laundrette | EN.EN2 Energy Meter | [6 empty] | 6 | 0 | [10 empty] | Yes | No
MC071 | Furness College | LG19 | WC - Accessible |  | MC071-L12/M006 | Furness Laundrette | EN.EN2 Energy Meter | [6 empty] | 6 | 0 | [10 empty] | Yes | No
MC071 | Furness College | LG21 | Laundrette |  | MC071-L12/M006 | Furness Laundrette | EN.EN2 Energy Meter | [6 empty] | 6 | 0 | [10 empty] | Yes | No
MC071 | Furness College |  |  |  | MC071-L12/M007 | Furness Laundrette | EN.EN2 Energy Meter | [6 empty] | 7 | 0 | [10 empty] | Yes | No
MC071 | Furness College | LG17 | WC - Female |  | MC071-L12/M007 | Furness Laundrette | EN.EN2 Energy Meter | [6 empty] | 7 | 0 | [10 empty] | Yes | No
MC071 | Furness College | LG18 | WC - Male |  | MC071-L12/M007 | Furness Laundrette | EN.EN2 Energy Meter | [6 empty] | 7 | 0 | [10 empty] | Yes | No
MC071 | Furness College | LG19 | WC - Accessible |  | MC071-L12/M007 | Furness Laundrette | EN.EN2 Energy Meter | [6 empty] | 7 | 0 | [10 empty] | Yes | No
MC071 | Furness College | LG21 | Laundrette |  | MC071-L12/M007 | Furness Laundrette | EN.EN2 Energy Meter | [6 empty] | 7 | 0 | [10 empty] | Yes | No
MC071 | Furness College |  |  |  | MC071-L12/M008 | Pizza Republic | EN.EN2 Energy Meter | [6 empty] | 8 | 0 | [10 empty] | Yes | No
MC071 | Furness College | LG11 | Pizzetta Republic |  | MC071-L12/M008 | Pizza Republic | EN.EN2 Energy Meter | [6 empty] | 8 | 0 | [10 empty] | Yes | No
MC071 | Furness College | LG04 | Trading Space |  | MC071-L12/M008 | Pizza Republic | EN.EN2 Energy Meter | [6 empty] | 8 | 0 | [10 empty] | Yes | No
MC071 | Furness College | LG05 | Trading Space |  | MC071-L12/M008 | Pizza Republic | EN.EN2 Energy Meter | [6 empty] | 8 | 0 | [10 empty] | Yes | No
MC071 | Furness College | LG06 | Trading Space |  | MC071-L12/M008 | Pizza Republic | EN.EN2 Energy Meter | [6 empty] | 8 | 0 | [10 empty] | Yes | No
MC071 | Furness College | LG07 | Trading Space |  | MC071-L12/M008 | Pizza Republic | EN.EN2 Energy Meter | [6 empty] | 8 | 0 | [10 empty] | Yes | No
MC071 | Furness College | LG02 | Copy Room |  | MC071-L12/M008 | Pizza Republic | EN.EN2 Energy Meter | [6 empty] | 8 | 0 | [10 empty] | Yes | No
MC071 | Furness College |  |  |  | MC071-L02/M001 | Furness College North Level B DB NDB 01 | EN.EN2 Energy Meter | [6 empty] | 1 | 0 | [10 empty] | No | No
MC071 | Furness College |  |  |  | MC071-L02/M002 | Furness College Comms Room DB Level B COMDB 01 | EN.EN2 Energy Meter | [6 empty] | 2 | 0 | [10 empty] | No | No
MC071 | Furness College | CR07 | Corridor |  | MC071-L02/M002 | Furness College Comms Room DB Level B COMDB 01 | EN.EN2 Energy Meter | [6 empty] | 2 | 0 | [10 empty] | No | No
MC071 | Furness College | SW03 | Staiwell |  | MC071-L02/M002 | Furness College Comms Room DB Level B COMDB 01 | EN.EN2 Energy Meter | [6 empty] | 2 | 0 | [10 empty] | No | No
MC071 | Furness College | SW03 | South East Stairwell |  | MC071-L02/M002 | Furness College Comms Room DB Level B COMDB 01 | EN.EN2 Energy Meter | [6 empty] | 2 | 0 | [10 empty] | No | No
MC071 | Furness College | SW03 | Stairwell 03 |  | MC071-L02/M002 | Furness College Comms Room DB Level B COMDB 01 | EN.EN2 Energy Meter | [6 empty] | 2 | 0 | [10 empty] | No | No
MC071 | Furness College | SW03 | Stairwell adj Flats 6 and 7 |  | MC071-L02/M002 | Furness College Comms Room DB Level B COMDB 01 | EN.EN2 Energy Meter | [6 empty] | 2 | 0 | [10 empty] | No | No
MC071 | Furness College |  |  |  | MC071-L02/M003 | Furness College North Block Level C DB NDB 02 | EN.EN2 Energy Meter | [6 empty] | 3 | 0 | [10 empty] | No | No
MC071 | Furness College | A001 | Foyer |  | MC071-L02/M003 | Furness College North Block Level C DB NDB 02 | EN.EN2 Energy Meter | [6 empty] | 3 | 0 | [10 empty] | No | No
MC071 | Furness College | A002 | Porter's Lodge |  | MC071-L02/M003 | Furness College North Block Level C DB NDB 02 | EN.EN2 Energy Meter | [6 empty] | 3 | 0 | [10 empty] | No | No
MC071 | Furness College | A003 | Mail Room |  | MC071-L02/M003 | Furness College North Block Level C DB NDB 02 | EN.EN2 Energy Meter | [6 empty] | 3 | 0 | [10 empty] | No | No
MC071 | Furness College | A004 | Pigeon Holes |  | MC071-L02/M003 | Furness College North Block Level C DB NDB 02 | EN.EN2 Energy Meter | [6 empty] | 3 | 0 | [10 empty] | No | No
MC071 | Furness College |  |  |  | MC071-L02/M004 | Furness College Comms Room DB LevelC Com DB 02 | EN.EN2 Energy Meter | [6 empty] | 4 | 0 | [10 empty] | No | No
MC071 | Furness College | A001 | Foyer |  | MC071-L02/M004 | Furness College Comms Room DB LevelC Com DB 02 | EN.EN2 Energy Meter | [6 empty] | 4 | 0 | [10 empty] | No | No
MC071 | Furness College | A002 | Porter's Lodge |  | MC071-L02/M004 | Furness College Comms Room DB LevelC Com DB 02 | EN.EN2 Energy Meter | [6 empty] | 4 | 0 | [10 empty] | No | No
MC071 | Furness College | A003 | Mail Room |  | MC071-L02/M004 | Furness College Comms Room DB LevelC Com DB 02 | EN.EN2 Energy Meter | [6 empty] | 4 | 0 | [10 empty] | No | No
MC071 | Furness College | A004 | Pigeon Holes |  | MC071-L02/M004 | Furness College Comms Room DB LevelC Com DB 02 | EN.EN2 Energy Meter | [6 empty] | 4 | 0 | [10 empty] | No | No
MC071 | Furness College |  |  |  | MC071-L02/M005 | Furness College North Block Roof DB NDB 03 | EN.EN2 Energy Meter | [6 empty] | 5 | 0 | [10 empty] | No | No
MC071 | Furness College | A030 | WC - Accessible |  | MC071-L02/M005 | Furness College North Block Roof DB NDB 03 | EN.EN2 Energy Meter | [6 empty] | 5 | 0 | [10 empty] | No | No
MC071 | Furness College | A031 | WC - Female |  | MC071-L02/M005 | Furness College North Block Roof DB NDB 03 | EN.EN2 Energy Meter | [6 empty] | 5 | 0 | [10 empty] | No | No
MC071 | Furness College | A031r1 | Service Riser |  | MC071-L02/M005 | Furness College North Block Roof DB NDB 03 | EN.EN2 Energy Meter | [6 empty] | 5 | 0 | [10 empty] | No | No
MC071 | Furness College | A032 | WC - Male |  | MC071-L02/M005 | Furness College North Block Roof DB NDB 03 | EN.EN2 Energy Meter | [6 empty] | 5 | 0 | [10 empty] | No | No
MC071 | Furness College | A033 | Cleaners |  | MC071-L02/M005 | Furness College North Block Roof DB NDB 03 | EN.EN2 Energy Meter | [6 empty] | 5 | 0 | [10 empty] | No | No
MC071 | Furness College | SW04 | South West Stairwell |  | MC071-L02/M005 | Furness College North Block Roof DB NDB 03 | EN.EN2 Energy Meter | [6 empty] | 5 | 0 | [10 empty] | No | No
MC071 | Furness College | SW04 | Stairwell 04 |  | MC071-L02/M005 | Furness College North Block Roof DB NDB 03 | EN.EN2 Energy Meter | [6 empty] | 5 | 0 | [10 empty] | No | No
MC071 | Furness College | SW04 | Stairwell 04 |  | MC071-L02/M005 | Furness College North Block Roof DB NDB 03 | EN.EN2 Energy Meter | [6 empty] | 5 | 0 | [10 empty] | No | No
MC071 | Furness College | SW04 | Stairwell to Flats 8 and 9 |  | MC071-L02/M005 | Furness College North Block Roof DB NDB 03 | EN.EN2 Energy Meter | [6 empty] | 5 | 0 | [10 empty] | No | No
MC071 | Furness College |  |  |  | MC071-L02/M006 | Furness College Flat and Local Power SWDB 01 | EN.EN2 Energy Meter | [6 empty] | 6 | 0 | [10 empty] | No | No
MC071 | Furness College | A030 | WC - Accessible |  | MC071-L02/M006 | Furness College Flat and Local Power SWDB 01 | EN.EN2 Energy Meter | [6 empty] | 6 | 0 | [10 empty] | No | No
MC071 | Furness College | A031 | WC - Female |  | MC071-L02/M006 | Furness College Flat and Local Power SWDB 01 | EN.EN2 Energy Meter | [6 empty] | 6 | 0 | [10 empty] | No | No
MC071 | Furness College | A031r1 | Service Riser |  | MC071-L02/M006 | Furness College Flat and Local Power SWDB 01 | EN.EN2 Energy Meter | [6 empty] | 6 | 0 | [10 empty] | No | No
MC071 | Furness College | A032 | WC - Male |  | MC071-L02/M006 | Furness College Flat and Local Power SWDB 01 | EN.EN2 Energy Meter | [6 empty] | 6 | 0 | [10 empty] | No | No
MC071 | Furness College | A033 | Cleaners |  | MC071-L02/M006 | Furness College Flat and Local Power SWDB 01 | EN.EN2 Energy Meter | [6 empty] | 6 | 0 | [10 empty] | No | No
MC071 | Furness College | SW04 | South West Stairwell |  | MC071-L02/M006 | Furness College Flat and Local Power SWDB 01 | EN.EN2 Energy Meter | [6 empty] | 6 | 0 | [10 empty] | No | No
MC071 | Furness College | SW04 | Stairwell 04 |  | MC071-L02/M006 | Furness College Flat and Local Power SWDB 01 | EN.EN2 Energy Meter | [6 empty] | 6 | 0 | [10 empty] | No | No
MC071 | Furness College | SW04 | Stairwell 04 |  | MC071-L02/M006 | Furness College Flat and Local Power SWDB 01 | EN.EN2 Energy Meter | [6 empty] | 6 | 0 | [10 empty] | No | No
MC071 | Furness College | SW04 | Stairwell to Flats 8 and 9 |  | MC071-L02/M006 | Furness College Flat and Local Power SWDB 01 | EN.EN2 Energy Meter | [6 empty] | 6 | 0 | [10 empty] | No | No
MC071 | Furness College |  |  |  | MC071-L02/M007 | Furness College Flat and Local Power DB SEDB 01 | EN.EN2 Energy Meter | [6 empty] | 7 | 0 | [10 empty] | No | No
MC071 | Furness College | A0 | Whole Building |  | MC071-L02/M007 | Furness College Flat and Local Power DB SEDB 01 | EN.EN2 Energy Meter | [6 empty] | 7 | 0 | [10 empty] | No | No
MC071 | Furness College |  |  |  | MC071-L02/M008 | Furness College Flat and Local Power DB SEDB 02 | EN.EN2 Energy Meter | [6 empty] | 8 | 0 | [10 empty] | No | No
MC071 | Furness College | A0 | Whole Building |  | MC071-L02/M008 | Furness College Flat and Local Power DB SEDB 02 | EN.EN2 Energy Meter | [6 empty] | 8 | 0 | [10 empty] | No | No
MC071 | Furness College |  |  |  | MC071-L10/M001 | Furness College Flat 6 | EN.EN2 Energy Meter | [6 empty] | 1 | 0 | [10 empty] | No | No
MC071 | Furness College | CR23 | Corridor adj Flats 6 and 7 |  | MC071-L10/M001 | Furness College Flat 6 | EN.EN2 Energy Meter | [6 empty] | 1 | 0 | [10 empty] | No | No
MC071 | Furness College |  |  |  | MC071-L10/M002 | Furness College Flat 7 | EN.EN2 Energy Meter | [6 empty] | 2 | 0 | [10 empty] | No | No
MC071 | Furness College | CR24 | Corridor |  | MC071-L10/M002 | Furness College Flat 7 | EN.EN2 Energy Meter | [6 empty] | 2 | 0 | [10 empty] | No | No
MC071 | Furness College |  |  |  | MC071-L10/M003 | Furness College Flat 5 | EN.EN2 Energy Meter | [6 empty] | 3 | 0 | [10 empty] | No | No
MC071 | Furness College | D025 | Bedroom 1 |  | MC071-L10/M003 | Furness College Flat 5 | EN.EN2 Energy Meter | [6 empty] | 3 | 0 | [10 empty] | No | No
MC071 | Furness College | D026 | Bedroom 2 |  | MC071-L10/M003 | Furness College Flat 5 | EN.EN2 Energy Meter | [6 empty] | 3 | 0 | [10 empty] | No | No
MC071 | Furness College | D027 | Corridor |  | MC071-L10/M003 | Furness College Flat 5 | EN.EN2 Energy Meter | [6 empty] | 3 | 0 | [10 empty] | No | No
MC071 | Furness College | D028 | Bathroom |  | MC071-L10/M003 | Furness College Flat 5 | EN.EN2 Energy Meter | [6 empty] | 3 | 0 | [10 empty] | No | No
MC071 | Furness College |  |  |  | MC071-L10/M003 | Furness College Flat 5 | EN.EN2 Energy Meter | [6 empty] | 3 | 0 | [10 empty] | No | No
MC071 | Furness College |  |  |  | MC071-L10/M004 | Furness College Flat 6 | EN.EN2 Energy Meter | [6 empty] | 4 | 0 | [10 empty] | No | No
MC071 | Furness College | CR23 | Corridor adj Flats 6 and 7 |  | MC071-L10/M004 | Furness College Flat 6 | EN.EN2 Energy Meter | [6 empty] | 4 | 0 | [10 empty] | No | No
MC071 | Furness College |  |  |  | MC071-L10/M005 | Furness College Flat 7 | EN.EN2 Energy Meter | [6 empty] | 5 | 0 | [10 empty] | No | No
MC071 | Furness College | CR24 | Corridor |  | MC071-L10/M005 | Furness College Flat 7 | EN.EN2 Energy Meter | [6 empty] | 5 | 0 | [10 empty] | No | No
MC071 | Furness College |  |  |  | MC071-L10/M007 | Furness College DB LCDB 021 Power | EN.EN2 Energy Meter | [6 empty] | 7 | 0 | [10 empty] | No | No
MC071 | Furness College |  |  |  | MC071-L10/M008 | Furness College DB LCDB 021 Lighting | EN.EN2 Energy Meter | [6 empty] | 8 | 0 | [10 empty] | No | No
MC071 | Furness College | CR12 | Corridor |  | MC071-L10/M008 | Furness College DB LCDB 021 Lighting | EN.EN2 Energy Meter | [6 empty] | 8 | 0 | [10 empty] | No | No
MC071 | Furness College |  |  |  | MC071-L04/M001 | Faculty of Science and Technology | EN.EN2 Energy Meter | [6 empty] | 1 | 0 | [10 empty] | No | No
MC071 | Furness College |  |  |  | MC071-L04/M002 | Faculty of Science and Technology | EN.EN2 Energy Meter | [6 empty] | 2 | 0 | [10 empty] | No | No
MC071 | Furness College |  |  |  | MC071-L04/M003 | Faculty of Science and Technology | EN.EN2 Energy Meter | [6 empty] | 3 | 0 | [10 empty] | No | No
MC071 | Furness College |  |  |  | MC071-L04/M004 | Management School Phase 1 | EN.EN2 Energy Meter | [6 empty] | 4 | 0 | [10 empty] | No | No
MC071 | Furness College |  |  |  | MC071-L04/M005 | Old Sports Centre | EN.EN2 Energy Meter | [6 empty] | 5 | 0 | [10 empty] | No | No
MC071 | Furness College |  |  |  | MC071-L04/M006 | Faculty of Science and Technology | EN.EN2 Energy Meter | [6 empty] | 6 | 0 | [10 empty] | No | No
MC071 | Furness College |  |  |  | MC071-L04/M007 | Faculty of Science and Technology Immersion heater | EN.EN2 Energy Meter | [6 empty] | 7 | 0 | [10 empty] | No | No
MC071 | Furness College |  |  |  | MC071-L09/M001 | Furness College Flat 1 | EN.EN2 Energy Meter | [6 empty] | 1 | 0 | [10 empty] | No | No
MC071 | Furness College | D002 | Lobby |  | MC071-L09/M001 | Furness College Flat 1 | EN.EN2 Energy Meter | [6 empty] | 1 | 0 | [10 empty] | No | No
MC071 | Furness College |  |  |  | MC071-L09/M001 | Furness College Flat 1 | EN.EN2 Energy Meter | [6 empty] | 1 | 0 | [10 empty] | No | No
MC071 | Furness College | D004 | Kitchen, Dining & Lounge |  | MC071-L09/M001 | Furness College Flat 1 | EN.EN2 Energy Meter | [6 empty] | 1 | 0 | [10 empty] | No | No
MC071 | Furness College | D005 | Bedroom 1 |  | MC071-L09/M001 | Furness College Flat 1 | EN.EN2 Energy Meter | [6 empty] | 1 | 0 | [10 empty] | No | No
MC071 | Furness College | D006 | Bathroom |  | MC071-L09/M001 | Furness College Flat 1 | EN.EN2 Energy Meter | [6 empty] | 1 | 0 | [10 empty] | No | No
MC071 | Furness College | CR18 | Corridor |  | MC071-L09/M001 | Furness College Flat 1 | EN.EN2 Energy Meter | [6 empty] | 1 | 0 | [10 empty] | No | No
MC071 | Furness College |  |  |  | MC071-L09/M002 | Furness College Flat 2 | EN.EN2 Energy Meter | [6 empty] | 2 | 0 | [10 empty] | No | No
MC071 | Furness College | D007 | Bedroom 1 |  | MC071-L09/M002 | Furness College Flat 2 | EN.EN2 Energy Meter | [6 empty] | 2 | 0 | [10 empty] | No | No
MC071 | Furness College |  |  |  | MC071-L09/M002 | Furness College Flat 2 | EN.EN2 Energy Meter | [6 empty] | 2 | 0 | [10 empty] | No | No
MC071 | Furness College | D009 | Bedroom 2 |  | MC071-L09/M002 | Furness College Flat 2 | EN.EN2 Energy Meter | [6 empty] | 2 | 0 | [10 empty] | No | No
MC071 | Furness College | D010 | Kitchen, Dining & Lounge |  | MC071-L09/M002 | Furness College Flat 2 | EN.EN2 Energy Meter | [6 empty] | 2 | 0 | [10 empty] | No | No
MC071 | Furness College | D011 | Bathroom |  | MC071-L09/M002 | Furness College Flat 2 | EN.EN2 Energy Meter | [6 empty] | 2 | 0 | [10 empty] | No | No
MC071 | Furness College | CR20 | Corridor adj Flats 2 and 3 |  | MC071-L09/M002 | Furness College Flat 2 | EN.EN2 Energy Meter | [6 empty] | 2 | 0 | [10 empty] | No | No
MC071 | Furness College |  |  |  | MC071-L09/M003 | Furness College Flat 3 | EN.EN2 Energy Meter | [6 empty] | 3 | 0 | [10 empty] | No | No
MC071 | Furness College | D013 | Bedroom 2 |  | MC071-L09/M003 | Furness College Flat 3 | EN.EN2 Energy Meter | [6 empty] | 3 | 0 | [10 empty] | No | No
MC071 | Furness College | D014 | Bedroom 1 |  | MC071-L09/M003 | Furness College Flat 3 | EN.EN2 Energy Meter | [6 empty] | 3 | 0 | [10 empty] | No | No
MC071 | Furness College | D015 | Bathroom |  | MC071-L09/M003 | Furness College Flat 3 | EN.EN2 Energy Meter | [6 empty] | 3 | 0 | [10 empty] | No | No
MC071 | Furness College |  |  |  | MC071-L09/M003 | Furness College Flat 3 | EN.EN2 Energy Meter | [6 empty] | 3 | 0 | [10 empty] | No | No
MC071 | Furness College | D018 | Kitchen, Dining & Lounge |  | MC071-L09/M003 | Furness College Flat 3 | EN.EN2 Energy Meter | [6 empty] | 3 | 0 | [10 empty] | No | No
MC071 | Furness College | CR22 | Corridor |  | MC071-L09/M003 | Furness College Flat 3 | EN.EN2 Energy Meter | [6 empty] | 3 | 0 | [10 empty] | No | No
MC071 | Furness College |  |  |  | MC071-L09/M004 | Furness College Flat 4 | EN.EN2 Energy Meter | [6 empty] | 4 | 0 | [10 empty] | No | No
MC071 | Furness College | D019 | Bedroom 1 |  | MC071-L09/M004 | Furness College Flat 4 | EN.EN2 Energy Meter | [6 empty] | 4 | 0 | [10 empty] | No | No
MC071 | Furness College | D020 | Lobby |  | MC071-L09/M004 | Furness College Flat 4 | EN.EN2 Energy Meter | [6 empty] | 4 | 0 | [10 empty] | No | No
MC071 | Furness College | D021 | Bedroom 2 |  | MC071-L09/M004 | Furness College Flat 4 | EN.EN2 Energy Meter | [6 empty] | 4 | 0 | [10 empty] | No | No
MC071 | Furness College | D022 | Bathroom |  | MC071-L09/M004 | Furness College Flat 4 | EN.EN2 Energy Meter | [6 empty] | 4 | 0 | [10 empty] | No | No
MC071 | Furness College | D023 | Kitchen, Dining & Lounge |  | MC071-L09/M004 | Furness College Flat 4 | EN.EN2 Energy Meter | [6 empty] | 4 | 0 | [10 empty] | No | No
MC071 | Furness College |  |  |  | MC071-L09/M004 | Furness College Flat 4 | EN.EN2 Energy Meter | [6 empty] | 4 | 0 | [10 empty] | No | No
MC071 | Furness College | CR22 | Corridor |  | MC071-L09/M004 | Furness College Flat 4 | EN.EN2 Energy Meter | [6 empty] | 4 | 0 | [10 empty] | No | No
MC071 | Furness College |  |  |  | MC071-L09/M005 | Furness College Flat 5 | EN.EN2 Energy Meter | [6 empty] | 5 | 0 | [10 empty] | No | No
MC071 | Furness College | D025 | Bedroom 1 |  | MC071-L09/M005 | Furness College Flat 5 | EN.EN2 Energy Meter | [6 empty] | 5 | 0 | [10 empty] | No | No
MC071 | Furness College | D026 | Bedroom 2 |  | MC071-L09/M005 | Furness College Flat 5 | EN.EN2 Energy Meter | [6 empty] | 5 | 0 | [10 empty] | No | No
MC071 | Furness College | D027 | Corridor |  | MC071-L09/M005 | Furness College Flat 5 | EN.EN2 Energy Meter | [6 empty] | 5 | 0 | [10 empty] | No | No
MC071 | Furness College | D028 | Bathroom |  | MC071-L09/M005 | Furness College Flat 5 | EN.EN2 Energy Meter | [6 empty] | 5 | 0 | [10 empty] | No | No
MC071 | Furness College |  |  |  | MC071-L09/M005 | Furness College Flat 5 | EN.EN2 Energy Meter | [6 empty] | 5 | 0 | [10 empty] | No | No
MC071 | Furness College |  |  |  | MC071-L09/M006 | Furness College Flat 6 | EN.EN2 Energy Meter | [6 empty] | 6 | 0 | [10 empty] | No | No
MC071 | Furness College | CR23 | Corridor adj Flats 6 and 7 |  | MC071-L09/M006 | Furness College Flat 6 | EN.EN2 Energy Meter | [6 empty] | 6 | 0 | [10 empty] | No | No
MC071 | Furness College |  |  |  | MC071-L09/M007 | Furness College Flat 7 | EN.EN2 Energy Meter | [6 empty] | 7 | 0 | [10 empty] | No | No
MC071 | Furness College | CR24 | Corridor |  | MC071-L09/M007 | Furness College Flat 7 | EN.EN2 Energy Meter | [6 empty] | 7 | 0 | [10 empty] | No | No
MC071 | Furness College |  |  |  | MC071-L09/M008 | Furness College Flat 8 | EN.EN2 Energy Meter | [6 empty] | 8 | 0 | [10 empty] | No | No
MC071 | Furness College | D025 | Bedroom 1 |  | MC071-L09/M008 | Furness College Flat 8 | EN.EN2 Energy Meter | [6 empty] | 8 | 0 | [10 empty] | No | No
MC071 | Furness College | D026 | Bedroom 2 |  | MC071-L09/M008 | Furness College Flat 8 | EN.EN2 Energy Meter | [6 empty] | 8 | 0 | [10 empty] | No | No
MC071 | Furness College | D027 | Corridor |  | MC071-L09/M008 | Furness College Flat 8 | EN.EN2 Energy Meter | [6 empty] | 8 | 0 | [10 empty] | No | No
MC071 | Furness College | D028 | Bathroom |  | MC071-L09/M008 | Furness College Flat 8 | EN.EN2 Energy Meter | [6 empty] | 8 | 0 | [10 empty] | No | No
MC071 | Furness College |  |  |  | MC071-L09/M008 | Furness College Flat 8 | EN.EN2 Energy Meter | [6 empty] | 8 | 0 | [10 empty] | No | No
MC071 | Furness College |  |  |  | MC071-L06/M001 | Furness College DB LBDB 011 Power | EN.EN2 Energy Meter | [6 empty] | 1 | 0 | [10 empty] | No | No
MC071 | Furness College |  |  |  | MC071-L06/M002 | Furness College DB LBDB 011 Lighting | EN.EN2 Energy Meter | [6 empty] | 2 | 0 | [10 empty] | No | No
MC071 | Furness College |  |  |  | MC071-L06/M003 | Furness College DB GDB 003 Power | EN.EN2 Energy Meter | [6 empty] | 3 | 0 | [10 empty] | No | No
MC071 | Furness College |  |  |  | MC071-L06/M004 | Furness College DB GDB 003 Lighting | EN.EN2 Energy Meter | [6 empty] | 4 | 0 | [10 empty] | No | No
MC071 | Furness College |  |  |  | MC071-L06/M005 | Furness College DB LADB 011 Power | EN.EN2 Energy Meter | [6 empty] | 5 | 0 | [10 empty] | No | No
MC071 | Furness College | D001 | Store adj Flat 1 |  | MC071-L06/M005 | Furness College DB LADB 011 Power | EN.EN2 Energy Meter | [6 empty] | 5 | 0 | [10 empty] | No | No
MC071 | Furness College | CR20 | Corridor adj Flats 2 and 3 |  | MC071-L06/M005 | Furness College DB LADB 011 Power | EN.EN2 Energy Meter | [6 empty] | 5 | 0 | [10 empty] | No | No
MC071 | Furness College | D012 | Store |  | MC071-L06/M005 | Furness College DB LADB 011 Power | EN.EN2 Energy Meter | [6 empty] | 5 | 0 | [10 empty] | No | No
MC071 | Furness College | SW02 | NE Stairwell |  | MC071-L06/M005 | Furness College DB LADB 011 Power | EN.EN2 Energy Meter | [6 empty] | 5 | 0 | [10 empty] | No | No
MC071 | Furness College | SW02 | North West Stairwell |  | MC071-L06/M005 | Furness College DB LADB 011 Power | EN.EN2 Energy Meter | [6 empty] | 5 | 0 | [10 empty] | No | No
MC071 | Furness College | SW02 | Stairwell 02 |  | MC071-L06/M005 | Furness College DB LADB 011 Power | EN.EN2 Energy Meter | [6 empty] | 5 | 0 | [10 empty] | No | No
MC071 | Furness College | SW02 | Stairwell adj Flats 2 and 3 |  | MC071-L06/M005 | Furness College DB LADB 011 Power | EN.EN2 Energy Meter | [6 empty] | 5 | 0 | [10 empty] | No | No
MC071 | Furness College |  |  |  | MC071-L06/M005 | Furness College DB LADB 011 Power | EN.EN2 Energy Meter | [6 empty] | 5 | 0 | [10 empty] | No | No
MC071 | Furness College |  |  |  | MC071-L06/M006 | Furness College DB LADB 011 Lighting | EN.EN2 Energy Meter | [6 empty] | 6 | 0 | [10 empty] | No | No
MC071 | Furness College | CR26 | Corridor adj Flats 8 and 9 |  | MC071-L06/M006 | Furness College DB LADB 011 Lighting | EN.EN2 Energy Meter | [6 empty] | 6 | 0 | [10 empty] | No | No
MC071 | Furness College | D050 | Store |  | MC071-L06/M006 | Furness College DB LADB 011 Lighting | EN.EN2 Energy Meter | [6 empty] | 6 | 0 | [10 empty] | No | No
MC071 | Furness College | SW04 | South West Stairwell |  | MC071-L06/M006 | Furness College DB LADB 011 Lighting | EN.EN2 Energy Meter | [6 empty] | 6 | 0 | [10 empty] | No | No
MC071 | Furness College | SW04 | Stairwell 04 |  | MC071-L06/M006 | Furness College DB LADB 011 Lighting | EN.EN2 Energy Meter | [6 empty] | 6 | 0 | [10 empty] | No | No
MC071 | Furness College | SW04 | Stairwell 04 |  | MC071-L06/M006 | Furness College DB LADB 011 Lighting | EN.EN2 Energy Meter | [6 empty] | 6 | 0 | [10 empty] | No | No
MC071 | Furness College | SW04 | Stairwell to Flats 8 and 9 |  | MC071-L06/M006 | Furness College DB LADB 011 Lighting | EN.EN2 Energy Meter | [6 empty] | 6 | 0 | [10 empty] | No | No
MC071 | Furness College |  |  |  | MC071-L06/M007 | Furness College DHW System Cold Water | EN.EN2 Energy Meter | [6 empty] | 7 | 0 | [10 empty] | No | No
MC071 | Furness College | CR23 | Corridor adj Flats 6 and 7 |  | MC071-L06/M007 | Furness College DHW System Cold Water | EN.EN2 Energy Meter | [6 empty] | 7 | 0 | [10 empty] | No | No
MC071 | Furness College | D036 | Store adj Flats 6 and 7 |  | MC071-L06/M007 | Furness College DHW System Cold Water | EN.EN2 Energy Meter | [6 empty] | 7 | 0 | [10 empty] | No | No
MC071 | Furness College | SW03 | Staiwell |  | MC071-L06/M007 | Furness College DHW System Cold Water | EN.EN2 Energy Meter | [6 empty] | 7 | 0 | [10 empty] | No | No
MC071 | Furness College | SW03 | South East Stairwell |  | MC071-L06/M007 | Furness College DHW System Cold Water | EN.EN2 Energy Meter | [6 empty] | 7 | 0 | [10 empty] | No | No
MC071 | Furness College | SW03 | Stairwell 03 |  | MC071-L06/M007 | Furness College DHW System Cold Water | EN.EN2 Energy Meter | [6 empty] | 7 | 0 | [10 empty] | No | No
MC071 | Furness College | SW03 | Stairwell adj Flats 6 and 7 |  | MC071-L06/M007 | Furness College DHW System Cold Water | EN.EN2 Energy Meter | [6 empty] | 7 | 0 | [10 empty] | No | No
MC071 | Furness College |  |  |  | MC071-L06/M008 | Furness College | EN.EN2 Energy Meter | [6 empty] | 8 | 0 | [10 empty] | No | No
MC071 | Furness College | D001 | Store adj Flat 1 |  | MC071-L06/M008 | Furness College | EN.EN2 Energy Meter | [6 empty] | 8 | 0 | [10 empty] | No | No
MC071 | Furness College | CR20 | Corridor adj Flats 2 and 3 |  | MC071-L06/M008 | Furness College | EN.EN2 Energy Meter | [6 empty] | 8 | 0 | [10 empty] | No | No
MC071 | Furness College | D012 | Store |  | MC071-L06/M008 | Furness College | EN.EN2 Energy Meter | [6 empty] | 8 | 0 | [10 empty] | No | No
MC071 | Furness College | SW02 | NE Stairwell |  | MC071-L06/M008 | Furness College | EN.EN2 Energy Meter | [6 empty] | 8 | 0 | [10 empty] | No | No
MC071 | Furness College | SW02 | North West Stairwell |  | MC071-L06/M008 | Furness College | EN.EN2 Energy Meter | [6 empty] | 8 | 0 | [10 empty] | No | No
MC071 | Furness College | SW02 | Stairwell 02 |  | MC071-L06/M008 | Furness College | EN.EN2 Energy Meter | [6 empty] | 8 | 0 | [10 empty] | No | No
MC071 | Furness College | SW02 | Stairwell adj Flats 2 and 3 |  | MC071-L06/M008 | Furness College | EN.EN2 Energy Meter | [6 empty] | 8 | 0 | [10 empty] | No | No
MC071 | Furness College |  |  |  | MC071-L06/M008 | Furness College | EN.EN2 Energy Meter | [6 empty] | 8 | 0 | [10 empty] | No | No
MC071 | Furness College |  |  |  | MC071-L01/M001 | Furness College Foyer Area DB | EN.EN2 Energy Meter | [6 empty] | 1 | 0 | [10 empty] | No | No
MC071 | Furness College | A0 | Whole Building |  | MC071-L01/M001 | Furness College Foyer Area DB | EN.EN2 Energy Meter | [6 empty] | 1 | 0 | [10 empty] | No | No
MC071 | Furness College |  |  |  | MC071-L01/M002 | Furness College Master Fire Alarm Panel | EN.EN2 Energy Meter | [6 empty] | 2 | 0 | [10 empty] | No | No
MC071 | Furness College |  |  |  | MC071-L01/M003 | Furness College NE Passenger lift | EN.EN2 Energy Meter | [6 empty] | 3 | 0 | [10 empty] | No | No
MC071 | Furness College |  |  |  | MC071-L01/M004 | Furness College NW Passenger lift | EN.EN2 Energy Meter | [6 empty] | 4 | 0 | [10 empty] | No | No
MC071 | Furness College |  |  |  | MC071-L01/M005 | Furness College SCR /TV Room GB GDB 01 | EN.EN2 Energy Meter | [6 empty] | 5 | 0 | [10 empty] | No | No
MC071 | Furness College |  |  |  | MC071-L01/M006 | Furness College Bard DB GDB 002 | EN.EN2 Energy Meter | [6 empty] | 6 | 0 | [10 empty] | No | No
MC071 | Furness College |  |  |  | MC071-L01/M007 | Furness College Switch Room DB PDB 001 | EN.EN2 Energy Meter | [6 empty] | 7 | 0 | [10 empty] | No | No
MC071 | Furness College |  |  |  | MC071-L01/M008 | Furness College OSS Walkway Lighting DB | EN.EN2 Energy Meter | [6 empty] | 8 | 0 | [10 empty] | No | No
MC071 | Furness College |  |  |  | MC071-L05/M001 | Furness College Flat 8 | EN.EN2 Energy Meter | [6 empty] | 1 | 0 | [10 empty] | No | No
MC071 | Furness College |  |  |  | MC071-L05/M002 | Furness College Flat 9 | EN.EN2 Energy Meter | [6 empty] | 2 | 0 | [10 empty] | No | No
MC071 | Furness College |  |  |  | MC071-L05/M003 | Furness College Flat 8 | EN.EN2 Energy Meter | [6 empty] | 3 | 0 | [10 empty] | No | No
MC071 | Furness College |  |  |  | MC071-L05/M004 | Furness College Flat 9 | EN.EN2 Energy Meter | [6 empty] | 4 | 0 | [10 empty] | No | No
MC071 | Furness College |  |  |  | MC071-L05/M005 | Furness College Flat 8 | EN.EN2 Energy Meter | [6 empty] | 5 | 0 | [10 empty] | No | No
MC071 | Furness College |  |  |  | MC071-L05/M006 | Furness College Flat 9 | EN.EN2 Energy Meter | [6 empty] | 6 | 0 | [10 empty] | No | No
MC071 | Furness College |  |  |  | MC071-L05/M007 | Furness College DB LCDB 011 Power | EN.EN2 Energy Meter | [6 empty] | 7 | 0 | [10 empty] | No | No
MC071 | Furness College |  |  |  | MC071-L05/M008 | Furness College DN LCDB 011 Lighting | EN.EN2 Energy Meter | [6 empty] | 8 | 0 | [10 empty] | No | No
MC071 | Furness College | A0 | Whole Building |  | MC071-L05/M008 | Furness College DN LCDB 011 Lighting | EN.EN2 Energy Meter | [6 empty] | 8 | 0 | [10 empty] | No | No
MC071 | Furness College |  |  |  | MC071-L08/M001 | Furness College Flat 1 | EN.EN2 Energy Meter | [6 empty] | 1 | 0 | [10 empty] | No | No
MC071 | Furness College | D002 | Lobby |  | MC071-L08/M001 | Furness College Flat 1 | EN.EN2 Energy Meter | [6 empty] | 1 | 0 | [10 empty] | No | No
MC071 | Furness College |  |  |  | MC071-L08/M001 | Furness College Flat 1 | EN.EN2 Energy Meter | [6 empty] | 1 | 0 | [10 empty] | No | No
MC071 | Furness College | D004 | Kitchen, Dining & Lounge |  | MC071-L08/M001 | Furness College Flat 1 | EN.EN2 Energy Meter | [6 empty] | 1 | 0 | [10 empty] | No | No
MC071 | Furness College | D005 | Bedroom 1 |  | MC071-L08/M001 | Furness College Flat 1 | EN.EN2 Energy Meter | [6 empty] | 1 | 0 | [10 empty] | No | No
MC071 | Furness College | D006 | Bathroom |  | MC071-L08/M001 | Furness College Flat 1 | EN.EN2 Energy Meter | [6 empty] | 1 | 0 | [10 empty] | No | No
MC071 | Furness College | CR18 | Corridor |  | MC071-L08/M001 | Furness College Flat 1 | EN.EN2 Energy Meter | [6 empty] | 1 | 0 | [10 empty] | No | No
MC071 | Furness College |  |  |  | MC071-L08/M002 | Furness College Flat 2 | EN.EN2 Energy Meter | [6 empty] | 2 | 0 | [10 empty] | No | No
MC071 | Furness College | D007 | Bedroom 1 |  | MC071-L08/M002 | Furness College Flat 2 | EN.EN2 Energy Meter | [6 empty] | 2 | 0 | [10 empty] | No | No
MC071 | Furness College |  |  |  | MC071-L08/M002 | Furness College Flat 2 | EN.EN2 Energy Meter | [6 empty] | 2 | 0 | [10 empty] | No | No
MC071 | Furness College | D009 | Bedroom 2 |  | MC071-L08/M002 | Furness College Flat 2 | EN.EN2 Energy Meter | [6 empty] | 2 | 0 | [10 empty] | No | No
MC071 | Furness College | D010 | Kitchen, Dining & Lounge |  | MC071-L08/M002 | Furness College Flat 2 | EN.EN2 Energy Meter | [6 empty] | 2 | 0 | [10 empty] | No | No
MC071 | Furness College | D011 | Bathroom |  | MC071-L08/M002 | Furness College Flat 2 | EN.EN2 Energy Meter | [6 empty] | 2 | 0 | [10 empty] | No | No
MC071 | Furness College | CR19 | Corridor |  | MC071-L08/M002 | Furness College Flat 2 | EN.EN2 Energy Meter | [6 empty] | 2 | 0 | [10 empty] | No | No
MC071 | Furness College |  |  |  | MC071-L08/M003 | Furness College Flat 3 | EN.EN2 Energy Meter | [6 empty] | 3 | 0 | [10 empty] | No | No
MC071 | Furness College | D013 | Bedroom 2 |  | MC071-L08/M003 | Furness College Flat 3 | EN.EN2 Energy Meter | [6 empty] | 3 | 0 | [10 empty] | No | No
MC071 | Furness College | D014 | Bedroom 1 |  | MC071-L08/M003 | Furness College Flat 3 | EN.EN2 Energy Meter | [6 empty] | 3 | 0 | [10 empty] | No | No
MC071 | Furness College | D015 | Bathroom |  | MC071-L08/M003 | Furness College Flat 3 | EN.EN2 Energy Meter | [6 empty] | 3 | 0 | [10 empty] | No | No
MC071 | Furness College |  |  |  | MC071-L08/M003 | Furness College Flat 3 | EN.EN2 Energy Meter | [6 empty] | 3 | 0 | [10 empty] | No | No
MC071 | Furness College | D018 | Kitchen, Dining & Lounge |  | MC071-L08/M003 | Furness College Flat 3 | EN.EN2 Energy Meter | [6 empty] | 3 | 0 | [10 empty] | No | No
MC071 | Furness College | CR21 | Corridor |  | MC071-L08/M003 | Furness College Flat 3 | EN.EN2 Energy Meter | [6 empty] | 3 | 0 | [10 empty] | No | No
MC071 | Furness College |  |  |  | MC071-L08/M004 | Furness College Flat 4 | EN.EN2 Energy Meter | [6 empty] | 4 | 0 | [10 empty] | No | No
MC071 | Furness College | D019 | Bedroom 1 |  | MC071-L08/M004 | Furness College Flat 4 | EN.EN2 Energy Meter | [6 empty] | 4 | 0 | [10 empty] | No | No
MC071 | Furness College | D020 | Lobby |  | MC071-L08/M004 | Furness College Flat 4 | EN.EN2 Energy Meter | [6 empty] | 4 | 0 | [10 empty] | No | No
MC071 | Furness College | D021 | Bedroom 2 |  | MC071-L08/M004 | Furness College Flat 4 | EN.EN2 Energy Meter | [6 empty] | 4 | 0 | [10 empty] | No | No
MC071 | Furness College | D022 | Bathroom |  | MC071-L08/M004 | Furness College Flat 4 | EN.EN2 Energy Meter | [6 empty] | 4 | 0 | [10 empty] | No | No
MC071 | Furness College | D023 | Kitchen, Dining & Lounge |  | MC071-L08/M004 | Furness College Flat 4 | EN.EN2 Energy Meter | [6 empty] | 4 | 0 | [10 empty] | No | No
MC071 | Furness College |  |  |  | MC071-L08/M004 | Furness College Flat 4 | EN.EN2 Energy Meter | [6 empty] | 4 | 0 | [10 empty] | No | No
MC071 | Furness College | CR22 | Corridor |  | MC071-L08/M004 | Furness College Flat 4 | EN.EN2 Energy Meter | [6 empty] | 4 | 0 | [10 empty] | No | No
MC071 | Furness College |  |  |  | MC071-L08/M005 | Furness College Flat 1 | EN.EN2 Energy Meter | [6 empty] | 5 | 0 | [10 empty] | No | No
MC071 | Furness College | D002 | Lobby |  | MC071-L08/M005 | Furness College Flat 1 | EN.EN2 Energy Meter | [6 empty] | 5 | 0 | [10 empty] | No | No
MC071 | Furness College |  |  |  | MC071-L08/M005 | Furness College Flat 1 | EN.EN2 Energy Meter | [6 empty] | 5 | 0 | [10 empty] | No | No
MC071 | Furness College | D004 | Kitchen, Dining & Lounge |  | MC071-L08/M005 | Furness College Flat 1 | EN.EN2 Energy Meter | [6 empty] | 5 | 0 | [10 empty] | No | No
MC071 | Furness College | D005 | Bedroom 1 |  | MC071-L08/M005 | Furness College Flat 1 | EN.EN2 Energy Meter | [6 empty] | 5 | 0 | [10 empty] | No | No
MC071 | Furness College | D006 | Bathroom |  | MC071-L08/M005 | Furness College Flat 1 | EN.EN2 Energy Meter | [6 empty] | 5 | 0 | [10 empty] | No | No
MC071 | Furness College | CR18 | Corridor |  | MC071-L08/M005 | Furness College Flat 1 | EN.EN2 Energy Meter | [6 empty] | 5 | 0 | [10 empty] | No | No
MC071 | Furness College |  |  |  | MC071-L08/M006 | Furness College Flat 2 | EN.EN2 Energy Meter | [6 empty] | 6 | 0 | [10 empty] | No | No
MC071 | Furness College | D007 | Bedroom 1 |  | MC071-L08/M006 | Furness College Flat 2 | EN.EN2 Energy Meter | [6 empty] | 6 | 0 | [10 empty] | No | No
MC071 | Furness College |  |  |  | MC071-L08/M006 | Furness College Flat 2 | EN.EN2 Energy Meter | [6 empty] | 6 | 0 | [10 empty] | No | No
MC071 | Furness College | D009 | Bedroom 2 |  | MC071-L08/M006 | Furness College Flat 2 | EN.EN2 Energy Meter | [6 empty] | 6 | 0 | [10 empty] | No | No
MC071 | Furness College | D010 | Kitchen, Dining & Lounge |  | MC071-L08/M006 | Furness College Flat 2 | EN.EN2 Energy Meter | [6 empty] | 6 | 0 | [10 empty] | No | No
MC071 | Furness College | D011 | Bathroom |  | MC071-L08/M006 | Furness College Flat 2 | EN.EN2 Energy Meter | [6 empty] | 6 | 0 | [10 empty] | No | No
MC071 | Furness College | CR19 | Corridor |  | MC071-L08/M006 | Furness College Flat 2 | EN.EN2 Energy Meter | [6 empty] | 6 | 0 | [10 empty] | No | No
MC071 | Furness College |  |  |  | MC071-L08/M007 | Furness College Flat 3 | EN.EN2 Energy Meter | [6 empty] | 7 | 0 | [10 empty] | No | No
MC071 | Furness College | D013 | Bedroom 2 |  | MC071-L08/M007 | Furness College Flat 3 | EN.EN2 Energy Meter | [6 empty] | 7 | 0 | [10 empty] | No | No
MC071 | Furness College | D014 | Bedroom 1 |  | MC071-L08/M007 | Furness College Flat 3 | EN.EN2 Energy Meter | [6 empty] | 7 | 0 | [10 empty] | No | No
MC071 | Furness College | D015 | Bathroom |  | MC071-L08/M007 | Furness College Flat 3 | EN.EN2 Energy Meter | [6 empty] | 7 | 0 | [10 empty] | No | No
MC071 | Furness College |  |  |  | MC071-L08/M007 | Furness College Flat 3 | EN.EN2 Energy Meter | [6 empty] | 7 | 0 | [10 empty] | No | No
MC071 | Furness College | D018 | Kitchen, Dining & Lounge |  | MC071-L08/M007 | Furness College Flat 3 | EN.EN2 Energy Meter | [6 empty] | 7 | 0 | [10 empty] | No | No
MC071 | Furness College | CR21 | Corridor |  | MC071-L08/M007 | Furness College Flat 3 | EN.EN2 Energy Meter | [6 empty] | 7 | 0 | [10 empty] | No | No
MC071 | Furness College |  |  |  | MC071-L08/M008 | Furness College Flat 4 | EN.EN2 Energy Meter | [6 empty] | 8 | 0 | [10 empty] | No | No
MC071 | Furness College | D019 | Bedroom 1 |  | MC071-L08/M008 | Furness College Flat 4 | EN.EN2 Energy Meter | [6 empty] | 8 | 0 | [10 empty] | No | No
MC071 | Furness College | D020 | Lobby |  | MC071-L08/M008 | Furness College Flat 4 | EN.EN2 Energy Meter | [6 empty] | 8 | 0 | [10 empty] | No | No
MC071 | Furness College | D021 | Bedroom 2 |  | MC071-L08/M008 | Furness College Flat 4 | EN.EN2 Energy Meter | [6 empty] | 8 | 0 | [10 empty] | No | No
MC071 | Furness College | D022 | Bathroom |  | MC071-L08/M008 | Furness College Flat 4 | EN.EN2 Energy Meter | [6 empty] | 8 | 0 | [10 empty] | No | No
MC071 | Furness College | D023 | Kitchen, Dining & Lounge |  | MC071-L08/M008 | Furness College Flat 4 | EN.EN2 Energy Meter | [6 empty] | 8 | 0 | [10 empty] | No | No
MC071 | Furness College |  |  |  | MC071-L08/M008 | Furness College Flat 4 | EN.EN2 Energy Meter | [6 empty] | 8 | 0 | [10 empty] | No | No
MC071 | Furness College | CR22 | Corridor |  | MC071-L08/M008 | Furness College Flat 4 | EN.EN2 Energy Meter | [6 empty] | 8 | 0 | [10 empty] | No | No
MC071 | Furness College |  |  |  | MC071-L11/M001 | Furness College DB NDB 02 Power | EN.EN2 Energy Meter | [6 empty] | 1 | 0 | [10 empty] | No | No
MC071 | Furness College | CR16 | Corridor |  | MC071-L11/M001 | Furness College DB NDB 02 Power | EN.EN2 Energy Meter | [6 empty] | 1 | 0 | [10 empty] | No | No
MC071 | Furness College |  |  |  | MC071-L11/M002 | Furness College DB NDB 02 Lighting | EN.EN2 Energy Meter | [6 empty] | 2 | 0 | [10 empty] | No | No
MC071 | Furness College | CR16 | Corridor |  | MC071-L11/M002 | Furness College DB NDB 02 Lighting | EN.EN2 Energy Meter | [6 empty] | 2 | 0 | [10 empty] | No | No
MC071 | Furness College |  |  |  | MC071-L11/M003 | Furness College DB LBDB 021 Power | EN.EN2 Energy Meter | [6 empty] | 3 | 0 | [10 empty] | No | No
MC071 | Furness College |  |  |  | MC071-L11/M004 | Furness College DB LBDB 021 Lighting | EN.EN2 Energy Meter | [6 empty] | 4 | 0 | [10 empty] | No | No
MC071 | Furness College | A007 | Off campus room |  | MC071-L11/M004 | Furness College DB LBDB 021 Lighting | EN.EN2 Energy Meter | [6 empty] | 4 | 0 | [10 empty] | No | No
MC071 | Furness College | A008 | Study room |  | MC071-L11/M004 | Furness College DB LBDB 021 Lighting | EN.EN2 Energy Meter | [6 empty] | 4 | 0 | [10 empty] | No | No
MC071 | Furness College | A009 | Dean |  | MC071-L11/M004 | Furness College DB LBDB 021 Lighting | EN.EN2 Energy Meter | [6 empty] | 4 | 0 | [10 empty] | No | No
MC071 | Furness College | A010 | College Store |  | MC071-L11/M004 | Furness College DB LBDB 021 Lighting | EN.EN2 Energy Meter | [6 empty] | 4 | 0 | [10 empty] | No | No
MC071 | Furness College | A011 | Residence Store |  | MC071-L11/M004 | Furness College DB LBDB 021 Lighting | EN.EN2 Energy Meter | [6 empty] | 4 | 0 | [10 empty] | No | No
MC071 | Furness College | A012 | CRO Office |  | MC071-L11/M004 | Furness College DB LBDB 021 Lighting | EN.EN2 Energy Meter | [6 empty] | 4 | 0 | [10 empty] | No | No
MC071 | Furness College | A013 | Administrator |  | MC071-L11/M004 | Furness College DB LBDB 021 Lighting | EN.EN2 Energy Meter | [6 empty] | 4 | 0 | [10 empty] | No | No
MC071 | Furness College | A014 | External Store |  | MC071-L11/M004 | Furness College DB LBDB 021 Lighting | EN.EN2 Energy Meter | [6 empty] | 4 | 0 | [10 empty] | No | No
MC071 | Furness College | A015 | Store |  | MC071-L11/M004 | Furness College DB LBDB 021 Lighting | EN.EN2 Energy Meter | [6 empty] | 4 | 0 | [10 empty] | No | No
MC071 | Furness College | A016 | Principal |  | MC071-L11/M004 | Furness College DB LBDB 021 Lighting | EN.EN2 Energy Meter | [6 empty] | 4 | 0 | [10 empty] | No | No
MC071 | Furness College | A017 | JCR Office |  | MC071-L11/M004 | Furness College DB LBDB 021 Lighting | EN.EN2 Energy Meter | [6 empty] | 4 | 0 | [10 empty] | No | No
MC071 | Furness College | A018 | Enterprise |  | MC071-L11/M004 | Furness College DB LBDB 021 Lighting | EN.EN2 Energy Meter | [6 empty] | 4 | 0 | [10 empty] | No | No
MC071 | Furness College | A019 | College Officers |  | MC071-L11/M004 | Furness College DB LBDB 021 Lighting | EN.EN2 Energy Meter | [6 empty] | 4 | 0 | [10 empty] | No | No
MC071 | Furness College | SW02 | NE Stairwell |  | MC071-L11/M004 | Furness College DB LBDB 021 Lighting | EN.EN2 Energy Meter | [6 empty] | 4 | 0 | [10 empty] | No | No
MC071 | Furness College | SW02 | North West Stairwell |  | MC071-L11/M004 | Furness College DB LBDB 021 Lighting | EN.EN2 Energy Meter | [6 empty] | 4 | 0 | [10 empty] | No | No
MC071 | Furness College | SW02 | Stairwell 02 |  | MC071-L11/M004 | Furness College DB LBDB 021 Lighting | EN.EN2 Energy Meter | [6 empty] | 4 | 0 | [10 empty] | No | No
MC071 | Furness College | SW02 | Stairwell adj Flats 2 and 3 |  | MC071-L11/M004 | Furness College DB LBDB 021 Lighting | EN.EN2 Energy Meter | [6 empty] | 4 | 0 | [10 empty] | No | No
MC071 | Furness College |  |  |  | MC071-L11/M005 | Furness College DB NDB 01 Power | EN.EN2 Energy Meter | [6 empty] | 5 | 0 | [10 empty] | No | No
MC071 | Furness College |  |  |  | MC071-L11/M006 | Furness College DB NDB 01 Power | EN.EN2 Energy Meter | [6 empty] | 6 | 0 | [10 empty] | No | No
MC071 | Furness College |  |  |  | MC071-L11/M007 | Furness College DB LADB 021 Power | EN.EN2 Energy Meter | [6 empty] | 7 | 0 | [10 empty] | No | No
MC071 | Furness College | A007 | Off campus room |  | MC071-L11/M007 | Furness College DB LADB 021 Power | EN.EN2 Energy Meter | [6 empty] | 7 | 0 | [10 empty] | No | No
MC071 | Furness College | A008 | Study room |  | MC071-L11/M007 | Furness College DB LADB 021 Power | EN.EN2 Energy Meter | [6 empty] | 7 | 0 | [10 empty] | No | No
MC071 | Furness College | A009 | Dean |  | MC071-L11/M007 | Furness College DB LADB 021 Power | EN.EN2 Energy Meter | [6 empty] | 7 | 0 | [10 empty] | No | No
MC071 | Furness College | A010 | College Store |  | MC071-L11/M007 | Furness College DB LADB 021 Power | EN.EN2 Energy Meter | [6 empty] | 7 | 0 | [10 empty] | No | No
MC071 | Furness College | A011 | Residence Store |  | MC071-L11/M007 | Furness College DB LADB 021 Power | EN.EN2 Energy Meter | [6 empty] | 7 | 0 | [10 empty] | No | No
MC071 | Furness College | A012 | CRO Office |  | MC071-L11/M007 | Furness College DB LADB 021 Power | EN.EN2 Energy Meter | [6 empty] | 7 | 0 | [10 empty] | No | No
MC071 | Furness College | A013 | Administrator |  | MC071-L11/M007 | Furness College DB LADB 021 Power | EN.EN2 Energy Meter | [6 empty] | 7 | 0 | [10 empty] | No | No
MC071 | Furness College | A014 | External Store |  | MC071-L11/M007 | Furness College DB LADB 021 Power | EN.EN2 Energy Meter | [6 empty] | 7 | 0 | [10 empty] | No | No
MC071 | Furness College | A015 | Store |  | MC071-L11/M007 | Furness College DB LADB 021 Power | EN.EN2 Energy Meter | [6 empty] | 7 | 0 | [10 empty] | No | No
MC071 | Furness College | A016 | Principal |  | MC071-L11/M007 | Furness College DB LADB 021 Power | EN.EN2 Energy Meter | [6 empty] | 7 | 0 | [10 empty] | No | No
MC071 | Furness College | A017 | JCR Office |  | MC071-L11/M007 | Furness College DB LADB 021 Power | EN.EN2 Energy Meter | [6 empty] | 7 | 0 | [10 empty] | No | No
MC071 | Furness College | A018 | Enterprise |  | MC071-L11/M007 | Furness College DB LADB 021 Power | EN.EN2 Energy Meter | [6 empty] | 7 | 0 | [10 empty] | No | No
MC071 | Furness College | A019 | College Officers |  | MC071-L11/M007 | Furness College DB LADB 021 Power | EN.EN2 Energy Meter | [6 empty] | 7 | 0 | [10 empty] | No | No
MC071 | Furness College | SW02 | NE Stairwell |  | MC071-L11/M007 | Furness College DB LADB 021 Power | EN.EN2 Energy Meter | [6 empty] | 7 | 0 | [10 empty] | No | No
MC071 | Furness College | SW02 | North West Stairwell |  | MC071-L11/M007 | Furness College DB LADB 021 Power | EN.EN2 Energy Meter | [6 empty] | 7 | 0 | [10 empty] | No | No
MC071 | Furness College | SW02 | Stairwell 02 |  | MC071-L11/M007 | Furness College DB LADB 021 Power | EN.EN2 Energy Meter | [6 empty] | 7 | 0 | [10 empty] | No | No
MC071 | Furness College | SW02 | Stairwell adj Flats 2 and 3 |  | MC071-L11/M007 | Furness College DB LADB 021 Power | EN.EN2 Energy Meter | [6 empty] | 7 | 0 | [10 empty] | No | No
MC071 | Furness College |  |  |  | MC071-L11/M008 | Furness College DB LADB 021 Lighting | EN.EN2 Energy Meter | [6 empty] | 8 | 0 | [10 empty] | No | No
MC071 | Furness College | A013 | Administrator |  | MC071-L11/M008 | Furness College DB LADB 021 Lighting | EN.EN2 Energy Meter | [6 empty] | 8 | 0 | [10 empty] | No | No
MC071 | Furness College | A012 | CRO Office |  | MC071-L11/M008 | Furness College DB LADB 021 Lighting | EN.EN2 Energy Meter | [6 empty] | 8 | 0 | [10 empty] | No | No
MC071 | Furness College | A011 | Residence Store |  | MC071-L11/M008 | Furness College DB LADB 021 Lighting | EN.EN2 Energy Meter | [6 empty] | 8 | 0 | [10 empty] | No | No
MC071 | Furness College | A010 | College Store |  | MC071-L11/M008 | Furness College DB LADB 021 Lighting | EN.EN2 Energy Meter | [6 empty] | 8 | 0 | [10 empty] | No | No
MC071 | Furness College | A009 | Dean |  | MC071-L11/M008 | Furness College DB LADB 021 Lighting | EN.EN2 Energy Meter | [6 empty] | 8 | 0 | [10 empty] | No | No
MC071 | Furness College | A007 | Off campus room |  | MC071-L11/M008 | Furness College DB LADB 021 Lighting | EN.EN2 Energy Meter | [6 empty] | 8 | 0 | [10 empty] | No | No
MC071 | Furness College | A016 | Principal |  | MC071-L11/M008 | Furness College DB LADB 021 Lighting | EN.EN2 Energy Meter | [6 empty] | 8 | 0 | [10 empty] | No | No
MC071 | Furness College | A015 | Store |  | MC071-L11/M008 | Furness College DB LADB 021 Lighting | EN.EN2 Energy Meter | [6 empty] | 8 | 0 | [10 empty] | No | No
MC071 | Furness College | A019 | College Officers |  | MC071-L11/M008 | Furness College DB LADB 021 Lighting | EN.EN2 Energy Meter | [6 empty] | 8 | 0 | [10 empty] | No | No
MC071 | Furness College | A017 | JCR Office |  | MC071-L11/M008 | Furness College DB LADB 021 Lighting | EN.EN2 Energy Meter | [6 empty] | 8 | 0 | [10 empty] | No | No
MC071 | Furness College | A018 | Enterprise |  | MC071-L11/M008 | Furness College DB LADB 021 Lighting | EN.EN2 Energy Meter | [6 empty] | 8 | 0 | [10 empty] | No | No
MC071 | Furness College | A020 | College Employability |  | MC071-L11/M008 | Furness College DB LADB 021 Lighting | EN.EN2 Energy Meter | [6 empty] | 8 | 0 | [10 empty] | No | No
MC071 | Furness College | A017 | JCR Office |  | MC071-L11/M008 | Furness College DB LADB 021 Lighting | EN.EN2 Energy Meter | [6 empty] | 8 | 0 | [10 empty] | No | No
MC071 | Furness College | A007 | Off campus room |  | MC071-L11/M008 | Furness College DB LADB 021 Lighting | EN.EN2 Energy Meter | [6 empty] | 8 | 0 | [10 empty] | No | No
MC071 | Furness College |  |  |  | MC071-L16/M001 | Santander Bank | EN.EN2 Energy Meter | [6 empty] | 1 | 0 | [10 empty] | Yes | No
MC071 | Furness College |  |  |  | MC071-L16/M002 |  | EN.EN2 Energy Meter | [6 empty] | 2 | 0 | [10 empty] | Yes | No
MC071 | Furness College |  |  |  | MC071-L13/M001 | Furness Fish and Chips | EN.EN2 Energy Meter | [6 empty] | 1 | 0 | [10 empty] | Yes | No
MC071 | Furness College | LG08 | Trading Space |  | MC071-L13/M001 | Furness Fish and Chips | EN.EN2 Energy Meter | [6 empty] | 1 | 0 | [10 empty] | Yes | No
MC071 | Furness College | LG10 | Store |  | MC071-L13/M001 | Furness Fish and Chips | EN.EN2 Energy Meter | [6 empty] | 1 | 0 | [10 empty] | Yes | No
MC071 | Furness College |  |  |  | MC071-B01/C1 | Virtual CNC 1 | EN.EN3 Energy Sensor | [6 empty] | C1 | 0 | [10 empty] | No | No
MC071 | Furness College |  |  |  | MC071-B01/D1 | PHX No1 Control Valve | EN.EN3 Energy Sensor | [6 empty] | D1 | 0 | [10 empty] | No | No
MC071 | Furness College |  |  |  | MC071-B01/D10 | DHWS Cylinder No1&amp;No2 Enable | EN.EN3 Energy Sensor | [6 empty] | D10 | 0 | [10 empty] | No | No
MC071 | Furness College |  |  |  | MC071-B01/D11 | DHWS Secondary Pump Enable | EN.EN3 Energy Sensor | [6 empty] | D11 | 0 | [10 empty] | No | No
MC071 | Furness College |  |  |  | MC071-B01/D12 | Bar Area Extract Fans Enable | EN.EN3 Energy Sensor | [6 empty] | D12 | 0 | [10 empty] | No | No
MC071 | Furness College |  |  |  | MC071-B01/D13 | Heat Recovery Units Enable | EN.EN3 Energy Sensor | [6 empty] | D13 | 0 | [10 empty] | No | No
MC071 | Furness College |  |  |  | MC071-B01/Z8 | Main Water Leak Detection Day | EN.EN3 Energy Sensor | [6 empty] | Z8 | 0 | [10 empty] | No | No
MC071 | Furness College |  |  |  | MC071-B01/Z9 | Foyer Area Heating | EN.EN3 Energy Sensor | [6 empty] | Z9 | 0 | [10 empty] | No | No
MC071 | Furness College |  |  |  | MC071-B01/Z2 | DHWS | EN.EN3 Energy Sensor | [6 empty] | Z2 | 0 | [10 empty] | No | No
MC071 | Furness College |  |  |  | MC071-B01/Z3 | Building Toilet Extract Fans | EN.EN3 Energy Sensor | [6 empty] | Z3 | 0 | [10 empty] | No | No
MC071 | Furness College |  |  |  | MC071-B01/Z4 | Furness Bar Area | EN.EN3 Energy Sensor | [6 empty] | Z4 | 0 | [10 empty] | No | No
MC071 | Furness College |  |  |  | MC071-B01/Z5 | Triad time program | EN.EN3 Energy Sensor | [6 empty] | Z5 | 0 | [10 empty] | No | No
MC071 | Furness College |  |  |  | MC071-B01/Z6 | AHU Heat pumps | EN.EN3 Energy Sensor | [6 empty] | Z6 | 0 | [10 empty] | No | No
MC071 | Furness College |  |  |  | MC071-B01/Z7 | Energy Centre Heat Available | EN.EN3 Energy Sensor | [6 empty] | Z7 | 0 | [10 empty] | No | No
MC071 | Furness College |  |  |  | MC071-B01/Y4 | 4DIX I | EN.EN3 Energy Sensor | [6 empty] | Y4 | 0 | [10 empty] | No | No
MC071 | Furness College |  |  |  | MC071-B01/Y5 | CO2 V | EN.EN3 Energy Sensor | [6 empty] | Y5 | 0 | [10 empty] | No | No
MC071 | Furness College |  |  |  | MC071-B01/Y6 | Temp V 0+50 | EN.EN3 Energy Sensor | [6 empty] | Y6 | 0 | [10 empty] | No | No
MC071 | Furness College |  |  |  | MC071-B01/Y7 | 4DIX V | EN.EN3 Energy Sensor | [6 empty] | Y7 | 0 | [10 empty] | No | No
MC071 | Furness College |  |  |  | MC071-B01/Y8 | Current 4-20ma | EN.EN3 Energy Sensor | [6 empty] | Y8 | 0 | [10 empty] | No | No
MC071 | Furness College |  |  |  | MC071-B01/Z1 | Building Office Heating | EN.EN3 Energy Sensor | [6 empty] | Z1 | 0 | [10 empty] | No | No
MC071 | Furness College |  |  |  | MC071-B01/W5 | Lecture Theatr Pump Fail Reset | EN.EN3 Energy Sensor | [6 empty] | W5 | 0 | [10 empty] | No | No
MC071 | Furness College |  |  |  | MC071-B01/W8 | Lecture Theatre Pump Changover | EN.EN3 Energy Sensor | [6 empty] | W8 | 0 | [10 empty] | No | No
MC071 | Furness College |  |  |  | MC071-B01/W9 | Heat Available Override | EN.EN3 Energy Sensor | [6 empty] | W9 | 0 | [10 empty] | No | No
MC071 | Furness College |  |  |  | MC071-B01/Y1 | Outside air temperature | EN.EN3 Energy Sensor | [6 empty] | Y1 | 0 | [10 empty] | No | No
MC071 | Furness College |  |  |  | MC071-B01/Y2 | Thermistor TBTI | EN.EN3 Energy Sensor | [6 empty] | Y2 | 0 | [10 empty] | No | No
MC071 | Furness College |  |  |  | MC071-B01/Y3 | Room temperature | EN.EN3 Energy Sensor | [6 empty] | Y3 | 0 | [10 empty] | No | No
MC071 | Furness College |  |  |  | MC071-B01/W20 | PHEX Primary Pump Changover | EN.EN3 Energy Sensor | [6 empty] | W20 | 0 | [10 empty] | No | No
MC071 | Furness College |  |  |  | MC071-B01/W21 | FoyerWindowCloseOverride | EN.EN3 Energy Sensor | [6 empty] | W21 | 0 | [10 empty] | No | No
MC071 | Furness College |  |  |  | MC071-B01/W22 | BarAreaWindowCloseOverride | EN.EN3 Energy Sensor | [6 empty] | W22 | 0 | [10 empty] | No | No
MC071 | Furness College |  |  |  | MC071-B01/W3 | CT Flats PumpFailReset | EN.EN3 Energy Sensor | [6 empty] | W3 | 0 | [10 empty] | No | No
MC071 | Furness College |  |  |  | MC071-B01/W30 | Triad switch | EN.EN3 Energy Sensor | [6 empty] | W30 | 0 | [10 empty] | No | No
MC071 | Furness College |  |  |  | MC071-B01/W4 | CT Flats DHWS Pump Changover | EN.EN3 Energy Sensor | [6 empty] | W4 | 0 | [10 empty] | No | No
MC071 | Furness College |  |  |  | MC071-B01/W12 | IC Comms Test to EC | EN.EN3 Energy Sensor | [6 empty] | W12 | 0 | [10 empty] | No | No
MC071 | Furness College |  |  |  | MC071-B01/W13 | VT Pump Fail Reset | EN.EN3 Energy Sensor | [6 empty] | W13 | 0 | [10 empty] | No | No
MC071 | Furness College |  |  |  | MC071-B01/W14 | VT Pump Changover | EN.EN3 Energy Sensor | [6 empty] | W14 | 0 | [10 empty] | No | No
MC071 | Furness College |  |  |  | MC071-B01/W15 | HWS Sec Pump Failed Reset | EN.EN3 Energy Sensor | [6 empty] | W15 | 0 | [10 empty] | No | No
MC071 | Furness College |  |  |  | MC071-B01/W16 | Mains Water Leak Alarm reset | EN.EN3 Energy Sensor | [6 empty] | W16 | 0 | [10 empty] | No | No
MC071 | Furness College |  |  |  | MC071-B01/W17 | PHEX Primary Pump Fail Reset | EN.EN3 Energy Sensor | [6 empty] | W17 | 0 | [10 empty] | No | No
MC071 | Furness College |  |  |  | MC071-B01/S7 | Variable temperature circuit flow temperature | EN.EN3 Energy Sensor | [6 empty] | S7 | 0 | [10 empty] | No | No
MC071 | Furness College |  |  |  | MC071-B01/S8 | PHEX Primary Common Flow Temp | EN.EN3 Energy Sensor | [6 empty] | S8 | 0 | [10 empty] | No | No
MC071 | Furness College |  |  |  | MC071-B01/S9 | PHEX Primary Common Rtn Temp | EN.EN3 Energy Sensor | [6 empty] | S9 | 0 | [10 empty] | No | No
MC071 | Furness College |  |  |  | MC071-B01/V1 |  | EN.EN3 Energy Sensor | [6 empty] | V1 | 0 | [10 empty] | No | No
MC071 | Furness College |  |  |  | MC071-B01/W1 | Summer Winter | EN.EN3 Energy Sensor | [6 empty] | W1 | 0 | [10 empty] | No | No
MC071 | Furness College |  |  |  | MC071-B01/W10 | LPHW Leak Alarm reset | EN.EN3 Energy Sensor | [6 empty] | W10 | 0 | [10 empty] | No | No
MC071 | Furness College |  |  |  | MC071-B01/S41 | Office Level C No 1 | EN.EN3 Energy Sensor | [6 empty] | S41 | 0 | [10 empty] | No | No
MC071 | Furness College |  |  |  | MC071-B01/S42 | Office Level C No 2 | EN.EN3 Energy Sensor | [6 empty] | S42 | 0 | [10 empty] | No | No
MC071 | Furness College |  |  |  | MC071-B01/S5 | PHX No1 Secondary Flow Temp | EN.EN3 Energy Sensor | [6 empty] | S5 | 0 | [10 empty] | No | No
MC071 | Furness College |  |  |  | MC071-B01/S53 | Bar Lossney HX01 Supply Temp | EN.EN3 Energy Sensor | [6 empty] | S53 | 0 | [10 empty] | No | No
MC071 | Furness College |  |  |  | MC071-B01/S54 | Bar Lossney HX02 Supply Temp | EN.EN3 Energy Sensor | [6 empty] | S54 | 0 | [10 empty] | No | No
MC071 | Furness College |  |  |  | MC071-B01/S6 | PHX No2 Secondary Flow Temp | EN.EN3 Energy Sensor | [6 empty] | S6 | 0 | [10 empty] | No | No
MC071 | Furness College |  |  |  | MC071-B01/S36 | Bar Area Temp Sensor No 2 | EN.EN3 Energy Sensor | [6 empty] | S36 | 0 | [10 empty] | No | No
MC071 | Furness College |  |  |  | MC071-B01/S37 | Bar Lossney HX03 Supply Temp | EN.EN3 Energy Sensor | [6 empty] | S37 | 0 | [10 empty] | No | No
MC071 | Furness College |  |  |  | MC071-B01/S38 | Bar Area CO2 Sensor No 2 | EN.EN3 Energy Sensor | [6 empty] | S38 | 0 | [10 empty] | No | No
MC071 | Furness College |  |  |  | MC071-B01/S39 | Office Level A | EN.EN3 Energy Sensor | [6 empty] | S39 | 0 | [10 empty] | No | No
MC071 | Furness College |  |  |  | MC071-B01/S4 | CT Flow Temp Lecture Theatre | EN.EN3 Energy Sensor | [6 empty] | S4 | 0 | [10 empty] | No | No
MC071 | Furness College |  |  |  | MC071-B01/S40 | Office Level B No 2 | EN.EN3 Energy Sensor | [6 empty] | S40 | 0 | [10 empty] | No | No
MC071 | Furness College |  |  |  | MC071-B01/S25 | MTHW Raw Flow 4-20ma | EN.EN3 Energy Sensor | [6 empty] | S25 | 0 | [10 empty] | No | No
MC071 | Furness College |  |  |  | MC071-B01/S3 | CT Flow Flats and DHWS | EN.EN3 Energy Sensor | [6 empty] | S3 | 0 | [10 empty] | No | No
MC071 | Furness College |  |  |  | MC071-B01/S32 | DIX Module No3 | EN.EN3 Energy Sensor | [6 empty] | S32 | 0 | [10 empty] | No | No
MC071 | Furness College |  |  |  | MC071-B01/S33 | Foyer Area Temp Sensor | EN.EN3 Energy Sensor | [6 empty] | S33 | 0 | [10 empty] | No | No
MC071 | Furness College |  |  |  | MC071-B01/S34 | Bar Area Temp Sensor No 1 | EN.EN3 Energy Sensor | [6 empty] | S34 | 0 | [10 empty] | No | No
MC071 | Furness College |  |  |  | MC071-B01/S35 | Bar Area CO2 Sensor No 1 | EN.EN3 Energy Sensor | [6 empty] | S35 | 0 | [10 empty] | No | No
MC071 | Furness College |  |  |  | MC071-B01/S2 | Leveil B Space Temp Sensor | EN.EN3 Energy Sensor | [6 empty] | S2 | 0 | [10 empty] | No | No
MC071 | Furness College |  |  |  | MC071-B01/S20 | Furness Building kwh | EN.EN3 Energy Sensor | [6 empty] | S20 | 0 | [10 empty] | No | No
MC071 | Furness College |  |  |  | MC071-B01/S21 | Bldg Water 30 minute Usage | EN.EN3 Energy Sensor | [6 empty] | S21 | 0 | [10 empty] | No | No
MC071 | Furness College |  |  |  | MC071-B01/S22 | FoyerAreaCalc Vent Set Point | EN.EN3 Energy Sensor | [6 empty] | S22 | 0 | [10 empty] | No | No
MC071 | Furness College |  |  |  | MC071-B01/S23 | BarAreaCalc Vent Set Point | EN.EN3 Energy Sensor | [6 empty] | S23 | 0 | [10 empty] | No | No
MC071 | Furness College |  |  |  | MC071-B01/S24 | Furness Delta T | EN.EN3 Energy Sensor | [6 empty] | S24 | 0 | [10 empty] | No | No
MC071 | Furness College |  |  |  | MC071-B01/S14 | DIX Module No1 | EN.EN3 Energy Sensor | [6 empty] | S14 | 0 | [10 empty] | No | No
MC071 | Furness College |  |  |  | MC071-B01/S15 | DIX Module No2 | EN.EN3 Energy Sensor | [6 empty] | S15 | 0 | [10 empty] | No | No
MC071 | Furness College |  |  |  | MC071-B01/S16 | Furness MTHW Ltrs Min | EN.EN3 Energy Sensor | [6 empty] | S16 | 0 | [10 empty] | No | No
MC071 | Furness College |  |  |  | MC071-B01/S17 | Calc VT Setpoint | EN.EN3 Energy Sensor | [6 empty] | S17 | 0 | [10 empty] | No | No
MC071 | Furness College |  |  |  | MC071-B01/S18 | LPHW water 30 minute Usage | EN.EN3 Energy Sensor | [6 empty] | S18 | 0 | [10 empty] | No | No
MC071 | Furness College |  |  |  | MC071-B01/S19 | CommPress_Test_Figures | EN.EN3 Energy Sensor | [6 empty] | S19 | 0 | [10 empty] | No | No
MC071 | Furness College |  |  |  | MC071-B01/Q1 | Sequence Table 1 | EN.EN3 Energy Sensor | [6 empty] | Q1 | 0 | [10 empty] | No | No
MC071 | Furness College |  |  |  | MC071-B01/S1 | Outside Temperature Sensor | EN.EN3 Energy Sensor | [6 empty] | S1 | 0 | [10 empty] | No | No
MC071 | Furness College |  |  |  | MC071-B01/S10 | Immersion heater hours run | EN.EN3 Energy Sensor | [6 empty] | S10 | 0 | [10 empty] | No | No
MC071 | Furness College |  |  |  | MC071-B01/S11 | Bar Lossney HX04 Supply Temp | EN.EN3 Energy Sensor | [6 empty] | S11 | 0 | [10 empty] | No | No
MC071 | Furness College |  |  |  | MC071-B01/S12 | Hot water service flow temperature | EN.EN3 Energy Sensor | [6 empty] | S12 | 0 | [10 empty] | No | No
MC071 | Furness College |  |  |  | MC071-B01/S13 | DHWS Common Flow Temp | EN.EN3 Energy Sensor | [6 empty] | S13 | 0 | [10 empty] | No | No
MC071 | Furness College |  |  |  | MC071-B01/P4 | CT Flow Temp Lecture Theatre | EN.EN3 Energy Sensor | [6 empty] | P4 | 0 | [10 empty] | No | No
MC071 | Furness College |  |  |  | MC071-B01/P5 | PHX No1 Secondary Flow Temp | EN.EN3 Energy Sensor | [6 empty] | P5 | 0 | [10 empty] | No | No
MC071 | Furness College |  |  |  | MC071-B01/P6 | PHX No2 Secondary Flow Temp | EN.EN3 Energy Sensor | [6 empty] | P6 | 0 | [10 empty] | No | No
MC071 | Furness College |  |  |  | MC071-B01/P7 | Variable temperature circuit flow temperature | EN.EN3 Energy Sensor | [6 empty] | P7 | 0 | [10 empty] | No | No
MC071 | Furness College |  |  |  | MC071-B01/P8 | PHEX Primary Common Flow Temp | EN.EN3 Energy Sensor | [6 empty] | P8 | 0 | [10 empty] | No | No
MC071 | Furness College |  |  |  | MC071-B01/P9 | PHEX Primary Common Rtn Temp | EN.EN3 Energy Sensor | [6 empty] | P9 | 0 | [10 empty] | No | No
MC071 | Furness College |  |  |  | MC071-B01/P29 | Office Level C No 2 | EN.EN3 Energy Sensor | [6 empty] | P29 | 0 | [10 empty] | No | No
MC071 | Furness College |  |  |  | MC071-B01/P3 | CT Flow Flats and DHWS | EN.EN3 Energy Sensor | [6 empty] | P3 | 0 | [10 empty] | No | No
MC071 | Furness College |  |  |  | MC071-B01/P30 | CommPress_Test_Figures | EN.EN3 Energy Sensor | [6 empty] | P30 | 0 | [10 empty] | No | No
MC071 | Furness College |  |  |  | MC071-B01/P31 | Slaidburn Building kwh | EN.EN3 Energy Sensor | [6 empty] | P31 | 0 | [10 empty] | No | No
MC071 | Furness College |  |  |  | MC071-B01/P32 | Slaidburn Delta T | EN.EN3 Energy Sensor | [6 empty] | P32 | 0 | [10 empty] | No | No
MC071 | Furness College |  |  |  | MC071-B01/P33 | MTHW Raw Flow 4-20ma | EN.EN3 Energy Sensor | [6 empty] | P33 | 0 | [10 empty] | No | No
MC071 | Furness College |  |  |  | MC071-B01/P23 | Bar Area Temp Sensor No 2 | EN.EN3 Energy Sensor | [6 empty] | P23 | 0 | [10 empty] | No | No
MC071 | Furness College |  |  |  | MC071-B01/P24 | Bar Area CO2 Sensor No 2 | EN.EN3 Energy Sensor | [6 empty] | P24 | 0 | [10 empty] | No | No
MC071 | Furness College |  |  |  | MC071-B01/P25 | Office Level A | EN.EN3 Energy Sensor | [6 empty] | P25 | 0 | [10 empty] | No | No
MC071 | Furness College |  |  |  | MC071-B01/P26 | Calc VT Setpoint | EN.EN3 Energy Sensor | [6 empty] | P26 | 0 | [10 empty] | No | No
MC071 | Furness College |  |  |  | MC071-B01/P27 | Office Level B No 2 | EN.EN3 Energy Sensor | [6 empty] | P27 | 0 | [10 empty] | No | No
MC071 | Furness College |  |  |  | MC071-B01/P28 | Office Level C No 1 | EN.EN3 Energy Sensor | [6 empty] | P28 | 0 | [10 empty] | No | No
MC071 | Furness College |  |  |  | MC071-B01/P18 | Slaidburn MTHW Ltrs Min | EN.EN3 Energy Sensor | [6 empty] | P18 | 0 | [10 empty] | No | No
MC071 | Furness College |  |  |  | MC071-B01/P19 | Bldg Water 30 minute Usage | EN.EN3 Energy Sensor | [6 empty] | P19 | 0 | [10 empty] | No | No
MC071 | Furness College |  |  |  | MC071-B01/P2 | Leveil B Space Temp Sensor | EN.EN3 Energy Sensor | [6 empty] | P2 | 0 | [10 empty] | No | No
MC071 | Furness College |  |  |  | MC071-B01/P20 | Foyer Area Temp Sensor | EN.EN3 Energy Sensor | [6 empty] | P20 | 0 | [10 empty] | No | No
MC071 | Furness College |  |  |  | MC071-B01/P21 | Bar Area Temp Sensor No 1 | EN.EN3 Energy Sensor | [6 empty] | P21 | 0 | [10 empty] | No | No
MC071 | Furness College |  |  |  | MC071-B01/P22 | Bar Area CO2 Sensor No 1 | EN.EN3 Energy Sensor | [6 empty] | P22 | 0 | [10 empty] | No | No
MC071 | Furness College |  |  |  | MC071-B01/P12 | HWS Return Temp | EN.EN3 Energy Sensor | [6 empty] | P12 | 0 | [10 empty] | No | No
MC071 | Furness College |  |  |  | MC071-B01/P13 | DHWS Common Return Temp | EN.EN3 Energy Sensor | [6 empty] | P13 | 0 | [10 empty] | No | No
MC071 | Furness College |  |  |  | MC071-B01/P14 | Bar Lossney HX02 Supply Temp | EN.EN3 Energy Sensor | [6 empty] | P14 | 0 | [10 empty] | No | No
MC071 | Furness College |  |  |  | MC071-B01/P15 | Bar Lossney HX03 Supply Temp | EN.EN3 Energy Sensor | [6 empty] | P15 | 0 | [10 empty] | No | No
MC071 | Furness College |  |  |  | MC071-B01/P16 | LPHW water 30 minute Usage | EN.EN3 Energy Sensor | [6 empty] | P16 | 0 | [10 empty] | No | No
MC071 | Furness College |  |  |  | MC071-B01/P17 | Immersion heater hours run | EN.EN3 Energy Sensor | [6 empty] | P17 | 0 | [10 empty] | No | No
MC071 | Furness College |  |  |  | MC071-B01/N3 | IC Comms 3 | EN.EN3 Energy Sensor | [6 empty] | N3 | 0 | [10 empty] | No | No
MC071 | Furness College |  |  |  | MC071-B01/O1 | Alarm Route 1 | EN.EN3 Energy Sensor | [6 empty] | O1 | 0 | [10 empty] | No | No
MC071 | Furness College |  |  |  | MC071-B01/P1 | Outside Temperature Sensor | EN.EN3 Energy Sensor | [6 empty] | P1 | 0 | [10 empty] | No | No
MC071 | Furness College |  |  |  | MC071-B01/P10 | Bar Lossney HX01 Supply Temp | EN.EN3 Energy Sensor | [6 empty] | P10 | 0 | [10 empty] | No | No
MC071 | Furness College |  |  |  | MC071-B01/P11 | Bar Lossney HX04 Supply Temp | EN.EN3 Energy Sensor | [6 empty] | P11 | 0 | [10 empty] | No | No
MC071 | Furness College |  |  |  | MC071-B01/L6 | Loop 6 | EN.EN3 Energy Sensor | [6 empty] | L6 | 0 | [10 empty] | No | No
MC071 | Furness College |  |  |  | MC071-B01/L7 | Loop 7 | EN.EN3 Energy Sensor | [6 empty] | L7 | 0 | [10 empty] | No | No
MC071 | Furness College |  |  |  | MC071-B01/L8 | Loop 8 | EN.EN3 Energy Sensor | [6 empty] | L8 | 0 | [10 empty] | No | No
MC071 | Furness College |  |  |  | MC071-B01/N1 | TREND_0C_20_EB | EN.EN3 Energy Sensor | [6 empty] | N1 | 0 | [10 empty] | No | No
MC071 | Furness College |  |  |  | MC071-B01/N2 | IC Comms 2 | EN.EN3 Energy Sensor | [6 empty] | N2 | 0 | [10 empty] | No | No
MC071 | Furness College |  |  |  | MC071-B01/K7 | Bar Area HRU Sup Air Set point | EN.EN3 Energy Sensor | [6 empty] | K7 | 0 | [10 empty] | No | No
MC071 | Furness College |  |  |  | MC071-B01/K8 | Comms Test | EN.EN3 Energy Sensor | [6 empty] | K8 | 0 | [10 empty] | No | No
MC071 | Furness College |  |  |  | MC071-B01/L1 | Loop 1 | EN.EN3 Energy Sensor | [6 empty] | L1 | 0 | [10 empty] | No | No
MC071 | Furness College |  |  |  | MC071-B01/L2 | Loop 2 | EN.EN3 Energy Sensor | [6 empty] | L2 | 0 | [10 empty] | No | No
MC071 | Furness College |  |  |  | MC071-B01/L4 | Loop 4 | EN.EN3 Energy Sensor | [6 empty] | L4 | 0 | [10 empty] | No | No
MC071 | Furness College |  |  |  | MC071-B01/L5 | Loop 5 | EN.EN3 Energy Sensor | [6 empty] | L5 | 0 | [10 empty] | No | No
MC071 | Furness College |  |  |  | MC071-B01/K26 | Bar Area Space Heating SP | EN.EN3 Energy Sensor | [6 empty] | K26 | 0 | [10 empty] | No | No
MC071 | Furness College |  |  |  | MC071-B01/K27 | BarArea CO2 SetPiont | EN.EN3 Energy Sensor | [6 empty] | K27 | 0 | [10 empty] | No | No
MC071 | Furness College |  |  |  | MC071-B01/K3 | VT Max OAT | EN.EN3 Energy Sensor | [6 empty] | K3 | 0 | [10 empty] | No | No
MC071 | Furness College |  |  |  | MC071-B01/K4 | VT Min Flow | EN.EN3 Energy Sensor | [6 empty] | K4 | 0 | [10 empty] | No | No
MC071 | Furness College |  |  |  | MC071-B01/K5 | VT Max Flow | EN.EN3 Energy Sensor | [6 empty] | K5 | 0 | [10 empty] | No | No
MC071 | Furness College |  |  |  | MC071-B01/K6 | Trench Heating OAT Enable SP | EN.EN3 Energy Sensor | [6 empty] | K6 | 0 | [10 empty] | No | No
MC071 | Furness College |  |  |  | MC071-B01/K20 | DHWS Min Primary PHEX SupTemp | EN.EN3 Energy Sensor | [6 empty] | K20 | 0 | [10 empty] | No | No
MC071 | Furness College |  |  |  | MC071-B01/K21 | Foyer Area Heating Set Point | EN.EN3 Energy Sensor | [6 empty] | K21 | 0 | [10 empty] | No | No
MC071 | Furness College |  |  |  | MC071-B01/K22 | Foyer Area Temp Deadband | EN.EN3 Energy Sensor | [6 empty] | K22 | 0 | [10 empty] | No | No
MC071 | Furness College |  |  |  | MC071-B01/K23 | FoyerWindow Override Time | EN.EN3 Energy Sensor | [6 empty] | K23 | 0 | [10 empty] | No | No
MC071 | Furness College |  |  |  | MC071-B01/K24 | BarWindow Override Time | EN.EN3 Energy Sensor | [6 empty] | K24 | 0 | [10 empty] | No | No
MC071 | Furness College |  |  |  | MC071-B01/K25 | Bar Area Temp Deadband | EN.EN3 Energy Sensor | [6 empty] | K25 | 0 | [10 empty] | No | No
MC071 | Furness College |  |  |  | MC071-B01/K15 | LPHW Make up Water SP | EN.EN3 Energy Sensor | [6 empty] | K15 | 0 | [10 empty] | No | No
MC071 | Furness College |  |  |  | MC071-B01/K16 | 1st Stage Frost Protection | EN.EN3 Energy Sensor | [6 empty] | K16 | 0 | [10 empty] | No | No
MC071 | Furness College |  |  |  | MC071-B01/K17 | Building DayTime Max Water SP | EN.EN3 Energy Sensor | [6 empty] | K17 | 0 | [10 empty] | No | No
MC071 | Furness College |  |  |  | MC071-B01/K18 | Building NigtTime Max Water SP | EN.EN3 Energy Sensor | [6 empty] | K18 | 0 | [10 empty] | No | No
MC071 | Furness College |  |  |  | MC071-B01/K19 | 1st Stage Frost Protection | EN.EN3 Energy Sensor | [6 empty] | K19 | 0 | [10 empty] | No | No
MC071 | Furness College |  |  |  | MC071-B01/K2 | VT Min OAT | EN.EN3 Energy Sensor | [6 empty] | K2 | 0 | [10 empty] | No | No
MC071 | Furness College |  |  |  | MC071-B01/K1 | PHX Secondary Flow Setpoint | EN.EN3 Energy Sensor | [6 empty] | K1 | 0 | [10 empty] | No | No
MC071 | Furness College |  |  |  | MC071-B01/K10 | AHUTempAllow | EN.EN3 Energy Sensor | [6 empty] | K10 | 0 | [10 empty] | No | No
MC071 | Furness College |  |  |  | MC071-B01/K11 | AHUOATTempAllow | EN.EN3 Energy Sensor | [6 empty] | K11 | 0 | [10 empty] | No | No
MC071 | Furness College |  |  |  | MC071-B01/K12 | Office Areas Target Space SP | EN.EN3 Energy Sensor | [6 empty] | K12 | 0 | [10 empty] | No | No
MC071 | Furness College |  |  |  | MC071-B01/K13 | Heating OAT Enable | EN.EN3 Energy Sensor | [6 empty] | K13 | 0 | [10 empty] | No | No
MC071 | Furness College |  |  |  | MC071-B01/K14 | Door Curtain OAT Enable | EN.EN3 Energy Sensor | [6 empty] | K14 | 0 | [10 empty] | No | No
MC071 | Furness College |  |  |  | MC071-B01/I69 | VT Pump 2 Run | EN.EN3 Energy Sensor | [6 empty] | I69 | 0 | [10 empty] | No | No
MC071 | Furness College |  |  |  | MC071-B01/i7 | Toilet Extract Fan B070 Fault | EN.EN3 Energy Sensor | [6 empty] | i7 | 0 | [10 empty] | No | No
MC071 | Furness College |  |  |  | MC071-B01/I8 | 4UI4AO_Module 8 | EN.EN3 Energy Sensor | [6 empty] | I8 | 0 | [10 empty] | No | No
MC071 | Furness College |  |  |  | MC071-B01/I9 | LPHW Make up Water Meter | EN.EN3 Energy Sensor | [6 empty] | I9 | 0 | [10 empty] | No | No
MC071 | Furness College |  |  |  | MC071-B01/I63 | PHEX Pump 2 Run | EN.EN3 Energy Sensor | [6 empty] | I63 | 0 | [10 empty] | No | No
MC071 | Furness College |  |  |  | MC071-B01/I64 | CT And Flats Pump No1 Run | EN.EN3 Energy Sensor | [6 empty] | I64 | 0 | [10 empty] | No | No
MC071 | Furness College |  |  |  | MC071-B01/I65 | CT and Flats Pump No2 Run | EN.EN3 Energy Sensor | [6 empty] | I65 | 0 | [10 empty] | No | No
MC071 | Furness College |  |  |  | MC071-B01/I66 | Lecture Theatre AHU Pump 1 Run | EN.EN3 Energy Sensor | [6 empty] | I66 | 0 | [10 empty] | No | No
MC071 | Furness College |  |  |  | MC071-B01/I67 | Lecture Theatre AHU Pump 1 Run | EN.EN3 Energy Sensor | [6 empty] | I67 | 0 | [10 empty] | No | No
MC071 | Furness College |  |  |  | MC071-B01/I68 | VT Pump 1 Run | EN.EN3 Energy Sensor | [6 empty] | I68 | 0 | [10 empty] | No | No
MC071 | Furness College |  |  |  | MC071-B01/I55 | Third Stage Frost Active | EN.EN3 Energy Sensor | [6 empty] | I55 | 0 | [10 empty] | No | No
MC071 | Furness College |  |  |  | MC071-B01/I56 | Duty PHEX Primary Pump Fail | EN.EN3 Energy Sensor | [6 empty] | I56 | 0 | [10 empty] | No | No
MC071 | Furness College |  |  |  | MC071-B01/I6 | 4UI4AO_Module 6 | EN.EN3 Energy Sensor | [6 empty] | I6 | 0 | [10 empty] | No | No
MC071 | Furness College |  |  |  | MC071-B01/I60 | HWS Sec Pump Failed | EN.EN3 Energy Sensor | [6 empty] | I60 | 0 | [10 empty] | No | No
MC071 | Furness College |  |  |  | MC071-B01/I62 | PHEX Pump 1 Run | EN.EN3 Energy Sensor | [6 empty] | I62 | 0 | [10 empty] | No | No
MC071 | Furness College |  |  |  | MC071-B01/I48 | AHUEnabled | EN.EN3 Energy Sensor | [6 empty] | I48 | 0 | [10 empty] | No | No
MC071 | Furness College |  |  |  | MC071-B01/I49 | Duty Lecture Theatre Pump Fail | EN.EN3 Energy Sensor | [6 empty] | I49 | 0 | [10 empty] | No | No
MC071 | Furness College |  |  |  | MC071-B01/I5 | 8DO_Module 1 | EN.EN3 Energy Sensor | [6 empty] | I5 | 0 | [10 empty] | No | No
MC071 | Furness College |  |  |  | MC071-B01/I52 | Building Water Meter | EN.EN3 Energy Sensor | [6 empty] | I52 | 0 | [10 empty] | No | No
MC071 | Furness College |  |  |  | MC071-B01/I54 | Duty VT Pump Fail | EN.EN3 Energy Sensor | [6 empty] | I54 | 0 | [10 empty] | No | No
MC071 | Furness College |  |  |  | MC071-B01/i4 | Toilet Extract Fan B013 Fault | EN.EN3 Energy Sensor | [6 empty] | i4 | 0 | [10 empty] | No | No
MC071 | Furness College |  |  |  | MC071-B01/I40 | Foyer Area Windows Open | EN.EN3 Energy Sensor | [6 empty] | I40 | 0 | [10 empty] | No | No
MC071 | Furness College |  |  |  | MC071-B01/I41 | Flats and DHWS CT pumps DPS | EN.EN3 Energy Sensor | [6 empty] | I41 | 0 | [10 empty] | No | No
MC071 | Furness College |  |  |  | MC071-B01/I43 | Foyer Area Windows Close | EN.EN3 Energy Sensor | [6 empty] | I43 | 0 | [10 empty] | No | No
MC071 | Furness College |  |  |  | MC071-B01/I45 | Duty CT Flats DHWS Pump Fail | EN.EN3 Energy Sensor | [6 empty] | I45 | 0 | [10 empty] | No | No
MC071 | Furness College |  |  |  | MC071-B01/I34 | Door Curtain No2 Fault | EN.EN3 Energy Sensor | [6 empty] | I34 | 0 | [10 empty] | No | No
MC071 | Furness College |  |  |  | MC071-B01/I35 | Bar Lossney HX01 Fault | EN.EN3 Energy Sensor | [6 empty] | I35 | 0 | [10 empty] | No | No
MC071 | Furness College |  |  |  | MC071-B01/I36 | Bar Lossney HX02 Fault | EN.EN3 Energy Sensor | [6 empty] | I36 | 0 | [10 empty] | No | No
MC071 | Furness College |  |  |  | MC071-B01/I37 | Door Curtain No3 Fault | EN.EN3 Energy Sensor | [6 empty] | I37 | 0 | [10 empty] | No | No
MC071 | Furness College |  |  |  | MC071-B01/I38 | Lecture AHU Pump DP Switch | EN.EN3 Energy Sensor | [6 empty] | I38 | 0 | [10 empty] | No | No
MC071 | Furness College |  |  |  | MC071-B01/I39 | Bar Area Windows Close | EN.EN3 Energy Sensor | [6 empty] | I39 | 0 | [10 empty] | No | No
MC071 | Furness College |  |  |  | MC071-B01/i3 | Toilet Extract Fan A030 Fault | EN.EN3 Energy Sensor | [6 empty] | i3 | 0 | [10 empty] | No | No
MC071 | Furness College |  |  |  | MC071-B01/I30 | Server Rm AC System No2 Fault | EN.EN3 Energy Sensor | [6 empty] | I30 | 0 | [10 empty] | No | No
MC071 | Furness College |  |  |  | MC071-B01/I31 | Lift No1 Fault | EN.EN3 Energy Sensor | [6 empty] | I31 | 0 | [10 empty] | No | No
MC071 | Furness College |  |  |  | MC071-B01/I32 | Lift No2 Fault | EN.EN3 Energy Sensor | [6 empty] | I32 | 0 | [10 empty] | No | No
MC071 | Furness College |  |  |  | MC071-B01/I33 | Door Curtain No1 Fault | EN.EN3 Energy Sensor | [6 empty] | I33 | 0 | [10 empty] | No | No
MC071 | Furness College |  |  |  | MC071-B01/I23 | PHX Pump DP Switch | EN.EN3 Energy Sensor | [6 empty] | I23 | 0 | [10 empty] | No | No
MC071 | Furness College |  |  |  | MC071-B01/I24 | DHWS Sec Rtn Pump CT Switch | EN.EN3 Energy Sensor | [6 empty] | I24 | 0 | [10 empty] | No | No
MC071 | Furness College |  |  |  | MC071-B01/I25 | VT Heating Pump DP Switch | EN.EN3 Energy Sensor | [6 empty] | I25 | 0 | [10 empty] | No | No
MC071 | Furness College |  |  |  | MC071-B01/I27 | Emergency Stop Button | EN.EN3 Energy Sensor | [6 empty] | I27 | 0 | [10 empty] | No | No
MC071 | Furness College |  |  |  | MC071-B01/I28 | PU Pressure Healthy | EN.EN3 Energy Sensor | [6 empty] | I28 | 0 | [10 empty] | No | No
MC071 | Furness College |  |  |  | MC071-B01/I29 | Server Rm AC System No1 Fault | EN.EN3 Energy Sensor | [6 empty] | I29 | 0 | [10 empty] | No | No
MC071 | Furness College |  |  |  | MC071-B01/I18 | Digital Input 18 | EN.EN3 Energy Sensor | [6 empty] | I18 | 0 | [10 empty] | No | No
MC071 | Furness College |  |  |  | MC071-B01/I19 | Mains Water Leak Detected | EN.EN3 Energy Sensor | [6 empty] | I19 | 0 | [10 empty] | No | No
MC071 | Furness College |  |  |  | MC071-B01/I2 | 8UI_Module 2 | EN.EN3 Energy Sensor | [6 empty] | I2 | 0 | [10 empty] | No | No
MC071 | Furness College |  |  |  | MC071-B01/I20 | Building Fire Alarm | EN.EN3 Energy Sensor | [6 empty] | I20 | 0 | [10 empty] | No | No
MC071 | Furness College |  |  |  | MC071-B01/I22 | Bar Area Windows Open | EN.EN3 Energy Sensor | [6 empty] | I22 | 0 | [10 empty] | No | No
MC071 | Furness College |  |  |  | MC071-B01/I1 | 16DI_Module 1 | EN.EN3 Energy Sensor | [6 empty] | I1 | 0 | [10 empty] | No | No
MC071 | Furness College |  |  |  | MC071-B01/I14 | Toilet Extract Fan B047 Fault | EN.EN3 Energy Sensor | [6 empty] | I14 | 0 | [10 empty] | No | No
MC071 | Furness College |  |  |  | MC071-B01/I15 | Shower Extract Fan C013 | EN.EN3 Energy Sensor | [6 empty] | I15 | 0 | [10 empty] | No | No
MC071 | Furness College |  |  |  | MC071-B01/I16 | DHWS unit No 1 Fault | EN.EN3 Energy Sensor | [6 empty] | I16 | 0 | [10 empty] | No | No
MC071 | Furness College |  |  |  | MC071-B01/I17 | DHWS unit No 2 Fault | EN.EN3 Energy Sensor | [6 empty] | I17 | 0 | [10 empty] | No | No
MC071 | Furness College |  |  |  | MC071-B01/G94 | FoyerWindowOvr | EN.EN3 Energy Sensor | [6 empty] | G94 | 0 | [10 empty] | No | No
MC071 | Furness College |  |  |  | MC071-B01/G95 | Logic 95 | EN.EN3 Energy Sensor | [6 empty] | G95 | 0 | [10 empty] | No | No
MC071 | Furness College |  |  |  | MC071-B01/G96 | Logic 96 | EN.EN3 Energy Sensor | [6 empty] | G96 | 0 | [10 empty] | No | No
MC071 | Furness College |  |  |  | MC071-B01/G97 | Logic 97 | EN.EN3 Energy Sensor | [6 empty] | G97 | 0 | [10 empty] | No | No
MC071 | Furness College |  |  |  | MC071-B01/G98 | Logic 98 | EN.EN3 Energy Sensor | [6 empty] | G98 | 0 | [10 empty] | No | No
MC071 | Furness College |  |  |  | MC071-B01/G99 | OpenFoyerwindows | EN.EN3 Energy Sensor | [6 empty] | G99 | 0 | [10 empty] | No | No
MC071 | Furness College |  |  |  | MC071-B01/G89 | FoyerAreaAutoWindowOpen | EN.EN3 Energy Sensor | [6 empty] | G89 | 0 | [10 empty] | No | No
MC071 | Furness College |  |  |  | MC071-B01/G9 | Logic 9 | EN.EN3 Energy Sensor | [6 empty] | G9 | 0 | [10 empty] | No | No
MC071 | Furness College |  |  |  | MC071-B01/G90 | AHU Heat Demand | EN.EN3 Energy Sensor | [6 empty] | G90 | 0 | [10 empty] | No | No
MC071 | Furness College |  |  |  | MC071-B01/G91 | Logic 91 | EN.EN3 Energy Sensor | [6 empty] | G91 | 0 | [10 empty] | No | No
MC071 | Furness College |  |  |  | MC071-B01/G92 | Logic 92 | EN.EN3 Energy Sensor | [6 empty] | G92 | 0 | [10 empty] | No | No
MC071 | Furness College |  |  |  | MC071-B01/G93 | Logic 93 | EN.EN3 Energy Sensor | [6 empty] | G93 | 0 | [10 empty] | No | No
MC071 | Furness College |  |  |  | MC071-B01/G83 | Logic 83 | EN.EN3 Energy Sensor | [6 empty] | G83 | 0 | [10 empty] | No | No
MC071 | Furness College |  |  |  | MC071-B01/G84 | Logic 84 | EN.EN3 Energy Sensor | [6 empty] | G84 | 0 | [10 empty] | No | No
MC071 | Furness College |  |  |  | MC071-B01/G85 | Logic 85 | EN.EN3 Energy Sensor | [6 empty] | G85 | 0 | [10 empty] | No | No
MC071 | Furness College |  |  |  | MC071-B01/G86 | Logic 86 | EN.EN3 Energy Sensor | [6 empty] | G86 | 0 | [10 empty] | No | No
MC071 | Furness College |  |  |  | MC071-B01/G87 | PHEX Primary Pumps Enable | EN.EN3 Energy Sensor | [6 empty] | G87 | 0 | [10 empty] | No | No
MC071 | Furness College |  |  |  | MC071-B01/G88 | Logic 88 | EN.EN3 Energy Sensor | [6 empty] | G88 | 0 | [10 empty] | No | No
MC071 | Furness College |  |  |  | MC071-B01/G78 | Logic 78 | EN.EN3 Energy Sensor | [6 empty] | G78 | 0 | [10 empty] | No | No
MC071 | Furness College |  |  |  | MC071-B01/G79 | Logic 79 | EN.EN3 Energy Sensor | [6 empty] | G79 | 0 | [10 empty] | No | No
MC071 | Furness College |  |  |  | MC071-B01/G8 | Logic 8 | EN.EN3 Energy Sensor | [6 empty] | G8 | 0 | [10 empty] | No | No
MC071 | Furness College |  |  |  | MC071-B01/G80 | Logic 80 | EN.EN3 Energy Sensor | [6 empty] | G80 | 0 | [10 empty] | No | No
MC071 | Furness College |  |  |  | MC071-B01/G81 | Logic 81 | EN.EN3 Energy Sensor | [6 empty] | G81 | 0 | [10 empty] | No | No
MC071 | Furness College |  |  |  | MC071-B01/G82 | Logic 82 | EN.EN3 Energy Sensor | [6 empty] | G82 | 0 | [10 empty] | No | No
MC071 | Furness College |  |  |  | MC071-B01/G72 | Logic 72 | EN.EN3 Energy Sensor | [6 empty] | G72 | 0 | [10 empty] | No | No
MC071 | Furness College |  |  |  | MC071-B01/G73 | Bar Area Vent Enable | EN.EN3 Energy Sensor | [6 empty] | G73 | 0 | [10 empty] | No | No
MC071 | Furness College |  |  |  | MC071-B01/G74 | Logic 74 | EN.EN3 Energy Sensor | [6 empty] | G74 | 0 | [10 empty] | No | No
MC071 | Furness College |  |  |  | MC071-B01/G75 | Logic 75 | EN.EN3 Energy Sensor | [6 empty] | G75 | 0 | [10 empty] | No | No
MC071 | Furness College |  |  |  | MC071-B01/G76 | Logic 76 | EN.EN3 Energy Sensor | [6 empty] | G76 | 0 | [10 empty] | No | No
MC071 | Furness College |  |  |  | MC071-B01/G77 | Logic 77 | EN.EN3 Energy Sensor | [6 empty] | G77 | 0 | [10 empty] | No | No
MC071 | Furness College |  |  |  | MC071-B01/G67 | ECO Hold Off | EN.EN3 Energy Sensor | [6 empty] | G67 | 0 | [10 empty] | No | No
MC071 | Furness College |  |  |  | MC071-B01/G68 | 1st Stage Frost Enable | EN.EN3 Energy Sensor | [6 empty] | G68 | 0 | [10 empty] | No | No
MC071 | Furness College |  |  |  | MC071-B01/G69 | VT pumps Enable | EN.EN3 Energy Sensor | [6 empty] | G69 | 0 | [10 empty] | No | No
MC071 | Furness College |  |  |  | MC071-B01/G7 | Logic 7 | EN.EN3 Energy Sensor | [6 empty] | G7 | 0 | [10 empty] | No | No
MC071 | Furness College |  |  |  | MC071-B01/G70 | Logic 70 | EN.EN3 Energy Sensor | [6 empty] | G70 | 0 | [10 empty] | No | No
MC071 | Furness College |  |  |  | MC071-B01/G71 | No Heat Available | EN.EN3 Energy Sensor | [6 empty] | G71 | 0 | [10 empty] | No | No
MC071 | Furness College |  |  |  | MC071-B01/G61 | Logic 61 | EN.EN3 Energy Sensor | [6 empty] | G61 | 0 | [10 empty] | No | No
MC071 | Furness College |  |  |  | MC071-B01/G62 | Logic 62 | EN.EN3 Energy Sensor | [6 empty] | G62 | 0 | [10 empty] | No | No
MC071 | Furness College |  |  |  | MC071-B01/G63 | Logic 63 | EN.EN3 Energy Sensor | [6 empty] | G63 | 0 | [10 empty] | No | No
MC071 | Furness College |  |  |  | MC071-B01/G64 | Logic 64 | EN.EN3 Energy Sensor | [6 empty] | G64 | 0 | [10 empty] | No | No
MC071 | Furness College |  |  |  | MC071-B01/G65 | Logic 65 | EN.EN3 Energy Sensor | [6 empty] | G65 | 0 | [10 empty] | No | No
MC071 | Furness College |  |  |  | MC071-B01/G66 | Logic 66 | EN.EN3 Energy Sensor | [6 empty] | G66 | 0 | [10 empty] | No | No
MC071 | Furness College |  |  |  | MC071-B01/G56 | Logic 56 | EN.EN3 Energy Sensor | [6 empty] | G56 | 0 | [10 empty] | No | No
MC071 | Furness College |  |  |  | MC071-B01/G57 | Logic 57 | EN.EN3 Energy Sensor | [6 empty] | G57 | 0 | [10 empty] | No | No
MC071 | Furness College |  |  |  | MC071-B01/G58 | Logic 58 | EN.EN3 Energy Sensor | [6 empty] | G58 | 0 | [10 empty] | No | No
MC071 | Furness College |  |  |  | MC071-B01/G59 | Logic 59 | EN.EN3 Energy Sensor | [6 empty] | G59 | 0 | [10 empty] | No | No
MC071 | Furness College |  |  |  | MC071-B01/G6 | Logic 6 | EN.EN3 Energy Sensor | [6 empty] | G6 | 0 | [10 empty] | No | No
MC071 | Furness College |  |  |  | MC071-B01/G60 | Logic 60 | EN.EN3 Energy Sensor | [6 empty] | G60 | 0 | [10 empty] | No | No
MC071 | Furness College |  |  |  | MC071-B01/G50 | Logic 50 | EN.EN3 Energy Sensor | [6 empty] | G50 | 0 | [10 empty] | No | No
MC071 | Furness College |  |  |  | MC071-B01/G51 | Logic 51 | EN.EN3 Energy Sensor | [6 empty] | G51 | 0 | [10 empty] | No | No
MC071 | Furness College |  |  |  | MC071-B01/G52 | Logic 52 | EN.EN3 Energy Sensor | [6 empty] | G52 | 0 | [10 empty] | No | No
MC071 | Furness College |  |  |  | MC071-B01/G53 | DHWS LPHW Enable | EN.EN3 Energy Sensor | [6 empty] | G53 | 0 | [10 empty] | No | No
MC071 | Furness College |  |  |  | MC071-B01/G54 | Logic 54 | EN.EN3 Energy Sensor | [6 empty] | G54 | 0 | [10 empty] | No | No
MC071 | Furness College |  |  |  | MC071-B01/G55 | Logic 55 | EN.EN3 Energy Sensor | [6 empty] | G55 | 0 | [10 empty] | No | No
MC071 | Furness College |  |  |  | MC071-B01/G45 | Logic 45 | EN.EN3 Energy Sensor | [6 empty] | G45 | 0 | [10 empty] | No | No
MC071 | Furness College |  |  |  | MC071-B01/G46 | Logic 46 | EN.EN3 Energy Sensor | [6 empty] | G46 | 0 | [10 empty] | No | No
MC071 | Furness College |  |  |  | MC071-B01/G47 | Logic 47 | EN.EN3 Energy Sensor | [6 empty] | G47 | 0 | [10 empty] | No | No
MC071 | Furness College |  |  |  | MC071-B01/G48 | Logic 48 | EN.EN3 Energy Sensor | [6 empty] | G48 | 0 | [10 empty] | No | No
MC071 | Furness College |  |  |  | MC071-B01/G49 | Logic 49 | EN.EN3 Energy Sensor | [6 empty] | G49 | 0 | [10 empty] | No | No
MC071 | Furness College |  |  |  | MC071-B01/G5 | Logic 5 | EN.EN3 Energy Sensor | [6 empty] | G5 | 0 | [10 empty] | No | No
MC071 | Furness College |  |  |  | MC071-B01/G4 | Logic 4 | EN.EN3 Energy Sensor | [6 empty] | G4 | 0 | [10 empty] | No | No
MC071 | Furness College |  |  |  | MC071-B01/G40 | Logic 40 | EN.EN3 Energy Sensor | [6 empty] | G40 | 0 | [10 empty] | No | No
MC071 | Furness College |  |  |  | MC071-B01/G41 | Logic 41 | EN.EN3 Energy Sensor | [6 empty] | G41 | 0 | [10 empty] | No | No
MC071 | Furness College |  |  |  | MC071-B01/G42 | Logic 42 | EN.EN3 Energy Sensor | [6 empty] | G42 | 0 | [10 empty] | No | No
MC071 | Furness College |  |  |  | MC071-B01/G43 | Logic 43 | EN.EN3 Energy Sensor | [6 empty] | G43 | 0 | [10 empty] | No | No
MC071 | Furness College |  |  |  | MC071-B01/G44 | Logic 44 | EN.EN3 Energy Sensor | [6 empty] | G44 | 0 | [10 empty] | No | No
MC071 | Furness College |  |  |  | MC071-B01/G34 | Foyer Area Heating Enable | EN.EN3 Energy Sensor | [6 empty] | G34 | 0 | [10 empty] | No | No
MC071 | Furness College |  |  |  | MC071-B01/G35 | Logic 35 | EN.EN3 Energy Sensor | [6 empty] | G35 | 0 | [10 empty] | No | No
MC071 | Furness College |  |  |  | MC071-B01/G36 | Logic 36 | EN.EN3 Energy Sensor | [6 empty] | G36 | 0 | [10 empty] | No | No
MC071 | Furness College |  |  |  | MC071-B01/G37 | 3rd Stage Frost Enable | EN.EN3 Energy Sensor | [6 empty] | G37 | 0 | [10 empty] | No | No
MC071 | Furness College |  |  |  | MC071-B01/G38 | Logic 38 | EN.EN3 Energy Sensor | [6 empty] | G38 | 0 | [10 empty] | No | No
MC071 | Furness College |  |  |  | MC071-B01/G39 | Logic 39 | EN.EN3 Energy Sensor | [6 empty] | G39 | 0 | [10 empty] | No | No
MC071 | Furness College |  |  |  | MC071-B01/G29 | EC Heat Available | EN.EN3 Energy Sensor | [6 empty] | G29 | 0 | [10 empty] | No | No
MC071 | Furness College |  |  |  | MC071-B01/G3 | Logic 3 | EN.EN3 Energy Sensor | [6 empty] | G3 | 0 | [10 empty] | No | No
MC071 | Furness College |  |  |  | MC071-B01/G30 | Logic 30 | EN.EN3 Energy Sensor | [6 empty] | G30 | 0 | [10 empty] | No | No
MC071 | Furness College |  |  |  | MC071-B01/G31 | 24 hr windows close | EN.EN3 Energy Sensor | [6 empty] | G31 | 0 | [10 empty] | No | No
MC071 | Furness College |  |  |  | MC071-B01/G32 | Immersion heater hours run | EN.EN3 Energy Sensor | [6 empty] | G32 | 0 | [10 empty] | No | No
MC071 | Furness College |  |  |  | MC071-B01/G33 | Logic 33 | EN.EN3 Energy Sensor | [6 empty] | G33 | 0 | [10 empty] | No | No
MC071 | Furness College |  |  |  | MC071-B01/G23 | Logic 23 | EN.EN3 Energy Sensor | [6 empty] | G23 | 0 | [10 empty] | No | No
MC071 | Furness College |  |  |  | MC071-B01/G24 | Logic 24 | EN.EN3 Energy Sensor | [6 empty] | G24 | 0 | [10 empty] | No | No
MC071 | Furness College |  |  |  | MC071-B01/G25 | Lecture Theatre AHU Pumps Enab | EN.EN3 Energy Sensor | [6 empty] | G25 | 0 | [10 empty] | No | No
MC071 | Furness College |  |  |  | MC071-B01/G26 | Logic 26 | EN.EN3 Energy Sensor | [6 empty] | G26 | 0 | [10 empty] | No | No
MC071 | Furness College |  |  |  | MC071-B01/G27 | 24 hr windows close | EN.EN3 Energy Sensor | [6 empty] | G27 | 0 | [10 empty] | No | No
MC071 | Furness College |  |  |  | MC071-B01/G28 | Office VT Heating Enable | EN.EN3 Energy Sensor | [6 empty] | G28 | 0 | [10 empty] | No | No
MC071 | Furness College |  |  |  | MC071-B01/G18 | Logic 18 | EN.EN3 Energy Sensor | [6 empty] | G18 | 0 | [10 empty] | No | No
MC071 | Furness College |  |  |  | MC071-B01/G19 | Logic 19 | EN.EN3 Energy Sensor | [6 empty] | G19 | 0 | [10 empty] | No | No
MC071 | Furness College |  |  |  | MC071-B01/G2 | Logic 2 | EN.EN3 Energy Sensor | [6 empty] | G2 | 0 | [10 empty] | No | No
MC071 | Furness College |  |  |  | MC071-B01/G20 | Logic 20 | EN.EN3 Energy Sensor | [6 empty] | G20 | 0 | [10 empty] | No | No
MC071 | Furness College |  |  |  | MC071-B01/G21 | Logic 21 | EN.EN3 Energy Sensor | [6 empty] | G21 | 0 | [10 empty] | No | No
MC071 | Furness College |  |  |  | MC071-B01/G22 | Logic 22 | EN.EN3 Energy Sensor | [6 empty] | G22 | 0 | [10 empty] | No | No
MC071 | Furness College |  |  |  | MC071-B01/G12 | Logic 12 | EN.EN3 Energy Sensor | [6 empty] | G12 | 0 | [10 empty] | No | No
MC071 | Furness College |  |  |  | MC071-B01/G13 | Logic 13 | EN.EN3 Energy Sensor | [6 empty] | G13 | 0 | [10 empty] | No | No
MC071 | Furness College |  |  |  | MC071-B01/G14 | Logic 14 | EN.EN3 Energy Sensor | [6 empty] | G14 | 0 | [10 empty] | No | No
MC071 | Furness College |  |  |  | MC071-B01/G15 | Logic 15 | EN.EN3 Energy Sensor | [6 empty] | G15 | 0 | [10 empty] | No | No
MC071 | Furness College |  |  |  | MC071-B01/G16 | Logic 16 | EN.EN3 Energy Sensor | [6 empty] | G16 | 0 | [10 empty] | No | No
MC071 | Furness College |  |  |  | MC071-B01/G17 | Logic 17 | EN.EN3 Energy Sensor | [6 empty] | G17 | 0 | [10 empty] | No | No
MC071 | Furness College |  |  |  | MC071-B01/G114 | ICComms | EN.EN3 Energy Sensor | [6 empty] | G114 | 0 | [10 empty] | No | No
MC071 | Furness College |  |  |  | MC071-B01/G115 | Logic 115 | EN.EN3 Energy Sensor | [6 empty] | G115 | 0 | [10 empty] | No | No
MC071 | Furness College |  |  |  | MC071-B01/G116 | Logic 116 | EN.EN3 Energy Sensor | [6 empty] | G116 | 0 | [10 empty] | No | No
MC071 | Furness College |  |  |  | MC071-B01/G117 | Logic 117 | EN.EN3 Energy Sensor | [6 empty] | G117 | 0 | [10 empty] | No | No
MC071 | Furness College |  |  |  | MC071-B01/G118 | Logic 118 | EN.EN3 Energy Sensor | [6 empty] | G118 | 0 | [10 empty] | No | No
MC071 | Furness College |  |  |  | MC071-B01/G119 | Logic 119 | EN.EN3 Energy Sensor | [6 empty] | G119 | 0 | [10 empty] | No | No
MC071 | Furness College |  |  |  | MC071-B01/G109 | Logic 109 | EN.EN3 Energy Sensor | [6 empty] | G109 | 0 | [10 empty] | No | No
MC071 | Furness College |  |  |  | MC071-B01/G11 | Logic 11 | EN.EN3 Energy Sensor | [6 empty] | G11 | 0 | [10 empty] | No | No
MC071 | Furness College |  |  |  | MC071-B01/G110 | Logic 110 | EN.EN3 Energy Sensor | [6 empty] | G110 | 0 | [10 empty] | No | No
MC071 | Furness College |  |  |  | MC071-B01/G111 | Logic 111 | EN.EN3 Energy Sensor | [6 empty] | G111 | 0 | [10 empty] | No | No
MC071 | Furness College |  |  |  | MC071-B01/G112 | Logic 112 | EN.EN3 Energy Sensor | [6 empty] | G112 | 0 | [10 empty] | No | No
MC071 | Furness College |  |  |  | MC071-B01/G113 | Logic 113 | EN.EN3 Energy Sensor | [6 empty] | G113 | 0 | [10 empty] | No | No
MC071 | Furness College |  |  |  | MC071-B01/G103 | Logic 103 | EN.EN3 Energy Sensor | [6 empty] | G103 | 0 | [10 empty] | No | No
MC071 | Furness College |  |  |  | MC071-B01/G104 | Logic 104 | EN.EN3 Energy Sensor | [6 empty] | G104 | 0 | [10 empty] | No | No
MC071 | Furness College |  |  |  | MC071-B01/G105 | Logic 105 | EN.EN3 Energy Sensor | [6 empty] | G105 | 0 | [10 empty] | No | No
MC071 | Furness College |  |  |  | MC071-B01/G106 | OpenFoyerwindows | EN.EN3 Energy Sensor | [6 empty] | G106 | 0 | [10 empty] | No | No
MC071 | Furness College |  |  |  | MC071-B01/G107 | Logic 107 | EN.EN3 Energy Sensor | [6 empty] | G107 | 0 | [10 empty] | No | No
MC071 | Furness College |  |  |  | MC071-B01/G108 | BarAreaZ1AutoWindowOpen | EN.EN3 Energy Sensor | [6 empty] | G108 | 0 | [10 empty] | No | No
MC071 | Furness College |  |  |  | MC071-B01/F9 | Function 9 | EN.EN3 Energy Sensor | [6 empty] | F9 | 0 | [10 empty] | No | No
MC071 | Furness College |  |  |  | MC071-B01/G1 | Enable PHEX | EN.EN3 Energy Sensor | [6 empty] | G1 | 0 | [10 empty] | No | No
MC071 | Furness College |  |  |  | MC071-B01/G10 | Logic 10 | EN.EN3 Energy Sensor | [6 empty] | G10 | 0 | [10 empty] | No | No
MC071 | Furness College |  |  |  | MC071-B01/G100 | Logic 100 | EN.EN3 Energy Sensor | [6 empty] | G100 | 0 | [10 empty] | No | No
MC071 | Furness College |  |  |  | MC071-B01/G101 | BarAreaWindowOvr | EN.EN3 Energy Sensor | [6 empty] | G101 | 0 | [10 empty] | No | No
MC071 | Furness College |  |  |  | MC071-B01/G102 | Logic 102 | EN.EN3 Energy Sensor | [6 empty] | G102 | 0 | [10 empty] | No | No
MC071 | Furness College |  |  |  | MC071-B01/F42 | Subtract for delta-T | EN.EN3 Energy Sensor | [6 empty] | F42 | 0 | [10 empty] | No | No
MC071 | Furness College |  |  |  | MC071-B01/F43 | Function 43 | EN.EN3 Energy Sensor | [6 empty] | F43 | 0 | [10 empty] | No | No
MC071 | Furness College |  |  |  | MC071-B01/F5 | Function 5 | EN.EN3 Energy Sensor | [6 empty] | F5 | 0 | [10 empty] | No | No
MC071 | Furness College |  |  |  | MC071-B01/F6 | Function 6 | EN.EN3 Energy Sensor | [6 empty] | F6 | 0 | [10 empty] | No | No
MC071 | Furness College |  |  |  | MC071-B01/F7 | Function 7 | EN.EN3 Energy Sensor | [6 empty] | F7 | 0 | [10 empty] | No | No
MC071 | Furness College |  |  |  | MC071-B01/F8 | Function 8 | EN.EN3 Energy Sensor | [6 empty] | F8 | 0 | [10 empty] | No | No
MC071 | Furness College |  |  |  | MC071-B01/F37 | Function 37 | EN.EN3 Energy Sensor | [6 empty] | F37 | 0 | [10 empty] | No | No
MC071 | Furness College |  |  |  | MC071-B01/F38 | Function 38 | EN.EN3 Energy Sensor | [6 empty] | F38 | 0 | [10 empty] | No | No
MC071 | Furness College |  |  |  | MC071-B01/F39 | Function 39 | EN.EN3 Energy Sensor | [6 empty] | F39 | 0 | [10 empty] | No | No
MC071 | Furness College |  |  |  | MC071-B01/F4 | Function 4 | EN.EN3 Energy Sensor | [6 empty] | F4 | 0 | [10 empty] | No | No
MC071 | Furness College |  |  |  | MC071-B01/F40 | Function 40 | EN.EN3 Energy Sensor | [6 empty] | F40 | 0 | [10 empty] | No | No
MC071 | Furness College |  |  |  | MC071-B01/F41 | Litres per second | EN.EN3 Energy Sensor | [6 empty] | F41 | 0 | [10 empty] | No | No
MC071 | Furness College |  |  |  | MC071-B01/F31 | Function 31 | EN.EN3 Energy Sensor | [6 empty] | F31 | 0 | [10 empty] | No | No
MC071 | Furness College |  |  |  | MC071-B01/F32 | Function 32 | EN.EN3 Energy Sensor | [6 empty] | F32 | 0 | [10 empty] | No | No
MC071 | Furness College |  |  |  | MC071-B01/F33 | Function 33 | EN.EN3 Energy Sensor | [6 empty] | F33 | 0 | [10 empty] | No | No
MC071 | Furness College |  |  |  | MC071-B01/F34 | Function 34 | EN.EN3 Energy Sensor | [6 empty] | F34 | 0 | [10 empty] | No | No
MC071 | Furness College |  |  |  | MC071-B01/F35 | Function 35 | EN.EN3 Energy Sensor | [6 empty] | F35 | 0 | [10 empty] | No | No
MC071 | Furness College |  |  |  | MC071-B01/F36 | Function 36 | EN.EN3 Energy Sensor | [6 empty] | F36 | 0 | [10 empty] | No | No
MC071 | Furness College |  |  |  | MC071-B01/F26 | FoyerAreaHeatingRequired | EN.EN3 Energy Sensor | [6 empty] | F26 | 0 | [10 empty] | No | No
MC071 | Furness College |  |  |  | MC071-B01/F27 | Function 27 | EN.EN3 Energy Sensor | [6 empty] | F27 | 0 | [10 empty] | No | No
MC071 | Furness College |  |  |  | MC071-B01/F28 | Function 28 | EN.EN3 Energy Sensor | [6 empty] | F28 | 0 | [10 empty] | No | No
MC071 | Furness College |  |  |  | MC071-B01/F29 | Function 29 | EN.EN3 Energy Sensor | [6 empty] | F29 | 0 | [10 empty] | No | No
MC071 | Furness College |  |  |  | MC071-B01/F3 | Function 3 | EN.EN3 Energy Sensor | [6 empty] | F3 | 0 | [10 empty] | No | No
MC071 | Furness College |  |  |  | MC071-B01/F30 | Function 30 | EN.EN3 Energy Sensor | [6 empty] | F30 | 0 | [10 empty] | No | No
MC071 | Furness College |  |  |  | MC071-B01/F20 | Function 20 | EN.EN3 Energy Sensor | [6 empty] | F20 | 0 | [10 empty] | No | No
MC071 | Furness College |  |  |  | MC071-B01/F21 | Function 21 | EN.EN3 Energy Sensor | [6 empty] | F21 | 0 | [10 empty] | No | No
MC071 | Furness College |  |  |  | MC071-B01/F22 | Function 22 | EN.EN3 Energy Sensor | [6 empty] | F22 | 0 | [10 empty] | No | No
MC071 | Furness College |  |  |  | MC071-B01/F23 | Average Space Temp | EN.EN3 Energy Sensor | [6 empty] | F23 | 0 | [10 empty] | No | No
MC071 | Furness College |  |  |  | MC071-B01/F24 | Function 24 | EN.EN3 Energy Sensor | [6 empty] | F24 | 0 | [10 empty] | No | No
MC071 | Furness College |  |  |  | MC071-B01/F25 | Function 25 | EN.EN3 Energy Sensor | [6 empty] | F25 | 0 | [10 empty] | No | No
MC071 | Furness College |  |  |  | MC071-B01/F15 | Function 15 | EN.EN3 Energy Sensor | [6 empty] | F15 | 0 | [10 empty] | No | No
MC071 | Furness College |  |  |  | MC071-B01/F16 | Function 16 | EN.EN3 Energy Sensor | [6 empty] | F16 | 0 | [10 empty] | No | No
MC071 | Furness College |  |  |  | MC071-B01/F17 | Function 17 | EN.EN3 Energy Sensor | [6 empty] | F17 | 0 | [10 empty] | No | No
MC071 | Furness College |  |  |  | MC071-B01/F18 | Function 18 | EN.EN3 Energy Sensor | [6 empty] | F18 | 0 | [10 empty] | No | No
MC071 | Furness College |  |  |  | MC071-B01/F19 | Function 19 | EN.EN3 Energy Sensor | [6 empty] | F19 | 0 | [10 empty] | No | No
MC071 | Furness College |  |  |  | MC071-B01/F2 | Function 2 | EN.EN3 Energy Sensor | [6 empty] | F2 | 0 | [10 empty] | No | No
MC071 | Furness College |  |  |  | MC071-B01/F1 | Function 1 | EN.EN3 Energy Sensor | [6 empty] | F1 | 0 | [10 empty] | No | No
MC071 | Furness College |  |  |  | MC071-B01/F10 | Function 10 | EN.EN3 Energy Sensor | [6 empty] | F10 | 0 | [10 empty] | No | No
MC071 | Furness College |  |  |  | MC071-B01/F11 | Function 11 | EN.EN3 Energy Sensor | [6 empty] | F11 | 0 | [10 empty] | No | No
MC071 | Furness College |  |  |  | MC071-B01/F12 | Function 12 | EN.EN3 Energy Sensor | [6 empty] | F12 | 0 | [10 empty] | No | No
MC071 | Furness College |  |  |  | MC071-B01/F13 | Function 13 | EN.EN3 Energy Sensor | [6 empty] | F13 | 0 | [10 empty] | No | No
MC071 | Furness College |  |  |  | MC071-B01/F14 | Function 14 | EN.EN3 Energy Sensor | [6 empty] | F14 | 0 | [10 empty] | No | No
MC071 | Furness College |  |  |  | MC071-B01/D5 | Lecture Theatre AHU Pumps 2RM | EN.EN3 Energy Sensor | [6 empty] | D5 | 0 | [10 empty] | No | No
MC071 | Furness College |  |  |  | MC071-B01/D6 | VT Pumps 2RM | EN.EN3 Energy Sensor | [6 empty] | D6 | 0 | [10 empty] | No | No
MC071 | Furness College |  |  |  | MC071-B01/D7 | VT Control Valve | EN.EN3 Energy Sensor | [6 empty] | D7 | 0 | [10 empty] | No | No
MC071 | Furness College |  |  |  | MC071-B01/D8 | Trenching Heating Valve No1 | EN.EN3 Energy Sensor | [6 empty] | D8 | 0 | [10 empty] | No | No
MC071 | Furness College |  |  |  | MC071-B01/D9 | Foyer CT and VT Zone Valve | EN.EN3 Energy Sensor | [6 empty] | D9 | 0 | [10 empty] | No | No
MC071 | Furness College |  |  |  | MC071-B01/e1 | Alarm Dest 1 | EN.EN3 Energy Sensor | [6 empty] | e1 | 0 | [10 empty] | No | No
MC071 | Furness College |  |  |  | MC071-B01/D25 | Bar Area Windows Open | EN.EN3 Energy Sensor | [6 empty] | D25 | 0 | [10 empty] | No | No
MC071 | Furness College |  |  |  | MC071-B01/D26 | Bar Area Windows Close | EN.EN3 Energy Sensor | [6 empty] | D26 | 0 | [10 empty] | No | No
MC071 | Furness College |  |  |  | MC071-B01/D27 | Foyer Area Windows Open | EN.EN3 Energy Sensor | [6 empty] | D27 | 0 | [10 empty] | No | No
MC071 | Furness College |  |  |  | MC071-B01/D28 | Foyer Area Windows Close | EN.EN3 Energy Sensor | [6 empty] | D28 | 0 | [10 empty] | No | No
MC071 | Furness College |  |  |  | MC071-B01/D3 | Driver 3 | EN.EN3 Energy Sensor | [6 empty] | D3 | 0 | [10 empty] | No | No
MC071 | Furness College |  |  |  | MC071-B01/D4 | CT Flats and DHWS Pumps 2RM | EN.EN3 Energy Sensor | [6 empty] | D4 | 0 | [10 empty] | No | No
MC071 | Furness College |  |  |  | MC071-B01/D2 | PHX No2 Control Valve | EN.EN3 Energy Sensor | [6 empty] | D2 | 0 | [10 empty] | No | No
MC071 | Furness College |  |  |  | MC071-B01/D20 | DHWS Electric Immersion Htrs | EN.EN3 Energy Sensor | [6 empty] | D20 | 0 | [10 empty] | No | No
MC071 | Furness College |  |  |  | MC071-B01/D21 | Building Toilet Extract Fans | EN.EN3 Energy Sensor | [6 empty] | D21 | 0 | [10 empty] | No | No
MC071 | Furness College |  |  |  | MC071-B01/D22 | Door Curtains DC1and2 | EN.EN3 Energy Sensor | [6 empty] | D22 | 0 | [10 empty] | No | No
MC071 | Furness College |  |  |  | MC071-B01/D23 | Door Curtains DC03 | EN.EN3 Energy Sensor | [6 empty] | D23 | 0 | [10 empty] | No | No
MC071 | Furness College |  |  |  | MC071-B01/D24 | PHEX Primary Pumps 2RM | EN.EN3 Energy Sensor | [6 empty] | D24 | 0 | [10 empty] | No | No
MC071 | Furness College |  |  |  | MC071-B01/D14 | Bar Lossney HX01 Valve | EN.EN3 Energy Sensor | [6 empty] | D14 | 0 | [10 empty] | No | No
MC071 | Furness College |  |  |  | MC071-B01/D15 | Bar Lossney HX02 Valve | EN.EN3 Energy Sensor | [6 empty] | D15 | 0 | [10 empty] | No | No
MC071 | Furness College |  |  |  | MC071-B01/D16 | Bar Lossney HX03 Valve | EN.EN3 Energy Sensor | [6 empty] | D16 | 0 | [10 empty] | No | No
MC071 | Furness College |  |  |  | MC071-B01/D17 | Bar Lossney HX04 Valve | EN.EN3 Energy Sensor | [6 empty] | D17 | 0 | [10 empty] | No | No
MC071 | Furness College |  |  |  | MC071-B01/D18 | Building Water Meter Enercom | EN.EN3 Energy Sensor | [6 empty] | D18 | 0 | [10 empty] | No | No
MC071 | Furness College |  |  |  | MC071-B01/D19 | Office VT Circuit Zone Valve | EN.EN3 Energy Sensor | [6 empty] | D19 | 0 | [10 empty] | No | No
MC071 | Furness College |  |  |  | MC071-L14/M001 | The Venue | EN.EN2 Energy Meter | [6 empty] | 1 | 0 | [10 empty] | Yes | No
MC071 | Furness College |  |  |  | MC071-L14/M002 | The Venue | EN.EN2 Energy Meter | [6 empty] | 2 | 0 | [10 empty] | Yes | No
MC071 | Furness College |  |  |  | MC071-L14/M003 | The Venue | EN.EN2 Energy Meter | [6 empty] | 3 | 0 | [10 empty] | Yes | No
MC063 | Slaidburn House | Plant Room | Plant Room |  | MC063-L02 | Data logger: Slaidburn House | EN.EN1 Data Logger |  |  |  |  | Multilog G2 | Enercom | 0501E4369600 | 0
MC063 | Slaidburn House | Plant Room | Plant Room |  | MC063-L01 | Data logger: Slaidburn House | EN.EN1 Data Logger |  |  |  |  | Multilog G2 | Enercom | 50198829500 | 0
MC063 | Slaidburn House |  |  |  | MC063-B01 | BMS Controller: Slaidburn House | EN.EN4 BMS Controller |  |  |  |  | IQ3xcite96 | Trend | 54561EAD-15A2-4A32-9DAC-ECD49A2F7506 | 0
MC063 | Slaidburn House |  |  |  | MC063-L02/M001 | Student Union Offices | EN.EN2 Energy Meter | [6 empty] | 1 | 0 | [10 empty] | Yes | No
MC063 | Slaidburn House | A01 | Retail Unit |  | MC063-L02/M001 | Student Union Offices | EN.EN2 Energy Meter | [6 empty] | 1 | 0 | [10 empty] | Yes | No
MC063 | Slaidburn House |  |  |  | MC063-L01/M001 | Indian Sultan | EN.EN2 Energy Meter | [6 empty] | 1 | 0 | [10 empty] | Yes | No
MC063 | Slaidburn House |  |  |  | MC063-L01/M002 | Student Union | EN.EN2 Energy Meter | [6 empty] | 2 | 0 | [10 empty] | Yes | No
MC063 | Slaidburn House |  |  |  | MC063-L01/M003 | T Mobile | EN.EN2 Energy Meter | [6 empty] | 3 | 0 | [10 empty] | Yes | No
MC063 | Slaidburn House |  |  |  | MC063-L01/M004 | Spar No.2 | EN.EN2 Energy Meter | [6 empty] | 4 | 0 | [10 empty] | Yes | No
MC063 | Slaidburn House |  |  |  | MC063-L01/M005 | Spar No.1 | EN.EN2 Energy Meter | [6 empty] | 5 | 0 | [10 empty] | Yes | No
MC063 | Slaidburn House |  |  |  | MC063-L01/M006 | Slaidburn | EN.EN2 Energy Meter | [6 empty] | 6 | 0 | [10 empty] | No | No
MC063 | Slaidburn House |  |  |  | MC063-L01/M007 | Spar | EN.EN2 Energy Meter | [6 empty] | 7 | 0 | [10 empty] | Yes | No
MC063 | Slaidburn House |  |  |  | MC063-L01/M008 | LUSU Housing | EN.EN2 Energy Meter | [6 empty] | 8 | 0 | [10 empty] | Yes | No
MC063 | Slaidburn House |  |  |  | MC063-B01/o1 | Alarm Route 1 | EN.EN3 Energy Sensor | [6 empty] | o1 | 0 | [10 empty] | No | No
MC063 | Slaidburn House |  |  |  | MC063-B01/o2 | Alarm Route 2 | EN.EN3 Energy Sensor | [6 empty] | o2 | 0 | [10 empty] | No | No
MC063 | Slaidburn House |  |  |  | MC063-B01/o3 | Alarm Route 3 | EN.EN3 Energy Sensor | [6 empty] | o3 | 0 | [10 empty] | No | No
MC063 | Slaidburn House |  |  |  | MC063-B01/P1 | Outside air temperature | EN.EN3 Energy Sensor | [6 empty] | P1 | 0 | [10 empty] | No | No
MC063 | Slaidburn House |  |  |  | MC063-B01/P10 | AHU Return Temp | EN.EN3 Energy Sensor | [6 empty] | P10 | 0 | [10 empty] | No | No
MC063 | Slaidburn House |  |  |  | MC063-B01/P11 | LTHW Flow Temp | EN.EN3 Energy Sensor | [6 empty] | P11 | 0 | [10 empty] | No | No
MC063 | Slaidburn House |  |  |  | MC063-B01/n1 | TREND_0A_0B_36 | EN.EN3 Energy Sensor | [6 empty] | n1 | 0 | [10 empty] | No | No
MC063 | Slaidburn House |  |  |  | MC063-B01/K8 | AHU Extr Fan Duty | EN.EN3 Energy Sensor | [6 empty] | K8 | 0 | [10 empty] | No | No
MC063 | Slaidburn House |  |  |  | MC063-B01/K9 | AHU Return SP | EN.EN3 Energy Sensor | [6 empty] | K9 | 0 | [10 empty] | No | No
MC063 | Slaidburn House |  |  |  | MC063-B01/L1 | Variable temperature circuit valve | EN.EN3 Energy Sensor | [6 empty] | L1 | 0 | [10 empty] | No | No
MC063 | Slaidburn House |  |  |  | MC063-B01/L2 |  | EN.EN3 Energy Sensor | [6 empty] | L2 | 0 | [10 empty] | No | No
MC063 | Slaidburn House |  |  |  | MC063-B01/L3 |  | EN.EN3 Energy Sensor | [6 empty] | L3 | 0 | [10 empty] | No | No
MC063 | Slaidburn House |  |  |  | MC063-B01/L4 |  | EN.EN3 Energy Sensor | [6 empty] | L4 | 0 | [10 empty] | No | No
MC063 | Slaidburn House |  |  |  | MC063-B01/K2 | Variable flow circuit pump duty | EN.EN3 Energy Sensor | [6 empty] | K2 | 0 | [10 empty] | No | No
MC063 | Slaidburn House |  |  |  | MC063-B01/K3 | Min VT Flow At | EN.EN3 Energy Sensor | [6 empty] | K3 | 0 | [10 empty] | No | No
MC063 | Slaidburn House |  |  |  | MC063-B01/K4 | Max VT Flow At | EN.EN3 Energy Sensor | [6 empty] | K4 | 0 | [10 empty] | No | No
MC063 | Slaidburn House |  |  |  | MC063-B01/K5 | Min VT Flow SP | EN.EN3 Energy Sensor | [6 empty] | K5 | 0 | [10 empty] | No | No
MC063 | Slaidburn House |  |  |  | MC063-B01/K6 | Max VT Flow SP | EN.EN3 Energy Sensor | [6 empty] | K6 | 0 | [10 empty] | No | No
MC063 | Slaidburn House |  |  |  | MC063-B01/K7 | AHU Sply Fan Duty | EN.EN3 Energy Sensor | [6 empty] | K7 | 0 | [10 empty] | No | No
MC063 | Slaidburn House |  |  |  | MC063-B01/I8 | AHU Supply Fan Flow | EN.EN3 Energy Sensor | [6 empty] | I8 | 0 | [10 empty] | No | No
MC063 | Slaidburn House |  |  |  | MC063-B01/I9 | AHU Extract Fan Flow | EN.EN3 Energy Sensor | [6 empty] | I9 | 0 | [10 empty] | No | No
MC063 | Slaidburn House |  |  |  | MC063-B01/K1 | VT OAT Htg Inhibit | EN.EN3 Energy Sensor | [6 empty] | K1 | 0 | [10 empty] | No | No
MC063 | Slaidburn House |  |  |  | MC063-B01/K10 | AHU HI Sply Temp | EN.EN3 Energy Sensor | [6 empty] | K10 | 0 | [10 empty] | No | No
MC063 | Slaidburn House |  |  |  | MC063-B01/K11 | AHU LO Sply Temp | EN.EN3 Energy Sensor | [6 empty] | K11 | 0 | [10 empty] | No | No
MC063 | Slaidburn House |  |  |  | MC063-B01/K12 | Panel Reset Button | EN.EN3 Energy Sensor | [6 empty] | K12 | 0 | [10 empty] | No | No
MC063 | Slaidburn House |  |  |  | MC063-B01/I3 | Module 3 | EN.EN3 Energy Sensor | [6 empty] | I3 | 0 | [10 empty] | No | No
MC063 | Slaidburn House |  |  |  | MC063-B01/I4 | Toilet Extr Fault | EN.EN3 Energy Sensor | [6 empty] | I4 | 0 | [10 empty] | No | No
MC063 | Slaidburn House |  |  |  | MC063-B01/I5 | FOR Sply OFF | EN.EN3 Energy Sensor | [6 empty] | I5 | 0 | [10 empty] | No | No
MC063 | Slaidburn House |  |  |  | MC063-B01/I6 | Fire Alarm Reset | EN.EN3 Energy Sensor | [6 empty] | I6 | 0 | [10 empty] | No | No
MC063 | Slaidburn House |  |  |  | MC063-B01/I7 | AHU Bag Fltr Dirty | EN.EN3 Energy Sensor | [6 empty] | I7 | 0 | [10 empty] | No | No
MC063 | Slaidburn House |  |  |  | MC063-B01/I22 | VT Pump 1 Flow Fail | EN.EN3 Energy Sensor | [6 empty] | I22 | 0 | [10 empty] | No | No
MC063 | Slaidburn House |  |  |  | MC063-B01/I23 | VT Pump 2 Flow Fail | EN.EN3 Energy Sensor | [6 empty] | I23 | 0 | [10 empty] | No | No
MC063 | Slaidburn House |  |  |  | MC063-B01/I24 | AHU Sply Fan1 Flow Fail | EN.EN3 Energy Sensor | [6 empty] | I24 | 0 | [10 empty] | No | No
MC063 | Slaidburn House |  |  |  | MC063-B01/I25 | AHU Sply Fan2 Flow Fail | EN.EN3 Energy Sensor | [6 empty] | I25 | 0 | [10 empty] | No | No
MC063 | Slaidburn House |  |  |  | MC063-B01/I26 | AHU Extr Fan1 Flow Fail | EN.EN3 Energy Sensor | [6 empty] | I26 | 0 | [10 empty] | No | No
MC063 | Slaidburn House |  |  |  | MC063-B01/I27 | AHU Extr Fan2 Flow Fail | EN.EN3 Energy Sensor | [6 empty] | I27 | 0 | [10 empty] | No | No
MC063 | Slaidburn House |  |  |  | MC063-B01/I13 | DX Clg Fault | EN.EN3 Energy Sensor | [6 empty] | I13 | 0 | [10 empty] | No | No
MC063 | Slaidburn House |  |  |  | MC063-B01/I14 | Spare | EN.EN3 Energy Sensor | [6 empty] | I14 | 0 | [10 empty] | No | No
MC063 | Slaidburn House |  |  |  | MC063-B01/I15 | AHU Hold off | EN.EN3 Energy Sensor | [6 empty] | I15 | 0 | [10 empty] | No | No
MC063 | Slaidburn House |  |  |  | MC063-B01/i2 | Shower Fans North Fault | EN.EN3 Energy Sensor | [6 empty] | i2 | 0 | [10 empty] | No | No
MC063 | Slaidburn House |  |  |  | MC063-B01/I21 | VT Summer ECO | EN.EN3 Energy Sensor | [6 empty] | I21 | 0 | [10 empty] | No | No
MC063 | Slaidburn House |  |  |  | MC063-B01/G9 | AHU Ctrl | EN.EN3 Energy Sensor | [6 empty] | G9 | 0 | [10 empty] | No | No
MC063 | Slaidburn House |  |  |  | MC063-B01/i1 | Fire alarm active | EN.EN3 Energy Sensor | [6 empty] | i1 | 0 | [10 empty] | No | No
MC063 | Slaidburn House |  |  |  | MC063-B01/I10 | AHU Frost Trip | EN.EN3 Energy Sensor | [6 empty] | I10 | 0 | [10 empty] | No | No
MC063 | Slaidburn House |  |  |  | MC063-B01/I11 | VT Pumps Flow | EN.EN3 Energy Sensor | [6 empty] | I11 | 0 | [10 empty] | No | No
MC063 | Slaidburn House |  |  |  | MC063-B01/I12 | Press Unit Fault | EN.EN3 Energy Sensor | [6 empty] | I12 | 0 | [10 empty] | No | No
MC063 | Slaidburn House |  |  |  | MC063-B01/G64 | Logic 64 | EN.EN3 Energy Sensor | [6 empty] | G64 | 0 | [10 empty] | No | No
MC063 | Slaidburn House |  |  |  | MC063-B01/G65 | Logic 65 | EN.EN3 Energy Sensor | [6 empty] | G65 | 0 | [10 empty] | No | No
MC063 | Slaidburn House |  |  |  | MC063-B01/G66 | Logic 66 | EN.EN3 Energy Sensor | [6 empty] | G66 | 0 | [10 empty] | No | No
MC063 | Slaidburn House |  |  |  | MC063-B01/G67 | Logic 67 | EN.EN3 Energy Sensor | [6 empty] | G67 | 0 | [10 empty] | No | No
MC063 | Slaidburn House |  |  |  | MC063-B01/G7 | VT Reqd | EN.EN3 Energy Sensor | [6 empty] | G7 | 0 | [10 empty] | No | No
MC063 | Slaidburn House |  |  |  | MC063-B01/G8 | VT Pumps | EN.EN3 Energy Sensor | [6 empty] | G8 | 0 | [10 empty] | No | No
MC063 | Slaidburn House |  |  |  | MC063-B01/G59 | Logic 59 | EN.EN3 Energy Sensor | [6 empty] | G59 | 0 | [10 empty] | No | No
MC063 | Slaidburn House |  |  |  | MC063-B01/G6 | VT Time | EN.EN3 Energy Sensor | [6 empty] | G6 | 0 | [10 empty] | No | No
MC063 | Slaidburn House |  |  |  | MC063-B01/G60 | Logic 60 | EN.EN3 Energy Sensor | [6 empty] | G60 | 0 | [10 empty] | No | No
MC063 | Slaidburn House |  |  |  | MC063-B01/G61 | AC Time | EN.EN3 Energy Sensor | [6 empty] | G61 | 0 | [10 empty] | No | No
MC063 | Slaidburn House |  |  |  | MC063-B01/G62 | Logic 62 | EN.EN3 Energy Sensor | [6 empty] | G62 | 0 | [10 empty] | No | No
MC063 | Slaidburn House |  |  |  | MC063-B01/G63 | Logic 63 | EN.EN3 Energy Sensor | [6 empty] | G63 | 0 | [10 empty] | No | No
MC063 | Slaidburn House |  |  |  | MC063-B01/G53 | Logic 53 | EN.EN3 Energy Sensor | [6 empty] | G53 | 0 | [10 empty] | No | No
MC063 | Slaidburn House |  |  |  | MC063-B01/G54 | Flow Fail Alarm delay | EN.EN3 Energy Sensor | [6 empty] | G54 | 0 | [10 empty] | No | No
MC063 | Slaidburn House |  |  |  | MC063-B01/G55 | Door Htr L1 Time | EN.EN3 Energy Sensor | [6 empty] | G55 | 0 | [10 empty] | No | No
MC063 | Slaidburn House |  |  |  | MC063-B01/G56 | Logic 56 | EN.EN3 Energy Sensor | [6 empty] | G56 | 0 | [10 empty] | No | No
MC063 | Slaidburn House |  |  |  | MC063-B01/G57 | Logic 57 | EN.EN3 Energy Sensor | [6 empty] | G57 | 0 | [10 empty] | No | No
MC063 | Slaidburn House |  |  |  | MC063-B01/G58 | Door Htr L2 Time | EN.EN3 Energy Sensor | [6 empty] | G58 | 0 | [10 empty] | No | No
MC063 | Slaidburn House |  |  |  | MC063-B01/G48 | Logic 48 | EN.EN3 Energy Sensor | [6 empty] | G48 | 0 | [10 empty] | No | No
MC063 | Slaidburn House |  |  |  | MC063-B01/G49 | WC Time | EN.EN3 Energy Sensor | [6 empty] | G49 | 0 | [10 empty] | No | No
MC063 | Slaidburn House |  |  |  | MC063-B01/G5 | Logic 5 | EN.EN3 Energy Sensor | [6 empty] | G5 | 0 | [10 empty] | No | No
MC063 | Slaidburn House |  |  |  | MC063-B01/G50 | Logic 50 | EN.EN3 Energy Sensor | [6 empty] | G50 | 0 | [10 empty] | No | No
MC063 | Slaidburn House |  |  |  | MC063-B01/G51 | Logic 51 | EN.EN3 Energy Sensor | [6 empty] | G51 | 0 | [10 empty] | No | No
MC063 | Slaidburn House |  |  |  | MC063-B01/G52 | Shower Time | EN.EN3 Energy Sensor | [6 empty] | G52 | 0 | [10 empty] | No | No
MC063 | Slaidburn House |  |  |  | MC063-B01/G42 | Logic 42 | EN.EN3 Energy Sensor | [6 empty] | G42 | 0 | [10 empty] | No | No
MC063 | Slaidburn House |  |  |  | MC063-B01/G43 | Logic 43 | EN.EN3 Energy Sensor | [6 empty] | G43 | 0 | [10 empty] | No | No
MC063 | Slaidburn House |  |  |  | MC063-B01/G44 | Logic 44 | EN.EN3 Energy Sensor | [6 empty] | G44 | 0 | [10 empty] | No | No
MC063 | Slaidburn House |  |  |  | MC063-B01/G45 | Logic 45 | EN.EN3 Energy Sensor | [6 empty] | G45 | 0 | [10 empty] | No | No
MC063 | Slaidburn House |  |  |  | MC063-B01/G46 | Logic 46 | EN.EN3 Energy Sensor | [6 empty] | G46 | 0 | [10 empty] | No | No
MC063 | Slaidburn House |  |  |  | MC063-B01/G47 | Logic 47 | EN.EN3 Energy Sensor | [6 empty] | G47 | 0 | [10 empty] | No | No
MC063 | Slaidburn House |  |  |  | MC063-B01/G37 | Logic 37 | EN.EN3 Energy Sensor | [6 empty] | G37 | 0 | [10 empty] | No | No
MC063 | Slaidburn House |  |  |  | MC063-B01/G38 | Logic 38 | EN.EN3 Energy Sensor | [6 empty] | G38 | 0 | [10 empty] | No | No
MC063 | Slaidburn House |  |  |  | MC063-B01/G39 | Logic 39 | EN.EN3 Energy Sensor | [6 empty] | G39 | 0 | [10 empty] | No | No
MC063 | Slaidburn House |  |  |  | MC063-B01/G4 | VT Summer ECO | EN.EN3 Energy Sensor | [6 empty] | G4 | 0 | [10 empty] | No | No
MC063 | Slaidburn House |  |  |  | MC063-B01/G40 | AHU Extr Fan Duty | EN.EN3 Energy Sensor | [6 empty] | G40 | 0 | [10 empty] | No | No
MC063 | Slaidburn House |  |  |  | MC063-B01/G41 | Logic 41 | EN.EN3 Energy Sensor | [6 empty] | G41 | 0 | [10 empty] | No | No
MC063 | Slaidburn House |  |  |  | MC063-B01/G30 | Logic 30 | EN.EN3 Energy Sensor | [6 empty] | G30 | 0 | [10 empty] | No | No
MC063 | Slaidburn House |  |  |  | MC063-B01/G31 | Logic 31 | EN.EN3 Energy Sensor | [6 empty] | G31 | 0 | [10 empty] | No | No
MC063 | Slaidburn House |  |  |  | MC063-B01/G32 | Logic 32 | EN.EN3 Energy Sensor | [6 empty] | G32 | 0 | [10 empty] | No | No
MC063 | Slaidburn House |  |  |  | MC063-B01/G33 | Logic 33 | EN.EN3 Energy Sensor | [6 empty] | G33 | 0 | [10 empty] | No | No
MC063 | Slaidburn House |  |  |  | MC063-B01/G34 | Logic 34 | EN.EN3 Energy Sensor | [6 empty] | G34 | 0 | [10 empty] | No | No
MC063 | Slaidburn House |  |  |  | MC063-B01/G35 | Logic 35 | EN.EN3 Energy Sensor | [6 empty] | G35 | 0 | [10 empty] | No | No
MC063 | Slaidburn House |  |  |  | MC063-B01/G25 | Logic 25 | EN.EN3 Energy Sensor | [6 empty] | G25 | 0 | [10 empty] | No | No
MC063 | Slaidburn House |  |  |  | MC063-B01/G26 | AHU Extr Fan En | EN.EN3 Energy Sensor | [6 empty] | G26 | 0 | [10 empty] | No | No
MC063 | Slaidburn House |  |  |  | MC063-B01/G27 | Logic 27 | EN.EN3 Energy Sensor | [6 empty] | G27 | 0 | [10 empty] | No | No
MC063 | Slaidburn House |  |  |  | MC063-B01/G28 | Logic 28 | EN.EN3 Energy Sensor | [6 empty] | G28 | 0 | [10 empty] | No | No
MC063 | Slaidburn House |  |  |  | MC063-B01/G29 | AHU Sply Fan Duty | EN.EN3 Energy Sensor | [6 empty] | G29 | 0 | [10 empty] | No | No
MC063 | Slaidburn House |  |  |  | MC063-B01/G3 | Logic 3 | EN.EN3 Energy Sensor | [6 empty] | G3 | 0 | [10 empty] | No | No
MC063 | Slaidburn House |  |  |  | MC063-B01/G2 | Logic 2 | EN.EN3 Energy Sensor | [6 empty] | G2 | 0 | [10 empty] | No | No
MC063 | Slaidburn House |  |  |  | MC063-B01/G20 | Logic 20 | EN.EN3 Energy Sensor | [6 empty] | G20 | 0 | [10 empty] | No | No
MC063 | Slaidburn House |  |  |  | MC063-B01/G21 | Logic 21 | EN.EN3 Energy Sensor | [6 empty] | G21 | 0 | [10 empty] | No | No
MC063 | Slaidburn House |  |  |  | MC063-B01/G22 | Logic 22 | EN.EN3 Energy Sensor | [6 empty] | G22 | 0 | [10 empty] | No | No
MC063 | Slaidburn House |  |  |  | MC063-B01/G23 | Logic 23 | EN.EN3 Energy Sensor | [6 empty] | G23 | 0 | [10 empty] | No | No
MC063 | Slaidburn House |  |  |  | MC063-B01/G24 | AHU Time | EN.EN3 Energy Sensor | [6 empty] | G24 | 0 | [10 empty] | No | No
MC063 | Slaidburn House |  |  |  | MC063-B01/G14 | Logic 14 | EN.EN3 Energy Sensor | [6 empty] | G14 | 0 | [10 empty] | No | No
MC063 | Slaidburn House |  |  |  | MC063-B01/G15 | Logic 15 | EN.EN3 Energy Sensor | [6 empty] | G15 | 0 | [10 empty] | No | No
MC063 | Slaidburn House |  |  |  | MC063-B01/G16 | Variable flow circuit pump duty | EN.EN3 Energy Sensor | [6 empty] | G16 | 0 | [10 empty] | No | No
MC063 | Slaidburn House |  |  |  | MC063-B01/G17 | Logic 17 | EN.EN3 Energy Sensor | [6 empty] | G17 | 0 | [10 empty] | No | No
MC063 | Slaidburn House |  |  |  | MC063-B01/G18 | Logic 18 | EN.EN3 Energy Sensor | [6 empty] | G18 | 0 | [10 empty] | No | No
MC063 | Slaidburn House |  |  |  | MC063-B01/G19 | Logic 19 | EN.EN3 Energy Sensor | [6 empty] | G19 | 0 | [10 empty] | No | No
MC063 | Slaidburn House |  |  |  | MC063-B01/F9 | Function 9 | EN.EN3 Energy Sensor | [6 empty] | F9 | 0 | [10 empty] | No | No
MC063 | Slaidburn House |  |  |  | MC063-B01/G1 | Reset | EN.EN3 Energy Sensor | [6 empty] | G1 | 0 | [10 empty] | No | No
MC063 | Slaidburn House |  |  |  | MC063-B01/G10 | Logic 10 | EN.EN3 Energy Sensor | [6 empty] | G10 | 0 | [10 empty] | No | No
MC063 | Slaidburn House |  |  |  | MC063-B01/G11 | Logic 11 | EN.EN3 Energy Sensor | [6 empty] | G11 | 0 | [10 empty] | No | No
MC063 | Slaidburn House |  |  |  | MC063-B01/G12 | Logic 12 | EN.EN3 Energy Sensor | [6 empty] | G12 | 0 | [10 empty] | No | No
MC063 | Slaidburn House |  |  |  | MC063-B01/G13 | AHU Sply Fan En | EN.EN3 Energy Sensor | [6 empty] | G13 | 0 | [10 empty] | No | No
MC063 | Slaidburn House |  |  |  | MC063-B01/F3 | Function 3 | EN.EN3 Energy Sensor | [6 empty] | F3 | 0 | [10 empty] | No | No
MC063 | Slaidburn House |  |  |  | MC063-B01/F4 | Function 4 | EN.EN3 Energy Sensor | [6 empty] | F4 | 0 | [10 empty] | No | No
MC063 | Slaidburn House |  |  |  | MC063-B01/F5 | Function 5 | EN.EN3 Energy Sensor | [6 empty] | F5 | 0 | [10 empty] | No | No
MC063 | Slaidburn House |  |  |  | MC063-B01/F6 | Function 6 | EN.EN3 Energy Sensor | [6 empty] | F6 | 0 | [10 empty] | No | No
MC063 | Slaidburn House |  |  |  | MC063-B01/F7 | Function 7 | EN.EN3 Energy Sensor | [6 empty] | F7 | 0 | [10 empty] | No | No
MC063 | Slaidburn House |  |  |  | MC063-B01/F8 | Function 8 | EN.EN3 Energy Sensor | [6 empty] | F8 | 0 | [10 empty] | No | No
MC063 | Slaidburn House |  |  |  | MC063-B01/F1 | VT OAT Htg Inhibit | EN.EN3 Energy Sensor | [6 empty] | F1 | 0 | [10 empty] | No | No
MC063 | Slaidburn House |  |  |  | MC063-B01/F10 | Function 10 | EN.EN3 Energy Sensor | [6 empty] | F10 | 0 | [10 empty] | No | No
MC063 | Slaidburn House |  |  |  | MC063-B01/F11 | AHU Htg Dmd | EN.EN3 Energy Sensor | [6 empty] | F11 | 0 | [10 empty] | No | No
MC063 | Slaidburn House |  |  |  | MC063-B01/F12 | Function 12 | EN.EN3 Energy Sensor | [6 empty] | F12 | 0 | [10 empty] | No | No
MC063 | Slaidburn House |  |  |  | MC063-B01/F13 | Panel Reset Button | EN.EN3 Energy Sensor | [6 empty] | F13 | 0 | [10 empty] | No | No
MC063 | Slaidburn House |  |  |  | MC063-B01/F2 | Function 2 | EN.EN3 Energy Sensor | [6 empty] | F2 | 0 | [10 empty] | No | No
MC063 | Slaidburn House |  |  |  | MC063-B01/D5 | AHU Sply Fan 2 En | EN.EN3 Energy Sensor | [6 empty] | D5 | 0 | [10 empty] | No | No
MC063 | Slaidburn House |  |  |  | MC063-B01/D6 | AHU Extr Fan 1 En | EN.EN3 Energy Sensor | [6 empty] | D6 | 0 | [10 empty] | No | No
MC063 | Slaidburn House |  |  |  | MC063-B01/D7 | AHU Extr Fan 2 En | EN.EN3 Energy Sensor | [6 empty] | D7 | 0 | [10 empty] | No | No
MC063 | Slaidburn House |  |  |  | MC063-B01/D8 | AHU Heating Valve | EN.EN3 Energy Sensor | [6 empty] | D8 | 0 | [10 empty] | No | No
MC063 | Slaidburn House |  |  |  | MC063-B01/D9 | Toilet Extr Level 1 En | EN.EN3 Energy Sensor | [6 empty] | D9 | 0 | [10 empty] | No | No
MC063 | Slaidburn House |  |  |  | MC063-B01/e1 | Supervisor | EN.EN3 Energy Sensor | [6 empty] | e1 | 0 | [10 empty] | No | No
MC063 | Slaidburn House |  |  |  | MC063-B01/D16 | Panel Reset Button | EN.EN3 Energy Sensor | [6 empty] | D16 | 0 | [10 empty] | No | No
MC063 | Slaidburn House |  |  |  | MC063-B01/D18 | AHU Supply Damper | EN.EN3 Energy Sensor | [6 empty] | D18 | 0 | [10 empty] | No | No
MC063 | Slaidburn House |  |  |  | MC063-B01/D19 | Shower Ext Fault Light | EN.EN3 Energy Sensor | [6 empty] | D19 | 0 | [10 empty] | No | No
MC063 | Slaidburn House |  |  |  | MC063-B01/D2 | VT Pump 2 En | EN.EN3 Energy Sensor | [6 empty] | D2 | 0 | [10 empty] | No | No
MC063 | Slaidburn House |  |  |  | MC063-B01/D3 | VT Control Valve | EN.EN3 Energy Sensor | [6 empty] | D3 | 0 | [10 empty] | No | No
MC063 | Slaidburn House |  |  |  | MC063-B01/D4 | AHU Sply Fan 1 En | EN.EN3 Energy Sensor | [6 empty] | D4 | 0 | [10 empty] | No | No
MC063 | Slaidburn House |  |  |  | MC063-B01/D10 | Shower Extr Fan En | EN.EN3 Energy Sensor | [6 empty] | D10 | 0 | [10 empty] | No | No
MC063 | Slaidburn House |  |  |  | MC063-B01/D11 | Door Heater Lever 1 LUSU | EN.EN3 Energy Sensor | [6 empty] | D11 | 0 | [10 empty] | No | No
MC063 | Slaidburn House |  |  |  | MC063-B01/D12 | Door Heater Lever 2 | EN.EN3 Energy Sensor | [6 empty] | D12 | 0 | [10 empty] | No | No
MC063 | Slaidburn House |  |  |  | MC063-B01/D13 | AC System En | EN.EN3 Energy Sensor | [6 empty] | D13 | 0 | [10 empty] | No | No
MC063 | Slaidburn House |  |  |  | MC063-B01/D14 | Fire Alarm Lamp | EN.EN3 Energy Sensor | [6 empty] | D14 | 0 | [10 empty] | No | No
MC063 | Slaidburn House |  |  |  | MC063-B01/D15 | Frost Reset | EN.EN3 Energy Sensor | [6 empty] | D15 | 0 | [10 empty] | No | No
MC063 | Slaidburn House |  |  |  | MC063-B01/Z4 | Resident Shower Extr | EN.EN3 Energy Sensor | [6 empty] | Z4 | 0 | [10 empty] | No | No
MC063 | Slaidburn House |  |  |  | MC063-B01/Z5 | Door Htr Level 1 | EN.EN3 Energy Sensor | [6 empty] | Z5 | 0 | [10 empty] | No | No
MC063 | Slaidburn House |  |  |  | MC063-B01/Z6 | Door Htr Level 2 | EN.EN3 Energy Sensor | [6 empty] | Z6 | 0 | [10 empty] | No | No
MC063 | Slaidburn House |  |  |  | MC063-B01/Z7 | AC System | EN.EN3 Energy Sensor | [6 empty] | Z7 | 0 | [10 empty] | No | No
MC063 | Slaidburn House |  |  |  | MC063-B01/C1 | Virtual CNC 1 | EN.EN3 Energy Sensor | [6 empty] | C1 | 0 | [10 empty] | No | No
MC063 | Slaidburn House |  |  |  | MC063-B01/D1 | VT Pump 1 En | EN.EN3 Energy Sensor | [6 empty] | D1 | 0 | [10 empty] | No | No
MC063 | Slaidburn House |  |  |  | MC063-B01/Y2 | Trend Thermistor | EN.EN3 Energy Sensor | [6 empty] | Y2 | 0 | [10 empty] | No | No
MC063 | Slaidburn House |  |  |  | MC063-B01/Y3 | Trend Thermistor | EN.EN3 Energy Sensor | [6 empty] | Y3 | 0 | [10 empty] | No | No
MC063 | Slaidburn House |  |  |  | MC063-B01/Y4 | Thermistor TBTC | EN.EN3 Energy Sensor | [6 empty] | Y4 | 0 | [10 empty] | No | No
MC063 | Slaidburn House |  |  |  | MC063-B01/Z1 | VT Heating | EN.EN3 Energy Sensor | [6 empty] | Z1 | 0 | [10 empty] | No | No
MC063 | Slaidburn House |  |  |  | MC063-B01/Z2 | AHU Vent | EN.EN3 Energy Sensor | [6 empty] | Z2 | 0 | [10 empty] | No | No
MC063 | Slaidburn House |  |  |  | MC063-B01/Z3 | Toilet Vent Level 1 | EN.EN3 Energy Sensor | [6 empty] | Z3 | 0 | [10 empty] | No | No
MC063 | Slaidburn House |  |  |  | MC063-B01/W5 | Fire Alarm Reset | EN.EN3 Energy Sensor | [6 empty] | W5 | 0 | [10 empty] | No | No
MC063 | Slaidburn House |  |  |  | MC063-B01/W6 | AHU Oride ON | EN.EN3 Energy Sensor | [6 empty] | W6 | 0 | [10 empty] | No | No
MC063 | Slaidburn House |  |  |  | MC063-B01/W7 | AHU Oride OFF | EN.EN3 Energy Sensor | [6 empty] | W7 | 0 | [10 empty] | No | No
MC063 | Slaidburn House |  |  |  | MC063-B01/W8 | WC Oride ON | EN.EN3 Energy Sensor | [6 empty] | W8 | 0 | [10 empty] | No | No
MC063 | Slaidburn House |  |  |  | MC063-B01/W9 | WC Oride OFF | EN.EN3 Energy Sensor | [6 empty] | W9 | 0 | [10 empty] | No | No
MC063 | Slaidburn House |  |  |  | MC063-B01/Y1 | Trend T -20+50 | EN.EN3 Energy Sensor | [6 empty] | Y1 | 0 | [10 empty] | No | No
MC063 | Slaidburn House |  |  |  | MC063-B01/W15 | Door Htr L2 Oride OFF | EN.EN3 Energy Sensor | [6 empty] | W15 | 0 | [10 empty] | No | No
MC063 | Slaidburn House |  |  |  | MC063-B01/W16 | AC Oride ON | EN.EN3 Energy Sensor | [6 empty] | W16 | 0 | [10 empty] | No | No
MC063 | Slaidburn House |  |  |  | MC063-B01/W17 | AC Oride OFF | EN.EN3 Energy Sensor | [6 empty] | W17 | 0 | [10 empty] | No | No
MC063 | Slaidburn House |  |  |  | MC063-B01/W2 | VT Summer Override | EN.EN3 Energy Sensor | [6 empty] | W2 | 0 | [10 empty] | No | No
MC063 | Slaidburn House |  |  |  | MC063-B01/W3 | VT Oride ON | EN.EN3 Energy Sensor | [6 empty] | W3 | 0 | [10 empty] | No | No
MC063 | Slaidburn House |  |  |  | MC063-B01/W4 | VT Oride OFF | EN.EN3 Energy Sensor | [6 empty] | W4 | 0 | [10 empty] | No | No
MC063 | Slaidburn House |  |  |  | MC063-B01/W1 | Plant Fault Reset | EN.EN3 Energy Sensor | [6 empty] | W1 | 0 | [10 empty] | No | No
MC063 | Slaidburn House |  |  |  | MC063-B01/W10 | Shower Oride ON | EN.EN3 Energy Sensor | [6 empty] | W10 | 0 | [10 empty] | No | No
MC063 | Slaidburn House |  |  |  | MC063-B01/W11 | Shower Oride OFF | EN.EN3 Energy Sensor | [6 empty] | W11 | 0 | [10 empty] | No | No
MC063 | Slaidburn House |  |  |  | MC063-B01/W12 | Door Htr L1 Oride ON | EN.EN3 Energy Sensor | [6 empty] | W12 | 0 | [10 empty] | No | No
MC063 | Slaidburn House |  |  |  | MC063-B01/W13 | Door Htr L1 Oride OFF | EN.EN3 Energy Sensor | [6 empty] | W13 | 0 | [10 empty] | No | No
MC063 | Slaidburn House |  |  |  | MC063-B01/W14 | Door Htr L2 Oride ON | EN.EN3 Energy Sensor | [6 empty] | W14 | 0 | [10 empty] | No | No
MC063 | Slaidburn House |  |  |  | MC063-B01/S6 | Level 6 Space Temp 1 | EN.EN3 Energy Sensor | [6 empty] | S6 | 0 | [10 empty] | No | No
MC063 | Slaidburn House |  |  |  | MC063-B01/S7 | Level 6 Space Temp 2 | EN.EN3 Energy Sensor | [6 empty] | S7 | 0 | [10 empty] | No | No
MC063 | Slaidburn House |  |  |  | MC063-B01/S8 | Level1 Computer Room Temp | EN.EN3 Energy Sensor | [6 empty] | S8 | 0 | [10 empty] | No | No
MC063 | Slaidburn House |  |  |  | MC063-B01/S9 | AHU Supply Temp | EN.EN3 Energy Sensor | [6 empty] | S9 | 0 | [10 empty] | No | No
MC063 | Slaidburn House |  |  |  | MC063-B01/U1 | Trevor | EN.EN3 Energy Sensor | [6 empty] | U1 | 0 | [10 empty] | No | No
MC063 | Slaidburn House |  |  |  | MC063-B01/V1 |  | EN.EN3 Energy Sensor | [6 empty] | V1 | 0 | [10 empty] | No | No
MC063 | Slaidburn House |  |  |  | MC063-B01/S11 | LTHW Temp | EN.EN3 Energy Sensor | [6 empty] | S11 | 0 | [10 empty] | No | No
MC063 | Slaidburn House |  |  |  | MC063-B01/S2 | Medium temperature hot water flow temperature | EN.EN3 Energy Sensor | [6 empty] | S2 | 0 | [10 empty] | No | No
MC063 | Slaidburn House |  |  |  | MC063-B01/S21 | Calculated variable temperature circuit flow setpoint | EN.EN3 Energy Sensor | [6 empty] | S21 | 0 | [10 empty] | No | No
MC063 | Slaidburn House |  |  |  | MC063-B01/S3 | MTHW Ret Temp | EN.EN3 Energy Sensor | [6 empty] | S3 | 0 | [10 empty] | No | No
MC063 | Slaidburn House |  |  |  | MC063-B01/S4 | Level 3 Space Temp 1 | EN.EN3 Energy Sensor | [6 empty] | S4 | 0 | [10 empty] | No | No
MC063 | Slaidburn House |  |  |  | MC063-B01/S5 | Level 3 Space Temp 2 | EN.EN3 Energy Sensor | [6 empty] | S5 | 0 | [10 empty] | No | No
MC063 | Slaidburn House |  |  |  | MC063-B01/P7 | Lvl 6 Space Temp 1 | EN.EN3 Energy Sensor | [6 empty] | P7 | 0 | [10 empty] | No | No
MC063 | Slaidburn House |  |  |  | MC063-B01/P8 | Lvl 6 Space Temp 2 | EN.EN3 Energy Sensor | [6 empty] | P8 | 0 | [10 empty] | No | No
MC063 | Slaidburn House |  |  |  | MC063-B01/P9 | AHU Supply Temp | EN.EN3 Energy Sensor | [6 empty] | P9 | 0 | [10 empty] | No | No
MC063 | Slaidburn House |  |  |  | MC063-B01/Q1 | Sequence Table 1 | EN.EN3 Energy Sensor | [6 empty] | Q1 | 0 | [10 empty] | No | No
MC063 | Slaidburn House |  |  |  | MC063-B01/S1 | Outside air temperature | EN.EN3 Energy Sensor | [6 empty] | S1 | 0 | [10 empty] | No | No
MC063 | Slaidburn House |  |  |  | MC063-B01/S10 | AHU Return Temp | EN.EN3 Energy Sensor | [6 empty] | S10 | 0 | [10 empty] | No | No
MC063 | Slaidburn House |  |  |  | MC063-B01/P12 | Calculated variable temperature circuit flow setpoint | EN.EN3 Energy Sensor | [6 empty] | P12 | 0 | [10 empty] | No | No
MC063 | Slaidburn House |  |  |  | MC063-B01/P2 | Variable temperature circuit flow temperature | EN.EN3 Energy Sensor | [6 empty] | P2 | 0 | [10 empty] | No | No
MC063 | Slaidburn House |  |  |  | MC063-B01/P3 | MTHW Ret Temp | EN.EN3 Energy Sensor | [6 empty] | P3 | 0 | [10 empty] | No | No
MC063 | Slaidburn House |  |  |  | MC063-B01/P4 | Medium temperature hot water flow temperature | EN.EN3 Energy Sensor | [6 empty] | P4 | 0 | [10 empty] | No | No
MC063 | Slaidburn House |  |  |  | MC063-B01/P5 | Lvl 3 Space Temp 1 | EN.EN3 Energy Sensor | [6 empty] | P5 | 0 | [10 empty] | No | No
MC063 | Slaidburn House |  |  |  | MC063-B01/P6 | Lvl 3 Space Temp 2 | EN.EN3 Energy Sensor | [6 empty] | P6 | 0 | [10 empty] | No | No