MC211 | Life Sciences & Environment Laboratories |  |  |  | MC211-B01/D3 | VT Htg Pumps | EN.EN3 Energy Sensor | [6 empty] | D3 | 0 | [10 empty] | No | No
MC211 | Life Sciences & Environment Laboratories |  |  |  | MC211-B01/D4 | Variable temperature circuit valve | EN.EN3 Energy Sensor | [6 empty] | D4 | 0 | [7 empty] | 0 = Closed , 1 = Open |  |  | No | No
MC211 | Life Sciences & Environment Laboratories |  |  |  | MC211-B01/D5 | DHWS Calorifier Control Valve | EN.EN3 Energy Sensor | [6 empty] | D5 | 0 | [10 empty] | No | No
MC211 | Life Sciences & Environment Laboratories |  |  |  | MC211-B01/D6 | DHWS Immersion Htr &amp; Sec Pump | EN.EN3 Energy Sensor | [6 empty] | D6 | 0 | [10 empty] | No | No
MC211 | Life Sciences & Environment Laboratories |  |  |  | MC211-B01/D7 | AHU No.1 Supply Fan Control | EN.EN3 Energy Sensor | [6 empty] | D7 | 0 | [10 empty] | No | No
MC211 | Life Sciences & Environment Laboratories |  |  |  | MC211-B01/D8 | AHU No.1 Frost Battery Valve | EN.EN3 Energy Sensor | [6 empty] | D8 | 0 | [10 empty] | No | No
MC211 | Life Sciences & Environment Laboratories |  |  |  | MC211-B01/D9 | AHU No.1 Heater Battery Valve | EN.EN3 Energy Sensor | [6 empty] | D9 | 0 | [10 empty] | No | No
MC211 | Life Sciences & Environment Laboratories |  |  |  | MC211-B01/e1 | Alarm Dest 1 | EN.EN3 Energy Sensor | [6 empty] | e1 | 0 | [10 empty] | No | No
MC211 | Life Sciences & Environment Laboratories |  |  |  | MC211-B01/F1 | Function 1 | EN.EN3 Energy Sensor | [6 empty] | F1 | 0 | [10 empty] | No | No
MC211 | Life Sciences & Environment Laboratories |  |  |  | MC211-B01/F10 | Function 10 | EN.EN3 Energy Sensor | [6 empty] | F10 | 0 | [10 empty] | No | No
MC211 | Life Sciences & Environment Laboratories |  |  |  | MC211-B01/F100 | Function 100 | EN.EN3 Energy Sensor | [6 empty] | F100 | 0 | [10 empty] | No | No
MC211 | Life Sciences & Environment Laboratories |  |  |  | MC211-B01/F101 | Function 101 | EN.EN3 Energy Sensor | [6 empty] | F101 | 0 | [10 empty] | No | No
MC211 | Life Sciences & Environment Laboratories |  |  |  | MC211-B01/F102 | Heating Stop | EN.EN3 Energy Sensor | [6 empty] | F102 | 0 | [10 empty] | No | No
MC211 | Life Sciences & Environment Laboratories |  |  |  | MC211-B01/F103 | Extract Fan No1 Enabled | EN.EN3 Energy Sensor | [6 empty] | F103 | 0 | [10 empty] | No | No
MC211 | Life Sciences & Environment Laboratories |  |  |  | MC211-B01/F104 | Extract Fan No2 Enabled | EN.EN3 Energy Sensor | [6 empty] | F104 | 0 | [10 empty] | No | No
MC211 | Life Sciences & Environment Laboratories |  |  |  | MC211-B01/F105 | Function 105 | EN.EN3 Energy Sensor | [6 empty] | F105 | 0 | [10 empty] | No | No
MC211 | Life Sciences & Environment Laboratories |  |  |  | MC211-B01/F106 | Function 106 | EN.EN3 Energy Sensor | [6 empty] | F106 | 0 | [10 empty] | No | No
MC211 | Life Sciences & Environment Laboratories |  |  |  | MC211-B01/F109 | Function 109 | EN.EN3 Energy Sensor | [6 empty] | F109 | 0 | [10 empty] | No | No
MC211 | Life Sciences & Environment Laboratories |  |  |  | MC211-B01/F11 | Function 11 | EN.EN3 Energy Sensor | [6 empty] | F11 | 0 | [10 empty] | No | No
MC211 | Life Sciences & Environment Laboratories |  |  |  | MC211-B01/F110 | Function 110 | EN.EN3 Energy Sensor | [6 empty] | F110 | 0 | [10 empty] | No | No
MC211 | Life Sciences & Environment Laboratories |  |  |  | MC211-B01/F111 | Function 111 | EN.EN3 Energy Sensor | [6 empty] | F111 | 0 | [10 empty] | No | No
MC211 | Life Sciences & Environment Laboratories |  |  |  | MC211-B01/F112 | Function 112 | EN.EN3 Energy Sensor | [6 empty] | F112 | 0 | [10 empty] | No | No
MC211 | Life Sciences & Environment Laboratories |  |  |  | MC211-B01/F115 | Function 115 | EN.EN3 Energy Sensor | [6 empty] | F115 | 0 | [10 empty] | No | No
MC211 | Life Sciences & Environment Laboratories |  |  |  | MC211-B01/F116 | Function 116 | EN.EN3 Energy Sensor | [6 empty] | F116 | 0 | [10 empty] | No | No
MC211 | Life Sciences & Environment Laboratories |  |  |  | MC211-B01/F117 | Function 117 | EN.EN3 Energy Sensor | [6 empty] | F117 | 0 | [10 empty] | No | No
MC211 | Life Sciences & Environment Laboratories |  |  |  | MC211-B01/F12 | 3rd Stage Frost On when =1 | EN.EN3 Energy Sensor | [6 empty] | F12 | 0 | [10 empty] | No | No
MC211 | Life Sciences & Environment Laboratories |  |  |  | MC211-B01/F13 | Function 13 | EN.EN3 Energy Sensor | [6 empty] | F13 | 0 | [10 empty] | No | No
MC211 | Life Sciences & Environment Laboratories |  |  |  | MC211-B01/F14 | Economy Off when 1 | EN.EN3 Energy Sensor | [6 empty] | F14 | 0 | [10 empty] | No | No
MC211 | Life Sciences & Environment Laboratories |  |  |  | MC211-B01/F15 | Function 15 | EN.EN3 Energy Sensor | [6 empty] | F15 | 0 | [10 empty] | No | No
MC211 | Life Sciences & Environment Laboratories |  |  |  | MC211-B01/F16 | Function 16 | EN.EN3 Energy Sensor | [6 empty] | F16 | 0 | [10 empty] | No | No
MC211 | Life Sciences & Environment Laboratories |  |  |  | MC211-B01/F17 | Function 17 | EN.EN3 Energy Sensor | [6 empty] | F17 | 0 | [10 empty] | No | No
MC211 | Life Sciences & Environment Laboratories |  |  |  | MC211-B01/F18 | Function 18 | EN.EN3 Energy Sensor | [6 empty] | F18 | 0 | [10 empty] | No | No
MC211 | Life Sciences & Environment Laboratories |  |  |  | MC211-B01/F19 | Function 19 | EN.EN3 Energy Sensor | [6 empty] | F19 | 0 | [10 empty] | No | No
MC211 | Life Sciences & Environment Laboratories |  |  |  | MC211-B01/F2 | Function 2 | EN.EN3 Energy Sensor | [6 empty] | F2 | 0 | [10 empty] | No | No
MC211 | Life Sciences & Environment Laboratories |  |  |  | MC211-B01/F20 | Function 20 | EN.EN3 Energy Sensor | [6 empty] | F20 | 0 | [10 empty] | No | No
MC211 | Life Sciences & Environment Laboratories |  |  |  | MC211-B01/F21 | Function 21 | EN.EN3 Energy Sensor | [6 empty] | F21 | 0 | [10 empty] | No | No
MC211 | Life Sciences & Environment Laboratories |  |  |  | MC211-B01/F22 | Function 22 | EN.EN3 Energy Sensor | [6 empty] | F22 | 0 | [10 empty] | No | No
MC211 | Life Sciences & Environment Laboratories |  |  |  | MC211-B01/F23 | Function 23 | EN.EN3 Energy Sensor | [6 empty] | F23 | 0 | [10 empty] | No | No
MC211 | Life Sciences & Environment Laboratories |  |  |  | MC211-B01/F24 | Function 24 | EN.EN3 Energy Sensor | [6 empty] | F24 | 0 | [10 empty] | No | No
MC211 | Life Sciences & Environment Laboratories |  |  |  | MC211-B01/F25 | Function 25 | EN.EN3 Energy Sensor | [6 empty] | F25 | 0 | [10 empty] | No | No
MC211 | Life Sciences & Environment Laboratories |  |  |  | MC211-B01/F26 | Function 26 | EN.EN3 Energy Sensor | [6 empty] | F26 | 0 | [10 empty] | No | No
MC211 | Life Sciences & Environment Laboratories |  |  |  | MC211-B01/F27 | Space low limit | EN.EN3 Energy Sensor | [6 empty] | F27 | 0 | [10 empty] | No | No
MC211 | Life Sciences & Environment Laboratories |  |  |  | MC211-B01/F29 | Function 29 | EN.EN3 Energy Sensor | [6 empty] | F29 | 0 | [10 empty] | No | No
MC211 | Life Sciences & Environment Laboratories |  |  |  | MC211-B01/F3 | Function 3 | EN.EN3 Energy Sensor | [6 empty] | F3 | 0 | [10 empty] | No | No
MC211 | Life Sciences & Environment Laboratories |  |  |  | MC211-B01/F30 | Function 30 | EN.EN3 Energy Sensor | [6 empty] | F30 | 0 | [10 empty] | No | No
MC211 | Life Sciences & Environment Laboratories |  |  |  | MC211-B01/F31 | Space low limit | EN.EN3 Energy Sensor | [6 empty] | F31 | 0 | [10 empty] | No | No
MC211 | Life Sciences & Environment Laboratories |  |  |  | MC211-B01/F33 | Function 33 | EN.EN3 Energy Sensor | [6 empty] | F33 | 0 | [10 empty] | No | No
MC211 | Life Sciences & Environment Laboratories |  |  |  | MC211-B01/F34 | Function 34 | EN.EN3 Energy Sensor | [6 empty] | F34 | 0 | [10 empty] | No | No
MC211 | Life Sciences & Environment Laboratories |  |  |  | MC211-B01/F35 | Function 35 | EN.EN3 Energy Sensor | [6 empty] | F35 | 0 | [10 empty] | No | No
MC211 | Life Sciences & Environment Laboratories |  |  |  | MC211-B01/F36 | Function 36 | EN.EN3 Energy Sensor | [6 empty] | F36 | 0 | [10 empty] | No | No
MC211 | Life Sciences & Environment Laboratories |  |  |  | MC211-B01/F37 | Function 37 | EN.EN3 Energy Sensor | [6 empty] | F37 | 0 | [10 empty] | No | No
MC211 | Life Sciences & Environment Laboratories |  |  |  | MC211-B01/F38 | Function 38 | EN.EN3 Energy Sensor | [6 empty] | F38 | 0 | [10 empty] | No | No
MC211 | Life Sciences & Environment Laboratories |  |  |  | MC211-B01/F39 | limit at | EN.EN3 Energy Sensor | [6 empty] | F39 | 0 | [10 empty] | No | No
MC211 | Life Sciences & Environment Laboratories |  |  |  | MC211-B01/F4 | Function 4 | EN.EN3 Energy Sensor | [6 empty] | F4 | 0 | [10 empty] | No | No
MC211 | Life Sciences & Environment Laboratories |  |  |  | MC211-B01/F40 | Function 40 | EN.EN3 Energy Sensor | [6 empty] | F40 | 0 | [10 empty] | No | No
MC211 | Life Sciences & Environment Laboratories |  |  |  | MC211-B01/F41 | Function 41 | EN.EN3 Energy Sensor | [6 empty] | F41 | 0 | [10 empty] | No | No
MC211 | Life Sciences & Environment Laboratories |  |  |  | MC211-B01/F42 | Function 42 | EN.EN3 Energy Sensor | [6 empty] | F42 | 0 | [10 empty] | No | No
MC211 | Life Sciences & Environment Laboratories |  |  |  | MC211-B01/F43 | Function 43 | EN.EN3 Energy Sensor | [6 empty] | F43 | 0 | [10 empty] | No | No
MC211 | Life Sciences & Environment Laboratories |  |  |  | MC211-B01/F44 | Function 44 | EN.EN3 Energy Sensor | [6 empty] | F44 | 0 | [10 empty] | No | No
MC211 | Life Sciences & Environment Laboratories |  |  |  | MC211-B01/F46 | Function 46 | EN.EN3 Energy Sensor | [6 empty] | F46 | 0 | [10 empty] | No | No
MC211 | Life Sciences & Environment Laboratories |  |  |  | MC211-B01/F47 | Space low limit | EN.EN3 Energy Sensor | [6 empty] | F47 | 0 | [10 empty] | No | No
MC211 | Life Sciences & Environment Laboratories |  |  |  | MC211-B01/F48 | Function 48 | EN.EN3 Energy Sensor | [6 empty] | F48 | 0 | [10 empty] | No | No
MC211 | Life Sciences & Environment Laboratories |  |  |  | MC211-B01/F49 | Function 49 | EN.EN3 Energy Sensor | [6 empty] | F49 | 0 | [10 empty] | No | No
MC211 | Life Sciences & Environment Laboratories |  |  |  | MC211-B01/F5 | Function 5 | EN.EN3 Energy Sensor | [6 empty] | F5 | 0 | [10 empty] | No | No
MC211 | Life Sciences & Environment Laboratories |  |  |  | MC211-B01/F50 | Function 50 | EN.EN3 Energy Sensor | [6 empty] | F50 | 0 | [10 empty] | No | No
MC211 | Life Sciences & Environment Laboratories |  |  |  | MC211-B01/F51 | Function 51 | EN.EN3 Energy Sensor | [6 empty] | F51 | 0 | [10 empty] | No | No
MC211 | Life Sciences & Environment Laboratories |  |  |  | MC211-B01/F53 | Function 53 | EN.EN3 Energy Sensor | [6 empty] | F53 | 0 | [10 empty] | No | No
MC211 | Life Sciences & Environment Laboratories |  |  |  | MC211-B01/F54 | Function 54 | EN.EN3 Energy Sensor | [6 empty] | F54 | 0 | [10 empty] | No | No
MC211 | Life Sciences & Environment Laboratories |  |  |  | MC211-B01/F55 | Function 55 | EN.EN3 Energy Sensor | [6 empty] | F55 | 0 | [10 empty] | No | No
MC211 | Life Sciences & Environment Laboratories |  |  |  | MC211-B01/F56 | Function 56 | EN.EN3 Energy Sensor | [6 empty] | F56 | 0 | [10 empty] | No | No
MC211 | Life Sciences & Environment Laboratories |  |  |  | MC211-B01/F57 | Function 57 | EN.EN3 Energy Sensor | [6 empty] | F57 | 0 | [10 empty] | No | No
MC211 | Life Sciences & Environment Laboratories |  |  |  | MC211-B01/F58 | Function 58 | EN.EN3 Energy Sensor | [6 empty] | F58 | 0 | [10 empty] | No | No
MC211 | Life Sciences & Environment Laboratories |  |  |  | MC211-B01/F59 | Function 59 | EN.EN3 Energy Sensor | [6 empty] | F59 | 0 | [10 empty] | No | No
MC211 | Life Sciences & Environment Laboratories |  |  |  | MC211-B01/F6 | Function 6 | EN.EN3 Energy Sensor | [6 empty] | F6 | 0 | [10 empty] | No | No
MC211 | Life Sciences & Environment Laboratories |  |  |  | MC211-B01/F60 | Function 60 | EN.EN3 Energy Sensor | [6 empty] | F60 | 0 | [10 empty] | No | No
MC211 | Life Sciences & Environment Laboratories |  |  |  | MC211-B01/F61 | Function 61 | EN.EN3 Energy Sensor | [6 empty] | F61 | 0 | [10 empty] | No | No
MC211 | Life Sciences & Environment Laboratories |  |  |  | MC211-B01/F62 | Function 62 | EN.EN3 Energy Sensor | [6 empty] | F62 | 0 | [10 empty] | No | No
MC211 | Life Sciences & Environment Laboratories |  |  |  | MC211-B01/F63 | Function 63 | EN.EN3 Energy Sensor | [6 empty] | F63 | 0 | [10 empty] | No | No
MC211 | Life Sciences & Environment Laboratories |  |  |  | MC211-B01/F64 | Function 64 | EN.EN3 Energy Sensor | [6 empty] | F64 | 0 | [10 empty] | No | No
MC211 | Life Sciences & Environment Laboratories |  |  |  | MC211-B01/F65 | Function 65 | EN.EN3 Energy Sensor | [6 empty] | F65 | 0 | [10 empty] | No | No
MC211 | Life Sciences & Environment Laboratories |  |  |  | MC211-B01/F66 | Function 66 | EN.EN3 Energy Sensor | [6 empty] | F66 | 0 | [10 empty] | No | No
MC211 | Life Sciences & Environment Laboratories |  |  |  | MC211-B01/F67 | Function 67 | EN.EN3 Energy Sensor | [6 empty] | F67 | 0 | [10 empty] | No | No
MC211 | Life Sciences & Environment Laboratories |  |  |  | MC211-B01/F68 | Function 68 | EN.EN3 Energy Sensor | [6 empty] | F68 | 0 | [10 empty] | No | No
MC211 | Life Sciences & Environment Laboratories |  |  |  | MC211-B01/F69 | Function 69 | EN.EN3 Energy Sensor | [6 empty] | F69 | 0 | [10 empty] | No | No
MC211 | Life Sciences & Environment Laboratories |  |  |  | MC211-B01/F7 | Function 7 | EN.EN3 Energy Sensor | [6 empty] | F7 | 0 | [10 empty] | No | No
MC211 | Life Sciences & Environment Laboratories |  |  |  | MC211-B01/F70 | Function 70 | EN.EN3 Energy Sensor | [6 empty] | F70 | 0 | [10 empty] | No | No
MC211 | Life Sciences & Environment Laboratories |  |  |  | MC211-B01/F71 | Function 71 | EN.EN3 Energy Sensor | [6 empty] | F71 | 0 | [10 empty] | No | No
MC211 | Life Sciences & Environment Laboratories |  |  |  | MC211-B01/F72 | Function 72 | EN.EN3 Energy Sensor | [6 empty] | F72 | 0 | [10 empty] | No | No
MC211 | Life Sciences & Environment Laboratories |  |  |  | MC211-B01/F73 | Function 73 | EN.EN3 Energy Sensor | [6 empty] | F73 | 0 | [10 empty] | No | No
MC211 | Life Sciences & Environment Laboratories |  |  |  | MC211-B01/F74 | Function 74 | EN.EN3 Energy Sensor | [6 empty] | F74 | 0 | [10 empty] | No | No
MC211 | Life Sciences & Environment Laboratories |  |  |  | MC211-B01/F75 | Function 75 | EN.EN3 Energy Sensor | [6 empty] | F75 | 0 | [10 empty] | No | No
MC211 | Life Sciences & Environment Laboratories |  |  |  | MC211-B01/F76 | Function 76 | EN.EN3 Energy Sensor | [6 empty] | F76 | 0 | [10 empty] | No | No
MC211 | Life Sciences & Environment Laboratories |  |  |  | MC211-B01/F77 | Heating Start | EN.EN3 Energy Sensor | [6 empty] | F77 | 0 | [10 empty] | No | No
MC211 | Life Sciences & Environment Laboratories |  |  |  | MC211-B01/F78 | Function 78 | EN.EN3 Energy Sensor | [6 empty] | F78 | 0 | [10 empty] | No | No
MC211 | Life Sciences & Environment Laboratories |  |  |  | MC211-B01/F79 | Function 79 | EN.EN3 Energy Sensor | [6 empty] | F79 | 0 | [10 empty] | No | No
MC211 | Life Sciences & Environment Laboratories |  |  |  | MC211-B01/F8 | 1st Stage Frost ON when 1 | EN.EN3 Energy Sensor | [6 empty] | F8 | 0 | [10 empty] | No | No
MC211 | Life Sciences & Environment Laboratories |  |  |  | MC211-B01/F80 | Function 80 | EN.EN3 Energy Sensor | [6 empty] | F80 | 0 | [10 empty] | No | No
MC211 | Life Sciences & Environment Laboratories |  |  |  | MC211-B01/F81 | Function 81 | EN.EN3 Energy Sensor | [6 empty] | F81 | 0 | [10 empty] | No | No
MC211 | Life Sciences & Environment Laboratories |  |  |  | MC211-B01/F82 | Function 82 | EN.EN3 Energy Sensor | [6 empty] | F82 | 0 | [10 empty] | No | No
MC211 | Life Sciences & Environment Laboratories |  |  |  | MC211-B01/F83 | Function 83 | EN.EN3 Energy Sensor | [6 empty] | F83 | 0 | [10 empty] | No | No
MC211 | Life Sciences & Environment Laboratories |  |  |  | MC211-B01/F84 | Average VT Space Temp | EN.EN3 Energy Sensor | [6 empty] | F84 | 0 | [7 empty] | Degrees Celsius |  |  | No | No
MC211 | Life Sciences & Environment Laboratories |  |  |  | MC211-B01/F85 | Function 85 | EN.EN3 Energy Sensor | [6 empty] | F85 | 0 | [10 empty] | No | No
MC211 | Life Sciences & Environment Laboratories |  |  |  | MC211-B01/F86 | Function 86 | EN.EN3 Energy Sensor | [6 empty] | F86 | 0 | [10 empty] | No | No
MC211 | Life Sciences & Environment Laboratories |  |  |  | MC211-B01/F87 | AHU No.1 Heat Demand | EN.EN3 Energy Sensor | [6 empty] | F87 | 0 | [10 empty] | No | No
MC211 | Life Sciences & Environment Laboratories |  |  |  | MC211-B01/F88 | AHU No.2 Heat Demand | EN.EN3 Energy Sensor | [6 empty] | F88 | 0 | [10 empty] | No | No
MC211 | Life Sciences & Environment Laboratories |  |  |  | MC211-B01/F89 | Function 89 | EN.EN3 Energy Sensor | [6 empty] | F89 | 0 | [10 empty] | No | No
MC211 | Life Sciences & Environment Laboratories |  |  |  | MC211-B01/F9 | Function 9 | EN.EN3 Energy Sensor | [6 empty] | F9 | 0 | [10 empty] | No | No
MC211 | Life Sciences & Environment Laboratories |  |  |  | MC211-B01/F90 | Function 90 | EN.EN3 Energy Sensor | [6 empty] | F90 | 0 | [10 empty] | No | No
MC211 | Life Sciences & Environment Laboratories |  |  |  | MC211-B01/F91 | Function 91 | EN.EN3 Energy Sensor | [6 empty] | F91 | 0 | [10 empty] | No | No
MC211 | Life Sciences & Environment Laboratories |  |  |  | MC211-B01/F92 | Function 92 | EN.EN3 Energy Sensor | [6 empty] | F92 | 0 | [10 empty] | No | No
MC211 | Life Sciences & Environment Laboratories |  |  |  | MC211-B01/F93 | Function 93 | EN.EN3 Energy Sensor | [6 empty] | F93 | 0 | [10 empty] | No | No
MC211 | Life Sciences & Environment Laboratories |  |  |  | MC211-B01/F94 | Function 94 | EN.EN3 Energy Sensor | [6 empty] | F94 | 0 | [10 empty] | No | No
MC211 | Life Sciences & Environment Laboratories |  |  |  | MC211-B01/F95 | Function 95 | EN.EN3 Energy Sensor | [6 empty] | F95 | 0 | [10 empty] | No | No
MC211 | Life Sciences & Environment Laboratories |  |  |  | MC211-B01/F96 | Function 96 | EN.EN3 Energy Sensor | [6 empty] | F96 | 0 | [10 empty] | No | No
MC211 | Life Sciences & Environment Laboratories |  |  |  | MC211-B01/F97 | Function 97 | EN.EN3 Energy Sensor | [6 empty] | F97 | 0 | [10 empty] | No | No
MC211 | Life Sciences & Environment Laboratories |  |  |  | MC211-B01/F98 | Function 98 | EN.EN3 Energy Sensor | [6 empty] | F98 | 0 | [10 empty] | No | No
MC211 | Life Sciences & Environment Laboratories |  |  |  | MC211-B01/F99 | Function 99 | EN.EN3 Energy Sensor | [6 empty] | F99 | 0 | [10 empty] | No | No
MC211 | Life Sciences & Environment Laboratories |  |  |  | MC211-B01/G1 | Logic 1 | EN.EN3 Energy Sensor | [6 empty] | G1 | 0 | [10 empty] | No | No
MC211 | Life Sciences & Environment Laboratories |  |  |  | MC211-B01/G10 | Logic 10 | EN.EN3 Energy Sensor | [6 empty] | G10 | 0 | [10 empty] | No | No
MC211 | Life Sciences & Environment Laboratories |  |  |  | MC211-B01/G100 | Logic 100 | EN.EN3 Energy Sensor | [6 empty] | G100 | 0 | [10 empty] | No | No
MC211 | Life Sciences & Environment Laboratories |  |  |  | MC211-B01/G101 | Logic 101 | EN.EN3 Energy Sensor | [6 empty] | G101 | 0 | [10 empty] | No | No
MC211 | Life Sciences & Environment Laboratories |  |  |  | MC211-B01/G102 | Logic 102 | EN.EN3 Energy Sensor | [6 empty] | G102 | 0 | [10 empty] | No | No
MC211 | Life Sciences & Environment Laboratories |  |  |  | MC211-B01/G103 | Immersion Fault | EN.EN3 Energy Sensor | [6 empty] | G103 | 0 | [10 empty] | No | No
MC211 | Life Sciences & Environment Laboratories |  |  |  | MC211-B01/G104 | Logic 104 | EN.EN3 Energy Sensor | [6 empty] | G104 | 0 | [10 empty] | No | No
MC211 | Life Sciences & Environment Laboratories |  |  |  | MC211-B01/G105 | Logic 105 | EN.EN3 Energy Sensor | [6 empty] | G105 | 0 | [10 empty] | No | No
MC211 | Life Sciences & Environment Laboratories |  |  |  | MC211-B01/G106 | Logic 106 | EN.EN3 Energy Sensor | [6 empty] | G106 | 0 | [10 empty] | No | No
MC211 | Life Sciences & Environment Laboratories |  |  |  | MC211-B01/G107 | Logic 107 | EN.EN3 Energy Sensor | [6 empty] | G107 | 0 | [10 empty] | No | No
MC211 | Life Sciences & Environment Laboratories |  |  |  | MC211-B01/G108 | Logic 108 | EN.EN3 Energy Sensor | [6 empty] | G108 | 0 | [10 empty] | No | No
MC211 | Life Sciences & Environment Laboratories |  |  |  | MC211-B01/G109 | Logic 109 | EN.EN3 Energy Sensor | [6 empty] | G109 | 0 | [10 empty] | No | No
MC211 | Life Sciences & Environment Laboratories |  |  |  | MC211-B01/G11 | Logic 11 | EN.EN3 Energy Sensor | [6 empty] | G11 | 0 | [10 empty] | No | No
MC211 | Life Sciences & Environment Laboratories |  |  |  | MC211-B01/G110 | Logic 110 | EN.EN3 Energy Sensor | [6 empty] | G110 | 0 | [10 empty] | No | No
MC211 | Life Sciences & Environment Laboratories |  |  |  | MC211-B01/G111 | Logic 111 | EN.EN3 Energy Sensor | [6 empty] | G111 | 0 | [10 empty] | No | No
MC211 | Life Sciences & Environment Laboratories |  |  |  | MC211-B01/G112 | Logic 112 | EN.EN3 Energy Sensor | [6 empty] | G112 | 0 | [10 empty] | No | No
MC211 | Life Sciences & Environment Laboratories |  |  |  | MC211-B01/G113 | Logic 113 | EN.EN3 Energy Sensor | [6 empty] | G113 | 0 | [10 empty] | No | No
MC211 | Life Sciences & Environment Laboratories |  |  |  | MC211-B01/G114 | Logic 114 | EN.EN3 Energy Sensor | [6 empty] | G114 | 0 | [10 empty] | No | No
MC211 | Life Sciences & Environment Laboratories |  |  |  | MC211-B01/G115 | Delayed Midnight Pulse | EN.EN3 Energy Sensor | [6 empty] | G115 | 0 | [10 empty] | No | No
MC211 | Life Sciences & Environment Laboratories |  |  |  | MC211-B01/G116 | Logic 116 | EN.EN3 Energy Sensor | [6 empty] | G116 | 0 | [10 empty] | No | No
MC211 | Life Sciences & Environment Laboratories |  |  |  | MC211-B01/G117 | Logic 117 | EN.EN3 Energy Sensor | [6 empty] | G117 | 0 | [10 empty] | No | No
MC211 | Life Sciences & Environment Laboratories |  |  |  | MC211-B01/G118 | Delayed Monthly Pulse | EN.EN3 Energy Sensor | [6 empty] | G118 | 0 | [10 empty] | No | No
MC211 | Life Sciences & Environment Laboratories |  |  |  | MC211-B01/G119 | Logic 119 | EN.EN3 Energy Sensor | [6 empty] | G119 | 0 | [10 empty] | No | No
MC211 | Life Sciences & Environment Laboratories |  |  |  | MC211-B01/G12 | Logic 12 | EN.EN3 Energy Sensor | [6 empty] | G12 | 0 | [10 empty] | No | No
MC211 | Life Sciences & Environment Laboratories |  |  |  | MC211-B01/G120 | Logic 120 | EN.EN3 Energy Sensor | [6 empty] | G120 | 0 | [10 empty] | No | No
MC211 | Life Sciences & Environment Laboratories |  |  |  | MC211-B01/G121 | Delayed Weekly Pulse | EN.EN3 Energy Sensor | [6 empty] | G121 | 0 | [10 empty] | No | No
MC211 | Life Sciences & Environment Laboratories |  |  |  | MC211-B01/G122 | Logic 122 | EN.EN3 Energy Sensor | [6 empty] | G122 | 0 | [10 empty] | No | No
MC211 | Life Sciences & Environment Laboratories |  |  |  | MC211-B01/G13 | Logic 13 | EN.EN3 Energy Sensor | [6 empty] | G13 | 0 | [10 empty] | No | No
MC211 | Life Sciences & Environment Laboratories |  |  |  | MC211-B01/G14 | Logic 14 | EN.EN3 Energy Sensor | [6 empty] | G14 | 0 | [10 empty] | No | No
MC211 | Life Sciences & Environment Laboratories |  |  |  | MC211-B01/G15 | Logic 15 | EN.EN3 Energy Sensor | [6 empty] | G15 | 0 | [10 empty] | No | No
MC211 | Life Sciences & Environment Laboratories |  |  |  | MC211-B01/G16 | Logic 16 | EN.EN3 Energy Sensor | [6 empty] | G16 | 0 | [10 empty] | No | No
MC211 | Life Sciences & Environment Laboratories |  |  |  | MC211-B01/G17 | Logic 17 | EN.EN3 Energy Sensor | [6 empty] | G17 | 0 | [10 empty] | No | No
MC211 | Life Sciences & Environment Laboratories |  |  |  | MC211-B01/G18 | Logic 18 | EN.EN3 Energy Sensor | [6 empty] | G18 | 0 | [10 empty] | No | No
MC211 | Life Sciences & Environment Laboratories |  |  |  | MC211-B01/G19 | Logic 19 | EN.EN3 Energy Sensor | [6 empty] | G19 | 0 | [10 empty] | No | No
MC211 | Life Sciences & Environment Laboratories |  |  |  | MC211-B01/G2 | Logic 2 | EN.EN3 Energy Sensor | [6 empty] | G2 | 0 | [10 empty] | No | No
MC211 | Life Sciences & Environment Laboratories |  |  |  | MC211-B01/G20 | Logic 20 | EN.EN3 Energy Sensor | [6 empty] | G20 | 0 | [10 empty] | No | No
MC211 | Life Sciences & Environment Laboratories |  |  |  | MC211-B01/G21 | Logic 21 | EN.EN3 Energy Sensor | [6 empty] | G21 | 0 | [10 empty] | No | No
MC211 | Life Sciences & Environment Laboratories |  |  |  | MC211-B01/G22 | Logic 22 | EN.EN3 Energy Sensor | [6 empty] | G22 | 0 | [10 empty] | No | No
MC211 | Life Sciences & Environment Laboratories |  |  |  | MC211-B01/G23 | Logic 23 | EN.EN3 Energy Sensor | [6 empty] | G23 | 0 | [10 empty] | No | No
MC211 | Life Sciences & Environment Laboratories |  |  |  | MC211-B01/G24 | Logic 24 | EN.EN3 Energy Sensor | [6 empty] | G24 | 0 | [10 empty] | No | No
MC211 | Life Sciences & Environment Laboratories |  |  |  | MC211-B01/G25 | 2nd stage frost | EN.EN3 Energy Sensor | [6 empty] | G25 | 0 | [7 empty] | 0 = Off, 1 = On |  |  | No | No
MC211 | Life Sciences & Environment Laboratories |  |  |  | MC211-B01/G26 | Logic 26 | EN.EN3 Energy Sensor | [6 empty] | G26 | 0 | [10 empty] | No | No
MC211 | Life Sciences & Environment Laboratories |  |  |  | MC211-B01/G27 | Logic 27 | EN.EN3 Energy Sensor | [6 empty] | G27 | 0 | [10 empty] | No | No
MC211 | Life Sciences & Environment Laboratories |  |  |  | MC211-B01/G28 | Logic 28 | EN.EN3 Energy Sensor | [6 empty] | G28 | 0 | [10 empty] | No | No
MC211 | Life Sciences & Environment Laboratories |  |  |  | MC211-B01/G29 | Logic 29 | EN.EN3 Energy Sensor | [6 empty] | G29 | 0 | [10 empty] | No | No
MC211 | Life Sciences & Environment Laboratories |  |  |  | MC211-B01/G3 | Logic 3 | EN.EN3 Energy Sensor | [6 empty] | G3 | 0 | [10 empty] | No | No
MC211 | Life Sciences & Environment Laboratories |  |  |  | MC211-B01/G30 | Logic 30 | EN.EN3 Energy Sensor | [6 empty] | G30 | 0 | [10 empty] | No | No
MC211 | Life Sciences & Environment Laboratories |  |  |  | MC211-B01/G31 | Logic 31 | EN.EN3 Energy Sensor | [6 empty] | G31 | 0 | [10 empty] | No | No
MC211 | Life Sciences & Environment Laboratories |  |  |  | MC211-B01/G32 | Logic 32 | EN.EN3 Energy Sensor | [6 empty] | G32 | 0 | [10 empty] | No | No
MC211 | Life Sciences & Environment Laboratories |  |  |  | MC211-B01/G33 | Logic 33 | EN.EN3 Energy Sensor | [6 empty] | G33 | 0 | [10 empty] | No | No
MC211 | Life Sciences & Environment Laboratories |  |  |  | MC211-B01/G34 | Logic 34 | EN.EN3 Energy Sensor | [6 empty] | G34 | 0 | [10 empty] | No | No
MC211 | Life Sciences & Environment Laboratories |  |  |  | MC211-B01/G35 | Logic 35 | EN.EN3 Energy Sensor | [6 empty] | G35 | 0 | [10 empty] | No | No
MC211 | Life Sciences & Environment Laboratories |  |  |  | MC211-B01/G36 | Logic 36 | EN.EN3 Energy Sensor | [6 empty] | G36 | 0 | [10 empty] | No | No
MC211 | Life Sciences & Environment Laboratories |  |  |  | MC211-B01/G37 | Logic 37 | EN.EN3 Energy Sensor | [6 empty] | G37 | 0 | [10 empty] | No | No
MC211 | Life Sciences & Environment Laboratories |  |  |  | MC211-B01/G38 | Logic 38 | EN.EN3 Energy Sensor | [6 empty] | G38 | 0 | [10 empty] | No | No
MC211 | Life Sciences & Environment Laboratories |  |  |  | MC211-B01/G39 | DHW 2nd Stage Frost ON when =1 | EN.EN3 Energy Sensor | [6 empty] | G39 | 0 | [10 empty] | No | No
MC211 | Life Sciences & Environment Laboratories |  |  |  | MC211-B01/G4 | Logic 4 | EN.EN3 Energy Sensor | [6 empty] | G4 | 0 | [10 empty] | No | No
MC211 | Life Sciences & Environment Laboratories |  |  |  | MC211-B01/G40 | Logic 40 | EN.EN3 Energy Sensor | [6 empty] | G40 | 0 | [10 empty] | No | No
MC211 | Life Sciences & Environment Laboratories |  |  |  | MC211-B01/G41 | Logic 41 | EN.EN3 Energy Sensor | [6 empty] | G41 | 0 | [10 empty] | No | No
MC211 | Life Sciences & Environment Laboratories |  |  |  | MC211-B01/G42 | Logic 42 | EN.EN3 Energy Sensor | [6 empty] | G42 | 0 | [10 empty] | No | No
MC211 | Life Sciences & Environment Laboratories |  |  |  | MC211-B01/G43 | Logic 43 | EN.EN3 Energy Sensor | [6 empty] | G43 | 0 | [10 empty] | No | No
MC211 | Life Sciences & Environment Laboratories |  |  |  | MC211-B01/G44 | AHU No.1 Enable | EN.EN3 Energy Sensor | [6 empty] | G44 | 0 | [10 empty] | No | No
MC211 | Life Sciences & Environment Laboratories |  |  |  | MC211-B01/G45 | Logic 45 | EN.EN3 Energy Sensor | [6 empty] | G45 | 0 | [10 empty] | No | No
MC211 | Life Sciences & Environment Laboratories |  |  |  | MC211-B01/G46 | Logic 46 | EN.EN3 Energy Sensor | [6 empty] | G46 | 0 | [10 empty] | No | No
MC211 | Life Sciences & Environment Laboratories |  |  |  | MC211-B01/G47 | Building Enable | EN.EN3 Energy Sensor | [6 empty] | G47 | 0 | [10 empty] | No | No
MC211 | Life Sciences & Environment Laboratories |  |  |  | MC211-B01/G48 | 1=ECO OFF SPACE OK | EN.EN3 Energy Sensor | [6 empty] | G48 | 0 | [10 empty] | No | No
MC211 | Life Sciences & Environment Laboratories |  |  |  | MC211-B01/G49 | Logic 49 | EN.EN3 Energy Sensor | [6 empty] | G49 | 0 | [10 empty] | No | No
MC211 | Life Sciences & Environment Laboratories |  |  |  | MC211-B01/G5 | Logic 5 | EN.EN3 Energy Sensor | [6 empty] | G5 | 0 | [10 empty] | No | No
MC211 | Life Sciences & Environment Laboratories |  |  |  | MC211-B01/G50 | VT HTG DEMAND | EN.EN3 Energy Sensor | [6 empty] | G50 | 0 | [10 empty] | No | No
MC211 | Life Sciences & Environment Laboratories |  |  |  | MC211-B01/G51 | Logic 51 | EN.EN3 Energy Sensor | [6 empty] | G51 | 0 | [10 empty] | No | No
MC211 | Life Sciences & Environment Laboratories |  |  |  | MC211-B01/G52 | Logic 52 | EN.EN3 Energy Sensor | [6 empty] | G52 | 0 | [10 empty] | No | No
MC211 | Life Sciences & Environment Laboratories |  |  |  | MC211-B01/G53 | Logic 53 | EN.EN3 Energy Sensor | [6 empty] | G53 | 0 | [10 empty] | No | No
MC211 | Life Sciences & Environment Laboratories |  |  |  | MC211-B01/G54 | Logic 54 | EN.EN3 Energy Sensor | [6 empty] | G54 | 0 | [10 empty] | No | No
MC211 | Life Sciences & Environment Laboratories |  |  |  | MC211-B01/G55 | Logic 55 | EN.EN3 Energy Sensor | [6 empty] | G55 | 0 | [10 empty] | No | No
MC211 | Life Sciences & Environment Laboratories |  |  |  | MC211-B01/G56 | Logic 56 | EN.EN3 Energy Sensor | [6 empty] | G56 | 0 | [10 empty] | No | No
MC211 | Life Sciences & Environment Laboratories |  |  |  | MC211-B01/G57 | VT Pumps Enable | EN.EN3 Energy Sensor | [6 empty] | G57 | 0 | [10 empty] | No | No
MC211 | Life Sciences & Environment Laboratories |  |  |  | MC211-B01/G58 | Logic 58 | EN.EN3 Energy Sensor | [6 empty] | G58 | 0 | [10 empty] | No | No
MC211 | Life Sciences & Environment Laboratories |  |  |  | MC211-B01/G59 | Boost | EN.EN3 Energy Sensor | [6 empty] | G59 | 0 | [7 empty] | 0 = Off, 1 = On |  |  | No | No
MC211 | Life Sciences & Environment Laboratories |  |  |  | MC211-B01/G6 | Logic 6 | EN.EN3 Energy Sensor | [6 empty] | G6 | 0 | [10 empty] | No | No
MC211 | Life Sciences & Environment Laboratories |  |  |  | MC211-B01/G60 | Logic 60 | EN.EN3 Energy Sensor | [6 empty] | G60 | 0 | [10 empty] | No | No
MC211 | Life Sciences & Environment Laboratories |  |  |  | MC211-B01/G61 | Logic 61 | EN.EN3 Energy Sensor | [6 empty] | G61 | 0 | [10 empty] | No | No
MC211 | Life Sciences & Environment Laboratories |  |  |  | MC211-B01/G62 | AHU No.2 Enable | EN.EN3 Energy Sensor | [6 empty] | G62 | 0 | [10 empty] | No | No
MC211 | Life Sciences & Environment Laboratories |  |  |  | MC211-B01/G63 | Logic 63 | EN.EN3 Energy Sensor | [6 empty] | G63 | 0 | [10 empty] | No | No
MC211 | Life Sciences & Environment Laboratories |  |  |  | MC211-B01/G64 | DHWS Heat Demand | EN.EN3 Energy Sensor | [6 empty] | G64 | 0 | [10 empty] | No | No
MC211 | Life Sciences & Environment Laboratories |  |  |  | MC211-B01/G65 | Immersion Heater On | EN.EN3 Energy Sensor | [6 empty] | G65 | 0 | [10 empty] | No | No
MC211 | Life Sciences & Environment Laboratories |  |  |  | MC211-B01/G66 | Logic 66 | EN.EN3 Energy Sensor | [6 empty] | G66 | 0 | [10 empty] | No | No
MC211 | Life Sciences & Environment Laboratories |  |  |  | MC211-B01/G67 | DHWS Secondary Pump | EN.EN3 Energy Sensor | [6 empty] | G67 | 0 | [10 empty] | No | No
MC211 | Life Sciences & Environment Laboratories |  |  |  | MC211-B01/G68 | Logic 68 | EN.EN3 Energy Sensor | [6 empty] | G68 | 0 | [10 empty] | No | No
MC211 | Life Sciences & Environment Laboratories |  |  |  | MC211-B01/G69 | Logic 69 | EN.EN3 Energy Sensor | [6 empty] | G69 | 0 | [10 empty] | No | No
MC211 | Life Sciences & Environment Laboratories |  |  |  | MC211-B01/G7 | Logic 7 | EN.EN3 Energy Sensor | [6 empty] | G7 | 0 | [10 empty] | No | No
MC211 | Life Sciences & Environment Laboratories |  |  |  | MC211-B01/G70 | Logic 70 | EN.EN3 Energy Sensor | [6 empty] | G70 | 0 | [10 empty] | No | No
MC211 | Life Sciences & Environment Laboratories |  |  |  | MC211-B01/G71 | Logic 71 | EN.EN3 Energy Sensor | [6 empty] | G71 | 0 | [10 empty] | No | No
MC211 | Life Sciences & Environment Laboratories |  |  |  | MC211-B01/G72 | Logic 72 | EN.EN3 Energy Sensor | [6 empty] | G72 | 0 | [10 empty] | No | No
MC211 | Life Sciences & Environment Laboratories |  |  |  | MC211-B01/G74 | Logic 74 | EN.EN3 Energy Sensor | [6 empty] | G74 | 0 | [10 empty] | No | No
MC211 | Life Sciences & Environment Laboratories |  |  |  | MC211-B01/G75 | Logic 75 | EN.EN3 Energy Sensor | [6 empty] | G75 | 0 | [10 empty] | No | No
MC211 | Life Sciences & Environment Laboratories |  |  |  | MC211-B01/G76 | Logic 76 | EN.EN3 Energy Sensor | [6 empty] | G76 | 0 | [10 empty] | No | No
MC211 | Life Sciences & Environment Laboratories |  |  |  | MC211-B01/G77 | Logic 77 | EN.EN3 Energy Sensor | [6 empty] | G77 | 0 | [10 empty] | No | No
MC211 | Life Sciences & Environment Laboratories |  |  |  | MC211-B01/G78 | Logic 78 | EN.EN3 Energy Sensor | [6 empty] | G78 | 0 | [10 empty] | No | No
MC211 | Life Sciences & Environment Laboratories |  |  |  | MC211-B01/G79 | Logic 79 | EN.EN3 Energy Sensor | [6 empty] | G79 | 0 | [10 empty] | No | No
MC211 | Life Sciences & Environment Laboratories |  |  |  | MC211-B01/G8 | Logic 8 | EN.EN3 Energy Sensor | [6 empty] | G8 | 0 | [10 empty] | No | No
MC211 | Life Sciences & Environment Laboratories |  |  |  | MC211-B01/G80 | Logic 80 | EN.EN3 Energy Sensor | [6 empty] | G80 | 0 | [10 empty] | No | No
MC211 | Life Sciences & Environment Laboratories |  |  |  | MC211-B01/G81 | Logic 81 | EN.EN3 Energy Sensor | [6 empty] | G81 | 0 | [10 empty] | No | No
MC211 | Life Sciences & Environment Laboratories |  |  |  | MC211-B01/G82 | Logic 82 | EN.EN3 Energy Sensor | [6 empty] | G82 | 0 | [10 empty] | No | No
MC211 | Life Sciences & Environment Laboratories |  |  |  | MC211-B01/G83 | Logic 83 | EN.EN3 Energy Sensor | [6 empty] | G83 | 0 | [10 empty] | No | No
MC211 | Life Sciences & Environment Laboratories |  |  |  | MC211-B01/G84 | Logic 84 | EN.EN3 Energy Sensor | [6 empty] | G84 | 0 | [10 empty] | No | No
MC211 | Life Sciences & Environment Laboratories |  |  |  | MC211-B01/G85 | Logic 85 | EN.EN3 Energy Sensor | [6 empty] | G85 | 0 | [10 empty] | No | No
MC211 | Life Sciences & Environment Laboratories |  |  |  | MC211-B01/G86 | Logic 86 | EN.EN3 Energy Sensor | [6 empty] | G86 | 0 | [10 empty] | No | No
MC211 | Life Sciences & Environment Laboratories |  |  |  | MC211-B01/G87 | Logic 87 | EN.EN3 Energy Sensor | [6 empty] | G87 | 0 | [10 empty] | No | No
MC211 | Life Sciences & Environment Laboratories |  |  |  | MC211-B01/G88 | Logic 88 | EN.EN3 Energy Sensor | [6 empty] | G88 | 0 | [10 empty] | No | No
MC211 | Life Sciences & Environment Laboratories |  |  |  | MC211-B01/G89 | Logic 89 | EN.EN3 Energy Sensor | [6 empty] | G89 | 0 | [10 empty] | No | No
MC211 | Life Sciences & Environment Laboratories |  |  |  | MC211-B01/G9 | Logic 9 | EN.EN3 Energy Sensor | [6 empty] | G9 | 0 | [10 empty] | No | No
MC211 | Life Sciences & Environment Laboratories |  |  |  | MC211-B01/G90 | Logic 90 | EN.EN3 Energy Sensor | [6 empty] | G90 | 0 | [10 empty] | No | No
MC211 | Life Sciences & Environment Laboratories |  |  |  | MC211-B01/G91 | Logic 91 | EN.EN3 Energy Sensor | [6 empty] | G91 | 0 | [10 empty] | No | No
MC211 | Life Sciences & Environment Laboratories |  |  |  | MC211-B01/G92 | Logic 92 | EN.EN3 Energy Sensor | [6 empty] | G92 | 0 | [10 empty] | No | No
MC211 | Life Sciences & Environment Laboratories |  |  |  | MC211-B01/G93 | Logic 93 | EN.EN3 Energy Sensor | [6 empty] | G93 | 0 | [10 empty] | No | No
MC211 | Life Sciences & Environment Laboratories |  |  |  | MC211-B01/G94 | Logic 94 | EN.EN3 Energy Sensor | [6 empty] | G94 | 0 | [10 empty] | No | No
MC211 | Life Sciences & Environment Laboratories |  |  |  | MC211-B01/G95 | Isolation Valve Control | EN.EN3 Energy Sensor | [6 empty] | G95 | 0 | [10 empty] | No | No
MC211 | Life Sciences & Environment Laboratories |  |  |  | MC211-B01/G96 | Logic 96 | EN.EN3 Energy Sensor | [6 empty] | G96 | 0 | [10 empty] | No | No
MC211 | Life Sciences & Environment Laboratories |  |  |  | MC211-B01/G97 | RAC Pump Enabled | EN.EN3 Energy Sensor | [6 empty] | G97 | 0 | [10 empty] | No | No
MC211 | Life Sciences & Environment Laboratories |  |  |  | MC211-B01/G98 | Thermal Wheel Enabled | EN.EN3 Energy Sensor | [6 empty] | G98 | 0 | [10 empty] | No | No
MC211 | Life Sciences & Environment Laboratories |  |  |  | MC211-B01/G99 | Logic 99 | EN.EN3 Energy Sensor | [6 empty] | G99 | 0 | [10 empty] | No | No
MC211 | Life Sciences & Environment Laboratories |  |  |  | MC211-B01/I1 | Heating Press. Unit LP | EN.EN3 Energy Sensor | [6 empty] | I1 | 0 | [10 empty] | No | No
MC211 | Life Sciences & Environment Laboratories |  |  |  | MC211-B01/I10 | Heating Pressurisation Unit HP | EN.EN3 Energy Sensor | [6 empty] | I10 | 0 | [10 empty] | No | No
MC211 | Life Sciences & Environment Laboratories |  |  |  | MC211-B01/I11 | Cold Water Booster Set Fault | EN.EN3 Energy Sensor | [6 empty] | I11 | 0 | [10 empty] | No | No
MC211 | Life Sciences & Environment Laboratories |  |  |  | MC211-B01/I12 | Cold Water Tank High Level | EN.EN3 Energy Sensor | [6 empty] | I12 | 0 | [10 empty] | No | No
MC211 | Life Sciences & Environment Laboratories |  |  |  | MC211-B01/I13 | Cold Water Tank Low Level | EN.EN3 Energy Sensor | [6 empty] | I13 | 0 | [10 empty] | No | No
MC211 | Life Sciences & Environment Laboratories |  |  |  | MC211-B01/I14 | Htg Primary Pumps Flow Prove | EN.EN3 Energy Sensor | [6 empty] | I14 | 0 | [10 empty] | No | No
MC211 | Life Sciences & Environment Laboratories |  |  |  | MC211-B01/I15 | CT Pumps Flow Prove | EN.EN3 Energy Sensor | [6 empty] | I15 | 0 | [10 empty] | No | No
MC211 | Life Sciences & Environment Laboratories |  |  |  | MC211-B01/I16 | VT Pumps Flow Prove | EN.EN3 Energy Sensor | [6 empty] | I16 | 0 | [10 empty] | No | No
MC211 | Life Sciences & Environment Laboratories |  |  |  | MC211-B01/I17 | DHWS Calorifier High Limit | EN.EN3 Energy Sensor | [6 empty] | I17 | 0 | [10 empty] | No | No
MC211 | Life Sciences & Environment Laboratories |  |  |  | MC211-B01/I18 | DHWS Secondary Pump Running | EN.EN3 Energy Sensor | [6 empty] | I18 | 0 | [10 empty] | No | No
MC211 | Life Sciences & Environment Laboratories |  |  |  | MC211-B01/I19 | AHU1 Frost Stat Operated | EN.EN3 Energy Sensor | [6 empty] | I19 | 0 | [10 empty] | No | No
MC211 | Life Sciences & Environment Laboratories |  |  |  | MC211-B01/I2 | Boundary Water Meter | EN.EN3 Energy Sensor | [6 empty] | I2 | 0 | [10 empty] | No | No
MC211 | Life Sciences & Environment Laboratories |  |  |  | MC211-B01/I20 | AHU1 Supply Fan Flow Prove | EN.EN3 Energy Sensor | [6 empty] | I20 | 0 | [10 empty] | No | No
MC211 | Life Sciences & Environment Laboratories |  |  |  | MC211-B01/I21 | AHU1 Supply Panel Filter Dirty | EN.EN3 Energy Sensor | [6 empty] | I21 | 0 | [10 empty] | No | No
MC211 | Life Sciences & Environment Laboratories |  |  |  | MC211-B01/I22 | AHU1 Supply Bag Filter Dirty | EN.EN3 Energy Sensor | [6 empty] | I22 | 0 | [10 empty] | No | No
MC211 | Life Sciences & Environment Laboratories |  |  |  | MC211-B01/I23 | AHU1 RAC Press Unit Fault | EN.EN3 Energy Sensor | [6 empty] | I23 | 0 | [10 empty] | No | No
MC211 | Life Sciences & Environment Laboratories |  |  |  | MC211-B01/I24 | AHU1 RAC Pump Fault | EN.EN3 Energy Sensor | [6 empty] | I24 | 0 | [10 empty] | No | No
AP080 | Lonsdale House (Block 12) | A13 | Laundrette |  | AP080-L01 | Data logger: Lonsdale House - Laundrette | EN.EN1 Data Logger |  |  |  |  | Multilog G2 | Enercom | 050157AB6700 | 0 |  |  | 10.23.9.40 |  | 00-50-C2-2C-3D-1B
AP080 | Lonsdale House (Block 12) |  |  |  | AP080-L79 | Data logger: Lonsdale House (Block 12) | EN.EN1 Data Logger | [7 empty] | 0
AP080 | Lonsdale House (Block 12) |  |  |  | AP080-L80 | Data logger: Lonsdale House (Block 12) | EN.EN1 Data Logger | [7 empty] | 0
AP080 | Lonsdale House (Block 12) |  |  |  | AP080-L81 | Data logger: Lonsdale House (Block 12) | EN.EN1 Data Logger | [7 empty] | 0
AP080 | Lonsdale House (Block 12) |  |  |  | AP080-L01/M001 | Lonsdale Laundrette | EN.EN2 Energy Meter | [6 empty] | 1 | 0 | [7 empty] | kWh |  |  | Yes | No
AP080 | Lonsdale House (Block 12) |  |  |  | AP080-L01/M002 | Lonsdale Laundrette | EN.EN2 Energy Meter | [6 empty] | 2 | 0 | [10 empty] | Yes | No
AP080 | Lonsdale House (Block 12) |  |  |  | AP080-L01/M003 | Lonsdale Laundrette | EN.EN2 Energy Meter | [6 empty] | 3 | 0 | [10 empty] | Yes | No
FH008 | Main Barn |  |  |  | FH008-L99 | Data logger: Main Barn | EN.EN1 Data Logger | [7 empty] | 0
MC000 | Main Campus |  |  |  | MC000-L99 | Data logger: Main Campus | EN.EN1 Data Logger | [7 empty] | 0
MC000 | Main Campus |  |  |  | MC000-L01/M001 | Sub No.6 Transformer No.1 | EN.EN2 Energy Meter | [6 empty] | 1 | 0 | [7 empty] | kWh |  |  | No | No
MC000 | Main Campus |  |  |  | MC000-L01/M002 | Sub No.6 Transformer No.2 | EN.EN2 Energy Meter | [6 empty] | 2 | 0 | [7 empty] | kWh |  |  | No | No
MC208 | Main Substation |  |  |  | MC061-L05/M001 | Water Meter | EN.EN2 Energy Meter | [6 empty] | 1 | 0 | [10 empty] | No | Yes
MC075 | Management School | RF1 | Plant Room |  | MC075-L01 | Data logger: Management School | EN.EN1 Data Logger |  |  |  |  | Multilog G2 | Enercom | 050157A7B900 | 0 |  |  | 10.23.9.168 |  | 00-50-C2-2C-3E-FF
MC075 | Management School | RF2 | Plant Room |  | MC075-L02 | Data logger: Management School | EN.EN1 Data Logger |  |  |  |  | Multilog G2 | Enercom | 050157BEA900 | 0 |  |  | 10.23.9.169 |  | 00-50-C2-2C-3E-22
MC075 | Management School | A219 | Plant Room |  | MC075-L03 | Data logger: Management School | EN.EN1 Data Logger |  |  |  |  | Multilog G2 | Enercom | 050157B56900 | 0
MC075 | Management School |  |  |  | MC075-B01 | BMS Controller: Management School | EN.EN4 BMS Controller |  |  |  |  | IQ3xcite96 | Trend | {04761130-16B0-45EA-86D9-D101995DC7DA} | 0
MC075 | Management School |  |  |  | MC075-B02 | BMS Controller: Management School | EN.EN4 BMS Controller |  |  |  |  | IQ3xcite96 | Trend | {368653BE-1709-4CA6-89AC-BABAB6B489F1} | 0
MC075 | Management School |  |  |  | MC075-L82 | Data logger: Management School | EN.EN1 Data Logger | [7 empty] | 0
MC075 | Management School |  |  |  | MC075-B01/C1 | Virtual CNC 1 | EN.EN3 Energy Sensor | [6 empty] | C1 | 0 | [10 empty] | No | No
MC075 | Management School |  |  |  | MC075-B01/D1 | HWS Valve Actuator 1 | EN.EN3 Energy Sensor | [6 empty] | D1 | 0 | [10 empty] | No | No
MC075 | Management School |  |  |  | MC075-B01/D10 | Heating Pump 2 Inverter | EN.EN3 Energy Sensor | [6 empty] | D10 | 0 | [10 empty] | No | No
MC075 | Management School |  |  |  | MC075-B01/D11 | Heating pumps | EN.EN3 Energy Sensor | [6 empty] | D11 | 0 | [10 empty] | No | No
MC075 | Management School |  |  |  | MC075-B01/D12 | HWS | EN.EN3 Energy Sensor | [6 empty] | D12 | 0 | [10 empty] | No | No
MC075 | Management School |  |  |  | MC075-B01/D13 | AHU Fans | EN.EN3 Energy Sensor | [6 empty] | D13 | 0 | [10 empty] | No | No
MC075 | Management School |  |  |  | MC075-B01/D14 | Lecture Theatre Pumps Enable | EN.EN3 Energy Sensor | [6 empty] | D14 | 0 | [10 empty] | No | No
MC075 | Management School |  |  |  | MC075-B01/D15 | Immersion Enable No 1 | EN.EN3 Energy Sensor | [6 empty] | D15 | 0 | [10 empty] | No | No
MC075 | Management School |  |  |  | MC075-B01/D16 | Heating Pump 1 Enable | EN.EN3 Energy Sensor | [6 empty] | D16 | 0 | [10 empty] | No | No
MC075 | Management School |  |  |  | MC075-B01/D17 | Heating Pump 2 Enable | EN.EN3 Energy Sensor | [6 empty] | D17 | 0 | [10 empty] | No | No
MC075 | Management School |  |  |  | MC075-B01/D18 | Immersion Enable No 2 | EN.EN3 Energy Sensor | [6 empty] | D18 | 0 | [10 empty] | No | No
MC075 | Management School |  |  |  | MC075-B01/D2 | HWS Valve Actuator 1 | EN.EN3 Energy Sensor | [6 empty] | D2 | 0 | [10 empty] | No | No
MC075 | Management School |  |  |  | MC075-B01/D3 | AHU Valve | EN.EN3 Energy Sensor | [6 empty] | D3 | 0 | [10 empty] | No | No
MC075 | Management School |  |  |  | MC075-B01/D4 | Lecture 5 Valve | EN.EN3 Energy Sensor | [6 empty] | D4 | 0 | [10 empty] | No | No
MC075 | Management School |  |  |  | MC075-B01/D5 | Lecture 6 Valve | EN.EN3 Energy Sensor | [6 empty] | D5 | 0 | [10 empty] | No | No
MC075 | Management School |  |  |  | MC075-B01/D6 | Lecture 7 Valve | EN.EN3 Energy Sensor | [6 empty] | D6 | 0 | [10 empty] | No | No
MC075 | Management School |  |  |  | MC075-B01/D7 | Lecture 8 Valve | EN.EN3 Energy Sensor | [6 empty] | D7 | 0 | [10 empty] | No | No
MC075 | Management School |  |  |  | MC075-B01/D8 | HWS Destrat Pump Enable | EN.EN3 Energy Sensor | [6 empty] | D8 | 0 | [10 empty] | No | No
MC075 | Management School |  |  |  | MC075-B01/D9 | Heating Pump 1 Inverter | EN.EN3 Energy Sensor | [6 empty] | D9 | 0 | [10 empty] | No | No
MC075 | Management School |  |  |  | MC075-B01/F1 | Function 1 | EN.EN3 Energy Sensor | [6 empty] | F1 | 0 | [10 empty] | No | No
MC075 | Management School |  |  |  | MC075-B01/F10 | Space Frost SP | EN.EN3 Energy Sensor | [6 empty] | F10 | 0 | [10 empty] | No | No
MC075 | Management School |  |  |  | MC075-B01/F11 | Space Frost | EN.EN3 Energy Sensor | [6 empty] | F11 | 0 | [10 empty] | No | No
MC075 | Management School |  |  |  | MC075-B01/F12 | Outside air temperature heating inhibit | EN.EN3 Energy Sensor | [6 empty] | F12 | 0 | [10 empty] | No | No
MC075 | Management School |  |  |  | MC075-B01/F13 | Is 4Dix Value Changing | EN.EN3 Energy Sensor | [6 empty] | F13 | 0 | [10 empty] | No | No
MC075 | Management School |  |  |  | MC075-B01/F14 | 4Dix Previous Value | EN.EN3 Energy Sensor | [6 empty] | F14 | 0 | [10 empty] | No | No
MC075 | Management School |  |  |  | MC075-B01/F15 | Function 15 | EN.EN3 Energy Sensor | [6 empty] | F15 | 0 | [10 empty] | No | No
MC075 | Management School |  |  |  | MC075-B01/F16 | Function 16 | EN.EN3 Energy Sensor | [6 empty] | F16 | 0 | [10 empty] | No | No
MC075 | Management School |  |  |  | MC075-B01/F17 | Function 17 | EN.EN3 Energy Sensor | [6 empty] | F17 | 0 | [10 empty] | No | No
MC075 | Management School |  |  |  | MC075-B01/F18 | 4Dix Stable Value | EN.EN3 Energy Sensor | [6 empty] | F18 | 0 | [10 empty] | No | No
MC075 | Management School |  |  |  | MC075-B01/F19 | 4Dix Value Decoder | EN.EN3 Energy Sensor | [6 empty] | F19 | 0 | [10 empty] | No | No
MC075 | Management School |  |  |  | MC075-B01/F2 | Function 2 | EN.EN3 Energy Sensor | [6 empty] | F2 | 0 | [10 empty] | No | No
MC075 | Management School |  |  |  | MC075-B01/F20 | Function 20 | EN.EN3 Energy Sensor | [6 empty] | F20 | 0 | [10 empty] | No | No
MC075 | Management School |  |  |  | MC075-B01/F21 | Function 21 | EN.EN3 Energy Sensor | [6 empty] | F21 | 0 | [10 empty] | No | No
MC075 | Management School |  |  |  | MC075-B01/F22 | Function 22 | EN.EN3 Energy Sensor | [6 empty] | F22 | 0 | [10 empty] | No | No
MC075 | Management School |  |  |  | MC075-B01/F23 | Function 23 | EN.EN3 Energy Sensor | [6 empty] | F23 | 0 | [10 empty] | No | No
MC075 | Management School |  |  |  | MC075-B01/F24 | Function 24 | EN.EN3 Energy Sensor | [6 empty] | F24 | 0 | [10 empty] | No | No
MC075 | Management School |  |  |  | MC075-B01/F25 | Function 25 | EN.EN3 Energy Sensor | [6 empty] | F25 | 0 | [10 empty] | No | No
MC075 | Management School |  |  |  | MC075-B01/F26 | Function 26 | EN.EN3 Energy Sensor | [6 empty] | F26 | 0 | [10 empty] | No | No
MC075 | Management School |  |  |  | MC075-B01/F27 | Function 27 | EN.EN3 Energy Sensor | [6 empty] | F27 | 0 | [10 empty] | No | No
MC075 | Management School |  |  |  | MC075-B01/F28 | Function 28 | EN.EN3 Energy Sensor | [6 empty] | F28 | 0 | [10 empty] | No | No
MC075 | Management School |  |  |  | MC075-B01/F29 | Litres per second | EN.EN3 Energy Sensor | [6 empty] | F29 | 0 | [10 empty] | No | No
MC075 | Management School |  |  |  | MC075-B01/F3 | Function 3 | EN.EN3 Energy Sensor | [6 empty] | F3 | 0 | [10 empty] | No | No
MC075 | Management School |  |  |  | MC075-B01/F30 | Subtract for delta-T | EN.EN3 Energy Sensor | [6 empty] | F30 | 0 | [10 empty] | No | No
MC075 | Management School |  |  |  | MC075-B01/F31 | Function 31 | EN.EN3 Energy Sensor | [6 empty] | F31 | 0 | [10 empty] | No | No
MC075 | Management School |  |  |  | MC075-B01/F32 | Function 32 | EN.EN3 Energy Sensor | [6 empty] | F32 | 0 | [10 empty] | No | No
MC075 | Management School |  |  |  | MC075-B01/F4 | Hot Water Temp | EN.EN3 Energy Sensor | [6 empty] | F4 | 0 | [7 empty] | Degrees Celsius |  |  | No | No
MC075 | Management School |  |  |  | MC075-B01/F5 | Hot Water Temp No2 | EN.EN3 Energy Sensor | [6 empty] | F5 | 0 | [7 empty] | Degrees Celsius |  |  | No | No
MC075 | Management School |  |  |  | MC075-B01/F6 | Function 6 | EN.EN3 Energy Sensor | [6 empty] | F6 | 0 | [10 empty] | No | No
MC075 | Management School |  |  |  | MC075-B01/F7 | Outside air temperature frost | EN.EN3 Energy Sensor | [6 empty] | F7 | 0 | [7 empty] | Degrees Celsius |  |  | No | No
MC075 | Management School |  |  |  | MC075-B01/F8 | Function 8 | EN.EN3 Energy Sensor | [6 empty] | F8 | 0 | [10 empty] | No | No
MC075 | Management School |  |  |  | MC075-B01/F9 | Function 9 | EN.EN3 Energy Sensor | [6 empty] | F9 | 0 | [10 empty] | No | No
MC075 | Management School |  |  |  | MC075-B01/G1 | AHU Enable | EN.EN3 Energy Sensor | [6 empty] | G1 | 0 | [10 empty] | No | No
MC075 | Management School |  |  |  | MC075-B01/G10 | Water frost | EN.EN3 Energy Sensor | [6 empty] | G10 | 0 | [10 empty] | No | No
MC075 | Management School |  |  |  | MC075-B01/G11 | Summer ECO | EN.EN3 Energy Sensor | [6 empty] | G11 | 0 | [10 empty] | No | No
MC075 | Management School |  |  |  | MC075-B01/G12 | Logic 12 | EN.EN3 Energy Sensor | [6 empty] | G12 | 0 | [10 empty] | No | No
MC075 | Management School |  |  |  | MC075-B01/G13 | Logic 13 | EN.EN3 Energy Sensor | [6 empty] | G13 | 0 | [10 empty] | No | No
MC075 | Management School |  |  |  | MC075-B01/G14 | Logic 14 | EN.EN3 Energy Sensor | [6 empty] | G14 | 0 | [10 empty] | No | No
MC075 | Management School |  |  |  | MC075-B01/G15 | Logic 15 | EN.EN3 Energy Sensor | [6 empty] | G15 | 0 | [10 empty] | No | No
MC075 | Management School |  |  |  | MC075-B01/G16 | Any Frost On | EN.EN3 Energy Sensor | [6 empty] | G16 | 0 | [10 empty] | No | No
MC075 | Management School |  |  |  | MC075-B01/G17 | Logic 17 | EN.EN3 Energy Sensor | [6 empty] | G17 | 0 | [10 empty] | No | No
MC075 | Management School |  |  |  | MC075-B01/G18 | Logic 18 | EN.EN3 Energy Sensor | [6 empty] | G18 | 0 | [10 empty] | No | No
MC075 | Management School |  |  |  | MC075-B01/G19 | Logic 19 | EN.EN3 Energy Sensor | [6 empty] | G19 | 0 | [10 empty] | No | No
MC075 | Management School |  |  |  | MC075-B01/G2 | Logic 2 | EN.EN3 Energy Sensor | [6 empty] | G2 | 0 | [10 empty] | No | No
MC075 | Management School |  |  |  | MC075-B01/G20 | Logic 20 | EN.EN3 Energy Sensor | [6 empty] | G20 | 0 | [10 empty] | No | No
MC075 | Management School |  |  |  | MC075-B01/G21 | Logic 21 | EN.EN3 Energy Sensor | [6 empty] | G21 | 0 | [10 empty] | No | No
MC075 | Management School |  |  |  | MC075-B01/G22 | Logic 22 | EN.EN3 Energy Sensor | [6 empty] | G22 | 0 | [10 empty] | No | No
MC075 | Management School |  |  |  | MC075-B01/G23 | Logic 23 | EN.EN3 Energy Sensor | [6 empty] | G23 | 0 | [10 empty] | No | No
MC075 | Management School |  |  |  | MC075-B01/G24 | Htg Pump 1 Enable | EN.EN3 Energy Sensor | [6 empty] | G24 | 0 | [10 empty] | No | No
MC075 | Management School |  |  |  | MC075-B01/G25 | Htg Pump 2 Enable | EN.EN3 Energy Sensor | [6 empty] | G25 | 0 | [10 empty] | No | No
MC075 | Management School |  |  |  | MC075-B01/G26 | Logic 26 | EN.EN3 Energy Sensor | [6 empty] | G26 | 0 | [10 empty] | No | No
MC075 | Management School |  |  |  | MC075-B01/G27 | Immersion heater hours run | EN.EN3 Energy Sensor | [6 empty] | G27 | 0 | [7 empty] | Hours |  |  | No | No
MC075 | Management School |  |  |  | MC075-B01/G28 | Immersion heater hours run | EN.EN3 Energy Sensor | [6 empty] | G28 | 0 | [7 empty] | Hours |  |  | No | No
MC075 | Management School |  |  |  | MC075-B01/G29 | Immersion heater hours run | EN.EN3 Energy Sensor | [6 empty] | G29 | 0 | [7 empty] | Hours |  |  | No | No
MC075 | Management School |  |  |  | MC075-B01/G3 | Logic 3 | EN.EN3 Energy Sensor | [6 empty] | G3 | 0 | [10 empty] | No | No
MC075 | Management School |  |  |  | MC075-B01/G30 | Immersion heater hours run | EN.EN3 Energy Sensor | [6 empty] | G30 | 0 | [7 empty] | Hours |  |  | No | No
MC075 | Management School |  |  |  | MC075-B01/G31 | Logic 31 | EN.EN3 Energy Sensor | [6 empty] | G31 | 0 | [10 empty] | No | No
MC075 | Management School |  |  |  | MC075-B01/G32 | Logic 32 | EN.EN3 Energy Sensor | [6 empty] | G32 | 0 | [10 empty] | No | No
MC075 | Management School |  |  |  | MC075-B01/G33 | Immersions allow | EN.EN3 Energy Sensor | [6 empty] | G33 | 0 | [10 empty] | No | No
MC075 | Management School |  |  |  | MC075-B01/G4 | Logic 4 | EN.EN3 Energy Sensor | [6 empty] | G4 | 0 | [10 empty] | No | No
MC075 | Management School |  |  |  | MC075-B01/G5 | Logic 5 | EN.EN3 Energy Sensor | [6 empty] | G5 | 0 | [10 empty] | No | No
MC075 | Management School |  |  |  | MC075-B01/G6 | Pumps Enable | EN.EN3 Energy Sensor | [6 empty] | G6 | 0 | [10 empty] | No | No
MC075 | Management School |  |  |  | MC075-B01/G7 | Immersion Enable No 1 | EN.EN3 Energy Sensor | [6 empty] | G7 | 0 | [10 empty] | No | No
MC075 | Management School |  |  |  | MC075-B01/G8 | Immersion Enable No 2 | EN.EN3 Energy Sensor | [6 empty] | G8 | 0 | [10 empty] | No | No
MC075 | Management School |  |  |  | MC075-B01/G9 | OAT Frost | EN.EN3 Energy Sensor | [6 empty] | G9 | 0 | [10 empty] | No | No
MC075 | Management School |  |  |  | MC075-B01/I1 | Heating Pump 1 Fault | EN.EN3 Energy Sensor | [6 empty] | I1 | 0 | [10 empty] | No | No
MC075 | Management School |  |  |  | MC075-B01/I2 | Heating Pump 2 Fault | EN.EN3 Energy Sensor | [6 empty] | I2 | 0 | [10 empty] | No | No
MC075 | Management School |  |  |  | MC075-B01/I3 | Destrat Pump 1 Fault | EN.EN3 Energy Sensor | [6 empty] | I3 | 0 | [10 empty] | No | No
MC075 | Management School |  |  |  | MC075-B01/I4 | Destrat Pump 2 Fault | EN.EN3 Energy Sensor | [6 empty] | I4 | 0 | [10 empty] | No | No
MC075 | Management School |  |  |  | MC075-B01/I5 | Pressurisation Unit Fault | EN.EN3 Energy Sensor | [6 empty] | I5 | 0 | [10 empty] | No | No
MC075 | Management School |  |  |  | MC075-B01/I6 | Summer ECO active | EN.EN3 Energy Sensor | [6 empty] | I6 | 0 | [10 empty] | No | No
MC075 | Management School |  |  |  | MC075-B01/K1 | Lecture Theatre 5 Setpoint | EN.EN3 Energy Sensor | [6 empty] | K1 | 0 | [10 empty] | No | No
MC075 | Management School |  |  |  | MC075-B01/K10 | Space frost protection | EN.EN3 Energy Sensor | [6 empty] | K10 | 0 | [7 empty] | Degrees Celsius |  |  | No | No
MC075 | Management School |  |  |  | MC075-B01/K11 | Outside air temperature heating inhibit | EN.EN3 Energy Sensor | [6 empty] | K11 | 0 | [10 empty] | No | No
MC075 | Management School |  |  |  | MC075-B01/K12 | Main AHU valve OR SP | EN.EN3 Energy Sensor | [6 empty] | K12 | 0 | [10 empty] | No | No
MC075 | Management School |  |  |  | MC075-B01/K13 | Immersions allow sp | EN.EN3 Energy Sensor | [6 empty] | K13 | 0 | [10 empty] | No | No
MC075 | Management School |  |  |  | MC075-B01/K2 | Lecture Theatre 6 Setpoint | EN.EN3 Energy Sensor | [6 empty] | K2 | 0 | [10 empty] | No | No
MC075 | Management School |  |  |  | MC075-B01/K3 | Lecture Theatre 7 Setpoint | EN.EN3 Energy Sensor | [6 empty] | K3 | 0 | [10 empty] | No | No
MC075 | Management School |  |  |  | MC075-B01/K4 | Lecture Theatre 8 Setpoint | EN.EN3 Energy Sensor | [6 empty] | K4 | 0 | [10 empty] | No | No
MC075 | Management School |  |  |  | MC075-B01/K5 | AHU Setpoint Differential | EN.EN3 Energy Sensor | [6 empty] | K5 | 0 | [10 empty] | No | No
MC075 | Management School |  |  |  | MC075-B01/K6 | HWS Flow Temp Setpoint | EN.EN3 Energy Sensor | [6 empty] | K6 | 0 | [7 empty] | Degrees Celsius |  |  | No | No
MC075 | Management School |  |  |  | MC075-B01/K7 | Heating Pumps Inverter Speed | EN.EN3 Energy Sensor | [6 empty] | K7 | 0 | [10 empty] | No | No
MC075 | Management School |  |  |  | MC075-B01/K8 | Outside air temperature frost protection | EN.EN3 Energy Sensor | [6 empty] | K8 | 0 | [10 empty] | No | No
MC075 | Management School |  |  |  | MC075-B01/K9 | Water frost protection | EN.EN3 Energy Sensor | [6 empty] | K9 | 0 | [7 empty] | Degrees Celsius |  |  | No | No
MC075 | Management School |  |  |  | MC075-B01/L1 | Loop 1 | EN.EN3 Energy Sensor | [6 empty] | L1 | 0 | [10 empty] | No | No
MC075 | Management School |  |  |  | MC075-B01/L2 | Loop 2 | EN.EN3 Energy Sensor | [6 empty] | L2 | 0 | [10 empty] | No | No
MC075 | Management School |  |  |  | MC075-B01/L3 | Loop 3 | EN.EN3 Energy Sensor | [6 empty] | L3 | 0 | [10 empty] | No | No
MC075 | Management School |  |  |  | MC075-B01/L4 | Loop 4 | EN.EN3 Energy Sensor | [6 empty] | L4 | 0 | [10 empty] | No | No
MC075 | Management School |  |  |  | MC075-B01/L5 | Loop 5 | EN.EN3 Energy Sensor | [6 empty] | L5 | 0 | [10 empty] | No | No
MC075 | Management School |  |  |  | MC075-B01/L6 | Loop 6 | EN.EN3 Energy Sensor | [6 empty] | L6 | 0 | [10 empty] | No | No
MC075 | Management School |  |  |  | MC075-B01/L7 | Loop 7 | EN.EN3 Energy Sensor | [6 empty] | L7 | 0 | [10 empty] | No | No
MC075 | Management School |  |  |  | MC075-B01/O4 | HWS Optimiser | EN.EN3 Energy Sensor | [6 empty] | O4 | 0 | [10 empty] | No | No
MC075 | Management School |  |  |  | MC075-B01/P1 | CT Circuit Flow Temp | EN.EN3 Energy Sensor | [6 empty] | P1 | 0 | [7 empty] | Degrees Celsius |  |  | No | No
MC075 | Management School |  |  |  | MC075-B01/P10 | Lecture Theatre 8 Temp Sensor | EN.EN3 Energy Sensor | [6 empty] | P10 | 0 | [7 empty] | Degrees Celsius |  |  | No | No
MC075 | Management School |  |  |  | MC075-B01/P11 | Calorifier 1 Flow Temp | EN.EN3 Energy Sensor | [6 empty] | P11 | 0 | [7 empty] | Degrees Celsius |  |  | No | No
MC075 | Management School |  |  |  | MC075-B01/P12 | Calorifier 2 Flow Temp | EN.EN3 Energy Sensor | [6 empty] | P12 | 0 | [7 empty] | Degrees Celsius |  |  | No | No
MC075 | Management School |  |  |  | MC075-B01/P13 | Outside air temperature | EN.EN3 Energy Sensor | [6 empty] | P13 | 0 | [7 empty] | Degrees Celsius |  |  | No | No
MC075 | Management School |  |  |  | MC075-B01/P14 | Immersion heater hours run | EN.EN3 Energy Sensor | [6 empty] | P14 | 0 | [7 empty] | Hours |  |  | No | No
MC075 | Management School |  |  |  | MC075-B01/P15 | Immersion heater hoursr run total | EN.EN3 Energy Sensor | [6 empty] | P15 | 0 | [7 empty] | Hours |  |  | No | No
MC075 | Management School |  |  |  | MC075-B01/P16 | Immersion heater hours run | EN.EN3 Energy Sensor | [6 empty] | P16 | 0 | [7 empty] | Hours |  |  | No | No
MC075 | Management School |  |  |  | MC075-B01/P17 | Immersion heater hoursr run total | EN.EN3 Energy Sensor | [6 empty] | P17 | 0 | [7 empty] | Hours |  |  | No | No
MC075 | Management School |  |  |  | MC075-B01/P18 | Supply Air Temp | EN.EN3 Energy Sensor | [6 empty] | P18 | 0 | [7 empty] | Degrees Celsius |  |  | No | No
MC075 | Management School |  |  |  | MC075-B01/P19 | Sensor 21 | EN.EN3 Energy Sensor | [6 empty] | P19 | 0 | [10 empty] | No | No
MC075 | Management School |  |  |  | MC075-B01/P2 | Hot water service flow temperature | EN.EN3 Energy Sensor | [6 empty] | P2 | 0 | [7 empty] | Degrees Celsius |  |  | No | No
MC075 | Management School |  |  |  | MC075-B01/P20 | Sensor 22 | EN.EN3 Energy Sensor | [6 empty] | P20 | 0 | [10 empty] | No | No
MC075 | Management School |  |  |  | MC075-B01/P21 | HR Cal Flow meter MTHW Ltrs Mi | EN.EN3 Energy Sensor | [6 empty] | P21 | 0 | [10 empty] | No | No
MC075 | Management School |  |  |  | MC075-B01/P22 | Building kwh | EN.EN3 Energy Sensor | [6 empty] | P22 | 0 | [10 empty] | No | No
MC075 | Management School |  |  |  | MC075-B01/P23 | Temperature difference | EN.EN3 Energy Sensor | [6 empty] | P23 | 0 | [7 empty] | Degrees Celsius |  |  | No | No
MC075 | Management School |  |  |  | MC075-B01/P24 | MTHW Flow | EN.EN3 Energy Sensor | [6 empty] | P24 | 0 | [10 empty] | No | No
MC075 | Management School |  |  |  | MC075-B01/P25 | Medium temperature hot water return temperature | EN.EN3 Energy Sensor | [6 empty] | P25 | 0 | [7 empty] | Degrees Celsius |  |  | No | No
MC075 | Management School |  |  |  | MC075-B01/P26 | MTHW raw Flow 4-20ma | EN.EN3 Energy Sensor | [6 empty] | P26 | 0 | [10 empty] | No | No
MC075 | Management School |  |  |  | MC075-B01/P3 | A109 Room Temp | EN.EN3 Energy Sensor | [6 empty] | P3 | 0 | [7 empty] | Degrees Celsius |  |  | No | No
MC075 | Management School |  |  |  | MC075-B01/P4 | C26 Room Temp | EN.EN3 Energy Sensor | [6 empty] | P4 | 0 | [7 empty] | Degrees Celsius |  |  | No | No
MC075 | Management School |  |  |  | MC075-B01/P5 | C100 Room Temp | EN.EN3 Energy Sensor | [6 empty] | P5 | 0 | [7 empty] | Degrees Celsius |  |  | No | No
MC075 | Management School |  |  |  | MC075-B01/P6 | A43 Room Temp | EN.EN3 Energy Sensor | [6 empty] | P6 | 0 | [7 empty] | Degrees Celsius |  |  | No | No
MC075 | Management School |  |  |  | MC075-B01/P7 | Lecture Theatre 5 Temp Sensor | EN.EN3 Energy Sensor | [6 empty] | P7 | 0 | [7 empty] | Degrees Celsius |  |  | No | No
MC075 | Management School |  |  |  | MC075-B01/P8 | Lecture Theatre 6 Temp Sensor | EN.EN3 Energy Sensor | [6 empty] | P8 | 0 | [7 empty] | Degrees Celsius |  |  | No | No
MC075 | Management School |  |  |  | MC075-B01/P9 | Lecture Theatre 7 Temp Sensor | EN.EN3 Energy Sensor | [6 empty] | P9 | 0 | [7 empty] | Degrees Celsius |  |  | No | No
MC075 | Management School |  |  |  | MC075-B01/Q1 | Sequence Table 1 | EN.EN3 Energy Sensor | [6 empty] | Q1 | 0 | [10 empty] | No | No
MC075 | Management School |  |  |  | MC075-B01/S1 | CT Circuit Flow Temp | EN.EN3 Energy Sensor | [6 empty] | S1 | 0 | [7 empty] | Degrees Celsius |  |  | No | No
MC075 | Management School |  |  |  | MC075-B01/S10 | Lecture Theatre 8 Temp Sensor | EN.EN3 Energy Sensor | [6 empty] | S10 | 0 | [7 empty] | Degrees Celsius |  |  | No | No
MC075 | Management School |  |  |  | MC075-B01/S11 | Calorifier 1 Flow Temp | EN.EN3 Energy Sensor | [6 empty] | S11 | 0 | [7 empty] | Degrees Celsius |  |  | No | No
MC075 | Management School |  |  |  | MC075-B01/S12 | Calorifier 2 Flow Temp | EN.EN3 Energy Sensor | [6 empty] | S12 | 0 | [7 empty] | Degrees Celsius |  |  | No | No
MC075 | Management School |  |  |  | MC075-B01/S13 | Sensor 13 | EN.EN3 Energy Sensor | [6 empty] | S13 | 0 | [10 empty] | No | No
MC075 | Management School |  |  |  | MC075-B01/S14 | Immersion heater hours run | EN.EN3 Energy Sensor | [6 empty] | S14 | 0 | [7 empty] | Hours |  |  | No | No
MC075 | Management School |  |  |  | MC075-B01/S15 | Immersion heater hoursr run total | EN.EN3 Energy Sensor | [6 empty] | S15 | 0 | [7 empty] | Hours |  |  | No | No
MC075 | Management School |  |  |  | MC075-B01/S16 | Immersion heater hours run | EN.EN3 Energy Sensor | [6 empty] | S16 | 0 | [7 empty] | Hours |  |  | No | No
MC075 | Management School |  |  |  | MC075-B01/S17 | Dix 1 | EN.EN3 Energy Sensor | [6 empty] | S17 | 0 | [10 empty] | No | No
MC075 | Management School |  |  |  | MC075-B01/S18 | Supply Air Temp | EN.EN3 Energy Sensor | [6 empty] | S18 | 0 | [7 empty] | Degrees Celsius |  |  | No | No
MC075 | Management School |  |  |  | MC075-B01/S19 | Outside air temperature | EN.EN3 Energy Sensor | [6 empty] | S19 | 0 | [7 empty] | Degrees Celsius |  |  | No | No
MC075 | Management School |  |  |  | MC075-B01/S2 | Hot water service flow temperature | EN.EN3 Energy Sensor | [6 empty] | S2 | 0 | [7 empty] | Degrees Celsius |  |  | No | No
MC075 | Management School |  |  |  | MC075-B01/S20 | Immersion heater hoursr run total | EN.EN3 Energy Sensor | [6 empty] | S20 | 0 | [7 empty] | Hours |  |  | No | No
MC075 | Management School |  |  |  | MC075-B01/S21 | Main AHU Control SP Minus DIff | EN.EN3 Energy Sensor | [6 empty] | S21 | 0 | [10 empty] | No | No
MC075 | Management School |  |  |  | MC075-B01/S22 | Main AHU setpoint ADV | EN.EN3 Energy Sensor | [6 empty] | S22 | 0 | [10 empty] | No | No
MC075 | Management School |  |  |  | MC075-B01/S23 | HR Cal Flow meter MTHW Ltrs Mi | EN.EN3 Energy Sensor | [6 empty] | S23 | 0 | [10 empty] | No | No
MC075 | Management School |  |  |  | MC075-B01/S24 | Building kwh | EN.EN3 Energy Sensor | [6 empty] | S24 | 0 | [10 empty] | No | No
MC075 | Management School |  |  |  | MC075-B01/S25 | Temperature difference | EN.EN3 Energy Sensor | [6 empty] | S25 | 0 | [7 empty] | Degrees Celsius |  |  | No | No
MC075 | Management School |  |  |  | MC075-B01/S26 | MTHW Flow | EN.EN3 Energy Sensor | [6 empty] | S26 | 0 | [10 empty] | No | No
MC075 | Management School |  |  |  | MC075-B01/S27 | Medium temperature hot water return temperature | EN.EN3 Energy Sensor | [6 empty] | S27 | 0 | [7 empty] | Degrees Celsius |  |  | No | No
MC075 | Management School |  |  |  | MC075-B01/S28 | MTHW raw Flow 4-20ma | EN.EN3 Energy Sensor | [6 empty] | S28 | 0 | [10 empty] | No | No
MC075 | Management School |  |  |  | MC075-B01/S3 | A109 Room Temp | EN.EN3 Energy Sensor | [6 empty] | S3 | 0 | [7 empty] | Degrees Celsius |  |  | No | No
MC075 | Management School |  |  |  | MC075-B01/S4 | C26 Room Temp | EN.EN3 Energy Sensor | [6 empty] | S4 | 0 | [7 empty] | Degrees Celsius |  |  | No | No
MC075 | Management School |  |  |  | MC075-B01/S5 | C100 Room Temp | EN.EN3 Energy Sensor | [6 empty] | S5 | 0 | [7 empty] | Degrees Celsius |  |  | No | No
MC075 | Management School |  |  |  | MC075-B01/S6 | A43 Room Temp | EN.EN3 Energy Sensor | [6 empty] | S6 | 0 | [7 empty] | Degrees Celsius |  |  | No | No
MC075 | Management School |  |  |  | MC075-B01/S7 | Lecture Theatre 5 Temp Sensor | EN.EN3 Energy Sensor | [6 empty] | S7 | 0 | [7 empty] | Degrees Celsius |  |  | No | No
MC075 | Management School |  |  |  | MC075-B01/S8 | Lecture Theatre 6 Temp Sensor | EN.EN3 Energy Sensor | [6 empty] | S8 | 0 | [7 empty] | Degrees Celsius |  |  | No | No
MC075 | Management School |  |  |  | MC075-B01/S9 | Lecture Theatre 7 Temp Sensor | EN.EN3 Energy Sensor | [6 empty] | S9 | 0 | [7 empty] | Degrees Celsius |  |  | No | No
MC075 | Management School |  |  |  | MC075-B01/U1 | bts | EN.EN3 Energy Sensor | [6 empty] | U1 | 0 | [10 empty] | No | No
MC075 | Management School |  |  |  | MC075-B01/U2 | Trevor | EN.EN3 Energy Sensor | [6 empty] | U2 | 0 | [10 empty] | No | No
MC075 | Management School |  |  |  | MC075-B01/V1 |  | EN.EN3 Energy Sensor | [6 empty] | V1 | 0 | [10 empty] | No | No
MC075 | Management School |  |  |  | MC075-B01/W1 | Summer override | EN.EN3 Energy Sensor | [6 empty] | W1 | 0 | [10 empty] | No | No
MC075 | Management School |  |  |  | MC075-B01/W2 | Heating Pumps Reset | EN.EN3 Energy Sensor | [6 empty] | W2 | 0 | [10 empty] | No | No
MC075 | Management School |  |  |  | MC075-B01/W3 | Switch 3 | EN.EN3 Energy Sensor | [6 empty] | W3 | 0 | [10 empty] | No | No
MC075 | Management School |  |  |  | MC075-B01/W30 | Triad switch | EN.EN3 Energy Sensor | [6 empty] | W30 | 0 | [10 empty] | No | No
MC075 | Management School |  |  |  | MC075-B01/W31 | Main AHU valve OR SP | EN.EN3 Energy Sensor | [6 empty] | W31 | 0 | [10 empty] | No | No
MC075 | Management School |  |  |  | MC075-B01/Y1 | 10K3A1 | EN.EN3 Energy Sensor | [6 empty] | Y1 | 0 | [10 empty] | No | No
MC075 | Management School |  |  |  | MC075-B01/Y2 | Room temperature | EN.EN3 Energy Sensor | [6 empty] | Y2 | 0 | [7 empty] | Degrees Celsius |  |  | No | No
MC075 | Management School |  |  |  | MC075-B01/Y3 | Thermistor TBTC | EN.EN3 Energy Sensor | [6 empty] | Y3 | 0 | [10 empty] | No | No
MC075 | Management School |  |  |  | MC075-B01/Y4 | 4DIX V | EN.EN3 Energy Sensor | [6 empty] | Y4 | 0 | [10 empty] | No | No
MC075 | Management School |  |  |  | MC075-B01/Y5 | Trend T -20+50 | EN.EN3 Energy Sensor | [6 empty] | Y5 | 0 | [10 empty] | No | No
MC075 | Management School |  |  |  | MC075-B01/Y6 | Trend Thermistor TB | EN.EN3 Energy Sensor | [6 empty] | Y6 | 0 | [10 empty] | No | No
MC075 | Management School |  |  |  | MC075-B01/Y7 | Current 4-20ma | EN.EN3 Energy Sensor | [6 empty] | Y7 | 0 | [10 empty] | No | No
MC075 | Management School |  |  |  | MC075-B01/Z1 | Management Lecture Theatres | EN.EN3 Energy Sensor | [6 empty] | Z1 | 0 | [10 empty] | No | No
MC075 | Management School |  |  |  | MC075-B01/Z2 | Management Lecture Theatre 6 | EN.EN3 Energy Sensor | [6 empty] | Z2 | 0 | [10 empty] | No | No
MC075 | Management School |  |  |  | MC075-B01/Z3 | Management Lecture Theatre 7 | EN.EN3 Energy Sensor | [6 empty] | Z3 | 0 | [10 empty] | No | No
MC075 | Management School |  |  |  | MC075-B01/Z4 | Management Lecture Theatre 8 | EN.EN3 Energy Sensor | [6 empty] | Z4 | 0 | [10 empty] | No | No
MC075 | Management School |  |  |  | MC075-B01/Z5 | Management School HWS | EN.EN3 Energy Sensor | [6 empty] | Z5 | 0 | [10 empty] | No | No
MC075 | Management School |  |  |  | MC075-B01/Z6 | Heating pumps | EN.EN3 Energy Sensor | [6 empty] | Z6 | 0 | [10 empty] | No | No
MC075 | Management School |  |  |  | MC075-B01/Z7 | Triad time program | EN.EN3 Energy Sensor | [6 empty] | Z7 | 0 | [10 empty] | No | No
MC075 | Management School |  |  |  | MC075-B02/U3 | JBC Steve | EN.EN3 Energy Sensor | [6 empty] | U3 | 0 | [10 empty] | No | No
MC075 | Management School |  |  |  | MC075-B02/V1 |  | EN.EN3 Energy Sensor | [6 empty] | V1 | 0 | [10 empty] | No | No
MC075 | Management School |  |  |  | MC075-B02/W1 | Switch 1 | EN.EN3 Energy Sensor | [6 empty] | W1 | 0 | [10 empty] | No | No
MC075 | Management School |  |  |  | MC075-B02/W2 | Switch 2 | EN.EN3 Energy Sensor | [6 empty] | W2 | 0 | [10 empty] | No | No
MC075 | Management School |  |  |  | MC075-B02/W3 | Switch 3 | EN.EN3 Energy Sensor | [6 empty] | W3 | 0 | [10 empty] | No | No
MC075 | Management School |  |  |  | MC075-B02/W4 | Switch 4 | EN.EN3 Energy Sensor | [6 empty] | W4 | 0 | [10 empty] | No | No
MC075 | Management School |  |  |  | MC075-B02/W5 | Switch 5 | EN.EN3 Energy Sensor | [6 empty] | W5 | 0 | [10 empty] | No | No
MC075 | Management School |  |  |  | MC075-B02/W6 | Switch 6 | EN.EN3 Energy Sensor | [6 empty] | W6 | 0 | [10 empty] | No | No
MC075 | Management School |  |  |  | MC075-B02/W7 | Switch 7 | EN.EN3 Energy Sensor | [6 empty] | W7 | 0 | [10 empty] | No | No
MC075 | Management School |  |  |  | MC075-B02/W8 | Switch 8 | EN.EN3 Energy Sensor | [6 empty] | W8 | 0 | [10 empty] | No | No
MC075 | Management School |  |  |  | MC075-B02/W9 | Switch 9 | EN.EN3 Energy Sensor | [6 empty] | W9 | 0 | [10 empty] | No | No
MC075 | Management School |  |  |  | MC075-B02/Z1 | Pitches Master | EN.EN3 Energy Sensor | [6 empty] | Z1 | 0 | [10 empty] | No | No
MC075 | Management School |  |  |  | MC075-B02/Z10 | Pitch 3 Full | EN.EN3 Energy Sensor | [6 empty] | Z10 | 0 | [10 empty] | No | No
MC075 | Management School |  |  |  | MC075-B02/Z2 | Pitch 1 North | EN.EN3 Energy Sensor | [6 empty] | Z2 | 0 | [10 empty] | No | No
MC075 | Management School |  |  |  | MC075-B02/Z3 | Pitch 1 South | EN.EN3 Energy Sensor | [6 empty] | Z3 | 0 | [10 empty] | No | No
MC075 | Management School |  |  |  | MC075-B02/Z4 | Pitch 1 Full | EN.EN3 Energy Sensor | [6 empty] | Z4 | 0 | [10 empty] | No | No
MC075 | Management School |  |  |  | MC075-B02/Z5 | Pitch 2 North | EN.EN3 Energy Sensor | [6 empty] | Z5 | 0 | [10 empty] | No | No
MC075 | Management School |  |  |  | MC075-B02/Z6 | Pitch 2 South | EN.EN3 Energy Sensor | [6 empty] | Z6 | 0 | [10 empty] | No | No
MC075 | Management School |  |  |  | MC075-B02/Z7 | Pitch 2 Full | EN.EN3 Energy Sensor | [6 empty] | Z7 | 0 | [10 empty] | No | No
MC075 | Management School |  |  |  | MC075-B02/Z8 | Pitch 3 North | EN.EN3 Energy Sensor | [6 empty] | Z8 | 0 | [10 empty] | No | No
MC075 | Management School |  |  |  | MC075-B02/Z9 | Pitch 3 south | EN.EN3 Energy Sensor | [6 empty] | Z9 | 0 | [10 empty] | No | No
MC075 | Management School |  |  |  | MC075-B02/~1 | AstroA | EN.EN3 Energy Sensor | [6 empty] | ~1 | 0 | [10 empty] | No | No
MC075 | Management School |  |  |  | MC075-B02/~2 | AstroB | EN.EN3 Energy Sensor | [6 empty] | ~2 | 0 | [10 empty] | No | No
MC075 | Management School |  |  |  | MC075-B02/C1 | Virtual CNC 1 | EN.EN3 Energy Sensor | [6 empty] | C1 | 0 | [10 empty] | No | No
MC075 | Management School |  |  |  | MC075-B02/D1 | Pitch 1 Master | EN.EN3 Energy Sensor | [6 empty] | D1 | 0 | [10 empty] | No | No
MC075 | Management School |  |  |  | MC075-B02/D10 | B1 West | EN.EN3 Energy Sensor | [6 empty] | D10 | 0 | [10 empty] | No | No
MC075 | Management School |  |  |  | MC075-B02/D11 | B2 West | EN.EN3 Energy Sensor | [6 empty] | D11 | 0 | [10 empty] | No | No
MC075 | Management School |  |  |  | MC075-B02/D12 | Pitch 3 N Enable | EN.EN3 Energy Sensor | [6 empty] | D12 | 0 | [10 empty] | No | No
MC075 | Management School |  |  |  | MC075-B02/D13 | Pitch 3 S Enable | EN.EN3 Energy Sensor | [6 empty] | D13 | 0 | [10 empty] | No | No
MC075 | Management School |  |  |  | MC075-B02/D14 | Pitch 3 Full | EN.EN3 Energy Sensor | [6 empty] | D14 | 0 | [10 empty] | No | No
MC075 | Management School |  |  |  | MC075-B02/D2 | Training Not Used | EN.EN3 Energy Sensor | [6 empty] | D2 | 0 | [10 empty] | No | No
MC075 | Management School |  |  |  | MC075-B02/D3 | Pitch 1 North west on | EN.EN3 Energy Sensor | [6 empty] | D3 | 0 | [10 empty] | No | No
MC075 | Management School |  |  |  | MC075-B02/D4 | Pitch 1 South West on | EN.EN3 Energy Sensor | [6 empty] | D4 | 0 | [10 empty] | No | No
MC075 | Management School |  |  |  | MC075-B02/D5 | Pitch 1 North East on | EN.EN3 Energy Sensor | [6 empty] | D5 | 0 | [10 empty] | No | No
MC075 | Management School |  |  |  | MC075-B02/D6 | Pitch 1 South East on | EN.EN3 Energy Sensor | [6 empty] | D6 | 0 | [10 empty] | No | No
MC075 | Management School |  |  |  | MC075-B02/D7 | Astro B Master Override Times | EN.EN3 Energy Sensor | [6 empty] | D7 | 0 | [10 empty] | No | No
MC075 | Management School |  |  |  | MC075-B02/D8 | B1 East | EN.EN3 Energy Sensor | [6 empty] | D8 | 0 | [10 empty] | No | No
MC075 | Management School |  |  |  | MC075-B02/D9 | B2 East | EN.EN3 Energy Sensor | [6 empty] | D9 | 0 | [10 empty] | No | No
MC075 | Management School |  |  |  | MC075-B02/G1 | Pitch 1-1 Enable | EN.EN3 Energy Sensor | [6 empty] | G1 | 0 | [10 empty] | No | No
MC075 | Management School |  |  |  | MC075-B02/G10 | Pitch 3 Full ON week | EN.EN3 Energy Sensor | [6 empty] | G10 | 0 | [10 empty] | No | No
MC075 | Management School |  |  |  | MC075-B02/G11 | Pitch 3 Full ON week | EN.EN3 Energy Sensor | [6 empty] | G11 | 0 | [10 empty] | No | No
MC075 | Management School |  |  |  | MC075-B02/G12 | Pitch 3 N ON Month | EN.EN3 Energy Sensor | [6 empty] | G12 | 0 | [10 empty] | No | No
MC075 | Management School |  |  |  | MC075-B02/G13 | Pitch 3 Full ON week | EN.EN3 Energy Sensor | [6 empty] | G13 | 0 | [10 empty] | No | No
MC075 | Management School |  |  |  | MC075-B02/G14 | Pitch 3 N ON total | EN.EN3 Energy Sensor | [6 empty] | G14 | 0 | [10 empty] | No | No
MC075 | Management School |  |  |  | MC075-B02/G15 | Pitch 3 S ON week | EN.EN3 Energy Sensor | [6 empty] | G15 | 0 | [10 empty] | No | No
MC075 | Management School |  |  |  | MC075-B02/G16 | Pitch 3 S ON Month | EN.EN3 Energy Sensor | [6 empty] | G16 | 0 | [10 empty] | No | No
MC075 | Management School |  |  |  | MC075-B02/G17 | Pitch 3 S ON total | EN.EN3 Energy Sensor | [6 empty] | G17 | 0 | [10 empty] | No | No
MC075 | Management School |  |  |  | MC075-B02/G18 | Logic 18 | EN.EN3 Energy Sensor | [6 empty] | G18 | 0 | [10 empty] | No | No
MC075 | Management School |  |  |  | MC075-B02/G19 | Logic 19 | EN.EN3 Energy Sensor | [6 empty] | G19 | 0 | [10 empty] | No | No
MC075 | Management School |  |  |  | MC075-B02/G2 | Pitch 1-2 Enable | EN.EN3 Energy Sensor | [6 empty] | G2 | 0 | [10 empty] | No | No
MC075 | Management School |  |  |  | MC075-B02/G20 | Logic 20 | EN.EN3 Energy Sensor | [6 empty] | G20 | 0 | [10 empty] | No | No
MC075 | Management School |  |  |  | MC075-B02/G21 | Logic 21 | EN.EN3 Energy Sensor | [6 empty] | G21 | 0 | [10 empty] | No | No
MC075 | Management School |  |  |  | MC075-B02/G22 | Logic 22 | EN.EN3 Energy Sensor | [6 empty] | G22 | 0 | [10 empty] | No | No
MC075 | Management School |  |  |  | MC075-B02/G23 | Logic 23 | EN.EN3 Energy Sensor | [6 empty] | G23 | 0 | [10 empty] | No | No
MC075 | Management School |  |  |  | MC075-B02/G24 | Pitch 3 North ON | EN.EN3 Energy Sensor | [6 empty] | G24 | 0 | [10 empty] | No | No
MC075 | Management School |  |  |  | MC075-B02/G25 | Pitch 3 South ON | EN.EN3 Energy Sensor | [6 empty] | G25 | 0 | [10 empty] | No | No
MC075 | Management School |  |  |  | MC075-B02/G26 | Pitch 3 Full ON | EN.EN3 Energy Sensor | [6 empty] | G26 | 0 | [10 empty] | No | No
MC075 | Management School |  |  |  | MC075-B02/G27 | Logic 27 | EN.EN3 Energy Sensor | [6 empty] | G27 | 0 | [10 empty] | No | No
MC075 | Management School |  |  |  | MC075-B02/G28 | Logic 28 | EN.EN3 Energy Sensor | [6 empty] | G28 | 0 | [10 empty] | No | No
MC075 | Management School |  |  |  | MC075-B02/G29 | Logic 29 | EN.EN3 Energy Sensor | [6 empty] | G29 | 0 | [10 empty] | No | No
MC075 | Management School |  |  |  | MC075-B02/G3 | Pitch 2 North Enable | EN.EN3 Energy Sensor | [6 empty] | G3 | 0 | [10 empty] | No | No
MC075 | Management School |  |  |  | MC075-B02/G30 | Logic 30 | EN.EN3 Energy Sensor | [6 empty] | G30 | 0 | [10 empty] | No | No
MC075 | Management School |  |  |  | MC075-B02/G31 | Logic 31 | EN.EN3 Energy Sensor | [6 empty] | G31 | 0 | [10 empty] | No | No
MC075 | Management School |  |  |  | MC075-B02/G32 | Logic 32 | EN.EN3 Energy Sensor | [6 empty] | G32 | 0 | [10 empty] | No | No
MC075 | Management School |  |  |  | MC075-B02/G33 | Pitch 1 N ON week | EN.EN3 Energy Sensor | [6 empty] | G33 | 0 | [10 empty] | No | No
MC075 | Management School |  |  |  | MC075-B02/G34 | Pitch 1 Full ON week | EN.EN3 Energy Sensor | [6 empty] | G34 | 0 | [10 empty] | No | No
MC075 | Management School |  |  |  | MC075-B02/G35 | Pitch 1 Full ON week | EN.EN3 Energy Sensor | [6 empty] | G35 | 0 | [10 empty] | No | No
MC075 | Management School |  |  |  | MC075-B02/G36 | Pitch 1 N ON Month | EN.EN3 Energy Sensor | [6 empty] | G36 | 0 | [10 empty] | No | No
MC075 | Management School |  |  |  | MC075-B02/G37 | Pitch 1 Full ON week | EN.EN3 Energy Sensor | [6 empty] | G37 | 0 | [10 empty] | No | No
MC075 | Management School |  |  |  | MC075-B02/G38 | Pitch 1 N ON total | EN.EN3 Energy Sensor | [6 empty] | G38 | 0 | [10 empty] | No | No
MC075 | Management School |  |  |  | MC075-B02/G39 | Pitch 1 S ON week | EN.EN3 Energy Sensor | [6 empty] | G39 | 0 | [10 empty] | No | No
MC075 | Management School |  |  |  | MC075-B02/G4 | Pitch 2 South Enabled | EN.EN3 Energy Sensor | [6 empty] | G4 | 0 | [10 empty] | No | No
MC075 | Management School |  |  |  | MC075-B02/G40 | Pitch 1 S ON Month | EN.EN3 Energy Sensor | [6 empty] | G40 | 0 | [10 empty] | No | No
MC075 | Management School |  |  |  | MC075-B02/G41 | Pitch 1 S ON total | EN.EN3 Energy Sensor | [6 empty] | G41 | 0 | [10 empty] | No | No
MC075 | Management School |  |  |  | MC075-B02/G42 | Pitch 2 N ON week | EN.EN3 Energy Sensor | [6 empty] | G42 | 0 | [10 empty] | No | No
MC075 | Management School |  |  |  | MC075-B02/G43 | Pitch 2 Full ON week | EN.EN3 Energy Sensor | [6 empty] | G43 | 0 | [10 empty] | No | No
MC075 | Management School |  |  |  | MC075-B02/G44 | Pitch 2 Full ON week | EN.EN3 Energy Sensor | [6 empty] | G44 | 0 | [10 empty] | No | No
MC075 | Management School |  |  |  | MC075-B02/G45 | Pitch 2 N ON Month | EN.EN3 Energy Sensor | [6 empty] | G45 | 0 | [10 empty] | No | No
MC075 | Management School |  |  |  | MC075-B02/G46 | Pitch 2 Full ON week | EN.EN3 Energy Sensor | [6 empty] | G46 | 0 | [10 empty] | No | No
MC075 | Management School |  |  |  | MC075-B02/G47 | Pitch 2 N ON total | EN.EN3 Energy Sensor | [6 empty] | G47 | 0 | [10 empty] | No | No
MC075 | Management School |  |  |  | MC075-B02/G48 | Pitch 2 S ON week | EN.EN3 Energy Sensor | [6 empty] | G48 | 0 | [10 empty] | No | No
MC075 | Management School |  |  |  | MC075-B02/G49 | Pitch 2 S ON Month | EN.EN3 Energy Sensor | [6 empty] | G49 | 0 | [10 empty] | No | No
MC075 | Management School |  |  |  | MC075-B02/G5 | Logic 5 | EN.EN3 Energy Sensor | [6 empty] | G5 | 0 | [10 empty] | No | No
MC075 | Management School |  |  |  | MC075-B02/G50 | Pitch 2 S ON total | EN.EN3 Energy Sensor | [6 empty] | G50 | 0 | [10 empty] | No | No
MC075 | Management School |  |  |  | MC075-B02/G6 | Pitch 3 North ON | EN.EN3 Energy Sensor | [6 empty] | G6 | 0 | [10 empty] | No | No
MC075 | Management School |  |  |  | MC075-B02/G7 | Pitch 3 South ON | EN.EN3 Energy Sensor | [6 empty] | G7 | 0 | [10 empty] | No | No
MC075 | Management School |  |  |  | MC075-B02/G8 | Pitch 3 Full ON | EN.EN3 Energy Sensor | [6 empty] | G8 | 0 | [10 empty] | No | No
MC075 | Management School |  |  |  | MC075-B02/G9 | Pitch 3 N ON week | EN.EN3 Energy Sensor | [6 empty] | G9 | 0 | [10 empty] | No | No
MC075 | Management School |  |  |  | MC075-B02/I1 | Training Lights On | EN.EN3 Energy Sensor | [6 empty] | I1 | 0 | [10 empty] | No | No
MC075 | Management School |  |  |  | MC075-B02/I10 | Pitch 1 Full ON | EN.EN3 Energy Sensor | [6 empty] | I10 | 0 | [10 empty] | No | No
MC075 | Management School |  |  |  | MC075-B02/I11 | Pitch 2 Full ON | EN.EN3 Energy Sensor | [6 empty] | I11 | 0 | [10 empty] | No | No
MC075 | Management School |  |  |  | MC075-B02/I12 | Pitch 1 North On | EN.EN3 Energy Sensor | [6 empty] | I12 | 0 | [10 empty] | No | No
MC075 | Management School |  |  |  | MC075-B02/I13 | Pitch 1 South On | EN.EN3 Energy Sensor | [6 empty] | I13 | 0 | [10 empty] | No | No
MC075 | Management School |  |  |  | MC075-B02/I14 | Pitch 2 North On | EN.EN3 Energy Sensor | [6 empty] | I14 | 0 | [10 empty] | No | No
MC075 | Management School |  |  |  | MC075-B02/I15 | Pitch 2 South On | EN.EN3 Energy Sensor | [6 empty] | I15 | 0 | [10 empty] | No | No
MC075 | Management School |  |  |  | MC075-B02/I16 | Pitch 3 North ON | EN.EN3 Energy Sensor | [6 empty] | I16 | 0 | [10 empty] | No | No
MC075 | Management School |  |  |  | MC075-B02/I17 | Pitch 3 Full ON | EN.EN3 Energy Sensor | [6 empty] | I17 | 0 | [10 empty] | No | No
MC075 | Management School |  |  |  | MC075-B02/I18 | Pitch 3 South ON | EN.EN3 Energy Sensor | [6 empty] | I18 | 0 | [10 empty] | No | No
MC075 | Management School |  |  |  | MC075-B02/I19 | Pitch 1 Full Enabled | EN.EN3 Energy Sensor | [6 empty] | I19 | 0 | [10 empty] | No | No
MC075 | Management School |  |  |  | MC075-B02/I2 | Pitch 1 North west on | EN.EN3 Energy Sensor | [6 empty] | I2 | 0 | [10 empty] | No | No
MC075 | Management School |  |  |  | MC075-B02/I20 | Pitch 1 North Enabled | EN.EN3 Energy Sensor | [6 empty] | I20 | 0 | [10 empty] | No | No
MC075 | Management School |  |  |  | MC075-B02/I21 | Pitch 1 South Enabled | EN.EN3 Energy Sensor | [6 empty] | I21 | 0 | [10 empty] | No | No
MC075 | Management School |  |  |  | MC075-B02/I22 | Pitch 2 Full Enabled | EN.EN3 Energy Sensor | [6 empty] | I22 | 0 | [10 empty] | No | No
MC075 | Management School |  |  |  | MC075-B02/I23 | Pitch 2 North Enabled | EN.EN3 Energy Sensor | [6 empty] | I23 | 0 | [10 empty] | No | No
MC075 | Management School |  |  |  | MC075-B02/I24 | Pitch 2 South Enabled | EN.EN3 Energy Sensor | [6 empty] | I24 | 0 | [10 empty] | No | No
MC075 | Management School |  |  |  | MC075-B02/I3 | A1 2_3 On | EN.EN3 Energy Sensor | [6 empty] | I3 | 0 | [10 empty] | No | No
MC075 | Management School |  |  |  | MC075-B02/I4 | A2 1_3 On | EN.EN3 Energy Sensor | [6 empty] | I4 | 0 | [10 empty] | No | No
MC075 | Management School |  |  |  | MC075-B02/I5 | A2 2_3 On | EN.EN3 Energy Sensor | [6 empty] | I5 | 0 | [10 empty] | No | No
MC075 | Management School |  |  |  | MC075-B02/I6 | Pitch 2 North East On | EN.EN3 Energy Sensor | [6 empty] | I6 | 0 | [10 empty] | No | No
MC075 | Management School |  |  |  | MC075-B02/I7 | Pitch 2 South East On | EN.EN3 Energy Sensor | [6 empty] | I7 | 0 | [10 empty] | No | No
MC075 | Management School |  |  |  | MC075-B02/I8 | Pitch 2 North West On | EN.EN3 Energy Sensor | [6 empty] | I8 | 0 | [10 empty] | No | No
MC075 | Management School |  |  |  | MC075-B02/I9 | Pitch 2 South West On | EN.EN3 Energy Sensor | [6 empty] | I9 | 0 | [10 empty] | No | No
MC075 | Management School |  |  |  | MC075-B02/P1 | Pitch 3 N Enable | EN.EN3 Energy Sensor | [6 empty] | P1 | 0 | [10 empty] | No | No
MC075 | Management School |  |  |  | MC075-B02/P10 | Pitch 3 S ON week | EN.EN3 Energy Sensor | [6 empty] | P10 | 0 | [10 empty] | No | No
MC075 | Management School |  |  |  | MC075-B02/P11 | Pitch 3 S ON Month | EN.EN3 Energy Sensor | [6 empty] | P11 | 0 | [10 empty] | No | No
MC075 | Management School |  |  |  | MC075-B02/P12 | Pitch 3 S ON total | EN.EN3 Energy Sensor | [6 empty] | P12 | 0 | [10 empty] | No | No
MC075 | Management School |  |  |  | MC075-B02/P13 | Pitch 3 N ON week | EN.EN3 Energy Sensor | [6 empty] | P13 | 0 | [10 empty] | No | No
MC075 | Management School |  |  |  | MC075-B02/P14 | Pitch 3 N ON Month | EN.EN3 Energy Sensor | [6 empty] | P14 | 0 | [10 empty] | No | No
MC075 | Management School |  |  |  | MC075-B02/P15 | Pitch 3 N ON total | EN.EN3 Energy Sensor | [6 empty] | P15 | 0 | [10 empty] | No | No
MC075 | Management School |  |  |  | MC075-B02/P16 | Pitch 3 Full ON week | EN.EN3 Energy Sensor | [6 empty] | P16 | 0 | [10 empty] | No | No
MC075 | Management School |  |  |  | MC075-B02/P17 | Pitch 3 Full ON week | EN.EN3 Energy Sensor | [6 empty] | P17 | 0 | [10 empty] | No | No
MC075 | Management School |  |  |  | MC075-B02/P18 | Pitch 3 Full ON week | EN.EN3 Energy Sensor | [6 empty] | P18 | 0 | [10 empty] | No | No
MC075 | Management School |  |  |  | MC075-B02/P19 | Pitch 3 S ON week | EN.EN3 Energy Sensor | [6 empty] | P19 | 0 | [10 empty] | No | No
MC075 | Management School |  |  |  | MC075-B02/P2 | Pitch 3 S Enable | EN.EN3 Energy Sensor | [6 empty] | P2 | 0 | [10 empty] | No | No
MC075 | Management School |  |  |  | MC075-B02/P20 | Pitch 3 S ON Month | EN.EN3 Energy Sensor | [6 empty] | P20 | 0 | [10 empty] | No | No
MC075 | Management School |  |  |  | MC075-B02/P21 | Pitch 3 S ON total | EN.EN3 Energy Sensor | [6 empty] | P21 | 0 | [10 empty] | No | No
MC075 | Management School |  |  |  | MC075-B02/P22 | Pitch 2 N ON week | EN.EN3 Energy Sensor | [6 empty] | P22 | 0 | [10 empty] | No | No
MC075 | Management School |  |  |  | MC075-B02/P23 | Pitch 2 N ON Month | EN.EN3 Energy Sensor | [6 empty] | P23 | 0 | [10 empty] | No | No
MC075 | Management School |  |  |  | MC075-B02/P24 | Pitch 2 N ON total | EN.EN3 Energy Sensor | [6 empty] | P24 | 0 | [10 empty] | No | No
MC075 | Management School |  |  |  | MC075-B02/P25 | Pitch 2 Full ON week | EN.EN3 Energy Sensor | [6 empty] | P25 | 0 | [10 empty] | No | No
MC075 | Management School |  |  |  | MC075-B02/P26 | Pitch 2 Full ON Month | EN.EN3 Energy Sensor | [6 empty] | P26 | 0 | [10 empty] | No | No
MC075 | Management School |  |  |  | MC075-B02/P27 | Pitch 2 Full ON Total | EN.EN3 Energy Sensor | [6 empty] | P27 | 0 | [10 empty] | No | No
MC075 | Management School |  |  |  | MC075-B02/P28 | Pitch 2 S ON week | EN.EN3 Energy Sensor | [6 empty] | P28 | 0 | [10 empty] | No | No
MC075 | Management School |  |  |  | MC075-B02/P29 | Pitch 2 S ON Month | EN.EN3 Energy Sensor | [6 empty] | P29 | 0 | [10 empty] | No | No
MC075 | Management School |  |  |  | MC075-B02/P3 | Pitch 3 Full | EN.EN3 Energy Sensor | [6 empty] | P3 | 0 | [10 empty] | No | No
MC075 | Management School |  |  |  | MC075-B02/P30 | Pitch 2 S ON total | EN.EN3 Energy Sensor | [6 empty] | P30 | 0 | [10 empty] | No | No
MC075 | Management School |  |  |  | MC075-B02/P4 | Pitch 3 N ON week | EN.EN3 Energy Sensor | [6 empty] | P4 | 0 | [10 empty] | No | No
MC075 | Management School |  |  |  | MC075-B02/P5 | Pitch 3 N ON Month | EN.EN3 Energy Sensor | [6 empty] | P5 | 0 | [10 empty] | No | No
MC075 | Management School |  |  |  | MC075-B02/P6 | Pitch 3 N ON total | EN.EN3 Energy Sensor | [6 empty] | P6 | 0 | [10 empty] | No | No
MC075 | Management School |  |  |  | MC075-B02/P7 | Pitch 3 Full ON week | EN.EN3 Energy Sensor | [6 empty] | P7 | 0 | [10 empty] | No | No
MC075 | Management School |  |  |  | MC075-B02/P8 | Pitch 3 Full ON Month | EN.EN3 Energy Sensor | [6 empty] | P8 | 0 | [10 empty] | No | No
MC075 | Management School |  |  |  | MC075-B02/P9 | Pitch 3 Full ON Total | EN.EN3 Energy Sensor | [6 empty] | P9 | 0 | [10 empty] | No | No
MC075 | Management School |  |  |  | MC075-B02/Q1 | Sequence Table 1 | EN.EN3 Energy Sensor | [6 empty] | Q1 | 0 | [10 empty] | No | No
MC075 | Management School |  |  |  | MC075-B02/S1 | Pitch 3 N Enable | EN.EN3 Energy Sensor | [6 empty] | S1 | 0 | [10 empty] | No | No
MC075 | Management School |  |  |  | MC075-B02/S12 | Pitch 3 N ON week | EN.EN3 Energy Sensor | [6 empty] | S12 | 0 | [10 empty] | No | No
MC075 | Management School |  |  |  | MC075-B02/S13 | Pitch 3 N ON Month | EN.EN3 Energy Sensor | [6 empty] | S13 | 0 | [10 empty] | No | No
MC075 | Management School |  |  |  | MC075-B02/S14 | Pitch 3 N ON total | EN.EN3 Energy Sensor | [6 empty] | S14 | 0 | [10 empty] | No | No
MC075 | Management School |  |  |  | MC075-B02/S15 | Pitch 3 Full ON week | EN.EN3 Energy Sensor | [6 empty] | S15 | 0 | [10 empty] | No | No
MC075 | Management School |  |  |  | MC075-B02/S16 | Pitch 3 Full ON Month | EN.EN3 Energy Sensor | [6 empty] | S16 | 0 | [10 empty] | No | No
MC075 | Management School |  |  |  | MC075-B02/S17 | Pitch 3 Full ON Total | EN.EN3 Energy Sensor | [6 empty] | S17 | 0 | [10 empty] | No | No
MC075 | Management School |  |  |  | MC075-B02/S18 | Pitch 3 S ON week | EN.EN3 Energy Sensor | [6 empty] | S18 | 0 | [10 empty] | No | No
MC075 | Management School |  |  |  | MC075-B02/S19 | Pitch 3 S ON Month | EN.EN3 Energy Sensor | [6 empty] | S19 | 0 | [10 empty] | No | No
MC075 | Management School |  |  |  | MC075-B02/S2 | Pitch 3 S Enable | EN.EN3 Energy Sensor | [6 empty] | S2 | 0 | [10 empty] | No | No
MC075 | Management School |  |  |  | MC075-B02/S20 | Pitch 3 S ON total | EN.EN3 Energy Sensor | [6 empty] | S20 | 0 | [10 empty] | No | No
MC075 | Management School |  |  |  | MC075-B02/S21 | Pitch 1 N ON week | EN.EN3 Energy Sensor | [6 empty] | S21 | 0 | [10 empty] | No | No
MC075 | Management School |  |  |  | MC075-B02/S22 | Pitch 1 N ON Month | EN.EN3 Energy Sensor | [6 empty] | S22 | 0 | [10 empty] | No | No
MC075 | Management School |  |  |  | MC075-B02/S23 | Pitch 1 N ON total | EN.EN3 Energy Sensor | [6 empty] | S23 | 0 | [10 empty] | No | No
MC075 | Management School |  |  |  | MC075-B02/S24 | Pitch 1 Full ON week | EN.EN3 Energy Sensor | [6 empty] | S24 | 0 | [10 empty] | No | No
MC075 | Management School |  |  |  | MC075-B02/S25 | Pitch 1 Full ON week | EN.EN3 Energy Sensor | [6 empty] | S25 | 0 | [10 empty] | No | No
MC075 | Management School |  |  |  | MC075-B02/S26 | Pitch 1 Full ON week | EN.EN3 Energy Sensor | [6 empty] | S26 | 0 | [10 empty] | No | No
MC075 | Management School |  |  |  | MC075-B02/S27 | Pitch 1 S ON week | EN.EN3 Energy Sensor | [6 empty] | S27 | 0 | [10 empty] | No | No
MC075 | Management School |  |  |  | MC075-B02/S28 | Pitch 1 S ON Month | EN.EN3 Energy Sensor | [6 empty] | S28 | 0 | [10 empty] | No | No
MC075 | Management School |  |  |  | MC075-B02/S29 | Pitch 1 S ON total | EN.EN3 Energy Sensor | [6 empty] | S29 | 0 | [10 empty] | No | No
MC075 | Management School |  |  |  | MC075-B02/S3 | Pitch 3 Full | EN.EN3 Energy Sensor | [6 empty] | S3 | 0 | [10 empty] | No | No
MC075 | Management School |  |  |  | MC075-B02/S30 | Pitch 2 N ON week | EN.EN3 Energy Sensor | [6 empty] | S30 | 0 | [10 empty] | No | No
MC075 | Management School |  |  |  | MC075-B02/S31 | Pitch 2 N ON Month | EN.EN3 Energy Sensor | [6 empty] | S31 | 0 | [10 empty] | No | No
MC075 | Management School |  |  |  | MC075-B02/S32 | Pitch 2 N ON total | EN.EN3 Energy Sensor | [6 empty] | S32 | 0 | [10 empty] | No | No
MC075 | Management School |  |  |  | MC075-B02/S33 | Pitch 2 Full ON week | EN.EN3 Energy Sensor | [6 empty] | S33 | 0 | [10 empty] | No | No
MC075 | Management School |  |  |  | MC075-B02/S34 | Pitch 2 Full ON Month | EN.EN3 Energy Sensor | [6 empty] | S34 | 0 | [10 empty] | No | No
MC075 | Management School |  |  |  | MC075-B02/S35 | Pitch 2 Full ON Total | EN.EN3 Energy Sensor | [6 empty] | S35 | 0 | [10 empty] | No | No
MC075 | Management School |  |  |  | MC075-B02/S36 | Pitch 2 S ON week | EN.EN3 Energy Sensor | [6 empty] | S36 | 0 | [10 empty] | No | No
MC075 | Management School |  |  |  | MC075-B02/S37 | Pitch 2 S ON Month | EN.EN3 Energy Sensor | [6 empty] | S37 | 0 | [10 empty] | No | No
MC075 | Management School |  |  |  | MC075-B02/S38 | Pitch 2 S ON total | EN.EN3 Energy Sensor | [6 empty] | S38 | 0 | [10 empty] | No | No
MC075 | Management School |  |  |  | MC075-B02/U1 | Trevor | EN.EN3 Energy Sensor | [6 empty] | U1 | 0 | [10 empty] | No | No
MC075 | Management School |  |  |  | MC075-B02/U2 | JBC | EN.EN3 Energy Sensor | [6 empty] | U2 | 0 | [10 empty] | No | No
MC075 | Management School |  |  |  | MC075-L01/M001 | Management School Phase 2 | EN.EN2 Energy Meter | [6 empty] | 1 | 0 | [7 empty] | kWh |  |  | No | No
MC075 | Management School |  |  |  | MC075-L01/M002 | Management School Extension | EN.EN2 Energy Meter | [6 empty] | 2 | 0 | [7 empty] | m3 |  |  | No | No
MC075 | Management School |  |  |  | MC075-L02/M001 | Management Phase 2 Adjancent Lift 1 | EN.EN2 Energy Meter | [6 empty] | 1 | 0 | [7 empty] | kWh |  |  | No | No
MC075 | Management School |  |  |  | MC075-L03/M001 | Management School Phase 1 | EN.EN2 Energy Meter | [6 empty] | 1 | 0 | [7 empty] | kWh |  |  | No | No
MC075 | Management School |  |  |  | MC075-L03/M002 | Management School Immersion heater No.1 | EN.EN2 Energy Meter | [6 empty] | 2 | 0 | [7 empty] | kWh |  |  | No | No
MC075 | Management School |  |  |  | MC075-L03/M003 | Management School Immersion heater No.2 | EN.EN2 Energy Meter | [6 empty] | 3 | 0 | [7 empty] | kWh |  |  | No | No
MC013 | Music Building | A009 | Substation |  | MC013-L01 | Data logger: Music Extension | EN.EN1 Data Logger |  |  |  |  | Multilog G2 | Enercom | 050159F5B000 | 0 |  |  | 10.23.14.6 |  | 00-50-C2-2C-3E-3F
MC013 | Music Building |  |  |  | MC013-L01/M001 | County South Block 75 - 77 | EN.EN2 Energy Meter | [6 empty] | 1 | 0 | [7 empty] | kWh |  |  | No | No
MC013 | Music Building |  |  |  | MC013-L01/M002 | Sub No.3 Transformer No.1 | EN.EN2 Energy Meter | [6 empty] | 2 | 0 | [7 empty] | kWh |  |  | No | No
MC013 | Music Building |  |  |  | MC013-L01/M003 | CEH and LICA Total | EN.EN2 Energy Meter | [6 empty] | 3 | 0 | [7 empty] | kWh |  |  | Yes | No
MC013 | Music Building |  |  |  | MC013-L01/M004 | Sub No.3 Transformer No.2 | EN.EN2 Energy Meter | [6 empty] | 4 | 0 | [7 empty] | kWh |  |  | No | No
MC013 | Music Building |  |  |  | MC013-L01/M005 | County Town Houses and County South | EN.EN2 Energy Meter | [6 empty] | 5 | 0 | [7 empty] | kWh |  |  | No | No
MC013 | Music Building |  |  |  | MC013-L01/M006 | Bowland Hall 1 - 15 | EN.EN2 Energy Meter | [6 empty] | 6 | 0 | [10 empty] | No | No
MC013 | Music Building |  |  |  | MC013-L01/M007 | CEH Workshops | EN.EN2 Energy Meter | [6 empty] | 7 | 0 | [7 empty] | kWh |  |  | Yes | No
OC012 | North Lodge Cottage |  |  |  | OC012-L99 | Data logger: North Lodge Cottage | EN.EN1 Data Logger | [7 empty] | 0
MC083 | Pendle College |  |  |  | MC083-B01 | BMS Controller: Pendle College | EN.EN4 BMS Controller |  |  |  |  | IQ3xcite96 | Trend | {1612AE3B-9040-400E-B892-E470195CF179} | 0
MC083 | Pendle College |  |  |  | MC083-B01/C1 | Virtual CNC 1 | EN.EN3 Energy Sensor | [6 empty] | C1 | 0 | [10 empty] | No | No
MC083 | Pendle College |  |  |  | MC083-B01/D1 | Heating pumps | EN.EN3 Energy Sensor | [6 empty] | D1 | 0 | [10 empty] | No | No
MC083 | Pendle College |  |  |  | MC083-B01/D2 | HWS Heaters Dom 4 | EN.EN3 Energy Sensor | [6 empty] | D2 | 0 | [10 empty] | No | No
MC083 | Pendle College |  |  |  | MC083-B01/D3 | Inverter Driver | EN.EN3 Energy Sensor | [6 empty] | D3 | 0 | [10 empty] | No | No
MC083 | Pendle College |  |  |  | MC083-B01/D4 | Calorifer Vavle | EN.EN3 Energy Sensor | [6 empty] | D4 | 0 | [10 empty] | No | No
MC083 | Pendle College |  |  |  | MC083-B01/D6 | DHW Sec Pumps | EN.EN3 Energy Sensor | [6 empty] | D6 | 0 | [10 empty] | No | No
MC083 | Pendle College |  |  |  | MC083-B01/e1 | Alarm Dest 1 | EN.EN3 Energy Sensor | [6 empty] | e1 | 0 | [10 empty] | No | No
MC083 | Pendle College |  |  |  | MC083-B01/F1 | Function 1 | EN.EN3 Energy Sensor | [6 empty] | F1 | 0 | [10 empty] | No | No
MC083 | Pendle College |  |  |  | MC083-B01/F10 | Function 10 | EN.EN3 Energy Sensor | [6 empty] | F10 | 0 | [10 empty] | No | No
MC083 | Pendle College |  |  |  | MC083-B01/F11 | Outside air temperature heating inhibit | EN.EN3 Energy Sensor | [6 empty] | F11 | 0 | [10 empty] | No | No
MC083 | Pendle College |  |  |  | MC083-B01/F12 | Function 12 | EN.EN3 Energy Sensor | [6 empty] | F12 | 0 | [10 empty] | No | No
MC083 | Pendle College |  |  |  | MC083-B01/F13 | Function 13 | EN.EN3 Energy Sensor | [6 empty] | F13 | 0 | [10 empty] | No | No
MC083 | Pendle College |  |  |  | MC083-B01/F14 | Function 14 | EN.EN3 Energy Sensor | [6 empty] | F14 | 0 | [10 empty] | No | No
MC083 | Pendle College |  |  |  | MC083-B01/F15 | Function 15 | EN.EN3 Energy Sensor | [6 empty] | F15 | 0 | [10 empty] | No | No
MC083 | Pendle College |  |  |  | MC083-B01/F16 | Function 16 | EN.EN3 Energy Sensor | [6 empty] | F16 | 0 | [10 empty] | No | No
MC083 | Pendle College |  |  |  | MC083-B01/F17 | Litres per second | EN.EN3 Energy Sensor | [6 empty] | F17 | 0 | [10 empty] | No | No
MC083 | Pendle College |  |  |  | MC083-B01/F18 | Subtract for delta-T | EN.EN3 Energy Sensor | [6 empty] | F18 | 0 | [10 empty] | No | No
MC083 | Pendle College |  |  |  | MC083-B01/F19 | Function 19 | EN.EN3 Energy Sensor | [6 empty] | F19 | 0 | [10 empty] | No | No
MC083 | Pendle College |  |  |  | MC083-B01/F2 | Function 2 | EN.EN3 Energy Sensor | [6 empty] | F2 | 0 | [10 empty] | No | No
MC083 | Pendle College |  |  |  | MC083-B01/F20 | Function 20 | EN.EN3 Energy Sensor | [6 empty] | F20 | 0 | [10 empty] | No | No
MC083 | Pendle College |  |  |  | MC083-B01/F3 | Function 3 | EN.EN3 Energy Sensor | [6 empty] | F3 | 0 | [10 empty] | No | No
MC083 | Pendle College |  |  |  | MC083-B01/F4 | Function 4 | EN.EN3 Energy Sensor | [6 empty] | F4 | 0 | [10 empty] | No | No
MC083 | Pendle College |  |  |  | MC083-B01/F5 | Function 5 | EN.EN3 Energy Sensor | [6 empty] | F5 | 0 | [10 empty] | No | No
MC083 | Pendle College |  |  |  | MC083-B01/F6 | Outside air temperature frost | EN.EN3 Energy Sensor | [6 empty] | F6 | 0 | [7 empty] | Degrees Celsius |  |  | No | No
MC083 | Pendle College |  |  |  | MC083-B01/F7 | Function 7 | EN.EN3 Energy Sensor | [6 empty] | F7 | 0 | [10 empty] | No | No
MC083 | Pendle College |  |  |  | MC083-B01/F8 | Function 8 | EN.EN3 Energy Sensor | [6 empty] | F8 | 0 | [10 empty] | No | No
MC083 | Pendle College |  |  |  | MC083-B01/F9 | Function 9 | EN.EN3 Energy Sensor | [6 empty] | F9 | 0 | [10 empty] | No | No
MC083 | Pendle College |  |  |  | MC083-B01/G1 | Logic 1 | EN.EN3 Energy Sensor | [6 empty] | G1 | 0 | [10 empty] | No | No
MC083 | Pendle College |  |  |  | MC083-B01/G10 | Immersions allow | EN.EN3 Energy Sensor | [6 empty] | G10 | 0 | [10 empty] | No | No
MC083 | Pendle College |  |  |  | MC083-B01/G11 | Logic 11 | EN.EN3 Energy Sensor | [6 empty] | G11 | 0 | [10 empty] | No | No
MC083 | Pendle College |  |  |  | MC083-B01/G13 | OAT Frost | EN.EN3 Energy Sensor | [6 empty] | G13 | 0 | [10 empty] | No | No
MC083 | Pendle College |  |  |  | MC083-B01/G14 | Water frost | EN.EN3 Energy Sensor | [6 empty] | G14 | 0 | [10 empty] | No | No
MC083 | Pendle College |  |  |  | MC083-B01/G15 | Summer ECO | EN.EN3 Energy Sensor | [6 empty] | G15 | 0 | [10 empty] | No | No
MC083 | Pendle College |  |  |  | MC083-B01/G16 | Logic 16 | EN.EN3 Energy Sensor | [6 empty] | G16 | 0 | [10 empty] | No | No
MC083 | Pendle College |  |  |  | MC083-B01/G17 | Logic 17 | EN.EN3 Energy Sensor | [6 empty] | G17 | 0 | [10 empty] | No | No
MC083 | Pendle College |  |  |  | MC083-B01/G18 | Immersion heater hours run | EN.EN3 Energy Sensor | [6 empty] | G18 | 0 | [7 empty] | Hours |  |  | No | No
MC083 | Pendle College |  |  |  | MC083-B01/G19 | Immersion heater hours run | EN.EN3 Energy Sensor | [6 empty] | G19 | 0 | [7 empty] | Hours |  |  | No | No
MC083 | Pendle College |  |  |  | MC083-B01/G2 | Logic 2 | EN.EN3 Energy Sensor | [6 empty] | G2 | 0 | [10 empty] | No | No
MC083 | Pendle College |  |  |  | MC083-B01/G20 | Logic 20 | EN.EN3 Energy Sensor | [6 empty] | G20 | 0 | [10 empty] | No | No
MC083 | Pendle College |  |  |  | MC083-B01/G21 | Logic 21 | EN.EN3 Energy Sensor | [6 empty] | G21 | 0 | [10 empty] | No | No
MC083 | Pendle College |  |  |  | MC083-B01/G22 | Logic 22 | EN.EN3 Energy Sensor | [6 empty] | G22 | 0 | [10 empty] | No | No
MC083 | Pendle College |  |  |  | MC083-B01/G23 | Logic 23 | EN.EN3 Energy Sensor | [6 empty] | G23 | 0 | [10 empty] | No | No
MC083 | Pendle College |  |  |  | MC083-B01/G24 | Logic 24 | EN.EN3 Energy Sensor | [6 empty] | G24 | 0 | [10 empty] | No | No
MC083 | Pendle College |  |  |  | MC083-B01/G25 | Logic 25 | EN.EN3 Energy Sensor | [6 empty] | G25 | 0 | [10 empty] | No | No
MC083 | Pendle College |  |  |  | MC083-B01/G3 | Logic 3 | EN.EN3 Energy Sensor | [6 empty] | G3 | 0 | [10 empty] | No | No
MC083 | Pendle College |  |  |  | MC083-B01/G4 | Logic 4 | EN.EN3 Energy Sensor | [6 empty] | G4 | 0 | [10 empty] | No | No
MC083 | Pendle College |  |  |  | MC083-B01/G5 | Heating demand | EN.EN3 Energy Sensor | [6 empty] | G5 | 0 | [10 empty] | No | No
MC083 | Pendle College |  |  |  | MC083-B01/G6 | HWS Heater No1 Delay On | EN.EN3 Energy Sensor | [6 empty] | G6 | 0 | [10 empty] | No | No
MC083 | Pendle College |  |  |  | MC083-B01/G7 | HWS Heater No2 Delay On | EN.EN3 Energy Sensor | [6 empty] | G7 | 0 | [10 empty] | No | No
MC083 | Pendle College |  |  |  | MC083-B01/G8 | HWS Heater No3 Delay On | EN.EN3 Energy Sensor | [6 empty] | G8 | 0 | [10 empty] | No | No
MC083 | Pendle College |  |  |  | MC083-B01/G9 | HWS Heater No4 Delay On | EN.EN3 Energy Sensor | [6 empty] | G9 | 0 | [10 empty] | No | No
MC083 | Pendle College |  |  |  | MC083-B01/I1 | Heating Pumps 1+2 Run | EN.EN3 Energy Sensor | [6 empty] | I1 | 0 | [10 empty] | No | No
MC083 | Pendle College |  |  |  | MC083-B01/I10 | HWS Sec Pumps Run | EN.EN3 Energy Sensor | [6 empty] | I10 | 0 | [10 empty] | No | No
MC083 | Pendle College |  |  |  | MC083-B01/I11 | Fire Relay Status | EN.EN3 Energy Sensor | [6 empty] | I11 | 0 | [10 empty] | No | No
MC083 | Pendle College |  |  |  | MC083-B01/I2 | Hydroconstant Pump Run | EN.EN3 Energy Sensor | [6 empty] | I2 | 0 | [10 empty] | No | No
MC083 | Pendle College |  |  |  | MC083-B01/I3 | HWS Sec Pumps Run | EN.EN3 Energy Sensor | [6 empty] | I3 | 0 | [10 empty] | No | No
MC083 | Pendle College |  |  |  | MC083-B01/I4 | Fire Relay Status | EN.EN3 Energy Sensor | [6 empty] | I4 | 0 | [10 empty] | No | No
MC083 | Pendle College |  |  |  | MC083-B01/I5 | Override Status | EN.EN3 Energy Sensor | [6 empty] | I5 | 0 | [10 empty] | No | No
MC083 | Pendle College |  |  |  | MC083-B01/I6 | Htg Pump Inverter Fault | EN.EN3 Energy Sensor | [6 empty] | I6 | 0 | [10 empty] | No | No
MC083 | Pendle College |  |  |  | MC083-B01/I7 | Summer ECO active | EN.EN3 Energy Sensor | [6 empty] | I7 | 0 | [10 empty] | No | No
MC083 | Pendle College |  |  |  | MC083-B01/I8 | Calorifer Hi-Limit | EN.EN3 Energy Sensor | [6 empty] | I8 | 0 | [10 empty] | No | No
MC083 | Pendle College |  |  |  | MC083-B01/I9 | Digital Input 9 | EN.EN3 Energy Sensor | [6 empty] | I9 | 0 | [10 empty] | No | No
MC083 | Pendle College |  |  |  | MC083-B01/K1 | Hot water service setpoint | EN.EN3 Energy Sensor | [6 empty] | K1 | 0 | [7 empty] | Degrees Celsius |  |  | No | No
MC083 | Pendle College |  |  |  | MC083-B01/K2 | DP Setpoint | EN.EN3 Energy Sensor | [6 empty] | K2 | 0 | [10 empty] | No | No
MC083 | Pendle College |  |  |  | MC083-B01/K3 | Inverter Override Value | EN.EN3 Energy Sensor | [6 empty] | K3 | 0 | [10 empty] | No | No
MC083 | Pendle College |  |  |  | MC083-B01/K4 | Outside air temperature frost protection | EN.EN3 Energy Sensor | [6 empty] | K4 | 0 | [10 empty] | No | No
MC083 | Pendle College |  |  |  | MC083-B01/K5 | Water frost protection | EN.EN3 Energy Sensor | [6 empty] | K5 | 0 | [7 empty] | Degrees Celsius |  |  | No | No
MC083 | Pendle College |  |  |  | MC083-B01/K6 | Calorifer Setpoint | EN.EN3 Energy Sensor | [6 empty] | K6 | 0 | [10 empty] | No | No
MC083 | Pendle College |  |  |  | MC083-B01/K7 | Outside air temperature heating inhibit | EN.EN3 Energy Sensor | [6 empty] | K7 | 0 | [10 empty] | No | No
MC083 | Pendle College |  |  |  | MC083-B01/K8 | Immersions allow sp | EN.EN3 Energy Sensor | [6 empty] | K8 | 0 | [10 empty] | No | No
MC083 | Pendle College |  |  |  | MC083-B01/K9 | Heating valve OR Open | EN.EN3 Energy Sensor | [6 empty] | K9 | 0 | [10 empty] | No | No
MC083 | Pendle College |  |  |  | MC083-B01/L1 | Loop 1 | EN.EN3 Energy Sensor | [6 empty] | L1 | 0 | [10 empty] | No | No
MC083 | Pendle College |  |  |  | MC083-B01/L2 | Loop 2 | EN.EN3 Energy Sensor | [6 empty] | L2 | 0 | [10 empty] | No | No
MC083 | Pendle College |  |  |  | MC083-B01/P1 | LPHW Flow | EN.EN3 Energy Sensor | [6 empty] | P1 | 0 | [10 empty] | No | No
MC083 | Pendle College |  |  |  | MC083-B01/P10 | MTHW raw 4-20ma | EN.EN3 Energy Sensor | [6 empty] | P10 | 0 | [10 empty] | No | No
MC083 | Pendle College |  |  |  | MC083-B01/P11 | Medium temperature hot water return temperature | EN.EN3 Energy Sensor | [6 empty] | P11 | 0 | [7 empty] | Degrees Celsius |  |  | No | No
MC083 | Pendle College |  |  |  | MC083-B01/P12 | Calorifer Sensor | EN.EN3 Energy Sensor | [6 empty] | P12 | 0 | [10 empty] | No | No
MC083 | Pendle College |  |  |  | MC083-B01/P13 | Furness MTHW Ltrs Min | EN.EN3 Energy Sensor | [6 empty] | P13 | 0 | [10 empty] | No | No
MC083 | Pendle College |  |  |  | MC083-B01/P14 | Furness Building kwh | EN.EN3 Energy Sensor | [6 empty] | P14 | 0 | [10 empty] | No | No
MC083 | Pendle College |  |  |  | MC083-B01/P15 | Furness Delta T | EN.EN3 Energy Sensor | [6 empty] | P15 | 0 | [10 empty] | No | No
MC083 | Pendle College |  |  |  | MC083-B01/P2 | LPHW Return | EN.EN3 Energy Sensor | [6 empty] | P2 | 0 | [10 empty] | No | No
MC083 | Pendle College |  |  |  | MC083-B01/P3 | Hot water service flow | EN.EN3 Energy Sensor | [6 empty] | P3 | 0 | [7 empty] | Degrees Celsius |  |  | No | No
MC083 | Pendle College |  |  |  | MC083-B01/P4 | HWS Return | EN.EN3 Energy Sensor | [6 empty] | P4 | 0 | [10 empty] | No | No
MC083 | Pendle College |  |  |  | MC083-B01/P5 | Diff Press Sensor | EN.EN3 Energy Sensor | [6 empty] | P5 | 0 | [10 empty] | No | No
MC083 | Pendle College |  |  |  | MC083-B01/P6 | Outside air temperature | EN.EN3 Energy Sensor | [6 empty] | P6 | 0 | [7 empty] | Degrees Celsius |  |  | No | No
MC083 | Pendle College |  |  |  | MC083-B01/P7 | Medium temperature hot water flow temperature | EN.EN3 Energy Sensor | [6 empty] | P7 | 0 | [7 empty] | Degrees Celsius |  |  | No | No
MC083 | Pendle College |  |  |  | MC083-B01/P8 | Immersion heater hours run | EN.EN3 Energy Sensor | [6 empty] | P8 | 0 | [7 empty] | Hours |  |  | No | No
MC083 | Pendle College |  |  |  | MC083-B01/P9 | Immersion heater hours run | EN.EN3 Energy Sensor | [6 empty] | P9 | 0 | [7 empty] | Hours |  |  | No | No
MC083 | Pendle College |  |  |  | MC083-B01/Q1 | Sequence Table 1 | EN.EN3 Energy Sensor | [6 empty] | Q1 | 0 | [10 empty] | No | No
MC083 | Pendle College |  |  |  | MC083-B01/S1 | LPHW Flow | EN.EN3 Energy Sensor | [6 empty] | S1 | 0 | [10 empty] | No | No
MC083 | Pendle College |  |  |  | MC083-B01/S10 | Diff Press Sensor | EN.EN3 Energy Sensor | [6 empty] | S10 | 0 | [10 empty] | No | No
MC083 | Pendle College |  |  |  | MC083-B01/S11 | DIX No 1 | EN.EN3 Energy Sensor | [6 empty] | S11 | 0 | [10 empty] | No | No
MC083 | Pendle College |  |  |  | MC083-B01/S12 | Medium temperature hot water return temperature | EN.EN3 Energy Sensor | [6 empty] | S12 | 0 | [7 empty] | Degrees Celsius |  |  | No | No
MC083 | Pendle College |  |  |  | MC083-B01/S13 | Calorifer Sensor | EN.EN3 Energy Sensor | [6 empty] | S13 | 0 | [10 empty] | No | No
MC083 | Pendle College |  |  |  | MC083-B01/S14 | MTHW raw 4-20ma | EN.EN3 Energy Sensor | [6 empty] | S14 | 0 | [10 empty] | No | No
MC083 | Pendle College |  |  |  | MC083-B01/S15 | Pendle MTHW Ltrs Min | EN.EN3 Energy Sensor | [6 empty] | S15 | 0 | [10 empty] | No | No
MC083 | Pendle College |  |  |  | MC083-B01/S16 | Pendle Building kwh | EN.EN3 Energy Sensor | [6 empty] | S16 | 0 | [10 empty] | No | No
MC083 | Pendle College |  |  |  | MC083-B01/S17 | Pendle Delta T | EN.EN3 Energy Sensor | [6 empty] | S17 | 0 | [10 empty] | No | No
MC083 | Pendle College |  |  |  | MC083-B01/S2 | LPHW Return | EN.EN3 Energy Sensor | [6 empty] | S2 | 0 | [10 empty] | No | No
MC083 | Pendle College |  |  |  | MC083-B01/S3 | Hot water service flow | EN.EN3 Energy Sensor | [6 empty] | S3 | 0 | [7 empty] | Degrees Celsius |  |  | No | No
MC083 | Pendle College |  |  |  | MC083-B01/S4 | HWS Return | EN.EN3 Energy Sensor | [6 empty] | S4 | 0 | [10 empty] | No | No
MC083 | Pendle College |  |  |  | MC083-B01/S5 | DIX No 1 | EN.EN3 Energy Sensor | [6 empty] | S5 | 0 | [10 empty] | No | No
MC083 | Pendle College |  |  |  | MC083-B01/S6 | Immersion heater hours run | EN.EN3 Energy Sensor | [6 empty] | S6 | 0 | [7 empty] | Hours |  |  | No | No
MC083 | Pendle College |  |  |  | MC083-B01/S7 | Outside air temperature | EN.EN3 Energy Sensor | [6 empty] | S7 | 0 | [7 empty] | Degrees Celsius |  |  | No | No
MC083 | Pendle College |  |  |  | MC083-B01/S8 | Medium temperature hot water flow temperature | EN.EN3 Energy Sensor | [6 empty] | S8 | 0 | [7 empty] | Degrees Celsius |  |  | No | No
MC083 | Pendle College |  |  |  | MC083-B01/S9 | Immersion heater hoursr run total | EN.EN3 Energy Sensor | [6 empty] | S9 | 0 | [7 empty] | Hours |  |  | No | No
MC083 | Pendle College |  |  |  | MC083-B01/U1 | Trevor | EN.EN3 Energy Sensor | [6 empty] | U1 | 0 | [10 empty] | No | No
MC083 | Pendle College |  |  |  | MC083-B01/U2 | jbc | EN.EN3 Energy Sensor | [6 empty] | U2 | 0 | [10 empty] | No | No
MC083 | Pendle College |  |  |  | MC083-B01/U3 | bts | EN.EN3 Energy Sensor | [6 empty] | U3 | 0 | [10 empty] | No | No
MC083 | Pendle College |  |  |  | MC083-B01/V1 |  | EN.EN3 Energy Sensor | [6 empty] | V1 | 0 | [10 empty] | No | No
MC083 | Pendle College |  |  |  | MC083-B01/W1 | Htg OffAutoOn=Auto | EN.EN3 Energy Sensor | [6 empty] | W1 | 0 | [10 empty] | No | No
MC083 | Pendle College |  |  |  | MC083-B01/W2 | HWS OffAutoOn=Auto | EN.EN3 Energy Sensor | [6 empty] | W2 | 0 | [10 empty] | No | No
MC083 | Pendle College |  |  |  | MC083-B01/W3 | Inverter Output Override | EN.EN3 Energy Sensor | [6 empty] | W3 | 0 | [10 empty] | No | No
MC083 | Pendle College |  |  |  | MC083-B01/W30 | Triad switch | EN.EN3 Energy Sensor | [6 empty] | W30 | 0 | [10 empty] | No | No
MC083 | Pendle College |  |  |  | MC083-B01/W31 | Heating valve OR Open | EN.EN3 Energy Sensor | [6 empty] | W31 | 0 | [10 empty] | No | No
MC083 | Pendle College |  |  |  | MC083-B01/W4 | Summer Override | EN.EN3 Energy Sensor | [6 empty] | W4 | 0 | [10 empty] | No | No
MC083 | Pendle College |  |  |  | MC083-B01/W5 | Calorifer valve o r close | EN.EN3 Energy Sensor | [6 empty] | W5 | 0 | [10 empty] | No | No
MC083 | Pendle College |  |  |  | MC083-B01/W6 | O-r on off | EN.EN3 Energy Sensor | [6 empty] | W6 | 0 | [10 empty] | No | No
MC083 | Pendle College |  |  |  | MC083-B01/Y1 | Trend Thermistor | EN.EN3 Energy Sensor | [6 empty] | Y1 | 0 | [10 empty] | No | No
MC083 | Pendle College |  |  |  | MC083-B01/Y2 | 4DIX V | EN.EN3 Energy Sensor | [6 empty] | Y2 | 0 | [10 empty] | No | No
MC083 | Pendle College |  |  |  | MC083-B01/Y3 | Pressure I 4bar | EN.EN3 Energy Sensor | [6 empty] | Y3 | 0 | [10 empty] | No | No
MC083 | Pendle College |  |  |  | MC083-B01/Y4 | Current 4-20ma | EN.EN3 Energy Sensor | [6 empty] | Y4 | 0 | [10 empty] | No | No
MC083 | Pendle College |  |  |  | MC083-B01/Z1 | Time Zone 1 | EN.EN3 Energy Sensor | [6 empty] | Z1 | 0 | [10 empty] | No | No
MC083 | Pendle College |  |  |  | MC083-B01/Z2 | HWS | EN.EN3 Energy Sensor | [6 empty] | Z2 | 0 | [10 empty] | No | No
MC083 | Pendle College |  |  |  | MC083-B01/Z5 | Triad time program | EN.EN3 Energy Sensor | [6 empty] | Z5 | 0 | [10 empty] | No | No
MC095 | Pendle College, Kelbrook (12) | L1 | Laundrette |  | MC095-L01 | Data logger: Pendle Laundry | EN.EN1 Data Logger |  |  |  |  | Multilog G2 | Enercom | 050157A5E400 | 0 |  |  | 10.23.11.9 |  | 00-50-C2-2C-3E-2D
MC095 | Pendle College, Kelbrook (12) |  |  |  | MC095-L01/M001 | Pendle Laundrette | EN.EN2 Energy Meter | [6 empty] | 1 | 0 | [7 empty] | kWh |  |  | Yes | No
MC095 | Pendle College, Kelbrook (12) |  |  |  | MC095-L01/M002 | Pendle College Laundrette | EN.EN2 Energy Meter | [6 empty] | 2 | 0 | [7 empty] | m3 |  |  | Yes | No
MC045 | Physics Building | PL3 | Sub Station |  | MC045-L01 | Data logger: Physics/Farady | EN.EN1 Data Logger |  |  |  |  | Multilog G2 | Enercom | 050157B23900 | 0 |  |  | 10.23.13.6 |  | 00-50-C2-2C-3E-29
MC045 | Physics Building | PL1 | Plant Room |  | MC045-L02 | Data logger: Physics | EN.EN1 Data Logger |  |  |  |  | Multilog G2 | Enercom | 0501983BA700 | 0 |  |  | 10.23.10.168 |  | 00-50-C2-2C-3D-E1
MC045 | Physics Building | A045 | Lab |  | MC045-L03 | Data logger: Physics - Quantum Lab | EN.EN1 Data Logger |  |  |  |  | Multilog G2 | Enercom | 050200C9CC00 | 0
MC045 | Physics Building |  |  |  | MC045-B01 | BMS Controller: Physics Building | EN.EN4 BMS Controller |  |  |  |  | IQ3xcite128 | Trend | {FFB77EFC-DD27-49F4-982D-A3EFAD1B8654} | 0
MC045 | Physics Building |  |  |  | MC045-L82 | Data logger: Physics Building | EN.EN1 Data Logger | [7 empty] | 0
MC045 | Physics Building |  |  |  | MC045-B01/I95 | AHU F8 bag filter | EN.EN3 Energy Sensor | [6 empty] | I95 | 0 | [10 empty] | No | No
MC045 | Physics Building |  |  |  | MC045-B01/I96 | Gas Sensor2 Fault | EN.EN3 Energy Sensor | [6 empty] | I96 | 0 | [10 empty] | No | No
MC045 | Physics Building |  |  |  | MC045-B01/I97 | CHW Pumps DPS | EN.EN3 Energy Sensor | [6 empty] | I97 | 0 | [10 empty] | No | No
MC045 | Physics Building |  |  |  | MC045-B01/I98 | Fault PU Process | EN.EN3 Energy Sensor | [6 empty] | I98 | 0 | [10 empty] | No | No
MC045 | Physics Building |  |  |  | MC045-B01/I99 | EF01 solvent extract flow fail | EN.EN3 Energy Sensor | [6 empty] | I99 | 0 | [10 empty] | No | No
MC045 | Physics Building |  |  |  | MC045-B01/K1 | SCC VT Set point | EN.EN3 Energy Sensor | [6 empty] | K1 | 0 | [10 empty] | No | No
MC045 | Physics Building |  |  |  | MC045-B01/K10 | Process Set point | EN.EN3 Energy Sensor | [6 empty] | K10 | 0 | [10 empty] | No | No
MC045 | Physics Building |  |  |  | MC045-B01/K11 | Class1000Z1 SCC Set point | EN.EN3 Energy Sensor | [6 empty] | K11 | 0 | [10 empty] | No | No
MC045 | Physics Building |  |  |  | MC045-B01/K12 | Class100Z1 SCC Set point | EN.EN3 Energy Sensor | [6 empty] | K12 | 0 | [10 empty] | No | No
MC045 | Physics Building |  |  |  | MC045-B01/K13 | Class 1000 pressure set point | EN.EN3 Energy Sensor | [6 empty] | K13 | 0 | [10 empty] | No | No
MC045 | Physics Building |  |  |  | MC045-B01/K14 | kWh_EF01 | EN.EN3 Energy Sensor | [6 empty] | K14 | 0 | [10 empty] | No | No
MC045 | Physics Building |  |  |  | MC045-B01/K15 | Frequency_EF01 | EN.EN3 Energy Sensor | [6 empty] | K15 | 0 | [10 empty] | No | No
MC045 | Physics Building |  |  |  | MC045-B01/K16 | Current_EF01 | EN.EN3 Energy Sensor | [6 empty] | K16 | 0 | [10 empty] | No | No
MC045 | Physics Building |  |  |  | MC045-B01/K17 | kWh_EF03 | EN.EN3 Energy Sensor | [6 empty] | K17 | 0 | [10 empty] | No | No
MC045 | Physics Building |  |  |  | MC045-B01/K18 | Frequency_EF03 | EN.EN3 Energy Sensor | [6 empty] | K18 | 0 | [10 empty] | No | No
MC045 | Physics Building |  |  |  | MC045-B01/K19 | Current_EF03 | EN.EN3 Energy Sensor | [6 empty] | K19 | 0 | [10 empty] | No | No
MC045 | Physics Building |  |  |  | MC045-B01/K2 | AHU Supply Deadband | EN.EN3 Energy Sensor | [6 empty] | K2 | 0 | [10 empty] | No | No
MC045 | Physics Building |  |  |  | MC045-B01/K20 | kWh_EF04 | EN.EN3 Energy Sensor | [6 empty] | K20 | 0 | [10 empty] | No | No
MC045 | Physics Building |  |  |  | MC045-B01/K21 | Frequency_EF04 | EN.EN3 Energy Sensor | [6 empty] | K21 | 0 | [10 empty] | No | No
MC045 | Physics Building |  |  |  | MC045-B01/K22 | Current_EF04 | EN.EN3 Energy Sensor | [6 empty] | K22 | 0 | [10 empty] | No | No
MC045 | Physics Building |  |  |  | MC045-B01/K23 | kWh_EF05 | EN.EN3 Energy Sensor | [6 empty] | K23 | 0 | [10 empty] | No | No
MC045 | Physics Building |  |  |  | MC045-B01/K24 | Frequency_EF05 | EN.EN3 Energy Sensor | [6 empty] | K24 | 0 | [10 empty] | No | No
MC045 | Physics Building |  |  |  | MC045-B01/K25 | Current_EF05 | EN.EN3 Energy Sensor | [6 empty] | K25 | 0 | [10 empty] | No | No
MC045 | Physics Building |  |  |  | MC045-B01/K26 | kWh_EF06 | EN.EN3 Energy Sensor | [6 empty] | K26 | 0 | [10 empty] | No | No
MC045 | Physics Building |  |  |  | MC045-B01/K27 | Frequency_EF06 | EN.EN3 Energy Sensor | [6 empty] | K27 | 0 | [10 empty] | No | No
MC045 | Physics Building |  |  |  | MC045-B01/K28 | Current_EF06 | EN.EN3 Energy Sensor | [6 empty] | K28 | 0 | [10 empty] | No | No
MC045 | Physics Building |  |  |  | MC045-B01/K29 | kWh_EF07 | EN.EN3 Energy Sensor | [6 empty] | K29 | 0 | [10 empty] | No | No
MC045 | Physics Building |  |  |  | MC045-B01/K3 | AHU Supply Temp Set point | EN.EN3 Energy Sensor | [6 empty] | K3 | 0 | [7 empty] | Degrees Celsius |  |  | No | No
MC045 | Physics Building |  |  |  | MC045-B01/K30 | Frequency_EF07 | EN.EN3 Energy Sensor | [6 empty] | K30 | 0 | [10 empty] | No | No
MC045 | Physics Building |  |  |  | MC045-B01/K31 | Current_EF07 | EN.EN3 Energy Sensor | [6 empty] | K31 | 0 | [10 empty] | No | No
MC045 | Physics Building |  |  |  | MC045-B01/K32 | Main_Incomer | EN.EN3 Energy Sensor | [6 empty] | K32 | 0 | [10 empty] | No | No
MC045 | Physics Building |  |  |  | MC045-B01/K33 | DB_CR_Power | EN.EN3 Energy Sensor | [6 empty] | K33 | 0 | [10 empty] | No | No
MC045 | Physics Building |  |  |  | MC045-B01/K34 | DBM_Roof_Mech_Power | EN.EN3 Energy Sensor | [6 empty] | K34 | 0 | [10 empty] | No | No
MC045 | Physics Building |  |  |  | MC045-B01/K35 | DB_Roof_L&amp;P | EN.EN3 Energy Sensor | [6 empty] | K35 | 0 | [10 empty] | No | No
MC045 | Physics Building |  |  |  | MC045-B01/K36 | DB_CR_Lighting | EN.EN3 Energy Sensor | [6 empty] | K36 | 0 | [10 empty] | No | No
MC045 | Physics Building |  |  |  | MC045-B01/K37 | Chiller_Power | EN.EN3 Energy Sensor | [6 empty] | K37 | 0 | [10 empty] | No | No
MC045 | Physics Building |  |  |  | MC045-B01/K38 | AHU_Power | EN.EN3 Energy Sensor | [6 empty] | K38 | 0 | [10 empty] | No | No
MC045 | Physics Building |  |  |  | MC045-B01/K39 | Service Zone Press SP | EN.EN3 Energy Sensor | [6 empty] | K39 | 0 | [10 empty] | No | No
MC045 | Physics Building |  |  |  | MC045-B01/K4 | AHU Frost Coil Setpt | EN.EN3 Energy Sensor | [6 empty] | K4 | 0 | [10 empty] | No | No
MC045 | Physics Building |  |  |  | MC045-B01/K40 | DB CR Amps | EN.EN3 Energy Sensor | [6 empty] | K40 | 0 | [10 empty] | No | No
MC045 | Physics Building |  |  |  | MC045-B01/K41 | Pump Change Day | EN.EN3 Energy Sensor | [6 empty] | K41 | 0 | [10 empty] | No | No
MC045 | Physics Building |  |  |  | MC045-B01/K42 | Pump Change Time | EN.EN3 Energy Sensor | [6 empty] | K42 | 0 | [10 empty] | No | No
MC045 | Physics Building |  |  |  | MC045-B01/K5 | 1st stage frost protection | EN.EN3 Energy Sensor | [6 empty] | K5 | 0 | [10 empty] | No | No
MC045 | Physics Building |  |  |  | MC045-B01/K52 | Main_Incomer Daily | EN.EN3 Energy Sensor | [6 empty] | K52 | 0 | [10 empty] | No | No
MC045 | Physics Building |  |  |  | MC045-B01/K53 | DB_CR_Power Daily | EN.EN3 Energy Sensor | [6 empty] | K53 | 0 | [10 empty] | No | No
MC045 | Physics Building |  |  |  | MC045-B01/K54 | DBM_Roof_Mech_Power Daily | EN.EN3 Energy Sensor | [6 empty] | K54 | 0 | [10 empty] | No | No
MC045 | Physics Building |  |  |  | MC045-B01/K55 | DB_Roof_L&amp;P Daily | EN.EN3 Energy Sensor | [6 empty] | K55 | 0 | [10 empty] | No | No
MC045 | Physics Building |  |  |  | MC045-B01/K56 | DB_CR_Lighting Daily | EN.EN3 Energy Sensor | [6 empty] | K56 | 0 | [10 empty] | No | No
MC045 | Physics Building |  |  |  | MC045-B01/K57 | Chiller_Power Daily | EN.EN3 Energy Sensor | [6 empty] | K57 | 0 | [10 empty] | No | No
MC045 | Physics Building |  |  |  | MC045-B01/K58 | AHU_Power Daily | EN.EN3 Energy Sensor | [6 empty] | K58 | 0 | [10 empty] | No | No
MC045 | Physics Building |  |  |  | MC045-B01/K59 | Main_Incomer Weekly | EN.EN3 Energy Sensor | [6 empty] | K59 | 0 | [10 empty] | No | No
MC045 | Physics Building |  |  |  | MC045-B01/K6 | TemporarySupplyAir%RH | EN.EN3 Energy Sensor | [6 empty] | K6 | 0 | [7 empty] | Degrees Celsius |  |  | No | No
MC045 | Physics Building |  |  |  | MC045-B01/K60 | DB_CR_Power Weekly | EN.EN3 Energy Sensor | [6 empty] | K60 | 0 | [10 empty] | No | No
MC045 | Physics Building |  |  |  | MC045-B01/K61 | DBM_Roof_Mech_Power Weekly | EN.EN3 Energy Sensor | [6 empty] | K61 | 0 | [10 empty] | No | No
MC045 | Physics Building |  |  |  | MC045-B01/K62 | DB_Roof_L&amp;P Weekly | EN.EN3 Energy Sensor | [6 empty] | K62 | 0 | [10 empty] | No | No
MC045 | Physics Building |  |  |  | MC045-B01/K63 | DB_CR_Lighting Weekly | EN.EN3 Energy Sensor | [6 empty] | K63 | 0 | [10 empty] | No | No
MC045 | Physics Building |  |  |  | MC045-B01/K64 | Chiller_Power Weekly | EN.EN3 Energy Sensor | [6 empty] | K64 | 0 | [10 empty] | No | No
MC045 | Physics Building |  |  |  | MC045-B01/K65 | AHU_Power Weekly | EN.EN3 Energy Sensor | [6 empty] | K65 | 0 | [10 empty] | No | No
MC045 | Physics Building |  |  |  | MC045-B01/K66 | Main_Incomer Hourly | EN.EN3 Energy Sensor | [6 empty] | K66 | 0 | [10 empty] | No | No
MC045 | Physics Building |  |  |  | MC045-B01/K67 | DB_CR_Power Hourly | EN.EN3 Energy Sensor | [6 empty] | K67 | 0 | [10 empty] | No | No
MC045 | Physics Building |  |  |  | MC045-B01/K68 | DBM_Roof_Mech_Power Hourly | EN.EN3 Energy Sensor | [6 empty] | K68 | 0 | [10 empty] | No | No
MC045 | Physics Building |  |  |  | MC045-B01/K69 | DB_Roof_L&amp;P Hourly | EN.EN3 Energy Sensor | [6 empty] | K69 | 0 | [10 empty] | No | No
MC045 | Physics Building |  |  |  | MC045-B01/K70 | DB_CR_Lighting Hourly | EN.EN3 Energy Sensor | [6 empty] | K70 | 0 | [10 empty] | No | No
MC045 | Physics Building |  |  |  | MC045-B01/K71 | Chiller_Power Hourly | EN.EN3 Energy Sensor | [6 empty] | K71 | 0 | [10 empty] | No | No
MC045 | Physics Building |  |  |  | MC045-B01/K72 | AHU_Power Hourly | EN.EN3 Energy Sensor | [6 empty] | K72 | 0 | [10 empty] | No | No
MC045 | Physics Building |  |  |  | MC045-B01/K73 | kWh_AHU | EN.EN3 Energy Sensor | [6 empty] | K73 | 0 | [10 empty] | No | No
MC045 | Physics Building |  |  |  | MC045-B01/K74 | Frequency_AHU | EN.EN3 Energy Sensor | [6 empty] | K74 | 0 | [10 empty] | No | No
MC045 | Physics Building |  |  |  | MC045-B01/K75 | Current_AHU | EN.EN3 Energy Sensor | [6 empty] | K75 | 0 | [10 empty] | No | No
MC045 | Physics Building |  |  |  | MC045-B01/K8 | Room Humidity Setpt | EN.EN3 Energy Sensor | [6 empty] | K8 | 0 | [10 empty] | No | No
MC045 | Physics Building |  |  |  | MC045-B01/K9 | AHU Hum Hi Limit | EN.EN3 Energy Sensor | [6 empty] | K9 | 0 | [10 empty] | No | No
MC045 | Physics Building |  |  |  | MC045-B01/L1 | SCC class 100 | EN.EN3 Energy Sensor | [6 empty] | L1 | 0 | [10 empty] | No | No
MC045 | Physics Building |  |  |  | MC045-B01/L10 | SCC class 100 | EN.EN3 Energy Sensor | [6 empty] | L10 | 0 | [10 empty] | No | No
MC045 | Physics Building |  |  |  | MC045-B01/L11 | Loop 11 | EN.EN3 Energy Sensor | [6 empty] | L11 | 0 | [10 empty] | No | No
MC045 | Physics Building |  |  |  | MC045-B01/L12 | Loop 12 | EN.EN3 Energy Sensor | [6 empty] | L12 | 0 | [10 empty] | No | No
MC045 | Physics Building |  |  |  | MC045-B01/L2 | Loop 2 | EN.EN3 Energy Sensor | [6 empty] | L2 | 0 | [10 empty] | No | No
MC045 | Physics Building |  |  |  | MC045-B01/L3 | Loop 3 | EN.EN3 Energy Sensor | [6 empty] | L3 | 0 | [10 empty] | No | No
MC045 | Physics Building |  |  |  | MC045-B01/L4 | Loop 4 | EN.EN3 Energy Sensor | [6 empty] | L4 | 0 | [10 empty] | No | No
MC045 | Physics Building |  |  |  | MC045-B01/L5 | Hum signal | EN.EN3 Energy Sensor | [6 empty] | L5 | 0 | [10 empty] | No | No
MC045 | Physics Building |  |  |  | MC045-B01/L6 | De-Humidity signal | EN.EN3 Energy Sensor | [6 empty] | L6 | 0 | [10 empty] | No | No
MC045 | Physics Building |  |  |  | MC045-B01/L7 | Loop 7 | EN.EN3 Energy Sensor | [6 empty] | L7 | 0 | [10 empty] | No | No
MC045 | Physics Building |  |  |  | MC045-B01/L8 | VT Valve Demand | EN.EN3 Energy Sensor | [6 empty] | L8 | 0 | [10 empty] | No | No
MC045 | Physics Building |  |  |  | MC045-B01/L9 | SCC class 1000 | EN.EN3 Energy Sensor | [6 empty] | L9 | 0 | [10 empty] | No | No
MC045 | Physics Building |  |  |  | MC045-B01/P1 | Primary CHW pressure | EN.EN3 Energy Sensor | [6 empty] | P1 | 0 | [10 empty] | No | No
MC045 | Physics Building |  |  |  | MC045-B01/P10 | Class 1000 Room Pressure | EN.EN3 Energy Sensor | [6 empty] | P10 | 0 | [10 empty] | No | No
MC045 | Physics Building |  |  |  | MC045-B01/P11 | Class 1000 change Pressure | EN.EN3 Energy Sensor | [6 empty] | P11 | 0 | [10 empty] | No | No
MC045 | Physics Building |  |  |  | MC045-B01/P12 | Class100 Hepa filter | EN.EN3 Energy Sensor | [6 empty] | P12 | 0 | [10 empty] | No | No
MC045 | Physics Building |  |  |  | MC045-B01/P13 | Class1000 Hepa filter | EN.EN3 Energy Sensor | [6 empty] | P13 | 0 | [10 empty] | No | No
MC045 | Physics Building |  |  |  | MC045-B01/P14 | Class1000 change Hepa filter | EN.EN3 Energy Sensor | [6 empty] | P14 | 0 | [10 empty] | No | No
MC045 | Physics Building |  |  |  | MC045-B01/P15 | LTHW Flow | EN.EN3 Energy Sensor | [6 empty] | P15 | 0 | [10 empty] | No | No
MC045 | Physics Building |  |  |  | MC045-B01/P17 | Outside air temperature | EN.EN3 Energy Sensor | [6 empty] | P17 | 0 | [7 empty] | Degrees Celsius |  |  | No | No
MC045 | Physics Building |  |  |  | MC045-B01/P18 | SCC VT temp | EN.EN3 Energy Sensor | [6 empty] | P18 | 0 | [10 empty] | No | No
MC045 | Physics Building |  |  |  | MC045-B01/P19 | Process vt flow | EN.EN3 Energy Sensor | [6 empty] | P19 | 0 | [10 empty] | No | No
MC045 | Physics Building |  |  |  | MC045-B01/P2 | Spare | EN.EN3 Energy Sensor | [6 empty] | P2 | 0 | [10 empty] | No | No
MC045 | Physics Building |  |  |  | MC045-B01/P20 | chw flow | EN.EN3 Energy Sensor | [6 empty] | P20 | 0 | [10 empty] | No | No
MC045 | Physics Building |  |  |  | MC045-B01/P22 | Frost Coil Temp | EN.EN3 Energy Sensor | [6 empty] | P22 | 0 | [7 empty] | Degrees Celsius |  |  | No | No
MC045 | Physics Building |  |  |  | MC045-B01/P23 | ahu supply air temp | EN.EN3 Energy Sensor | [6 empty] | P23 | 0 | [7 empty] | Degrees Celsius |  |  | No | No
MC045 | Physics Building |  |  |  | MC045-B01/P24 | ahu supply air HUM | EN.EN3 Energy Sensor | [6 empty] | P24 | 0 | [10 empty] | No | No
MC045 | Physics Building |  |  |  | MC045-B01/P25 | SCC Diff Pressure | EN.EN3 Energy Sensor | [6 empty] | P25 | 0 | [10 empty] | No | No
MC045 | Physics Building |  |  |  | MC045-B01/P26 | Process Diff pressure | EN.EN3 Energy Sensor | [6 empty] | P26 | 0 | [10 empty] | No | No
MC045 | Physics Building |  |  |  | MC045-B01/P27 | Class1000 Humidity | EN.EN3 Energy Sensor | [6 empty] | P27 | 0 | [10 empty] | No | No
MC045 | Physics Building |  |  |  | MC045-B01/P28 | Changing Temp | EN.EN3 Energy Sensor | [6 empty] | P28 | 0 | [7 empty] | Degrees Celsius |  |  | No | No
MC045 | Physics Building |  |  |  | MC045-B01/P29 | Changing Humidity | EN.EN3 Energy Sensor | [6 empty] | P29 | 0 | [10 empty] | No | No
MC045 | Physics Building |  |  |  | MC045-B01/P3 | Class100 Temp | EN.EN3 Energy Sensor | [6 empty] | P3 | 0 | [7 empty] | Degrees Celsius |  |  | No | No
MC045 | Physics Building |  |  |  | MC045-B01/P32 | xx Elec Hourly | EN.EN3 Energy Sensor | [6 empty] | P32 | 0 | [10 empty] | No | No
MC045 | Physics Building |  |  |  | MC045-B01/P33 | xx Elec Daily | EN.EN3 Energy Sensor | [6 empty] | P33 | 0 | [10 empty] | No | No
MC045 | Physics Building |  |  |  | MC045-B01/P34 | xx Elec Weekly | EN.EN3 Energy Sensor | [6 empty] | P34 | 0 | [10 empty] | No | No
MC045 | Physics Building |  |  |  | MC045-B01/P35 | CR DB Elec Hourly | EN.EN3 Energy Sensor | [6 empty] | P35 | 0 | [10 empty] | No | No
MC045 | Physics Building |  |  |  | MC045-B01/P36 | CR DB Elec daily | EN.EN3 Energy Sensor | [6 empty] | P36 | 0 | [10 empty] | No | No
MC045 | Physics Building |  |  |  | MC045-B01/P37 | CR DB Elec weekly | EN.EN3 Energy Sensor | [6 empty] | P37 | 0 | [10 empty] | No | No
MC045 | Physics Building |  |  |  | MC045-B01/P38 | DBM Roof Mech Power Hourly | EN.EN3 Energy Sensor | [6 empty] | P38 | 0 | [10 empty] | No | No
MC045 | Physics Building |  |  |  | MC045-B01/P39 | DBM Roof Mech Power Daily | EN.EN3 Energy Sensor | [6 empty] | P39 | 0 | [10 empty] | No | No
MC045 | Physics Building |  |  |  | MC045-B01/P4 | Class100 Humidity | EN.EN3 Energy Sensor | [6 empty] | P4 | 0 | [10 empty] | No | No
MC045 | Physics Building |  |  |  | MC045-B01/P40 | DBM Roof Mech Power Weekly | EN.EN3 Energy Sensor | [6 empty] | P40 | 0 | [10 empty] | No | No
MC045 | Physics Building |  |  |  | MC045-B01/P41 | Chiller DB Hourly | EN.EN3 Energy Sensor | [6 empty] | P41 | 0 | [10 empty] | No | No
MC045 | Physics Building |  |  |  | MC045-B01/P42 | Chiller DB Daily | EN.EN3 Energy Sensor | [6 empty] | P42 | 0 | [10 empty] | No | No
MC045 | Physics Building |  |  |  | MC045-B01/P43 | Chiller DB Weekly | EN.EN3 Energy Sensor | [6 empty] | P43 | 0 | [10 empty] | No | No
MC045 | Physics Building |  |  |  | MC045-B01/P44 | Roof light power Hourly | EN.EN3 Energy Sensor | [6 empty] | P44 | 0 | [10 empty] | No | No
MC045 | Physics Building |  |  |  | MC045-B01/P45 | Roof light power Daily | EN.EN3 Energy Sensor | [6 empty] | P45 | 0 | [10 empty] | No | No
MC045 | Physics Building |  |  |  | MC045-B01/P46 | Roof light power Weekly | EN.EN3 Energy Sensor | [6 empty] | P46 | 0 | [10 empty] | No | No
MC045 | Physics Building |  |  |  | MC045-B01/P47 | DB CR light Hourly | EN.EN3 Energy Sensor | [6 empty] | P47 | 0 | [10 empty] | No | No
MC045 | Physics Building |  |  |  | MC045-B01/P48 | DB CR light Daily | EN.EN3 Energy Sensor | [6 empty] | P48 | 0 | [10 empty] | No | No
MC045 | Physics Building |  |  |  | MC045-B01/P49 | DB CR light Weekly | EN.EN3 Energy Sensor | [6 empty] | P49 | 0 | [10 empty] | No | No
MC045 | Physics Building |  |  |  | MC045-B01/P52 | AHU Hourly | EN.EN3 Energy Sensor | [6 empty] | P52 | 0 | [10 empty] | No | No
MC045 | Physics Building |  |  |  | MC045-B01/P53 | AHU Daily | EN.EN3 Energy Sensor | [6 empty] | P53 | 0 | [10 empty] | No | No
MC045 | Physics Building |  |  |  | MC045-B01/P54 | AHU Weekly | EN.EN3 Energy Sensor | [6 empty] | P54 | 0 | [10 empty] | No | No
MC045 | Physics Building |  |  |  | MC045-B01/P8 | Class1000 Temp | EN.EN3 Energy Sensor | [6 empty] | P8 | 0 | [7 empty] | Degrees Celsius |  |  | No | No
MC045 | Physics Building |  |  |  | MC045-B01/P9 | Class 100 Room Pressure | EN.EN3 Energy Sensor | [6 empty] | P9 | 0 | [10 empty] | No | No
MC045 | Physics Building |  |  |  | MC045-B01/Q1 | Sequence Table 1 | EN.EN3 Energy Sensor | [6 empty] | Q1 | 0 | [10 empty] | No | No
MC045 | Physics Building |  |  |  | MC045-B01/S1 | Primary CHW pressure | EN.EN3 Energy Sensor | [6 empty] | S1 | 0 | [10 empty] | No | No
MC045 | Physics Building |  |  |  | MC045-B01/S10 | Class 1000 Room Pressure | EN.EN3 Energy Sensor | [6 empty] | S10 | 0 | [10 empty] | No | No
MC045 | Physics Building |  |  |  | MC045-B01/S11 | Change Room Pressure | EN.EN3 Energy Sensor | [6 empty] | S11 | 0 | [10 empty] | No | No
MC045 | Physics Building |  |  |  | MC045-B01/S12 | Class100 Hepa filter | EN.EN3 Energy Sensor | [6 empty] | S12 | 0 | [10 empty] | No | No
MC045 | Physics Building |  |  |  | MC045-B01/S13 | Class1000 Hepa filter | EN.EN3 Energy Sensor | [6 empty] | S13 | 0 | [10 empty] | No | No
MC045 | Physics Building |  |  |  | MC045-B01/S14 | Class1000 Change Hepa Filter | EN.EN3 Energy Sensor | [6 empty] | S14 | 0 | [10 empty] | No | No
MC045 | Physics Building |  |  |  | MC045-B01/S15 | LTHW Flow Temp | EN.EN3 Energy Sensor | [6 empty] | S15 | 0 | [7 empty] | Degrees Celsius |  |  | No | No
MC045 | Physics Building |  |  |  | MC045-B01/S17 | SCC Diff Pressure | EN.EN3 Energy Sensor | [6 empty] | S17 | 0 | [10 empty] | No | No
MC045 | Physics Building |  |  |  | MC045-B01/S18 | Process pressure | EN.EN3 Energy Sensor | [6 empty] | S18 | 0 | [10 empty] | No | No
MC045 | Physics Building |  |  |  | MC045-B01/S19 | Class1000 Humidity | EN.EN3 Energy Sensor | [6 empty] | S19 | 0 | [10 empty] | No | No
MC045 | Physics Building |  |  |  | MC045-B01/S2 | Service Zone Diff Press Sensor | EN.EN3 Energy Sensor | [6 empty] | S2 | 0 | [10 empty] | No | No
MC045 | Physics Building |  |  |  | MC045-B01/S24 | Main Incoming Elec Hourly | EN.EN3 Energy Sensor | [6 empty] | S24 | 0 | [10 empty] | No | No
MC045 | Physics Building |  |  |  | MC045-B01/S25 | Outside air temperature | EN.EN3 Energy Sensor | [6 empty] | S25 | 0 | [7 empty] | Degrees Celsius |  |  | No | No
MC045 | Physics Building |  |  |  | MC045-B01/S26 | SCC VT temp | EN.EN3 Energy Sensor | [6 empty] | S26 | 0 | [10 empty] | No | No
MC045 | Physics Building |  |  |  | MC045-B01/S27 | Process VT Flow | EN.EN3 Energy Sensor | [6 empty] | S27 | 0 | [10 empty] | No | No
MC045 | Physics Building |  |  |  | MC045-B01/S28 | CHW Flow | EN.EN3 Energy Sensor | [6 empty] | S28 | 0 | [10 empty] | No | No
MC045 | Physics Building |  |  |  | MC045-B01/S3 | Class100 Temp | EN.EN3 Energy Sensor | [6 empty] | S3 | 0 | [7 empty] | Degrees Celsius |  |  | No | No
MC045 | Physics Building |  |  |  | MC045-B01/S30 | Frost Coil Temp | EN.EN3 Energy Sensor | [6 empty] | S30 | 0 | [7 empty] | Degrees Celsius |  |  | No | No
MC045 | Physics Building |  |  |  | MC045-B01/S31 | AHU Supply Air Temp | EN.EN3 Energy Sensor | [6 empty] | S31 | 0 | [7 empty] | Degrees Celsius |  |  | No | No
MC045 | Physics Building |  |  |  | MC045-B01/S32 | AHU Supply Air Humidity | EN.EN3 Energy Sensor | [6 empty] | S32 | 0 | [10 empty] | No | No
MC045 | Physics Building |  |  |  | MC045-B01/S33 | Changing Temp | EN.EN3 Energy Sensor | [6 empty] | S33 | 0 | [7 empty] | Degrees Celsius |  |  | No | No
MC045 | Physics Building |  |  |  | MC045-B01/S34 | Changing Humidity | EN.EN3 Energy Sensor | [6 empty] | S34 | 0 | [10 empty] | No | No
MC045 | Physics Building |  |  |  | MC045-B01/S35 | Main Incoming Elec Daily | EN.EN3 Energy Sensor | [6 empty] | S35 | 0 | [10 empty] | No | No
MC045 | Physics Building |  |  |  | MC045-B01/S36 | Main Incoming Elec Weekly | EN.EN3 Energy Sensor | [6 empty] | S36 | 0 | [10 empty] | No | No
MC045 | Physics Building |  |  |  | MC045-B01/S37 | CR DB Elec Hourly | EN.EN3 Energy Sensor | [6 empty] | S37 | 0 | [10 empty] | No | No
MC045 | Physics Building |  |  |  | MC045-B01/S38 | CR DB Elec daily | EN.EN3 Energy Sensor | [6 empty] | S38 | 0 | [10 empty] | No | No
MC045 | Physics Building |  |  |  | MC045-B01/S39 | CR DB Elec weekly | EN.EN3 Energy Sensor | [6 empty] | S39 | 0 | [10 empty] | No | No
MC045 | Physics Building |  |  |  | MC045-B01/S4 | Class100 Humidity | EN.EN3 Energy Sensor | [6 empty] | S4 | 0 | [10 empty] | No | No
MC045 | Physics Building |  |  |  | MC045-B01/S40 | DBM Roof Mech Power Hourly | EN.EN3 Energy Sensor | [6 empty] | S40 | 0 | [10 empty] | No | No
MC045 | Physics Building |  |  |  | MC045-B01/S41 | DBM Roof Mech Power Daily | EN.EN3 Energy Sensor | [6 empty] | S41 | 0 | [10 empty] | No | No
MC045 | Physics Building |  |  |  | MC045-B01/S42 | DBM Roof Mech Power Weekly | EN.EN3 Energy Sensor | [6 empty] | S42 | 0 | [10 empty] | No | No
MC045 | Physics Building |  |  |  | MC045-B01/S43 | Chiller DB Hourly | EN.EN3 Energy Sensor | [6 empty] | S43 | 0 | [10 empty] | No | No
MC045 | Physics Building |  |  |  | MC045-B01/S44 | Chiller DB Daily | EN.EN3 Energy Sensor | [6 empty] | S44 | 0 | [10 empty] | No | No
MC045 | Physics Building |  |  |  | MC045-B01/S45 | Chiller DB Weekly | EN.EN3 Energy Sensor | [6 empty] | S45 | 0 | [10 empty] | No | No
MC045 | Physics Building |  |  |  | MC045-B01/S46 | Roof light power Hourly | EN.EN3 Energy Sensor | [6 empty] | S46 | 0 | [10 empty] | No | No
MC045 | Physics Building |  |  |  | MC045-B01/S47 | Roof light power Daily | EN.EN3 Energy Sensor | [6 empty] | S47 | 0 | [10 empty] | No | No
MC045 | Physics Building |  |  |  | MC045-B01/S48 | Roof light power Weekly | EN.EN3 Energy Sensor | [6 empty] | S48 | 0 | [10 empty] | No | No
MC045 | Physics Building |  |  |  | MC045-B01/S49 | DB CR light Hourly | EN.EN3 Energy Sensor | [6 empty] | S49 | 0 | [10 empty] | No | No
MC045 | Physics Building |  |  |  | MC045-B01/S50 | DB CR light Daily | EN.EN3 Energy Sensor | [6 empty] | S50 | 0 | [10 empty] | No | No
MC045 | Physics Building |  |  |  | MC045-B01/S51 | DB CR light Weekly | EN.EN3 Energy Sensor | [6 empty] | S51 | 0 | [10 empty] | No | No
MC045 | Physics Building |  |  |  | MC045-B01/S52 | AHU Hourly | EN.EN3 Energy Sensor | [6 empty] | S52 | 0 | [10 empty] | No | No
MC045 | Physics Building |  |  |  | MC045-B01/S53 | AHU Daily | EN.EN3 Energy Sensor | [6 empty] | S53 | 0 | [10 empty] | No | No
MC045 | Physics Building |  |  |  | MC045-B01/S54 | AHU Weekly | EN.EN3 Energy Sensor | [6 empty] | S54 | 0 | [10 empty] | No | No
MC045 | Physics Building |  |  |  | MC045-B01/S8 | Class1000 Temp | EN.EN3 Energy Sensor | [6 empty] | S8 | 0 | [7 empty] | Degrees Celsius |  |  | No | No
MC045 | Physics Building |  |  |  | MC045-B01/S9 | Class 100 Room Pressure | EN.EN3 Energy Sensor | [6 empty] | S9 | 0 | [10 empty] | No | No
MC045 | Physics Building |  |  |  | MC045-B01/V1 |  | EN.EN3 Energy Sensor | [6 empty] | V1 | 0 | [10 empty] | No | No
MC045 | Physics Building |  |  |  | MC045-B01/V2 |  | EN.EN3 Energy Sensor | [6 empty] | V2 | 0 | [10 empty] | No | No
MC045 | Physics Building |  |  |  | MC045-B01/W1 | LTHW Isolation valve open | EN.EN3 Energy Sensor | [6 empty] | W1 | 0 | [10 empty] | No | No
MC045 | Physics Building |  |  |  | MC045-B01/W15 | LTHW Flow Temp Alarm Allow | EN.EN3 Energy Sensor | [6 empty] | W15 | 0 | [7 empty] | Degrees Celsius |  |  | No | No
MC045 | Physics Building |  |  |  | MC045-B01/W3 | CHW Pumps ChangeDuty | EN.EN3 Energy Sensor | [6 empty] | W3 | 0 | [10 empty] | No | No
MC045 | Physics Building |  |  |  | MC045-B01/W4 | CHW Pump Fail Reset | EN.EN3 Energy Sensor | [6 empty] | W4 | 0 | [10 empty] | No | No
MC045 | Physics Building |  |  |  | MC045-B01/Y1 | Trend Thermistor | EN.EN3 Energy Sensor | [6 empty] | Y1 | 0 | [10 empty] | No | No
MC045 | Physics Building |  |  |  | MC045-B01/Y10 | Pressure V 2.5bar | EN.EN3 Energy Sensor | [6 empty] | Y10 | 0 | [10 empty] | No | No
MC045 | Physics Building |  |  |  | MC045-B01/Y2 | Trend T -20+50 | EN.EN3 Energy Sensor | [6 empty] | Y2 | 0 | [10 empty] | No | No
MC045 | Physics Building |  |  |  | MC045-B01/Y3 | Temp V 0+50 | EN.EN3 Energy Sensor | [6 empty] | Y3 | 0 | [7 empty] | Degrees Celsius |  |  | No | No
MC045 | Physics Building |  |  |  | MC045-B01/Y4 | Humidity V | EN.EN3 Energy Sensor | [6 empty] | Y4 | 0 | [10 empty] | No | No
MC045 | Physics Building |  |  |  | MC045-B01/Y5 | Pressure V 4bar | EN.EN3 Energy Sensor | [6 empty] | Y5 | 0 | [10 empty] | No | No
MC045 | Physics Building |  |  |  | MC045-B01/Y6 | Temp V 0+50 | EN.EN3 Energy Sensor | [6 empty] | Y6 | 0 | [7 empty] | Degrees Celsius |  |  | No | No
MC045 | Physics Building |  |  |  | MC045-B01/Y7 | Pressure V 50pa | EN.EN3 Energy Sensor | [6 empty] | Y7 | 0 | [10 empty] | No | No
MC045 | Physics Building |  |  |  | MC045-B01/Y8 | Pressure V 50pa | EN.EN3 Energy Sensor | [6 empty] | Y8 | 0 | [10 empty] | No | No
MC045 | Physics Building |  |  |  | MC045-B01/Y9 | Pressure I 1000Pa | EN.EN3 Energy Sensor | [6 empty] | Y9 | 0 | [10 empty] | No | No
MC045 | Physics Building |  |  |  | MC045-B01/Z1 | Occupancy Schedule | EN.EN3 Energy Sensor | [6 empty] | Z1 | 0 | [10 empty] | No | No
MC045 | Physics Building |  |  |  | MC045-B01/C1 | Virtual CNC 1 | EN.EN3 Energy Sensor | [6 empty] | C1 | 0 | [10 empty] | No | No
MC045 | Physics Building |  |  |  | MC045-B01/D1 | AHU Heating Valve | EN.EN3 Energy Sensor | [6 empty] | D1 | 0 | [10 empty] | No | No
MC045 | Physics Building |  |  |  | MC045-B01/D10 | FFU Class1000 enabled | EN.EN3 Energy Sensor | [6 empty] | D10 | 0 | [10 empty] | No | No
MC045 | Physics Building |  |  |  | MC045-B01/D11 | SCC VT | EN.EN3 Energy Sensor | [6 empty] | D11 | 0 | [10 empty] | No | No
MC045 | Physics Building |  |  |  | MC045-B01/D12 | Class1000 SCC valve | EN.EN3 Energy Sensor | [6 empty] | D12 | 0 | [10 empty] | No | No
MC045 | Physics Building |  |  |  | MC045-B01/D13 | Class1000 SCC valve2 | EN.EN3 Energy Sensor | [6 empty] | D13 | 0 | [10 empty] | No | No
MC045 | Physics Building |  |  |  | MC045-B01/D14 | SCC class 100 valve | EN.EN3 Energy Sensor | [6 empty] | D14 | 0 | [10 empty] | No | No
MC045 | Physics Building |  |  |  | MC045-B01/D15 | EF01 solvent extract | EN.EN3 Energy Sensor | [6 empty] | D15 | 0 | [10 empty] | No | No
MC045 | Physics Building |  |  |  | MC045-B01/D16 | EF03 Acid extract | EN.EN3 Energy Sensor | [6 empty] | D16 | 0 | [10 empty] | No | No
MC045 | Physics Building |  |  |  | MC045-B01/D17 | EF04 BCI3-CI2 extract | EN.EN3 Energy Sensor | [6 empty] | D17 | 0 | [10 empty] | No | No
MC045 | Physics Building |  |  |  | MC045-B01/D18 | EF05 Acid extract | EN.EN3 Energy Sensor | [6 empty] | D18 | 0 | [10 empty] | No | No
MC045 | Physics Building |  |  |  | MC045-B01/D19 | EF06 CleanHeat extract | EN.EN3 Energy Sensor | [6 empty] | D19 | 0 | [10 empty] | No | No
MC045 | Physics Building |  |  |  | MC045-B01/D2 | AHU Cooling Valve | EN.EN3 Energy Sensor | [6 empty] | D2 | 0 | [10 empty] | No | No
MC045 | Physics Building |  |  |  | MC045-B01/D20 | EF07 Ammonia extract | EN.EN3 Energy Sensor | [6 empty] | D20 | 0 | [10 empty] | No | No
MC045 | Physics Building |  |  |  | MC045-B01/D21 | AHU Supply Speed | EN.EN3 Energy Sensor | [6 empty] | D21 | 0 | [10 empty] | No | No
MC045 | Physics Building |  |  |  | MC045-B01/D22 | DOM4 No.1 | EN.EN3 Energy Sensor | [6 empty] | D22 | 0 | [10 empty] | No | No
MC045 | Physics Building |  |  |  | MC045-B01/D23 | DOM4 No.1 | EN.EN3 Energy Sensor | [6 empty] | D23 | 0 | [10 empty] | No | No
MC045 | Physics Building |  |  |  | MC045-B01/D24 | DOM4 No.1 | EN.EN3 Energy Sensor | [6 empty] | D24 | 0 | [10 empty] | No | No
MC045 | Physics Building |  |  |  | MC045-B01/D25 | DOM4 No.1 | EN.EN3 Energy Sensor | [6 empty] | D25 | 0 | [10 empty] | No | No
MC045 | Physics Building |  |  |  | MC045-B01/D26 | Process CHW Pump | EN.EN3 Energy Sensor | [6 empty] | D26 | 0 | [10 empty] | No | No
MC045 | Physics Building |  |  |  | MC045-B01/D27 | SCC Pump | EN.EN3 Energy Sensor | [6 empty] | D27 | 0 | [10 empty] | No | No
MC045 | Physics Building |  |  |  | MC045-B01/D28 | LTHW valve | EN.EN3 Energy Sensor | [6 empty] | D28 | 0 | [10 empty] | No | No
MC045 | Physics Building |  |  |  | MC045-B01/D29 | Service Zone Damper | EN.EN3 Energy Sensor | [6 empty] | D29 | 0 | [10 empty] | No | No
MC045 | Physics Building |  |  |  | MC045-B01/D3 | AHU Supply Dmpr &amp; Fan | EN.EN3 Energy Sensor | [6 empty] | D3 | 0 | [10 empty] | No | No
MC045 | Physics Building |  |  |  | MC045-B01/D30 | CHW Pumps Change-Ovr 0=1 | EN.EN3 Energy Sensor | [6 empty] | D30 | 0 | [10 empty] | No | No
MC045 | Physics Building |  |  |  | MC045-B01/D4 | AHU Frost Coil Valve | EN.EN3 Energy Sensor | [6 empty] | D4 | 0 | [10 empty] | No | No
MC045 | Physics Building |  |  |  | MC045-B01/D5 | Humidifier enable | EN.EN3 Energy Sensor | [6 empty] | D5 | 0 | [10 empty] | No | No
MC045 | Physics Building |  |  |  | MC045-B01/D6 | Humidifier demand | EN.EN3 Energy Sensor | [6 empty] | D6 | 0 | [10 empty] | No | No
MC045 | Physics Building |  |  |  | MC045-B01/D7 | Process VT | EN.EN3 Energy Sensor | [6 empty] | D7 | 0 | [10 empty] | No | No
MC045 | Physics Building |  |  |  | MC045-B01/D8 | Chiller enabled | EN.EN3 Energy Sensor | [6 empty] | D8 | 0 | [10 empty] | No | No
MC045 | Physics Building |  |  |  | MC045-B01/D9 | FFU Class100 enabled | EN.EN3 Energy Sensor | [6 empty] | D9 | 0 | [10 empty] | No | No
MC045 | Physics Building |  |  |  | MC045-B01/e1 | Supervisor | EN.EN3 Energy Sensor | [6 empty] | e1 | 0 | [10 empty] | No | No
MC045 | Physics Building |  |  |  | MC045-B01/F1 | Htg Valve | EN.EN3 Energy Sensor | [6 empty] | F1 | 0 | [10 empty] | No | No
MC045 | Physics Building |  |  |  | MC045-B01/F10 | Function 10 | EN.EN3 Energy Sensor | [6 empty] | F10 | 0 | [10 empty] | No | No
MC045 | Physics Building |  |  |  | MC045-B01/F11 | Htg Clg Dmd | EN.EN3 Energy Sensor | [6 empty] | F11 | 0 | [10 empty] | No | No
MC045 | Physics Building |  |  |  | MC045-B01/F12 | Function 12 | EN.EN3 Energy Sensor | [6 empty] | F12 | 0 | [10 empty] | No | No
MC045 | Physics Building |  |  |  | MC045-B01/F13 | Function 13 | EN.EN3 Energy Sensor | [6 empty] | F13 | 0 | [10 empty] | No | No
MC045 | Physics Building |  |  |  | MC045-B01/F14 | OS Frost | EN.EN3 Energy Sensor | [6 empty] | F14 | 0 | [10 empty] | No | No
MC045 | Physics Building |  |  |  | MC045-B01/F15 | Function 15 | EN.EN3 Energy Sensor | [6 empty] | F15 | 0 | [10 empty] | No | No
MC045 | Physics Building |  |  |  | MC045-B01/F16 | Function 16 | EN.EN3 Energy Sensor | [6 empty] | F16 | 0 | [10 empty] | No | No
MC045 | Physics Building |  |  |  | MC045-B01/F17 | Function 17 | EN.EN3 Energy Sensor | [6 empty] | F17 | 0 | [10 empty] | No | No
MC045 | Physics Building |  |  |  | MC045-B01/F18 | Function 18 | EN.EN3 Energy Sensor | [6 empty] | F18 | 0 | [10 empty] | No | No
MC045 | Physics Building |  |  |  | MC045-B01/F19 | Function 19 | EN.EN3 Energy Sensor | [6 empty] | F19 | 0 | [10 empty] | No | No
MC045 | Physics Building |  |  |  | MC045-B01/F2 | Function 2 | EN.EN3 Energy Sensor | [6 empty] | F2 | 0 | [10 empty] | No | No
MC045 | Physics Building |  |  |  | MC045-B01/F20 | HumDehum Dmd | EN.EN3 Energy Sensor | [6 empty] | F20 | 0 | [10 empty] | No | No
MC045 | Physics Building |  |  |  | MC045-B01/F21 | Function 21 | EN.EN3 Energy Sensor | [6 empty] | F21 | 0 | [10 empty] | No | No
MC045 | Physics Building |  |  |  | MC045-B01/F22 | frost coil heat demand | EN.EN3 Energy Sensor | [6 empty] | F22 | 0 | [10 empty] | No | No
MC045 | Physics Building |  |  |  | MC045-B01/F23 | Function 23 | EN.EN3 Energy Sensor | [6 empty] | F23 | 0 | [10 empty] | No | No
MC045 | Physics Building |  |  |  | MC045-B01/F24 | Function 24 | EN.EN3 Energy Sensor | [6 empty] | F24 | 0 | [10 empty] | No | No
MC045 | Physics Building |  |  |  | MC045-B01/F25 | Function 25 | EN.EN3 Energy Sensor | [6 empty] | F25 | 0 | [10 empty] | No | No
MC045 | Physics Building |  |  |  | MC045-B01/F3 | Function 3 | EN.EN3 Energy Sensor | [6 empty] | F3 | 0 | [10 empty] | No | No
MC045 | Physics Building |  |  |  | MC045-B01/F4 | Function 4 | EN.EN3 Energy Sensor | [6 empty] | F4 | 0 | [10 empty] | No | No
MC045 | Physics Building |  |  |  | MC045-B01/F5 | Function 5 | EN.EN3 Energy Sensor | [6 empty] | F5 | 0 | [10 empty] | No | No
MC045 | Physics Building |  |  |  | MC045-B01/F6 | Function 6 | EN.EN3 Energy Sensor | [6 empty] | F6 | 0 | [10 empty] | No | No
MC045 | Physics Building |  |  |  | MC045-B01/F7 | Function 7 | EN.EN3 Energy Sensor | [6 empty] | F7 | 0 | [10 empty] | No | No
MC045 | Physics Building |  |  |  | MC045-B01/F72 | Function 72 | EN.EN3 Energy Sensor | [6 empty] | F72 | 0 | [10 empty] | No | No
MC045 | Physics Building |  |  |  | MC045-B01/F73 | Function 73 | EN.EN3 Energy Sensor | [6 empty] | F73 | 0 | [10 empty] | No | No
MC045 | Physics Building |  |  |  | MC045-B01/F74 | Function 74 | EN.EN3 Energy Sensor | [6 empty] | F74 | 0 | [10 empty] | No | No
MC045 | Physics Building |  |  |  | MC045-B01/F75 | Function 75 | EN.EN3 Energy Sensor | [6 empty] | F75 | 0 | [10 empty] | No | No
MC045 | Physics Building |  |  |  | MC045-B01/F8 | Function 8 | EN.EN3 Energy Sensor | [6 empty] | F8 | 0 | [10 empty] | No | No
MC045 | Physics Building |  |  |  | MC045-B01/F9 | Function 9 | EN.EN3 Energy Sensor | [6 empty] | F9 | 0 | [10 empty] | No | No
MC045 | Physics Building |  |  |  | MC045-B01/G1 | Logic 1 | EN.EN3 Energy Sensor | [6 empty] | G1 | 0 | [10 empty] | No | No
MC045 | Physics Building |  |  |  | MC045-B01/G10 | Logic 10 | EN.EN3 Energy Sensor | [6 empty] | G10 | 0 | [10 empty] | No | No
MC045 | Physics Building |  |  |  | MC045-B01/G11 | Logic 11 | EN.EN3 Energy Sensor | [6 empty] | G11 | 0 | [10 empty] | No | No
MC045 | Physics Building |  |  |  | MC045-B01/G12 | Logic 12 | EN.EN3 Energy Sensor | [6 empty] | G12 | 0 | [10 empty] | No | No
MC045 | Physics Building |  |  |  | MC045-B01/G13 | Logic 13 | EN.EN3 Energy Sensor | [6 empty] | G13 | 0 | [10 empty] | No | No
MC045 | Physics Building |  |  |  | MC045-B01/G14 | Logic 14 | EN.EN3 Energy Sensor | [6 empty] | G14 | 0 | [10 empty] | No | No
MC045 | Physics Building |  |  |  | MC045-B01/G15 | Logic 15 | EN.EN3 Energy Sensor | [6 empty] | G15 | 0 | [10 empty] | No | No
MC045 | Physics Building |  |  |  | MC045-B01/G16 | Logic 16 | EN.EN3 Energy Sensor | [6 empty] | G16 | 0 | [10 empty] | No | No
MC045 | Physics Building |  |  |  | MC045-B01/G17 | Logic 17 | EN.EN3 Energy Sensor | [6 empty] | G17 | 0 | [10 empty] | No | No
MC045 | Physics Building |  |  |  | MC045-B01/G18 | Logic 18 | EN.EN3 Energy Sensor | [6 empty] | G18 | 0 | [10 empty] | No | No
MC045 | Physics Building |  |  |  | MC045-B01/G19 | Logic 19 | EN.EN3 Energy Sensor | [6 empty] | G19 | 0 | [10 empty] | No | No
MC045 | Physics Building |  |  |  | MC045-B01/G2 | CT Reqd AHU | EN.EN3 Energy Sensor | [6 empty] | G2 | 0 | [10 empty] | No | No
MC045 | Physics Building |  |  |  | MC045-B01/G20 | Logic 20 | EN.EN3 Energy Sensor | [6 empty] | G20 | 0 | [10 empty] | No | No
MC045 | Physics Building |  |  |  | MC045-B01/G21 | Logic 21 | EN.EN3 Energy Sensor | [6 empty] | G21 | 0 | [10 empty] | No | No
MC045 | Physics Building |  |  |  | MC045-B01/G22 | Logic 22 | EN.EN3 Energy Sensor | [6 empty] | G22 | 0 | [10 empty] | No | No
MC045 | Physics Building |  |  |  | MC045-B01/G23 | Logic 23 | EN.EN3 Energy Sensor | [6 empty] | G23 | 0 | [10 empty] | No | No
MC045 | Physics Building |  |  |  | MC045-B01/G24 | Logic 24 | EN.EN3 Energy Sensor | [6 empty] | G24 | 0 | [10 empty] | No | No
MC045 | Physics Building |  |  |  | MC045-B01/G25 | ahu control on | EN.EN3 Energy Sensor | [6 empty] | G25 | 0 | [10 empty] | No | No
MC045 | Physics Building |  |  |  | MC045-B01/G26 | Logic 26 | EN.EN3 Energy Sensor | [6 empty] | G26 | 0 | [10 empty] | No | No
MC045 | Physics Building |  |  |  | MC045-B01/G27 | Logic 27 | EN.EN3 Energy Sensor | [6 empty] | G27 | 0 | [10 empty] | No | No
MC045 | Physics Building |  |  |  | MC045-B01/G28 | 1st stage frost active | EN.EN3 Energy Sensor | [6 empty] | G28 | 0 | [7 empty] | 0 = Off, 1 = On |  |  | No | No
MC045 | Physics Building |  |  |  | MC045-B01/G29 | Logic 29 | EN.EN3 Energy Sensor | [6 empty] | G29 | 0 | [10 empty] | No | No
MC045 | Physics Building |  |  |  | MC045-B01/G3 | CHW Reqd AHU | EN.EN3 Energy Sensor | [6 empty] | G3 | 0 | [10 empty] | No | No
MC045 | Physics Building |  |  |  | MC045-B01/G30 | Logic 30 | EN.EN3 Energy Sensor | [6 empty] | G30 | 0 | [10 empty] | No | No
MC045 | Physics Building |  |  |  | MC045-B01/G31 | Logic 31 | EN.EN3 Energy Sensor | [6 empty] | G31 | 0 | [10 empty] | No | No
MC045 | Physics Building |  |  |  | MC045-B01/G32 | Logic 32 | EN.EN3 Energy Sensor | [6 empty] | G32 | 0 | [10 empty] | No | No
MC045 | Physics Building |  |  |  | MC045-B01/G33 | Logic 33 | EN.EN3 Energy Sensor | [6 empty] | G33 | 0 | [10 empty] | No | No
MC045 | Physics Building |  |  |  | MC045-B01/G34 | Logic 34 | EN.EN3 Energy Sensor | [6 empty] | G34 | 0 | [10 empty] | No | No
MC045 | Physics Building |  |  |  | MC045-B01/G35 | Logic 35 | EN.EN3 Energy Sensor | [6 empty] | G35 | 0 | [10 empty] | No | No
MC045 | Physics Building |  |  |  | MC045-B01/G36 | Logic 36 | EN.EN3 Energy Sensor | [6 empty] | G36 | 0 | [10 empty] | No | No
MC045 | Physics Building |  |  |  | MC045-B01/G37 | Logic 37 | EN.EN3 Energy Sensor | [6 empty] | G37 | 0 | [10 empty] | No | No
MC045 | Physics Building |  |  |  | MC045-B01/G38 | Logic 38 | EN.EN3 Energy Sensor | [6 empty] | G38 | 0 | [10 empty] | No | No
MC045 | Physics Building |  |  |  | MC045-B01/G39 | Logic 39 | EN.EN3 Energy Sensor | [6 empty] | G39 | 0 | [10 empty] | No | No
MC045 | Physics Building |  |  |  | MC045-B01/G4 | Logic 4 | EN.EN3 Energy Sensor | [6 empty] | G4 | 0 | [10 empty] | No | No
MC045 | Physics Building |  |  |  | MC045-B01/G40 | Logic 40 | EN.EN3 Energy Sensor | [6 empty] | G40 | 0 | [10 empty] | No | No
MC045 | Physics Building |  |  |  | MC045-B01/G41 | Logic 41 | EN.EN3 Energy Sensor | [6 empty] | G41 | 0 | [10 empty] | No | No
MC045 | Physics Building |  |  |  | MC045-B01/G42 | Logic 42 | EN.EN3 Energy Sensor | [6 empty] | G42 | 0 | [10 empty] | No | No
MC045 | Physics Building |  |  |  | MC045-B01/G43 | Logic 43 | EN.EN3 Energy Sensor | [6 empty] | G43 | 0 | [10 empty] | No | No
MC045 | Physics Building |  |  |  | MC045-B01/G44 | Logic 44 | EN.EN3 Energy Sensor | [6 empty] | G44 | 0 | [10 empty] | No | No
MC045 | Physics Building |  |  |  | MC045-B01/G45 | Logic 45 | EN.EN3 Energy Sensor | [6 empty] | G45 | 0 | [10 empty] | No | No
MC045 | Physics Building |  |  |  | MC045-B01/G46 | Logic 46 | EN.EN3 Energy Sensor | [6 empty] | G46 | 0 | [10 empty] | No | No
MC045 | Physics Building |  |  |  | MC045-B01/G47 | Logic 47 | EN.EN3 Energy Sensor | [6 empty] | G47 | 0 | [10 empty] | No | No
MC045 | Physics Building |  |  |  | MC045-B01/G48 | Logic 48 | EN.EN3 Energy Sensor | [6 empty] | G48 | 0 | [10 empty] | No | No
MC045 | Physics Building |  |  |  | MC045-B01/G49 | Logic 49 | EN.EN3 Energy Sensor | [6 empty] | G49 | 0 | [10 empty] | No | No
MC045 | Physics Building |  |  |  | MC045-B01/G5 | Ventilation Required | EN.EN3 Energy Sensor | [6 empty] | G5 | 0 | [10 empty] | No | No
MC045 | Physics Building |  |  |  | MC045-B01/G50 | Logic 50 | EN.EN3 Energy Sensor | [6 empty] | G50 | 0 | [10 empty] | No | No
MC045 | Physics Building |  |  |  | MC045-B01/G51 | Logic 51 | EN.EN3 Energy Sensor | [6 empty] | G51 | 0 | [10 empty] | No | No
MC045 | Physics Building |  |  |  | MC045-B01/G52 | Logic 52 | EN.EN3 Energy Sensor | [6 empty] | G52 | 0 | [10 empty] | No | No
MC045 | Physics Building |  |  |  | MC045-B01/G53 | Logic 53 | EN.EN3 Energy Sensor | [6 empty] | G53 | 0 | [10 empty] | No | No
MC045 | Physics Building |  |  |  | MC045-B01/G54 | Logic 54 | EN.EN3 Energy Sensor | [6 empty] | G54 | 0 | [10 empty] | No | No
MC045 | Physics Building |  |  |  | MC045-B01/G55 | Logic 55 | EN.EN3 Energy Sensor | [6 empty] | G55 | 0 | [10 empty] | No | No
MC045 | Physics Building |  |  |  | MC045-B01/G56 | Logic 56 | EN.EN3 Energy Sensor | [6 empty] | G56 | 0 | [10 empty] | No | No
MC045 | Physics Building |  |  |  | MC045-B01/G57 | Logic 57 | EN.EN3 Energy Sensor | [6 empty] | G57 | 0 | [10 empty] | No | No
MC045 | Physics Building |  |  |  | MC045-B01/G58 | Logic 58 | EN.EN3 Energy Sensor | [6 empty] | G58 | 0 | [10 empty] | No | No
MC045 | Physics Building |  |  |  | MC045-B01/G6 | AHU Fans Run | EN.EN3 Energy Sensor | [6 empty] | G6 | 0 | [10 empty] | No | No
MC045 | Physics Building |  |  |  | MC045-B01/G7 | AHU Fans Reqd | EN.EN3 Energy Sensor | [6 empty] | G7 | 0 | [10 empty] | No | No
MC045 | Physics Building |  |  |  | MC045-B01/G71 | Logic 71 | EN.EN3 Energy Sensor | [6 empty] | G71 | 0 | [10 empty] | No | No
MC045 | Physics Building |  |  |  | MC045-B01/G72 | Logic 72 | EN.EN3 Energy Sensor | [6 empty] | G72 | 0 | [10 empty] | No | No
MC045 | Physics Building |  |  |  | MC045-B01/G73 | CHWPumpP2Reqd | EN.EN3 Energy Sensor | [6 empty] | G73 | 0 | [10 empty] | No | No
MC045 | Physics Building |  |  |  | MC045-B01/G74 | Logic 74 | EN.EN3 Energy Sensor | [6 empty] | G74 | 0 | [10 empty] | No | No
MC045 | Physics Building |  |  |  | MC045-B01/G75 | Logic 75 | EN.EN3 Energy Sensor | [6 empty] | G75 | 0 | [10 empty] | No | No
MC045 | Physics Building |  |  |  | MC045-B01/G76 | Logic 76 | EN.EN3 Energy Sensor | [6 empty] | G76 | 0 | [10 empty] | No | No
MC045 | Physics Building |  |  |  | MC045-B01/G77 | CHW PumpP1Reqd | EN.EN3 Energy Sensor | [6 empty] | G77 | 0 | [10 empty] | No | No
MC045 | Physics Building |  |  |  | MC045-B01/G78 | Logic 78 | EN.EN3 Energy Sensor | [6 empty] | G78 | 0 | [10 empty] | No | No
MC045 | Physics Building |  |  |  | MC045-B01/G79 | Change duty | EN.EN3 Energy Sensor | [6 empty] | G79 | 0 | [10 empty] | No | No
MC045 | Physics Building |  |  |  | MC045-B01/G8 | Logic 8 | EN.EN3 Energy Sensor | [6 empty] | G8 | 0 | [10 empty] | No | No
MC045 | Physics Building |  |  |  | MC045-B01/G80 | Logic 80 | EN.EN3 Energy Sensor | [6 empty] | G80 | 0 | [10 empty] | No | No
MC045 | Physics Building |  |  |  | MC045-B01/G81 | Fail Reset | EN.EN3 Energy Sensor | [6 empty] | G81 | 0 | [10 empty] | No | No
MC045 | Physics Building |  |  |  | MC045-B01/G82 | Logic 82 | EN.EN3 Energy Sensor | [6 empty] | G82 | 0 | [10 empty] | No | No
MC045 | Physics Building |  |  |  | MC045-B01/G83 | Logic 83 | EN.EN3 Energy Sensor | [6 empty] | G83 | 0 | [10 empty] | No | No
MC045 | Physics Building |  |  |  | MC045-B01/G84 | Logic 84 | EN.EN3 Energy Sensor | [6 empty] | G84 | 0 | [10 empty] | No | No
MC045 | Physics Building |  |  |  | MC045-B01/G85 | Logic 85 | EN.EN3 Energy Sensor | [6 empty] | G85 | 0 | [10 empty] | No | No
MC045 | Physics Building |  |  |  | MC045-B01/G86 | Logic 86 | EN.EN3 Energy Sensor | [6 empty] | G86 | 0 | [10 empty] | No | No
MC045 | Physics Building |  |  |  | MC045-B01/G87 | Logic 87 | EN.EN3 Energy Sensor | [6 empty] | G87 | 0 | [10 empty] | No | No
MC045 | Physics Building |  |  |  | MC045-B01/G88 | Logic 88 | EN.EN3 Energy Sensor | [6 empty] | G88 | 0 | [10 empty] | No | No
MC045 | Physics Building |  |  |  | MC045-B01/G9 | Logic 9 | EN.EN3 Energy Sensor | [6 empty] | G9 | 0 | [10 empty] | No | No
MC045 | Physics Building |  |  |  | MC045-B01/I1 | Process pump fail | EN.EN3 Energy Sensor | [6 empty] | I1 | 0 | [10 empty] | No | No
MC045 | Physics Building |  |  |  | MC045-B01/I100 | EF03 Acid extract flow fail | EN.EN3 Energy Sensor | [6 empty] | I100 | 0 | [10 empty] | No | No
MC045 | Physics Building |  |  |  | MC045-B01/I101 | EF04 BCI3-CI2 extract fail | EN.EN3 Energy Sensor | [6 empty] | I101 | 0 | [10 empty] | No | No
MC045 | Physics Building |  |  |  | MC045-B01/I102 | EF06 CleanHeat extract fail | EN.EN3 Energy Sensor | [6 empty] | I102 | 0 | [10 empty] | No | No
MC045 | Physics Building |  |  |  | MC045-B01/I103 | EF05 Acid extract fail | EN.EN3 Energy Sensor | [6 empty] | I103 | 0 | [10 empty] | No | No
MC045 | Physics Building |  |  |  | MC045-B01/I104 | EF07 Ammonia extract fail | EN.EN3 Energy Sensor | [6 empty] | I104 | 0 | [10 empty] | No | No
MC045 | Physics Building |  |  |  | MC045-B01/I110 | Primary CHW Press Out of Limit | EN.EN3 Energy Sensor | [6 empty] | I110 | 0 | [10 empty] | No | No
MC045 | Physics Building |  |  |  | MC045-B01/I111 | ServiceZone Press Out of Limit | EN.EN3 Energy Sensor | [6 empty] | I111 | 0 | [10 empty] | No | No
MC045 | Physics Building |  |  |  | MC045-B01/I112 | Class100 Rm Press Out of Limit | EN.EN3 Energy Sensor | [6 empty] | I112 | 0 | [10 empty] | No | No
MC045 | Physics Building |  |  |  | MC045-B01/I113 | Class1000Rm Press Out of Limit | EN.EN3 Energy Sensor | [6 empty] | I113 | 0 | [10 empty] | No | No
MC045 | Physics Building |  |  |  | MC045-B01/I114 | Class100Chg Press Out of Limit | EN.EN3 Energy Sensor | [6 empty] | I114 | 0 | [10 empty] | No | No
MC045 | Physics Building |  |  |  | MC045-B01/I115 | Class100HepaPress Out of Limit | EN.EN3 Energy Sensor | [6 empty] | I115 | 0 | [10 empty] | No | No
MC045 | Physics Building |  |  |  | MC045-B01/I116 | Class1000HepaPress OutofLimit | EN.EN3 Energy Sensor | [6 empty] | I116 | 0 | [10 empty] | No | No
MC045 | Physics Building |  |  |  | MC045-B01/I117 | Class1000HepaPress OutofLimit | EN.EN3 Energy Sensor | [6 empty] | I117 | 0 | [10 empty] | No | No
MC045 | Physics Building |  |  |  | MC045-B01/I2 | SCC pump fail | EN.EN3 Energy Sensor | [6 empty] | I2 | 0 | [10 empty] | No | No
MC045 | Physics Building |  |  |  | MC045-B01/I23 | AHU Inlet Damper Fail | EN.EN3 Energy Sensor | [6 empty] | I23 | 0 | [10 empty] | No | No
MC045 | Physics Building |  |  |  | MC045-B01/I24 | AHU Supply Flow Fail | EN.EN3 Energy Sensor | [6 empty] | I24 | 0 | [10 empty] | No | No
MC045 | Physics Building |  |  |  | MC045-B01/I3 | Chiller Fault | EN.EN3 Energy Sensor | [6 empty] | I3 | 0 | [10 empty] | No | No
MC045 | Physics Building |  |  |  | MC045-B01/I4 | Chiller Failed | EN.EN3 Energy Sensor | [6 empty] | I4 | 0 | [10 empty] | No | No
MC045 | Physics Building |  |  |  | MC045-B01/I50 | Fire Alarm Activated | EN.EN3 Energy Sensor | [6 empty] | I50 | 0 | [10 empty] | No | No
MC045 | Physics Building |  |  |  | MC045-B01/I51 | Low Pressure SCC | EN.EN3 Energy Sensor | [6 empty] | I51 | 0 | [10 empty] | No | No
MC045 | Physics Building |  |  |  | MC045-B01/I52 | Emergency Push Button | EN.EN3 Energy Sensor | [6 empty] | I52 | 0 | [10 empty] | No | No
MC045 | Physics Building |  |  |  | MC045-B01/I53 | Fault PU SCC | EN.EN3 Energy Sensor | [6 empty] | I53 | 0 | [10 empty] | No | No
MC045 | Physics Building |  |  |  | MC045-B01/I54 | Extract Only Command | EN.EN3 Energy Sensor | [6 empty] | I54 | 0 | [10 empty] | No | No
MC045 | Physics Building |  |  |  | MC045-B01/I55 | Processed CHW Pump Flow Prove | EN.EN3 Energy Sensor | [6 empty] | I55 | 0 | [10 empty] | No | No
MC045 | Physics Building |  |  |  | MC045-B01/I56 | HVAC Auto Command | EN.EN3 Energy Sensor | [6 empty] | I56 | 0 | [10 empty] | No | No
MC045 | Physics Building |  |  |  | MC045-B01/I57 | EF01 Solvent Extract Fault | EN.EN3 Energy Sensor | [6 empty] | I57 | 0 | [10 empty] | No | No
MC045 | Physics Building |  |  |  | MC045-B01/I58 | SCC Pump Flow Prove | EN.EN3 Energy Sensor | [6 empty] | I58 | 0 | [10 empty] | No | No
MC045 | Physics Building |  |  |  | MC045-B01/I59 | AHU Flow Prove | EN.EN3 Energy Sensor | [6 empty] | I59 | 0 | [10 empty] | No | No
MC045 | Physics Building |  |  |  | MC045-B01/I6 | CHW Pump1Fail | EN.EN3 Energy Sensor | [6 empty] | I6 | 0 | [10 empty] | No | No
MC045 | Physics Building |  |  |  | MC045-B01/I61 | Low Pressure Process | EN.EN3 Energy Sensor | [6 empty] | I61 | 0 | [10 empty] | No | No
MC045 | Physics Building |  |  |  | MC045-B01/I62 | Damper Open | EN.EN3 Energy Sensor | [6 empty] | I62 | 0 | [10 empty] | No | No
MC045 | Physics Building |  |  |  | MC045-B01/I63 | AHU Inverter Fault | EN.EN3 Energy Sensor | [6 empty] | I63 | 0 | [10 empty] | No | No
MC045 | Physics Building |  |  |  | MC045-B01/I64 | EF01 Solvent Extract FlowProve | EN.EN3 Energy Sensor | [6 empty] | I64 | 0 | [10 empty] | No | No
MC045 | Physics Building |  |  |  | MC045-B01/I65 | EF03 Acid Extract Fault | EN.EN3 Energy Sensor | [6 empty] | I65 | 0 | [10 empty] | No | No
MC045 | Physics Building |  |  |  | MC045-B01/I66 | EF03 Acid Extract Flow Prove | EN.EN3 Energy Sensor | [6 empty] | I66 | 0 | [10 empty] | No | No
MC045 | Physics Building |  |  |  | MC045-B01/I67 | EF04 BCi3Ci2 Extract Fault | EN.EN3 Energy Sensor | [6 empty] | I67 | 0 | [10 empty] | No | No
MC045 | Physics Building |  |  |  | MC045-B01/I68 | EF05 Acid Extract Flow Prove | EN.EN3 Energy Sensor | [6 empty] | I68 | 0 | [10 empty] | No | No
MC045 | Physics Building |  |  |  | MC045-B01/I69 | EF06 Clean Heat Extract Fault | EN.EN3 Energy Sensor | [6 empty] | I69 | 0 | [10 empty] | No | No
MC045 | Physics Building |  |  |  | MC045-B01/I7 | CHW Pump2Fail | EN.EN3 Energy Sensor | [6 empty] | I7 | 0 | [10 empty] | No | No
MC045 | Physics Building |  |  |  | MC045-B01/I70 | EF07 Ammonia Extract FlowProve | EN.EN3 Energy Sensor | [6 empty] | I70 | 0 | [10 empty] | No | No
MC045 | Physics Building |  |  |  | MC045-B01/I71 | Humidifier Fault | EN.EN3 Energy Sensor | [6 empty] | I71 | 0 | [10 empty] | No | No
MC045 | Physics Building |  |  |  | MC045-B01/I72 | FFU Class100 Fault | EN.EN3 Energy Sensor | [6 empty] | I72 | 0 | [10 empty] | No | No
MC045 | Physics Building |  |  |  | MC045-B01/I73 | FFU Class1000 fault | EN.EN3 Energy Sensor | [6 empty] | I73 | 0 | [10 empty] | No | No
MC045 | Physics Building |  |  |  | MC045-B01/I74 | EF04 BCi3Ci2 Extract FlowProve | EN.EN3 Energy Sensor | [6 empty] | I74 | 0 | [10 empty] | No | No
MC045 | Physics Building |  |  |  | MC045-B01/I75 | EF05 Acid Extract Fault | EN.EN3 Energy Sensor | [6 empty] | I75 | 0 | [10 empty] | No | No
MC045 | Physics Building |  |  |  | MC045-B01/I76 | EF06 Clean Heat Ext Flow Prove | EN.EN3 Energy Sensor | [6 empty] | I76 | 0 | [10 empty] | No | No
MC045 | Physics Building |  |  |  | MC045-B01/I77 | EF07 Ammonia Extract Fault | EN.EN3 Energy Sensor | [6 empty] | I77 | 0 | [10 empty] | No | No
MC045 | Physics Building |  |  |  | MC045-B01/I80 | Gas Sensor4 Fault | EN.EN3 Energy Sensor | [6 empty] | I80 | 0 | [10 empty] | No | No
MC045 | Physics Building |  |  |  | MC045-B01/I81 | Gas Sensor5 Fault | EN.EN3 Energy Sensor | [6 empty] | I81 | 0 | [10 empty] | No | No
MC045 | Physics Building |  |  |  | MC045-B01/I82 | Gas Sensor6 Fault | EN.EN3 Energy Sensor | [6 empty] | I82 | 0 | [10 empty] | No | No
MC045 | Physics Building |  |  |  | MC045-B01/I83 | Gas Sensor7 Fault | EN.EN3 Energy Sensor | [6 empty] | I83 | 0 | [10 empty] | No | No
MC045 | Physics Building |  |  |  | MC045-B01/I86 | Humidistat | EN.EN3 Energy Sensor | [6 empty] | I86 | 0 | [10 empty] | No | No
MC045 | Physics Building |  |  |  | MC045-B01/I87 | Frost Stat | EN.EN3 Energy Sensor | [6 empty] | I87 | 0 | [10 empty] | No | No
MC045 | Physics Building |  |  |  | MC045-B01/I88 | AHU H13 Hepa filter | EN.EN3 Energy Sensor | [6 empty] | I88 | 0 | [10 empty] | No | No
MC045 | Physics Building |  |  |  | MC045-B01/I89 | Gas Panel fault | EN.EN3 Energy Sensor | [6 empty] | I89 | 0 | [10 empty] | No | No
MC045 | Physics Building |  |  |  | MC045-B01/I90 | Air compressor Fault | EN.EN3 Energy Sensor | [6 empty] | I90 | 0 | [10 empty] | No | No
MC045 | Physics Building |  |  |  | MC045-B01/I94 | AHU G4 Panel filter | EN.EN3 Energy Sensor | [6 empty] | I94 | 0 | [10 empty] | No | No
MC045 | Physics Building |  |  |  | MC045-L02/M001 | Physics/Faraday | EN.EN2 Energy Meter | [6 empty] | 1 | 0 | [10 empty] | No | No
MC045 | Physics Building |  |  |  | MC045-L03/M001 | Quantum Lab | EN.EN2 Energy Meter | [6 empty] | 1 | 0 | [7 empty] | kWh |  |  | No | No
MC045 | Physics Building |  |  |  | MC045-L03/M002 | Quantum Lab | EN.EN2 Energy Meter | [6 empty] | 2 | 0 | [7 empty] | kWh |  |  | No | No
MC067 | Pre-School Centre | A31 | Plant Room |  | MC067-L01 | Data logger: Pre-School Centre | EN.EN1 Data Logger |  |  |  |  | Multilog G2 | Enercom | 05019836F200 | 0 |  |  | 10.23.14.162 |  | 00-50-C2-2C-3F-03
MC067 | Pre-School Centre |  |  |  | MC067-B01 | BMS Controller: Pre-School Centre | EN.EN4 BMS Controller |  |  |  |  | IQ3xcite16 | Trend | {9C4F6326-A965-43B7-8257-7C349D06E1BD} | 0
MC067 | Pre-School Centre |  |  |  | MC067-B01/C1 | Virtual CNC 1 | EN.EN3 Energy Sensor | [6 empty] | C1 | 0 | [10 empty] | No | No
MC067 | Pre-School Centre |  |  |  | MC067-B01/D1 | Boiler Enable | EN.EN3 Energy Sensor | [6 empty] | D1 | 0 | [10 empty] | No | No
MC067 | Pre-School Centre |  |  |  | MC067-B01/D11 | VT Control Valve | EN.EN3 Energy Sensor | [6 empty] | D11 | 0 | [10 empty] | No | No
MC067 | Pre-School Centre |  |  |  | MC067-B01/D2 | DHWS Pumps Enable | EN.EN3 Energy Sensor | [6 empty] | D2 | 0 | [10 empty] | No | No
MC067 | Pre-School Centre |  |  |  | MC067-B01/D3 | Main Heating Pumps Enable | EN.EN3 Energy Sensor | [6 empty] | D3 | 0 | [10 empty] | No | No
MC067 | Pre-School Centre |  |  |  | MC067-B01/D5 | HWS Control Valve | EN.EN3 Energy Sensor | [6 empty] | D5 | 0 | [10 empty] | No | No
MC067 | Pre-School Centre |  |  |  | MC067-B01/D6 | DHW Summer &amp; UF Boiler | EN.EN3 Energy Sensor | [6 empty] | D6 | 0 | [10 empty] | No | No
MC067 | Pre-School Centre |  |  |  | MC067-B01/e1 | Alarms 963 | EN.EN3 Energy Sensor | [6 empty] | e1 | 0 | [10 empty] | No | No
MC067 | Pre-School Centre |  |  |  | MC067-B01/F1 | Function 1 | EN.EN3 Energy Sensor | [6 empty] | F1 | 0 | [10 empty] | No | No
MC067 | Pre-School Centre |  |  |  | MC067-B01/F10 | 4Dix Stable Value | EN.EN3 Energy Sensor | [6 empty] | F10 | 0 | [10 empty] | No | No
MC067 | Pre-School Centre |  |  |  | MC067-B01/F11 | Function 11 | EN.EN3 Energy Sensor | [6 empty] | F11 | 0 | [10 empty] | No | No
MC067 | Pre-School Centre |  |  |  | MC067-B01/F12 | Summer Immersion | EN.EN3 Energy Sensor | [6 empty] | F12 | 0 | [10 empty] | No | No
MC067 | Pre-School Centre |  |  |  | MC067-B01/F13 | Function 13 | EN.EN3 Energy Sensor | [6 empty] | F13 | 0 | [10 empty] | No | No
MC067 | Pre-School Centre |  |  |  | MC067-B01/F14 | Function 14 | EN.EN3 Energy Sensor | [6 empty] | F14 | 0 | [10 empty] | No | No
MC067 | Pre-School Centre |  |  |  | MC067-B01/F15 | Function 15 | EN.EN3 Energy Sensor | [6 empty] | F15 | 0 | [10 empty] | No | No
MC067 | Pre-School Centre |  |  |  | MC067-B01/F16 | Function 16 | EN.EN3 Energy Sensor | [6 empty] | F16 | 0 | [10 empty] | No | No
MC067 | Pre-School Centre |  |  |  | MC067-B01/F17 | Function 17 | EN.EN3 Energy Sensor | [6 empty] | F17 | 0 | [10 empty] | No | No
MC067 | Pre-School Centre |  |  |  | MC067-B01/F18 | HWS Demand | EN.EN3 Energy Sensor | [6 empty] | F18 | 0 | [10 empty] | No | No
MC067 | Pre-School Centre |  |  |  | MC067-B01/F19 | Function 19 | EN.EN3 Energy Sensor | [6 empty] | F19 | 0 | [10 empty] | No | No
MC067 | Pre-School Centre |  |  |  | MC067-B01/F2 | Is 4Dix Value Changing | EN.EN3 Energy Sensor | [6 empty] | F2 | 0 | [10 empty] | No | No
MC067 | Pre-School Centre |  |  |  | MC067-B01/F20 | Function 20 | EN.EN3 Energy Sensor | [6 empty] | F20 | 0 | [10 empty] | No | No
MC067 | Pre-School Centre |  |  |  | MC067-B01/F21 | Function 21 | EN.EN3 Energy Sensor | [6 empty] | F21 | 0 | [10 empty] | No | No
MC067 | Pre-School Centre |  |  |  | MC067-B01/F22 | Function 22 | EN.EN3 Energy Sensor | [6 empty] | F22 | 0 | [10 empty] | No | No
MC067 | Pre-School Centre |  |  |  | MC067-B01/F23 | Boiler 2RM OP | EN.EN3 Energy Sensor | [6 empty] | F23 | 0 | [10 empty] | No | No
MC067 | Pre-School Centre |  |  |  | MC067-B01/F24 | Function 24 | EN.EN3 Energy Sensor | [6 empty] | F24 | 0 | [10 empty] | No | No
MC067 | Pre-School Centre |  |  |  | MC067-B01/F25 | Function 25 | EN.EN3 Energy Sensor | [6 empty] | F25 | 0 | [10 empty] | No | No
MC067 | Pre-School Centre |  |  |  | MC067-B01/F26 | Function 26 | EN.EN3 Energy Sensor | [6 empty] | F26 | 0 | [10 empty] | No | No
MC067 | Pre-School Centre |  |  |  | MC067-B01/F27 | Function 27 | EN.EN3 Energy Sensor | [6 empty] | F27 | 0 | [10 empty] | No | No
MC067 | Pre-School Centre |  |  |  | MC067-B01/F28 | Function 28 | EN.EN3 Energy Sensor | [6 empty] | F28 | 0 | [10 empty] | No | No
MC067 | Pre-School Centre |  |  |  | MC067-B01/F29 | 4Dix Value Decoder | EN.EN3 Energy Sensor | [6 empty] | F29 | 0 | [10 empty] | No | No
MC067 | Pre-School Centre |  |  |  | MC067-B01/F3 | Function 3 | EN.EN3 Energy Sensor | [6 empty] | F3 | 0 | [10 empty] | No | No
MC067 | Pre-School Centre |  |  |  | MC067-B01/F30 | HWS Sec Pumps Enable | EN.EN3 Energy Sensor | [6 empty] | F30 | 0 | [10 empty] | No | No
MC067 | Pre-School Centre |  |  |  | MC067-B01/F31 | Function 31 | EN.EN3 Energy Sensor | [6 empty] | F31 | 0 | [10 empty] | No | No
MC067 | Pre-School Centre |  |  |  | MC067-B01/F32 | Function 32 | EN.EN3 Energy Sensor | [6 empty] | F32 | 0 | [10 empty] | No | No
MC067 | Pre-School Centre |  |  |  | MC067-B01/F33 | HWS Pri Pumps Enable | EN.EN3 Energy Sensor | [6 empty] | F33 | 0 | [10 empty] | No | No
MC067 | Pre-School Centre |  |  |  | MC067-B01/F34 | Function 34 | EN.EN3 Energy Sensor | [6 empty] | F34 | 0 | [10 empty] | No | No
MC067 | Pre-School Centre |  |  |  | MC067-B01/F35 | Function 35 | EN.EN3 Energy Sensor | [6 empty] | F35 | 0 | [10 empty] | No | No
MC067 | Pre-School Centre |  |  |  | MC067-B01/F36 | Underfloor Boiler | EN.EN3 Energy Sensor | [6 empty] | F36 | 0 | [10 empty] | No | No
MC067 | Pre-School Centre |  |  |  | MC067-B01/F37 | Both Required | EN.EN3 Energy Sensor | [6 empty] | F37 | 0 | [10 empty] | No | No
MC067 | Pre-School Centre |  |  |  | MC067-B01/F38 | Function 38 | EN.EN3 Energy Sensor | [6 empty] | F38 | 0 | [10 empty] | No | No
MC067 | Pre-School Centre |  |  |  | MC067-B01/F39 | Function 39 | EN.EN3 Energy Sensor | [6 empty] | F39 | 0 | [10 empty] | No | No
MC067 | Pre-School Centre |  |  |  | MC067-B01/F4 | OS Frost | EN.EN3 Energy Sensor | [6 empty] | F4 | 0 | [10 empty] | No | No
MC067 | Pre-School Centre |  |  |  | MC067-B01/F40 | Function 40 | EN.EN3 Energy Sensor | [6 empty] | F40 | 0 | [10 empty] | No | No
MC067 | Pre-School Centre |  |  |  | MC067-B01/F41 | Function 41 | EN.EN3 Energy Sensor | [6 empty] | F41 | 0 | [10 empty] | No | No
MC067 | Pre-School Centre |  |  |  | MC067-B01/F42 | Function 42 | EN.EN3 Energy Sensor | [6 empty] | F42 | 0 | [10 empty] | No | No
MC067 | Pre-School Centre |  |  |  | MC067-B01/F43 | Function 43 | EN.EN3 Energy Sensor | [6 empty] | F43 | 0 | [10 empty] | No | No
MC067 | Pre-School Centre |  |  |  | MC067-B01/F44 | Function 44 | EN.EN3 Energy Sensor | [6 empty] | F44 | 0 | [10 empty] | No | No
MC067 | Pre-School Centre |  |  |  | MC067-B01/F45 | 1 hour | EN.EN3 Energy Sensor | [6 empty] | F45 | 0 | [10 empty] | No | No
MC067 | Pre-School Centre |  |  |  | MC067-B01/F46 | Function 46 | EN.EN3 Energy Sensor | [6 empty] | F46 | 0 | [10 empty] | No | No
MC067 | Pre-School Centre |  |  |  | MC067-B01/F47 | Function 47 | EN.EN3 Energy Sensor | [6 empty] | F47 | 0 | [10 empty] | No | No
MC067 | Pre-School Centre |  |  |  | MC067-B01/F48 | Function 48 | EN.EN3 Energy Sensor | [6 empty] | F48 | 0 | [10 empty] | No | No
MC067 | Pre-School Centre |  |  |  | MC067-B01/F49 | 1 hour | EN.EN3 Energy Sensor | [6 empty] | F49 | 0 | [10 empty] | No | No
MC067 | Pre-School Centre |  |  |  | MC067-B01/F5 | Function 5 | EN.EN3 Energy Sensor | [6 empty] | F5 | 0 | [10 empty] | No | No
MC067 | Pre-School Centre |  |  |  | MC067-B01/F6 | Function 6 | EN.EN3 Energy Sensor | [6 empty] | F6 | 0 | [10 empty] | No | No
MC067 | Pre-School Centre |  |  |  | MC067-B01/F7 | Function 7 | EN.EN3 Energy Sensor | [6 empty] | F7 | 0 | [10 empty] | No | No
MC067 | Pre-School Centre |  |  |  | MC067-B01/F8 | 3rd stage frost protection | EN.EN3 Energy Sensor | [6 empty] | F8 | 0 | [10 empty] | No | No
MC067 | Pre-School Centre |  |  |  | MC067-B01/F9 | 4Dix Previous Value | EN.EN3 Energy Sensor | [6 empty] | F9 | 0 | [10 empty] | No | No
MC067 | Pre-School Centre |  |  |  | MC067-B01/G1 | Boilers Allow | EN.EN3 Energy Sensor | [6 empty] | G1 | 0 | [10 empty] | No | No
MC067 | Pre-School Centre |  |  |  | MC067-B01/G10 | 1st stage frost active | EN.EN3 Energy Sensor | [6 empty] | G10 | 0 | [7 empty] | 0 = Off, 1 = On |  |  | No | No
MC067 | Pre-School Centre |  |  |  | MC067-B01/G11 | Heating Reqd | EN.EN3 Energy Sensor | [6 empty] | G11 | 0 | [10 empty] | No | No
MC067 | Pre-School Centre |  |  |  | MC067-B01/G12 | Heating Pumps Reqd | EN.EN3 Energy Sensor | [6 empty] | G12 | 0 | [10 empty] | No | No
MC067 | Pre-School Centre |  |  |  | MC067-B01/G13 | Immersion Hrs Run | EN.EN3 Energy Sensor | [6 empty] | G13 | 0 | [10 empty] | No | No
MC067 | Pre-School Centre |  |  |  | MC067-B01/G14 | Boiler 2 Hours | EN.EN3 Energy Sensor | [6 empty] | G14 | 0 | [10 empty] | No | No
MC067 | Pre-School Centre |  |  |  | MC067-B01/G15 | Logic 15 | EN.EN3 Energy Sensor | [6 empty] | G15 | 0 | [10 empty] | No | No
MC067 | Pre-School Centre |  |  |  | MC067-B01/G16 | Logic 16 | EN.EN3 Energy Sensor | [6 empty] | G16 | 0 | [10 empty] | No | No
MC067 | Pre-School Centre |  |  |  | MC067-B01/G18 | Logic 18 | EN.EN3 Energy Sensor | [6 empty] | G18 | 0 | [10 empty] | No | No
MC067 | Pre-School Centre |  |  |  | MC067-B01/G19 | Logic 19 | EN.EN3 Energy Sensor | [6 empty] | G19 | 0 | [10 empty] | No | No
MC067 | Pre-School Centre |  |  |  | MC067-B01/G2 | Pumps Allow | EN.EN3 Energy Sensor | [6 empty] | G2 | 0 | [10 empty] | No | No
MC067 | Pre-School Centre |  |  |  | MC067-B01/G20 | Logic 20 | EN.EN3 Energy Sensor | [6 empty] | G20 | 0 | [10 empty] | No | No
MC067 | Pre-School Centre |  |  |  | MC067-B01/G21 | HWS Alarm | EN.EN3 Energy Sensor | [6 empty] | G21 | 0 | [10 empty] | No | No
MC067 | Pre-School Centre |  |  |  | MC067-B01/G22 | Logic 22 | EN.EN3 Energy Sensor | [6 empty] | G22 | 0 | [10 empty] | No | No
MC067 | Pre-School Centre |  |  |  | MC067-B01/G23 | Logic 23 | EN.EN3 Energy Sensor | [6 empty] | G23 | 0 | [10 empty] | No | No
MC067 | Pre-School Centre |  |  |  | MC067-B01/G24 | Logic 24 | EN.EN3 Energy Sensor | [6 empty] | G24 | 0 | [10 empty] | No | No
MC067 | Pre-School Centre |  |  |  | MC067-B01/G25 | Logic 25 | EN.EN3 Energy Sensor | [6 empty] | G25 | 0 | [10 empty] | No | No
MC067 | Pre-School Centre |  |  |  | MC067-B01/G27 | HWS Reqd | EN.EN3 Energy Sensor | [6 empty] | G27 | 0 | [10 empty] | No | No
MC067 | Pre-School Centre |  |  |  | MC067-B01/G28 | HWS Pump Reqd | EN.EN3 Energy Sensor | [6 empty] | G28 | 0 | [10 empty] | No | No
MC067 | Pre-School Centre |  |  |  | MC067-B01/G29 | Logic 29 | EN.EN3 Energy Sensor | [6 empty] | G29 | 0 | [10 empty] | No | No
MC067 | Pre-School Centre |  |  |  | MC067-B01/G3 | Logic 3 | EN.EN3 Energy Sensor | [6 empty] | G3 | 0 | [10 empty] | No | No
MC067 | Pre-School Centre |  |  |  | MC067-B01/G35 | 2BlrDemand1 | EN.EN3 Energy Sensor | [6 empty] | G35 | 0 | [10 empty] | No | No
MC067 | Pre-School Centre |  |  |  | MC067-B01/G36 | 2BlrDemand2 | EN.EN3 Energy Sensor | [6 empty] | G36 | 0 | [10 empty] | No | No
MC067 | Pre-School Centre |  |  |  | MC067-B01/G37 | Logic 37 | EN.EN3 Energy Sensor | [6 empty] | G37 | 0 | [10 empty] | No | No
MC067 | Pre-School Centre |  |  |  | MC067-B01/G38 | Logic 38 | EN.EN3 Energy Sensor | [6 empty] | G38 | 0 | [10 empty] | No | No
MC067 | Pre-School Centre |  |  |  | MC067-B01/G39 | Logic 39 | EN.EN3 Energy Sensor | [6 empty] | G39 | 0 | [10 empty] | No | No
MC067 | Pre-School Centre |  |  |  | MC067-B01/G4 | Fail Reset | EN.EN3 Energy Sensor | [6 empty] | G4 | 0 | [10 empty] | No | No
MC067 | Pre-School Centre |  |  |  | MC067-B01/G40 | Boiler 1 Reqd | EN.EN3 Energy Sensor | [6 empty] | G40 | 0 | [10 empty] | No | No
MC067 | Pre-School Centre |  |  |  | MC067-B01/G41 | Logic 41 | EN.EN3 Energy Sensor | [6 empty] | G41 | 0 | [10 empty] | No | No
MC067 | Pre-School Centre |  |  |  | MC067-B01/G42 | Boiler 2 Reqd | EN.EN3 Energy Sensor | [6 empty] | G42 | 0 | [10 empty] | No | No
MC067 | Pre-School Centre |  |  |  | MC067-B01/G43 | Logic 43 | EN.EN3 Energy Sensor | [6 empty] | G43 | 0 | [10 empty] | No | No
MC067 | Pre-School Centre |  |  |  | MC067-B01/G44 | Boilers Go | EN.EN3 Energy Sensor | [6 empty] | G44 | 0 | [10 empty] | No | No
MC067 | Pre-School Centre |  |  |  | MC067-B01/G45 | Logic 45 | EN.EN3 Energy Sensor | [6 empty] | G45 | 0 | [10 empty] | No | No
MC067 | Pre-School Centre |  |  |  | MC067-B01/G5 | Change duty | EN.EN3 Energy Sensor | [6 empty] | G5 | 0 | [10 empty] | No | No
MC067 | Pre-School Centre |  |  |  | MC067-B01/G51 | Logic 51 | EN.EN3 Energy Sensor | [6 empty] | G51 | 0 | [10 empty] | No | No
MC067 | Pre-School Centre |  |  |  | MC067-B01/G52 | Logic 52 | EN.EN3 Energy Sensor | [6 empty] | G52 | 0 | [10 empty] | No | No
MC067 | Pre-School Centre |  |  |  | MC067-B01/G53 | OS Eco Active | EN.EN3 Energy Sensor | [6 empty] | G53 | 0 | [10 empty] | No | No
MC067 | Pre-School Centre |  |  |  | MC067-B01/G54 | VTPumpP2Reqd | EN.EN3 Energy Sensor | [6 empty] | G54 | 0 | [10 empty] | No | No
MC067 | Pre-School Centre |  |  |  | MC067-B01/G55 | Logic 55 | EN.EN3 Energy Sensor | [6 empty] | G55 | 0 | [10 empty] | No | No
MC067 | Pre-School Centre |  |  |  | MC067-B01/G56 | Logic 56 | EN.EN3 Energy Sensor | [6 empty] | G56 | 0 | [10 empty] | No | No
MC067 | Pre-School Centre |  |  |  | MC067-B01/G57 | VT Boiler Required | EN.EN3 Energy Sensor | [6 empty] | G57 | 0 | [10 empty] | No | No
MC067 | Pre-School Centre |  |  |  | MC067-B01/G58 | Summer Immersion Enable | EN.EN3 Energy Sensor | [6 empty] | G58 | 0 | [10 empty] | No | No
MC067 | Pre-School Centre |  |  |  | MC067-B01/G59 | Logic 59 | EN.EN3 Energy Sensor | [6 empty] | G59 | 0 | [10 empty] | No | No
MC067 | Pre-School Centre |  |  |  | MC067-B01/G6 | Logic 6 | EN.EN3 Energy Sensor | [6 empty] | G6 | 0 | [10 empty] | No | No
MC067 | Pre-School Centre |  |  |  | MC067-B01/G60 | Logic 60 | EN.EN3 Energy Sensor | [6 empty] | G60 | 0 | [10 empty] | No | No
MC067 | Pre-School Centre |  |  |  | MC067-B01/G61 | Logic 61 | EN.EN3 Energy Sensor | [6 empty] | G61 | 0 | [10 empty] | No | No
MC067 | Pre-School Centre |  |  |  | MC067-B01/G62 | VTPumpP1Reqd | EN.EN3 Energy Sensor | [6 empty] | G62 | 0 | [10 empty] | No | No
MC067 | Pre-School Centre |  |  |  | MC067-B01/G63 | Logic 63 | EN.EN3 Energy Sensor | [6 empty] | G63 | 0 | [10 empty] | No | No
MC067 | Pre-School Centre |  |  |  | MC067-B01/G64 | VT Pumps Overrun 15min | EN.EN3 Energy Sensor | [6 empty] | G64 | 0 | [10 empty] | No | No
MC067 | Pre-School Centre |  |  |  | MC067-B01/G65 | Logic 65 | EN.EN3 Energy Sensor | [6 empty] | G65 | 0 | [10 empty] | No | No
MC067 | Pre-School Centre |  |  |  | MC067-B01/G66 | Logic 66 | EN.EN3 Energy Sensor | [6 empty] | G66 | 0 | [10 empty] | No | No
MC067 | Pre-School Centre |  |  |  | MC067-B01/G67 | HWS Pri Pumps Enable | EN.EN3 Energy Sensor | [6 empty] | G67 | 0 | [10 empty] | No | No
MC067 | Pre-School Centre |  |  |  | MC067-B01/G7 | Rotation Advance | EN.EN3 Energy Sensor | [6 empty] | G7 | 0 | [10 empty] | No | No
MC067 | Pre-School Centre |  |  |  | MC067-B01/G70 | U F room protection | EN.EN3 Energy Sensor | [6 empty] | G70 | 0 | [10 empty] | No | No
MC067 | Pre-School Centre |  |  |  | MC067-B01/G71 | Logic 71 | EN.EN3 Energy Sensor | [6 empty] | G71 | 0 | [10 empty] | No | No
MC067 | Pre-School Centre |  |  |  | MC067-B01/G72 | Logic 72 | EN.EN3 Energy Sensor | [6 empty] | G72 | 0 | [10 empty] | No | No
MC067 | Pre-School Centre |  |  |  | MC067-B01/G73 | Logic 73 | EN.EN3 Energy Sensor | [6 empty] | G73 | 0 | [10 empty] | No | No
MC067 | Pre-School Centre |  |  |  | MC067-B01/G74 | Logic 74 | EN.EN3 Energy Sensor | [6 empty] | G74 | 0 | [10 empty] | No | No
MC067 | Pre-School Centre |  |  |  | MC067-B01/G75 | Logic 75 | EN.EN3 Energy Sensor | [6 empty] | G75 | 0 | [10 empty] | No | No
MC067 | Pre-School Centre |  |  |  | MC067-B01/G8 | Boiler 1 Hours | EN.EN3 Energy Sensor | [6 empty] | G8 | 0 | [10 empty] | No | No
MC067 | Pre-School Centre |  |  |  | MC067-B01/G9 | 2nd Stage Frost Active | EN.EN3 Energy Sensor | [6 empty] | G9 | 0 | [10 empty] | No | No
MC067 | Pre-School Centre |  |  |  | MC067-B01/I1 | Fire alarm active | EN.EN3 Energy Sensor | [6 empty] | I1 | 0 | [7 empty] | 0 = Off, 1 = On |  |  | No | No
MC067 | Pre-School Centre |  |  |  | MC067-B01/I10 | HWS Alarm | EN.EN3 Energy Sensor | [6 empty] | I10 | 0 | [10 empty] | No | No
MC067 | Pre-School Centre |  |  |  | MC067-B01/I11 | VT Pump1 run | EN.EN3 Energy Sensor | [6 empty] | I11 | 0 | [10 empty] | No | No
MC067 | Pre-School Centre |  |  |  | MC067-B01/I12 | VT Pump2 run | EN.EN3 Energy Sensor | [6 empty] | I12 | 0 | [10 empty] | No | No
MC067 | Pre-School Centre |  |  |  | MC067-B01/I14 | Pre School U-F Boiler Failed | EN.EN3 Energy Sensor | [6 empty] | I14 | 0 | [10 empty] | No | No
MC067 | Pre-School Centre |  |  |  | MC067-B01/I15 | VTPump1Fail | EN.EN3 Energy Sensor | [6 empty] | I15 | 0 | [10 empty] | No | No
MC067 | Pre-School Centre |  |  |  | MC067-B01/I18 | VTPump2Fail | EN.EN3 Energy Sensor | [6 empty] | I18 | 0 | [10 empty] | No | No
MC067 | Pre-School Centre |  |  |  | MC067-B01/I2 | Fire alarm active | EN.EN3 Energy Sensor | [6 empty] | I2 | 0 | [7 empty] | 0 = Off, 1 = On |  |  | No | No
MC067 | Pre-School Centre |  |  |  | MC067-B01/I3 | Boiler Pressure Fault | EN.EN3 Energy Sensor | [6 empty] | I3 | 0 | [10 empty] | No | No
MC067 | Pre-School Centre |  |  |  | MC067-B01/I5 | HWS High Limit Stat | EN.EN3 Energy Sensor | [6 empty] | I5 | 0 | [10 empty] | No | No
MC067 | Pre-School Centre |  |  |  | MC067-B01/I6 | HWS Secondary Pump Tripped | EN.EN3 Energy Sensor | [6 empty] | I6 | 0 | [10 empty] | No | No
MC067 | Pre-School Centre |  |  |  | MC067-B01/I7 | VT Pump 2 Tripped | EN.EN3 Energy Sensor | [6 empty] | I7 | 0 | [10 empty] | No | No
MC067 | Pre-School Centre |  |  |  | MC067-B01/I8 | VT Pump1 Tripped | EN.EN3 Energy Sensor | [6 empty] | I8 | 0 | [10 empty] | No | No
MC067 | Pre-School Centre |  |  |  | MC067-B01/I9 | Main Boilers Fault Low-T | EN.EN3 Energy Sensor | [6 empty] | I9 | 0 | [10 empty] | No | No
MC067 | Pre-School Centre |  |  |  | MC067-B01/K1 | 1st stage frost protection | EN.EN3 Energy Sensor | [6 empty] | K1 | 0 | [10 empty] | No | No
MC067 | Pre-School Centre |  |  |  | MC067-B01/K10 | Boiler Return SPA | EN.EN3 Energy Sensor | [6 empty] | K10 | 0 | [10 empty] | No | No
MC067 | Pre-School Centre |  |  |  | MC067-B01/K11 | OAT Eco SPA | EN.EN3 Energy Sensor | [6 empty] | K11 | 0 | [10 empty] | No | No
MC067 | Pre-School Centre |  |  |  | MC067-B01/K12 | U F room protection | EN.EN3 Energy Sensor | [6 empty] | K12 | 0 | [10 empty] | No | No
MC067 | Pre-School Centre |  |  |  | MC067-B01/K13 | Boiler fail alarm limit | EN.EN3 Energy Sensor | [6 empty] | K13 | 0 | [10 empty] | No | No
MC067 | Pre-School Centre |  |  |  | MC067-B01/K14 | Boiler fail alarm timer | EN.EN3 Energy Sensor | [6 empty] | K14 | 0 | [10 empty] | No | No
MC067 | Pre-School Centre |  |  |  | MC067-B01/K15 | Min VT Valve position | EN.EN3 Energy Sensor | [6 empty] | K15 | 0 | [10 empty] | No | No
MC067 | Pre-School Centre |  |  |  | MC067-B01/K16 | Knob 16 | EN.EN3 Energy Sensor | [6 empty] | K16 | 0 | [10 empty] | No | No
MC067 | Pre-School Centre |  |  |  | MC067-B01/K17 | Boiler fail alarm timer | EN.EN3 Energy Sensor | [6 empty] | K17 | 0 | [10 empty] | No | No
MC067 | Pre-School Centre |  |  |  | MC067-B01/K18 | Immersion - District SP | EN.EN3 Energy Sensor | [6 empty] | K18 | 0 | [10 empty] | No | No
MC067 | Pre-School Centre |  |  |  | MC067-B01/K2 | 2nd stage frost protection | EN.EN3 Energy Sensor | [6 empty] | K2 | 0 | [7 empty] | Degrees Celsius |  |  | No | No
MC067 | Pre-School Centre |  |  |  | MC067-B01/K3 | 3rd stage frost protection | EN.EN3 Energy Sensor | [6 empty] | K3 | 0 | [10 empty] | No | No
MC067 | Pre-School Centre |  |  |  | MC067-B01/K4 | VT Room SPA | EN.EN3 Energy Sensor | [6 empty] | K4 | 0 | [10 empty] | No | No
MC067 | Pre-School Centre |  |  |  | MC067-B01/K5 | HWS SPA | EN.EN3 Energy Sensor | [6 empty] | K5 | 0 | [10 empty] | No | No
MC067 | Pre-School Centre |  |  |  | MC067-B01/K6 | Room Setpt | EN.EN3 Energy Sensor | [6 empty] | K6 | 0 | [10 empty] | No | No
MC067 | Pre-School Centre |  |  |  | MC067-B01/K7 | VT @ 0degC OS | EN.EN3 Energy Sensor | [6 empty] | K7 | 0 | [10 empty] | No | No
MC067 | Pre-School Centre |  |  |  | MC067-B01/K8 | VT @ 20degC OS | EN.EN3 Energy Sensor | [6 empty] | K8 | 0 | [10 empty] | No | No
MC067 | Pre-School Centre |  |  |  | MC067-B01/K9 | Underfloor Rm setpoint | EN.EN3 Energy Sensor | [6 empty] | K9 | 0 | [10 empty] | No | No
MC067 | Pre-School Centre |  |  |  | MC067-B01/L2 | Loop 2 | EN.EN3 Energy Sensor | [6 empty] | L2 | 0 | [10 empty] | No | No
MC067 | Pre-School Centre |  |  |  | MC067-B01/L3 | HWS Control Valve | EN.EN3 Energy Sensor | [6 empty] | L3 | 0 | [10 empty] | No | No
MC067 | Pre-School Centre |  |  |  | MC067-B01/L4 | Boiler Demand | EN.EN3 Energy Sensor | [6 empty] | L4 | 0 | [10 empty] | No | No
MC067 | Pre-School Centre |  |  |  | MC067-B01/O1 | Heating | EN.EN3 Energy Sensor | [6 empty] | O1 | 0 | [10 empty] | No | No
MC067 | Pre-School Centre |  |  |  | MC067-B01/P1 | Reference Space Temp | EN.EN3 Energy Sensor | [6 empty] | P1 | 0 | [7 empty] | Degrees Celsius |  |  | No | No
MC067 | Pre-School Centre |  |  |  | MC067-B01/P2 | Boiler Return Temp | EN.EN3 Energy Sensor | [6 empty] | P2 | 0 | [7 empty] | Degrees Celsius |  |  | No | No
MC067 | Pre-School Centre |  |  |  | MC067-B01/P3 | Outside air temperature | EN.EN3 Energy Sensor | [6 empty] | P3 | 0 | [7 empty] | Degrees Celsius |  |  | No | No
MC067 | Pre-School Centre |  |  |  | MC067-B01/P4 | Underfloor Area Space | EN.EN3 Energy Sensor | [6 empty] | P4 | 0 | [10 empty] | No | No
MC067 | Pre-School Centre |  |  |  | MC067-B01/P5 | Sensor 5 | EN.EN3 Energy Sensor | [6 empty] | P5 | 0 | [10 empty] | No | No
MC067 | Pre-School Centre |  |  |  | MC067-B01/P6 | DHWS Control Sensor | EN.EN3 Energy Sensor | [6 empty] | P6 | 0 | [10 empty] | No | No
MC067 | Pre-School Centre |  |  |  | MC067-B01/P7 | Calculated variable temperature circuit flow temperature | EN.EN3 Energy Sensor | [6 empty] | P7 | 0 | [7 empty] | Degrees Celsius |  |  | No | No
MC067 | Pre-School Centre |  |  |  | MC067-B01/P8 | Underfloor Boiler Flow Temp | EN.EN3 Energy Sensor | [6 empty] | P8 | 0 | [7 empty] | Degrees Celsius |  |  | No | No
MC067 | Pre-School Centre |  |  |  | MC067-B01/P9 | Sensor 9 | EN.EN3 Energy Sensor | [6 empty] | P9 | 0 | [10 empty] | No | No
MC067 | Pre-School Centre |  |  |  | MC067-B01/Q1 | Sequence Table 1 | EN.EN3 Energy Sensor | [6 empty] | Q1 | 0 | [10 empty] | No | No
MC067 | Pre-School Centre |  |  |  | MC067-B01/S1 | Reference Space Temp | EN.EN3 Energy Sensor | [6 empty] | S1 | 0 | [7 empty] | Degrees Celsius |  |  | No | No
MC067 | Pre-School Centre |  |  |  | MC067-B01/S10 | Underfloor Boiler Flow Temp | EN.EN3 Energy Sensor | [6 empty] | S10 | 0 | [7 empty] | Degrees Celsius |  |  | No | No
MC067 | Pre-School Centre |  |  |  | MC067-B01/S12 | 4DIX Input | EN.EN3 Energy Sensor | [6 empty] | S12 | 0 | [10 empty] | No | No
MC067 | Pre-School Centre |  |  |  | MC067-B01/S13 | HWS Temp Alarm | EN.EN3 Energy Sensor | [6 empty] | S13 | 0 | [7 empty] | Degrees Celsius |  |  | No | No
MC067 | Pre-School Centre |  |  |  | MC067-B01/S14 | Sensor 14 | EN.EN3 Energy Sensor | [6 empty] | S14 | 0 | [10 empty] | No | No
MC067 | Pre-School Centre |  |  |  | MC067-B01/S17 | Calculated variable temperature circuit flow temperature | EN.EN3 Energy Sensor | [6 empty] | S17 | 0 | [7 empty] | Degrees Celsius |  |  | No | No
MC067 | Pre-School Centre |  |  |  | MC067-B01/S2 | Boiler Return Temp | EN.EN3 Energy Sensor | [6 empty] | S2 | 0 | [7 empty] | Degrees Celsius |  |  | No | No
MC067 | Pre-School Centre |  |  |  | MC067-B01/S3 | Outside air temperature | EN.EN3 Energy Sensor | [6 empty] | S3 | 0 | [7 empty] | Degrees Celsius |  |  | No | No
MC067 | Pre-School Centre |  |  |  | MC067-B01/S4 | Underfloor Area Space | EN.EN3 Energy Sensor | [6 empty] | S4 | 0 | [10 empty] | No | No
MC067 | Pre-School Centre |  |  |  | MC067-B01/S5 | Variable temperature circuit flow temperature | EN.EN3 Energy Sensor | [6 empty] | S5 | 0 | [7 empty] | Degrees Celsius |  |  | No | No
MC067 | Pre-School Centre |  |  |  | MC067-B01/S6 | DHWS Control Sensor | EN.EN3 Energy Sensor | [6 empty] | S6 | 0 | [10 empty] | No | No
MC067 | Pre-School Centre |  |  |  | MC067-B01/S7 | Boiler 1 Hours | EN.EN3 Energy Sensor | [6 empty] | S7 | 0 | [10 empty] | No | No
MC067 | Pre-School Centre |  |  |  | MC067-B01/S8 | Boiler 2 Hours | EN.EN3 Energy Sensor | [6 empty] | S8 | 0 | [10 empty] | No | No
MC067 | Pre-School Centre |  |  |  | MC067-B01/S9 | Immersion Hrs Run | EN.EN3 Energy Sensor | [6 empty] | S9 | 0 | [10 empty] | No | No
MC067 | Pre-School Centre |  |  |  | MC067-B01/V1 |  | EN.EN3 Energy Sensor | [6 empty] | V1 | 0 | [10 empty] | No | No
MC067 | Pre-School Centre |  |  |  | MC067-B01/W1 | Pump Fail Reset | EN.EN3 Energy Sensor | [6 empty] | W1 | 0 | [10 empty] | No | No
MC067 | Pre-School Centre |  |  |  | MC067-B01/W10 | Low Temp test switch | EN.EN3 Energy Sensor | [6 empty] | W10 | 0 | [7 empty] | Degrees Celsius |  |  | No | No
MC067 | Pre-School Centre |  |  |  | MC067-B01/W2 | Change duty | EN.EN3 Energy Sensor | [6 empty] | W2 | 0 | [10 empty] | No | No
MC067 | Pre-School Centre |  |  |  | MC067-B01/W3 | Rotation Advance | EN.EN3 Energy Sensor | [6 empty] | W3 | 0 | [10 empty] | No | No
MC067 | Pre-School Centre |  |  |  | MC067-B01/W4 | Electric Immersion Override ON | EN.EN3 Energy Sensor | [6 empty] | W4 | 0 | [10 empty] | No | No
MC067 | Pre-School Centre |  |  |  | MC067-B01/W5 | Summer Winter W=1 | EN.EN3 Energy Sensor | [6 empty] | W5 | 0 | [10 empty] | No | No
MC067 | Pre-School Centre |  |  |  | MC067-B01/W6 | HWS Hrs Run Reset | EN.EN3 Energy Sensor | [6 empty] | W6 | 0 | [10 empty] | No | No
MC067 | Pre-School Centre |  |  |  | MC067-B01/W7 | Immersion override | EN.EN3 Energy Sensor | [6 empty] | W7 | 0 | [10 empty] | No | No
MC067 | Pre-School Centre |  |  |  | MC067-B01/W8 | Low Temp test switch | EN.EN3 Energy Sensor | [6 empty] | W8 | 0 | [7 empty] | Degrees Celsius |  |  | No | No
MC067 | Pre-School Centre |  |  |  | MC067-B01/W9 | HWS TIMECLOCK 24hr Override | EN.EN3 Energy Sensor | [6 empty] | W9 | 0 | [10 empty] | No | No
MC067 | Pre-School Centre |  |  |  | MC067-B01/Y1 | Thermistor TBTI | EN.EN3 Energy Sensor | [6 empty] | Y1 | 0 | [7 empty] | Degrees Celsius |  |  | No | No
MC067 | Pre-School Centre |  |  |  | MC067-B01/Y2 | Outside air temperature | EN.EN3 Energy Sensor | [6 empty] | Y2 | 0 | [7 empty] | Degrees Celsius |  |  | No | No
MC067 | Pre-School Centre |  |  |  | MC067-B01/Y3 | Room temperature | EN.EN3 Energy Sensor | [6 empty] | Y3 | 0 | [7 empty] | Degrees Celsius |  |  | No | No
MC067 | Pre-School Centre |  |  |  | MC067-B01/Y4 | 4DIX V | EN.EN3 Energy Sensor | [6 empty] | Y4 | 0 | [10 empty] | No | No
MC067 | Pre-School Centre |  |  |  | MC067-B01/Y5 | Thermistor TBTC | EN.EN3 Energy Sensor | [6 empty] | Y5 | 0 | [10 empty] | No | No
MC067 | Pre-School Centre |  |  |  | MC067-B01/Z1 | Pre School Heating | EN.EN3 Energy Sensor | [6 empty] | Z1 | 0 | [10 empty] | No | No
MC067 | Pre-School Centre |  |  |  | MC067-B01/Z2 | HWS System | EN.EN3 Energy Sensor | [6 empty] | Z2 | 0 | [10 empty] | No | No
MC067 | Pre-School Centre |  |  |  | MC067-B01/Z4 | Underfloor Boiler | EN.EN3 Energy Sensor | [6 empty] | Z4 | 0 | [10 empty] | No | No
MC067 | Pre-School Centre |  |  |  | MC067-L01/M001 | Pre School Centre | EN.EN2 Energy Meter | [6 empty] | 1 | 0 | [7 empty] | kWh |  |  | No | No
MC067 | Pre-School Centre |  |  |  | MC067-L01/M002 | Pre School Centre | EN.EN2 Energy Meter | [6 empty] | 2 | 0 | [10 empty] | No | No
MC067 | Pre-School Centre |  |  |  | MC067-L01/M003 | Pre School Centre | EN.EN2 Energy Meter | [6 empty] | 3 | 0 | [7 empty] | kWh |  |  | No | No
MC171 | PSC | RF1 | Roof Top Plant Room |  | MC171-L01 | Data logger: Post Graduate Statistics | EN.EN1 Data Logger |  |  |  |  | Multilog G2 | Enercom | 050157AD8100 | 0 |  |  | 10.23.11.69 |  | 00-50-C2-2C-3E-45
MC171 | PSC |  |  |  | MC072-B02 | BMS Controller: Fylde College | EN.EN4 BMS Controller |  |  |  |  | IQ3xcite96 | Trend | {BADFAEDD-2A1C-4E3B-9CE0-EF4317AFA24E} | 0
MC171 | PSC |  |  |  | MC072-B04 | BMS Controller: Fylde College | EN.EN4 BMS Controller |  |  |  |  | IQ3xcite96 | Trend | {078DAF9E-3C94-4BAE-8EC9-7FAB08BDC088} | 0
MC171 | PSC |  |  |  | MC171-L01/M001 | Post Graduart Statistics Centre | EN.EN2 Energy Meter | [6 empty] | 1 | 0 | [7 empty] | kWh |  |  | No | No
MC171 | PSC |  |  |  | MC171-L01/M002 | Post Graduart Statistics Centre | EN.EN2 Energy Meter | [6 empty] | 2 | 0 | [10 empty] | No | No
MC171 | PSC |  |  |  | MC171-L01/M003 | Post Graduart Statistics Centre | EN.EN2 Energy Meter | [6 empty] | 3 | 0 | [7 empty] | kWh |  |  | No | No
EX001 | Roads - Main Campus |  |  |  | EX001-B01 | BMS Controller: Underpass | EN.EN4 BMS Controller |  |  |  |  | IQ3xact12 | Trend | {6AF33BBD-AC58-4990-A6BB-9DBE9C25CBAB} | 0
EX001 | Roads - Main Campus |  |  |  | EX001-B01/C1 | Virtual CNC 1 | EN.EN3 Energy Sensor | [6 empty] | C1 | 0 | [10 empty] | No | No
EX001 | Roads - Main Campus |  |  |  | EX001-B01/e1 | Supervisor | EN.EN3 Energy Sensor | [6 empty] | e1 | 0 | [10 empty] | No | No
EX001 | Roads - Main Campus |  |  |  | EX001-B01/F1 | Function 1 | EN.EN3 Energy Sensor | [6 empty] | F1 | 0 | [10 empty] | No | No
EX001 | Roads - Main Campus |  |  |  | EX001-B01/F2 | Function 2 | EN.EN3 Energy Sensor | [6 empty] | F2 | 0 | [10 empty] | No | No
EX001 | Roads - Main Campus |  |  |  | EX001-B01/G1 | INPUT 4 | EN.EN3 Energy Sensor | [6 empty] | G1 | 0 | [10 empty] | No | No
EX001 | Roads - Main Campus |  |  |  | EX001-B01/G10 | Logic 10 | EN.EN3 Energy Sensor | [6 empty] | G10 | 0 | [10 empty] | No | No
EX001 | Roads - Main Campus |  |  |  | EX001-B01/G11 | Logic 11 | EN.EN3 Energy Sensor | [6 empty] | G11 | 0 | [10 empty] | No | No
EX001 | Roads - Main Campus |  |  |  | EX001-B01/G12 | Logic 12 | EN.EN3 Energy Sensor | [6 empty] | G12 | 0 | [10 empty] | No | No
EX001 | Roads - Main Campus |  |  |  | EX001-B01/G13 | Logic 13 | EN.EN3 Energy Sensor | [6 empty] | G13 | 0 | [10 empty] | No | No
EX001 | Roads - Main Campus |  |  |  | EX001-B01/G14 | Logic 14 | EN.EN3 Energy Sensor | [6 empty] | G14 | 0 | [10 empty] | No | No
EX001 | Roads - Main Campus |  |  |  | EX001-B01/G2 | INPUT 3 | EN.EN3 Energy Sensor | [6 empty] | G2 | 0 | [10 empty] | No | No
EX001 | Roads - Main Campus |  |  |  | EX001-B01/G3 | INPUT 2 | EN.EN3 Energy Sensor | [6 empty] | G3 | 0 | [10 empty] | No | No
EX001 | Roads - Main Campus |  |  |  | EX001-B01/G4 | INPUT 1 | EN.EN3 Energy Sensor | [6 empty] | G4 | 0 | [10 empty] | No | No
EX001 | Roads - Main Campus |  |  |  | EX001-B01/G5 | Logic 5 | EN.EN3 Energy Sensor | [6 empty] | G5 | 0 | [10 empty] | No | No
EX001 | Roads - Main Campus |  |  |  | EX001-B01/G6 | Logic 6 | EN.EN3 Energy Sensor | [6 empty] | G6 | 0 | [10 empty] | No | No
EX001 | Roads - Main Campus |  |  |  | EX001-B01/G7 | Logic 7 | EN.EN3 Energy Sensor | [6 empty] | G7 | 0 | [10 empty] | No | No
EX001 | Roads - Main Campus |  |  |  | EX001-B01/G8 | Logic 8 | EN.EN3 Energy Sensor | [6 empty] | G8 | 0 | [10 empty] | No | No
EX001 | Roads - Main Campus |  |  |  | EX001-B01/G9 | Pump 1 Running | EN.EN3 Energy Sensor | [6 empty] | G9 | 0 | [10 empty] | No | No
EX001 | Roads - Main Campus |  |  |  | EX001-B01/I2 | Spare | EN.EN3 Energy Sensor | [6 empty] | I2 | 0 | [10 empty] | No | No
EX001 | Roads - Main Campus |  |  |  | EX001-B01/I3 | Pump 1 Running | EN.EN3 Energy Sensor | [6 empty] | I3 | 0 | [10 empty] | No | No
EX001 | Roads - Main Campus |  |  |  | EX001-B01/I4 | Pump 2 Running | EN.EN3 Energy Sensor | [6 empty] | I4 | 0 | [10 empty] | No | No
EX001 | Roads - Main Campus |  |  |  | EX001-B01/I5 | Pump 3 Running | EN.EN3 Energy Sensor | [6 empty] | I5 | 0 | [10 empty] | No | No
EX001 | Roads - Main Campus |  |  |  | EX001-B01/I6 | Pump No.1 Fault | EN.EN3 Energy Sensor | [6 empty] | I6 | 0 | [10 empty] | No | No
EX001 | Roads - Main Campus |  |  |  | EX001-B01/I7 | Pump No.2 Fault | EN.EN3 Energy Sensor | [6 empty] | I7 | 0 | [10 empty] | No | No
EX001 | Roads - Main Campus |  |  |  | EX001-B01/I8 | Pump No.3 Fault | EN.EN3 Energy Sensor | [6 empty] | I8 | 0 | [10 empty] | No | No
EX001 | Roads - Main Campus |  |  |  | EX001-B01/I9 | High Level Water Alarm | EN.EN3 Energy Sensor | [6 empty] | I9 | 0 | [10 empty] | No | No
EX001 | Roads - Main Campus |  |  |  | EX001-B01/P1 | Pump 1 Running | EN.EN3 Energy Sensor | [6 empty] | P1 | 0 | [10 empty] | No | No
EX001 | Roads - Main Campus |  |  |  | EX001-B01/P2 | Pump 2 Running | EN.EN3 Energy Sensor | [6 empty] | P2 | 0 | [10 empty] | No | No
EX001 | Roads - Main Campus |  |  |  | EX001-B01/P3 | Pump 3 Running | EN.EN3 Energy Sensor | [6 empty] | P3 | 0 | [10 empty] | No | No
EX001 | Roads - Main Campus |  |  |  | EX001-B01/P4 | Pump 1 Daily Hrs | EN.EN3 Energy Sensor | [6 empty] | P4 | 0 | [10 empty] | No | No
EX001 | Roads - Main Campus |  |  |  | EX001-B01/P5 | Pump 2 Daily Hrs | EN.EN3 Energy Sensor | [6 empty] | P5 | 0 | [10 empty] | No | No
EX001 | Roads - Main Campus |  |  |  | EX001-B01/P6 | Pump 3 Daily Hrs | EN.EN3 Energy Sensor | [6 empty] | P6 | 0 | [10 empty] | No | No
EX001 | Roads - Main Campus |  |  |  | EX001-B01/P7 | Water Level | EN.EN3 Energy Sensor | [6 empty] | P7 | 0 | [10 empty] | No | No
EX001 | Roads - Main Campus |  |  |  | EX001-B01/Q1 | Sequence Table 1 | EN.EN3 Energy Sensor | [6 empty] | Q1 | 0 | [10 empty] | No | No
EX001 | Roads - Main Campus |  |  |  | EX001-B01/S1 | 4 Dix | EN.EN3 Energy Sensor | [6 empty] | S1 | 0 | [10 empty] | No | No
EX001 | Roads - Main Campus |  |  |  | EX001-B01/S2 | Pump 1 Running | EN.EN3 Energy Sensor | [6 empty] | S2 | 0 | [10 empty] | No | No
EX001 | Roads - Main Campus |  |  |  | EX001-B01/S3 | Pump 2 Running | EN.EN3 Energy Sensor | [6 empty] | S3 | 0 | [10 empty] | No | No
EX001 | Roads - Main Campus |  |  |  | EX001-B01/S4 | Pump 3 Running | EN.EN3 Energy Sensor | [6 empty] | S4 | 0 | [10 empty] | No | No
EX001 | Roads - Main Campus |  |  |  | EX001-B01/S5 | Pump 3 Daily Hrs | EN.EN3 Energy Sensor | [6 empty] | S5 | 0 | [10 empty] | No | No
EX001 | Roads - Main Campus |  |  |  | EX001-B01/S6 | Pump 2 Daily Hrs | EN.EN3 Energy Sensor | [6 empty] | S6 | 0 | [10 empty] | No | No
EX001 | Roads - Main Campus |  |  |  | EX001-B01/S7 | Pump 1 Daily Hrs | EN.EN3 Energy Sensor | [6 empty] | S7 | 0 | [10 empty] | No | No
EX001 | Roads - Main Campus |  |  |  | EX001-B01/S8 | Water Level | EN.EN3 Energy Sensor | [6 empty] | S8 | 0 | [10 empty] | No | No
EX001 | Roads - Main Campus |  |  |  | EX001-B01/V1 |  | EN.EN3 Energy Sensor | [6 empty] | V1 | 0 | [10 empty] | No | No
EX001 | Roads - Main Campus |  |  |  | EX001-B01/Y1 | 4DIX V | EN.EN3 Energy Sensor | [6 empty] | Y1 | 0 | [10 empty] | No | No
EX001 | Roads - Main Campus |  |  |  | EX001-B01/Y2 | Sensor Type 2 | EN.EN3 Energy Sensor | [6 empty] | Y2 | 0 | [10 empty] | No | No
MC066 | Ruskin Library | LG13/LG14 | Electrical Cupboard |  | MC066-L01 | Data logger: Ruskin Library | EN.EN1 Data Logger |  |  |  |  | Multilog G2 | Enercom | 05022878FF00 | 0 |  |  | 10.23.11.227 |  | 00-50-C2-2C-3E-4C
MC066 | Ruskin Library |  |  |  | MC066-B01 | BMS Controller: Ruskin Library | EN.EN4 BMS Controller |  |  |  |  | IQ3xcite96 | Trend | {DB4CA2D4-8B29-4C03-9D1D-A868E05300E8} | 0
MC066 | Ruskin Library |  |  |  | MC066-L70 | Data logger: Ruskin Library | EN.EN1 Data Logger |  |  |  |  | Multilog G2 | Enercom | 050157B04400 | 0
MC066 | Ruskin Library |  |  |  | MC066-B01/F81 | Function 81 | EN.EN3 Energy Sensor | [6 empty] | F81 | 0 | [10 empty] | No | No
MC066 | Ruskin Library |  |  |  | MC066-B01/F82 | Function 82 | EN.EN3 Energy Sensor | [6 empty] | F82 | 0 | [10 empty] | No | No
MC066 | Ruskin Library |  |  |  | MC066-B01/F83 | Function 83 | EN.EN3 Energy Sensor | [6 empty] | F83 | 0 | [10 empty] | No | No
MC066 | Ruskin Library |  |  |  | MC066-B01/F84 | Function 84 | EN.EN3 Energy Sensor | [6 empty] | F84 | 0 | [10 empty] | No | No
MC066 | Ruskin Library |  |  |  | MC066-B01/F85 | Function 85 | EN.EN3 Energy Sensor | [6 empty] | F85 | 0 | [10 empty] | No | No
MC066 | Ruskin Library |  |  |  | MC066-B01/F86 | Function 86 | EN.EN3 Energy Sensor | [6 empty] | F86 | 0 | [10 empty] | No | No
MC066 | Ruskin Library |  |  |  | MC066-B01/F87 | Function 87 | EN.EN3 Energy Sensor | [6 empty] | F87 | 0 | [10 empty] | No | No
MC066 | Ruskin Library |  |  |  | MC066-B01/F88 | Function 88 | EN.EN3 Energy Sensor | [6 empty] | F88 | 0 | [10 empty] | No | No
MC066 | Ruskin Library |  |  |  | MC066-B01/F89 | Function 89 | EN.EN3 Energy Sensor | [6 empty] | F89 | 0 | [10 empty] | No | No
MC066 | Ruskin Library |  |  |  | MC066-B01/F9 | Minimum Water Temp | EN.EN3 Energy Sensor | [6 empty] | F9 | 0 | [7 empty] | Degrees Celsius |  |  | No | No
MC066 | Ruskin Library |  |  |  | MC066-B01/F90 | Function 90 | EN.EN3 Energy Sensor | [6 empty] | F90 | 0 | [10 empty] | No | No
MC066 | Ruskin Library |  |  |  | MC066-B01/F91 | Function 91 | EN.EN3 Energy Sensor | [6 empty] | F91 | 0 | [10 empty] | No | No
MC066 | Ruskin Library |  |  |  | MC066-B01/F93 | Minimum Space Temp | EN.EN3 Energy Sensor | [6 empty] | F93 | 0 | [7 empty] | Degrees Celsius |  |  | No | No
MC066 | Ruskin Library |  |  |  | MC066-B01/G1 | 2nd stage frost | EN.EN3 Energy Sensor | [6 empty] | G1 | 0 | [7 empty] | 0 = Off, 1 = On |  |  | No | No
MC066 | Ruskin Library |  |  |  | MC066-B01/G10 | Logic 10 | EN.EN3 Energy Sensor | [6 empty] | G10 | 0 | [10 empty] | No | No
MC066 | Ruskin Library |  |  |  | MC066-B01/G11 | Logic 11 | EN.EN3 Energy Sensor | [6 empty] | G11 | 0 | [10 empty] | No | No
MC066 | Ruskin Library |  |  |  | MC066-B01/G12 | Logic 12 | EN.EN3 Energy Sensor | [6 empty] | G12 | 0 | [10 empty] | No | No
MC066 | Ruskin Library |  |  |  | MC066-B01/G13 | Logic 13 | EN.EN3 Energy Sensor | [6 empty] | G13 | 0 | [10 empty] | No | No
MC066 | Ruskin Library |  |  |  | MC066-B01/G14 | Logic 14 | EN.EN3 Energy Sensor | [6 empty] | G14 | 0 | [10 empty] | No | No
MC066 | Ruskin Library |  |  |  | MC066-B01/G15 | Logic 15 | EN.EN3 Energy Sensor | [6 empty] | G15 | 0 | [10 empty] | No | No
MC066 | Ruskin Library |  |  |  | MC066-B01/G16 | Logic 16 | EN.EN3 Energy Sensor | [6 empty] | G16 | 0 | [10 empty] | No | No
MC066 | Ruskin Library |  |  |  | MC066-B01/G17 | Logic 17 | EN.EN3 Energy Sensor | [6 empty] | G17 | 0 | [10 empty] | No | No
MC066 | Ruskin Library |  |  |  | MC066-B01/G18 | Logic 18 | EN.EN3 Energy Sensor | [6 empty] | G18 | 0 | [10 empty] | No | No
MC066 | Ruskin Library |  |  |  | MC066-B01/G19 | Logic 19 | EN.EN3 Energy Sensor | [6 empty] | G19 | 0 | [10 empty] | No | No
MC066 | Ruskin Library |  |  |  | MC066-B01/G2 | 1=ECO OFF SPACE OK | EN.EN3 Energy Sensor | [6 empty] | G2 | 0 | [10 empty] | No | No
MC066 | Ruskin Library |  |  |  | MC066-B01/G20 | Logic 20 | EN.EN3 Energy Sensor | [6 empty] | G20 | 0 | [10 empty] | No | No
MC066 | Ruskin Library |  |  |  | MC066-B01/G21 | Logic 21 | EN.EN3 Energy Sensor | [6 empty] | G21 | 0 | [10 empty] | No | No
MC066 | Ruskin Library |  |  |  | MC066-B01/G22 | Logic 22 | EN.EN3 Energy Sensor | [6 empty] | G22 | 0 | [10 empty] | No | No
MC066 | Ruskin Library |  |  |  | MC066-B01/G23 | Logic 23 | EN.EN3 Energy Sensor | [6 empty] | G23 | 0 | [10 empty] | No | No
MC066 | Ruskin Library |  |  |  | MC066-B01/G24 | Logic 24 | EN.EN3 Energy Sensor | [6 empty] | G24 | 0 | [10 empty] | No | No
MC066 | Ruskin Library |  |  |  | MC066-B01/G25 | Logic 25 | EN.EN3 Energy Sensor | [6 empty] | G25 | 0 | [10 empty] | No | No
MC066 | Ruskin Library |  |  |  | MC066-B01/G26 | Logic 26 | EN.EN3 Energy Sensor | [6 empty] | G26 | 0 | [10 empty] | No | No
MC066 | Ruskin Library |  |  |  | MC066-B01/G27 | Logic 27 | EN.EN3 Energy Sensor | [6 empty] | G27 | 0 | [10 empty] | No | No
MC066 | Ruskin Library |  |  |  | MC066-B01/G28 | Logic 28 | EN.EN3 Energy Sensor | [6 empty] | G28 | 0 | [10 empty] | No | No
MC066 | Ruskin Library |  |  |  | MC066-B01/G29 | Logic 29 | EN.EN3 Energy Sensor | [6 empty] | G29 | 0 | [10 empty] | No | No
MC066 | Ruskin Library |  |  |  | MC066-B01/G3 | Logic 3 | EN.EN3 Energy Sensor | [6 empty] | G3 | 0 | [10 empty] | No | No
MC066 | Ruskin Library |  |  |  | MC066-B01/G30 | Logic 30 | EN.EN3 Energy Sensor | [6 empty] | G30 | 0 | [10 empty] | No | No
MC066 | Ruskin Library |  |  |  | MC066-B01/G31 | Logic 31 | EN.EN3 Energy Sensor | [6 empty] | G31 | 0 | [10 empty] | No | No
MC066 | Ruskin Library |  |  |  | MC066-B01/G32 | Logic 32 | EN.EN3 Energy Sensor | [6 empty] | G32 | 0 | [10 empty] | No | No
MC066 | Ruskin Library |  |  |  | MC066-B01/G33 | Logic 33 | EN.EN3 Energy Sensor | [6 empty] | G33 | 0 | [10 empty] | No | No
MC066 | Ruskin Library |  |  |  | MC066-B01/G34 | Logic 34 | EN.EN3 Energy Sensor | [6 empty] | G34 | 0 | [10 empty] | No | No
MC066 | Ruskin Library |  |  |  | MC066-B01/G35 | Logic 35 | EN.EN3 Energy Sensor | [6 empty] | G35 | 0 | [10 empty] | No | No
MC066 | Ruskin Library |  |  |  | MC066-B01/G36 | Logic 36 | EN.EN3 Energy Sensor | [6 empty] | G36 | 0 | [10 empty] | No | No
MC066 | Ruskin Library |  |  |  | MC066-B01/G37 | Logic 37 | EN.EN3 Energy Sensor | [6 empty] | G37 | 0 | [10 empty] | No | No
MC066 | Ruskin Library |  |  |  | MC066-B01/G38 | Logic 38 | EN.EN3 Energy Sensor | [6 empty] | G38 | 0 | [10 empty] | No | No
MC066 | Ruskin Library |  |  |  | MC066-B01/G39 | Logic 39 | EN.EN3 Energy Sensor | [6 empty] | G39 | 0 | [10 empty] | No | No
MC066 | Ruskin Library |  |  |  | MC066-B01/G4 | HTG DEMAND | EN.EN3 Energy Sensor | [6 empty] | G4 | 0 | [10 empty] | No | No
MC066 | Ruskin Library |  |  |  | MC066-B01/G40 | Logic 40 | EN.EN3 Energy Sensor | [6 empty] | G40 | 0 | [10 empty] | No | No
MC066 | Ruskin Library |  |  |  | MC066-B01/G41 | Logic 41 | EN.EN3 Energy Sensor | [6 empty] | G41 | 0 | [10 empty] | No | No
MC066 | Ruskin Library |  |  |  | MC066-B01/G42 | Logic 42 | EN.EN3 Energy Sensor | [6 empty] | G42 | 0 | [10 empty] | No | No
MC066 | Ruskin Library |  |  |  | MC066-B01/G43 | Logic 43 | EN.EN3 Energy Sensor | [6 empty] | G43 | 0 | [10 empty] | No | No
MC066 | Ruskin Library |  |  |  | MC066-B01/G44 | Logic 44 | EN.EN3 Energy Sensor | [6 empty] | G44 | 0 | [10 empty] | No | No
MC066 | Ruskin Library |  |  |  | MC066-B01/G45 | Logic 45 | EN.EN3 Energy Sensor | [6 empty] | G45 | 0 | [10 empty] | No | No
MC066 | Ruskin Library |  |  |  | MC066-B01/G46 | Logic 46 | EN.EN3 Energy Sensor | [6 empty] | G46 | 0 | [10 empty] | No | No
MC066 | Ruskin Library |  |  |  | MC066-B01/G47 | Logic 47 | EN.EN3 Energy Sensor | [6 empty] | G47 | 0 | [10 empty] | No | No
MC066 | Ruskin Library |  |  |  | MC066-B01/G48 | Logic 48 | EN.EN3 Energy Sensor | [6 empty] | G48 | 0 | [10 empty] | No | No
MC066 | Ruskin Library |  |  |  | MC066-B01/G49 | Boost | EN.EN3 Energy Sensor | [6 empty] | G49 | 0 | [7 empty] | 0 = Off, 1 = On |  |  | No | No
MC066 | Ruskin Library |  |  |  | MC066-B01/G5 | Logic 5 | EN.EN3 Energy Sensor | [6 empty] | G5 | 0 | [10 empty] | No | No
MC066 | Ruskin Library |  |  |  | MC066-B01/G50 | Boost | EN.EN3 Energy Sensor | [6 empty] | G50 | 0 | [7 empty] | 0 = Off, 1 = On |  |  | No | No
MC066 | Ruskin Library |  |  |  | MC066-B01/G51 | Boost | EN.EN3 Energy Sensor | [6 empty] | G51 | 0 | [7 empty] | 0 = Off, 1 = On |  |  | No | No
MC066 | Ruskin Library |  |  |  | MC066-B01/G52 | Logic 52 | EN.EN3 Energy Sensor | [6 empty] | G52 | 0 | [10 empty] | No | No
MC066 | Ruskin Library |  |  |  | MC066-B01/G53 | Logic 53 | EN.EN3 Energy Sensor | [6 empty] | G53 | 0 | [10 empty] | No | No
MC066 | Ruskin Library |  |  |  | MC066-B01/G54 | Logic 54 | EN.EN3 Energy Sensor | [6 empty] | G54 | 0 | [10 empty] | No | No
MC066 | Ruskin Library |  |  |  | MC066-B01/G55 | Enthalpy Control | EN.EN3 Energy Sensor | [6 empty] | G55 | 0 | [10 empty] | No | No
MC066 | Ruskin Library |  |  |  | MC066-B01/G56 | Logic 56 | EN.EN3 Energy Sensor | [6 empty] | G56 | 0 | [10 empty] | No | No
MC066 | Ruskin Library |  |  |  | MC066-B01/G57 | Logic 57 | EN.EN3 Energy Sensor | [6 empty] | G57 | 0 | [10 empty] | No | No
MC066 | Ruskin Library |  |  |  | MC066-B01/G58 | Logic 58 | EN.EN3 Energy Sensor | [6 empty] | G58 | 0 | [10 empty] | No | No
MC066 | Ruskin Library |  |  |  | MC066-B01/G59 | Logic 59 | EN.EN3 Energy Sensor | [6 empty] | G59 | 0 | [10 empty] | No | No
MC066 | Ruskin Library |  |  |  | MC066-B01/G6 | Logic 6 | EN.EN3 Energy Sensor | [6 empty] | G6 | 0 | [10 empty] | No | No
MC066 | Ruskin Library |  |  |  | MC066-B01/G60 | Logic 60 | EN.EN3 Energy Sensor | [6 empty] | G60 | 0 | [10 empty] | No | No
MC066 | Ruskin Library |  |  |  | MC066-B01/G61 | Logic 61 | EN.EN3 Energy Sensor | [6 empty] | G61 | 0 | [10 empty] | No | No
MC066 | Ruskin Library |  |  |  | MC066-B01/G62 | FCU Unit Enable | EN.EN3 Energy Sensor | [6 empty] | G62 | 0 | [10 empty] | No | No
MC066 | Ruskin Library |  |  |  | MC066-B01/G63 | Logic 63 | EN.EN3 Energy Sensor | [6 empty] | G63 | 0 | [10 empty] | No | No
MC066 | Ruskin Library |  |  |  | MC066-B01/G64 | Logic 64 | EN.EN3 Energy Sensor | [6 empty] | G64 | 0 | [10 empty] | No | No
MC066 | Ruskin Library |  |  |  | MC066-B01/G65 | Logic 65 | EN.EN3 Energy Sensor | [6 empty] | G65 | 0 | [10 empty] | No | No
MC066 | Ruskin Library |  |  |  | MC066-B01/G66 | Logic 66 | EN.EN3 Energy Sensor | [6 empty] | G66 | 0 | [10 empty] | No | No
MC066 | Ruskin Library |  |  |  | MC066-B01/G67 | Logic 67 | EN.EN3 Energy Sensor | [6 empty] | G67 | 0 | [10 empty] | No | No
MC066 | Ruskin Library |  |  |  | MC066-B01/G68 | Logic 68 | EN.EN3 Energy Sensor | [6 empty] | G68 | 0 | [10 empty] | No | No
MC066 | Ruskin Library |  |  |  | MC066-B01/G69 | Logic 69 | EN.EN3 Energy Sensor | [6 empty] | G69 | 0 | [10 empty] | No | No
MC066 | Ruskin Library |  |  |  | MC066-B01/G7 | Logic 7 | EN.EN3 Energy Sensor | [6 empty] | G7 | 0 | [10 empty] | No | No
MC066 | Ruskin Library |  |  |  | MC066-B01/G70 | Logic 70 | EN.EN3 Energy Sensor | [6 empty] | G70 | 0 | [10 empty] | No | No
MC066 | Ruskin Library |  |  |  | MC066-B01/G71 | Logic 71 | EN.EN3 Energy Sensor | [6 empty] | G71 | 0 | [10 empty] | No | No
MC066 | Ruskin Library |  |  |  | MC066-B01/G72 | Logic 72 | EN.EN3 Energy Sensor | [6 empty] | G72 | 0 | [10 empty] | No | No
MC066 | Ruskin Library |  |  |  | MC066-B01/G73 | Logic 73 | EN.EN3 Energy Sensor | [6 empty] | G73 | 0 | [10 empty] | No | No
MC066 | Ruskin Library |  |  |  | MC066-B01/G74 | Logic 74 | EN.EN3 Energy Sensor | [6 empty] | G74 | 0 | [10 empty] | No | No
MC066 | Ruskin Library |  |  |  | MC066-B01/G75 | Logic 75 | EN.EN3 Energy Sensor | [6 empty] | G75 | 0 | [10 empty] | No | No
MC066 | Ruskin Library |  |  |  | MC066-B01/G8 | Logic 8 | EN.EN3 Energy Sensor | [6 empty] | G8 | 0 | [10 empty] | No | No
MC066 | Ruskin Library |  |  |  | MC066-B01/G9 | Logic 9 | EN.EN3 Energy Sensor | [6 empty] | G9 | 0 | [10 empty] | No | No
MC066 | Ruskin Library |  |  |  | MC066-B01/I1 | VT Pump Flow Proven | EN.EN3 Energy Sensor | [6 empty] | I1 | 0 | [10 empty] | No | No
MC066 | Ruskin Library |  |  |  | MC066-B01/I10 | Sprinkler Low Pressure | EN.EN3 Energy Sensor | [6 empty] | I10 | 0 | [10 empty] | No | No
MC066 | Ruskin Library |  |  |  | MC066-B01/I11 | Chiller Fault | EN.EN3 Energy Sensor | [6 empty] | I11 | 0 | [10 empty] | No | No
MC066 | Ruskin Library |  |  |  | MC066-B01/I12 | Gas Pulse | EN.EN3 Energy Sensor | [6 empty] | I12 | 0 | [10 empty] | No | No
MC066 | Ruskin Library |  |  |  | MC066-B01/I13 | Humidifier Fault | EN.EN3 Energy Sensor | [6 empty] | I13 | 0 | [10 empty] | No | No
MC066 | Ruskin Library |  |  |  | MC066-B01/I14 | AHU No1 Air Flow Prove 0=Prove | EN.EN3 Energy Sensor | [6 empty] | I14 | 0 | [10 empty] | No | No
MC066 | Ruskin Library |  |  |  | MC066-B01/I15 | Fire Override On | EN.EN3 Energy Sensor | [6 empty] | I15 | 0 | [10 empty] | No | No
MC066 | Ruskin Library |  |  |  | MC066-B01/I16 | Fire Override Off | EN.EN3 Energy Sensor | [6 empty] | I16 | 0 | [10 empty] | No | No
MC066 | Ruskin Library |  |  |  | MC066-B01/I17 | Boiler No1 Fault | EN.EN3 Energy Sensor | [6 empty] | I17 | 0 | [10 empty] | No | No
MC066 | Ruskin Library |  |  |  | MC066-B01/I18 | Boiler No2 Fault | EN.EN3 Energy Sensor | [6 empty] | I18 | 0 | [10 empty] | No | No
MC066 | Ruskin Library |  |  |  | MC066-B01/I2 | CT Pump Flow Proven | EN.EN3 Energy Sensor | [6 empty] | I2 | 0 | [10 empty] | No | No
MC066 | Ruskin Library |  |  |  | MC066-B01/I21 | CT Htg Pump Fault | EN.EN3 Energy Sensor | [6 empty] | I21 | 0 | [10 empty] | No | No
MC066 | Ruskin Library |  |  |  | MC066-B01/I22 | CT Pump 1 Enabled | EN.EN3 Energy Sensor | [6 empty] | I22 | 0 | [10 empty] | No | No
MC066 | Ruskin Library |  |  |  | MC066-B01/I23 | CT Pump 2 Enabled | EN.EN3 Energy Sensor | [6 empty] | I23 | 0 | [10 empty] | No | No
MC066 | Ruskin Library |  |  |  | MC066-B01/I26 | VT Htg Pump Fault | EN.EN3 Energy Sensor | [6 empty] | I26 | 0 | [10 empty] | No | No
MC066 | Ruskin Library |  |  |  | MC066-B01/I27 | VT Pump 1 Enabled | EN.EN3 Energy Sensor | [6 empty] | I27 | 0 | [10 empty] | No | No
MC066 | Ruskin Library |  |  |  | MC066-B01/I28 | VT Pump 2 Enabled | EN.EN3 Energy Sensor | [6 empty] | I28 | 0 | [10 empty] | No | No
MC066 | Ruskin Library |  |  |  | MC066-B01/I3 | AHU No2 Air Flow Proven | EN.EN3 Energy Sensor | [6 empty] | I3 | 0 | [10 empty] | No | No
MC066 | Ruskin Library |  |  |  | MC066-B01/I31 | N.Gallery Pump Fault | EN.EN3 Energy Sensor | [6 empty] | I31 | 0 | [10 empty] | No | No
MC066 | Ruskin Library |  |  |  | MC066-B01/I32 | N.Gallery Pump 1 Enabled | EN.EN3 Energy Sensor | [6 empty] | I32 | 0 | [10 empty] | No | No
MC066 | Ruskin Library |  |  |  | MC066-B01/I33 | N Gallery Pump 2 Enabled | EN.EN3 Energy Sensor | [6 empty] | I33 | 0 | [10 empty] | No | No
MC066 | Ruskin Library |  |  |  | MC066-B01/I36 | S.Gallery Pump Fault | EN.EN3 Energy Sensor | [6 empty] | I36 | 0 | [10 empty] | No | No
MC066 | Ruskin Library |  |  |  | MC066-B01/I37 | S.Gallery Pump 1 Enabled | EN.EN3 Energy Sensor | [6 empty] | I37 | 0 | [10 empty] | No | No
MC066 | Ruskin Library |  |  |  | MC066-B01/I38 | S Gallery Pump 2 Enabled | EN.EN3 Energy Sensor | [6 empty] | I38 | 0 | [10 empty] | No | No
MC066 | Ruskin Library |  |  |  | MC066-B01/I4 | Fire Alarm | EN.EN3 Energy Sensor | [6 empty] | I4 | 0 | [10 empty] | No | No
MC066 | Ruskin Library |  |  |  | MC066-B01/I40 | CT Pump Contactor Enabled | EN.EN3 Energy Sensor | [6 empty] | I40 | 0 | [10 empty] | No | No
MC066 | Ruskin Library |  |  |  | MC066-B01/I41 | VT Pump Contactor Enabled | EN.EN3 Energy Sensor | [6 empty] | I41 | 0 | [10 empty] | No | No
MC066 | Ruskin Library |  |  |  | MC066-B01/I42 | North Pump Contactor Enabled | EN.EN3 Energy Sensor | [6 empty] | I42 | 0 | [10 empty] | No | No
MC066 | Ruskin Library |  |  |  | MC066-B01/I43 | South Pump Contactor Enabled | EN.EN3 Energy Sensor | [6 empty] | I43 | 0 | [10 empty] | No | No
MC066 | Ruskin Library |  |  |  | MC066-B01/I5 | N.Gallery Pumps Flow Proven | EN.EN3 Energy Sensor | [6 empty] | I5 | 0 | [10 empty] | No | No
MC066 | Ruskin Library |  |  |  | MC066-B01/I6 | S.Gallery Pumps Flow Proven | EN.EN3 Energy Sensor | [6 empty] | I6 | 0 | [10 empty] | No | No
MC066 | Ruskin Library |  |  |  | MC066-B01/I7 | Pressure Unit Fault | EN.EN3 Energy Sensor | [6 empty] | I7 | 0 | [10 empty] | No | No
MC066 | Ruskin Library |  |  |  | MC066-B01/I8 | AHU No1 Filter Dirty | EN.EN3 Energy Sensor | [6 empty] | I8 | 0 | [10 empty] | No | No
MC066 | Ruskin Library |  |  |  | MC066-B01/I9 | AHU No2 Filter Dirty | EN.EN3 Energy Sensor | [6 empty] | I9 | 0 | [10 empty] | No | No
MC066 | Ruskin Library |  |  |  | MC066-B01/K1 | 1st stage frost protection | EN.EN3 Energy Sensor | [6 empty] | K1 | 0 | [10 empty] | No | No
MC066 | Ruskin Library |  |  |  | MC066-B01/K10 | VT Room Influence | EN.EN3 Energy Sensor | [6 empty] | K10 | 0 | [10 empty] | No | No
MC066 | Ruskin Library |  |  |  | MC066-B01/K11 | VT Flow @ 20oC OAT | EN.EN3 Energy Sensor | [6 empty] | K11 | 0 | [10 empty] | No | No
MC066 | Ruskin Library |  |  |  | MC066-B01/K12 | N.Gallery Occ Temp | EN.EN3 Energy Sensor | [6 empty] | K12 | 0 | [7 empty] | Degrees Celsius |  |  | No | No
MC066 | Ruskin Library |  |  |  | MC066-B01/K13 | UFH Flow@0 degC | EN.EN3 Energy Sensor | [6 empty] | K13 | 0 | [10 empty] | No | No
MC066 | Ruskin Library |  |  |  | MC066-B01/K14 | UFH Room Influence | EN.EN3 Energy Sensor | [6 empty] | K14 | 0 | [10 empty] | No | No
MC066 | Ruskin Library |  |  |  | MC066-B01/K15 | UFH Flow@ 20oC OAT | EN.EN3 Energy Sensor | [6 empty] | K15 | 0 | [10 empty] | No | No
MC066 | Ruskin Library |  |  |  | MC066-B01/K16 | S.Gallery Occ Temp | EN.EN3 Energy Sensor | [6 empty] | K16 | 0 | [7 empty] | Degrees Celsius |  |  | No | No
MC066 | Ruskin Library |  |  |  | MC066-B01/K17 | Reading Rm Return Air SP | EN.EN3 Energy Sensor | [6 empty] | K17 | 0 | [10 empty] | No | No
MC066 | Ruskin Library |  |  |  | MC066-B01/K2 | 2nd stage frost protection | EN.EN3 Energy Sensor | [6 empty] | K2 | 0 | [7 empty] | Degrees Celsius |  |  | No | No
MC066 | Ruskin Library |  |  |  | MC066-B01/K22 | Max Supply Air Temp | EN.EN3 Energy Sensor | [6 empty] | K22 | 0 | [7 empty] | Degrees Celsius |  |  | No | No
MC066 | Ruskin Library |  |  |  | MC066-B01/K23 | Reading Rm Humidity SP | EN.EN3 Energy Sensor | [6 empty] | K23 | 0 | [10 empty] | No | No
MC066 | Ruskin Library |  |  |  | MC066-B01/K24 | Minimum Supply Air Temp | EN.EN3 Energy Sensor | [6 empty] | K24 | 0 | [7 empty] | Degrees Celsius |  |  | No | No
MC066 | Ruskin Library |  |  |  | MC066-B01/K25 | Max Supply Humidity | EN.EN3 Energy Sensor | [6 empty] | K25 | 0 | [10 empty] | No | No
MC066 | Ruskin Library |  |  |  | MC066-B01/K26 | Dead zone humidity | EN.EN3 Energy Sensor | [6 empty] | K26 | 0 | [10 empty] | No | No
MC066 | Ruskin Library |  |  |  | MC066-B01/K27 | Minimum Supply Humidity | EN.EN3 Energy Sensor | [6 empty] | K27 | 0 | [10 empty] | No | No
MC066 | Ruskin Library |  |  |  | MC066-B01/K28 | Gallery Extract Fan SP | EN.EN3 Energy Sensor | [6 empty] | K28 | 0 | [10 empty] | No | No
MC066 | Ruskin Library |  |  |  | MC066-B01/K29 | Basement Extract Fans SP | EN.EN3 Energy Sensor | [6 empty] | K29 | 0 | [10 empty] | No | No
MC066 | Ruskin Library |  |  |  | MC066-B01/K3 | 3rd stage frost protection | EN.EN3 Energy Sensor | [6 empty] | K3 | 0 | [10 empty] | No | No
MC066 | Ruskin Library |  |  |  | MC066-B01/K30 | Foyer Space Temp SP | EN.EN3 Energy Sensor | [6 empty] | K30 | 0 | [7 empty] | Degrees Celsius |  |  | No | No
MC066 | Ruskin Library |  |  |  | MC066-B01/K31 | Max FCU Supply Air Temp | EN.EN3 Energy Sensor | [6 empty] | K31 | 0 | [7 empty] | Degrees Celsius |  |  | No | No
MC066 | Ruskin Library |  |  |  | MC066-B01/K32 | Minimum FCU Supply Air Temp | EN.EN3 Energy Sensor | [6 empty] | K32 | 0 | [7 empty] | Degrees Celsius |  |  | No | No
MC066 | Ruskin Library |  |  |  | MC066-B01/K4 | Economy Off | EN.EN3 Energy Sensor | [6 empty] | K4 | 0 | [10 empty] | No | No
MC066 | Ruskin Library |  |  |  | MC066-B01/K5 | Space low limit | EN.EN3 Energy Sensor | [6 empty] | K5 | 0 | [10 empty] | No | No
MC066 | Ruskin Library |  |  |  | MC066-B01/K6 | Occupancy SP | EN.EN3 Energy Sensor | [6 empty] | K6 | 0 | [10 empty] | No | No
MC066 | Ruskin Library |  |  |  | MC066-B01/K7 | Boiler Control SP | EN.EN3 Energy Sensor | [6 empty] | K7 | 0 | [10 empty] | No | No
MC066 | Ruskin Library |  |  |  | MC066-B01/K8 | Humidifier override % | EN.EN3 Energy Sensor | [6 empty] | K8 | 0 | [10 empty] | No | No
MC066 | Ruskin Library |  |  |  | MC066-B01/K9 | VT Flow @0 degC | EN.EN3 Energy Sensor | [6 empty] | K9 | 0 | [10 empty] | No | No
MC066 | Ruskin Library |  |  |  | MC066-B01/L1 | Loop 1 | EN.EN3 Energy Sensor | [6 empty] | L1 | 0 | [10 empty] | No | No
MC066 | Ruskin Library |  |  |  | MC066-B01/L10 |  | EN.EN3 Energy Sensor | [6 empty] | L10 | 0 | [10 empty] | No | No
MC066 | Ruskin Library |  |  |  | MC066-B01/L12 | De Hum loop | EN.EN3 Energy Sensor | [6 empty] | L12 | 0 | [10 empty] | No | No
MC066 | Ruskin Library |  |  |  | MC066-B01/L13 |  | EN.EN3 Energy Sensor | [6 empty] | L13 | 0 | [10 empty] | No | No
MC066 | Ruskin Library |  |  |  | MC066-B01/L14 |  | EN.EN3 Energy Sensor | [6 empty] | L14 | 0 | [10 empty] | No | No
MC066 | Ruskin Library |  |  |  | MC066-B01/L15 | Loop 15 | EN.EN3 Energy Sensor | [6 empty] | L15 | 0 | [10 empty] | No | No
MC066 | Ruskin Library |  |  |  | MC066-B01/L16 | Loop 16 | EN.EN3 Energy Sensor | [6 empty] | L16 | 0 | [10 empty] | No | No
MC066 | Ruskin Library |  |  |  | MC066-B01/L2 | compensator | EN.EN3 Energy Sensor | [6 empty] | L2 | 0 | [10 empty] | No | No
MC066 | Ruskin Library |  |  |  | MC066-B01/L3 | compensator | EN.EN3 Energy Sensor | [6 empty] | L3 | 0 | [10 empty] | No | No
MC066 | Ruskin Library |  |  |  | MC066-B01/L4 | compensator | EN.EN3 Energy Sensor | [6 empty] | L4 | 0 | [10 empty] | No | No
MC066 | Ruskin Library |  |  |  | MC066-B01/L5 |  | EN.EN3 Energy Sensor | [6 empty] | L5 | 0 | [10 empty] | No | No
MC066 | Ruskin Library |  |  |  | MC066-B01/L6 |  | EN.EN3 Energy Sensor | [6 empty] | L6 | 0 | [10 empty] | No | No
MC066 | Ruskin Library |  |  |  | MC066-B01/L7 | Heating loop | EN.EN3 Energy Sensor | [6 empty] | L7 | 0 | [10 empty] | No | No
MC066 | Ruskin Library |  |  |  | MC066-B01/L8 | Cooling loop | EN.EN3 Energy Sensor | [6 empty] | L8 | 0 | [10 empty] | No | No
MC066 | Ruskin Library |  |  |  | MC066-B01/L9 |  | EN.EN3 Energy Sensor | [6 empty] | L9 | 0 | [10 empty] | No | No
MC066 | Ruskin Library |  |  |  | MC066-B01/O1 | Optimum Start Stop 1 | EN.EN3 Energy Sensor | [6 empty] | O1 | 0 | [10 empty] | No | No
MC066 | Ruskin Library |  |  |  | MC066-B01/P1 | Outside air temperature | EN.EN3 Energy Sensor | [6 empty] | P1 | 0 | [7 empty] | Degrees Celsius |  |  | No | No
MC066 | Ruskin Library |  |  |  | MC066-B01/P10 | N.Office Space Temp | EN.EN3 Energy Sensor | [6 empty] | P10 | 0 | [7 empty] | Degrees Celsius |  |  | No | No
MC066 | Ruskin Library |  |  |  | MC066-B01/P11 | N.Gallery Space Temp | EN.EN3 Energy Sensor | [6 empty] | P11 | 0 | [7 empty] | Degrees Celsius |  |  | No | No
MC066 | Ruskin Library |  |  |  | MC066-B01/P12 | N.Gallery Flow Temp | EN.EN3 Energy Sensor | [6 empty] | P12 | 0 | [7 empty] | Degrees Celsius |  |  | No | No
MC066 | Ruskin Library |  |  |  | MC066-B01/P13 | S.Gallery Space Temp | EN.EN3 Energy Sensor | [6 empty] | P13 | 0 | [7 empty] | Degrees Celsius |  |  | No | No
MC066 | Ruskin Library |  |  |  | MC066-B01/P14 | S.Gallery Flow Temp | EN.EN3 Energy Sensor | [6 empty] | P14 | 0 | [7 empty] | Degrees Celsius |  |  | No | No
MC066 | Ruskin Library |  |  |  | MC066-B01/P15 | AHU No1 Supply Air Temp | EN.EN3 Energy Sensor | [6 empty] | P15 | 0 | [7 empty] | Degrees Celsius |  |  | No | No
MC066 | Ruskin Library |  |  |  | MC066-B01/P16 | AHU No1 Return Air Temp | EN.EN3 Energy Sensor | [6 empty] | P16 | 0 | [7 empty] | Degrees Celsius |  |  | No | No
MC066 | Ruskin Library |  |  |  | MC066-B01/P17 | AHU No1 Ret RH Sensor | EN.EN3 Energy Sensor | [6 empty] | P17 | 0 | [10 empty] | No | No
MC066 | Ruskin Library |  |  |  | MC066-B01/P18 | Archive No1 Space Temp | EN.EN3 Energy Sensor | [6 empty] | P18 | 0 | [7 empty] | Degrees Celsius |  |  | No | No
MC066 | Ruskin Library |  |  |  | MC066-B01/P19 | Archive No1 RH Space | EN.EN3 Energy Sensor | [6 empty] | P19 | 0 | [10 empty] | No | No
MC066 | Ruskin Library |  |  |  | MC066-B01/P2 | Foyer Space Temp | EN.EN3 Energy Sensor | [6 empty] | P2 | 0 | [7 empty] | Degrees Celsius |  |  | No | No
MC066 | Ruskin Library |  |  |  | MC066-B01/P20 | Archive No2 Space Temp | EN.EN3 Energy Sensor | [6 empty] | P20 | 0 | [7 empty] | Degrees Celsius |  |  | No | No
MC066 | Ruskin Library |  |  |  | MC066-B01/P21 | Archive No2 Space RH | EN.EN3 Energy Sensor | [6 empty] | P21 | 0 | [10 empty] | No | No
MC066 | Ruskin Library |  |  |  | MC066-B01/P22 | Archive No3 Space Temp | EN.EN3 Energy Sensor | [6 empty] | P22 | 0 | [7 empty] | Degrees Celsius |  |  | No | No
MC066 | Ruskin Library |  |  |  | MC066-B01/P23 | Archive No3 Space RH | EN.EN3 Energy Sensor | [6 empty] | P23 | 0 | [10 empty] | No | No
MC066 | Ruskin Library |  |  |  | MC066-B01/P24 | Archive No4 Space Temp | EN.EN3 Energy Sensor | [6 empty] | P24 | 0 | [7 empty] | Degrees Celsius |  |  | No | No
MC066 | Ruskin Library |  |  |  | MC066-B01/P25 | Archive No4 Space RH | EN.EN3 Energy Sensor | [6 empty] | P25 | 0 | [10 empty] | No | No
MC066 | Ruskin Library |  |  |  | MC066-B01/P26 | Archive No5 Space Temp | EN.EN3 Energy Sensor | [6 empty] | P26 | 0 | [7 empty] | Degrees Celsius |  |  | No | No
MC066 | Ruskin Library |  |  |  | MC066-B01/P27 | Archive No5 Space RH | EN.EN3 Energy Sensor | [6 empty] | P27 | 0 | [10 empty] | No | No
MC066 | Ruskin Library |  |  |  | MC066-B01/P28 | Boiler Flow Temp | EN.EN3 Energy Sensor | [6 empty] | P28 | 0 | [7 empty] | Degrees Celsius |  |  | No | No
MC066 | Ruskin Library |  |  |  | MC066-B01/P29 | Boiler Return Temp | EN.EN3 Energy Sensor | [6 empty] | P29 | 0 | [7 empty] | Degrees Celsius |  |  | No | No
MC066 | Ruskin Library |  |  |  | MC066-B01/P3 | Basement Space Temp | EN.EN3 Energy Sensor | [6 empty] | P3 | 0 | [7 empty] | Degrees Celsius |  |  | No | No
MC066 | Ruskin Library |  |  |  | MC066-B01/P30 | Total Gas Used | EN.EN3 Energy Sensor | [6 empty] | P30 | 0 | [10 empty] | No | No
MC066 | Ruskin Library |  |  |  | MC066-B01/P31 | Gas Used Today | EN.EN3 Energy Sensor | [6 empty] | P31 | 0 | [10 empty] | No | No
MC066 | Ruskin Library |  |  |  | MC066-B01/P32 | Total Electricity 1 Used | EN.EN3 Energy Sensor | [6 empty] | P32 | 0 | [10 empty] | No | No
MC066 | Ruskin Library |  |  |  | MC066-B01/P33 | Electricity 1 Used Today | EN.EN3 Energy Sensor | [6 empty] | P33 | 0 | [10 empty] | No | No
MC066 | Ruskin Library |  |  |  | MC066-B01/P34 | Sensor 40 | EN.EN3 Energy Sensor | [6 empty] | P34 | 0 | [10 empty] | No | No
MC066 | Ruskin Library |  |  |  | MC066-B01/P35 | Sensor 41 | EN.EN3 Energy Sensor | [6 empty] | P35 | 0 | [10 empty] | No | No
MC066 | Ruskin Library |  |  |  | MC066-B01/P36 | Sensor 42 | EN.EN3 Energy Sensor | [6 empty] | P36 | 0 | [10 empty] | No | No
MC066 | Ruskin Library |  |  |  | MC066-B01/P37 | Calc S.Gallery UFH Flow | EN.EN3 Energy Sensor | [6 empty] | P37 | 0 | [10 empty] | No | No
MC066 | Ruskin Library |  |  |  | MC066-B01/P38 | Calc N.Gallery UFH FLOW | EN.EN3 Energy Sensor | [6 empty] | P38 | 0 | [10 empty] | No | No
MC066 | Ruskin Library |  |  |  | MC066-B01/P39 | Chiller | EN.EN3 Energy Sensor | [6 empty] | P39 | 0 | [10 empty] | No | No
MC066 | Ruskin Library |  |  |  | MC066-B01/P4 | Basement Space RH Sensor | EN.EN3 Energy Sensor | [6 empty] | P4 | 0 | [10 empty] | No | No
MC066 | Ruskin Library |  |  |  | MC066-B01/P40 | Plot 40 | EN.EN3 Energy Sensor | [6 empty] | P40 | 0 | [10 empty] | No | No
MC066 | Ruskin Library |  |  |  | MC066-B01/P41 | Sensor 43 | EN.EN3 Energy Sensor | [6 empty] | P41 | 0 | [10 empty] | No | No
MC066 | Ruskin Library |  |  |  | MC066-B01/P5 | VT Flow Temp | EN.EN3 Energy Sensor | [6 empty] | P5 | 0 | [7 empty] | Degrees Celsius |  |  | No | No
MC066 | Ruskin Library |  |  |  | MC066-B01/P6 | CHW Sec Flow Temp | EN.EN3 Energy Sensor | [6 empty] | P6 | 0 | [7 empty] | Degrees Celsius |  |  | No | No
MC066 | Ruskin Library |  |  |  | MC066-B01/P7 | CHW Sec Return Temp | EN.EN3 Energy Sensor | [6 empty] | P7 | 0 | [7 empty] | Degrees Celsius |  |  | No | No
MC066 | Ruskin Library |  |  |  | MC066-B01/P8 | FCU No1 Supply Air Temp | EN.EN3 Energy Sensor | [6 empty] | P8 | 0 | [7 empty] | Degrees Celsius |  |  | No | No
MC066 | Ruskin Library |  |  |  | MC066-B01/P9 | FCU No2 Supply Air Temp | EN.EN3 Energy Sensor | [6 empty] | P9 | 0 | [7 empty] | Degrees Celsius |  |  | No | No
MC066 | Ruskin Library |  |  |  | MC066-B01/Q1 | Sequence Table 1 | EN.EN3 Energy Sensor | [6 empty] | Q1 | 0 | [10 empty] | No | No
MC066 | Ruskin Library |  |  |  | MC066-B01/S1 | Outside air temperature | EN.EN3 Energy Sensor | [6 empty] | S1 | 0 | [7 empty] | Degrees Celsius |  |  | No | No
MC066 | Ruskin Library |  |  |  | MC066-B01/S10 | N.Office Space Temp | EN.EN3 Energy Sensor | [6 empty] | S10 | 0 | [7 empty] | Degrees Celsius |  |  | No | No
MC066 | Ruskin Library |  |  |  | MC066-B01/S11 | N.Gallery Space Temp | EN.EN3 Energy Sensor | [6 empty] | S11 | 0 | [7 empty] | Degrees Celsius |  |  | No | No
MC066 | Ruskin Library |  |  |  | MC066-B01/S12 | N.Gallery Flow Temp | EN.EN3 Energy Sensor | [6 empty] | S12 | 0 | [7 empty] | Degrees Celsius |  |  | No | No
MC066 | Ruskin Library |  |  |  | MC066-B01/S13 | S.Gallery Space Temp | EN.EN3 Energy Sensor | [6 empty] | S13 | 0 | [7 empty] | Degrees Celsius |  |  | No | No
MC066 | Ruskin Library |  |  |  | MC066-B01/S14 | S.Gallery Flow Temp | EN.EN3 Energy Sensor | [6 empty] | S14 | 0 | [7 empty] | Degrees Celsius |  |  | No | No
MC066 | Ruskin Library |  |  |  | MC066-B01/S15 | AHU No1 Supply Air Temp | EN.EN3 Energy Sensor | [6 empty] | S15 | 0 | [7 empty] | Degrees Celsius |  |  | No | No
MC066 | Ruskin Library |  |  |  | MC066-B01/S16 | AHU No1 Return Air Temp | EN.EN3 Energy Sensor | [6 empty] | S16 | 0 | [7 empty] | Degrees Celsius |  |  | No | No
MC066 | Ruskin Library |  |  |  | MC066-B01/S17 | AHU No1 Ret RH Sensor | EN.EN3 Energy Sensor | [6 empty] | S17 | 0 | [10 empty] | No | No
MC066 | Ruskin Library |  |  |  | MC066-B01/S18 | Archive No1 Space Temp | EN.EN3 Energy Sensor | [6 empty] | S18 | 0 | [7 empty] | Degrees Celsius |  |  | No | No
MC066 | Ruskin Library |  |  |  | MC066-B01/S19 | Archive No1 RH Space | EN.EN3 Energy Sensor | [6 empty] | S19 | 0 | [10 empty] | No | No
MC066 | Ruskin Library |  |  |  | MC066-B01/S2 | Foyer Space Temp | EN.EN3 Energy Sensor | [6 empty] | S2 | 0 | [7 empty] | Degrees Celsius |  |  | No | No
MC066 | Ruskin Library |  |  |  | MC066-B01/S20 | Archive No2 Space Temp | EN.EN3 Energy Sensor | [6 empty] | S20 | 0 | [7 empty] | Degrees Celsius |  |  | No | No
MC066 | Ruskin Library |  |  |  | MC066-B01/S21 | Archive No2 Space RH | EN.EN3 Energy Sensor | [6 empty] | S21 | 0 | [10 empty] | No | No
MC066 | Ruskin Library |  |  |  | MC066-B01/S22 | Archive No3 Space Temp | EN.EN3 Energy Sensor | [6 empty] | S22 | 0 | [7 empty] | Degrees Celsius |  |  | No | No
MC066 | Ruskin Library |  |  |  | MC066-B01/S23 | Archive No3 Space RH | EN.EN3 Energy Sensor | [6 empty] | S23 | 0 | [10 empty] | No | No
MC066 | Ruskin Library |  |  |  | MC066-B01/S24 | Archive No4 Space Temp | EN.EN3 Energy Sensor | [6 empty] | S24 | 0 | [7 empty] | Degrees Celsius |  |  | No | No
MC066 | Ruskin Library |  |  |  | MC066-B01/S25 | Archive No4 Space RH | EN.EN3 Energy Sensor | [6 empty] | S25 | 0 | [10 empty] | No | No
MC066 | Ruskin Library |  |  |  | MC066-B01/S26 | Archive No5 Space Temp | EN.EN3 Energy Sensor | [6 empty] | S26 | 0 | [7 empty] | Degrees Celsius |  |  | No | No
MC066 | Ruskin Library |  |  |  | MC066-B01/S27 | Archive No5 Space RH | EN.EN3 Energy Sensor | [6 empty] | S27 | 0 | [10 empty] | No | No
MC066 | Ruskin Library |  |  |  | MC066-B01/S28 | Boiler Flow Temp | EN.EN3 Energy Sensor | [6 empty] | S28 | 0 | [7 empty] | Degrees Celsius |  |  | No | No
MC066 | Ruskin Library |  |  |  | MC066-B01/S29 | Boiler Return Temp | EN.EN3 Energy Sensor | [6 empty] | S29 | 0 | [7 empty] | Degrees Celsius |  |  | No | No
MC066 | Ruskin Library |  |  |  | MC066-B01/S3 | Basement Space Temp | EN.EN3 Energy Sensor | [6 empty] | S3 | 0 | [7 empty] | Degrees Celsius |  |  | No | No
MC066 | Ruskin Library |  |  |  | MC066-B01/S30 | Calculated temperature variable temperature circuit flow | EN.EN3 Energy Sensor | [6 empty] | S30 | 0 | [10 empty] | No | No
MC066 | Ruskin Library |  |  |  | MC066-B01/S31 | Calc N.Gallery UFH FLOW | EN.EN3 Energy Sensor | [6 empty] | S31 | 0 | [10 empty] | No | No
MC066 | Ruskin Library |  |  |  | MC066-B01/S32 | Chiller | EN.EN3 Energy Sensor | [6 empty] | S32 | 0 | [10 empty] | No | No
MC066 | Ruskin Library |  |  |  | MC066-B01/S33 | Sensor 33 | EN.EN3 Energy Sensor | [6 empty] | S33 | 0 | [10 empty] | No | No
MC066 | Ruskin Library |  |  |  | MC066-B01/S34 | D DIX No1 | EN.EN3 Energy Sensor | [6 empty] | S34 | 0 | [10 empty] | No | No
MC066 | Ruskin Library |  |  |  | MC066-B01/S35 | Calc S.Gallery UFH Flow | EN.EN3 Energy Sensor | [6 empty] | S35 | 0 | [10 empty] | No | No
MC066 | Ruskin Library |  |  |  | MC066-B01/S36 | Gas Used Today | EN.EN3 Energy Sensor | [6 empty] | S36 | 0 | [10 empty] | No | No
MC066 | Ruskin Library |  |  |  | MC066-B01/S37 | Total Gas Used | EN.EN3 Energy Sensor | [6 empty] | S37 | 0 | [10 empty] | No | No
MC066 | Ruskin Library |  |  |  | MC066-B01/S38 | Electricity 1 Used Today | EN.EN3 Energy Sensor | [6 empty] | S38 | 0 | [10 empty] | No | No
MC066 | Ruskin Library |  |  |  | MC066-B01/S39 | Total Electricity 1 Used | EN.EN3 Energy Sensor | [6 empty] | S39 | 0 | [10 empty] | No | No
MC066 | Ruskin Library |  |  |  | MC066-B01/S4 | Basement Space RH Sensor | EN.EN3 Energy Sensor | [6 empty] | S4 | 0 | [10 empty] | No | No
MC066 | Ruskin Library |  |  |  | MC066-B01/S40 | Average Archive Areas Temp | EN.EN3 Energy Sensor | [6 empty] | S40 | 0 | [7 empty] | Degrees Celsius |  |  | No | No
MC066 | Ruskin Library |  |  |  | MC066-B01/S41 | Average Archive RH | EN.EN3 Energy Sensor | [6 empty] | S41 | 0 | [10 empty] | No | No
MC066 | Ruskin Library |  |  |  | MC066-B01/S42 | Humidity Control % | EN.EN3 Energy Sensor | [6 empty] | S42 | 0 | [10 empty] | No | No
MC066 | Ruskin Library |  |  |  | MC066-B01/S43 | Cooling Valve % | EN.EN3 Energy Sensor | [6 empty] | S43 | 0 | [10 empty] | No | No
MC066 | Ruskin Library |  |  |  | MC066-B01/S5 | VT Flow Temp | EN.EN3 Energy Sensor | [6 empty] | S5 | 0 | [7 empty] | Degrees Celsius |  |  | No | No
MC066 | Ruskin Library |  |  |  | MC066-B01/S6 | CHW Sec Flow Temp | EN.EN3 Energy Sensor | [6 empty] | S6 | 0 | [7 empty] | Degrees Celsius |  |  | No | No
MC066 | Ruskin Library |  |  |  | MC066-B01/S7 | CHW Sec Return Temp | EN.EN3 Energy Sensor | [6 empty] | S7 | 0 | [7 empty] | Degrees Celsius |  |  | No | No
MC066 | Ruskin Library |  |  |  | MC066-B01/S8 | FCU No1 Supply Air Temp | EN.EN3 Energy Sensor | [6 empty] | S8 | 0 | [7 empty] | Degrees Celsius |  |  | No | No
MC066 | Ruskin Library |  |  |  | MC066-B01/S9 | FCU No2 Supply Air Temp | EN.EN3 Energy Sensor | [6 empty] | S9 | 0 | [7 empty] | Degrees Celsius |  |  | No | No
MC066 | Ruskin Library |  |  |  | MC066-B01/V1 |  | EN.EN3 Energy Sensor | [6 empty] | V1 | 0 | [10 empty] | No | No
MC066 | Ruskin Library |  |  |  | MC066-B01/W1 | CT Pump Reset | EN.EN3 Energy Sensor | [6 empty] | W1 | 0 | [10 empty] | No | No
MC066 | Ruskin Library |  |  |  | MC066-B01/W10 | Reset Meters | EN.EN3 Energy Sensor | [6 empty] | W10 | 0 | [10 empty] | No | No
MC066 | Ruskin Library |  |  |  | MC066-B01/W11 | Humidifier Override Enable | EN.EN3 Energy Sensor | [6 empty] | W11 | 0 | [10 empty] | No | No
MC066 | Ruskin Library |  |  |  | MC066-B01/W12 | Damper OR closed | EN.EN3 Energy Sensor | [6 empty] | W12 | 0 | [10 empty] | No | No
MC066 | Ruskin Library |  |  |  | MC066-B01/W2 | Constant temperature circuit pump duty | EN.EN3 Energy Sensor | [6 empty] | W2 | 0 | [10 empty] | No | No
MC066 | Ruskin Library |  |  |  | MC066-B01/W3 | VT Pump Reset | EN.EN3 Energy Sensor | [6 empty] | W3 | 0 | [10 empty] | No | No
MC066 | Ruskin Library |  |  |  | MC066-B01/W4 | Variable flow circuit pump duty | EN.EN3 Energy Sensor | [6 empty] | W4 | 0 | [10 empty] | No | No
MC066 | Ruskin Library |  |  |  | MC066-B01/W5 | N Gallery Pump Reset | EN.EN3 Energy Sensor | [6 empty] | W5 | 0 | [10 empty] | No | No
MC066 | Ruskin Library |  |  |  | MC066-B01/W6 | N.Gallery Pump Duty | EN.EN3 Energy Sensor | [6 empty] | W6 | 0 | [10 empty] | No | No
MC066 | Ruskin Library |  |  |  | MC066-B01/W7 | S Gallery Pump Reset | EN.EN3 Energy Sensor | [6 empty] | W7 | 0 | [10 empty] | No | No
MC066 | Ruskin Library |  |  |  | MC066-B01/W8 | S.Gallery Pump Duty | EN.EN3 Energy Sensor | [6 empty] | W8 | 0 | [10 empty] | No | No
MC066 | Ruskin Library |  |  |  | MC066-B01/W9 | Rotate Boilers | EN.EN3 Energy Sensor | [6 empty] | W9 | 0 | [10 empty] | No | No
MC066 | Ruskin Library |  |  |  | MC066-B01/Y1 | Outside air temperature | EN.EN3 Energy Sensor | [6 empty] | Y1 | 0 | [7 empty] | Degrees Celsius |  |  | No | No
MC066 | Ruskin Library |  |  |  | MC066-B01/Y2 | Room temperature | EN.EN3 Energy Sensor | [6 empty] | Y2 | 0 | [7 empty] | Degrees Celsius |  |  | No | No
MC066 | Ruskin Library |  |  |  | MC066-B01/Y3 | Thermistor TBTI | EN.EN3 Energy Sensor | [6 empty] | Y3 | 0 | [7 empty] | Degrees Celsius |  |  | No | No
MC066 | Ruskin Library |  |  |  | MC066-B01/Y4 | Thermistor TBTC | EN.EN3 Energy Sensor | [6 empty] | Y4 | 0 | [10 empty] | No | No
MC066 | Ruskin Library |  |  |  | MC066-B01/Y5 | 4DIX V | EN.EN3 Energy Sensor | [6 empty] | Y5 | 0 | [10 empty] | No | No
MC066 | Ruskin Library |  |  |  | MC066-B01/Y6 | Automatrix Sensor | EN.EN3 Energy Sensor | [6 empty] | Y6 | 0 | [10 empty] | No | No
MC066 | Ruskin Library |  |  |  | MC066-B01/Y7 | Humidity 0-10V | EN.EN3 Energy Sensor | [6 empty] | Y7 | 0 | [10 empty] | No | No
MC066 | Ruskin Library |  |  |  | MC066-B01/Y8 | Humidity 0-5V | EN.EN3 Energy Sensor | [6 empty] | Y8 | 0 | [10 empty] | No | No
MC066 | Ruskin Library |  |  |  | MC066-B01/Z1 | Heating Zone Times | EN.EN3 Energy Sensor | [6 empty] | Z1 | 0 | [10 empty] | No | No
MC066 | Ruskin Library |  |  |  | MC066-B01/Z2 | Reading Room Time Zone | EN.EN3 Energy Sensor | [6 empty] | Z2 | 0 | [10 empty] | No | No
MC066 | Ruskin Library |  |  |  | MC066-B01/Z3 | Archive Areas Timezone | EN.EN3 Energy Sensor | [6 empty] | Z3 | 0 | [10 empty] | No | No
MC066 | Ruskin Library |  |  |  | MC066-B01/Z4 | Gallery Extract Fans | EN.EN3 Energy Sensor | [6 empty] | Z4 | 0 | [10 empty] | No | No
MC066 | Ruskin Library |  |  |  | MC066-B01/Z5 | Basement Extract Fans | EN.EN3 Energy Sensor | [6 empty] | Z5 | 0 | [10 empty] | No | No
MC066 | Ruskin Library |  |  |  | MC066-B01/Z6 | Domestic Hot Water | EN.EN3 Energy Sensor | [6 empty] | Z6 | 0 | [10 empty] | No | No
MC066 | Ruskin Library |  |  |  | MC066-B01/Z7 | Foyer Fan Coil Units | EN.EN3 Energy Sensor | [6 empty] | Z7 | 0 | [10 empty] | No | No
MC066 | Ruskin Library |  |  |  | MC066-B01/C1 | Virtual CNC 1 | EN.EN3 Energy Sensor | [6 empty] | C1 | 0 | [10 empty] | No | No
MC066 | Ruskin Library |  |  |  | MC066-B01/D1 | Boiler No1 | EN.EN3 Energy Sensor | [6 empty] | D1 | 0 | [10 empty] | No | No
MC066 | Ruskin Library |  |  |  | MC066-B01/D10 | N.Gallery UFH Heating | EN.EN3 Energy Sensor | [6 empty] | D10 | 0 | [10 empty] | No | No
MC066 | Ruskin Library |  |  |  | MC066-B01/D11 | S.Gallery UFH Heating | EN.EN3 Energy Sensor | [6 empty] | D11 | 0 | [10 empty] | No | No
MC066 | Ruskin Library |  |  |  | MC066-B01/D12 | Reading Rm Rad Zone Valve | EN.EN3 Energy Sensor | [6 empty] | D12 | 0 | [10 empty] | No | No
MC066 | Ruskin Library |  |  |  | MC066-B01/D13 | AHU No1 Htg Valve | EN.EN3 Energy Sensor | [6 empty] | D13 | 0 | [10 empty] | No | No
MC066 | Ruskin Library |  |  |  | MC066-B01/D14 | AHU No1 Cooling Valve | EN.EN3 Energy Sensor | [6 empty] | D14 | 0 | [10 empty] | No | No
MC066 | Ruskin Library |  |  |  | MC066-B01/D15 | FCU Unit No1 | EN.EN3 Energy Sensor | [6 empty] | D15 | 0 | [10 empty] | No | No
MC066 | Ruskin Library |  |  |  | MC066-B01/D16 | FCU Unit No2 | EN.EN3 Energy Sensor | [6 empty] | D16 | 0 | [10 empty] | No | No
MC066 | Ruskin Library |  |  |  | MC066-B01/D17 | Immersion Heaters | EN.EN3 Energy Sensor | [6 empty] | D17 | 0 | [10 empty] | No | No
MC066 | Ruskin Library |  |  |  | MC066-B01/D18 | Chiller Enable | EN.EN3 Energy Sensor | [6 empty] | D18 | 0 | [10 empty] | No | No
MC066 | Ruskin Library |  |  |  | MC066-B01/D19 | Reading Room AHU No1 | EN.EN3 Energy Sensor | [6 empty] | D19 | 0 | [10 empty] | No | No
MC066 | Ruskin Library |  |  |  | MC066-B01/D2 | Boiler No2 | EN.EN3 Energy Sensor | [6 empty] | D2 | 0 | [10 empty] | No | No
MC066 | Ruskin Library |  |  |  | MC066-B01/D20 | Archive AHU No2 | EN.EN3 Energy Sensor | [6 empty] | D20 | 0 | [10 empty] | No | No
MC066 | Ruskin Library |  |  |  | MC066-B01/D21 | AHU No1 Humidity Control | EN.EN3 Energy Sensor | [6 empty] | D21 | 0 | [10 empty] | No | No
MC066 | Ruskin Library |  |  |  | MC066-B01/D22 | Gallery Extract Fan | EN.EN3 Energy Sensor | [6 empty] | D22 | 0 | [10 empty] | No | No
MC066 | Ruskin Library |  |  |  | MC066-B01/D23 | Basement Extract Fans | EN.EN3 Energy Sensor | [6 empty] | D23 | 0 | [10 empty] | No | No
MC066 | Ruskin Library |  |  |  | MC066-B01/D24 | AHU No1 Intake Damper | EN.EN3 Energy Sensor | [6 empty] | D24 | 0 | [10 empty] | No | No
MC066 | Ruskin Library |  |  |  | MC066-B01/D25 | FCU No1 Damper | EN.EN3 Energy Sensor | [6 empty] | D25 | 0 | [10 empty] | No | No
MC066 | Ruskin Library |  |  |  | MC066-B01/D26 | FCU No2 Damper | EN.EN3 Energy Sensor | [6 empty] | D26 | 0 | [10 empty] | No | No
MC066 | Ruskin Library |  |  |  | MC066-B01/D27 | Basement Fire Damper No1 | EN.EN3 Energy Sensor | [6 empty] | D27 | 0 | [10 empty] | No | No
MC066 | Ruskin Library |  |  |  | MC066-B01/D28 | Basement Fire Damper No2 | EN.EN3 Energy Sensor | [6 empty] | D28 | 0 | [10 empty] | No | No
MC066 | Ruskin Library |  |  |  | MC066-B01/D29 | AHU No2 Basement Damper | EN.EN3 Energy Sensor | [6 empty] | D29 | 0 | [10 empty] | No | No
MC066 | Ruskin Library |  |  |  | MC066-B01/D3 | CT Pumps | EN.EN3 Energy Sensor | [6 empty] | D3 | 0 | [10 empty] | No | No
MC066 | Ruskin Library |  |  |  | MC066-B01/D30 | Ahu No2 Reading Rm Damper | EN.EN3 Energy Sensor | [6 empty] | D30 | 0 | [10 empty] | No | No
MC066 | Ruskin Library |  |  |  | MC066-B01/D4 | VT Htg Pumps | EN.EN3 Energy Sensor | [6 empty] | D4 | 0 | [10 empty] | No | No
MC066 | Ruskin Library |  |  |  | MC066-B01/D5 | N Gallery Htg Pumps | EN.EN3 Energy Sensor | [6 empty] | D5 | 0 | [10 empty] | No | No
MC066 | Ruskin Library |  |  |  | MC066-B01/D6 | S Gallery Htg Pumps | EN.EN3 Energy Sensor | [6 empty] | D6 | 0 | [10 empty] | No | No
MC066 | Ruskin Library |  |  |  | MC066-B01/D7 | Variable temperature circuit valve | EN.EN3 Energy Sensor | [6 empty] | D7 | 0 | [7 empty] | 0 = Closed , 1 = Open |  |  | No | No
MC066 | Ruskin Library |  |  |  | MC066-B01/D8 | FCU Unit 1 Htg Valve | EN.EN3 Energy Sensor | [6 empty] | D8 | 0 | [10 empty] | No | No
MC066 | Ruskin Library |  |  |  | MC066-B01/D9 | FCU Unit No2 Htg Valve | EN.EN3 Energy Sensor | [6 empty] | D9 | 0 | [10 empty] | No | No
MC066 | Ruskin Library |  |  |  | MC066-B01/e1 | Alarm Dest 1 | EN.EN3 Energy Sensor | [6 empty] | e1 | 0 | [10 empty] | No | No
MC066 | Ruskin Library |  |  |  | MC066-B01/F1 | Function 1 | EN.EN3 Energy Sensor | [6 empty] | F1 | 0 | [10 empty] | No | No
MC066 | Ruskin Library |  |  |  | MC066-B01/F10 | Function 10 | EN.EN3 Energy Sensor | [6 empty] | F10 | 0 | [10 empty] | No | No
MC066 | Ruskin Library |  |  |  | MC066-B01/F11 | Minimum Archive Space Temp | EN.EN3 Energy Sensor | [6 empty] | F11 | 0 | [7 empty] | Degrees Celsius |  |  | No | No
MC066 | Ruskin Library |  |  |  | MC066-B01/F12 | Function 12 | EN.EN3 Energy Sensor | [6 empty] | F12 | 0 | [10 empty] | No | No
MC066 | Ruskin Library |  |  |  | MC066-B01/F13 | Function 13 | EN.EN3 Energy Sensor | [6 empty] | F13 | 0 | [10 empty] | No | No
MC066 | Ruskin Library |  |  |  | MC066-B01/F14 | Minimum Building Temp | EN.EN3 Energy Sensor | [6 empty] | F14 | 0 | [7 empty] | Degrees Celsius |  |  | No | No
MC066 | Ruskin Library |  |  |  | MC066-B01/F15 | Function 15 | EN.EN3 Energy Sensor | [6 empty] | F15 | 0 | [10 empty] | No | No
MC066 | Ruskin Library |  |  |  | MC066-B01/F16 | Function 16 | EN.EN3 Energy Sensor | [6 empty] | F16 | 0 | [10 empty] | No | No
MC066 | Ruskin Library |  |  |  | MC066-B01/F17 | Function 17 | EN.EN3 Energy Sensor | [6 empty] | F17 | 0 | [10 empty] | No | No
MC066 | Ruskin Library |  |  |  | MC066-B01/F18 | Space low limit | EN.EN3 Energy Sensor | [6 empty] | F18 | 0 | [10 empty] | No | No
MC066 | Ruskin Library |  |  |  | MC066-B01/F19 | Function 19 | EN.EN3 Energy Sensor | [6 empty] | F19 | 0 | [10 empty] | No | No
MC066 | Ruskin Library |  |  |  | MC066-B01/F2 | 1st Stage Frost ON when 1 | EN.EN3 Energy Sensor | [6 empty] | F2 | 0 | [10 empty] | No | No
MC066 | Ruskin Library |  |  |  | MC066-B01/F20 | Function 20 | EN.EN3 Energy Sensor | [6 empty] | F20 | 0 | [10 empty] | No | No
MC066 | Ruskin Library |  |  |  | MC066-B01/F21 | Function 21 | EN.EN3 Energy Sensor | [6 empty] | F21 | 0 | [10 empty] | No | No
MC066 | Ruskin Library |  |  |  | MC066-B01/F22 | Function 22 | EN.EN3 Energy Sensor | [6 empty] | F22 | 0 | [10 empty] | No | No
MC066 | Ruskin Library |  |  |  | MC066-B01/F23 | Function 23 | EN.EN3 Energy Sensor | [6 empty] | F23 | 0 | [10 empty] | No | No
MC066 | Ruskin Library |  |  |  | MC066-B01/F24 | Function 24 | EN.EN3 Energy Sensor | [6 empty] | F24 | 0 | [10 empty] | No | No
MC066 | Ruskin Library |  |  |  | MC066-B01/F25 | Function 25 | EN.EN3 Energy Sensor | [6 empty] | F25 | 0 | [10 empty] | No | No
MC066 | Ruskin Library |  |  |  | MC066-B01/F26 | Function 26 | EN.EN3 Energy Sensor | [6 empty] | F26 | 0 | [10 empty] | No | No
MC066 | Ruskin Library |  |  |  | MC066-B01/F27 | Function 27 | EN.EN3 Energy Sensor | [6 empty] | F27 | 0 | [10 empty] | No | No
MC066 | Ruskin Library |  |  |  | MC066-B01/F28 | Function 28 | EN.EN3 Energy Sensor | [6 empty] | F28 | 0 | [10 empty] | No | No
MC066 | Ruskin Library |  |  |  | MC066-B01/F29 | Function 29 | EN.EN3 Energy Sensor | [6 empty] | F29 | 0 | [10 empty] | No | No
MC066 | Ruskin Library |  |  |  | MC066-B01/F3 | Function 3 | EN.EN3 Energy Sensor | [6 empty] | F3 | 0 | [10 empty] | No | No
MC066 | Ruskin Library |  |  |  | MC066-B01/F30 | Function 30 | EN.EN3 Energy Sensor | [6 empty] | F30 | 0 | [10 empty] | No | No
MC066 | Ruskin Library |  |  |  | MC066-B01/F31 | Function 31 | EN.EN3 Energy Sensor | [6 empty] | F31 | 0 | [10 empty] | No | No
MC066 | Ruskin Library |  |  |  | MC066-B01/F32 | Function 32 | EN.EN3 Energy Sensor | [6 empty] | F32 | 0 | [10 empty] | No | No
MC066 | Ruskin Library |  |  |  | MC066-B01/F33 | Function 33 | EN.EN3 Energy Sensor | [6 empty] | F33 | 0 | [10 empty] | No | No
MC066 | Ruskin Library |  |  |  | MC066-B01/F34 | Function 34 | EN.EN3 Energy Sensor | [6 empty] | F34 | 0 | [10 empty] | No | No
MC066 | Ruskin Library |  |  |  | MC066-B01/F35 | Function 35 | EN.EN3 Energy Sensor | [6 empty] | F35 | 0 | [10 empty] | No | No
MC066 | Ruskin Library |  |  |  | MC066-B01/F36 | Function 36 | EN.EN3 Energy Sensor | [6 empty] | F36 | 0 | [10 empty] | No | No
MC066 | Ruskin Library |  |  |  | MC066-B01/F37 | Function 37 | EN.EN3 Energy Sensor | [6 empty] | F37 | 0 | [10 empty] | No | No
MC066 | Ruskin Library |  |  |  | MC066-B01/F38 | Function 38 | EN.EN3 Energy Sensor | [6 empty] | F38 | 0 | [10 empty] | No | No
MC066 | Ruskin Library |  |  |  | MC066-B01/F39 | Function 39 | EN.EN3 Energy Sensor | [6 empty] | F39 | 0 | [10 empty] | No | No
MC066 | Ruskin Library |  |  |  | MC066-B01/F4 | 2nd stage frost | EN.EN3 Energy Sensor | [6 empty] | F4 | 0 | [7 empty] | 0 = Off, 1 = On |  |  | No | No
MC066 | Ruskin Library |  |  |  | MC066-B01/F40 | limit at | EN.EN3 Energy Sensor | [6 empty] | F40 | 0 | [10 empty] | No | No
MC066 | Ruskin Library |  |  |  | MC066-B01/F41 | Function 41 | EN.EN3 Energy Sensor | [6 empty] | F41 | 0 | [10 empty] | No | No
MC066 | Ruskin Library |  |  |  | MC066-B01/F42 | Function 42 | EN.EN3 Energy Sensor | [6 empty] | F42 | 0 | [10 empty] | No | No
MC066 | Ruskin Library |  |  |  | MC066-B01/F43 | Function 43 | EN.EN3 Energy Sensor | [6 empty] | F43 | 0 | [10 empty] | No | No
MC066 | Ruskin Library |  |  |  | MC066-B01/F44 | Function 44 | EN.EN3 Energy Sensor | [6 empty] | F44 | 0 | [10 empty] | No | No
MC066 | Ruskin Library |  |  |  | MC066-B01/F45 | Function 45 | EN.EN3 Energy Sensor | [6 empty] | F45 | 0 | [10 empty] | No | No
MC066 | Ruskin Library |  |  |  | MC066-B01/F46 | Function 46 | EN.EN3 Energy Sensor | [6 empty] | F46 | 0 | [10 empty] | No | No
MC066 | Ruskin Library |  |  |  | MC066-B01/F47 | Function 47 | EN.EN3 Energy Sensor | [6 empty] | F47 | 0 | [10 empty] | No | No
MC066 | Ruskin Library |  |  |  | MC066-B01/F48 | Function 48 | EN.EN3 Energy Sensor | [6 empty] | F48 | 0 | [10 empty] | No | No
MC066 | Ruskin Library |  |  |  | MC066-B01/F49 | limit at | EN.EN3 Energy Sensor | [6 empty] | F49 | 0 | [10 empty] | No | No
MC066 | Ruskin Library |  |  |  | MC066-B01/F5 | Function 5 | EN.EN3 Energy Sensor | [6 empty] | F5 | 0 | [10 empty] | No | No
MC066 | Ruskin Library |  |  |  | MC066-B01/F50 | Function 50 | EN.EN3 Energy Sensor | [6 empty] | F50 | 0 | [10 empty] | No | No
MC066 | Ruskin Library |  |  |  | MC066-B01/F51 | Function 51 | EN.EN3 Energy Sensor | [6 empty] | F51 | 0 | [10 empty] | No | No
MC066 | Ruskin Library |  |  |  | MC066-B01/F52 | Function 52 | EN.EN3 Energy Sensor | [6 empty] | F52 | 0 | [10 empty] | No | No
MC066 | Ruskin Library |  |  |  | MC066-B01/F53 | Function 53 | EN.EN3 Energy Sensor | [6 empty] | F53 | 0 | [10 empty] | No | No
MC066 | Ruskin Library |  |  |  | MC066-B01/F54 | Function 54 | EN.EN3 Energy Sensor | [6 empty] | F54 | 0 | [10 empty] | No | No
MC066 | Ruskin Library |  |  |  | MC066-B01/F55 | Function 55 | EN.EN3 Energy Sensor | [6 empty] | F55 | 0 | [10 empty] | No | No
MC066 | Ruskin Library |  |  |  | MC066-B01/F56 | Function 56 | EN.EN3 Energy Sensor | [6 empty] | F56 | 0 | [10 empty] | No | No
MC066 | Ruskin Library |  |  |  | MC066-B01/F57 | limit at | EN.EN3 Energy Sensor | [6 empty] | F57 | 0 | [10 empty] | No | No
MC066 | Ruskin Library |  |  |  | MC066-B01/F58 | Function 58 | EN.EN3 Energy Sensor | [6 empty] | F58 | 0 | [10 empty] | No | No
MC066 | Ruskin Library |  |  |  | MC066-B01/F59 | Function 59 | EN.EN3 Energy Sensor | [6 empty] | F59 | 0 | [10 empty] | No | No
MC066 | Ruskin Library |  |  |  | MC066-B01/F6 | 3rd Stage Frost On when =1 | EN.EN3 Energy Sensor | [6 empty] | F6 | 0 | [10 empty] | No | No
MC066 | Ruskin Library |  |  |  | MC066-B01/F60 | Function 60 | EN.EN3 Energy Sensor | [6 empty] | F60 | 0 | [10 empty] | No | No
MC066 | Ruskin Library |  |  |  | MC066-B01/F61 | Function 61 | EN.EN3 Energy Sensor | [6 empty] | F61 | 0 | [10 empty] | No | No
MC066 | Ruskin Library |  |  |  | MC066-B01/F62 | Function 62 | EN.EN3 Energy Sensor | [6 empty] | F62 | 0 | [10 empty] | No | No
MC066 | Ruskin Library |  |  |  | MC066-B01/F63 | Function 63 | EN.EN3 Energy Sensor | [6 empty] | F63 | 0 | [10 empty] | No | No
MC066 | Ruskin Library |  |  |  | MC066-B01/F64 | Function 64 | EN.EN3 Energy Sensor | [6 empty] | F64 | 0 | [10 empty] | No | No
MC066 | Ruskin Library |  |  |  | MC066-B01/F65 | Function 65 | EN.EN3 Energy Sensor | [6 empty] | F65 | 0 | [10 empty] | No | No
MC066 | Ruskin Library |  |  |  | MC066-B01/F66 | Function 66 | EN.EN3 Energy Sensor | [6 empty] | F66 | 0 | [10 empty] | No | No
MC066 | Ruskin Library |  |  |  | MC066-B01/F67 | Function 67 | EN.EN3 Energy Sensor | [6 empty] | F67 | 0 | [10 empty] | No | No
MC066 | Ruskin Library |  |  |  | MC066-B01/F68 | Function 68 | EN.EN3 Energy Sensor | [6 empty] | F68 | 0 | [10 empty] | No | No
MC066 | Ruskin Library |  |  |  | MC066-B01/F69 | Function 69 | EN.EN3 Energy Sensor | [6 empty] | F69 | 0 | [10 empty] | No | No
MC066 | Ruskin Library |  |  |  | MC066-B01/F7 | Function 7 | EN.EN3 Energy Sensor | [6 empty] | F7 | 0 | [10 empty] | No | No
MC066 | Ruskin Library |  |  |  | MC066-B01/F70 | Function 70 | EN.EN3 Energy Sensor | [6 empty] | F70 | 0 | [10 empty] | No | No
MC066 | Ruskin Library |  |  |  | MC066-B01/F71 | Function 71 | EN.EN3 Energy Sensor | [6 empty] | F71 | 0 | [10 empty] | No | No
MC066 | Ruskin Library |  |  |  | MC066-B01/F72 | Average Archive Areas Temp | EN.EN3 Energy Sensor | [6 empty] | F72 | 0 | [7 empty] | Degrees Celsius |  |  | No | No
MC066 | Ruskin Library |  |  |  | MC066-B01/F73 | Function 73 | EN.EN3 Energy Sensor | [6 empty] | F73 | 0 | [10 empty] | No | No
MC066 | Ruskin Library |  |  |  | MC066-B01/F74 | Average Archive RH | EN.EN3 Energy Sensor | [6 empty] | F74 | 0 | [10 empty] | No | No
MC066 | Ruskin Library |  |  |  | MC066-B01/F75 | Function 75 | EN.EN3 Energy Sensor | [6 empty] | F75 | 0 | [10 empty] | No | No
MC066 | Ruskin Library |  |  |  | MC066-B01/F77 | Function 77 | EN.EN3 Energy Sensor | [6 empty] | F77 | 0 | [10 empty] | No | No
MC066 | Ruskin Library |  |  |  | MC066-B01/F78 | Function 78 | EN.EN3 Energy Sensor | [6 empty] | F78 | 0 | [10 empty] | No | No
MC066 | Ruskin Library |  |  |  | MC066-B01/F79 | Function 79 | EN.EN3 Energy Sensor | [6 empty] | F79 | 0 | [10 empty] | No | No
MC066 | Ruskin Library |  |  |  | MC066-B01/F8 | Economy Off when 1 | EN.EN3 Energy Sensor | [6 empty] | F8 | 0 | [10 empty] | No | No
MC066 | Ruskin Library |  |  |  | MC066-B01/F80 | Function 80 | EN.EN3 Energy Sensor | [6 empty] | F80 | 0 | [10 empty] | No | No
MC066 | Ruskin Library |  |  |  | MC066-L01/M001 | Ruskin Library | EN.EN2 Energy Meter | [6 empty] | 1 | 0 | [7 empty] | kWh |  |  | No | No
MC066 | Ruskin Library |  |  |  | MC066-L01/M002 | Ruskin Library | EN.EN2 Energy Meter | [6 empty] | 2 | 0 | [10 empty] | No | No
MC066 | Ruskin Library |  |  |  | MC066-L01/M003 | Ruskin Library | EN.EN2 Energy Meter | [6 empty] | 3 | 0 | [7 empty] | kWh |  |  | No | No
MC066 | Ruskin Library |  |  |  | MC066-L70/M001 | Ruskin Library | EN.EN2 Energy Meter | [6 empty] | 1 | 0 | [7 empty] | kWh |  |  | No | No
MC066 | Ruskin Library |  |  |  | MC066-L70/M002 | Ruskin Library | EN.EN2 Energy Meter | [6 empty] | 2 | 0 | [10 empty] | No | No
MC066 | Ruskin Library |  |  |  | MC066-L70/M003 | Ruskin Library | EN.EN2 Energy Meter | [6 empty] | 3 | 0 | [7 empty] | kWh |  |  | No | No
MC140 | Satellite Sub Station | A0 | Whole Building |  | MC140-L01 | Data logger: Satellite Sub Station | EN.EN1 Data Logger |  |  |  |  | Multilog G2 | Enercom | 0501987F4700 | 0 |  |  | 80.93.175.91:40455
MC140 | Satellite Sub Station |  |  |  | MC140-L01/M001 | Sattelite Sub Transformer No.1 | EN.EN2 Energy Meter | [6 empty] | 1 | 0 | [7 empty] | kWh |  |  | No | No
MC140 | Satellite Sub Station |  |  |  | MC140-L01/M002 | Fylde Residence | EN.EN2 Energy Meter | [6 empty] | 2 | 0 | [7 empty] | kWh |  |  | No | No
MC140 | Satellite Sub Station |  |  |  | MC140-L01/M003 | Furness Residence | EN.EN2 Energy Meter | [6 empty] | 3 | 0 | [7 empty] | kWh |  |  | No | No
MC076 | Science and Technology | A078 | Plant Room |  | MC076-L01 | Data logger: Engineering | EN.EN1 Data Logger |  |  |  |  | Multilog G2 | Enercom | 050157B24800 | 0 |  |  | 10.23.10.150 |  | 00-50-C2-2C-3D-1A
MC076 | Science and Technology |  |  |  | MC076-B01 | BMS Controller: Science and Technology | EN.EN4 BMS Controller |  |  |  |  | IQ3xcite96 | Trend | {06FD88B4-61AC-4CCE-9FE5-0516D3FD869B} | 0
MC076 | Science and Technology |  |  |  | MC076-B02 | BMS Controller: Science and Technology | EN.EN4 BMS Controller |  |  |  |  | IQ3xcite96 | Trend | {30E0D98F-8D83-46BC-8B13-9D416F17FB02} | 0
MC076 | Science and Technology |  |  |  | MC076-B04 | BMS Controller: Science and Technology | EN.EN4 BMS Controller |  |  |  |  | IQ3xact12 | Trend | {0704EFA6-F9E9-4D4D-AC3E-7529152A21D7} | 0
MC076 | Science and Technology |  |  |  | MC076-B01/C1 | Virtual CNC 1 | EN.EN3 Energy Sensor | [6 empty] | C1 | 0 | [10 empty] | No | No
MC076 | Science and Technology |  |  |  | MC076-B01/D1 | Destrat Pump | EN.EN3 Energy Sensor | [6 empty] | D1 | 0 | [10 empty] | No | No
MC076 | Science and Technology |  |  |  | MC076-B01/D10 | CT Pump 2 | EN.EN3 Energy Sensor | [6 empty] | D10 | 0 | [10 empty] | No | No
MC076 | Science and Technology |  |  |  | MC076-B01/D11 | Offices Pump 1 | EN.EN3 Energy Sensor | [6 empty] | D11 | 0 | [10 empty] | No | No
MC076 | Science and Technology |  |  |  | MC076-B01/D12 | Offices Pump 2 | EN.EN3 Energy Sensor | [6 empty] | D12 | 0 | [10 empty] | No | No
MC076 | Science and Technology |  |  |  | MC076-B01/D13 | Air Compressor | EN.EN3 Energy Sensor | [6 empty] | D13 | 0 | [10 empty] | No | No
MC076 | Science and Technology |  |  |  | MC076-B01/D14 | Immersion | EN.EN3 Energy Sensor | [6 empty] | D14 | 0 | [10 empty] | No | No
MC076 | Science and Technology |  |  |  | MC076-B01/D15 | Lab Run Ind | EN.EN3 Energy Sensor | [6 empty] | D15 | 0 | [10 empty] | No | No
MC076 | Science and Technology |  |  |  | MC076-B01/D4 | CT Run IND | EN.EN3 Energy Sensor | [6 empty] | D4 | 0 | [10 empty] | No | No
MC076 | Science and Technology |  |  |  | MC076-B01/D5 | Driver 5 | EN.EN3 Energy Sensor | [6 empty] | D5 | 0 | [10 empty] | No | No
MC076 | Science and Technology |  |  |  | MC076-B01/D6 | Driver 6 | EN.EN3 Energy Sensor | [6 empty] | D6 | 0 | [10 empty] | No | No
MC076 | Science and Technology |  |  |  | MC076-B01/D7 | Lab Pump 1 | EN.EN3 Energy Sensor | [6 empty] | D7 | 0 | [10 empty] | No | No
MC076 | Science and Technology |  |  |  | MC076-B01/D8 | Lab Pump 2 | EN.EN3 Energy Sensor | [6 empty] | D8 | 0 | [10 empty] | No | No
MC076 | Science and Technology |  |  |  | MC076-B01/D9 | CT Pump 1 | EN.EN3 Energy Sensor | [6 empty] | D9 | 0 | [10 empty] | No | No
MC076 | Science and Technology |  |  |  | MC076-B01/F1 | Hot Water Temp | EN.EN3 Energy Sensor | [6 empty] | F1 | 0 | [7 empty] | Degrees Celsius |  |  | No | No
MC076 | Science and Technology |  |  |  | MC076-B01/F10 | Function 10 | EN.EN3 Energy Sensor | [6 empty] | F10 | 0 | [10 empty] | No | No
MC076 | Science and Technology |  |  |  | MC076-B01/F11 | Space Frost SP | EN.EN3 Energy Sensor | [6 empty] | F11 | 0 | [10 empty] | No | No
MC076 | Science and Technology |  |  |  | MC076-B01/F12 | Space Frost | EN.EN3 Energy Sensor | [6 empty] | F12 | 0 | [10 empty] | No | No
MC076 | Science and Technology |  |  |  | MC076-B01/F13 | Function 13 | EN.EN3 Energy Sensor | [6 empty] | F13 | 0 | [10 empty] | No | No
MC076 | Science and Technology |  |  |  | MC076-B01/F14 | Function 14 | EN.EN3 Energy Sensor | [6 empty] | F14 | 0 | [10 empty] | No | No
MC076 | Science and Technology |  |  |  | MC076-B01/F15 | Is 4Dix Value Changing | EN.EN3 Energy Sensor | [6 empty] | F15 | 0 | [10 empty] | No | No
MC076 | Science and Technology |  |  |  | MC076-B01/F16 | 4Dix Previous Value | EN.EN3 Energy Sensor | [6 empty] | F16 | 0 | [10 empty] | No | No
MC076 | Science and Technology |  |  |  | MC076-B01/F17 | 4Dix Stable Value | EN.EN3 Energy Sensor | [6 empty] | F17 | 0 | [10 empty] | No | No
MC076 | Science and Technology |  |  |  | MC076-B01/F18 | 4Dix Value Decoder | EN.EN3 Energy Sensor | [6 empty] | F18 | 0 | [10 empty] | No | No
MC076 | Science and Technology |  |  |  | MC076-B01/F19 | Function 19 | EN.EN3 Energy Sensor | [6 empty] | F19 | 0 | [10 empty] | No | No
MC076 | Science and Technology |  |  |  | MC076-B01/F2 | Is 4Dix Value Changing | EN.EN3 Energy Sensor | [6 empty] | F2 | 0 | [10 empty] | No | No
MC076 | Science and Technology |  |  |  | MC076-B01/F20 | Function 20 | EN.EN3 Energy Sensor | [6 empty] | F20 | 0 | [10 empty] | No | No
MC076 | Science and Technology |  |  |  | MC076-B01/F21 | Function 21 | EN.EN3 Energy Sensor | [6 empty] | F21 | 0 | [10 empty] | No | No
MC076 | Science and Technology |  |  |  | MC076-B01/F22 | Function 22 | EN.EN3 Energy Sensor | [6 empty] | F22 | 0 | [10 empty] | No | No
MC076 | Science and Technology |  |  |  | MC076-B01/F23 | Function 23 | EN.EN3 Energy Sensor | [6 empty] | F23 | 0 | [10 empty] | No | No
MC076 | Science and Technology |  |  |  | MC076-B01/F24 | Function 24 | EN.EN3 Energy Sensor | [6 empty] | F24 | 0 | [10 empty] | No | No
MC076 | Science and Technology |  |  |  | MC076-B01/F25 | Function 25 | EN.EN3 Energy Sensor | [6 empty] | F25 | 0 | [10 empty] | No | No
MC076 | Science and Technology |  |  |  | MC076-B01/F3 | 4Dix Previous Value | EN.EN3 Energy Sensor | [6 empty] | F3 | 0 | [10 empty] | No | No
MC076 | Science and Technology |  |  |  | MC076-B01/F4 | 4Dix Stable Value | EN.EN3 Energy Sensor | [6 empty] | F4 | 0 | [10 empty] | No | No
MC076 | Science and Technology |  |  |  | MC076-B01/F5 | 4Dix Value Decoder | EN.EN3 Energy Sensor | [6 empty] | F5 | 0 | [10 empty] | No | No
MC076 | Science and Technology |  |  |  | MC076-B01/F6 | Outside air temperature heating inhibit | EN.EN3 Energy Sensor | [6 empty] | F6 | 0 | [10 empty] | No | No
MC076 | Science and Technology |  |  |  | MC076-B01/F7 | Function 7 | EN.EN3 Energy Sensor | [6 empty] | F7 | 0 | [10 empty] | No | No
MC076 | Science and Technology |  |  |  | MC076-B01/F8 | Outside air temperature frost | EN.EN3 Energy Sensor | [6 empty] | F8 | 0 | [7 empty] | Degrees Celsius |  |  | No | No
MC076 | Science and Technology |  |  |  | MC076-B01/F9 | Function 9 | EN.EN3 Energy Sensor | [6 empty] | F9 | 0 | [10 empty] | No | No
MC076 | Science and Technology |  |  |  | MC076-B01/G1 | Engineering Lab Pumps Enable | EN.EN3 Energy Sensor | [6 empty] | G1 | 0 | [10 empty] | No | No
MC076 | Science and Technology |  |  |  | MC076-B01/G13 | Lab Pump 1 Enable | EN.EN3 Energy Sensor | [6 empty] | G13 | 0 | [10 empty] | No | No
MC076 | Science and Technology |  |  |  | MC076-B01/G14 | Lab Pump 2 Enable | EN.EN3 Energy Sensor | [6 empty] | G14 | 0 | [10 empty] | No | No
MC076 | Science and Technology |  |  |  | MC076-B01/G15 | Destrat Pump | EN.EN3 Energy Sensor | [6 empty] | G15 | 0 | [10 empty] | No | No
MC076 | Science and Technology |  |  |  | MC076-B01/G17 | Logic 17 | EN.EN3 Energy Sensor | [6 empty] | G17 | 0 | [10 empty] | No | No
MC076 | Science and Technology |  |  |  | MC076-B01/G18 | Logic 18 | EN.EN3 Energy Sensor | [6 empty] | G18 | 0 | [10 empty] | No | No
MC076 | Science and Technology |  |  |  | MC076-B01/G2 | Engineering CT Pumps Enable | EN.EN3 Energy Sensor | [6 empty] | G2 | 0 | [10 empty] | No | No
MC076 | Science and Technology |  |  |  | MC076-B01/G25 | CT Pump 1 Enable | EN.EN3 Energy Sensor | [6 empty] | G25 | 0 | [10 empty] | No | No
MC076 | Science and Technology |  |  |  | MC076-B01/G26 | CT Pump 2 Enable | EN.EN3 Energy Sensor | [6 empty] | G26 | 0 | [10 empty] | No | No
MC076 | Science and Technology |  |  |  | MC076-B01/G3 | Engineering Office Pump Enable | EN.EN3 Energy Sensor | [6 empty] | G3 | 0 | [10 empty] | No | No
MC076 | Science and Technology |  |  |  | MC076-B01/G33 | Logic 33 | EN.EN3 Energy Sensor | [6 empty] | G33 | 0 | [10 empty] | No | No
MC076 | Science and Technology |  |  |  | MC076-B01/G34 | Offices Pump 1 Enable | EN.EN3 Energy Sensor | [6 empty] | G34 | 0 | [10 empty] | No | No
MC076 | Science and Technology |  |  |  | MC076-B01/G35 | Offices Pump 2 Enable | EN.EN3 Energy Sensor | [6 empty] | G35 | 0 | [10 empty] | No | No
MC076 | Science and Technology |  |  |  | MC076-B01/G36 | Logic 36 | EN.EN3 Energy Sensor | [6 empty] | G36 | 0 | [10 empty] | No | No
MC076 | Science and Technology |  |  |  | MC076-B01/G37 | Logic 37 | EN.EN3 Energy Sensor | [6 empty] | G37 | 0 | [10 empty] | No | No
MC076 | Science and Technology |  |  |  | MC076-B01/G38 | Logic 38 | EN.EN3 Energy Sensor | [6 empty] | G38 | 0 | [10 empty] | No | No
MC076 | Science and Technology |  |  |  | MC076-B01/G39 | Summer ECO | EN.EN3 Energy Sensor | [6 empty] | G39 | 0 | [10 empty] | No | No
MC076 | Science and Technology |  |  |  | MC076-B01/G4 | Logic 4 | EN.EN3 Energy Sensor | [6 empty] | G4 | 0 | [10 empty] | No | No
MC076 | Science and Technology |  |  |  | MC076-B01/G40 | OAT Frost | EN.EN3 Energy Sensor | [6 empty] | G40 | 0 | [10 empty] | No | No
MC076 | Science and Technology |  |  |  | MC076-B01/G41 | Water frost | EN.EN3 Energy Sensor | [6 empty] | G41 | 0 | [10 empty] | No | No
MC076 | Science and Technology |  |  |  | MC076-B01/G42 | Any Frost On | EN.EN3 Energy Sensor | [6 empty] | G42 | 0 | [10 empty] | No | No
MC076 | Science and Technology |  |  |  | MC076-B01/G43 | Logic 43 | EN.EN3 Energy Sensor | [6 empty] | G43 | 0 | [10 empty] | No | No
MC076 | Science and Technology |  |  |  | MC076-B01/G44 | Immersion heater hours run | EN.EN3 Energy Sensor | [6 empty] | G44 | 0 | [7 empty] | Hours |  |  | No | No
MC076 | Science and Technology |  |  |  | MC076-B01/G45 | Immersion heater hours run | EN.EN3 Energy Sensor | [6 empty] | G45 | 0 | [7 empty] | Hours |  |  | No | No
MC076 | Science and Technology |  |  |  | MC076-B01/G46 | Logic 46 | EN.EN3 Energy Sensor | [6 empty] | G46 | 0 | [10 empty] | No | No
MC076 | Science and Technology |  |  |  | MC076-B01/G47 | Logic 47 | EN.EN3 Energy Sensor | [6 empty] | G47 | 0 | [10 empty] | No | No
MC076 | Science and Technology |  |  |  | MC076-B01/G48 | Logic 48 | EN.EN3 Energy Sensor | [6 empty] | G48 | 0 | [10 empty] | No | No
MC076 | Science and Technology |  |  |  | MC076-B01/G49 | Logic 49 | EN.EN3 Energy Sensor | [6 empty] | G49 | 0 | [10 empty] | No | No
MC076 | Science and Technology |  |  |  | MC076-B01/G5 | Logic 5 | EN.EN3 Energy Sensor | [6 empty] | G5 | 0 | [10 empty] | No | No
MC076 | Science and Technology |  |  |  | MC076-B01/G52 | Logic 52 | EN.EN3 Energy Sensor | [6 empty] | G52 | 0 | [10 empty] | No | No
MC076 | Science and Technology |  |  |  | MC076-B01/G53 | Logic 53 | EN.EN3 Energy Sensor | [6 empty] | G53 | 0 | [10 empty] | No | No
MC076 | Science and Technology |  |  |  | MC076-B01/G54 | Logic 54 | EN.EN3 Energy Sensor | [6 empty] | G54 | 0 | [10 empty] | No | No
MC076 | Science and Technology |  |  |  | MC076-B01/G55 | Logic 55 | EN.EN3 Energy Sensor | [6 empty] | G55 | 0 | [10 empty] | No | No
MC076 | Science and Technology |  |  |  | MC076-B01/G56 | Logic 56 | EN.EN3 Energy Sensor | [6 empty] | G56 | 0 | [10 empty] | No | No
MC076 | Science and Technology |  |  |  | MC076-B01/G57 | Logic 57 | EN.EN3 Energy Sensor | [6 empty] | G57 | 0 | [10 empty] | No | No
MC076 | Science and Technology |  |  |  | MC076-B01/G58 | Logic 58 | EN.EN3 Energy Sensor | [6 empty] | G58 | 0 | [10 empty] | No | No
MC076 | Science and Technology |  |  |  | MC076-B01/G59 | Logic 59 | EN.EN3 Energy Sensor | [6 empty] | G59 | 0 | [10 empty] | No | No
MC076 | Science and Technology |  |  |  | MC076-B01/G6 | Logic 6 | EN.EN3 Energy Sensor | [6 empty] | G6 | 0 | [10 empty] | No | No
MC076 | Science and Technology |  |  |  | MC076-B01/G60 | Logic 60 | EN.EN3 Energy Sensor | [6 empty] | G60 | 0 | [10 empty] | No | No
MC076 | Science and Technology |  |  |  | MC076-B01/G61 | Logic 61 | EN.EN3 Energy Sensor | [6 empty] | G61 | 0 | [10 empty] | No | No
MC076 | Science and Technology |  |  |  | MC076-B01/G62 | Logic 62 | EN.EN3 Energy Sensor | [6 empty] | G62 | 0 | [10 empty] | No | No
MC076 | Science and Technology |  |  |  | MC076-B01/G63 | Logic 63 | EN.EN3 Energy Sensor | [6 empty] | G63 | 0 | [10 empty] | No | No
MC076 | Science and Technology |  |  |  | MC076-B01/I1 | CT Pump1 Run | EN.EN3 Energy Sensor | [6 empty] | I1 | 0 | [10 empty] | No | No
MC076 | Science and Technology |  |  |  | MC076-B01/I10 | Pump 2 Fault | EN.EN3 Energy Sensor | [6 empty] | I10 | 0 | [10 empty] | No | No
MC076 | Science and Technology |  |  |  | MC076-B01/I11 | HWS pump Test | EN.EN3 Energy Sensor | [6 empty] | I11 | 0 | [10 empty] | No | No
MC076 | Science and Technology |  |  |  | MC076-B01/I12 | Summer ECO active | EN.EN3 Energy Sensor | [6 empty] | I12 | 0 | [10 empty] | No | No
MC076 | Science and Technology |  |  |  | MC076-B01/I13 | HWS pump Auto | EN.EN3 Energy Sensor | [6 empty] | I13 | 0 | [10 empty] | No | No
MC076 | Science and Technology |  |  |  | MC076-B01/I14 | Lab Pump1 Run | EN.EN3 Energy Sensor | [6 empty] | I14 | 0 | [10 empty] | No | No
MC076 | Science and Technology |  |  |  | MC076-B01/I15 | Lab Pump2 Run | EN.EN3 Energy Sensor | [6 empty] | I15 | 0 | [10 empty] | No | No
MC076 | Science and Technology |  |  |  | MC076-B01/I16 | Pump 2 Fault | EN.EN3 Energy Sensor | [6 empty] | I16 | 0 | [10 empty] | No | No
MC076 | Science and Technology |  |  |  | MC076-B01/I2 | CT Pump2 Run | EN.EN3 Energy Sensor | [6 empty] | I2 | 0 | [10 empty] | No | No
MC076 | Science and Technology |  |  |  | MC076-B01/I3 | CT Pump 1 Fault | EN.EN3 Energy Sensor | [6 empty] | I3 | 0 | [10 empty] | No | No
MC076 | Science and Technology |  |  |  | MC076-B01/I4 | CT Pump 2 Fault | EN.EN3 Energy Sensor | [6 empty] | I4 | 0 | [10 empty] | No | No
MC076 | Science and Technology |  |  |  | MC076-B01/I5 | Offices Pump 1 Fault | EN.EN3 Energy Sensor | [6 empty] | I5 | 0 | [10 empty] | No | No
MC076 | Science and Technology |  |  |  | MC076-B01/I6 | Offices Pump 2 Fault | EN.EN3 Energy Sensor | [6 empty] | I6 | 0 | [10 empty] | No | No
MC076 | Science and Technology |  |  |  | MC076-B01/I7 | Destrat Pump Fault | EN.EN3 Energy Sensor | [6 empty] | I7 | 0 | [10 empty] | No | No
MC076 | Science and Technology |  |  |  | MC076-B01/I8 | Offices Pump 1 RUN | EN.EN3 Energy Sensor | [6 empty] | I8 | 0 | [10 empty] | No | No
MC076 | Science and Technology |  |  |  | MC076-B01/I9 | Offices Pump 2 RUN | EN.EN3 Energy Sensor | [6 empty] | I9 | 0 | [10 empty] | No | No
MC076 | Science and Technology |  |  |  | MC076-B01/K1 | Hot water service setpoint | EN.EN3 Energy Sensor | [6 empty] | K1 | 0 | [7 empty] | Degrees Celsius |  |  | No | No
MC076 | Science and Technology |  |  |  | MC076-B01/K2 | Outside air temperature heating inhibit | EN.EN3 Energy Sensor | [6 empty] | K2 | 0 | [10 empty] | No | No
MC076 | Science and Technology |  |  |  | MC076-B01/K3 | Outside air temperature frost protection | EN.EN3 Energy Sensor | [6 empty] | K3 | 0 | [10 empty] | No | No
MC076 | Science and Technology |  |  |  | MC076-B01/K4 | Water frost protection | EN.EN3 Energy Sensor | [6 empty] | K4 | 0 | [7 empty] | Degrees Celsius |  |  | No | No
MC076 | Science and Technology |  |  |  | MC076-B01/K5 | Space frost protection | EN.EN3 Energy Sensor | [6 empty] | K5 | 0 | [7 empty] | Degrees Celsius |  |  | No | No
MC076 | Science and Technology |  |  |  | MC076-B01/P1 | Lab CT Flow Temp | EN.EN3 Energy Sensor | [6 empty] | P1 | 0 | [7 empty] | Degrees Celsius |  |  | No | No
MC076 | Science and Technology |  |  |  | MC076-B01/P10 | Immersion heater hoursr run total | EN.EN3 Energy Sensor | [6 empty] | P10 | 0 | [7 empty] | Hours |  |  | No | No
MC076 | Science and Technology |  |  |  | MC076-B01/P11 | Lab Pump2 Run | EN.EN3 Energy Sensor | [6 empty] | P11 | 0 | [10 empty] | No | No
MC076 | Science and Technology |  |  |  | MC076-B01/P12 | Lab Pump1 Run | EN.EN3 Energy Sensor | [6 empty] | P12 | 0 | [10 empty] | No | No
MC076 | Science and Technology |  |  |  | MC076-B01/P13 | Boiler 2 fault | EN.EN3 Energy Sensor | [6 empty] | P13 | 0 | [10 empty] | No | No
MC076 | Science and Technology |  |  |  | MC076-B01/P14 | Boiler 1 fault | EN.EN3 Energy Sensor | [6 empty] | P14 | 0 | [10 empty] | No | No
MC076 | Science and Technology |  |  |  | MC076-B01/P2 | Constant temperature circuit flow temperature | EN.EN3 Energy Sensor | [6 empty] | P2 | 0 | [7 empty] | Degrees Celsius |  |  | No | No
MC076 | Science and Technology |  |  |  | MC076-B01/P3 | Offices CT Flow Temp | EN.EN3 Energy Sensor | [6 empty] | P3 | 0 | [7 empty] | Degrees Celsius |  |  | No | No
MC076 | Science and Technology |  |  |  | MC076-B01/P4 | Hot water service flow | EN.EN3 Energy Sensor | [6 empty] | P4 | 0 | [7 empty] | Degrees Celsius |  |  | No | No
MC076 | Science and Technology |  |  |  | MC076-B01/P5 | A87 Room Temp | EN.EN3 Energy Sensor | [6 empty] | P5 | 0 | [7 empty] | Degrees Celsius |  |  | No | No
MC076 | Science and Technology |  |  |  | MC076-B01/P6 | B22 Room Temp | EN.EN3 Energy Sensor | [6 empty] | P6 | 0 | [7 empty] | Degrees Celsius |  |  | No | No
MC076 | Science and Technology |  |  |  | MC076-B01/P7 | C29 Room Temp | EN.EN3 Energy Sensor | [6 empty] | P7 | 0 | [7 empty] | Degrees Celsius |  |  | No | No
MC076 | Science and Technology |  |  |  | MC076-B01/P8 | Outside air temperature | EN.EN3 Energy Sensor | [6 empty] | P8 | 0 | [7 empty] | Degrees Celsius |  |  | No | No
MC076 | Science and Technology |  |  |  | MC076-B01/P9 | Immersion heater hours run | EN.EN3 Energy Sensor | [6 empty] | P9 | 0 | [7 empty] | Hours |  |  | No | No
MC076 | Science and Technology |  |  |  | MC076-B01/Q1 | Sequence Table 1 | EN.EN3 Energy Sensor | [6 empty] | Q1 | 0 | [10 empty] | No | No
MC076 | Science and Technology |  |  |  | MC076-B01/S1 | Lab CT Flow Temp | EN.EN3 Energy Sensor | [6 empty] | S1 | 0 | [7 empty] | Degrees Celsius |  |  | No | No
MC076 | Science and Technology |  |  |  | MC076-B01/S10 | Outside air temperature | EN.EN3 Energy Sensor | [6 empty] | S10 | 0 | [7 empty] | Degrees Celsius |  |  | No | No
MC076 | Science and Technology |  |  |  | MC076-B01/S11 | Immersion heater hours run | EN.EN3 Energy Sensor | [6 empty] | S11 | 0 | [7 empty] | Hours |  |  | No | No
MC076 | Science and Technology |  |  |  | MC076-B01/S12 | Immersion heater hoursr run total | EN.EN3 Energy Sensor | [6 empty] | S12 | 0 | [7 empty] | Hours |  |  | No | No
MC076 | Science and Technology |  |  |  | MC076-B01/S13 | Dix 3 | EN.EN3 Energy Sensor | [6 empty] | S13 | 0 | [10 empty] | No | No
MC076 | Science and Technology |  |  |  | MC076-B01/S14 | Lab Pump2 Run | EN.EN3 Energy Sensor | [6 empty] | S14 | 0 | [10 empty] | No | No
MC076 | Science and Technology |  |  |  | MC076-B01/S15 | Lab Pump1 Run | EN.EN3 Energy Sensor | [6 empty] | S15 | 0 | [10 empty] | No | No
MC076 | Science and Technology |  |  |  | MC076-B01/S16 | Boiler 2 fault | EN.EN3 Energy Sensor | [6 empty] | S16 | 0 | [10 empty] | No | No
MC076 | Science and Technology |  |  |  | MC076-B01/S17 | Boiler 1 fault | EN.EN3 Energy Sensor | [6 empty] | S17 | 0 | [10 empty] | No | No
MC076 | Science and Technology |  |  |  | MC076-B01/S2 | Constant temperature circuit flow temperature | EN.EN3 Energy Sensor | [6 empty] | S2 | 0 | [7 empty] | Degrees Celsius |  |  | No | No
MC076 | Science and Technology |  |  |  | MC076-B01/S3 | Offices CT Flow Temp | EN.EN3 Energy Sensor | [6 empty] | S3 | 0 | [7 empty] | Degrees Celsius |  |  | No | No
MC076 | Science and Technology |  |  |  | MC076-B01/S4 | Hot water service flow | EN.EN3 Energy Sensor | [6 empty] | S4 | 0 | [7 empty] | Degrees Celsius |  |  | No | No
MC076 | Science and Technology |  |  |  | MC076-B01/S5 | A87 Room Temp | EN.EN3 Energy Sensor | [6 empty] | S5 | 0 | [7 empty] | Degrees Celsius |  |  | No | No
MC076 | Science and Technology |  |  |  | MC076-B01/S6 | B22 Room Temp | EN.EN3 Energy Sensor | [6 empty] | S6 | 0 | [7 empty] | Degrees Celsius |  |  | No | No
MC076 | Science and Technology |  |  |  | MC076-B01/S7 | C29 Room Temp | EN.EN3 Energy Sensor | [6 empty] | S7 | 0 | [7 empty] | Degrees Celsius |  |  | No | No
MC076 | Science and Technology |  |  |  | MC076-B01/S8 | Dix 2 | EN.EN3 Energy Sensor | [6 empty] | S8 | 0 | [10 empty] | No | No
MC076 | Science and Technology |  |  |  | MC076-B01/S9 | Dix 1 | EN.EN3 Energy Sensor | [6 empty] | S9 | 0 | [10 empty] | No | No
MC076 | Science and Technology |  |  |  | MC076-B01/U1 |  | EN.EN3 Energy Sensor | [6 empty] | U1 | 0 | [10 empty] | No | No
MC076 | Science and Technology |  |  |  | MC076-B01/U2 |  | EN.EN3 Energy Sensor | [6 empty] | U2 | 0 | [10 empty] | No | No
MC076 | Science and Technology |  |  |  | MC076-B01/V1 |  | EN.EN3 Energy Sensor | [6 empty] | V1 | 0 | [10 empty] | No | No
MC076 | Science and Technology |  |  |  | MC076-B01/W1 | Summer Winter | EN.EN3 Energy Sensor | [6 empty] | W1 | 0 | [10 empty] | No | No
MC076 | Science and Technology |  |  |  | MC076-B01/W30 | Triad switch | EN.EN3 Energy Sensor | [6 empty] | W30 | 0 | [10 empty] | No | No
MC076 | Science and Technology |  |  |  | MC076-B01/W4 | HWS Man Override | EN.EN3 Energy Sensor | [6 empty] | W4 | 0 | [10 empty] | No | No
MC076 | Science and Technology |  |  |  | MC076-B01/Y1 | 10K3A1 | EN.EN3 Energy Sensor | [6 empty] | Y1 | 0 | [10 empty] | No | No
MC076 | Science and Technology |  |  |  | MC076-B01/Y2 | 4DIX V | EN.EN3 Energy Sensor | [6 empty] | Y2 | 0 | [10 empty] | No | No
MC076 | Science and Technology |  |  |  | MC076-B01/Y3 | Trend T -20+50 | EN.EN3 Energy Sensor | [6 empty] | Y3 | 0 | [10 empty] | No | No
MC076 | Science and Technology |  |  |  | MC076-B01/Y4 | 4DIX V | EN.EN3 Energy Sensor | [6 empty] | Y4 | 0 | [10 empty] | No | No
MC076 | Science and Technology |  |  |  | MC076-B01/Y5 | Thermistor TBTC | EN.EN3 Energy Sensor | [6 empty] | Y5 | 0 | [10 empty] | No | No
MC076 | Science and Technology |  |  |  | MC076-B01/Z1 | Heating pumps | EN.EN3 Energy Sensor | [6 empty] | Z1 | 0 | [10 empty] | No | No
MC076 | Science and Technology |  |  |  | MC076-B01/Z4 | Engineering HWS SecPump | EN.EN3 Energy Sensor | [6 empty] | Z4 | 0 | [10 empty] | No | No
MC076 | Science and Technology |  |  |  | MC076-B01/Z5 | Air Compressor | EN.EN3 Energy Sensor | [6 empty] | Z5 | 0 | [10 empty] | No | No
MC076 | Science and Technology |  |  |  | MC076-B01/Z6 | Engineering Immersion | EN.EN3 Energy Sensor | [6 empty] | Z6 | 0 | [10 empty] | No | No
MC076 | Science and Technology |  |  |  | MC076-B01/Z7 | Destrat Pump | EN.EN3 Energy Sensor | [6 empty] | Z7 | 0 | [10 empty] | No | No
MC076 | Science and Technology |  |  |  | MC076-B01/Z8 | Triad time program | EN.EN3 Energy Sensor | [6 empty] | Z8 | 0 | [10 empty] | No | No
MC076 | Science and Technology |  |  |  | MC076-B02/C1 | Virtual CNC 1 | EN.EN3 Energy Sensor | [6 empty] | C1 | 0 | [10 empty] | No | No
MC076 | Science and Technology |  |  |  | MC076-B02/D1 | Variable temperature circuit valve | EN.EN3 Energy Sensor | [6 empty] | D1 | 0 | [7 empty] | 0 = Closed , 1 = Open |  |  | No | No
MC076 | Science and Technology |  |  |  | MC076-B02/D10 | AHU 3 Enable | EN.EN3 Energy Sensor | [6 empty] | D10 | 0 | [10 empty] | No | No
MC076 | Science and Technology |  |  |  | MC076-B02/D11 | Lecture 3 AC Enable | EN.EN3 Energy Sensor | [6 empty] | D11 | 0 | [10 empty] | No | No
MC076 | Science and Technology |  |  |  | MC076-B02/D12 | Seminar 1 AC Enable | EN.EN3 Energy Sensor | [6 empty] | D12 | 0 | [10 empty] | No | No
MC076 | Science and Technology |  |  |  | MC076-B02/D13 | Seminar 2 AC Enable | EN.EN3 Energy Sensor | [6 empty] | D13 | 0 | [10 empty] | No | No
MC076 | Science and Technology |  |  |  | MC076-B02/D14 | Lecture 1 AC 1_2 Enable | EN.EN3 Energy Sensor | [6 empty] | D14 | 0 | [10 empty] | No | No
MC076 | Science and Technology |  |  |  | MC076-B02/D15 | AHU 1 Thyristor Enable | EN.EN3 Energy Sensor | [6 empty] | D15 | 0 | [10 empty] | No | No
MC076 | Science and Technology |  |  |  | MC076-B02/D16 | AHU 2 Thyristor 0_10V | EN.EN3 Energy Sensor | [6 empty] | D16 | 0 | [10 empty] | No | No
MC076 | Science and Technology |  |  |  | MC076-B02/D17 | AHU 2 Thyristor Enable | EN.EN3 Energy Sensor | [6 empty] | D17 | 0 | [10 empty] | No | No
MC076 | Science and Technology |  |  |  | MC076-B02/D18 | AHU 3 Thyristor Enable | EN.EN3 Energy Sensor | [6 empty] | D18 | 0 | [10 empty] | No | No
MC076 | Science and Technology |  |  |  | MC076-B02/D19 | AHU 3 Thyristor 0_10V | EN.EN3 Energy Sensor | [6 empty] | D19 | 0 | [10 empty] | No | No
MC076 | Science and Technology |  |  |  | MC076-B02/D2 | AHU1 Thyristor 0_10V | EN.EN3 Energy Sensor | [6 empty] | D2 | 0 | [10 empty] | No | No
MC076 | Science and Technology |  |  |  | MC076-B02/D20 | Panel Vent Enable | EN.EN3 Energy Sensor | [6 empty] | D20 | 0 | [10 empty] | No | No
MC076 | Science and Technology |  |  |  | MC076-B02/D3 | Boiler Enable | EN.EN3 Energy Sensor | [6 empty] | D3 | 0 | [10 empty] | No | No
MC076 | Science and Technology |  |  |  | MC076-B02/D4 | VT Pump 1 Enable | EN.EN3 Energy Sensor | [6 empty] | D4 | 0 | [10 empty] | No | No
MC076 | Science and Technology |  |  |  | MC076-B02/D5 | VT Pump 2 Enable | EN.EN3 Energy Sensor | [6 empty] | D5 | 0 | [10 empty] | No | No
MC076 | Science and Technology |  |  |  | MC076-B02/D6 | AHU 1 Enable | EN.EN3 Energy Sensor | [6 empty] | D6 | 0 | [10 empty] | No | No
MC076 | Science and Technology |  |  |  | MC076-B02/D7 | Lecture 1 AC 1_1 Enable | EN.EN3 Energy Sensor | [6 empty] | D7 | 0 | [10 empty] | No | No
MC076 | Science and Technology |  |  |  | MC076-B02/D8 | AHU 2 Enable | EN.EN3 Energy Sensor | [6 empty] | D8 | 0 | [10 empty] | No | No
MC076 | Science and Technology |  |  |  | MC076-B02/D9 | Lecture 2 AC Enable | EN.EN3 Energy Sensor | [6 empty] | D9 | 0 | [10 empty] | No | No
MC076 | Science and Technology |  |  |  | MC076-B02/F1 | Function 1 | EN.EN3 Energy Sensor | [6 empty] | F1 | 0 | [10 empty] | No | No
MC076 | Science and Technology |  |  |  | MC076-B02/F10 | Function 10 | EN.EN3 Energy Sensor | [6 empty] | F10 | 0 | [10 empty] | No | No
MC076 | Science and Technology |  |  |  | MC076-B02/F11 | Function 11 | EN.EN3 Energy Sensor | [6 empty] | F11 | 0 | [10 empty] | No | No
MC076 | Science and Technology |  |  |  | MC076-B02/F12 | Function 12 | EN.EN3 Energy Sensor | [6 empty] | F12 | 0 | [10 empty] | No | No
MC076 | Science and Technology |  |  |  | MC076-B02/F13 | OAT ECO OFF 1= HTG OFF | EN.EN3 Energy Sensor | [6 empty] | F13 | 0 | [10 empty] | No | No
MC076 | Science and Technology |  |  |  | MC076-B02/F14 | Function 14 | EN.EN3 Energy Sensor | [6 empty] | F14 | 0 | [10 empty] | No | No
MC076 | Science and Technology |  |  |  | MC076-B02/F15 | 1st stage frost protection | EN.EN3 Energy Sensor | [6 empty] | F15 | 0 | [10 empty] | No | No
MC076 | Science and Technology |  |  |  | MC076-B02/F16 | Function 16 | EN.EN3 Energy Sensor | [6 empty] | F16 | 0 | [10 empty] | No | No
MC076 | Science and Technology |  |  |  | MC076-B02/F17 | Function 17 | EN.EN3 Energy Sensor | [6 empty] | F17 | 0 | [10 empty] | No | No
MC076 | Science and Technology |  |  |  | MC076-B02/F18 | Function 18 | EN.EN3 Energy Sensor | [6 empty] | F18 | 0 | [10 empty] | No | No
MC076 | Science and Technology |  |  |  | MC076-B02/F19 | Function 19 | EN.EN3 Energy Sensor | [6 empty] | F19 | 0 | [10 empty] | No | No
MC076 | Science and Technology |  |  |  | MC076-B02/F2 | Function 2 | EN.EN3 Energy Sensor | [6 empty] | F2 | 0 | [10 empty] | No | No
MC076 | Science and Technology |  |  |  | MC076-B02/F20 | Function 20 | EN.EN3 Energy Sensor | [6 empty] | F20 | 0 | [10 empty] | No | No
MC076 | Science and Technology |  |  |  | MC076-B02/F21 | Function 21 | EN.EN3 Energy Sensor | [6 empty] | F21 | 0 | [10 empty] | No | No
MC076 | Science and Technology |  |  |  | MC076-B02/F22 | Function 22 | EN.EN3 Energy Sensor | [6 empty] | F22 | 0 | [10 empty] | No | No
MC076 | Science and Technology |  |  |  | MC076-B02/F23 | Function 23 | EN.EN3 Energy Sensor | [6 empty] | F23 | 0 | [10 empty] | No | No
MC076 | Science and Technology |  |  |  | MC076-B02/F24 | Function 24 | EN.EN3 Energy Sensor | [6 empty] | F24 | 0 | [10 empty] | No | No
MC076 | Science and Technology |  |  |  | MC076-B02/F25 | Function 25 | EN.EN3 Energy Sensor | [6 empty] | F25 | 0 | [10 empty] | No | No
MC076 | Science and Technology |  |  |  | MC076-B02/F26 | Function 26 | EN.EN3 Energy Sensor | [6 empty] | F26 | 0 | [10 empty] | No | No
MC076 | Science and Technology |  |  |  | MC076-B02/F27 | Function 27 | EN.EN3 Energy Sensor | [6 empty] | F27 | 0 | [10 empty] | No | No
MC076 | Science and Technology |  |  |  | MC076-B02/F28 | Function 28 | EN.EN3 Energy Sensor | [6 empty] | F28 | 0 | [10 empty] | No | No
MC076 | Science and Technology |  |  |  | MC076-B02/F29 | Function 29 | EN.EN3 Energy Sensor | [6 empty] | F29 | 0 | [10 empty] | No | No
MC076 | Science and Technology |  |  |  | MC076-B02/F3 | Function 3 | EN.EN3 Energy Sensor | [6 empty] | F3 | 0 | [10 empty] | No | No
MC076 | Science and Technology |  |  |  | MC076-B02/F30 | Function 30 | EN.EN3 Energy Sensor | [6 empty] | F30 | 0 | [10 empty] | No | No
MC076 | Science and Technology |  |  |  | MC076-B02/F31 | Function 31 | EN.EN3 Energy Sensor | [6 empty] | F31 | 0 | [10 empty] | No | No
MC076 | Science and Technology |  |  |  | MC076-B02/F4 | limit at | EN.EN3 Energy Sensor | [6 empty] | F4 | 0 | [10 empty] | No | No
MC076 | Science and Technology |  |  |  | MC076-B02/F5 | Function 5 | EN.EN3 Energy Sensor | [6 empty] | F5 | 0 | [10 empty] | No | No
MC076 | Science and Technology |  |  |  | MC076-B02/F6 | Function 6 | EN.EN3 Energy Sensor | [6 empty] | F6 | 0 | [10 empty] | No | No
MC076 | Science and Technology |  |  |  | MC076-B02/F7 | Function 7 | EN.EN3 Energy Sensor | [6 empty] | F7 | 0 | [10 empty] | No | No
MC076 | Science and Technology |  |  |  | MC076-B02/F8 | Function 8 | EN.EN3 Energy Sensor | [6 empty] | F8 | 0 | [10 empty] | No | No
MC076 | Science and Technology |  |  |  | MC076-B02/F9 | Minimum Space Temp | EN.EN3 Energy Sensor | [6 empty] | F9 | 0 | [7 empty] | Degrees Celsius |  |  | No | No
MC076 | Science and Technology |  |  |  | MC076-B02/G1 | Boost | EN.EN3 Energy Sensor | [6 empty] | G1 | 0 | [7 empty] | 0 = Off, 1 = On |  |  | No | No
MC076 | Science and Technology |  |  |  | MC076-B02/G10 | VT Pump 1 Enable | EN.EN3 Energy Sensor | [6 empty] | G10 | 0 | [10 empty] | No | No
MC076 | Science and Technology |  |  |  | MC076-B02/G11 | VT Pump2 Enable | EN.EN3 Energy Sensor | [6 empty] | G11 | 0 | [10 empty] | No | No
MC076 | Science and Technology |  |  |  | MC076-B02/G12 | VT Pumps Enable | EN.EN3 Energy Sensor | [6 empty] | G12 | 0 | [10 empty] | No | No
MC076 | Science and Technology |  |  |  | MC076-B02/G13 | Plant Enable | EN.EN3 Energy Sensor | [6 empty] | G13 | 0 | [10 empty] | No | No
MC076 | Science and Technology |  |  |  | MC076-B02/G14 | Logic 14 | EN.EN3 Energy Sensor | [6 empty] | G14 | 0 | [10 empty] | No | No
MC076 | Science and Technology |  |  |  | MC076-B02/G15 | Logic 15 | EN.EN3 Energy Sensor | [6 empty] | G15 | 0 | [10 empty] | No | No
MC076 | Science and Technology |  |  |  | MC076-B02/G16 | Logic 16 | EN.EN3 Energy Sensor | [6 empty] | G16 | 0 | [10 empty] | No | No
MC076 | Science and Technology |  |  |  | MC076-B02/G17 | 2ND STAGE FROST WATER | EN.EN3 Energy Sensor | [6 empty] | G17 | 0 | [10 empty] | No | No
MC076 | Science and Technology |  |  |  | MC076-B02/G18 | Logic 18 | EN.EN3 Energy Sensor | [6 empty] | G18 | 0 | [10 empty] | No | No
MC076 | Science and Technology |  |  |  | MC076-B02/G19 | AHU 1 Enable | EN.EN3 Energy Sensor | [6 empty] | G19 | 0 | [10 empty] | No | No
MC076 | Science and Technology |  |  |  | MC076-B02/G2 | Logic 2 | EN.EN3 Energy Sensor | [6 empty] | G2 | 0 | [10 empty] | No | No
MC076 | Science and Technology |  |  |  | MC076-B02/G20 | Lecture 1 AC Enable | EN.EN3 Energy Sensor | [6 empty] | G20 | 0 | [10 empty] | No | No
MC076 | Science and Technology |  |  |  | MC076-B02/G21 | AHU 2 Enable | EN.EN3 Energy Sensor | [6 empty] | G21 | 0 | [10 empty] | No | No
MC076 | Science and Technology |  |  |  | MC076-B02/G22 | Logic 22 | EN.EN3 Energy Sensor | [6 empty] | G22 | 0 | [10 empty] | No | No
MC076 | Science and Technology |  |  |  | MC076-B02/G23 | AHU 3 Enable | EN.EN3 Energy Sensor | [6 empty] | G23 | 0 | [10 empty] | No | No
MC076 | Science and Technology |  |  |  | MC076-B02/G24 | Logic 24 | EN.EN3 Energy Sensor | [6 empty] | G24 | 0 | [10 empty] | No | No
MC076 | Science and Technology |  |  |  | MC076-B02/G25 | Logic 25 | EN.EN3 Energy Sensor | [6 empty] | G25 | 0 | [10 empty] | No | No
MC076 | Science and Technology |  |  |  | MC076-B02/G26 | Logic 26 | EN.EN3 Energy Sensor | [6 empty] | G26 | 0 | [10 empty] | No | No
MC076 | Science and Technology |  |  |  | MC076-B02/G27 | Logic 27 | EN.EN3 Energy Sensor | [6 empty] | G27 | 0 | [10 empty] | No | No
MC076 | Science and Technology |  |  |  | MC076-B02/G28 | Logic 28 | EN.EN3 Energy Sensor | [6 empty] | G28 | 0 | [10 empty] | No | No
MC076 | Science and Technology |  |  |  | MC076-B02/G29 | Logic 29 | EN.EN3 Energy Sensor | [6 empty] | G29 | 0 | [10 empty] | No | No
MC076 | Science and Technology |  |  |  | MC076-B02/G3 | Logic 3 | EN.EN3 Energy Sensor | [6 empty] | G3 | 0 | [10 empty] | No | No
MC076 | Science and Technology |  |  |  | MC076-B02/G30 | Logic 30 | EN.EN3 Energy Sensor | [6 empty] | G30 | 0 | [10 empty] | No | No
MC076 | Science and Technology |  |  |  | MC076-B02/G31 | Logic 31 | EN.EN3 Energy Sensor | [6 empty] | G31 | 0 | [10 empty] | No | No
MC076 | Science and Technology |  |  |  | MC076-B02/G32 | Logic 32 | EN.EN3 Energy Sensor | [6 empty] | G32 | 0 | [10 empty] | No | No
MC076 | Science and Technology |  |  |  | MC076-B02/G33 | Masters Training AC1En | EN.EN3 Energy Sensor | [6 empty] | G33 | 0 | [10 empty] | No | No
MC076 | Science and Technology |  |  |  | MC076-B02/G34 | Masters Training AC2En | EN.EN3 Energy Sensor | [6 empty] | G34 | 0 | [10 empty] | No | No
MC076 | Science and Technology |  |  |  | MC076-B02/G35 | Masters Training AC3En | EN.EN3 Energy Sensor | [6 empty] | G35 | 0 | [10 empty] | No | No
MC076 | Science and Technology |  |  |  | MC076-B02/G36 | Masters Training AC4En | EN.EN3 Energy Sensor | [6 empty] | G36 | 0 | [10 empty] | No | No
MC076 | Science and Technology |  |  |  | MC076-B02/G37 | Masters Training AC5En | EN.EN3 Energy Sensor | [6 empty] | G37 | 0 | [10 empty] | No | No
MC076 | Science and Technology |  |  |  | MC076-B02/G4 | Logic 4 | EN.EN3 Energy Sensor | [6 empty] | G4 | 0 | [10 empty] | No | No
MC076 | Science and Technology |  |  |  | MC076-B02/G5 | Logic 5 | EN.EN3 Energy Sensor | [6 empty] | G5 | 0 | [10 empty] | No | No
MC076 | Science and Technology |  |  |  | MC076-B02/G6 | VT Pump C O | EN.EN3 Energy Sensor | [6 empty] | G6 | 0 | [10 empty] | No | No
MC076 | Science and Technology |  |  |  | MC076-B02/G7 | Logic 7 | EN.EN3 Energy Sensor | [6 empty] | G7 | 0 | [10 empty] | No | No
MC076 | Science and Technology |  |  |  | MC076-B02/G8 | Logic 8 | EN.EN3 Energy Sensor | [6 empty] | G8 | 0 | [10 empty] | No | No
MC076 | Science and Technology |  |  |  | MC076-B02/G9 | Logic 9 | EN.EN3 Energy Sensor | [6 empty] | G9 | 0 | [10 empty] | No | No
MC076 | Science and Technology |  |  |  | MC076-B02/I1 | AC Unit 01_1 Fault =1 | EN.EN3 Energy Sensor | [6 empty] | I1 | 0 | [10 empty] | No | No
MC076 | Science and Technology |  |  |  | MC076-B02/I10 | AHU 3 Hi Temp Trip 1=Normal | EN.EN3 Energy Sensor | [6 empty] | I10 | 0 | [7 empty] | Degrees Celsius |  |  | No | No
MC076 | Science and Technology |  |  |  | MC076-B02/I11 | AC Unit 03 Fault =1 | EN.EN3 Energy Sensor | [6 empty] | I11 | 0 | [10 empty] | No | No
MC076 | Science and Technology |  |  |  | MC076-B02/I12 | AHU 2 Filter Dirty 1=Dirty | EN.EN3 Energy Sensor | [6 empty] | I12 | 0 | [10 empty] | No | No
MC076 | Science and Technology |  |  |  | MC076-B02/I13 | AHU 2 Flow Proving 1=Flow | EN.EN3 Energy Sensor | [6 empty] | I13 | 0 | [10 empty] | No | No
MC076 | Science and Technology |  |  |  | MC076-B02/I14 | AHU 2 Hi Temp Trip 1=Normal | EN.EN3 Energy Sensor | [6 empty] | I14 | 0 | [7 empty] | Degrees Celsius |  |  | No | No
MC076 | Science and Technology |  |  |  | MC076-B02/I15 | AC Unit 02 Fault =1 | EN.EN3 Energy Sensor | [6 empty] | I15 | 0 | [10 empty] | No | No
MC076 | Science and Technology |  |  |  | MC076-B02/I16 | AHU 3 Filter Dirty 1=Dirty | EN.EN3 Energy Sensor | [6 empty] | I16 | 0 | [10 empty] | No | No
MC076 | Science and Technology |  |  |  | MC076-B02/I17 | AC Unit 041 Fault =1 | EN.EN3 Energy Sensor | [6 empty] | I17 | 0 | [10 empty] | No | No
MC076 | Science and Technology |  |  |  | MC076-B02/I18 | AC Unit 05 Fault =1 | EN.EN3 Energy Sensor | [6 empty] | I18 | 0 | [10 empty] | No | No
MC076 | Science and Technology |  |  |  | MC076-B02/I2 | AHU 1 Hi Temp Trip 1=Normal | EN.EN3 Energy Sensor | [6 empty] | I2 | 0 | [7 empty] | Degrees Celsius |  |  | No | No
MC076 | Science and Technology |  |  |  | MC076-B02/I3 | AHU 1 Flow Proving 1=Flow | EN.EN3 Energy Sensor | [6 empty] | I3 | 0 | [10 empty] | No | No
MC076 | Science and Technology |  |  |  | MC076-B02/I30 | VT Pump 1 Fault | EN.EN3 Energy Sensor | [6 empty] | I30 | 0 | [10 empty] | No | No
MC076 | Science and Technology |  |  |  | MC076-B02/I31 | VT Pump 2 Fault | EN.EN3 Energy Sensor | [6 empty] | I31 | 0 | [10 empty] | No | No
MC076 | Science and Technology |  |  |  | MC076-B02/I4 | AC Unit 01_2 Fault =1 | EN.EN3 Energy Sensor | [6 empty] | I4 | 0 | [10 empty] | No | No
MC076 | Science and Technology |  |  |  | MC076-B02/I5 | AHU 1 Filter Dirty 1=Dirty | EN.EN3 Energy Sensor | [6 empty] | I5 | 0 | [10 empty] | No | No
MC076 | Science and Technology |  |  |  | MC076-B02/I6 | VT Pumps DP 1=Flow | EN.EN3 Energy Sensor | [6 empty] | I6 | 0 | [10 empty] | No | No
MC076 | Science and Technology |  |  |  | MC076-B02/I7 | Boiler Plant Fault 1=Fault | EN.EN3 Energy Sensor | [6 empty] | I7 | 0 | [10 empty] | No | No
MC076 | Science and Technology |  |  |  | MC076-B02/I8 | Fire Alarm 1=Fire | EN.EN3 Energy Sensor | [6 empty] | I8 | 0 | [10 empty] | No | No
MC076 | Science and Technology |  |  |  | MC076-B02/I9 | AHU 3 Flow Proving 1=Flow | EN.EN3 Energy Sensor | [6 empty] | I9 | 0 | [10 empty] | No | No
MC076 | Science and Technology |  |  |  | MC076-B02/K1 | VT Occupancy Setpoint | EN.EN3 Energy Sensor | [6 empty] | K1 | 0 | [10 empty] | No | No
MC076 | Science and Technology |  |  |  | MC076-B02/K10 | 1st Stage Frost Setpoint | EN.EN3 Energy Sensor | [6 empty] | K10 | 0 | [10 empty] | No | No
MC076 | Science and Technology |  |  |  | MC076-B02/K11 | 2nd Stage Frost Setpoint | EN.EN3 Energy Sensor | [6 empty] | K11 | 0 | [10 empty] | No | No
MC076 | Science and Technology |  |  |  | MC076-B02/K12 | OAT Eco Off Setpoint | EN.EN3 Energy Sensor | [6 empty] | K12 | 0 | [10 empty] | No | No
MC076 | Science and Technology |  |  |  | MC076-B02/K13 | Lecture 1 Min Supply Spt | EN.EN3 Energy Sensor | [6 empty] | K13 | 0 | [10 empty] | No | No
MC076 | Science and Technology |  |  |  | MC076-B02/K14 | Lecture 1 Max Supply Spt | EN.EN3 Energy Sensor | [6 empty] | K14 | 0 | [10 empty] | No | No
MC076 | Science and Technology |  |  |  | MC076-B02/K15 | Lecture 2 Min Supply Spt | EN.EN3 Energy Sensor | [6 empty] | K15 | 0 | [10 empty] | No | No
MC076 | Science and Technology |  |  |  | MC076-B02/K16 | Lecture 2 Max Supply Spt | EN.EN3 Energy Sensor | [6 empty] | K16 | 0 | [10 empty] | No | No
MC076 | Science and Technology |  |  |  | MC076-B02/K17 | Lecture 3 Min Supply Spt | EN.EN3 Energy Sensor | [6 empty] | K17 | 0 | [10 empty] | No | No
MC076 | Science and Technology |  |  |  | MC076-B02/K18 | Lecture 3 Max Supply Spt | EN.EN3 Energy Sensor | [6 empty] | K18 | 0 | [10 empty] | No | No
MC076 | Science and Technology |  |  |  | MC076-B02/K19 | Panel Vent Setpoint | EN.EN3 Energy Sensor | [6 empty] | K19 | 0 | [10 empty] | No | No
MC076 | Science and Technology |  |  |  | MC076-B02/K2 | VT FLOW@0 degC | EN.EN3 Energy Sensor | [6 empty] | K2 | 0 | [10 empty] | No | No
MC076 | Science and Technology |  |  |  | MC076-B02/K20 | Lecture 1 AC Hold Off Deadband | EN.EN3 Energy Sensor | [6 empty] | K20 | 0 | [10 empty] | No | No
MC076 | Science and Technology |  |  |  | MC076-B02/K21 | Lecture 2 AC Hold Off Deadband | EN.EN3 Energy Sensor | [6 empty] | K21 | 0 | [10 empty] | No | No
MC076 | Science and Technology |  |  |  | MC076-B02/K22 | Lecture 3 AC Hold Off Deadband | EN.EN3 Energy Sensor | [6 empty] | K22 | 0 | [10 empty] | No | No
MC076 | Science and Technology |  |  |  | MC076-B02/K23 | Seminar 1 AC Hold Off Deadband | EN.EN3 Energy Sensor | [6 empty] | K23 | 0 | [10 empty] | No | No
MC076 | Science and Technology |  |  |  | MC076-B02/K24 | Seminar 2 AC Hold Off Deadband | EN.EN3 Energy Sensor | [6 empty] | K24 | 0 | [10 empty] | No | No
MC076 | Science and Technology |  |  |  | MC076-B02/K25 | OSS Warm Up Limit | EN.EN3 Energy Sensor | [6 empty] | K25 | 0 | [10 empty] | No | No
MC076 | Science and Technology |  |  |  | MC076-B02/K26 | OSS Cool Down Limit | EN.EN3 Energy Sensor | [6 empty] | K26 | 0 | [10 empty] | No | No
MC076 | Science and Technology |  |  |  | MC076-B02/K3 | Room influence | EN.EN3 Energy Sensor | [6 empty] | K3 | 0 | [10 empty] | No | No
MC076 | Science and Technology |  |  |  | MC076-B02/K4 | VT FLOW@ 20oC OAT | EN.EN3 Energy Sensor | [6 empty] | K4 | 0 | [10 empty] | No | No
MC076 | Science and Technology |  |  |  | MC076-B02/K5 | AHU 1 Room Setpoint | EN.EN3 Energy Sensor | [6 empty] | K5 | 0 | [10 empty] | No | No
MC076 | Science and Technology |  |  |  | MC076-B02/K6 | AHU 2 Room Setpoint | EN.EN3 Energy Sensor | [6 empty] | K6 | 0 | [10 empty] | No | No
MC076 | Science and Technology |  |  |  | MC076-B02/K7 | AHU 3 Room Setpoint | EN.EN3 Energy Sensor | [6 empty] | K7 | 0 | [10 empty] | No | No
MC076 | Science and Technology |  |  |  | MC076-B02/K8 | Seminar 1 Room Setpoint | EN.EN3 Energy Sensor | [6 empty] | K8 | 0 | [10 empty] | No | No
MC076 | Science and Technology |  |  |  | MC076-B02/K9 | Seminar 2 Room Setpoint | EN.EN3 Energy Sensor | [6 empty] | K9 | 0 | [10 empty] | No | No
MC076 | Science and Technology |  |  |  | MC076-B02/L1 | compensator | EN.EN3 Energy Sensor | [6 empty] | L1 | 0 | [10 empty] | No | No
MC076 | Science and Technology |  |  |  | MC076-B02/L2 | Loop 2 | EN.EN3 Energy Sensor | [6 empty] | L2 | 0 | [10 empty] | No | No
MC076 | Science and Technology |  |  |  | MC076-B02/L3 | Loop 3 | EN.EN3 Energy Sensor | [6 empty] | L3 | 0 | [10 empty] | No | No
MC076 | Science and Technology |  |  |  | MC076-B02/L4 | Loop 4 | EN.EN3 Energy Sensor | [6 empty] | L4 | 0 | [10 empty] | No | No
MC076 | Science and Technology |  |  |  | MC076-B02/O1 | Masters Training AHU 1 | EN.EN3 Energy Sensor | [6 empty] | O1 | 0 | [10 empty] | No | No
MC076 | Science and Technology |  |  |  | MC076-B02/O2 | Masters Training AHU 2 | EN.EN3 Energy Sensor | [6 empty] | O2 | 0 | [10 empty] | No | No
MC076 | Science and Technology |  |  |  | MC076-B02/O3 | Masters Training AHU 3 | EN.EN3 Energy Sensor | [6 empty] | O3 | 0 | [10 empty] | No | No
MC076 | Science and Technology |  |  |  | MC076-B02/O4 | Masters Training Seminar 1 | EN.EN3 Energy Sensor | [6 empty] | O4 | 0 | [10 empty] | No | No
MC076 | Science and Technology |  |  |  | MC076-B02/O5 | Masters Training Seminar 2 | EN.EN3 Energy Sensor | [6 empty] | O5 | 0 | [10 empty] | No | No
MC076 | Science and Technology |  |  |  | MC076-B02/P1 | Outside air temperature | EN.EN3 Energy Sensor | [6 empty] | P1 | 0 | [7 empty] | Degrees Celsius |  |  | No | No
MC076 | Science and Technology |  |  |  | MC076-B02/P10 | Lecture 2 Space Temperature | EN.EN3 Energy Sensor | [6 empty] | P10 | 0 | [7 empty] | Degrees Celsius |  |  | No | No
MC076 | Science and Technology |  |  |  | MC076-B02/P11 | AHU 3 Supply Air Duct Temp | EN.EN3 Energy Sensor | [6 empty] | P11 | 0 | [7 empty] | Degrees Celsius |  |  | No | No
MC076 | Science and Technology |  |  |  | MC076-B02/P12 | Lecture 3 Space Temperature | EN.EN3 Energy Sensor | [6 empty] | P12 | 0 | [7 empty] | Degrees Celsius |  |  | No | No
MC076 | Science and Technology |  |  |  | MC076-B02/P19 | Calculated temperature variable temperature circuit flow | EN.EN3 Energy Sensor | [6 empty] | P19 | 0 | [10 empty] | No | No
MC076 | Science and Technology |  |  |  | MC076-B02/P2 | Boiler Flow Temperature | EN.EN3 Energy Sensor | [6 empty] | P2 | 0 | [7 empty] | Degrees Celsius |  |  | No | No
MC076 | Science and Technology |  |  |  | MC076-B02/P3 | VT Mixed Flow Temperature | EN.EN3 Energy Sensor | [6 empty] | P3 | 0 | [7 empty] | Degrees Celsius |  |  | No | No
MC076 | Science and Technology |  |  |  | MC076-B02/P4 | AHU1 Supply Air Duct Temp | EN.EN3 Energy Sensor | [6 empty] | P4 | 0 | [7 empty] | Degrees Celsius |  |  | No | No
MC076 | Science and Technology |  |  |  | MC076-B02/P5 | Lecture 1 Space Temperature | EN.EN3 Energy Sensor | [6 empty] | P5 | 0 | [7 empty] | Degrees Celsius |  |  | No | No
MC076 | Science and Technology |  |  |  | MC076-B02/P6 | Panel Temp Sensor | EN.EN3 Energy Sensor | [6 empty] | P6 | 0 | [7 empty] | Degrees Celsius |  |  | No | No
MC076 | Science and Technology |  |  |  | MC076-B02/P7 | Seminar 1 Space Temp | EN.EN3 Energy Sensor | [6 empty] | P7 | 0 | [7 empty] | Degrees Celsius |  |  | No | No
MC076 | Science and Technology |  |  |  | MC076-B02/P8 | Seminar 2 Space Temp | EN.EN3 Energy Sensor | [6 empty] | P8 | 0 | [7 empty] | Degrees Celsius |  |  | No | No
MC076 | Science and Technology |  |  |  | MC076-B02/P9 | AHU2 Supply Air Duct Temp | EN.EN3 Energy Sensor | [6 empty] | P9 | 0 | [7 empty] | Degrees Celsius |  |  | No | No
MC076 | Science and Technology |  |  |  | MC076-B02/Q1 | Sequence Table 1 | EN.EN3 Energy Sensor | [6 empty] | Q1 | 0 | [10 empty] | No | No
MC076 | Science and Technology |  |  |  | MC076-B02/S1 | Outside air temperature | EN.EN3 Energy Sensor | [6 empty] | S1 | 0 | [7 empty] | Degrees Celsius |  |  | No | No
MC076 | Science and Technology |  |  |  | MC076-B02/S10 | Lecture 2 Space Temperature | EN.EN3 Energy Sensor | [6 empty] | S10 | 0 | [7 empty] | Degrees Celsius |  |  | No | No
MC076 | Science and Technology |  |  |  | MC076-B02/S11 | AHU 3 Supply Air Duct Temp | EN.EN3 Energy Sensor | [6 empty] | S11 | 0 | [7 empty] | Degrees Celsius |  |  | No | No
MC076 | Science and Technology |  |  |  | MC076-B02/S12 | Lecture 3 Space Temperature | EN.EN3 Energy Sensor | [6 empty] | S12 | 0 | [7 empty] | Degrees Celsius |  |  | No | No
MC076 | Science and Technology |  |  |  | MC076-B02/S14 | Calculated temperature variable temperature circuit flow | EN.EN3 Energy Sensor | [6 empty] | S14 | 0 | [10 empty] | No | No
MC076 | Science and Technology |  |  |  | MC076-B02/S2 | Boiler Flow Temperature | EN.EN3 Energy Sensor | [6 empty] | S2 | 0 | [7 empty] | Degrees Celsius |  |  | No | No
MC076 | Science and Technology |  |  |  | MC076-B02/S3 | VT Mixed Flow Temperature | EN.EN3 Energy Sensor | [6 empty] | S3 | 0 | [7 empty] | Degrees Celsius |  |  | No | No
MC076 | Science and Technology |  |  |  | MC076-B02/S4 | AHU1 Supply Air Duct Temp | EN.EN3 Energy Sensor | [6 empty] | S4 | 0 | [7 empty] | Degrees Celsius |  |  | No | No
MC076 | Science and Technology |  |  |  | MC076-B02/S5 | Lecture 1 Space Temperature | EN.EN3 Energy Sensor | [6 empty] | S5 | 0 | [7 empty] | Degrees Celsius |  |  | No | No
MC076 | Science and Technology |  |  |  | MC076-B02/S6 | Panel Temp Sensor | EN.EN3 Energy Sensor | [6 empty] | S6 | 0 | [7 empty] | Degrees Celsius |  |  | No | No
MC076 | Science and Technology |  |  |  | MC076-B02/S7 | Seminar 1 Space Temp | EN.EN3 Energy Sensor | [6 empty] | S7 | 0 | [7 empty] | Degrees Celsius |  |  | No | No
MC076 | Science and Technology |  |  |  | MC076-B02/S8 | Seminar 2 Space Temp | EN.EN3 Energy Sensor | [6 empty] | S8 | 0 | [7 empty] | Degrees Celsius |  |  | No | No
MC076 | Science and Technology |  |  |  | MC076-B02/S9 | AHU2 Supply Air Duct Temp | EN.EN3 Energy Sensor | [6 empty] | S9 | 0 | [7 empty] | Degrees Celsius |  |  | No | No
MC076 | Science and Technology |  |  |  | MC076-B02/V1 |  | EN.EN3 Energy Sensor | [6 empty] | V1 | 0 | [10 empty] | No | No
MC076 | Science and Technology |  |  |  | MC076-B02/W1 | VT PumpsRotate | EN.EN3 Energy Sensor | [6 empty] | W1 | 0 | [10 empty] | No | No
MC076 | Science and Technology |  |  |  | MC076-B02/Y1 | 10K3A1 | EN.EN3 Energy Sensor | [6 empty] | Y1 | 0 | [10 empty] | No | No
MC076 | Science and Technology |  |  |  | MC076-B02/Y2 | Outside air temperature | EN.EN3 Energy Sensor | [6 empty] | Y2 | 0 | [7 empty] | Degrees Celsius |  |  | No | No
MC076 | Science and Technology |  |  |  | MC076-B02/Z1 | Masters Training AHU 1 | EN.EN3 Energy Sensor | [6 empty] | Z1 | 0 | [10 empty] | No | No
MC076 | Science and Technology |  |  |  | MC076-B02/Z2 | Masters Training AHU 2 | EN.EN3 Energy Sensor | [6 empty] | Z2 | 0 | [10 empty] | No | No
MC076 | Science and Technology |  |  |  | MC076-B02/Z3 | Masters Training AHU 3 | EN.EN3 Energy Sensor | [6 empty] | Z3 | 0 | [10 empty] | No | No
MC076 | Science and Technology |  |  |  | MC076-B02/Z4 | Masters Training Seminar 1 | EN.EN3 Energy Sensor | [6 empty] | Z4 | 0 | [10 empty] | No | No
MC076 | Science and Technology |  |  |  | MC076-B02/Z5 | Masters Training Seminar 2 | EN.EN3 Energy Sensor | [6 empty] | Z5 | 0 | [10 empty] | No | No
MC076 | Science and Technology |  |  |  | MC076-B02/Z6 | Masters AC Master Override | EN.EN3 Energy Sensor | [6 empty] | Z6 | 0 | [10 empty] | No | No
MC076 | Science and Technology |  |  |  | MC076-B04/C1 | Virtual CNC 1 | EN.EN3 Energy Sensor | [6 empty] | C1 | 0 | [10 empty] | No | No
MC076 | Science and Technology |  |  |  | MC076-B04/D6 | Supply and extract | EN.EN3 Energy Sensor | [6 empty] | D6 | 0 | [10 empty] | No | No
MC076 | Science and Technology |  |  |  | MC076-B04/D7 | Ahu Valve | EN.EN3 Energy Sensor | [6 empty] | D7 | 0 | [10 empty] | No | No
MC076 | Science and Technology |  |  |  | MC076-B04/D8 | Air Con Contactor | EN.EN3 Energy Sensor | [6 empty] | D8 | 0 | [10 empty] | No | No
MC076 | Science and Technology |  |  |  | MC076-B04/F3 | Function 3 | EN.EN3 Energy Sensor | [6 empty] | F3 | 0 | [10 empty] | No | No
MC076 | Science and Technology |  |  |  | MC076-B04/F4 | Function 4 | EN.EN3 Energy Sensor | [6 empty] | F4 | 0 | [10 empty] | No | No
MC076 | Science and Technology |  |  |  | MC076-B04/F5 | Function 5 | EN.EN3 Energy Sensor | [6 empty] | F5 | 0 | [10 empty] | No | No
MC076 | Science and Technology |  |  |  | MC076-B04/G23 | Logic 23 | EN.EN3 Energy Sensor | [6 empty] | G23 | 0 | [10 empty] | No | No
MC076 | Science and Technology |  |  |  | MC076-B04/G24 | FROST | EN.EN3 Energy Sensor | [6 empty] | G24 | 0 | [10 empty] | No | No
MC076 | Science and Technology |  |  |  | MC076-B04/G25 | Logic 25 | EN.EN3 Energy Sensor | [6 empty] | G25 | 0 | [10 empty] | No | No
MC076 | Science and Technology |  |  |  | MC076-B04/G26 | Logic 26 | EN.EN3 Energy Sensor | [6 empty] | G26 | 0 | [10 empty] | No | No
MC076 | Science and Technology |  |  |  | MC076-B04/I10 | Digital Input 8 | EN.EN3 Energy Sensor | [6 empty] | I10 | 0 | [10 empty] | No | No
MC076 | Science and Technology |  |  |  | MC076-B04/I8 | Supply Fan tripped | EN.EN3 Energy Sensor | [6 empty] | I8 | 0 | [10 empty] | No | No
MC076 | Science and Technology |  |  |  | MC076-B04/I9 | Extract Fan tripped | EN.EN3 Energy Sensor | [6 empty] | I9 | 0 | [10 empty] | No | No
MC076 | Science and Technology |  |  |  | MC076-B04/K2 | Supply setpoint temp | EN.EN3 Energy Sensor | [6 empty] | K2 | 0 | [10 empty] | No | No
MC076 | Science and Technology |  |  |  | MC076-B04/K3 | 1st Stage Frost Stpt | EN.EN3 Energy Sensor | [6 empty] | K3 | 0 | [10 empty] | No | No
MC076 | Science and Technology |  |  |  | MC076-B04/L1 | Loop 1 | EN.EN3 Energy Sensor | [6 empty] | L1 | 0 | [10 empty] | No | No
MC076 | Science and Technology |  |  |  | MC076-B04/P2 | Supply Air Temp | EN.EN3 Energy Sensor | [6 empty] | P2 | 0 | [7 empty] | Degrees Celsius |  |  | No | No
MC076 | Science and Technology |  |  |  | MC076-B04/P3 | Re-Heat Air Temp | EN.EN3 Energy Sensor | [6 empty] | P3 | 0 | [7 empty] | Degrees Celsius |  |  | No | No
MC076 | Science and Technology |  |  |  | MC076-B04/P4 | Extract Return Temp | EN.EN3 Energy Sensor | [6 empty] | P4 | 0 | [7 empty] | Degrees Celsius |  |  | No | No
MC076 | Science and Technology |  |  |  | MC076-B04/P5 | Frost active | EN.EN3 Energy Sensor | [6 empty] | P5 | 0 | [10 empty] | No | No
MC076 | Science and Technology |  |  |  | MC076-B04/P6 | Ahu Valve | EN.EN3 Energy Sensor | [6 empty] | P6 | 0 | [10 empty] | No | No
MC076 | Science and Technology |  |  |  | MC076-B04/P7 | AHU Active | EN.EN3 Energy Sensor | [6 empty] | P7 | 0 | [10 empty] | No | No
MC076 | Science and Technology |  |  |  | MC076-B04/Q1 | Sequence Table 1 | EN.EN3 Energy Sensor | [6 empty] | Q1 | 0 | [10 empty] | No | No
MC076 | Science and Technology |  |  |  | MC076-B04/S1 | Supply Air Temp | EN.EN3 Energy Sensor | [6 empty] | S1 | 0 | [7 empty] | Degrees Celsius |  |  | No | No
MC076 | Science and Technology |  |  |  | MC076-B04/S2 | Re-Heat Air Temp | EN.EN3 Energy Sensor | [6 empty] | S2 | 0 | [7 empty] | Degrees Celsius |  |  | No | No
MC076 | Science and Technology |  |  |  | MC076-B04/S3 | Extract Return Temp | EN.EN3 Energy Sensor | [6 empty] | S3 | 0 | [7 empty] | Degrees Celsius |  |  | No | No
MC076 | Science and Technology |  |  |  | MC076-B04/S7 | Frost active | EN.EN3 Energy Sensor | [6 empty] | S7 | 0 | [10 empty] | No | No
MC076 | Science and Technology |  |  |  | MC076-B04/S8 | Ahu Valve | EN.EN3 Energy Sensor | [6 empty] | S8 | 0 | [10 empty] | No | No
MC076 | Science and Technology |  |  |  | MC076-B04/S9 | AHU Active | EN.EN3 Energy Sensor | [6 empty] | S9 | 0 | [10 empty] | No | No
MC076 | Science and Technology |  |  |  | MC076-B04/V1 |  | EN.EN3 Energy Sensor | [6 empty] | V1 | 0 | [10 empty] | No | No
MC076 | Science and Technology |  |  |  | MC076-B04/W1 | Summer- Winter | EN.EN3 Energy Sensor | [6 empty] | W1 | 0 | [10 empty] | No | No
MC076 | Science and Technology |  |  |  | MC076-B04/W2 | Switch 2 | EN.EN3 Energy Sensor | [6 empty] | W2 | 0 | [10 empty] | No | No
MC076 | Science and Technology |  |  |  | MC076-B04/Y1 | Trend Thermistor | EN.EN3 Energy Sensor | [6 empty] | Y1 | 0 | [10 empty] | No | No
MC076 | Science and Technology |  |  |  | MC076-B04/Y2 | 4DIX V | EN.EN3 Energy Sensor | [6 empty] | Y2 | 0 | [10 empty] | No | No
MC076 | Science and Technology |  |  |  | MC076-B04/Y3 | Current 4-20ma | EN.EN3 Energy Sensor | [6 empty] | Y3 | 0 | [10 empty] | No | No
MC076 | Science and Technology |  |  |  | MC076-B04/Z1 | AHU schedule | EN.EN3 Energy Sensor | [6 empty] | Z1 | 0 | [10 empty] | No | No
MC076 | Science and Technology |  |  |  | MC076-L01/M001 | Faculty of Science and Technology | EN.EN2 Energy Meter | [6 empty] | 1 | 0 | [7 empty] | kWh |  |  | No | No
MC076 | Science and Technology |  |  |  | MC076-L01/M002 | Faculty of Science and Technology | EN.EN2 Energy Meter | [6 empty] | 2 | 0 | [7 empty] | kWh |  |  | No | No
MC076 | Science and Technology |  |  |  | MC076-L01/M003 | Faculty of Science and Technology | EN.EN2 Energy Meter | [6 empty] | 3 | 0 | [7 empty] | kWh |  |  | No | No
MC076 | Science and Technology |  |  |  | MC076-L01/M004 | Management School Phase 1 | EN.EN2 Energy Meter | [6 empty] | 4 | 0 | [7 empty] | m3 |  |  | No | No
MC076 | Science and Technology |  |  |  | MC076-L01/M005 | Old Sports Centre | EN.EN2 Energy Meter | [6 empty] | 5 | 0 | [7 empty] | m3 |  |  | No | No
MC076 | Science and Technology |  |  |  | MC076-L01/M006 | Faculty of Science and Technology | EN.EN2 Energy Meter | [6 empty] | 6 | 0 | [10 empty] | No | No
MC076 | Science and Technology |  |  |  | MC076-L01/M007 | Faculty of Science and Technology Immersion heater | EN.EN2 Energy Meter | [6 empty] | 7 | 0 | [7 empty] | kWh |  |  | No | No
MC050 | Security Lodge | A08 | Telephone Exchange & Store |  | MC050-L01 | Data logger: Security Lodge | EN.EN1 Data Logger |  |  |  |  | Multilog G2 | Enercom | 050157BB0800 | 0 |  |  | 10.23.11.166 |  | 00-50-C2-2C-3E-59
MC050 | Security Lodge |  |  |  | MC050-L01/M001 | Security Lodge | EN.EN2 Energy Meter | [6 empty] | 1 | 0 | [7 empty] | kWh |  |  | No | No
MC063 | Slaidburn House | Plant Room | Plant Room |  | MC063-L01 | Data logger: Slaidburn House | EN.EN1 Data Logger |  |  |  |  | Multilog G2 | Enercom | 50198829500 | 0 |  |  | 10.23.11.101 |  | 00-50-C2-2C-3E-53
MC063 | Slaidburn House | Plant Room | Plant Room |  | MC063-L02 | Data logger: Slaidburn House | EN.EN1 Data Logger |  |  |  |  | Multilog G2 | Enercom | 0501E4369600 | 0
MC063 | Slaidburn House |  |  |  | MC063-B01 | BMS Controller: Slaidburn House | EN.EN4 BMS Controller |  |  |  |  | IQ3xcite96 | Trend | {54561EAD-15A2-4A32-9DAC-ECD49A2F7506} | 0
MC063 | Slaidburn House |  |  |  | MC063-L82 | Data logger: Slaidburn House | EN.EN1 Data Logger | [7 empty] | 0
MC063 | Slaidburn House |  |  |  | MC063-B01/G14 | Logic 14 | EN.EN3 Energy Sensor | [6 empty] | G14 | 0 | [10 empty] | No | No
MC063 | Slaidburn House |  |  |  | MC063-B01/G15 | Logic 15 | EN.EN3 Energy Sensor | [6 empty] | G15 | 0 | [10 empty] | No | No
MC063 | Slaidburn House |  |  |  | MC063-B01/G16 | Variable flow circuit pump duty | EN.EN3 Energy Sensor | [6 empty] | G16 | 0 | [10 empty] | No | No
MC063 | Slaidburn House |  |  |  | MC063-B01/G17 | Logic 17 | EN.EN3 Energy Sensor | [6 empty] | G17 | 0 | [10 empty] | No | No
MC063 | Slaidburn House |  |  |  | MC063-B01/G18 | Logic 18 | EN.EN3 Energy Sensor | [6 empty] | G18 | 0 | [10 empty] | No | No
MC063 | Slaidburn House |  |  |  | MC063-B01/G19 | Logic 19 | EN.EN3 Energy Sensor | [6 empty] | G19 | 0 | [10 empty] | No | No
MC063 | Slaidburn House |  |  |  | MC063-B01/G2 | Logic 2 | EN.EN3 Energy Sensor | [6 empty] | G2 | 0 | [10 empty] | No | No
MC063 | Slaidburn House |  |  |  | MC063-B01/G20 | Logic 20 | EN.EN3 Energy Sensor | [6 empty] | G20 | 0 | [10 empty] | No | No
MC063 | Slaidburn House |  |  |  | MC063-B01/G21 | Logic 21 | EN.EN3 Energy Sensor | [6 empty] | G21 | 0 | [10 empty] | No | No
MC063 | Slaidburn House |  |  |  | MC063-B01/G22 | Logic 22 | EN.EN3 Energy Sensor | [6 empty] | G22 | 0 | [10 empty] | No | No
MC063 | Slaidburn House |  |  |  | MC063-B01/G23 | Logic 23 | EN.EN3 Energy Sensor | [6 empty] | G23 | 0 | [10 empty] | No | No
MC063 | Slaidburn House |  |  |  | MC063-B01/G24 | AHU Time | EN.EN3 Energy Sensor | [6 empty] | G24 | 0 | [10 empty] | No | No
MC063 | Slaidburn House |  |  |  | MC063-B01/G25 | Logic 25 | EN.EN3 Energy Sensor | [6 empty] | G25 | 0 | [10 empty] | No | No
MC063 | Slaidburn House |  |  |  | MC063-B01/G26 | AHU Extr Fan En | EN.EN3 Energy Sensor | [6 empty] | G26 | 0 | [10 empty] | No | No
MC063 | Slaidburn House |  |  |  | MC063-B01/G27 | Logic 27 | EN.EN3 Energy Sensor | [6 empty] | G27 | 0 | [10 empty] | No | No
MC063 | Slaidburn House |  |  |  | MC063-B01/G28 | Logic 28 | EN.EN3 Energy Sensor | [6 empty] | G28 | 0 | [10 empty] | No | No
MC063 | Slaidburn House |  |  |  | MC063-B01/G29 | AHU Sply Fan Duty | EN.EN3 Energy Sensor | [6 empty] | G29 | 0 | [10 empty] | No | No
MC063 | Slaidburn House |  |  |  | MC063-B01/G3 | Logic 3 | EN.EN3 Energy Sensor | [6 empty] | G3 | 0 | [10 empty] | No | No
MC063 | Slaidburn House |  |  |  | MC063-B01/G30 | Logic 30 | EN.EN3 Energy Sensor | [6 empty] | G30 | 0 | [10 empty] | No | No
MC063 | Slaidburn House |  |  |  | MC063-B01/G31 | Logic 31 | EN.EN3 Energy Sensor | [6 empty] | G31 | 0 | [10 empty] | No | No
MC063 | Slaidburn House |  |  |  | MC063-B01/G32 | Logic 32 | EN.EN3 Energy Sensor | [6 empty] | G32 | 0 | [10 empty] | No | No
MC063 | Slaidburn House |  |  |  | MC063-B01/G33 | Logic 33 | EN.EN3 Energy Sensor | [6 empty] | G33 | 0 | [10 empty] | No | No
MC063 | Slaidburn House |  |  |  | MC063-B01/G34 | Logic 34 | EN.EN3 Energy Sensor | [6 empty] | G34 | 0 | [10 empty] | No | No
MC063 | Slaidburn House |  |  |  | MC063-B01/G35 | Logic 35 | EN.EN3 Energy Sensor | [6 empty] | G35 | 0 | [10 empty] | No | No
MC063 | Slaidburn House |  |  |  | MC063-B01/G37 | Logic 37 | EN.EN3 Energy Sensor | [6 empty] | G37 | 0 | [10 empty] | No | No
MC063 | Slaidburn House |  |  |  | MC063-B01/G38 | Logic 38 | EN.EN3 Energy Sensor | [6 empty] | G38 | 0 | [10 empty] | No | No
MC063 | Slaidburn House |  |  |  | MC063-B01/G39 | Logic 39 | EN.EN3 Energy Sensor | [6 empty] | G39 | 0 | [10 empty] | No | No
MC063 | Slaidburn House |  |  |  | MC063-B01/G4 | VT Summer ECO | EN.EN3 Energy Sensor | [6 empty] | G4 | 0 | [10 empty] | No | No
MC063 | Slaidburn House |  |  |  | MC063-B01/G40 | AHU Extr Fan Duty | EN.EN3 Energy Sensor | [6 empty] | G40 | 0 | [10 empty] | No | No
MC063 | Slaidburn House |  |  |  | MC063-B01/G41 | Logic 41 | EN.EN3 Energy Sensor | [6 empty] | G41 | 0 | [10 empty] | No | No
MC063 | Slaidburn House |  |  |  | MC063-B01/G42 | Logic 42 | EN.EN3 Energy Sensor | [6 empty] | G42 | 0 | [10 empty] | No | No
MC063 | Slaidburn House |  |  |  | MC063-B01/G43 | Logic 43 | EN.EN3 Energy Sensor | [6 empty] | G43 | 0 | [10 empty] | No | No
MC063 | Slaidburn House |  |  |  | MC063-B01/G44 | Logic 44 | EN.EN3 Energy Sensor | [6 empty] | G44 | 0 | [10 empty] | No | No
MC063 | Slaidburn House |  |  |  | MC063-B01/G45 | Logic 45 | EN.EN3 Energy Sensor | [6 empty] | G45 | 0 | [10 empty] | No | No
MC063 | Slaidburn House |  |  |  | MC063-B01/G46 | Logic 46 | EN.EN3 Energy Sensor | [6 empty] | G46 | 0 | [10 empty] | No | No
MC063 | Slaidburn House |  |  |  | MC063-B01/G47 | Logic 47 | EN.EN3 Energy Sensor | [6 empty] | G47 | 0 | [10 empty] | No | No
MC063 | Slaidburn House |  |  |  | MC063-B01/G48 | Logic 48 | EN.EN3 Energy Sensor | [6 empty] | G48 | 0 | [10 empty] | No | No
MC063 | Slaidburn House |  |  |  | MC063-B01/G49 | WC Time | EN.EN3 Energy Sensor | [6 empty] | G49 | 0 | [10 empty] | No | No
MC063 | Slaidburn House |  |  |  | MC063-B01/G5 | Logic 5 | EN.EN3 Energy Sensor | [6 empty] | G5 | 0 | [10 empty] | No | No
MC063 | Slaidburn House |  |  |  | MC063-B01/G50 | Logic 50 | EN.EN3 Energy Sensor | [6 empty] | G50 | 0 | [10 empty] | No | No
MC063 | Slaidburn House |  |  |  | MC063-B01/G51 | Logic 51 | EN.EN3 Energy Sensor | [6 empty] | G51 | 0 | [10 empty] | No | No
MC063 | Slaidburn House |  |  |  | MC063-B01/G52 | Shower Time | EN.EN3 Energy Sensor | [6 empty] | G52 | 0 | [10 empty] | No | No
MC063 | Slaidburn House |  |  |  | MC063-B01/G53 | Logic 53 | EN.EN3 Energy Sensor | [6 empty] | G53 | 0 | [10 empty] | No | No
MC063 | Slaidburn House |  |  |  | MC063-B01/G54 | Flow Fail Alarm delay | EN.EN3 Energy Sensor | [6 empty] | G54 | 0 | [10 empty] | No | No
MC063 | Slaidburn House |  |  |  | MC063-B01/G55 | Door Htr L1 Time | EN.EN3 Energy Sensor | [6 empty] | G55 | 0 | [10 empty] | No | No
MC063 | Slaidburn House |  |  |  | MC063-B01/G56 | Logic 56 | EN.EN3 Energy Sensor | [6 empty] | G56 | 0 | [10 empty] | No | No
MC063 | Slaidburn House |  |  |  | MC063-B01/G57 | Logic 57 | EN.EN3 Energy Sensor | [6 empty] | G57 | 0 | [10 empty] | No | No
MC063 | Slaidburn House |  |  |  | MC063-B01/G58 | Door Htr L2 Time | EN.EN3 Energy Sensor | [6 empty] | G58 | 0 | [10 empty] | No | No
MC063 | Slaidburn House |  |  |  | MC063-B01/G59 | Logic 59 | EN.EN3 Energy Sensor | [6 empty] | G59 | 0 | [10 empty] | No | No
MC063 | Slaidburn House |  |  |  | MC063-B01/G6 | VT Time | EN.EN3 Energy Sensor | [6 empty] | G6 | 0 | [10 empty] | No | No
MC063 | Slaidburn House |  |  |  | MC063-B01/G60 | Logic 60 | EN.EN3 Energy Sensor | [6 empty] | G60 | 0 | [10 empty] | No | No
MC063 | Slaidburn House |  |  |  | MC063-B01/G61 | AC Time | EN.EN3 Energy Sensor | [6 empty] | G61 | 0 | [10 empty] | No | No
MC063 | Slaidburn House |  |  |  | MC063-B01/G62 | Logic 62 | EN.EN3 Energy Sensor | [6 empty] | G62 | 0 | [10 empty] | No | No
MC063 | Slaidburn House |  |  |  | MC063-B01/G63 | Logic 63 | EN.EN3 Energy Sensor | [6 empty] | G63 | 0 | [10 empty] | No | No
MC063 | Slaidburn House |  |  |  | MC063-B01/G64 | Logic 64 | EN.EN3 Energy Sensor | [6 empty] | G64 | 0 | [10 empty] | No | No
MC063 | Slaidburn House |  |  |  | MC063-B01/G65 | Logic 65 | EN.EN3 Energy Sensor | [6 empty] | G65 | 0 | [10 empty] | No | No
MC063 | Slaidburn House |  |  |  | MC063-B01/G66 | Logic 66 | EN.EN3 Energy Sensor | [6 empty] | G66 | 0 | [10 empty] | No | No
MC063 | Slaidburn House |  |  |  | MC063-B01/G67 | Logic 67 | EN.EN3 Energy Sensor | [6 empty] | G67 | 0 | [10 empty] | No | No
MC063 | Slaidburn House |  |  |  | MC063-B01/G7 | VT Reqd | EN.EN3 Energy Sensor | [6 empty] | G7 | 0 | [10 empty] | No | No
MC063 | Slaidburn House |  |  |  | MC063-B01/G8 | VT Pumps | EN.EN3 Energy Sensor | [6 empty] | G8 | 0 | [10 empty] | No | No
MC063 | Slaidburn House |  |  |  | MC063-B01/G9 | AHU Ctrl | EN.EN3 Energy Sensor | [6 empty] | G9 | 0 | [10 empty] | No | No
MC063 | Slaidburn House |  |  |  | MC063-B01/I1 | Fire alarm active | EN.EN3 Energy Sensor | [6 empty] | I1 | 0 | [7 empty] | 0 = Off, 1 = On |  |  | No | No
MC063 | Slaidburn House |  |  |  | MC063-B01/I10 | AHU Frost Trip | EN.EN3 Energy Sensor | [6 empty] | I10 | 0 | [10 empty] | No | No
MC063 | Slaidburn House |  |  |  | MC063-B01/I11 | VT Pumps Flow | EN.EN3 Energy Sensor | [6 empty] | I11 | 0 | [10 empty] | No | No
MC063 | Slaidburn House |  |  |  | MC063-B01/I12 | Press Unit Fault | EN.EN3 Energy Sensor | [6 empty] | I12 | 0 | [10 empty] | No | No
MC063 | Slaidburn House |  |  |  | MC063-B01/I13 | DX Clg Fault | EN.EN3 Energy Sensor | [6 empty] | I13 | 0 | [10 empty] | No | No
MC063 | Slaidburn House |  |  |  | MC063-B01/I14 | Spare | EN.EN3 Energy Sensor | [6 empty] | I14 | 0 | [10 empty] | No | No
MC063 | Slaidburn House |  |  |  | MC063-B01/I15 | AHU Hold off | EN.EN3 Energy Sensor | [6 empty] | I15 | 0 | [10 empty] | No | No
MC063 | Slaidburn House |  |  |  | MC063-B01/I2 | Shower Fans North Fault | EN.EN3 Energy Sensor | [6 empty] | I2 | 0 | [10 empty] | No | No
MC063 | Slaidburn House |  |  |  | MC063-B01/I21 | VT Summer ECO | EN.EN3 Energy Sensor | [6 empty] | I21 | 0 | [10 empty] | No | No
MC063 | Slaidburn House |  |  |  | MC063-B01/I22 | VT Pump 1 Flow Fail | EN.EN3 Energy Sensor | [6 empty] | I22 | 0 | [10 empty] | No | No
MC063 | Slaidburn House |  |  |  | MC063-B01/I23 | VT Pump 2 Flow Fail | EN.EN3 Energy Sensor | [6 empty] | I23 | 0 | [10 empty] | No | No
MC063 | Slaidburn House |  |  |  | MC063-B01/I24 | AHU Sply Fan1 Flow Fail | EN.EN3 Energy Sensor | [6 empty] | I24 | 0 | [10 empty] | No | No
MC063 | Slaidburn House |  |  |  | MC063-B01/I25 | AHU Sply Fan2 Flow Fail | EN.EN3 Energy Sensor | [6 empty] | I25 | 0 | [10 empty] | No | No
MC063 | Slaidburn House |  |  |  | MC063-B01/I26 | AHU Extr Fan1 Flow Fail | EN.EN3 Energy Sensor | [6 empty] | I26 | 0 | [10 empty] | No | No
MC063 | Slaidburn House |  |  |  | MC063-B01/I27 | AHU Extr Fan2 Flow Fail | EN.EN3 Energy Sensor | [6 empty] | I27 | 0 | [10 empty] | No | No
MC063 | Slaidburn House |  |  |  | MC063-B01/I3 | Shower Fans South Fault | EN.EN3 Energy Sensor | [6 empty] | I3 | 0 | [10 empty] | No | No
MC063 | Slaidburn House |  |  |  | MC063-B01/I4 | Toilet Extr Fault | EN.EN3 Energy Sensor | [6 empty] | I4 | 0 | [10 empty] | No | No
MC063 | Slaidburn House |  |  |  | MC063-B01/I5 | FOR Sply OFF | EN.EN3 Energy Sensor | [6 empty] | I5 | 0 | [10 empty] | No | No
MC063 | Slaidburn House |  |  |  | MC063-B01/I6 | Fire Alarm Reset | EN.EN3 Energy Sensor | [6 empty] | I6 | 0 | [10 empty] | No | No
MC063 | Slaidburn House |  |  |  | MC063-B01/I7 | AHU Bag Fltr Dirty | EN.EN3 Energy Sensor | [6 empty] | I7 | 0 | [10 empty] | No | No
MC063 | Slaidburn House |  |  |  | MC063-B01/I8 | AHU Supply Fan Flow | EN.EN3 Energy Sensor | [6 empty] | I8 | 0 | [10 empty] | No | No
MC063 | Slaidburn House |  |  |  | MC063-B01/I9 | AHU Extract Fan Flow | EN.EN3 Energy Sensor | [6 empty] | I9 | 0 | [10 empty] | No | No
MC063 | Slaidburn House |  |  |  | MC063-B01/K1 | VT OAT Htg Inhibit | EN.EN3 Energy Sensor | [6 empty] | K1 | 0 | [10 empty] | No | No
MC063 | Slaidburn House |  |  |  | MC063-B01/K10 | AHU HI Sply Temp | EN.EN3 Energy Sensor | [6 empty] | K10 | 0 | [7 empty] | Degrees Celsius |  |  | No | No
MC063 | Slaidburn House |  |  |  | MC063-B01/K11 | AHU LO Sply Temp | EN.EN3 Energy Sensor | [6 empty] | K11 | 0 | [7 empty] | Degrees Celsius |  |  | No | No
MC063 | Slaidburn House |  |  |  | MC063-B01/K12 | Panel Reset Button | EN.EN3 Energy Sensor | [6 empty] | K12 | 0 | [10 empty] | No | No
MC063 | Slaidburn House |  |  |  | MC063-B01/K2 | Variable flow circuit pump duty | EN.EN3 Energy Sensor | [6 empty] | K2 | 0 | [10 empty] | No | No
MC063 | Slaidburn House |  |  |  | MC063-B01/K3 | Min VT Flow At | EN.EN3 Energy Sensor | [6 empty] | K3 | 0 | [10 empty] | No | No
MC063 | Slaidburn House |  |  |  | MC063-B01/K4 | Max VT Flow At | EN.EN3 Energy Sensor | [6 empty] | K4 | 0 | [10 empty] | No | No
MC063 | Slaidburn House |  |  |  | MC063-B01/K5 | Min VT Flow SP | EN.EN3 Energy Sensor | [6 empty] | K5 | 0 | [10 empty] | No | No
MC063 | Slaidburn House |  |  |  | MC063-B01/K6 | Max VT Flow SP | EN.EN3 Energy Sensor | [6 empty] | K6 | 0 | [10 empty] | No | No
MC063 | Slaidburn House |  |  |  | MC063-B01/K7 | AHU Sply Fan Duty | EN.EN3 Energy Sensor | [6 empty] | K7 | 0 | [10 empty] | No | No
MC063 | Slaidburn House |  |  |  | MC063-B01/K8 | AHU Extr Fan Duty | EN.EN3 Energy Sensor | [6 empty] | K8 | 0 | [10 empty] | No | No
MC063 | Slaidburn House |  |  |  | MC063-B01/K9 | AHU Return SP | EN.EN3 Energy Sensor | [6 empty] | K9 | 0 | [10 empty] | No | No
MC063 | Slaidburn House |  |  |  | MC063-B01/L1 | Variable temperature circuit valve | EN.EN3 Energy Sensor | [6 empty] | L1 | 0 | [7 empty] | 0 = Closed , 1 = Open |  |  | No | No
MC063 | Slaidburn House |  |  |  | MC063-B01/L2 |  | EN.EN3 Energy Sensor | [6 empty] | L2 | 0 | [10 empty] | No | No
MC063 | Slaidburn House |  |  |  | MC063-B01/L3 |  | EN.EN3 Energy Sensor | [6 empty] | L3 | 0 | [10 empty] | No | No
MC063 | Slaidburn House |  |  |  | MC063-B01/L4 |  | EN.EN3 Energy Sensor | [6 empty] | L4 | 0 | [10 empty] | No | No
MC063 | Slaidburn House |  |  |  | MC063-B01/P1 | Outside air temperature | EN.EN3 Energy Sensor | [6 empty] | P1 | 0 | [7 empty] | Degrees Celsius |  |  | No | No
MC063 | Slaidburn House |  |  |  | MC063-B01/P10 | AHU Return Temp | EN.EN3 Energy Sensor | [6 empty] | P10 | 0 | [7 empty] | Degrees Celsius |  |  | No | No
MC063 | Slaidburn House |  |  |  | MC063-B01/P11 | LTHW Flow Temp | EN.EN3 Energy Sensor | [6 empty] | P11 | 0 | [7 empty] | Degrees Celsius |  |  | No | No
MC063 | Slaidburn House |  |  |  | MC063-B01/P12 | Calculated variable temperature circuit flow setpoint | EN.EN3 Energy Sensor | [6 empty] | P12 | 0 | [10 empty] | No | No
MC063 | Slaidburn House |  |  |  | MC063-B01/P2 | Variable temperature circuit flow temperature | EN.EN3 Energy Sensor | [6 empty] | P2 | 0 | [7 empty] | Degrees Celsius |  |  | No | No
MC063 | Slaidburn House |  |  |  | MC063-B01/P3 | MTHW Ret Temp | EN.EN3 Energy Sensor | [6 empty] | P3 | 0 | [7 empty] | Degrees Celsius |  |  | No | No
MC063 | Slaidburn House |  |  |  | MC063-B01/P4 | Medium temperature hot water flow temperature | EN.EN3 Energy Sensor | [6 empty] | P4 | 0 | [7 empty] | Degrees Celsius |  |  | No | No
MC063 | Slaidburn House |  |  |  | MC063-B01/P5 | Lvl 3 Space Temp 1 | EN.EN3 Energy Sensor | [6 empty] | P5 | 0 | [7 empty] | Degrees Celsius |  |  | No | No
MC063 | Slaidburn House |  |  |  | MC063-B01/P6 | Lvl 3 Space Temp 2 | EN.EN3 Energy Sensor | [6 empty] | P6 | 0 | [7 empty] | Degrees Celsius |  |  | No | No
MC063 | Slaidburn House |  |  |  | MC063-B01/P7 | Lvl 6 Space Temp 1 | EN.EN3 Energy Sensor | [6 empty] | P7 | 0 | [7 empty] | Degrees Celsius |  |  | No | No
MC063 | Slaidburn House |  |  |  | MC063-B01/P8 | Lvl 6 Space Temp 2 | EN.EN3 Energy Sensor | [6 empty] | P8 | 0 | [7 empty] | Degrees Celsius |  |  | No | No
MC063 | Slaidburn House |  |  |  | MC063-B01/P9 | AHU Supply Temp | EN.EN3 Energy Sensor | [6 empty] | P9 | 0 | [7 empty] | Degrees Celsius |  |  | No | No
MC063 | Slaidburn House |  |  |  | MC063-B01/Q1 | Sequence Table 1 | EN.EN3 Energy Sensor | [6 empty] | Q1 | 0 | [10 empty] | No | No
MC063 | Slaidburn House |  |  |  | MC063-B01/S1 | Outside air temperature | EN.EN3 Energy Sensor | [6 empty] | S1 | 0 | [7 empty] | Degrees Celsius |  |  | No | No
MC063 | Slaidburn House |  |  |  | MC063-B01/S10 | AHU Return Temp | EN.EN3 Energy Sensor | [6 empty] | S10 | 0 | [7 empty] | Degrees Celsius |  |  | No | No
MC063 | Slaidburn House |  |  |  | MC063-B01/S11 | LTHW Temp | EN.EN3 Energy Sensor | [6 empty] | S11 | 0 | [7 empty] | Degrees Celsius |  |  | No | No
MC063 | Slaidburn House |  |  |  | MC063-B01/S2 | Medium temperature hot water flow temperature | EN.EN3 Energy Sensor | [6 empty] | S2 | 0 | [7 empty] | Degrees Celsius |  |  | No | No
MC063 | Slaidburn House |  |  |  | MC063-B01/S21 | Calculated variable temperature circuit flow setpoint | EN.EN3 Energy Sensor | [6 empty] | S21 | 0 | [10 empty] | No | No
MC063 | Slaidburn House |  |  |  | MC063-B01/S3 | MTHW Ret Temp | EN.EN3 Energy Sensor | [6 empty] | S3 | 0 | [7 empty] | Degrees Celsius |  |  | No | No
MC063 | Slaidburn House |  |  |  | MC063-B01/S4 | Level 3 Space Temp 1 | EN.EN3 Energy Sensor | [6 empty] | S4 | 0 | [7 empty] | Degrees Celsius |  |  | No | No
MC063 | Slaidburn House |  |  |  | MC063-B01/S5 | Level 3 Space Temp 2 | EN.EN3 Energy Sensor | [6 empty] | S5 | 0 | [7 empty] | Degrees Celsius |  |  | No | No
MC063 | Slaidburn House |  |  |  | MC063-B01/S6 | Level 6 Space Temp 1 | EN.EN3 Energy Sensor | [6 empty] | S6 | 0 | [7 empty] | Degrees Celsius |  |  | No | No
MC063 | Slaidburn House |  |  |  | MC063-B01/S7 | Level 6 Space Temp 2 | EN.EN3 Energy Sensor | [6 empty] | S7 | 0 | [7 empty] | Degrees Celsius |  |  | No | No
MC063 | Slaidburn House |  |  |  | MC063-B01/S8 | Level1 Computer Room Temp | EN.EN3 Energy Sensor | [6 empty] | S8 | 0 | [7 empty] | Degrees Celsius |  |  | No | No
MC063 | Slaidburn House |  |  |  | MC063-B01/S9 | AHU Supply Temp | EN.EN3 Energy Sensor | [6 empty] | S9 | 0 | [7 empty] | Degrees Celsius |  |  | No | No
MC063 | Slaidburn House |  |  |  | MC063-B01/U1 | Trevor | EN.EN3 Energy Sensor | [6 empty] | U1 | 0 | [10 empty] | No | No
MC063 | Slaidburn House |  |  |  | MC063-B01/V1 |  | EN.EN3 Energy Sensor | [6 empty] | V1 | 0 | [10 empty] | No | No
MC063 | Slaidburn House |  |  |  | MC063-B01/W1 | Plant Fault Reset | EN.EN3 Energy Sensor | [6 empty] | W1 | 0 | [10 empty] | No | No
MC063 | Slaidburn House |  |  |  | MC063-B01/W10 | Shower Oride ON | EN.EN3 Energy Sensor | [6 empty] | W10 | 0 | [10 empty] | No | No
MC063 | Slaidburn House |  |  |  | MC063-B01/W11 | Shower Oride OFF | EN.EN3 Energy Sensor | [6 empty] | W11 | 0 | [10 empty] | No | No
MC063 | Slaidburn House |  |  |  | MC063-B01/W12 | Door Htr L1 Oride ON | EN.EN3 Energy Sensor | [6 empty] | W12 | 0 | [10 empty] | No | No
MC063 | Slaidburn House |  |  |  | MC063-B01/W13 | Door Htr L1 Oride OFF | EN.EN3 Energy Sensor | [6 empty] | W13 | 0 | [10 empty] | No | No
MC063 | Slaidburn House |  |  |  | MC063-B01/W14 | Door Htr L2 Oride ON | EN.EN3 Energy Sensor | [6 empty] | W14 | 0 | [10 empty] | No | No
MC063 | Slaidburn House |  |  |  | MC063-B01/W15 | Door Htr L2 Oride OFF | EN.EN3 Energy Sensor | [6 empty] | W15 | 0 | [10 empty] | No | No
MC063 | Slaidburn House |  |  |  | MC063-B01/W16 | AC Oride ON | EN.EN3 Energy Sensor | [6 empty] | W16 | 0 | [10 empty] | No | No
MC063 | Slaidburn House |  |  |  | MC063-B01/W17 | AC Oride OFF | EN.EN3 Energy Sensor | [6 empty] | W17 | 0 | [10 empty] | No | No
MC063 | Slaidburn House |  |  |  | MC063-B01/W2 | VT Summer Override | EN.EN3 Energy Sensor | [6 empty] | W2 | 0 | [10 empty] | No | No
MC063 | Slaidburn House |  |  |  | MC063-B01/W3 | VT Oride ON | EN.EN3 Energy Sensor | [6 empty] | W3 | 0 | [10 empty] | No | No
MC063 | Slaidburn House |  |  |  | MC063-B01/W4 | VT Oride OFF | EN.EN3 Energy Sensor | [6 empty] | W4 | 0 | [10 empty] | No | No
MC063 | Slaidburn House |  |  |  | MC063-B01/W5 | Fire Alarm Reset | EN.EN3 Energy Sensor | [6 empty] | W5 | 0 | [10 empty] | No | No
MC063 | Slaidburn House |  |  |  | MC063-B01/W6 | AHU Oride ON | EN.EN3 Energy Sensor | [6 empty] | W6 | 0 | [10 empty] | No | No
MC063 | Slaidburn House |  |  |  | MC063-B01/W7 | AHU Oride OFF | EN.EN3 Energy Sensor | [6 empty] | W7 | 0 | [10 empty] | No | No
MC063 | Slaidburn House |  |  |  | MC063-B01/W8 | WC Oride ON | EN.EN3 Energy Sensor | [6 empty] | W8 | 0 | [10 empty] | No | No
MC063 | Slaidburn House |  |  |  | MC063-B01/W9 | WC Oride OFF | EN.EN3 Energy Sensor | [6 empty] | W9 | 0 | [10 empty] | No | No
MC063 | Slaidburn House |  |  |  | MC063-B01/Y1 | Trend T -20+50 | EN.EN3 Energy Sensor | [6 empty] | Y1 | 0 | [10 empty] | No | No
MC063 | Slaidburn House |  |  |  | MC063-B01/Y2 | Trend Thermistor | EN.EN3 Energy Sensor | [6 empty] | Y2 | 0 | [10 empty] | No | No
MC063 | Slaidburn House |  |  |  | MC063-B01/Y3 | Trend Thermistor | EN.EN3 Energy Sensor | [6 empty] | Y3 | 0 | [10 empty] | No | No
MC063 | Slaidburn House |  |  |  | MC063-B01/Y4 | Thermistor TBTC | EN.EN3 Energy Sensor | [6 empty] | Y4 | 0 | [10 empty] | No | No
MC063 | Slaidburn House |  |  |  | MC063-B01/Z1 | VT Heating | EN.EN3 Energy Sensor | [6 empty] | Z1 | 0 | [10 empty] | No | No
MC063 | Slaidburn House |  |  |  | MC063-B01/Z2 | AHU Vent | EN.EN3 Energy Sensor | [6 empty] | Z2 | 0 | [10 empty] | No | No
MC063 | Slaidburn House |  |  |  | MC063-B01/Z3 | Toilet Vent Level 1 | EN.EN3 Energy Sensor | [6 empty] | Z3 | 0 | [10 empty] | No | No
MC063 | Slaidburn House |  |  |  | MC063-B01/Z4 | Resident Shower Extr | EN.EN3 Energy Sensor | [6 empty] | Z4 | 0 | [10 empty] | No | No
MC063 | Slaidburn House |  |  |  | MC063-B01/Z5 | Door Htr Level 1 | EN.EN3 Energy Sensor | [6 empty] | Z5 | 0 | [10 empty] | No | No
MC063 | Slaidburn House |  |  |  | MC063-B01/Z6 | Door Htr Level 2 | EN.EN3 Energy Sensor | [6 empty] | Z6 | 0 | [10 empty] | No | No
MC063 | Slaidburn House |  |  |  | MC063-B01/Z7 | AC System | EN.EN3 Energy Sensor | [6 empty] | Z7 | 0 | [10 empty] | No | No
MC063 | Slaidburn House |  |  |  | MC063-B01/C1 | Virtual CNC 1 | EN.EN3 Energy Sensor | [6 empty] | C1 | 0 | [10 empty] | No | No
MC063 | Slaidburn House |  |  |  | MC063-B01/D1 | VT Pump 1 En | EN.EN3 Energy Sensor | [6 empty] | D1 | 0 | [10 empty] | No | No
MC063 | Slaidburn House |  |  |  | MC063-B01/D10 | Shower Extr Fan En | EN.EN3 Energy Sensor | [6 empty] | D10 | 0 | [10 empty] | No | No
MC063 | Slaidburn House |  |  |  | MC063-B01/D11 | Door Heater Lever 1 LUSU | EN.EN3 Energy Sensor | [6 empty] | D11 | 0 | [10 empty] | No | No
MC063 | Slaidburn House |  |  |  | MC063-B01/D12 | Door Heater Lever 2 | EN.EN3 Energy Sensor | [6 empty] | D12 | 0 | [10 empty] | No | No
MC063 | Slaidburn House |  |  |  | MC063-B01/D13 | AC System En | EN.EN3 Energy Sensor | [6 empty] | D13 | 0 | [10 empty] | No | No
MC063 | Slaidburn House |  |  |  | MC063-B01/D14 | Fire Alarm Lamp | EN.EN3 Energy Sensor | [6 empty] | D14 | 0 | [10 empty] | No | No
MC063 | Slaidburn House |  |  |  | MC063-B01/D15 | Frost Reset | EN.EN3 Energy Sensor | [6 empty] | D15 | 0 | [10 empty] | No | No
MC063 | Slaidburn House |  |  |  | MC063-B01/D16 | Panel Reset Button | EN.EN3 Energy Sensor | [6 empty] | D16 | 0 | [10 empty] | No | No
MC063 | Slaidburn House |  |  |  | MC063-B01/D18 | AHU Supply Damper | EN.EN3 Energy Sensor | [6 empty] | D18 | 0 | [10 empty] | No | No
MC063 | Slaidburn House |  |  |  | MC063-B01/D19 | Shower Ext Fault Light | EN.EN3 Energy Sensor | [6 empty] | D19 | 0 | [10 empty] | No | No
MC063 | Slaidburn House |  |  |  | MC063-B01/D2 | VT Pump 2 En | EN.EN3 Energy Sensor | [6 empty] | D2 | 0 | [10 empty] | No | No
MC063 | Slaidburn House |  |  |  | MC063-B01/D3 | VT Control Valve | EN.EN3 Energy Sensor | [6 empty] | D3 | 0 | [10 empty] | No | No
MC063 | Slaidburn House |  |  |  | MC063-B01/D4 | AHU Sply Fan 1 En | EN.EN3 Energy Sensor | [6 empty] | D4 | 0 | [10 empty] | No | No
MC063 | Slaidburn House |  |  |  | MC063-B01/D5 | AHU Sply Fan 2 En | EN.EN3 Energy Sensor | [6 empty] | D5 | 0 | [10 empty] | No | No
MC063 | Slaidburn House |  |  |  | MC063-B01/D6 | AHU Extr Fan 1 En | EN.EN3 Energy Sensor | [6 empty] | D6 | 0 | [10 empty] | No | No
MC063 | Slaidburn House |  |  |  | MC063-B01/D7 | AHU Extr Fan 2 En | EN.EN3 Energy Sensor | [6 empty] | D7 | 0 | [10 empty] | No | No
MC063 | Slaidburn House |  |  |  | MC063-B01/D8 | AHU Heating Valve | EN.EN3 Energy Sensor | [6 empty] | D8 | 0 | [10 empty] | No | No
MC063 | Slaidburn House |  |  |  | MC063-B01/D9 | Toilet Extr Level 1 En | EN.EN3 Energy Sensor | [6 empty] | D9 | 0 | [10 empty] | No | No
MC063 | Slaidburn House |  |  |  | MC063-B01/e1 | Supervisor | EN.EN3 Energy Sensor | [6 empty] | e1 | 0 | [10 empty] | No | No
MC063 | Slaidburn House |  |  |  | MC063-B01/F1 | VT OAT Htg Inhibit | EN.EN3 Energy Sensor | [6 empty] | F1 | 0 | [10 empty] | No | No
MC063 | Slaidburn House |  |  |  | MC063-B01/F10 | Function 10 | EN.EN3 Energy Sensor | [6 empty] | F10 | 0 | [10 empty] | No | No
MC063 | Slaidburn House |  |  |  | MC063-B01/F11 | AHU Htg Dmd | EN.EN3 Energy Sensor | [6 empty] | F11 | 0 | [10 empty] | No | No
MC063 | Slaidburn House |  |  |  | MC063-B01/F12 | Function 12 | EN.EN3 Energy Sensor | [6 empty] | F12 | 0 | [10 empty] | No | No
MC063 | Slaidburn House |  |  |  | MC063-B01/F13 | Panel Reset Button | EN.EN3 Energy Sensor | [6 empty] | F13 | 0 | [10 empty] | No | No
MC063 | Slaidburn House |  |  |  | MC063-B01/F2 | Function 2 | EN.EN3 Energy Sensor | [6 empty] | F2 | 0 | [10 empty] | No | No
MC063 | Slaidburn House |  |  |  | MC063-B01/F3 | Function 3 | EN.EN3 Energy Sensor | [6 empty] | F3 | 0 | [10 empty] | No | No
MC063 | Slaidburn House |  |  |  | MC063-B01/F4 | Function 4 | EN.EN3 Energy Sensor | [6 empty] | F4 | 0 | [10 empty] | No | No
MC063 | Slaidburn House |  |  |  | MC063-B01/F5 | Function 5 | EN.EN3 Energy Sensor | [6 empty] | F5 | 0 | [10 empty] | No | No
MC063 | Slaidburn House |  |  |  | MC063-B01/F6 | Function 6 | EN.EN3 Energy Sensor | [6 empty] | F6 | 0 | [10 empty] | No | No
MC063 | Slaidburn House |  |  |  | MC063-B01/F7 | Function 7 | EN.EN3 Energy Sensor | [6 empty] | F7 | 0 | [10 empty] | No | No
MC063 | Slaidburn House |  |  |  | MC063-B01/F8 | Function 8 | EN.EN3 Energy Sensor | [6 empty] | F8 | 0 | [10 empty] | No | No
MC063 | Slaidburn House |  |  |  | MC063-B01/F9 | Function 9 | EN.EN3 Energy Sensor | [6 empty] | F9 | 0 | [10 empty] | No | No
MC063 | Slaidburn House |  |  |  | MC063-B01/G1 | Reset | EN.EN3 Energy Sensor | [6 empty] | G1 | 0 | [10 empty] | No | No
MC063 | Slaidburn House |  |  |  | MC063-B01/G10 | Logic 10 | EN.EN3 Energy Sensor | [6 empty] | G10 | 0 | [10 empty] | No | No
MC063 | Slaidburn House |  |  |  | MC063-B01/G11 | Logic 11 | EN.EN3 Energy Sensor | [6 empty] | G11 | 0 | [10 empty] | No | No
MC063 | Slaidburn House |  |  |  | MC063-B01/G12 | Logic 12 | EN.EN3 Energy Sensor | [6 empty] | G12 | 0 | [10 empty] | No | No
MC063 | Slaidburn House |  |  |  | MC063-B01/G13 | AHU Sply Fan En | EN.EN3 Energy Sensor | [6 empty] | G13 | 0 | [10 empty] | No | No
MC063 | Slaidburn House |  |  |  | MC063-L01/M001 | Indian Sultan | EN.EN2 Energy Meter | [6 empty] | 1 | 0 | [7 empty] | kWh |  |  | Yes | No
MC063 | Slaidburn House |  |  |  | MC063-L01/M002 | Student Union | EN.EN2 Energy Meter | [6 empty] | 2 | 0 | [7 empty] | kWh |  |  | Yes | No
MC063 | Slaidburn House |  |  |  | MC063-L01/M003 | T Mobile | EN.EN2 Energy Meter | [6 empty] | 3 | 0 | [7 empty] | kWh |  |  | Yes | No
MC063 | Slaidburn House |  |  |  | MC063-L01/M004 | Spar No.2 | EN.EN2 Energy Meter | [6 empty] | 4 | 0 | [7 empty] | kWh |  |  | Yes | No
MC063 | Slaidburn House |  |  |  | MC063-L01/M005 | Spar No.1 | EN.EN2 Energy Meter | [6 empty] | 5 | 0 | [7 empty] | kWh |  |  | Yes | No
MC063 | Slaidburn House |  |  |  | MC063-L01/M006 | Slaidburn | EN.EN2 Energy Meter | [6 empty] | 6 | 0 | [7 empty] | kWh |  |  | No | No
MC063 | Slaidburn House |  |  |  | MC063-L01/M007 | Spar | EN.EN2 Energy Meter | [6 empty] | 7 | 0 | [7 empty] | m3 |  |  | Yes | No
MC063 | Slaidburn House |  |  |  | MC063-L01/M008 | LUSU Housing | EN.EN2 Energy Meter | [6 empty] | 8 | 0 | [7 empty] | m3 |  |  | Yes | No
MC063 | Slaidburn House |  |  |  | MC063-L02/M001 | Student Union Offices | EN.EN2 Energy Meter | [6 empty] | 1 | 0 | [7 empty] | kWh |  |  | Yes | No
MC063 | Slaidburn House | A01 | Retail Unit |  | MC063-L02/M001 | Student Union Offices | EN.EN2 Energy Meter | [6 empty] | 1 | 0 | [7 empty] | kWh |  |  | Yes | No
MC204 | Sports Centre | A43 | Plant Room |  | MC204-L01 | Data logger: Sports Centre | EN.EN1 Data Logger |  |  |  |  | Multilog G2 | Enercom | 050157B3B000 | 0 |  |  | 10.23.11.71 |  | 00-50-C2-2C-3D-13
MC204 | Sports Centre | B08 | Cleaners |  | MC204-L02 | Data logger: Sports Centre | EN.EN1 Data Logger |  |  |  |  | Multilog G2 | Enercom | 0501988894C00 | 0 |  |  | 10.23.11.72 |  | 00-50-C2-2C-3E-25
MC204 | Sports Centre | RF04 | Roof Top Plant Room |  | MC204-L05 | Data logger: Sports Centre | EN.EN1 Data Logger |  |  |  |  | Multilog G2 | Enercom | 0501F26DBC00 | 0
MC204 | Sports Centre | RF04 | Roof Top Plant Room |  | MC204-L06 | Data logger: Sports Centre | EN.EN1 Data Logger |  |  |  |  | Multilog G2 | Enercom | 050200C3E800 | 0
MC204 | Sports Centre |  |  |  | MC204-B01 | BMS Controller: Sports Centre | EN.EN4 BMS Controller |  |  |  |  | IQ3xcite96 | Trend | {C1212EB2-1C53-4BD3-AC24-BDBF47351D34} | 0
MC204 | Sports Centre |  |  |  | MC204-B02 | BMS Controller: Sports Centre | EN.EN4 BMS Controller |  |  |  |  | IQ3xcite96 | Trend | {98951DB3-A869-4DB9-9A9F-CB3AD2AC803F} | 0
MC204 | Sports Centre |  |  |  | MC204-B03 | BMS Controller: Sports Centre | EN.EN4 BMS Controller |  |  |  |  | IQ3xcite96 | Trend | {0012D954-81C9-4F32-9FBF-5B472505636F} | 0
MC204 | Sports Centre |  |  |  | MC204-B04 | BMS Controller: Sports Centre | EN.EN4 BMS Controller |  |  |  |  | IQ3xcite16 | Trend | {15F8682F-C35B-445C-975A-09E7A0C0BCD5} | 0
MC204 | Sports Centre |  |  |  | MC204-B05 | BMS Controller: Sports Centre | EN.EN4 BMS Controller |  |  |  |  | IQ3xcite96 | Trend | {791002B8-3DAD-40C8-9E6B-509F60BA707D} | 0
MC204 | Sports Centre |  |  |  | MC204-B06 | BMS Controller: Sports Centre | EN.EN4 BMS Controller |  |  |  |  | IQ3xcite96 | Trend | {6732BA2D-2B96-4E05-9B8F-E63421C57BE9} | 0
MC204 | Sports Centre |  |  |  | MC204-L73 | Data logger: Sports Centre | EN.EN1 Data Logger |  |  |  |  | Multilog G2 | Enercom | 0501F26CFE00 | 0
MC204 | Sports Centre |  |  |  | MC204-L74 | Data logger: Sports Centre | EN.EN1 Data Logger |  |  |  |  | Multilog G2 | Enercom | 0501E384B100 | 0
MC204 | Sports Centre |  |  |  | MC204-L75 | Data logger: Sports Centre | EN.EN1 Data Logger |  |  |  |  | Multilog G2 | Enercom | 0501F8FB1000 | 0
MC204 | Sports Centre |  |  |  | MC204-L82 | Data logger: Sports Centre | EN.EN1 Data Logger | [7 empty] | 0
MC204 | Sports Centre |  |  |  | MC204-L99 | Data logger: Sports Centre | EN.EN1 Data Logger |  |  |  |  | Multilog G2 | Enercom | 7677517710 | 0
MC204 | Sports Centre |  |  |  | MC204-B01/I28 | MTHW Heat Meter | EN.EN3 Energy Sensor | [6 empty] | I28 | 0 | [10 empty] | No | No
MC204 | Sports Centre |  |  |  | MC204-B01/I3 | Gas Detected | EN.EN3 Energy Sensor | [6 empty] | I3 | 0 | [10 empty] | No | No
MC204 | Sports Centre |  |  |  | MC204-B01/I30 | MTHW PHE Pri Pump 6A Fault | EN.EN3 Energy Sensor | [6 empty] | I30 | 0 | [10 empty] | No | No
MC204 | Sports Centre |  |  |  | MC204-B01/I31 | MTHW PHE Pri Pump 6B Fault | EN.EN3 Energy Sensor | [6 empty] | I31 | 0 | [10 empty] | No | No
MC204 | Sports Centre |  |  |  | MC204-B01/I32 | MTHW PHE Pri Pumps Flow | EN.EN3 Energy Sensor | [6 empty] | I32 | 0 | [10 empty] | No | No
MC204 | Sports Centre |  |  |  | MC204-B01/I33 | MTHW LO Flow Temp | EN.EN3 Energy Sensor | [6 empty] | I33 | 0 | [7 empty] | Degrees Celsius |  |  | No | No
MC204 | Sports Centre |  |  |  | MC204-B01/I34 | MTHW PHE mode enabled | EN.EN3 Energy Sensor | [6 empty] | I34 | 0 | [10 empty] | No | No
MC204 | Sports Centre |  |  |  | MC204-B01/I35 | Summer ECO active | EN.EN3 Energy Sensor | [6 empty] | I35 | 0 | [10 empty] | No | No
MC204 | Sports Centre |  |  |  | MC204-B01/I36 | CT Pump 2A Fail | EN.EN3 Energy Sensor | [6 empty] | I36 | 0 | [10 empty] | No | No
MC204 | Sports Centre |  |  |  | MC204-B01/I37 | CT Pump 2B Fail | EN.EN3 Energy Sensor | [6 empty] | I37 | 0 | [10 empty] | No | No
MC204 | Sports Centre |  |  |  | MC204-B01/I38 | MTHW PHE Sec Pump 5A Fail | EN.EN3 Energy Sensor | [6 empty] | I38 | 0 | [10 empty] | No | No
MC204 | Sports Centre |  |  |  | MC204-B01/I39 | MTHW PHE Sec Pump 5B Fail | EN.EN3 Energy Sensor | [6 empty] | I39 | 0 | [10 empty] | No | No
MC204 | Sports Centre |  |  |  | MC204-B01/I4 | Gas Valve Shut | EN.EN3 Energy Sensor | [6 empty] | I4 | 0 | [10 empty] | No | No
MC204 | Sports Centre |  |  |  | MC204-B01/I40 | Blr Pri Pump 1A Fail | EN.EN3 Energy Sensor | [6 empty] | I40 | 0 | [10 empty] | No | No
MC204 | Sports Centre |  |  |  | MC204-B01/I41 | Blr Pri Pump 1B Fail | EN.EN3 Energy Sensor | [6 empty] | I41 | 0 | [10 empty] | No | No
MC204 | Sports Centre |  |  |  | MC204-B01/I42 | MTHW PHE Pri Pump 6A Fail | EN.EN3 Energy Sensor | [6 empty] | I42 | 0 | [10 empty] | No | No
MC204 | Sports Centre |  |  |  | MC204-B01/I43 | MTHW PHE Pri Pump 6B Fail | EN.EN3 Energy Sensor | [6 empty] | I43 | 0 | [10 empty] | No | No
MC204 | Sports Centre |  |  |  | MC204-B01/I5 | Blr Room Water Leak Det | EN.EN3 Energy Sensor | [6 empty] | I5 | 0 | [10 empty] | No | No
MC204 | Sports Centre |  |  |  | MC204-B01/I6 | MTHW PHE Sec Pump 5A Fault | EN.EN3 Energy Sensor | [6 empty] | I6 | 0 | [10 empty] | No | No
MC204 | Sports Centre |  |  |  | MC204-B01/I7 | MTHW PHE Sec Pump 5B Fault | EN.EN3 Energy Sensor | [6 empty] | I7 | 0 | [10 empty] | No | No
MC204 | Sports Centre |  |  |  | MC204-B01/I8 | MTHW PHE Sec Pumps Flow | EN.EN3 Energy Sensor | [6 empty] | I8 | 0 | [10 empty] | No | No
MC204 | Sports Centre |  |  |  | MC204-B01/I9 | MTHW PHE Sec HTCO | EN.EN3 Energy Sensor | [6 empty] | I9 | 0 | [10 empty] | No | No
MC204 | Sports Centre |  |  |  | MC204-B01/K1 | Outside air temperature frost protection | EN.EN3 Energy Sensor | [6 empty] | K1 | 0 | [10 empty] | No | No
MC204 | Sports Centre |  |  |  | MC204-B01/K10 | Blr1 Mod1 Manual | EN.EN3 Energy Sensor | [6 empty] | K10 | 0 | [10 empty] | No | No
MC204 | Sports Centre |  |  |  | MC204-B01/K11 | Blr1 Mod2 Manual | EN.EN3 Energy Sensor | [6 empty] | K11 | 0 | [10 empty] | No | No
MC204 | Sports Centre |  |  |  | MC204-B01/K12 | Blr2 Mod1 Manual | EN.EN3 Energy Sensor | [6 empty] | K12 | 0 | [10 empty] | No | No
MC204 | Sports Centre |  |  |  | MC204-B01/K13 | Blr2 Mod2 Manual | EN.EN3 Energy Sensor | [6 empty] | K13 | 0 | [10 empty] | No | No
MC204 | Sports Centre |  |  |  | MC204-B01/K14 | MTHW PHE Pri Pump Speed | EN.EN3 Energy Sensor | [6 empty] | K14 | 0 | [10 empty] | No | No
MC204 | Sports Centre |  |  |  | MC204-B01/K15 | MTHW plate low temp | EN.EN3 Energy Sensor | [6 empty] | K15 | 0 | [10 empty] | No | No
MC204 | Sports Centre |  |  |  | MC204-B01/K17 | Knob 17 | EN.EN3 Energy Sensor | [6 empty] | K17 | 0 | [10 empty] | No | No
MC204 | Sports Centre |  |  |  | MC204-B01/K2 | Water frost protection | EN.EN3 Energy Sensor | [6 empty] | K2 | 0 | [7 empty] | Degrees Celsius |  |  | No | No
MC204 | Sports Centre |  |  |  | MC204-B01/K3 | Outside air temperature heating inhibit | EN.EN3 Energy Sensor | [6 empty] | K3 | 0 | [10 empty] | No | No
MC204 | Sports Centre |  |  |  | MC204-B01/K4 | CT Pump DP SP | EN.EN3 Energy Sensor | [6 empty] | K4 | 0 | [10 empty] | No | No
MC204 | Sports Centre |  |  |  | MC204-B01/K5 | MTHW PHE Sec Pump Dmd | EN.EN3 Energy Sensor | [6 empty] | K5 | 0 | [10 empty] | No | No
MC204 | Sports Centre |  |  |  | MC204-B01/K6 | Blr Pri Pump Dmd | EN.EN3 Energy Sensor | [6 empty] | K6 | 0 | [10 empty] | No | No
MC204 | Sports Centre |  |  |  | MC204-B01/K7 | Water Frost SP | EN.EN3 Energy Sensor | [6 empty] | K7 | 0 | [10 empty] | No | No
MC204 | Sports Centre |  |  |  | MC204-B01/K8 | MTHW PHE Flow High Limit | EN.EN3 Energy Sensor | [6 empty] | K8 | 0 | [10 empty] | No | No
MC204 | Sports Centre |  |  |  | MC204-B01/K9 | Boiler Flow SP | EN.EN3 Energy Sensor | [6 empty] | K9 | 0 | [10 empty] | No | No
MC204 | Sports Centre |  |  |  | MC204-B01/L1 | Loop 1 | EN.EN3 Energy Sensor | [6 empty] | L1 | 0 | [10 empty] | No | No
MC204 | Sports Centre |  |  |  | MC204-B01/L2 | Loop 2 | EN.EN3 Energy Sensor | [6 empty] | L2 | 0 | [10 empty] | No | No
MC204 | Sports Centre |  |  |  | MC204-B01/L3 | Loop 3 | EN.EN3 Energy Sensor | [6 empty] | L3 | 0 | [10 empty] | No | No
MC204 | Sports Centre |  |  |  | MC204-B01/L4 | Loop 4 | EN.EN3 Energy Sensor | [6 empty] | L4 | 0 | [10 empty] | No | No
MC204 | Sports Centre |  |  |  | MC204-B01/P1 | Outside air temperature | EN.EN3 Energy Sensor | [6 empty] | P1 | 0 | [7 empty] | Degrees Celsius |  |  | No | No
MC204 | Sports Centre |  |  |  | MC204-B01/P10 | CT Zone 3 Diff Press | EN.EN3 Energy Sensor | [6 empty] | P10 | 0 | [10 empty] | No | No
MC204 | Sports Centre |  |  |  | MC204-B01/P11 | Main Gas Daily | EN.EN3 Energy Sensor | [6 empty] | P11 | 0 | [10 empty] | No | No
MC204 | Sports Centre |  |  |  | MC204-B01/P12 | Main Gas Daily | EN.EN3 Energy Sensor | [6 empty] | P12 | 0 | [10 empty] | No | No
MC204 | Sports Centre |  |  |  | MC204-B01/P13 | Main Gas Data | EN.EN3 Energy Sensor | [6 empty] | P13 | 0 | [10 empty] | No | No
MC204 | Sports Centre |  |  |  | MC204-B01/P14 | Rad Htg Gas Daily | EN.EN3 Energy Sensor | [6 empty] | P14 | 0 | [10 empty] | No | No
MC204 | Sports Centre |  |  |  | MC204-B01/P15 | Rad Htg Gas Daily | EN.EN3 Energy Sensor | [6 empty] | P15 | 0 | [10 empty] | No | No
MC204 | Sports Centre |  |  |  | MC204-B01/P16 | Rad Htg Gas Data | EN.EN3 Energy Sensor | [6 empty] | P16 | 0 | [10 empty] | No | No
MC204 | Sports Centre |  |  |  | MC204-B01/P17 | CT kWh Daily | EN.EN3 Energy Sensor | [6 empty] | P17 | 0 | [10 empty] | No | No
MC204 | Sports Centre |  |  |  | MC204-B01/P18 | CT kWh Daily | EN.EN3 Energy Sensor | [6 empty] | P18 | 0 | [10 empty] | No | No
MC204 | Sports Centre |  |  |  | MC204-B01/P19 | CT kWh Data | EN.EN3 Energy Sensor | [6 empty] | P19 | 0 | [10 empty] | No | No
MC204 | Sports Centre |  |  |  | MC204-B01/P2 | Outside Air Humidity | EN.EN3 Energy Sensor | [6 empty] | P2 | 0 | [10 empty] | No | No
MC204 | Sports Centre |  |  |  | MC204-B01/P20 | MTHW kWh Daily | EN.EN3 Energy Sensor | [6 empty] | P20 | 0 | [10 empty] | No | No
MC204 | Sports Centre |  |  |  | MC204-B01/P21 | MTHW kWh Daily | EN.EN3 Energy Sensor | [6 empty] | P21 | 0 | [10 empty] | No | No
MC204 | Sports Centre |  |  |  | MC204-B01/P22 | Sensor 48 | EN.EN3 Energy Sensor | [6 empty] | P22 | 0 | [10 empty] | No | No
MC204 | Sports Centre |  |  |  | MC204-B01/P23 | HR Cal Flow meter MTHW Ltrs Mi | EN.EN3 Energy Sensor | [6 empty] | P23 | 0 | [10 empty] | No | No
MC204 | Sports Centre |  |  |  | MC204-B01/P24 | Building kwh | EN.EN3 Energy Sensor | [6 empty] | P24 | 0 | [10 empty] | No | No
MC204 | Sports Centre |  |  |  | MC204-B01/P25 | Temperature difference | EN.EN3 Energy Sensor | [6 empty] | P25 | 0 | [7 empty] | Degrees Celsius |  |  | No | No
MC204 | Sports Centre |  |  |  | MC204-B01/P26 | Daily Water Usage | EN.EN3 Energy Sensor | [6 empty] | P26 | 0 | [10 empty] | No | No
MC204 | Sports Centre |  |  |  | MC204-B01/P27 | Hourly Water Consump | EN.EN3 Energy Sensor | [6 empty] | P27 | 0 | [10 empty] | No | No
MC204 | Sports Centre |  |  |  | MC204-B01/P28 | Weekly Water Usage | EN.EN3 Energy Sensor | [6 empty] | P28 | 0 | [10 empty] | No | No
MC204 | Sports Centre |  |  |  | MC204-B01/P29 | Monthly Water Usage | EN.EN3 Energy Sensor | [6 empty] | P29 | 0 | [10 empty] | No | No
MC204 | Sports Centre |  |  |  | MC204-B01/P3 | Medium temperature hot water flow temperature | EN.EN3 Energy Sensor | [6 empty] | P3 | 0 | [7 empty] | Degrees Celsius |  |  | No | No
MC204 | Sports Centre |  |  |  | MC204-B01/P4 | Boiler Flow Temp | EN.EN3 Energy Sensor | [6 empty] | P4 | 0 | [7 empty] | Degrees Celsius |  |  | No | No
MC204 | Sports Centre |  |  |  | MC204-B01/P5 | Boiler Retn Temp | EN.EN3 Energy Sensor | [6 empty] | P5 | 0 | [7 empty] | Degrees Celsius |  |  | No | No
MC204 | Sports Centre |  |  |  | MC204-B01/P6 | MTHW PHE Flow Temp | EN.EN3 Energy Sensor | [6 empty] | P6 | 0 | [7 empty] | Degrees Celsius |  |  | No | No
MC204 | Sports Centre |  |  |  | MC204-B01/P7 | MTHW PHE Retn Temp | EN.EN3 Energy Sensor | [6 empty] | P7 | 0 | [7 empty] | Degrees Celsius |  |  | No | No
MC204 | Sports Centre |  |  |  | MC204-B01/P8 | CT Zone 1 Diff Press | EN.EN3 Energy Sensor | [6 empty] | P8 | 0 | [10 empty] | No | No
MC204 | Sports Centre |  |  |  | MC204-B01/P9 | CT Zone 2 Diff Press | EN.EN3 Energy Sensor | [6 empty] | P9 | 0 | [10 empty] | No | No
MC204 | Sports Centre |  |  |  | MC204-B01/Q1 | Sequence Table 1 | EN.EN3 Energy Sensor | [6 empty] | Q1 | 0 | [10 empty] | No | No
MC204 | Sports Centre |  |  |  | MC204-B01/S1 | Outside air temperature | EN.EN3 Energy Sensor | [6 empty] | S1 | 0 | [7 empty] | Degrees Celsius |  |  | No | No
MC204 | Sports Centre |  |  |  | MC204-B01/S10 | CT Zone 3 Diff Press | EN.EN3 Energy Sensor | [6 empty] | S10 | 0 | [10 empty] | No | No
MC204 | Sports Centre |  |  |  | MC204-B01/S11 | Medium temperature hot water return temperature | EN.EN3 Energy Sensor | [6 empty] | S11 | 0 | [7 empty] | Degrees Celsius |  |  | No | No
MC204 | Sports Centre |  |  |  | MC204-B01/S14 | HR Cal Flow meter MTHW Ltrs Mi | EN.EN3 Energy Sensor | [6 empty] | S14 | 0 | [10 empty] | No | No
MC204 | Sports Centre |  |  |  | MC204-B01/S15 | Building kwh | EN.EN3 Energy Sensor | [6 empty] | S15 | 0 | [10 empty] | No | No
MC204 | Sports Centre |  |  |  | MC204-B01/S16 | Temperature difference | EN.EN3 Energy Sensor | [6 empty] | S16 | 0 | [7 empty] | Degrees Celsius |  |  | No | No
MC204 | Sports Centre |  |  |  | MC204-B01/S17 | Hourly Water Consump | EN.EN3 Energy Sensor | [6 empty] | S17 | 0 | [10 empty] | No | No
MC204 | Sports Centre |  |  |  | MC204-B01/S18 | Daily Water Usage | EN.EN3 Energy Sensor | [6 empty] | S18 | 0 | [10 empty] | No | No
MC204 | Sports Centre |  |  |  | MC204-B01/S19 | Weekly Water Usage | EN.EN3 Energy Sensor | [6 empty] | S19 | 0 | [10 empty] | No | No
MC204 | Sports Centre |  |  |  | MC204-B01/S2 | Outside Air Humidity | EN.EN3 Energy Sensor | [6 empty] | S2 | 0 | [10 empty] | No | No
MC204 | Sports Centre |  |  |  | MC204-B01/S20 | Ltrs per Min | EN.EN3 Energy Sensor | [6 empty] | S20 | 0 | [10 empty] | No | No
MC204 | Sports Centre |  |  |  | MC204-B01/S21 | Main Gas Daily | EN.EN3 Energy Sensor | [6 empty] | S21 | 0 | [10 empty] | No | No
MC204 | Sports Centre |  |  |  | MC204-B01/S22 | Main Gas Total | EN.EN3 Energy Sensor | [6 empty] | S22 | 0 | [10 empty] | No | No
MC204 | Sports Centre |  |  |  | MC204-B01/S23 | Main Gas Weekly | EN.EN3 Energy Sensor | [6 empty] | S23 | 0 | [10 empty] | No | No
MC204 | Sports Centre |  |  |  | MC204-B01/S24 | Main Gas Week-1 | EN.EN3 Energy Sensor | [6 empty] | S24 | 0 | [10 empty] | No | No
MC204 | Sports Centre |  |  |  | MC204-B01/S25 | Main Gas Mnthly | EN.EN3 Energy Sensor | [6 empty] | S25 | 0 | [10 empty] | No | No
MC204 | Sports Centre |  |  |  | MC204-B01/S26 | Main Gas Month-1 | EN.EN3 Energy Sensor | [6 empty] | S26 | 0 | [10 empty] | No | No
MC204 | Sports Centre |  |  |  | MC204-B01/S27 | Main Gas Data | EN.EN3 Energy Sensor | [6 empty] | S27 | 0 | [10 empty] | No | No
MC204 | Sports Centre |  |  |  | MC204-B01/S28 | Rad Htg Gas Daily | EN.EN3 Energy Sensor | [6 empty] | S28 | 0 | [10 empty] | No | No
MC204 | Sports Centre |  |  |  | MC204-B01/S29 | Rad Htg Gas Total | EN.EN3 Energy Sensor | [6 empty] | S29 | 0 | [10 empty] | No | No
MC204 | Sports Centre |  |  |  | MC204-B01/S3 | Medium temperature hot water flow temperature | EN.EN3 Energy Sensor | [6 empty] | S3 | 0 | [7 empty] | Degrees Celsius |  |  | No | No
MC204 | Sports Centre |  |  |  | MC204-B01/S30 | Rad Htg Gas Weekly | EN.EN3 Energy Sensor | [6 empty] | S30 | 0 | [10 empty] | No | No
MC204 | Sports Centre |  |  |  | MC204-B01/S31 | Rad Htg Gas Week-1 | EN.EN3 Energy Sensor | [6 empty] | S31 | 0 | [10 empty] | No | No
MC204 | Sports Centre |  |  |  | MC204-B01/S32 | Rad Htg Gas Mnthly | EN.EN3 Energy Sensor | [6 empty] | S32 | 0 | [10 empty] | No | No
MC204 | Sports Centre |  |  |  | MC204-B01/S33 | Rad Htg Gas Month-1 | EN.EN3 Energy Sensor | [6 empty] | S33 | 0 | [10 empty] | No | No
MC204 | Sports Centre |  |  |  | MC204-B01/S34 | Rad Htg Gas Data | EN.EN3 Energy Sensor | [6 empty] | S34 | 0 | [10 empty] | No | No
MC204 | Sports Centre |  |  |  | MC204-B01/S35 | CT kWh Daily | EN.EN3 Energy Sensor | [6 empty] | S35 | 0 | [10 empty] | No | No
MC204 | Sports Centre |  |  |  | MC204-B01/S36 | CT kWh Total | EN.EN3 Energy Sensor | [6 empty] | S36 | 0 | [10 empty] | No | No
MC204 | Sports Centre |  |  |  | MC204-B01/S37 | CT kWh Weekly | EN.EN3 Energy Sensor | [6 empty] | S37 | 0 | [10 empty] | No | No
MC204 | Sports Centre |  |  |  | MC204-B01/S38 | CT kWh Week-1 | EN.EN3 Energy Sensor | [6 empty] | S38 | 0 | [10 empty] | No | No
MC204 | Sports Centre |  |  |  | MC204-B01/S39 | CT kWh Mnthly | EN.EN3 Energy Sensor | [6 empty] | S39 | 0 | [10 empty] | No | No
MC204 | Sports Centre |  |  |  | MC204-B01/S4 | Boiler Flow Temp | EN.EN3 Energy Sensor | [6 empty] | S4 | 0 | [7 empty] | Degrees Celsius |  |  | No | No
MC204 | Sports Centre |  |  |  | MC204-B01/S40 | CT kWh Month-1 | EN.EN3 Energy Sensor | [6 empty] | S40 | 0 | [10 empty] | No | No
MC204 | Sports Centre |  |  |  | MC204-B01/S41 | CT kWh Data | EN.EN3 Energy Sensor | [6 empty] | S41 | 0 | [10 empty] | No | No
MC204 | Sports Centre |  |  |  | MC204-B01/S42 | MTHW kWh Daily | EN.EN3 Energy Sensor | [6 empty] | S42 | 0 | [10 empty] | No | No
MC204 | Sports Centre |  |  |  | MC204-B01/S43 | MTHW kWh Total | EN.EN3 Energy Sensor | [6 empty] | S43 | 0 | [10 empty] | No | No
MC204 | Sports Centre |  |  |  | MC204-B01/S44 | MTHW kWh Weekly | EN.EN3 Energy Sensor | [6 empty] | S44 | 0 | [10 empty] | No | No
MC204 | Sports Centre |  |  |  | MC204-B01/S45 | MTHW kWh Week-1 | EN.EN3 Energy Sensor | [6 empty] | S45 | 0 | [10 empty] | No | No
MC204 | Sports Centre |  |  |  | MC204-B01/S48 | Sensor 48 | EN.EN3 Energy Sensor | [6 empty] | S48 | 0 | [10 empty] | No | No
MC204 | Sports Centre |  |  |  | MC204-B01/S49 | Sensor 49 | EN.EN3 Energy Sensor | [6 empty] | S49 | 0 | [10 empty] | No | No
MC204 | Sports Centre |  |  |  | MC204-B01/S5 | Boiler Retn Temp | EN.EN3 Energy Sensor | [6 empty] | S5 | 0 | [7 empty] | Degrees Celsius |  |  | No | No
MC204 | Sports Centre |  |  |  | MC204-B01/S6 | MTHW PHE Flow Temp | EN.EN3 Energy Sensor | [6 empty] | S6 | 0 | [7 empty] | Degrees Celsius |  |  | No | No
MC204 | Sports Centre |  |  |  | MC204-B01/S7 | MTHW PHE Retn Temp | EN.EN3 Energy Sensor | [6 empty] | S7 | 0 | [7 empty] | Degrees Celsius |  |  | No | No
MC204 | Sports Centre |  |  |  | MC204-B01/S8 | CT Zone 1 Diff Press | EN.EN3 Energy Sensor | [6 empty] | S8 | 0 | [10 empty] | No | No
MC204 | Sports Centre |  |  |  | MC204-B01/S9 | CT Zone 2 Diff Press | EN.EN3 Energy Sensor | [6 empty] | S9 | 0 | [10 empty] | No | No
MC204 | Sports Centre |  |  |  | MC204-B01/V1 |  | EN.EN3 Energy Sensor | [6 empty] | V1 | 0 | [10 empty] | No | No
MC204 | Sports Centre |  |  |  | MC204-B01/W1 | Main Gas Reset | EN.EN3 Energy Sensor | [6 empty] | W1 | 0 | [10 empty] | No | No
MC204 | Sports Centre |  |  |  | MC204-B01/W10 | Blr Pri Pump Duty | EN.EN3 Energy Sensor | [6 empty] | W10 | 0 | [10 empty] | No | No
MC204 | Sports Centre |  |  |  | MC204-B01/W11 | Boiler Duty | EN.EN3 Energy Sensor | [6 empty] | W11 | 0 | [10 empty] | No | No
MC204 | Sports Centre |  |  |  | MC204-B01/W12 | Blr Mod Duty | EN.EN3 Energy Sensor | [6 empty] | W12 | 0 | [10 empty] | No | No
MC204 | Sports Centre |  |  |  | MC204-B01/W13 | MTHW PHE Pri Pump Duty | EN.EN3 Energy Sensor | [6 empty] | W13 | 0 | [10 empty] | No | No
MC204 | Sports Centre |  |  |  | MC204-B01/W14 | MTHW Pri Man Pump Speed | EN.EN3 Energy Sensor | [6 empty] | W14 | 0 | [10 empty] | No | No
MC204 | Sports Centre |  |  |  | MC204-B01/W15 | AHU 1 &amp; 2 Temp Demand | EN.EN3 Energy Sensor | [6 empty] | W15 | 0 | [7 empty] | Degrees Celsius |  |  | No | No
MC204 | Sports Centre |  |  |  | MC204-B01/W16 | MTHW Pri Valve open switch | EN.EN3 Energy Sensor | [6 empty] | W16 | 0 | [10 empty] | No | No
MC204 | Sports Centre |  |  |  | MC204-B01/W17 | MTHW PHE Pri Pumps En | EN.EN3 Energy Sensor | [6 empty] | W17 | 0 | [10 empty] | No | No
MC204 | Sports Centre |  |  |  | MC204-B01/W18 | Switch 18 | EN.EN3 Energy Sensor | [6 empty] | W18 | 0 | [10 empty] | No | No
MC204 | Sports Centre |  |  |  | MC204-B01/W2 | Rad Htg Gas Reset | EN.EN3 Energy Sensor | [6 empty] | W2 | 0 | [10 empty] | No | No
MC204 | Sports Centre |  |  |  | MC204-B01/W20 | Switch 20 | EN.EN3 Energy Sensor | [6 empty] | W20 | 0 | [10 empty] | No | No
MC204 | Sports Centre |  |  |  | MC204-B01/W21 | Switch 21 | EN.EN3 Energy Sensor | [6 empty] | W21 | 0 | [10 empty] | No | No
MC204 | Sports Centre |  |  |  | MC204-B01/W3 | CT kWh Reset | EN.EN3 Energy Sensor | [6 empty] | W3 | 0 | [10 empty] | No | No
MC204 | Sports Centre |  |  |  | MC204-B01/W4 | MTH kWh Reset | EN.EN3 Energy Sensor | [6 empty] | W4 | 0 | [10 empty] | No | No
MC204 | Sports Centre |  |  |  | MC204-B01/W5 | MTHW PHE Not Avai blrs only | EN.EN3 Energy Sensor | [6 empty] | W5 | 0 | [10 empty] | No | No
MC204 | Sports Centre |  |  |  | MC204-B01/W6 | Summer Override | EN.EN3 Energy Sensor | [6 empty] | W6 | 0 | [10 empty] | No | No
MC204 | Sports Centre |  |  |  | MC204-B01/W7 | Plant Fault Reset | EN.EN3 Energy Sensor | [6 empty] | W7 | 0 | [10 empty] | No | No
MC204 | Sports Centre |  |  |  | MC204-B01/W8 | Constant temperature circuit pump duty | EN.EN3 Energy Sensor | [6 empty] | W8 | 0 | [10 empty] | No | No
MC204 | Sports Centre |  |  |  | MC204-B01/W9 | MTHW PHE Sec Pump Duty | EN.EN3 Energy Sensor | [6 empty] | W9 | 0 | [10 empty] | No | No
MC204 | Sports Centre |  |  |  | MC204-B01/Y1 | Trend T -20+50 | EN.EN3 Energy Sensor | [6 empty] | Y1 | 0 | [10 empty] | No | No
MC204 | Sports Centre |  |  |  | MC204-B01/Y2 | Humidity I | EN.EN3 Energy Sensor | [6 empty] | Y2 | 0 | [10 empty] | No | No
MC204 | Sports Centre |  |  |  | MC204-B01/Y3 | Trend Thermistor | EN.EN3 Energy Sensor | [6 empty] | Y3 | 0 | [10 empty] | No | No
MC204 | Sports Centre |  |  |  | MC204-B01/Y4 | PRT I -10+160 | EN.EN3 Energy Sensor | [6 empty] | Y4 | 0 | [10 empty] | No | No
MC204 | Sports Centre |  |  |  | MC204-B01/Y5 | Pressure I 2.5bar | EN.EN3 Energy Sensor | [6 empty] | Y5 | 0 | [10 empty] | No | No
MC204 | Sports Centre |  |  |  | MC204-B01/A1 | Outside air temperature | EN.EN3 Energy Sensor | [6 empty] | A1 | 0 | [7 empty] | Degrees Celsius |  |  | No | No
MC204 | Sports Centre |  |  |  | MC204-B01/A2 | Outside Air Humidity | EN.EN3 Energy Sensor | [6 empty] | A2 | 0 | [10 empty] | No | No
MC204 | Sports Centre |  |  |  | MC204-B01/A3 | o12 n1 | EN.EN3 Energy Sensor | [6 empty] | A3 | 0 | [10 empty] | No | No
MC204 | Sports Centre |  |  |  | MC204-B01/B1 | Digital Byte 1 | EN.EN3 Energy Sensor | [6 empty] | B1 | 0 | [10 empty] | No | No
MC204 | Sports Centre |  |  |  | MC204-B01/C1 | Virtual CNC 1 | EN.EN3 Energy Sensor | [6 empty] | C1 | 0 | [10 empty] | No | No
MC204 | Sports Centre |  |  |  | MC204-B01/D1 | MTHW PHE Seci Pump 5A En | EN.EN3 Energy Sensor | [6 empty] | D1 | 0 | [10 empty] | No | No
MC204 | Sports Centre |  |  |  | MC204-B01/D10 | Blr 1 Mod 1 En | EN.EN3 Energy Sensor | [6 empty] | D10 | 0 | [10 empty] | No | No
MC204 | Sports Centre |  |  |  | MC204-B01/D11 | Blr 1 Mod 1 Cntrl | EN.EN3 Energy Sensor | [6 empty] | D11 | 0 | [10 empty] | No | No
MC204 | Sports Centre |  |  |  | MC204-B01/D12 | Blr 1 Mod 2 En | EN.EN3 Energy Sensor | [6 empty] | D12 | 0 | [10 empty] | No | No
MC204 | Sports Centre |  |  |  | MC204-B01/D13 | Blr 1 Mod 2 Cntrl | EN.EN3 Energy Sensor | [6 empty] | D13 | 0 | [10 empty] | No | No
MC204 | Sports Centre |  |  |  | MC204-B01/D14 | Blr 2 Mod 1 En | EN.EN3 Energy Sensor | [6 empty] | D14 | 0 | [10 empty] | No | No
MC204 | Sports Centre |  |  |  | MC204-B01/D15 | Blr 2 Mod 1 Cntrl | EN.EN3 Energy Sensor | [6 empty] | D15 | 0 | [10 empty] | No | No
MC204 | Sports Centre |  |  |  | MC204-B01/D16 | Blr 2 Mod 2 En | EN.EN3 Energy Sensor | [6 empty] | D16 | 0 | [10 empty] | No | No
MC204 | Sports Centre |  |  |  | MC204-B01/D17 | Blr 2 Mod 2 Cntrl | EN.EN3 Energy Sensor | [6 empty] | D17 | 0 | [10 empty] | No | No
MC204 | Sports Centre |  |  |  | MC204-B01/D18 | CT Pump 2A En | EN.EN3 Energy Sensor | [6 empty] | D18 | 0 | [10 empty] | No | No
MC204 | Sports Centre |  |  |  | MC204-B01/D19 | CT Pump 2A Dmd | EN.EN3 Energy Sensor | [6 empty] | D19 | 0 | [10 empty] | No | No
MC204 | Sports Centre |  |  |  | MC204-B01/D2 | MTHW PHE Sec Pump 5A Dmd | EN.EN3 Energy Sensor | [6 empty] | D2 | 0 | [10 empty] | No | No
MC204 | Sports Centre |  |  |  | MC204-B01/D20 | CT Pump 2B En | EN.EN3 Energy Sensor | [6 empty] | D20 | 0 | [10 empty] | No | No
MC204 | Sports Centre |  |  |  | MC204-B01/D21 | CT Pump 2B Dmd | EN.EN3 Energy Sensor | [6 empty] | D21 | 0 | [10 empty] | No | No
MC204 | Sports Centre |  |  |  | MC204-B01/D22 | MTHW PHE Pri Pump 6A En | EN.EN3 Energy Sensor | [6 empty] | D22 | 0 | [10 empty] | No | No
MC204 | Sports Centre |  |  |  | MC204-B01/D23 | MTHW PHE Pri Pump 6A Dmd | EN.EN3 Energy Sensor | [6 empty] | D23 | 0 | [10 empty] | No | No
MC204 | Sports Centre |  |  |  | MC204-B01/D24 | MTHW PHE Pri Pump 6B En | EN.EN3 Energy Sensor | [6 empty] | D24 | 0 | [10 empty] | No | No
MC204 | Sports Centre |  |  |  | MC204-B01/D25 | MTHW PHE Pri Pump 6B Dmd | EN.EN3 Energy Sensor | [6 empty] | D25 | 0 | [10 empty] | No | No
MC204 | Sports Centre |  |  |  | MC204-B01/D3 | MTHW PHE Seci Pump 5B En | EN.EN3 Energy Sensor | [6 empty] | D3 | 0 | [10 empty] | No | No
MC204 | Sports Centre |  |  |  | MC204-B01/D4 | MTHW PHE Sec Pump 5B Dmd | EN.EN3 Energy Sensor | [6 empty] | D4 | 0 | [10 empty] | No | No
MC204 | Sports Centre |  |  |  | MC204-B01/D5 | MTHW PHE Pri Valve | EN.EN3 Energy Sensor | [6 empty] | D5 | 0 | [10 empty] | No | No
MC204 | Sports Centre |  |  |  | MC204-B01/D6 | Blr Pri Pump 1A En | EN.EN3 Energy Sensor | [6 empty] | D6 | 0 | [10 empty] | No | No
MC204 | Sports Centre |  |  |  | MC204-B01/D7 | Blr Pri Pump 1A Dmd | EN.EN3 Energy Sensor | [6 empty] | D7 | 0 | [10 empty] | No | No
MC204 | Sports Centre |  |  |  | MC204-B01/D8 | Blr Pri Pump 1B En | EN.EN3 Energy Sensor | [6 empty] | D8 | 0 | [10 empty] | No | No
MC204 | Sports Centre |  |  |  | MC204-B01/D9 | Blr Pri Pump 1B Dmd | EN.EN3 Energy Sensor | [6 empty] | D9 | 0 | [10 empty] | No | No
MC204 | Sports Centre |  |  |  | MC204-B01/e1 | Supervisor | EN.EN3 Energy Sensor | [6 empty] | e1 | 0 | [10 empty] | No | No
MC204 | Sports Centre |  |  |  | MC204-B01/e2 | IQ View | EN.EN3 Energy Sensor | [6 empty] | e2 | 0 | [10 empty] | No | No
MC204 | Sports Centre |  |  |  | MC204-B01/F1 | Function 1 | EN.EN3 Energy Sensor | [6 empty] | F1 | 0 | [10 empty] | No | No
MC204 | Sports Centre |  |  |  | MC204-B01/F10 | Function 10 | EN.EN3 Energy Sensor | [6 empty] | F10 | 0 | [10 empty] | No | No
MC204 | Sports Centre |  |  |  | MC204-B01/F100 | Fault o11 | EN.EN3 Energy Sensor | [6 empty] | F100 | 0 | [10 empty] | No | No
MC204 | Sports Centre |  |  |  | MC204-B01/F101 | MTHW PHE Vlv | EN.EN3 Energy Sensor | [6 empty] | F101 | 0 | [10 empty] | No | No
MC204 | Sports Centre |  |  |  | MC204-B01/F102 | Function 102 | EN.EN3 Energy Sensor | [6 empty] | F102 | 0 | [10 empty] | No | No
MC204 | Sports Centre |  |  |  | MC204-B01/F103 | Blr1 Dmd | EN.EN3 Energy Sensor | [6 empty] | F103 | 0 | [10 empty] | No | No
MC204 | Sports Centre |  |  |  | MC204-B01/F104 | Blr2 Dmd | EN.EN3 Energy Sensor | [6 empty] | F104 | 0 | [10 empty] | No | No
MC204 | Sports Centre |  |  |  | MC204-B01/F105 | Function 105 | EN.EN3 Energy Sensor | [6 empty] | F105 | 0 | [10 empty] | No | No
MC204 | Sports Centre |  |  |  | MC204-B01/F106 | Function 106 | EN.EN3 Energy Sensor | [6 empty] | F106 | 0 | [10 empty] | No | No
MC204 | Sports Centre |  |  |  | MC204-B01/F107 | Function 107 | EN.EN3 Energy Sensor | [6 empty] | F107 | 0 | [10 empty] | No | No
MC204 | Sports Centre |  |  |  | MC204-B01/F108 | Function 108 | EN.EN3 Energy Sensor | [6 empty] | F108 | 0 | [10 empty] | No | No
MC204 | Sports Centre |  |  |  | MC204-B01/F109 | Function 109 | EN.EN3 Energy Sensor | [6 empty] | F109 | 0 | [10 empty] | No | No
MC204 | Sports Centre |  |  |  | MC204-B01/F11 | Function 11 | EN.EN3 Energy Sensor | [6 empty] | F11 | 0 | [10 empty] | No | No
MC204 | Sports Centre |  |  |  | MC204-B01/F110 | Function 110 | EN.EN3 Energy Sensor | [6 empty] | F110 | 0 | [10 empty] | No | No
MC204 | Sports Centre |  |  |  | MC204-B01/F111 | Litres per second | EN.EN3 Energy Sensor | [6 empty] | F111 | 0 | [10 empty] | No | No
MC204 | Sports Centre |  |  |  | MC204-B01/F112 | Subtract for delta-T | EN.EN3 Energy Sensor | [6 empty] | F112 | 0 | [10 empty] | No | No
MC204 | Sports Centre |  |  |  | MC204-B01/F113 | Function 113 | EN.EN3 Energy Sensor | [6 empty] | F113 | 0 | [10 empty] | No | No
MC204 | Sports Centre |  |  |  | MC204-B01/F114 | Function 114 | EN.EN3 Energy Sensor | [6 empty] | F114 | 0 | [10 empty] | No | No
MC204 | Sports Centre |  |  |  | MC204-B01/F12 | Function 12 | EN.EN3 Energy Sensor | [6 empty] | F12 | 0 | [10 empty] | No | No
MC204 | Sports Centre |  |  |  | MC204-B01/F13 | Function 13 | EN.EN3 Energy Sensor | [6 empty] | F13 | 0 | [10 empty] | No | No
MC204 | Sports Centre |  |  |  | MC204-B01/F14 | Function 14 | EN.EN3 Energy Sensor | [6 empty] | F14 | 0 | [10 empty] | No | No
MC204 | Sports Centre |  |  |  | MC204-B01/F15 | Function 15 | EN.EN3 Energy Sensor | [6 empty] | F15 | 0 | [10 empty] | No | No
MC204 | Sports Centre |  |  |  | MC204-B01/F16 | Function 16 | EN.EN3 Energy Sensor | [6 empty] | F16 | 0 | [10 empty] | No | No
MC204 | Sports Centre |  |  |  | MC204-B01/F17 | Function 17 | EN.EN3 Energy Sensor | [6 empty] | F17 | 0 | [10 empty] | No | No
MC204 | Sports Centre |  |  |  | MC204-B01/F18 | Function 18 | EN.EN3 Energy Sensor | [6 empty] | F18 | 0 | [10 empty] | No | No
MC204 | Sports Centre |  |  |  | MC204-B01/F19 | Function 19 | EN.EN3 Energy Sensor | [6 empty] | F19 | 0 | [10 empty] | No | No
MC204 | Sports Centre |  |  |  | MC204-B01/F2 | Function 2 | EN.EN3 Energy Sensor | [6 empty] | F2 | 0 | [10 empty] | No | No
MC204 | Sports Centre |  |  |  | MC204-B01/F20 | Function 20 | EN.EN3 Energy Sensor | [6 empty] | F20 | 0 | [10 empty] | No | No
MC204 | Sports Centre |  |  |  | MC204-B01/F21 | Function 21 | EN.EN3 Energy Sensor | [6 empty] | F21 | 0 | [10 empty] | No | No
MC204 | Sports Centre |  |  |  | MC204-B01/F22 | Function 22 | EN.EN3 Energy Sensor | [6 empty] | F22 | 0 | [10 empty] | No | No
MC204 | Sports Centre |  |  |  | MC204-B01/F23 | Function 23 | EN.EN3 Energy Sensor | [6 empty] | F23 | 0 | [10 empty] | No | No
MC204 | Sports Centre |  |  |  | MC204-B01/F24 | Function 24 | EN.EN3 Energy Sensor | [6 empty] | F24 | 0 | [10 empty] | No | No
MC204 | Sports Centre |  |  |  | MC204-B01/F25 | Function 25 | EN.EN3 Energy Sensor | [6 empty] | F25 | 0 | [10 empty] | No | No
MC204 | Sports Centre |  |  |  | MC204-B01/F26 | Function 26 | EN.EN3 Energy Sensor | [6 empty] | F26 | 0 | [10 empty] | No | No
MC204 | Sports Centre |  |  |  | MC204-B01/F27 | Function 27 | EN.EN3 Energy Sensor | [6 empty] | F27 | 0 | [10 empty] | No | No
MC204 | Sports Centre |  |  |  | MC204-B01/F28 | Function 28 | EN.EN3 Energy Sensor | [6 empty] | F28 | 0 | [10 empty] | No | No
MC204 | Sports Centre |  |  |  | MC204-B01/F29 | Function 29 | EN.EN3 Energy Sensor | [6 empty] | F29 | 0 | [10 empty] | No | No
MC204 | Sports Centre |  |  |  | MC204-B01/F3 | Function 3 | EN.EN3 Energy Sensor | [6 empty] | F3 | 0 | [10 empty] | No | No
MC204 | Sports Centre |  |  |  | MC204-B01/F30 | Function 30 | EN.EN3 Energy Sensor | [6 empty] | F30 | 0 | [10 empty] | No | No
MC204 | Sports Centre |  |  |  | MC204-B01/F31 | Function 31 | EN.EN3 Energy Sensor | [6 empty] | F31 | 0 | [10 empty] | No | No
MC204 | Sports Centre |  |  |  | MC204-B01/F32 | Function 32 | EN.EN3 Energy Sensor | [6 empty] | F32 | 0 | [10 empty] | No | No
MC204 | Sports Centre |  |  |  | MC204-B01/F33 | Function 33 | EN.EN3 Energy Sensor | [6 empty] | F33 | 0 | [10 empty] | No | No
MC204 | Sports Centre |  |  |  | MC204-B01/F34 | Function 34 | EN.EN3 Energy Sensor | [6 empty] | F34 | 0 | [10 empty] | No | No
MC204 | Sports Centre |  |  |  | MC204-B01/F35 | Function 35 | EN.EN3 Energy Sensor | [6 empty] | F35 | 0 | [10 empty] | No | No
MC204 | Sports Centre |  |  |  | MC204-B01/F36 | Function 36 | EN.EN3 Energy Sensor | [6 empty] | F36 | 0 | [10 empty] | No | No
MC204 | Sports Centre |  |  |  | MC204-B01/F37 | Function 37 | EN.EN3 Energy Sensor | [6 empty] | F37 | 0 | [10 empty] | No | No
MC204 | Sports Centre |  |  |  | MC204-B01/F38 | Function 38 | EN.EN3 Energy Sensor | [6 empty] | F38 | 0 | [10 empty] | No | No
MC204 | Sports Centre |  |  |  | MC204-B01/F39 | Function 39 | EN.EN3 Energy Sensor | [6 empty] | F39 | 0 | [10 empty] | No | No
MC204 | Sports Centre |  |  |  | MC204-B01/F4 | Function 4 | EN.EN3 Energy Sensor | [6 empty] | F4 | 0 | [10 empty] | No | No
MC204 | Sports Centre |  |  |  | MC204-B01/F40 | Function 40 | EN.EN3 Energy Sensor | [6 empty] | F40 | 0 | [10 empty] | No | No
MC204 | Sports Centre |  |  |  | MC204-B01/F41 | Function 41 | EN.EN3 Energy Sensor | [6 empty] | F41 | 0 | [10 empty] | No | No
MC204 | Sports Centre |  |  |  | MC204-B01/F42 | Function 42 | EN.EN3 Energy Sensor | [6 empty] | F42 | 0 | [10 empty] | No | No
MC204 | Sports Centre |  |  |  | MC204-B01/F43 | Function 43 | EN.EN3 Energy Sensor | [6 empty] | F43 | 0 | [10 empty] | No | No
MC204 | Sports Centre |  |  |  | MC204-B01/F44 | Function 44 | EN.EN3 Energy Sensor | [6 empty] | F44 | 0 | [10 empty] | No | No
MC204 | Sports Centre |  |  |  | MC204-B01/F45 | Function 45 | EN.EN3 Energy Sensor | [6 empty] | F45 | 0 | [10 empty] | No | No
MC204 | Sports Centre |  |  |  | MC204-B01/F46 | Function 46 | EN.EN3 Energy Sensor | [6 empty] | F46 | 0 | [10 empty] | No | No
MC204 | Sports Centre |  |  |  | MC204-B01/F47 | Function 47 | EN.EN3 Energy Sensor | [6 empty] | F47 | 0 | [10 empty] | No | No
MC204 | Sports Centre |  |  |  | MC204-B01/F48 | Function 48 | EN.EN3 Energy Sensor | [6 empty] | F48 | 0 | [10 empty] | No | No
MC204 | Sports Centre |  |  |  | MC204-B01/F49 | Function 49 | EN.EN3 Energy Sensor | [6 empty] | F49 | 0 | [10 empty] | No | No
MC204 | Sports Centre |  |  |  | MC204-B01/F5 | Function 5 | EN.EN3 Energy Sensor | [6 empty] | F5 | 0 | [10 empty] | No | No
MC204 | Sports Centre |  |  |  | MC204-B01/F50 | Function 50 | EN.EN3 Energy Sensor | [6 empty] | F50 | 0 | [10 empty] | No | No
MC204 | Sports Centre |  |  |  | MC204-B01/F51 | Function 51 | EN.EN3 Energy Sensor | [6 empty] | F51 | 0 | [10 empty] | No | No
MC204 | Sports Centre |  |  |  | MC204-B01/F54 | Function 54 | EN.EN3 Energy Sensor | [6 empty] | F54 | 0 | [10 empty] | No | No
MC204 | Sports Centre |  |  |  | MC204-B01/F55 | Function 55 | EN.EN3 Energy Sensor | [6 empty] | F55 | 0 | [10 empty] | No | No
MC204 | Sports Centre |  |  |  | MC204-B01/F56 | Function 56 | EN.EN3 Energy Sensor | [6 empty] | F56 | 0 | [10 empty] | No | No
MC204 | Sports Centre |  |  |  | MC204-B01/F57 | Function 57 | EN.EN3 Energy Sensor | [6 empty] | F57 | 0 | [10 empty] | No | No
MC204 | Sports Centre |  |  |  | MC204-B01/F58 | Function 58 | EN.EN3 Energy Sensor | [6 empty] | F58 | 0 | [10 empty] | No | No
MC204 | Sports Centre |  |  |  | MC204-B01/F59 | Function 59 | EN.EN3 Energy Sensor | [6 empty] | F59 | 0 | [10 empty] | No | No
MC204 | Sports Centre |  |  |  | MC204-B01/F6 | Function 6 | EN.EN3 Energy Sensor | [6 empty] | F6 | 0 | [10 empty] | No | No
MC204 | Sports Centre |  |  |  | MC204-B01/F60 | Outside air temperature frost | EN.EN3 Energy Sensor | [6 empty] | F60 | 0 | [7 empty] | Degrees Celsius |  |  | No | No
MC204 | Sports Centre |  |  |  | MC204-B01/F61 | Function 61 | EN.EN3 Energy Sensor | [6 empty] | F61 | 0 | [10 empty] | No | No
MC204 | Sports Centre |  |  |  | MC204-B01/F62 | Function 62 | EN.EN3 Energy Sensor | [6 empty] | F62 | 0 | [10 empty] | No | No
MC204 | Sports Centre |  |  |  | MC204-B01/F63 | Function 63 | EN.EN3 Energy Sensor | [6 empty] | F63 | 0 | [10 empty] | No | No
MC204 | Sports Centre |  |  |  | MC204-B01/F64 | Function 64 | EN.EN3 Energy Sensor | [6 empty] | F64 | 0 | [10 empty] | No | No
MC204 | Sports Centre |  |  |  | MC204-B01/F65 | o12 n1 | EN.EN3 Energy Sensor | [6 empty] | F65 | 0 | [10 empty] | No | No
MC204 | Sports Centre |  |  |  | MC204-B01/F66 | Outside air temperature heating inhibit | EN.EN3 Energy Sensor | [6 empty] | F66 | 0 | [10 empty] | No | No
MC204 | Sports Centre |  |  |  | MC204-B01/F67 | Minimum Pump % | EN.EN3 Energy Sensor | [6 empty] | F67 | 0 | [10 empty] | No | No
MC204 | Sports Centre |  |  |  | MC204-B01/F68 | Function 68 | EN.EN3 Energy Sensor | [6 empty] | F68 | 0 | [10 empty] | No | No
MC204 | Sports Centre |  |  |  | MC204-B01/F69 | Function 69 | EN.EN3 Energy Sensor | [6 empty] | F69 | 0 | [10 empty] | No | No
MC204 | Sports Centre |  |  |  | MC204-B01/F7 | Function 7 | EN.EN3 Energy Sensor | [6 empty] | F7 | 0 | [10 empty] | No | No
MC204 | Sports Centre |  |  |  | MC204-B01/F70 | Function 70 | EN.EN3 Energy Sensor | [6 empty] | F70 | 0 | [10 empty] | No | No
MC204 | Sports Centre |  |  |  | MC204-B01/F71 | Function 71 | EN.EN3 Energy Sensor | [6 empty] | F71 | 0 | [10 empty] | No | No
MC204 | Sports Centre |  |  |  | MC204-B01/F72 | Function 72 | EN.EN3 Energy Sensor | [6 empty] | F72 | 0 | [10 empty] | No | No
MC204 | Sports Centre |  |  |  | MC204-B01/F73 | Function 73 | EN.EN3 Energy Sensor | [6 empty] | F73 | 0 | [10 empty] | No | No
MC204 | Sports Centre |  |  |  | MC204-B01/F74 | Function 74 | EN.EN3 Energy Sensor | [6 empty] | F74 | 0 | [10 empty] | No | No
MC204 | Sports Centre |  |  |  | MC204-B01/F75 | Function 75 | EN.EN3 Energy Sensor | [6 empty] | F75 | 0 | [10 empty] | No | No
MC204 | Sports Centre |  |  |  | MC204-B01/F76 | Function 76 | EN.EN3 Energy Sensor | [6 empty] | F76 | 0 | [10 empty] | No | No
MC204 | Sports Centre |  |  |  | MC204-B01/F77 | Function 77 | EN.EN3 Energy Sensor | [6 empty] | F77 | 0 | [10 empty] | No | No
MC204 | Sports Centre |  |  |  | MC204-B01/F78 | Function 78 | EN.EN3 Energy Sensor | [6 empty] | F78 | 0 | [10 empty] | No | No
MC204 | Sports Centre |  |  |  | MC204-B01/F79 | Function 79 | EN.EN3 Energy Sensor | [6 empty] | F79 | 0 | [10 empty] | No | No
MC204 | Sports Centre |  |  |  | MC204-B01/F8 | Function 8 | EN.EN3 Energy Sensor | [6 empty] | F8 | 0 | [10 empty] | No | No
MC204 | Sports Centre |  |  |  | MC204-B01/F80 | Function 80 | EN.EN3 Energy Sensor | [6 empty] | F80 | 0 | [10 empty] | No | No
MC204 | Sports Centre |  |  |  | MC204-B01/F81 | Function 81 | EN.EN3 Energy Sensor | [6 empty] | F81 | 0 | [10 empty] | No | No
MC204 | Sports Centre |  |  |  | MC204-B01/F82 | Function 82 | EN.EN3 Energy Sensor | [6 empty] | F82 | 0 | [10 empty] | No | No
MC204 | Sports Centre |  |  |  | MC204-B01/F83 | Function 83 | EN.EN3 Energy Sensor | [6 empty] | F83 | 0 | [10 empty] | No | No
MC204 | Sports Centre |  |  |  | MC204-B01/F84 | Function 84 | EN.EN3 Energy Sensor | [6 empty] | F84 | 0 | [10 empty] | No | No
MC204 | Sports Centre |  |  |  | MC204-B01/F85 | Function 85 | EN.EN3 Energy Sensor | [6 empty] | F85 | 0 | [10 empty] | No | No
MC204 | Sports Centre |  |  |  | MC204-B01/F86 | Blr1 Mod1 Dmd | EN.EN3 Energy Sensor | [6 empty] | F86 | 0 | [10 empty] | No | No
MC204 | Sports Centre |  |  |  | MC204-B01/F87 | Blr1 Mod2 Dmd | EN.EN3 Energy Sensor | [6 empty] | F87 | 0 | [10 empty] | No | No
MC204 | Sports Centre |  |  |  | MC204-B01/F88 | Function 88 | EN.EN3 Energy Sensor | [6 empty] | F88 | 0 | [10 empty] | No | No
MC204 | Sports Centre |  |  |  | MC204-B01/F89 | Function 89 | EN.EN3 Energy Sensor | [6 empty] | F89 | 0 | [10 empty] | No | No
MC204 | Sports Centre |  |  |  | MC204-B01/F9 | Function 9 | EN.EN3 Energy Sensor | [6 empty] | F9 | 0 | [10 empty] | No | No
MC204 | Sports Centre |  |  |  | MC204-B01/F90 | Blr2 Mod1 Dmd | EN.EN3 Energy Sensor | [6 empty] | F90 | 0 | [10 empty] | No | No
MC204 | Sports Centre |  |  |  | MC204-B01/F91 | Blr2 Mod2 Dmd | EN.EN3 Energy Sensor | [6 empty] | F91 | 0 | [10 empty] | No | No
MC204 | Sports Centre |  |  |  | MC204-B01/F92 | Function 92 | EN.EN3 Energy Sensor | [6 empty] | F92 | 0 | [10 empty] | No | No
MC204 | Sports Centre |  |  |  | MC204-B01/F93 | Function 93 | EN.EN3 Energy Sensor | [6 empty] | F93 | 0 | [10 empty] | No | No
MC204 | Sports Centre |  |  |  | MC204-B01/F94 | Function 94 | EN.EN3 Energy Sensor | [6 empty] | F94 | 0 | [10 empty] | No | No
MC204 | Sports Centre |  |  |  | MC204-B01/F95 | Function 95 | EN.EN3 Energy Sensor | [6 empty] | F95 | 0 | [10 empty] | No | No
MC204 | Sports Centre |  |  |  | MC204-B01/F96 | Function 96 | EN.EN3 Energy Sensor | [6 empty] | F96 | 0 | [10 empty] | No | No
MC204 | Sports Centre |  |  |  | MC204-B01/F97 | Function 97 | EN.EN3 Energy Sensor | [6 empty] | F97 | 0 | [10 empty] | No | No
MC204 | Sports Centre |  |  |  | MC204-B01/F98 | Function 98 | EN.EN3 Energy Sensor | [6 empty] | F98 | 0 | [10 empty] | No | No
MC204 | Sports Centre |  |  |  | MC204-B01/F99 | Function 99 | EN.EN3 Energy Sensor | [6 empty] | F99 | 0 | [10 empty] | No | No
MC204 | Sports Centre |  |  |  | MC204-B01/G1 | Logic 1 | EN.EN3 Energy Sensor | [6 empty] | G1 | 0 | [10 empty] | No | No
MC204 | Sports Centre |  |  |  | MC204-B01/G10 | Logic 10 | EN.EN3 Energy Sensor | [6 empty] | G10 | 0 | [10 empty] | No | No
MC204 | Sports Centre |  |  |  | MC204-B01/G100 | MTHW PHE Boost Dmd | EN.EN3 Energy Sensor | [6 empty] | G100 | 0 | [10 empty] | No | No
MC204 | Sports Centre |  |  |  | MC204-B01/G101 | Logic 101 | EN.EN3 Energy Sensor | [6 empty] | G101 | 0 | [10 empty] | No | No
MC204 | Sports Centre |  |  |  | MC204-B01/G102 | Logic 102 | EN.EN3 Energy Sensor | [6 empty] | G102 | 0 | [10 empty] | No | No
MC204 | Sports Centre |  |  |  | MC204-B01/G103 | MTHW PHE Pri Pump Duty | EN.EN3 Energy Sensor | [6 empty] | G103 | 0 | [10 empty] | No | No
MC204 | Sports Centre |  |  |  | MC204-B01/G104 | Logic 104 | EN.EN3 Energy Sensor | [6 empty] | G104 | 0 | [10 empty] | No | No
MC204 | Sports Centre |  |  |  | MC204-B01/G105 | Logic 105 | EN.EN3 Energy Sensor | [6 empty] | G105 | 0 | [10 empty] | No | No
MC204 | Sports Centre |  |  |  | MC204-B01/G106 | Logic 106 | EN.EN3 Energy Sensor | [6 empty] | G106 | 0 | [10 empty] | No | No
MC204 | Sports Centre |  |  |  | MC204-B01/G107 | Logic 107 | EN.EN3 Energy Sensor | [6 empty] | G107 | 0 | [10 empty] | No | No
MC204 | Sports Centre |  |  |  | MC204-B01/G108 | Logic 108 | EN.EN3 Energy Sensor | [6 empty] | G108 | 0 | [10 empty] | No | No
MC204 | Sports Centre |  |  |  | MC204-B01/G109 | Logic 109 | EN.EN3 Energy Sensor | [6 empty] | G109 | 0 | [10 empty] | No | No
MC204 | Sports Centre |  |  |  | MC204-B01/G11 | Logic 11 | EN.EN3 Energy Sensor | [6 empty] | G11 | 0 | [10 empty] | No | No
MC204 | Sports Centre |  |  |  | MC204-B01/G110 | P1 | EN.EN3 Energy Sensor | [6 empty] | G110 | 0 | [10 empty] | No | No
MC204 | Sports Centre |  |  |  | MC204-B01/G111 | P2 | EN.EN3 Energy Sensor | [6 empty] | G111 | 0 | [10 empty] | No | No
MC204 | Sports Centre |  |  |  | MC204-B01/G112 | CT Dmd | EN.EN3 Energy Sensor | [6 empty] | G112 | 0 | [10 empty] | No | No
MC204 | Sports Centre |  |  |  | MC204-B01/G113 | Logic 113 | EN.EN3 Energy Sensor | [6 empty] | G113 | 0 | [10 empty] | No | No
MC204 | Sports Centre |  |  |  | MC204-B01/G114 | Logic 114 | EN.EN3 Energy Sensor | [6 empty] | G114 | 0 | [10 empty] | No | No
MC204 | Sports Centre |  |  |  | MC204-B01/G115 | Logic 115 | EN.EN3 Energy Sensor | [6 empty] | G115 | 0 | [10 empty] | No | No
MC204 | Sports Centre |  |  |  | MC204-B01/G116 | Logic 116 | EN.EN3 Energy Sensor | [6 empty] | G116 | 0 | [10 empty] | No | No
MC204 | Sports Centre |  |  |  | MC204-B01/G118 | Logic 118 | EN.EN3 Energy Sensor | [6 empty] | G118 | 0 | [10 empty] | No | No
MC204 | Sports Centre |  |  |  | MC204-B01/G119 | Logic 119 | EN.EN3 Energy Sensor | [6 empty] | G119 | 0 | [10 empty] | No | No
MC204 | Sports Centre |  |  |  | MC204-B01/G12 | Logic 12 | EN.EN3 Energy Sensor | [6 empty] | G12 | 0 | [10 empty] | No | No
MC204 | Sports Centre |  |  |  | MC204-B01/G120 | Logic 120 | EN.EN3 Energy Sensor | [6 empty] | G120 | 0 | [10 empty] | No | No
MC204 | Sports Centre |  |  |  | MC204-B01/G121 | Logic 121 | EN.EN3 Energy Sensor | [6 empty] | G121 | 0 | [10 empty] | No | No
MC204 | Sports Centre |  |  |  | MC204-B01/G13 | Logic 13 | EN.EN3 Energy Sensor | [6 empty] | G13 | 0 | [10 empty] | No | No
MC204 | Sports Centre |  |  |  | MC204-B01/G14 | Logic 14 | EN.EN3 Energy Sensor | [6 empty] | G14 | 0 | [10 empty] | No | No
MC204 | Sports Centre |  |  |  | MC204-B01/G16 | Logic 16 | EN.EN3 Energy Sensor | [6 empty] | G16 | 0 | [10 empty] | No | No
MC204 | Sports Centre |  |  |  | MC204-B01/G17 | Logic 17 | EN.EN3 Energy Sensor | [6 empty] | G17 | 0 | [10 empty] | No | No
MC204 | Sports Centre |  |  |  | MC204-B01/G18 | Logic 18 | EN.EN3 Energy Sensor | [6 empty] | G18 | 0 | [10 empty] | No | No
MC204 | Sports Centre |  |  |  | MC204-B01/G19 | Logic 19 | EN.EN3 Energy Sensor | [6 empty] | G19 | 0 | [10 empty] | No | No
MC204 | Sports Centre |  |  |  | MC204-B01/G2 | Logic 2 | EN.EN3 Energy Sensor | [6 empty] | G2 | 0 | [10 empty] | No | No
MC204 | Sports Centre |  |  |  | MC204-B01/G20 | OAT Frost Htg OFF | EN.EN3 Energy Sensor | [6 empty] | G20 | 0 | [10 empty] | No | No
MC204 | Sports Centre |  |  |  | MC204-B01/G21 | OAT Frost Htg ON | EN.EN3 Energy Sensor | [6 empty] | G21 | 0 | [10 empty] | No | No
MC204 | Sports Centre |  |  |  | MC204-B01/G22 | Water frost | EN.EN3 Energy Sensor | [6 empty] | G22 | 0 | [10 empty] | No | No
MC204 | Sports Centre |  |  |  | MC204-B01/G23 | Summer ECO | EN.EN3 Energy Sensor | [6 empty] | G23 | 0 | [10 empty] | No | No
MC204 | Sports Centre |  |  |  | MC204-B01/G24 | Logic 24 | EN.EN3 Energy Sensor | [6 empty] | G24 | 0 | [10 empty] | No | No
MC204 | Sports Centre |  |  |  | MC204-B01/G25 | Reset | EN.EN3 Energy Sensor | [6 empty] | G25 | 0 | [10 empty] | No | No
MC204 | Sports Centre |  |  |  | MC204-B01/G26 | Logic 26 | EN.EN3 Energy Sensor | [6 empty] | G26 | 0 | [10 empty] | No | No
MC204 | Sports Centre |  |  |  | MC204-B01/G27 | Logic 27 | EN.EN3 Energy Sensor | [6 empty] | G27 | 0 | [10 empty] | No | No
MC204 | Sports Centre |  |  |  | MC204-B01/G28 | Pump Interlock | EN.EN3 Energy Sensor | [6 empty] | G28 | 0 | [10 empty] | No | No
MC204 | Sports Centre |  |  |  | MC204-B01/G29 | Logic 29 | EN.EN3 Energy Sensor | [6 empty] | G29 | 0 | [10 empty] | No | No
MC204 | Sports Centre |  |  |  | MC204-B01/G3 | Logic 3 | EN.EN3 Energy Sensor | [6 empty] | G3 | 0 | [10 empty] | No | No
MC204 | Sports Centre |  |  |  | MC204-B01/G30 | CT Dmd | EN.EN3 Energy Sensor | [6 empty] | G30 | 0 | [10 empty] | No | No
MC204 | Sports Centre |  |  |  | MC204-B01/G31 | Logic 31 | EN.EN3 Energy Sensor | [6 empty] | G31 | 0 | [10 empty] | No | No
MC204 | Sports Centre |  |  |  | MC204-B01/G32 | CT Pumps | EN.EN3 Energy Sensor | [6 empty] | G32 | 0 | [10 empty] | No | No
MC204 | Sports Centre |  |  |  | MC204-B01/G33 | Logic 33 | EN.EN3 Energy Sensor | [6 empty] | G33 | 0 | [10 empty] | No | No
MC204 | Sports Centre |  |  |  | MC204-B01/G34 | Constant temperature circuit pump duty | EN.EN3 Energy Sensor | [6 empty] | G34 | 0 | [10 empty] | No | No
MC204 | Sports Centre |  |  |  | MC204-B01/G35 | Logic 35 | EN.EN3 Energy Sensor | [6 empty] | G35 | 0 | [10 empty] | No | No
MC204 | Sports Centre |  |  |  | MC204-B01/G36 | Logic 36 | EN.EN3 Energy Sensor | [6 empty] | G36 | 0 | [10 empty] | No | No
MC204 | Sports Centre |  |  |  | MC204-B01/G37 | Logic 37 | EN.EN3 Energy Sensor | [6 empty] | G37 | 0 | [10 empty] | No | No
MC204 | Sports Centre |  |  |  | MC204-B01/G38 | Logic 38 | EN.EN3 Energy Sensor | [6 empty] | G38 | 0 | [10 empty] | No | No
MC204 | Sports Centre |  |  |  | MC204-B01/G39 | Logic 39 | EN.EN3 Energy Sensor | [6 empty] | G39 | 0 | [10 empty] | No | No
MC204 | Sports Centre |  |  |  | MC204-B01/G4 | Logic 4 | EN.EN3 Energy Sensor | [6 empty] | G4 | 0 | [10 empty] | No | No
MC204 | Sports Centre |  |  |  | MC204-B01/G40 | Logic 40 | EN.EN3 Energy Sensor | [6 empty] | G40 | 0 | [10 empty] | No | No
MC204 | Sports Centre |  |  |  | MC204-B01/G41 | P1 | EN.EN3 Energy Sensor | [6 empty] | G41 | 0 | [10 empty] | No | No
MC204 | Sports Centre |  |  |  | MC204-B01/G42 | P2 | EN.EN3 Energy Sensor | [6 empty] | G42 | 0 | [10 empty] | No | No
MC204 | Sports Centre |  |  |  | MC204-B01/G43 | Logic 43 | EN.EN3 Energy Sensor | [6 empty] | G43 | 0 | [10 empty] | No | No
MC204 | Sports Centre |  |  |  | MC204-B01/G44 | Heat Dmd | EN.EN3 Energy Sensor | [6 empty] | G44 | 0 | [10 empty] | No | No
MC204 | Sports Centre |  |  |  | MC204-B01/G45 | Logic 45 | EN.EN3 Energy Sensor | [6 empty] | G45 | 0 | [10 empty] | No | No
MC204 | Sports Centre |  |  |  | MC204-B01/G46 | Logic 46 | EN.EN3 Energy Sensor | [6 empty] | G46 | 0 | [10 empty] | No | No
MC204 | Sports Centre |  |  |  | MC204-B01/G47 | Logic 47 | EN.EN3 Energy Sensor | [6 empty] | G47 | 0 | [10 empty] | No | No
MC204 | Sports Centre |  |  |  | MC204-B01/G48 | MTHW PHE Sec Pumps | EN.EN3 Energy Sensor | [6 empty] | G48 | 0 | [10 empty] | No | No
MC204 | Sports Centre |  |  |  | MC204-B01/G49 | Logic 49 | EN.EN3 Energy Sensor | [6 empty] | G49 | 0 | [10 empty] | No | No
MC204 | Sports Centre |  |  |  | MC204-B01/G5 | Logic 5 | EN.EN3 Energy Sensor | [6 empty] | G5 | 0 | [10 empty] | No | No
MC204 | Sports Centre |  |  |  | MC204-B01/G50 | Logic 50 | EN.EN3 Energy Sensor | [6 empty] | G50 | 0 | [10 empty] | No | No
MC204 | Sports Centre |  |  |  | MC204-B01/G51 | Blr Pri Pumps | EN.EN3 Energy Sensor | [6 empty] | G51 | 0 | [10 empty] | No | No
MC204 | Sports Centre |  |  |  | MC204-B01/G52 | Logic 52 | EN.EN3 Energy Sensor | [6 empty] | G52 | 0 | [10 empty] | No | No
MC204 | Sports Centre |  |  |  | MC204-B01/G53 | Logic 53 | EN.EN3 Energy Sensor | [6 empty] | G53 | 0 | [10 empty] | No | No
MC204 | Sports Centre |  |  |  | MC204-B01/G54 | MTHW PHE Sec Pump Duty | EN.EN3 Energy Sensor | [6 empty] | G54 | 0 | [10 empty] | No | No
MC204 | Sports Centre |  |  |  | MC204-B01/G55 | Logic 55 | EN.EN3 Energy Sensor | [6 empty] | G55 | 0 | [10 empty] | No | No
MC204 | Sports Centre |  |  |  | MC204-B01/G56 | Logic 56 | EN.EN3 Energy Sensor | [6 empty] | G56 | 0 | [10 empty] | No | No
MC204 | Sports Centre |  |  |  | MC204-B01/G57 | Logic 57 | EN.EN3 Energy Sensor | [6 empty] | G57 | 0 | [10 empty] | No | No
MC204 | Sports Centre |  |  |  | MC204-B01/G58 | Logic 58 | EN.EN3 Energy Sensor | [6 empty] | G58 | 0 | [10 empty] | No | No
MC204 | Sports Centre |  |  |  | MC204-B01/G59 | Logic 59 | EN.EN3 Energy Sensor | [6 empty] | G59 | 0 | [10 empty] | No | No
MC204 | Sports Centre |  |  |  | MC204-B01/G6 | Logic 6 | EN.EN3 Energy Sensor | [6 empty] | G6 | 0 | [10 empty] | No | No
MC204 | Sports Centre |  |  |  | MC204-B01/G60 | Logic 60 | EN.EN3 Energy Sensor | [6 empty] | G60 | 0 | [10 empty] | No | No
MC204 | Sports Centre |  |  |  | MC204-B01/G61 | P1 | EN.EN3 Energy Sensor | [6 empty] | G61 | 0 | [10 empty] | No | No
MC204 | Sports Centre |  |  |  | MC204-B01/G62 | P2 | EN.EN3 Energy Sensor | [6 empty] | G62 | 0 | [10 empty] | No | No
MC204 | Sports Centre |  |  |  | MC204-B01/G63 | Logic 63 | EN.EN3 Energy Sensor | [6 empty] | G63 | 0 | [10 empty] | No | No
MC204 | Sports Centre |  |  |  | MC204-B01/G64 | Blr Pri Pump Duty | EN.EN3 Energy Sensor | [6 empty] | G64 | 0 | [10 empty] | No | No
MC204 | Sports Centre |  |  |  | MC204-B01/G65 | Logic 65 | EN.EN3 Energy Sensor | [6 empty] | G65 | 0 | [10 empty] | No | No
MC204 | Sports Centre |  |  |  | MC204-B01/G66 | Logic 66 | EN.EN3 Energy Sensor | [6 empty] | G66 | 0 | [10 empty] | No | No
MC204 | Sports Centre |  |  |  | MC204-B01/G67 | Logic 67 | EN.EN3 Energy Sensor | [6 empty] | G67 | 0 | [10 empty] | No | No
MC204 | Sports Centre |  |  |  | MC204-B01/G68 | Logic 68 | EN.EN3 Energy Sensor | [6 empty] | G68 | 0 | [10 empty] | No | No
MC204 | Sports Centre |  |  |  | MC204-B01/G69 | Logic 69 | EN.EN3 Energy Sensor | [6 empty] | G69 | 0 | [10 empty] | No | No
MC204 | Sports Centre |  |  |  | MC204-B01/G7 | Logic 7 | EN.EN3 Energy Sensor | [6 empty] | G7 | 0 | [10 empty] | No | No
MC204 | Sports Centre |  |  |  | MC204-B01/G70 | Logic 70 | EN.EN3 Energy Sensor | [6 empty] | G70 | 0 | [10 empty] | No | No
MC204 | Sports Centre |  |  |  | MC204-B01/G71 | P1 | EN.EN3 Energy Sensor | [6 empty] | G71 | 0 | [10 empty] | No | No
MC204 | Sports Centre |  |  |  | MC204-B01/G72 | P2 | EN.EN3 Energy Sensor | [6 empty] | G72 | 0 | [10 empty] | No | No
MC204 | Sports Centre |  |  |  | MC204-B01/G73 | Logic 73 | EN.EN3 Energy Sensor | [6 empty] | G73 | 0 | [10 empty] | No | No
MC204 | Sports Centre |  |  |  | MC204-B01/G74 | Logic 74 | EN.EN3 Energy Sensor | [6 empty] | G74 | 0 | [10 empty] | No | No
MC204 | Sports Centre |  |  |  | MC204-B01/G75 | Boiler Duty | EN.EN3 Energy Sensor | [6 empty] | G75 | 0 | [10 empty] | No | No
MC204 | Sports Centre |  |  |  | MC204-B01/G76 | Blr 1 Fault | EN.EN3 Energy Sensor | [6 empty] | G76 | 0 | [10 empty] | No | No
MC204 | Sports Centre |  |  |  | MC204-B01/G77 | Blr 2 Fault | EN.EN3 Energy Sensor | [6 empty] | G77 | 0 | [10 empty] | No | No
MC204 | Sports Centre |  |  |  | MC204-B01/G78 | Blr 1 Lead | EN.EN3 Energy Sensor | [6 empty] | G78 | 0 | [10 empty] | No | No
MC204 | Sports Centre |  |  |  | MC204-B01/G79 | Logic 79 | EN.EN3 Energy Sensor | [6 empty] | G79 | 0 | [10 empty] | No | No
MC204 | Sports Centre |  |  |  | MC204-B01/G8 | Logic 8 | EN.EN3 Energy Sensor | [6 empty] | G8 | 0 | [10 empty] | No | No
MC204 | Sports Centre |  |  |  | MC204-B01/G80 | Blr Mod Duty | EN.EN3 Energy Sensor | [6 empty] | G80 | 0 | [10 empty] | No | No
MC204 | Sports Centre |  |  |  | MC204-B01/G81 | Blr1 Mod1 Lead | EN.EN3 Energy Sensor | [6 empty] | G81 | 0 | [10 empty] | No | No
MC204 | Sports Centre |  |  |  | MC204-B01/G82 | Blr Mod Duty | EN.EN3 Energy Sensor | [6 empty] | G82 | 0 | [10 empty] | No | No
MC204 | Sports Centre |  |  |  | MC204-B01/G83 | Blr2 Mod1 Lead | EN.EN3 Energy Sensor | [6 empty] | G83 | 0 | [10 empty] | No | No
MC204 | Sports Centre |  |  |  | MC204-B01/G84 | Logic 84 | EN.EN3 Energy Sensor | [6 empty] | G84 | 0 | [10 empty] | No | No
MC204 | Sports Centre |  |  |  | MC204-B01/G85 | Logic 85 | EN.EN3 Energy Sensor | [6 empty] | G85 | 0 | [10 empty] | No | No
MC204 | Sports Centre |  |  |  | MC204-B01/G86 | Logic 86 | EN.EN3 Energy Sensor | [6 empty] | G86 | 0 | [10 empty] | No | No
MC204 | Sports Centre |  |  |  | MC204-B01/G87 | Logic 87 | EN.EN3 Energy Sensor | [6 empty] | G87 | 0 | [10 empty] | No | No
MC204 | Sports Centre |  |  |  | MC204-B01/G88 | Logic 88 | EN.EN3 Energy Sensor | [6 empty] | G88 | 0 | [10 empty] | No | No
MC204 | Sports Centre |  |  |  | MC204-B01/G89 | Logic 89 | EN.EN3 Energy Sensor | [6 empty] | G89 | 0 | [10 empty] | No | No
MC204 | Sports Centre |  |  |  | MC204-B01/G9 | Logic 9 | EN.EN3 Energy Sensor | [6 empty] | G9 | 0 | [10 empty] | No | No
MC204 | Sports Centre |  |  |  | MC204-B01/G90 | Logic 90 | EN.EN3 Energy Sensor | [6 empty] | G90 | 0 | [10 empty] | No | No
MC204 | Sports Centre |  |  |  | MC204-B01/G91 | Logic 91 | EN.EN3 Energy Sensor | [6 empty] | G91 | 0 | [10 empty] | No | No
MC204 | Sports Centre |  |  |  | MC204-B01/G92 | AHU CT Dmd | EN.EN3 Energy Sensor | [6 empty] | G92 | 0 | [10 empty] | No | No
MC204 | Sports Centre |  |  |  | MC204-B01/G93 | Logic 93 | EN.EN3 Energy Sensor | [6 empty] | G93 | 0 | [10 empty] | No | No
MC204 | Sports Centre |  |  |  | MC204-B01/G94 | Logic 94 | EN.EN3 Energy Sensor | [6 empty] | G94 | 0 | [10 empty] | No | No
MC204 | Sports Centre |  |  |  | MC204-B01/G95 | Logic 95 | EN.EN3 Energy Sensor | [6 empty] | G95 | 0 | [10 empty] | No | No
MC204 | Sports Centre |  |  |  | MC204-B01/G96 | Logic 96 | EN.EN3 Energy Sensor | [6 empty] | G96 | 0 | [10 empty] | No | No
MC204 | Sports Centre |  |  |  | MC204-B01/G97 | Logic 97 | EN.EN3 Energy Sensor | [6 empty] | G97 | 0 | [10 empty] | No | No
MC204 | Sports Centre |  |  |  | MC204-B01/G98 | Logic 98 | EN.EN3 Energy Sensor | [6 empty] | G98 | 0 | [10 empty] | No | No
MC204 | Sports Centre |  |  |  | MC204-B01/G99 | MTHW PHE Pri Pumps | EN.EN3 Energy Sensor | [6 empty] | G99 | 0 | [10 empty] | No | No
MC204 | Sports Centre |  |  |  | MC204-B01/I1 | Fire alarm active | EN.EN3 Energy Sensor | [6 empty] | I1 | 0 | [7 empty] | 0 = Off, 1 = On |  |  | No | No
MC204 | Sports Centre |  |  |  | MC204-B01/I10 | Blr Pri Pump 1A Fault | EN.EN3 Energy Sensor | [6 empty] | I10 | 0 | [10 empty] | No | No
MC204 | Sports Centre |  |  |  | MC204-B01/I11 | Blr Pri Pump 1B Fault | EN.EN3 Energy Sensor | [6 empty] | I11 | 0 | [10 empty] | No | No
MC204 | Sports Centre |  |  |  | MC204-B01/I12 | Blr Pri Pumps Flow | EN.EN3 Energy Sensor | [6 empty] | I12 | 0 | [10 empty] | No | No
MC204 | Sports Centre |  |  |  | MC204-B01/I13 | Blr 1 Mod 1 Fault | EN.EN3 Energy Sensor | [6 empty] | I13 | 0 | [10 empty] | No | No
MC204 | Sports Centre |  |  |  | MC204-B01/I14 | Blr 1 Mod 2 Fault | EN.EN3 Energy Sensor | [6 empty] | I14 | 0 | [10 empty] | No | No
MC204 | Sports Centre |  |  |  | MC204-B01/I15 | Blr 2 Mod 1 Fault | EN.EN3 Energy Sensor | [6 empty] | I15 | 0 | [10 empty] | No | No
MC204 | Sports Centre |  |  |  | MC204-B01/I16 | Blr 2 Mod 2 Fault | EN.EN3 Energy Sensor | [6 empty] | I16 | 0 | [10 empty] | No | No
MC204 | Sports Centre |  |  |  | MC204-B01/I17 | CT Pump 2A Fault | EN.EN3 Energy Sensor | [6 empty] | I17 | 0 | [10 empty] | No | No
MC204 | Sports Centre |  |  |  | MC204-B01/I18 | CT Pump 2B Fault | EN.EN3 Energy Sensor | [6 empty] | I18 | 0 | [10 empty] | No | No
MC204 | Sports Centre |  |  |  | MC204-B01/I19 | CT Pumps Flow | EN.EN3 Energy Sensor | [6 empty] | I19 | 0 | [10 empty] | No | No
MC204 | Sports Centre |  |  |  | MC204-B01/I2 | Emergency Stop | EN.EN3 Energy Sensor | [6 empty] | I2 | 0 | [10 empty] | No | No
MC204 | Sports Centre |  |  |  | MC204-B01/I20 | Lift Alarm | EN.EN3 Energy Sensor | [6 empty] | I20 | 0 | [10 empty] | No | No
MC204 | Sports Centre |  |  |  | MC204-B01/I21 | LTHW PU LO Pressure | EN.EN3 Energy Sensor | [6 empty] | I21 | 0 | [10 empty] | No | No
MC204 | Sports Centre |  |  |  | MC204-B01/I22 | LTHW PU HI Pressure | EN.EN3 Energy Sensor | [6 empty] | I22 | 0 | [10 empty] | No | No
MC204 | Sports Centre |  |  |  | MC204-B01/I25 | Main Gas Meter | EN.EN3 Energy Sensor | [6 empty] | I25 | 0 | [10 empty] | No | No
MC204 | Sports Centre |  |  |  | MC204-B01/I26 | Rad Htg Gas Meter | EN.EN3 Energy Sensor | [6 empty] | I26 | 0 | [10 empty] | No | No
MC204 | Sports Centre |  |  |  | MC204-B01/I27 | CT Heat Meter | EN.EN3 Energy Sensor | [6 empty] | I27 | 0 | [10 empty] | No | No
MC204 | Sports Centre |  |  |  | MC204-B02/G70 | Logic 70 | EN.EN3 Energy Sensor | [6 empty] | G70 | 0 | [10 empty] | No | No
MC204 | Sports Centre |  |  |  | MC204-B02/G71 | Logic 71 | EN.EN3 Energy Sensor | [6 empty] | G71 | 0 | [10 empty] | No | No
MC204 | Sports Centre |  |  |  | MC204-B02/G72 | Logic 72 | EN.EN3 Energy Sensor | [6 empty] | G72 | 0 | [10 empty] | No | No
MC204 | Sports Centre |  |  |  | MC204-B02/G73 | Logic 73 | EN.EN3 Energy Sensor | [6 empty] | G73 | 0 | [10 empty] | No | No
MC204 | Sports Centre |  |  |  | MC204-B02/G8 | Logic 8 | EN.EN3 Energy Sensor | [6 empty] | G8 | 0 | [10 empty] | No | No
MC204 | Sports Centre |  |  |  | MC204-B02/G9 | Logic 9 | EN.EN3 Energy Sensor | [6 empty] | G9 | 0 | [10 empty] | No | No
MC204 | Sports Centre |  |  |  | MC204-B02/H1 | Schedule 1 | EN.EN3 Energy Sensor | [6 empty] | H1 | 0 | [10 empty] | No | No
MC204 | Sports Centre |  |  |  | MC204-B02/I1 | Fire alarm active | EN.EN3 Energy Sensor | [6 empty] | I1 | 0 | [7 empty] | 0 = Off, 1 = On |  |  | No | No
MC204 | Sports Centre |  |  |  | MC204-B02/I10 | AHU3 Extr Fan Flow | EN.EN3 Energy Sensor | [6 empty] | I10 | 0 | [10 empty] | No | No
MC204 | Sports Centre |  |  |  | MC204-B02/I11 | AHU3 DX Clg Stg1 Fault | EN.EN3 Energy Sensor | [6 empty] | I11 | 0 | [10 empty] | No | No
MC204 | Sports Centre |  |  |  | MC204-B02/I12 | AHU3 DX Clg Stg2 Fault | EN.EN3 Energy Sensor | [6 empty] | I12 | 0 | [10 empty] | No | No
MC204 | Sports Centre |  |  |  | MC204-B02/I13 | AHU3 Panel Fltr Dirty | EN.EN3 Energy Sensor | [6 empty] | I13 | 0 | [10 empty] | No | No
MC204 | Sports Centre |  |  |  | MC204-B02/I14 | AHU3 Bag Fltr Dirty | EN.EN3 Energy Sensor | [6 empty] | I14 | 0 | [10 empty] | No | No
MC204 | Sports Centre |  |  |  | MC204-B02/I15 | AHU3 Extr Fltr Dirty | EN.EN3 Energy Sensor | [6 empty] | I15 | 0 | [10 empty] | No | No
MC204 | Sports Centre |  |  |  | MC204-B02/I16 | Sauna Extr Fault | EN.EN3 Energy Sensor | [6 empty] | I16 | 0 | [10 empty] | No | No
MC204 | Sports Centre |  |  |  | MC204-B02/I17 | Sauna Extr Flow | EN.EN3 Energy Sensor | [6 empty] | I17 | 0 | [10 empty] | No | No
MC204 | Sports Centre |  |  |  | MC204-B02/I18 | Steam Rm Extr Fault | EN.EN3 Energy Sensor | [6 empty] | I18 | 0 | [10 empty] | No | No
MC204 | Sports Centre |  |  |  | MC204-B02/I19 | Steam Rm Extr Flow | EN.EN3 Energy Sensor | [6 empty] | I19 | 0 | [10 empty] | No | No
MC204 | Sports Centre |  |  |  | MC204-B02/I2 | FOR Normal | EN.EN3 Energy Sensor | [6 empty] | I2 | 0 | [10 empty] | No | No
MC204 | Sports Centre |  |  |  | MC204-B02/I20 | Room DX Fault | EN.EN3 Energy Sensor | [6 empty] | I20 | 0 | [10 empty] | No | No
MC204 | Sports Centre |  |  |  | MC204-B02/I21 | Battery Sys Alarm | EN.EN3 Energy Sensor | [6 empty] | I21 | 0 | [10 empty] | No | No
MC204 | Sports Centre |  |  |  | MC204-B02/I22 | ClimbWall Extr Fltr Dirty | EN.EN3 Energy Sensor | [6 empty] | I22 | 0 | [10 empty] | No | No
MC204 | Sports Centre |  |  |  | MC204-B02/I23 | Refridgerant Leak Alarm | EN.EN3 Energy Sensor | [6 empty] | I23 | 0 | [10 empty] | No | No
MC204 | Sports Centre |  |  |  | MC204-B02/I24 | Em Ltg Fault | EN.EN3 Energy Sensor | [6 empty] | I24 | 0 | [10 empty] | No | No
MC204 | Sports Centre |  |  |  | MC204-B02/I26 | Rain Detect | EN.EN3 Energy Sensor | [6 empty] | I26 | 0 | [10 empty] | No | No
MC204 | Sports Centre |  |  |  | MC204-B02/I3 | FOR Extr Only | EN.EN3 Energy Sensor | [6 empty] | I3 | 0 | [10 empty] | No | No
MC204 | Sports Centre |  |  |  | MC204-B02/I33 | AHU3 FA Dmpr Fail | EN.EN3 Energy Sensor | [6 empty] | I33 | 0 | [10 empty] | No | No
MC204 | Sports Centre |  |  |  | MC204-B02/I34 | AHU3 Sply Flow Fail | EN.EN3 Energy Sensor | [6 empty] | I34 | 0 | [10 empty] | No | No
MC204 | Sports Centre |  |  |  | MC204-B02/I35 | AHU3 EA Dmpr Fail | EN.EN3 Energy Sensor | [6 empty] | I35 | 0 | [10 empty] | No | No
MC204 | Sports Centre |  |  |  | MC204-B02/I36 | AHU3 Extr Flow Fail | EN.EN3 Energy Sensor | [6 empty] | I36 | 0 | [10 empty] | No | No
MC204 | Sports Centre |  |  |  | MC204-B02/I37 | High Wind Speed | EN.EN3 Energy Sensor | [6 empty] | I37 | 0 | [10 empty] | No | No
MC204 | Sports Centre |  |  |  | MC204-B02/I38 | Nat Vent Override-RAIN | EN.EN3 Energy Sensor | [6 empty] | I38 | 0 | [10 empty] | No | No
MC204 | Sports Centre |  |  |  | MC204-B02/I4 | AHU3 Frost Trip | EN.EN3 Energy Sensor | [6 empty] | I4 | 0 | [10 empty] | No | No
MC204 | Sports Centre |  |  |  | MC204-B02/I5 | AHU3 FA Dmpr Open | EN.EN3 Energy Sensor | [6 empty] | I5 | 0 | [10 empty] | No | No
MC204 | Sports Centre |  |  |  | MC204-B02/I6 | AHU3 Sply Fan Fault | EN.EN3 Energy Sensor | [6 empty] | I6 | 0 | [10 empty] | No | No
MC204 | Sports Centre |  |  |  | MC204-B02/I7 | AHU3 Sply Fan Flow | EN.EN3 Energy Sensor | [6 empty] | I7 | 0 | [10 empty] | No | No
MC204 | Sports Centre |  |  |  | MC204-B02/I8 | AHU3 EA Dmpr Open | EN.EN3 Energy Sensor | [6 empty] | I8 | 0 | [10 empty] | No | No
MC204 | Sports Centre |  |  |  | MC204-B02/I9 | AHU3 Extr Fan Fault | EN.EN3 Energy Sensor | [6 empty] | I9 | 0 | [10 empty] | No | No
MC204 | Sports Centre |  |  |  | MC204-B02/K1 | AHU3 DET | EN.EN3 Energy Sensor | [6 empty] | K1 | 0 | [10 empty] | No | No
MC204 | Sports Centre |  |  |  | MC204-B02/K10 | Manager Space SP | EN.EN3 Energy Sensor | [6 empty] | K10 | 0 | [10 empty] | No | No
MC204 | Sports Centre |  |  |  | MC204-B02/K11 | Manager HI Sply Temp | EN.EN3 Energy Sensor | [6 empty] | K11 | 0 | [7 empty] | Degrees Celsius |  |  | No | No
MC204 | Sports Centre |  |  |  | MC204-B02/K12 | Manager LO Sply Temp | EN.EN3 Energy Sensor | [6 empty] | K12 | 0 | [7 empty] | Degrees Celsius |  |  | No | No
MC204 | Sports Centre |  |  |  | MC204-B02/K13 | Physio Space SP | EN.EN3 Energy Sensor | [6 empty] | K13 | 0 | [10 empty] | No | No
MC204 | Sports Centre |  |  |  | MC204-B02/K14 | Physio HI Sply Temp | EN.EN3 Energy Sensor | [6 empty] | K14 | 0 | [7 empty] | Degrees Celsius |  |  | No | No
MC204 | Sports Centre |  |  |  | MC204-B02/K15 | Physio LO Sply Temp | EN.EN3 Energy Sensor | [6 empty] | K15 | 0 | [7 empty] | Degrees Celsius |  |  | No | No
MC204 | Sports Centre |  |  |  | MC204-B02/K16 | Squash Space SP | EN.EN3 Energy Sensor | [6 empty] | K16 | 0 | [10 empty] | No | No
MC204 | Sports Centre |  |  |  | MC204-B02/K17 | Squash HI Sply Temp | EN.EN3 Energy Sensor | [6 empty] | K17 | 0 | [7 empty] | Degrees Celsius |  |  | No | No
MC204 | Sports Centre |  |  |  | MC204-B02/K18 | Squash LO Sply Temp | EN.EN3 Energy Sensor | [6 empty] | K18 | 0 | [7 empty] | Degrees Celsius |  |  | No | No
MC204 | Sports Centre |  |  |  | MC204-B02/K19 | High Wind Speed Inh | EN.EN3 Energy Sensor | [6 empty] | K19 | 0 | [10 empty] | No | No
MC204 | Sports Centre |  |  |  | MC204-B02/K2 | AHU3 Winter OAT | EN.EN3 Energy Sensor | [6 empty] | K2 | 0 | [10 empty] | No | No
MC204 | Sports Centre |  |  |  | MC204-B02/K20 | AHU3 Htg Clg Band | EN.EN3 Energy Sensor | [6 empty] | K20 | 0 | [10 empty] | No | No
MC204 | Sports Centre |  |  |  | MC204-B02/K21 | Wndw Min Limit - Wind | EN.EN3 Energy Sensor | [6 empty] | K21 | 0 | [10 empty] | No | No
MC204 | Sports Centre |  |  |  | MC204-B02/K22 | Wndw Max Limit - Wind | EN.EN3 Energy Sensor | [6 empty] | K22 | 0 | [10 empty] | No | No
MC204 | Sports Centre |  |  |  | MC204-B02/K23 | Wndw Min Limit - OAT | EN.EN3 Energy Sensor | [6 empty] | K23 | 0 | [10 empty] | No | No
MC204 | Sports Centre |  |  |  | MC204-B02/K24 | Wndw Max Limit - OAT | EN.EN3 Energy Sensor | [6 empty] | K24 | 0 | [10 empty] | No | No
MC204 | Sports Centre |  |  |  | MC204-B02/K25 | Wndw Min Pos - OAT | EN.EN3 Energy Sensor | [6 empty] | K25 | 0 | [10 empty] | No | No
MC204 | Sports Centre |  |  |  | MC204-B02/K26 | Wndw Max Pos - OAT | EN.EN3 Energy Sensor | [6 empty] | K26 | 0 | [10 empty] | No | No
MC204 | Sports Centre |  |  |  | MC204-B02/K27 | Wndw Max Pos - Rain | EN.EN3 Energy Sensor | [6 empty] | K27 | 0 | [10 empty] | No | No
MC204 | Sports Centre |  |  |  | MC204-B02/K28 | Wind direction test | EN.EN3 Energy Sensor | [6 empty] | K28 | 0 | [10 empty] | No | No
MC204 | Sports Centre |  |  |  | MC204-B02/K29 | Knob 29 | EN.EN3 Energy Sensor | [6 empty] | K29 | 0 | [10 empty] | No | No
MC204 | Sports Centre |  |  |  | MC204-B02/K3 | AHU3 Summer OAT | EN.EN3 Energy Sensor | [6 empty] | K3 | 0 | [10 empty] | No | No
MC204 | Sports Centre |  |  |  | MC204-B02/K4 | AHU3 Sply Fan Dmd | EN.EN3 Energy Sensor | [6 empty] | K4 | 0 | [10 empty] | No | No
MC204 | Sports Centre |  |  |  | MC204-B02/K5 | AHU3 Extr Fan Dmd | EN.EN3 Energy Sensor | [6 empty] | K5 | 0 | [10 empty] | No | No
MC204 | Sports Centre |  |  |  | MC204-B02/K6 | AHU3 Frost SP | EN.EN3 Energy Sensor | [6 empty] | K6 | 0 | [10 empty] | No | No
MC204 | Sports Centre |  |  |  | MC204-B02/K7 | AHU3 Space SP | EN.EN3 Energy Sensor | [6 empty] | K7 | 0 | [10 empty] | No | No
MC204 | Sports Centre |  |  |  | MC204-B02/K8 | AHU3 HI Sply Temp | EN.EN3 Energy Sensor | [6 empty] | K8 | 0 | [7 empty] | Degrees Celsius |  |  | No | No
MC204 | Sports Centre |  |  |  | MC204-B02/K9 | AHU3 LO Sply Temp | EN.EN3 Energy Sensor | [6 empty] | K9 | 0 | [7 empty] | Degrees Celsius |  |  | No | No
MC204 | Sports Centre |  |  |  | MC204-B02/L1 | AHU3 Frost Dmd | EN.EN3 Energy Sensor | [6 empty] | L1 | 0 | [10 empty] | No | No
MC204 | Sports Centre |  |  |  | MC204-B02/L10 |  | EN.EN3 Energy Sensor | [6 empty] | L10 | 0 | [10 empty] | No | No
MC204 | Sports Centre |  |  |  | MC204-B02/L11 |  | EN.EN3 Energy Sensor | [6 empty] | L11 | 0 | [10 empty] | No | No
MC204 | Sports Centre |  |  |  | MC204-B02/L12 |  | EN.EN3 Energy Sensor | [6 empty] | L12 | 0 | [10 empty] | No | No
MC204 | Sports Centre |  |  |  | MC204-B02/L13 |  | EN.EN3 Energy Sensor | [6 empty] | L13 | 0 | [10 empty] | No | No
MC204 | Sports Centre |  |  |  | MC204-B02/L14 |  | EN.EN3 Energy Sensor | [6 empty] | L14 | 0 | [10 empty] | No | No
MC204 | Sports Centre |  |  |  | MC204-B02/L2 | Loop 2 | EN.EN3 Energy Sensor | [6 empty] | L2 | 0 | [10 empty] | No | No
MC204 | Sports Centre |  |  |  | MC204-B02/L3 | Loop 3 | EN.EN3 Energy Sensor | [6 empty] | L3 | 0 | [10 empty] | No | No
MC204 | Sports Centre |  |  |  | MC204-B02/L4 | Loop 4 | EN.EN3 Energy Sensor | [6 empty] | L4 | 0 | [10 empty] | No | No
MC204 | Sports Centre |  |  |  | MC204-B02/L5 | Loop 5 | EN.EN3 Energy Sensor | [6 empty] | L5 | 0 | [10 empty] | No | No
MC204 | Sports Centre |  |  |  | MC204-B02/L6 |  | EN.EN3 Energy Sensor | [6 empty] | L6 | 0 | [10 empty] | No | No
MC204 | Sports Centre |  |  |  | MC204-B02/L7 |  | EN.EN3 Energy Sensor | [6 empty] | L7 | 0 | [10 empty] | No | No
MC204 | Sports Centre |  |  |  | MC204-B02/L8 |  | EN.EN3 Energy Sensor | [6 empty] | L8 | 0 | [10 empty] | No | No
MC204 | Sports Centre |  |  |  | MC204-B02/L9 |  | EN.EN3 Energy Sensor | [6 empty] | L9 | 0 | [10 empty] | No | No
MC204 | Sports Centre |  |  |  | MC204-B02/P1 | AHU3 Frost Temp | EN.EN3 Energy Sensor | [6 empty] | P1 | 0 | [7 empty] | Degrees Celsius |  |  | No | No
MC204 | Sports Centre |  |  |  | MC204-B02/P10 | Wind Speed | EN.EN3 Energy Sensor | [6 empty] | P10 | 0 | [10 empty] | No | No
MC204 | Sports Centre |  |  |  | MC204-B02/P11 | Wind Speed | EN.EN3 Energy Sensor | [6 empty] | P11 | 0 | [10 empty] | No | No
MC204 | Sports Centre |  |  |  | MC204-B02/P12 | Squash Sply Temp | EN.EN3 Energy Sensor | [6 empty] | P12 | 0 | [7 empty] | Degrees Celsius |  |  | No | No
MC204 | Sports Centre |  |  |  | MC204-B02/P13 | Squash Extr Temp | EN.EN3 Energy Sensor | [6 empty] | P13 | 0 | [7 empty] | Degrees Celsius |  |  | No | No
MC204 | Sports Centre |  |  |  | MC204-B02/P14 | Sensor 10 | EN.EN3 Energy Sensor | [6 empty] | P14 | 0 | [10 empty] | No | No
MC204 | Sports Centre |  |  |  | MC204-B02/P15 | Wind Speed | EN.EN3 Energy Sensor | [6 empty] | P15 | 0 | [10 empty] | No | No
MC204 | Sports Centre |  |  |  | MC204-B02/P16 | Wind speed MPH | EN.EN3 Energy Sensor | [6 empty] | P16 | 0 | [10 empty] | No | No
MC204 | Sports Centre |  |  |  | MC204-B02/P2 | AHU3 Supply Temp | EN.EN3 Energy Sensor | [6 empty] | P2 | 0 | [7 empty] | Degrees Celsius |  |  | No | No
MC204 | Sports Centre |  |  |  | MC204-B02/P22 | 24H Mean OAT Today | EN.EN3 Energy Sensor | [6 empty] | P22 | 0 | [10 empty] | No | No
MC204 | Sports Centre |  |  |  | MC204-B02/P24 | Max Wndw Pos | EN.EN3 Energy Sensor | [6 empty] | P24 | 0 | [10 empty] | No | No
MC204 | Sports Centre |  |  |  | MC204-B02/P25 | Wind Speed Pulse | EN.EN3 Energy Sensor | [6 empty] | P25 | 0 | [10 empty] | No | No
MC204 | Sports Centre |  |  |  | MC204-B02/P3 | AHU3 Extract Temp | EN.EN3 Energy Sensor | [6 empty] | P3 | 0 | [7 empty] | Degrees Celsius |  |  | No | No
MC204 | Sports Centre |  |  |  | MC204-B02/P4 | Outside air temperature | EN.EN3 Energy Sensor | [6 empty] | P4 | 0 | [7 empty] | Degrees Celsius |  |  | No | No
MC204 | Sports Centre |  |  |  | MC204-B02/P5 | Outside Air Humidity | EN.EN3 Energy Sensor | [6 empty] | P5 | 0 | [10 empty] | No | No
MC204 | Sports Centre |  |  |  | MC204-B02/P6 | Manager Sply Temp | EN.EN3 Energy Sensor | [6 empty] | P6 | 0 | [7 empty] | Degrees Celsius |  |  | No | No
MC204 | Sports Centre |  |  |  | MC204-B02/P7 | Manager Extr Temp | EN.EN3 Energy Sensor | [6 empty] | P7 | 0 | [7 empty] | Degrees Celsius |  |  | No | No
MC204 | Sports Centre |  |  |  | MC204-B02/P8 | Physio Sply Temp | EN.EN3 Energy Sensor | [6 empty] | P8 | 0 | [7 empty] | Degrees Celsius |  |  | No | No
MC204 | Sports Centre |  |  |  | MC204-B02/P9 | Physio Extr Temp | EN.EN3 Energy Sensor | [6 empty] | P9 | 0 | [7 empty] | Degrees Celsius |  |  | No | No
MC204 | Sports Centre |  |  |  | MC204-B02/Q1 | Sequence Table 1 | EN.EN3 Energy Sensor | [6 empty] | Q1 | 0 | [10 empty] | No | No
MC204 | Sports Centre |  |  |  | MC204-B02/S1 | AHU3 Frost Temp | EN.EN3 Energy Sensor | [6 empty] | S1 | 0 | [7 empty] | Degrees Celsius |  |  | No | No
MC204 | Sports Centre |  |  |  | MC204-B02/S10 | Wind Direction 2 | EN.EN3 Energy Sensor | [6 empty] | S10 | 0 | [10 empty] | No | No
MC204 | Sports Centre |  |  |  | MC204-B02/S11 | Wind direction test | EN.EN3 Energy Sensor | [6 empty] | S11 | 0 | [10 empty] | No | No
MC204 | Sports Centre |  |  |  | MC204-B02/S12 | Squash Sply Temp | EN.EN3 Energy Sensor | [6 empty] | S12 | 0 | [7 empty] | Degrees Celsius |  |  | No | No
MC204 | Sports Centre |  |  |  | MC204-B02/S13 | Squash Extr Temp | EN.EN3 Energy Sensor | [6 empty] | S13 | 0 | [7 empty] | Degrees Celsius |  |  | No | No
MC204 | Sports Centre |  |  |  | MC204-B02/S14 | Wind speed MPH | EN.EN3 Energy Sensor | [6 empty] | S14 | 0 | [10 empty] | No | No
MC204 | Sports Centre |  |  |  | MC204-B02/S17 | Wind Direction | EN.EN3 Energy Sensor | [6 empty] | S17 | 0 | [10 empty] | No | No
MC204 | Sports Centre |  |  |  | MC204-B02/S18 | Wind Speed | EN.EN3 Energy Sensor | [6 empty] | S18 | 0 | [10 empty] | No | No
MC204 | Sports Centre |  |  |  | MC204-B02/S2 | AHU3 Supply Temp | EN.EN3 Energy Sensor | [6 empty] | S2 | 0 | [7 empty] | Degrees Celsius |  |  | No | No
MC204 | Sports Centre |  |  |  | MC204-B02/S21 | Wind Speed | EN.EN3 Energy Sensor | [6 empty] | S21 | 0 | [10 empty] | No | No
MC204 | Sports Centre |  |  |  | MC204-B02/S22 | 24H Mean OAT Today | EN.EN3 Energy Sensor | [6 empty] | S22 | 0 | [10 empty] | No | No
MC204 | Sports Centre |  |  |  | MC204-B02/S23 | 24H Mean OAT Yest | EN.EN3 Energy Sensor | [6 empty] | S23 | 0 | [10 empty] | No | No
MC204 | Sports Centre |  |  |  | MC204-B02/S24 | Max Wndw Pos | EN.EN3 Energy Sensor | [6 empty] | S24 | 0 | [10 empty] | No | No
MC204 | Sports Centre |  |  |  | MC204-B02/S3 | AHU3 Extract Temp | EN.EN3 Energy Sensor | [6 empty] | S3 | 0 | [7 empty] | Degrees Celsius |  |  | No | No
MC204 | Sports Centre |  |  |  | MC204-B02/S4 | Outside air temperature | EN.EN3 Energy Sensor | [6 empty] | S4 | 0 | [7 empty] | Degrees Celsius |  |  | No | No
MC204 | Sports Centre |  |  |  | MC204-B02/S5 | Outside Air Humidity | EN.EN3 Energy Sensor | [6 empty] | S5 | 0 | [10 empty] | No | No
MC204 | Sports Centre |  |  |  | MC204-B02/S6 | Manager Sply Temp | EN.EN3 Energy Sensor | [6 empty] | S6 | 0 | [7 empty] | Degrees Celsius |  |  | No | No
MC204 | Sports Centre |  |  |  | MC204-B02/S7 | Manager Extr Temp | EN.EN3 Energy Sensor | [6 empty] | S7 | 0 | [7 empty] | Degrees Celsius |  |  | No | No
MC204 | Sports Centre |  |  |  | MC204-B02/S8 | Physio Sply Temp | EN.EN3 Energy Sensor | [6 empty] | S8 | 0 | [7 empty] | Degrees Celsius |  |  | No | No
MC204 | Sports Centre |  |  |  | MC204-B02/S9 | Physio Extr Temp | EN.EN3 Energy Sensor | [6 empty] | S9 | 0 | [7 empty] | Degrees Celsius |  |  | No | No
MC204 | Sports Centre |  |  |  | MC204-B02/V1 |  | EN.EN3 Energy Sensor | [6 empty] | V1 | 0 | [10 empty] | No | No
MC204 | Sports Centre |  |  |  | MC204-B02/W1 | AHU3 Fault Reset | EN.EN3 Energy Sensor | [6 empty] | W1 | 0 | [10 empty] | No | No
MC204 | Sports Centre |  |  |  | MC204-B02/W2 | AHU3 DET | EN.EN3 Energy Sensor | [6 empty] | W2 | 0 | [10 empty] | No | No
MC204 | Sports Centre |  |  |  | MC204-B02/W3 | AHU3 DX Clg Duty | EN.EN3 Energy Sensor | [6 empty] | W3 | 0 | [10 empty] | No | No
MC204 | Sports Centre |  |  |  | MC204-B02/W4 | Sports Store Smoke Extr En | EN.EN3 Energy Sensor | [6 empty] | W4 | 0 | [10 empty] | No | No
MC204 | Sports Centre |  |  |  | MC204-B02/W5 | Switch 5 | EN.EN3 Energy Sensor | [6 empty] | W5 | 0 | [10 empty] | No | No
MC204 | Sports Centre |  |  |  | MC204-B02/Y1 | Trend T -20+50 | EN.EN3 Energy Sensor | [6 empty] | Y1 | 0 | [10 empty] | No | No
MC204 | Sports Centre |  |  |  | MC204-B02/Y2 | Electro wind directi | EN.EN3 Energy Sensor | [6 empty] | Y2 | 0 | [10 empty] | No | No
MC204 | Sports Centre |  |  |  | MC204-B02/Y3 | Humidity I | EN.EN3 Energy Sensor | [6 empty] | Y3 | 0 | [10 empty] | No | No
MC204 | Sports Centre |  |  |  | MC204-B02/Y4 | Electro Wind | EN.EN3 Energy Sensor | [6 empty] | Y4 | 0 | [10 empty] | No | No
MC204 | Sports Centre |  |  |  | MC204-B02/Y5 | Humidity I | EN.EN3 Energy Sensor | [6 empty] | Y5 | 0 | [10 empty] | No | No
MC204 | Sports Centre |  |  |  | MC204-B02/Z1 | AHU3-Activities | EN.EN3 Energy Sensor | [6 empty] | Z1 | 0 | [10 empty] | No | No
MC204 | Sports Centre |  |  |  | MC204-B02/A1 | o11 n2 | EN.EN3 Energy Sensor | [6 empty] | A1 | 0 | [10 empty] | No | No
MC204 | Sports Centre |  |  |  | MC204-B02/A2 | Managers Space Temp From OS 12 | EN.EN3 Energy Sensor | [6 empty] | A2 | 0 | [7 empty] | Degrees Celsius |  |  | No | No
MC204 | Sports Centre |  |  |  | MC204-B02/C1 | Virtual CNC 1 | EN.EN3 Energy Sensor | [6 empty] | C1 | 0 | [10 empty] | No | No
MC204 | Sports Centre |  |  |  | MC204-B02/D1 | AHU3 Sply Fan En | EN.EN3 Energy Sensor | [6 empty] | D1 | 0 | [10 empty] | No | No
MC204 | Sports Centre |  |  |  | MC204-B02/D10 | AHU3 DX Clg Stg2 En | EN.EN3 Energy Sensor | [6 empty] | D10 | 0 | [10 empty] | No | No
MC204 | Sports Centre |  |  |  | MC204-B02/D11 | AHU3 DX Clg Stg2 Dmd | EN.EN3 Energy Sensor | [6 empty] | D11 | 0 | [10 empty] | No | No
MC204 | Sports Centre |  |  |  | MC204-B02/D13 | Manager ReHt Valve | EN.EN3 Energy Sensor | [6 empty] | D13 | 0 | [10 empty] | No | No
MC204 | Sports Centre |  |  |  | MC204-B02/D14 | Physio ReHt Valve | EN.EN3 Energy Sensor | [6 empty] | D14 | 0 | [10 empty] | No | No
MC204 | Sports Centre |  |  |  | MC204-B02/D16 | Squash ReHt Valve | EN.EN3 Energy Sensor | [6 empty] | D16 | 0 | [10 empty] | No | No
MC204 | Sports Centre |  |  |  | MC204-B02/D17 | Sports Store Smoke Ext Test | EN.EN3 Energy Sensor | [6 empty] | D17 | 0 | [10 empty] | No | No
MC204 | Sports Centre |  |  |  | MC204-B02/D2 | AHU3 Sply Fan Dmd | EN.EN3 Energy Sensor | [6 empty] | D2 | 0 | [10 empty] | No | No
MC204 | Sports Centre |  |  |  | MC204-B02/D3 | AHU3 Extr Fan En | EN.EN3 Energy Sensor | [6 empty] | D3 | 0 | [10 empty] | No | No
MC204 | Sports Centre |  |  |  | MC204-B02/D4 | AHU3 Extr Fan Dmd | EN.EN3 Energy Sensor | [6 empty] | D4 | 0 | [10 empty] | No | No
MC204 | Sports Centre |  |  |  | MC204-B02/D5 | AHU3 Frost Valve | EN.EN3 Energy Sensor | [6 empty] | D5 | 0 | [10 empty] | No | No
MC204 | Sports Centre |  |  |  | MC204-B02/D6 | AHU3 Recoup Dmpr | EN.EN3 Energy Sensor | [6 empty] | D6 | 0 | [10 empty] | No | No
MC204 | Sports Centre |  |  |  | MC204-B02/D7 | AHU3 Heating Valve | EN.EN3 Energy Sensor | [6 empty] | D7 | 0 | [10 empty] | No | No
MC204 | Sports Centre |  |  |  | MC204-B02/D8 | AHU3 DX Clg Stg1 En | EN.EN3 Energy Sensor | [6 empty] | D8 | 0 | [10 empty] | No | No
MC204 | Sports Centre |  |  |  | MC204-B02/D9 | AHU3 DX Clg Stg1 Dmd | EN.EN3 Energy Sensor | [6 empty] | D9 | 0 | [10 empty] | No | No
MC204 | Sports Centre |  |  |  | MC204-B02/e1 | Supervisor | EN.EN3 Energy Sensor | [6 empty] | e1 | 0 | [10 empty] | No | No
MC204 | Sports Centre |  |  |  | MC204-B02/e2 | IQ View | EN.EN3 Energy Sensor | [6 empty] | e2 | 0 | [10 empty] | No | No
MC204 | Sports Centre |  |  |  | MC204-B02/F1 | Function 1 | EN.EN3 Energy Sensor | [6 empty] | F1 | 0 | [10 empty] | No | No
MC204 | Sports Centre |  |  |  | MC204-B02/F10 | Function 10 | EN.EN3 Energy Sensor | [6 empty] | F10 | 0 | [10 empty] | No | No
MC204 | Sports Centre |  |  |  | MC204-B02/F11 | o11 n2 | EN.EN3 Energy Sensor | [6 empty] | F11 | 0 | [10 empty] | No | No
MC204 | Sports Centre |  |  |  | MC204-B02/F12 | Function 12 | EN.EN3 Energy Sensor | [6 empty] | F12 | 0 | [10 empty] | No | No
MC204 | Sports Centre |  |  |  | MC204-B02/F13 | Function 13 | EN.EN3 Energy Sensor | [6 empty] | F13 | 0 | [10 empty] | No | No
MC204 | Sports Centre |  |  |  | MC204-B02/F14 | Function 14 | EN.EN3 Energy Sensor | [6 empty] | F14 | 0 | [10 empty] | No | No
MC204 | Sports Centre |  |  |  | MC204-B02/F15 | Function 15 | EN.EN3 Energy Sensor | [6 empty] | F15 | 0 | [10 empty] | No | No
MC204 | Sports Centre |  |  |  | MC204-B02/F16 | Function 16 | EN.EN3 Energy Sensor | [6 empty] | F16 | 0 | [10 empty] | No | No
MC204 | Sports Centre |  |  |  | MC204-B02/F17 | AHU3 HtgClg Dmd | EN.EN3 Energy Sensor | [6 empty] | F17 | 0 | [10 empty] | No | No
MC204 | Sports Centre |  |  |  | MC204-B02/F18 | Function 18 | EN.EN3 Energy Sensor | [6 empty] | F18 | 0 | [10 empty] | No | No
MC204 | Sports Centre |  |  |  | MC204-B02/F19 | Function 19 | EN.EN3 Energy Sensor | [6 empty] | F19 | 0 | [10 empty] | No | No
MC204 | Sports Centre |  |  |  | MC204-B02/F2 | AHU3 Winter | EN.EN3 Energy Sensor | [6 empty] | F2 | 0 | [10 empty] | No | No
MC204 | Sports Centre |  |  |  | MC204-B02/F20 | Function 20 | EN.EN3 Energy Sensor | [6 empty] | F20 | 0 | [10 empty] | No | No
MC204 | Sports Centre |  |  |  | MC204-B02/F21 | Function 21 | EN.EN3 Energy Sensor | [6 empty] | F21 | 0 | [10 empty] | No | No
MC204 | Sports Centre |  |  |  | MC204-B02/F22 | AHU3 Htg | EN.EN3 Energy Sensor | [6 empty] | F22 | 0 | [10 empty] | No | No
MC204 | Sports Centre |  |  |  | MC204-B02/F23 | Function 23 | EN.EN3 Energy Sensor | [6 empty] | F23 | 0 | [10 empty] | No | No
MC204 | Sports Centre |  |  |  | MC204-B02/F24 | AHU3 Ht Reclaim | EN.EN3 Energy Sensor | [6 empty] | F24 | 0 | [10 empty] | No | No
MC204 | Sports Centre |  |  |  | MC204-B02/F25 | Function 25 | EN.EN3 Energy Sensor | [6 empty] | F25 | 0 | [10 empty] | No | No
MC204 | Sports Centre |  |  |  | MC204-B02/F26 | AHU3 Htg Dmd | EN.EN3 Energy Sensor | [6 empty] | F26 | 0 | [10 empty] | No | No
MC204 | Sports Centre |  |  |  | MC204-B02/F27 | AHU3 Clg | EN.EN3 Energy Sensor | [6 empty] | F27 | 0 | [10 empty] | No | No
MC204 | Sports Centre |  |  |  | MC204-B02/F28 | Function 28 | EN.EN3 Energy Sensor | [6 empty] | F28 | 0 | [10 empty] | No | No
MC204 | Sports Centre |  |  |  | MC204-B02/F29 | Function 29 | EN.EN3 Energy Sensor | [6 empty] | F29 | 0 | [10 empty] | No | No
MC204 | Sports Centre |  |  |  | MC204-B02/F3 | AHU3 NOT Summer | EN.EN3 Energy Sensor | [6 empty] | F3 | 0 | [10 empty] | No | No
MC204 | Sports Centre |  |  |  | MC204-B02/F30 | AHU3 Ht Reject | EN.EN3 Energy Sensor | [6 empty] | F30 | 0 | [10 empty] | No | No
MC204 | Sports Centre |  |  |  | MC204-B02/F31 | AHU3 Clg Dmd | EN.EN3 Energy Sensor | [6 empty] | F31 | 0 | [10 empty] | No | No
MC204 | Sports Centre |  |  |  | MC204-B02/F32 | Function 32 | EN.EN3 Energy Sensor | [6 empty] | F32 | 0 | [10 empty] | No | No
MC204 | Sports Centre |  |  |  | MC204-B02/F33 | Function 33 | EN.EN3 Energy Sensor | [6 empty] | F33 | 0 | [10 empty] | No | No
MC204 | Sports Centre |  |  |  | MC204-B02/F34 | Function 34 | EN.EN3 Energy Sensor | [6 empty] | F34 | 0 | [10 empty] | No | No
MC204 | Sports Centre |  |  |  | MC204-B02/F35 | Function 35 | EN.EN3 Energy Sensor | [6 empty] | F35 | 0 | [10 empty] | No | No
MC204 | Sports Centre |  |  |  | MC204-B02/F36 | AHU3 DX Clg 1st | EN.EN3 Energy Sensor | [6 empty] | F36 | 0 | [10 empty] | No | No
MC204 | Sports Centre |  |  |  | MC204-B02/F37 | AHU3 DX Clg 2nd | EN.EN3 Energy Sensor | [6 empty] | F37 | 0 | [10 empty] | No | No
MC204 | Sports Centre |  |  |  | MC204-B02/F38 | AHU3 DX Clg Stg1 | EN.EN3 Energy Sensor | [6 empty] | F38 | 0 | [10 empty] | No | No
MC204 | Sports Centre |  |  |  | MC204-B02/F39 | AHU3 DX Clg Stg2 | EN.EN3 Energy Sensor | [6 empty] | F39 | 0 | [10 empty] | No | No
MC204 | Sports Centre |  |  |  | MC204-B02/F4 | Function 4 | EN.EN3 Energy Sensor | [6 empty] | F4 | 0 | [10 empty] | No | No
MC204 | Sports Centre |  |  |  | MC204-B02/F40 | AHU3 DX Clg Stg1 | EN.EN3 Energy Sensor | [6 empty] | F40 | 0 | [10 empty] | No | No
MC204 | Sports Centre |  |  |  | MC204-B02/F41 | AHU3 DX Clg Stg2 | EN.EN3 Energy Sensor | [6 empty] | F41 | 0 | [10 empty] | No | No
MC204 | Sports Centre |  |  |  | MC204-B02/F42 | Function 42 | EN.EN3 Energy Sensor | [6 empty] | F42 | 0 | [10 empty] | No | No
MC204 | Sports Centre |  |  |  | MC204-B02/F43 | Function 43 | EN.EN3 Energy Sensor | [6 empty] | F43 | 0 | [10 empty] | No | No
MC204 | Sports Centre |  |  |  | MC204-B02/F44 | Function 44 | EN.EN3 Energy Sensor | [6 empty] | F44 | 0 | [10 empty] | No | No
MC204 | Sports Centre |  |  |  | MC204-B02/F45 | Manager Htg Dmd | EN.EN3 Energy Sensor | [6 empty] | F45 | 0 | [10 empty] | No | No
MC204 | Sports Centre |  |  |  | MC204-B02/F46 | Function 46 | EN.EN3 Energy Sensor | [6 empty] | F46 | 0 | [10 empty] | No | No
MC204 | Sports Centre |  |  |  | MC204-B02/F47 | Function 47 | EN.EN3 Energy Sensor | [6 empty] | F47 | 0 | [10 empty] | No | No
MC204 | Sports Centre |  |  |  | MC204-B02/F48 | Physio Htg Dmd | EN.EN3 Energy Sensor | [6 empty] | F48 | 0 | [10 empty] | No | No
MC204 | Sports Centre |  |  |  | MC204-B02/F49 | Function 49 | EN.EN3 Energy Sensor | [6 empty] | F49 | 0 | [10 empty] | No | No
MC204 | Sports Centre |  |  |  | MC204-B02/F5 | Function 5 | EN.EN3 Energy Sensor | [6 empty] | F5 | 0 | [10 empty] | No | No
MC204 | Sports Centre |  |  |  | MC204-B02/F50 | Function 50 | EN.EN3 Energy Sensor | [6 empty] | F50 | 0 | [10 empty] | No | No
MC204 | Sports Centre |  |  |  | MC204-B02/F51 | Squash Htg Dmd | EN.EN3 Energy Sensor | [6 empty] | F51 | 0 | [10 empty] | No | No
MC204 | Sports Centre |  |  |  | MC204-B02/F52 | Function 52 | EN.EN3 Energy Sensor | [6 empty] | F52 | 0 | [10 empty] | No | No
MC204 | Sports Centre |  |  |  | MC204-B02/F53 | Function 53 | EN.EN3 Energy Sensor | [6 empty] | F53 | 0 | [10 empty] | No | No
MC204 | Sports Centre |  |  |  | MC204-B02/F54 | Wind Speed-Filtered | EN.EN3 Energy Sensor | [6 empty] | F54 | 0 | [10 empty] | No | No
MC204 | Sports Centre |  |  |  | MC204-B02/F55 | Function 55 | EN.EN3 Energy Sensor | [6 empty] | F55 | 0 | [10 empty] | No | No
MC204 | Sports Centre |  |  |  | MC204-B02/F56 | Fault o13 | EN.EN3 Energy Sensor | [6 empty] | F56 | 0 | [10 empty] | No | No
MC204 | Sports Centre |  |  |  | MC204-B02/F57 | Function 57 | EN.EN3 Energy Sensor | [6 empty] | F57 | 0 | [10 empty] | No | No
MC204 | Sports Centre |  |  |  | MC204-B02/F58 | Function 58 | EN.EN3 Energy Sensor | [6 empty] | F58 | 0 | [10 empty] | No | No
MC204 | Sports Centre |  |  |  | MC204-B02/F59 | Function 59 | EN.EN3 Energy Sensor | [6 empty] | F59 | 0 | [10 empty] | No | No
MC204 | Sports Centre |  |  |  | MC204-B02/F6 | Function 6 | EN.EN3 Energy Sensor | [6 empty] | F6 | 0 | [10 empty] | No | No
MC204 | Sports Centre |  |  |  | MC204-B02/F60 | Function 60 | EN.EN3 Energy Sensor | [6 empty] | F60 | 0 | [10 empty] | No | No
MC204 | Sports Centre |  |  |  | MC204-B02/F61 | Function 61 | EN.EN3 Energy Sensor | [6 empty] | F61 | 0 | [10 empty] | No | No
MC204 | Sports Centre |  |  |  | MC204-B02/F62 | Function 62 | EN.EN3 Energy Sensor | [6 empty] | F62 | 0 | [10 empty] | No | No
MC204 | Sports Centre |  |  |  | MC204-B02/F63 | Function 63 | EN.EN3 Energy Sensor | [6 empty] | F63 | 0 | [10 empty] | No | No
MC204 | Sports Centre |  |  |  | MC204-B02/F64 | Function 64 | EN.EN3 Energy Sensor | [6 empty] | F64 | 0 | [10 empty] | No | No
MC204 | Sports Centre |  |  |  | MC204-B02/F65 | Function 65 | EN.EN3 Energy Sensor | [6 empty] | F65 | 0 | [10 empty] | No | No
MC204 | Sports Centre |  |  |  | MC204-B02/F66 | Function 66 | EN.EN3 Energy Sensor | [6 empty] | F66 | 0 | [10 empty] | No | No
MC204 | Sports Centre |  |  |  | MC204-B02/F67 | Function 67 | EN.EN3 Energy Sensor | [6 empty] | F67 | 0 | [10 empty] | No | No
MC204 | Sports Centre |  |  |  | MC204-B02/F68 | Max Wndw Pos | EN.EN3 Energy Sensor | [6 empty] | F68 | 0 | [10 empty] | No | No
MC204 | Sports Centre |  |  |  | MC204-B02/F69 | Function 69 | EN.EN3 Energy Sensor | [6 empty] | F69 | 0 | [10 empty] | No | No
MC204 | Sports Centre |  |  |  | MC204-B02/F7 | Function 7 | EN.EN3 Energy Sensor | [6 empty] | F7 | 0 | [10 empty] | No | No
MC204 | Sports Centre |  |  |  | MC204-B02/F70 | Function 70 | EN.EN3 Energy Sensor | [6 empty] | F70 | 0 | [10 empty] | No | No
MC204 | Sports Centre |  |  |  | MC204-B02/F71 | Function 71 | EN.EN3 Energy Sensor | [6 empty] | F71 | 0 | [10 empty] | No | No
MC204 | Sports Centre |  |  |  | MC204-B02/F72 | Function 72 | EN.EN3 Energy Sensor | [6 empty] | F72 | 0 | [10 empty] | No | No
MC204 | Sports Centre |  |  |  | MC204-B02/F73 | Function 73 | EN.EN3 Energy Sensor | [6 empty] | F73 | 0 | [10 empty] | No | No
MC204 | Sports Centre |  |  |  | MC204-B02/F8 | Function 8 | EN.EN3 Energy Sensor | [6 empty] | F8 | 0 | [10 empty] | No | No
MC204 | Sports Centre |  |  |  | MC204-B02/F9 | Function 9 | EN.EN3 Energy Sensor | [6 empty] | F9 | 0 | [10 empty] | No | No
MC204 | Sports Centre |  |  |  | MC204-B02/G1 | Reset | EN.EN3 Energy Sensor | [6 empty] | G1 | 0 | [10 empty] | No | No
MC204 | Sports Centre |  |  |  | MC204-B02/G10 | Logic 10 | EN.EN3 Energy Sensor | [6 empty] | G10 | 0 | [10 empty] | No | No
MC204 | Sports Centre |  |  |  | MC204-B02/G11 | Logic 11 | EN.EN3 Energy Sensor | [6 empty] | G11 | 0 | [10 empty] | No | No
MC204 | Sports Centre |  |  |  | MC204-B02/G12 | Logic 12 | EN.EN3 Energy Sensor | [6 empty] | G12 | 0 | [10 empty] | No | No
MC204 | Sports Centre |  |  |  | MC204-B02/G13 | Logic 13 | EN.EN3 Energy Sensor | [6 empty] | G13 | 0 | [10 empty] | No | No
MC204 | Sports Centre |  |  |  | MC204-B02/G14 | AHU3 CT Dmd | EN.EN3 Energy Sensor | [6 empty] | G14 | 0 | [10 empty] | No | No
MC204 | Sports Centre |  |  |  | MC204-B02/G15 | Logic 15 | EN.EN3 Energy Sensor | [6 empty] | G15 | 0 | [10 empty] | No | No
MC204 | Sports Centre |  |  |  | MC204-B02/G16 | AHU3 Cold Start | EN.EN3 Energy Sensor | [6 empty] | G16 | 0 | [10 empty] | No | No
MC204 | Sports Centre |  |  |  | MC204-B02/G17 | AHU3 Cold Start Vlvs | EN.EN3 Energy Sensor | [6 empty] | G17 | 0 | [10 empty] | No | No
MC204 | Sports Centre |  |  |  | MC204-B02/G18 | AHU3 Sply Dmpr | EN.EN3 Energy Sensor | [6 empty] | G18 | 0 | [10 empty] | No | No
MC204 | Sports Centre |  |  |  | MC204-B02/G19 | Logic 19 | EN.EN3 Energy Sensor | [6 empty] | G19 | 0 | [10 empty] | No | No
MC204 | Sports Centre |  |  |  | MC204-B02/G2 | Logic 2 | EN.EN3 Energy Sensor | [6 empty] | G2 | 0 | [10 empty] | No | No
MC204 | Sports Centre |  |  |  | MC204-B02/G20 | Logic 20 | EN.EN3 Energy Sensor | [6 empty] | G20 | 0 | [10 empty] | No | No
MC204 | Sports Centre |  |  |  | MC204-B02/G21 | Logic 21 | EN.EN3 Energy Sensor | [6 empty] | G21 | 0 | [10 empty] | No | No
MC204 | Sports Centre |  |  |  | MC204-B02/G22 | Logic 22 | EN.EN3 Energy Sensor | [6 empty] | G22 | 0 | [10 empty] | No | No
MC204 | Sports Centre |  |  |  | MC204-B02/G23 | Logic 23 | EN.EN3 Energy Sensor | [6 empty] | G23 | 0 | [10 empty] | No | No
MC204 | Sports Centre |  |  |  | MC204-B02/G24 | AHU3 Sply Fan Fail | EN.EN3 Energy Sensor | [6 empty] | G24 | 0 | [10 empty] | No | No
MC204 | Sports Centre |  |  |  | MC204-B02/G25 | AHU3 Extr Dmpr | EN.EN3 Energy Sensor | [6 empty] | G25 | 0 | [10 empty] | No | No
MC204 | Sports Centre |  |  |  | MC204-B02/G26 | Logic 26 | EN.EN3 Energy Sensor | [6 empty] | G26 | 0 | [10 empty] | No | No
MC204 | Sports Centre |  |  |  | MC204-B02/G27 | Logic 27 | EN.EN3 Energy Sensor | [6 empty] | G27 | 0 | [10 empty] | No | No
MC204 | Sports Centre |  |  |  | MC204-B02/G28 | Logic 28 | EN.EN3 Energy Sensor | [6 empty] | G28 | 0 | [10 empty] | No | No
MC204 | Sports Centre |  |  |  | MC204-B02/G29 | Logic 29 | EN.EN3 Energy Sensor | [6 empty] | G29 | 0 | [10 empty] | No | No
MC204 | Sports Centre |  |  |  | MC204-B02/G3 | Logic 3 | EN.EN3 Energy Sensor | [6 empty] | G3 | 0 | [10 empty] | No | No
MC204 | Sports Centre |  |  |  | MC204-B02/G30 | Logic 30 | EN.EN3 Energy Sensor | [6 empty] | G30 | 0 | [10 empty] | No | No
MC204 | Sports Centre |  |  |  | MC204-B02/G31 | AHU3 Extr Fan Fail | EN.EN3 Energy Sensor | [6 empty] | G31 | 0 | [10 empty] | No | No
MC204 | Sports Centre |  |  |  | MC204-B02/G32 | AHU Fire OK | EN.EN3 Energy Sensor | [6 empty] | G32 | 0 | [10 empty] | No | No
MC204 | Sports Centre |  |  |  | MC204-B02/G33 | AHU3 Reqd | EN.EN3 Energy Sensor | [6 empty] | G33 | 0 | [10 empty] | No | No
MC204 | Sports Centre |  |  |  | MC204-B02/G34 | Logic 34 | EN.EN3 Energy Sensor | [6 empty] | G34 | 0 | [10 empty] | No | No
MC204 | Sports Centre |  |  |  | MC204-B02/G35 | Logic 35 | EN.EN3 Energy Sensor | [6 empty] | G35 | 0 | [10 empty] | No | No
MC204 | Sports Centre |  |  |  | MC204-B02/G36 | Logic 36 | EN.EN3 Energy Sensor | [6 empty] | G36 | 0 | [10 empty] | No | No
MC204 | Sports Centre |  |  |  | MC204-B02/G37 | Logic 37 | EN.EN3 Energy Sensor | [6 empty] | G37 | 0 | [10 empty] | No | No
MC204 | Sports Centre |  |  |  | MC204-B02/G38 | Logic 38 | EN.EN3 Energy Sensor | [6 empty] | G38 | 0 | [10 empty] | No | No
MC204 | Sports Centre |  |  |  | MC204-B02/G39 | Logic 39 | EN.EN3 Energy Sensor | [6 empty] | G39 | 0 | [10 empty] | No | No
MC204 | Sports Centre |  |  |  | MC204-B02/G4 | Logic 4 | EN.EN3 Energy Sensor | [6 empty] | G4 | 0 | [10 empty] | No | No
MC204 | Sports Centre |  |  |  | MC204-B02/G40 | AHU3 Ctrl | EN.EN3 Energy Sensor | [6 empty] | G40 | 0 | [10 empty] | No | No
MC204 | Sports Centre |  |  |  | MC204-B02/G41 | Logic 41 | EN.EN3 Energy Sensor | [6 empty] | G41 | 0 | [10 empty] | No | No
MC204 | Sports Centre |  |  |  | MC204-B02/G42 | Ht Rclaim Avail | EN.EN3 Energy Sensor | [6 empty] | G42 | 0 | [10 empty] | No | No
MC204 | Sports Centre |  |  |  | MC204-B02/G43 | Ht Reject Avail | EN.EN3 Energy Sensor | [6 empty] | G43 | 0 | [10 empty] | No | No
MC204 | Sports Centre |  |  |  | MC204-B02/G44 | Logic 44 | EN.EN3 Energy Sensor | [6 empty] | G44 | 0 | [10 empty] | No | No
MC204 | Sports Centre |  |  |  | MC204-B02/G45 | Logic 45 | EN.EN3 Energy Sensor | [6 empty] | G45 | 0 | [10 empty] | No | No
MC204 | Sports Centre |  |  |  | MC204-B02/G46 | AHU3 DX Clg Duty | EN.EN3 Energy Sensor | [6 empty] | G46 | 0 | [10 empty] | No | No
MC204 | Sports Centre |  |  |  | MC204-B02/G47 | AHU3 DX Clg Stg1 Lead | EN.EN3 Energy Sensor | [6 empty] | G47 | 0 | [10 empty] | No | No
MC204 | Sports Centre |  |  |  | MC204-B02/G48 | Logic 48 | EN.EN3 Energy Sensor | [6 empty] | G48 | 0 | [10 empty] | No | No
MC204 | Sports Centre |  |  |  | MC204-B02/G49 | Logic 49 | EN.EN3 Energy Sensor | [6 empty] | G49 | 0 | [10 empty] | No | No
MC204 | Sports Centre |  |  |  | MC204-B02/G5 | Logic 5 | EN.EN3 Energy Sensor | [6 empty] | G5 | 0 | [10 empty] | No | No
MC204 | Sports Centre |  |  |  | MC204-B02/G50 | Logic 50 | EN.EN3 Energy Sensor | [6 empty] | G50 | 0 | [10 empty] | No | No
MC204 | Sports Centre |  |  |  | MC204-B02/G51 | Logic 51 | EN.EN3 Energy Sensor | [6 empty] | G51 | 0 | [10 empty] | No | No
MC204 | Sports Centre |  |  |  | MC204-B02/G52 | AHU3 DX Clg Stg1 En | EN.EN3 Energy Sensor | [6 empty] | G52 | 0 | [10 empty] | No | No
MC204 | Sports Centre |  |  |  | MC204-B02/G53 | Logic 53 | EN.EN3 Energy Sensor | [6 empty] | G53 | 0 | [10 empty] | No | No
MC204 | Sports Centre |  |  |  | MC204-B02/G54 | Logic 54 | EN.EN3 Energy Sensor | [6 empty] | G54 | 0 | [10 empty] | No | No
MC204 | Sports Centre |  |  |  | MC204-B02/G55 | Logic 55 | EN.EN3 Energy Sensor | [6 empty] | G55 | 0 | [10 empty] | No | No
MC204 | Sports Centre |  |  |  | MC204-B02/G56 | Logic 56 | EN.EN3 Energy Sensor | [6 empty] | G56 | 0 | [10 empty] | No | No
MC204 | Sports Centre |  |  |  | MC204-B02/G57 | AHU3 DX Clg Stg2 En | EN.EN3 Energy Sensor | [6 empty] | G57 | 0 | [10 empty] | No | No
MC204 | Sports Centre |  |  |  | MC204-B02/G58 | AHU3 ReHt Vlv OR | EN.EN3 Energy Sensor | [6 empty] | G58 | 0 | [10 empty] | No | No
MC204 | Sports Centre |  |  |  | MC204-B02/G59 | Logic 59 | EN.EN3 Energy Sensor | [6 empty] | G59 | 0 | [10 empty] | No | No
MC204 | Sports Centre |  |  |  | MC204-B02/G6 | Logic 6 | EN.EN3 Energy Sensor | [6 empty] | G6 | 0 | [10 empty] | No | No
MC204 | Sports Centre |  |  |  | MC204-B02/G60 | Logic 60 | EN.EN3 Energy Sensor | [6 empty] | G60 | 0 | [10 empty] | No | No
MC204 | Sports Centre |  |  |  | MC204-B02/G61 | o13 n1 | EN.EN3 Energy Sensor | [6 empty] | G61 | 0 | [10 empty] | No | No
MC204 | Sports Centre |  |  |  | MC204-B02/G62 | Logic 62 | EN.EN3 Energy Sensor | [6 empty] | G62 | 0 | [10 empty] | No | No
MC204 | Sports Centre |  |  |  | MC204-B02/G63 | Logic 63 | EN.EN3 Energy Sensor | [6 empty] | G63 | 0 | [10 empty] | No | No
MC204 | Sports Centre |  |  |  | MC204-B02/G64 | Logic 64 | EN.EN3 Energy Sensor | [6 empty] | G64 | 0 | [10 empty] | No | No
MC204 | Sports Centre |  |  |  | MC204-B02/G65 | Logic 65 | EN.EN3 Energy Sensor | [6 empty] | G65 | 0 | [10 empty] | No | No
MC204 | Sports Centre |  |  |  | MC204-B02/G66 | Logic 66 | EN.EN3 Energy Sensor | [6 empty] | G66 | 0 | [10 empty] | No | No
MC204 | Sports Centre |  |  |  | MC204-B02/G67 | Logic 67 | EN.EN3 Energy Sensor | [6 empty] | G67 | 0 | [10 empty] | No | No
MC204 | Sports Centre |  |  |  | MC204-B02/G68 | Logic 68 | EN.EN3 Energy Sensor | [6 empty] | G68 | 0 | [10 empty] | No | No
MC204 | Sports Centre |  |  |  | MC204-B02/G69 | Logic 69 | EN.EN3 Energy Sensor | [6 empty] | G69 | 0 | [10 empty] | No | No
MC204 | Sports Centre |  |  |  | MC204-B02/G7 | AHU3 Occ | EN.EN3 Energy Sensor | [6 empty] | G7 | 0 | [10 empty] | No | No
MC204 | Sports Centre |  |  |  | MC204-B03/C1 | Virtual CNC 1 | EN.EN3 Energy Sensor | [6 empty] | C1 | 0 | [10 empty] | No | No
MC204 | Sports Centre |  |  |  | MC204-B03/D1 | Pool Trickle Valve | EN.EN3 Energy Sensor | [6 empty] | D1 | 0 | [10 empty] | No | No
MC204 | Sports Centre |  |  |  | MC204-B03/D2 | Pool Boost Valve | EN.EN3 Energy Sensor | [6 empty] | D2 | 0 | [10 empty] | No | No
MC204 | Sports Centre |  |  |  | MC204-B03/e1 | Supervisor | EN.EN3 Energy Sensor | [6 empty] | e1 | 0 | [10 empty] | No | No
MC204 | Sports Centre |  |  |  | MC204-B03/F1 | Function 1 | EN.EN3 Energy Sensor | [6 empty] | F1 | 0 | [10 empty] | No | No
MC204 | Sports Centre |  |  |  | MC204-B03/F10 | Function 10 | EN.EN3 Energy Sensor | [6 empty] | F10 | 0 | [10 empty] | No | No
MC204 | Sports Centre |  |  |  | MC204-B03/F11 | Function 11 | EN.EN3 Energy Sensor | [6 empty] | F11 | 0 | [10 empty] | No | No
MC204 | Sports Centre |  |  |  | MC204-B03/F12 | Function 12 | EN.EN3 Energy Sensor | [6 empty] | F12 | 0 | [10 empty] | No | No
MC204 | Sports Centre |  |  |  | MC204-B03/F13 | Function 13 | EN.EN3 Energy Sensor | [6 empty] | F13 | 0 | [10 empty] | No | No
MC204 | Sports Centre |  |  |  | MC204-B03/F14 | Function 14 | EN.EN3 Energy Sensor | [6 empty] | F14 | 0 | [10 empty] | No | No
MC204 | Sports Centre |  |  |  | MC204-B03/F15 | Function 15 | EN.EN3 Energy Sensor | [6 empty] | F15 | 0 | [10 empty] | No | No
MC204 | Sports Centre |  |  |  | MC204-B03/F16 | Function 16 | EN.EN3 Energy Sensor | [6 empty] | F16 | 0 | [10 empty] | No | No
MC204 | Sports Centre |  |  |  | MC204-B03/F19 | Function 19 | EN.EN3 Energy Sensor | [6 empty] | F19 | 0 | [10 empty] | No | No
MC204 | Sports Centre |  |  |  | MC204-B03/F2 | Function 2 | EN.EN3 Energy Sensor | [6 empty] | F2 | 0 | [10 empty] | No | No
MC204 | Sports Centre |  |  |  | MC204-B03/F3 | Function 3 | EN.EN3 Energy Sensor | [6 empty] | F3 | 0 | [10 empty] | No | No
MC204 | Sports Centre |  |  |  | MC204-B03/F4 | Function 4 | EN.EN3 Energy Sensor | [6 empty] | F4 | 0 | [10 empty] | No | No
MC204 | Sports Centre |  |  |  | MC204-B03/F5 | Function 5 | EN.EN3 Energy Sensor | [6 empty] | F5 | 0 | [10 empty] | No | No
MC204 | Sports Centre |  |  |  | MC204-B03/F6 | Function 6 | EN.EN3 Energy Sensor | [6 empty] | F6 | 0 | [10 empty] | No | No
MC204 | Sports Centre |  |  |  | MC204-B03/F7 | Function 7 | EN.EN3 Energy Sensor | [6 empty] | F7 | 0 | [10 empty] | No | No
MC204 | Sports Centre |  |  |  | MC204-B03/F8 | Function 8 | EN.EN3 Energy Sensor | [6 empty] | F8 | 0 | [10 empty] | No | No
MC204 | Sports Centre |  |  |  | MC204-B03/F9 | Function 9 | EN.EN3 Energy Sensor | [6 empty] | F9 | 0 | [10 empty] | No | No
MC204 | Sports Centre |  |  |  | MC204-B03/G1 | Logic 1 | EN.EN3 Energy Sensor | [6 empty] | G1 | 0 | [10 empty] | No | No
MC204 | Sports Centre |  |  |  | MC204-B03/G2 | Logic 2 | EN.EN3 Energy Sensor | [6 empty] | G2 | 0 | [10 empty] | No | No
MC204 | Sports Centre |  |  |  | MC204-B03/G3 | Logic 3 | EN.EN3 Energy Sensor | [6 empty] | G3 | 0 | [10 empty] | No | No
MC204 | Sports Centre |  |  |  | MC204-B03/G4 | Logic 4 | EN.EN3 Energy Sensor | [6 empty] | G4 | 0 | [10 empty] | No | No
MC204 | Sports Centre |  |  |  | MC204-B03/G5 | Logic 5 | EN.EN3 Energy Sensor | [6 empty] | G5 | 0 | [10 empty] | No | No
MC204 | Sports Centre |  |  |  | MC204-B03/I1 | CWS Tank 1 Hi Level | EN.EN3 Energy Sensor | [6 empty] | I1 | 0 | [10 empty] | No | No
MC204 | Sports Centre |  |  |  | MC204-B03/I10 | Pool Wtr Treat Fault | EN.EN3 Energy Sensor | [6 empty] | I10 | 0 | [10 empty] | No | No
MC204 | Sports Centre |  |  |  | MC204-B03/I11 | Pool Heat Shutdown | EN.EN3 Energy Sensor | [6 empty] | I11 | 0 | [10 empty] | No | No
MC204 | Sports Centre |  |  |  | MC204-B03/I12 | Pool PHE Sec Hi Limit | EN.EN3 Energy Sensor | [6 empty] | I12 | 0 | [10 empty] | No | No
MC204 | Sports Centre |  |  |  | MC204-B03/I2 | CWS Tank 1 Lo Level | EN.EN3 Energy Sensor | [6 empty] | I2 | 0 | [10 empty] | No | No
MC204 | Sports Centre |  |  |  | MC204-B03/I21 | MCWS Water Meter | EN.EN3 Energy Sensor | [6 empty] | I21 | 0 | [10 empty] | No | No
MC204 | Sports Centre |  |  |  | MC204-B03/I3 | CWS Tank 2 Hi Level | EN.EN3 Energy Sensor | [6 empty] | I3 | 0 | [10 empty] | No | No
MC204 | Sports Centre |  |  |  | MC204-B03/I4 | CWS Tank 2 Lo Level | EN.EN3 Energy Sensor | [6 empty] | I4 | 0 | [10 empty] | No | No
MC204 | Sports Centre |  |  |  | MC204-B03/I5 | CWS Bstr Fault | EN.EN3 Energy Sensor | [6 empty] | I5 | 0 | [10 empty] | No | No
MC204 | Sports Centre |  |  |  | MC204-B03/I6 | Pool CWS Tank Hi Level | EN.EN3 Energy Sensor | [6 empty] | I6 | 0 | [10 empty] | No | No
MC204 | Sports Centre |  |  |  | MC204-B03/I7 | Pool CWS Tank Lo Level | EN.EN3 Energy Sensor | [6 empty] | I7 | 0 | [10 empty] | No | No
MC204 | Sports Centre |  |  |  | MC204-B03/I8 | Pool CWS Bstr Fault | EN.EN3 Energy Sensor | [6 empty] | I8 | 0 | [10 empty] | No | No
MC204 | Sports Centre |  |  |  | MC204-B03/I9 | Leak Detect | EN.EN3 Energy Sensor | [6 empty] | I9 | 0 | [10 empty] | No | No
MC204 | Sports Centre |  |  |  | MC204-B03/K1 | Pool Temp Setpoint | EN.EN3 Energy Sensor | [6 empty] | K1 | 0 | [7 empty] | Degrees Celsius |  |  | No | No
MC204 | Sports Centre |  |  |  | MC204-B03/L1 | Loop 1 | EN.EN3 Energy Sensor | [6 empty] | L1 | 0 | [10 empty] | No | No
MC204 | Sports Centre |  |  |  | MC204-B03/P1 | CWS Tank 1 Temp | EN.EN3 Energy Sensor | [6 empty] | P1 | 0 | [7 empty] | Degrees Celsius |  |  | No | No
MC204 | Sports Centre |  |  |  | MC204-B03/P10 | MCWS Water Daily | EN.EN3 Energy Sensor | [6 empty] | P10 | 0 | [10 empty] | No | No
MC204 | Sports Centre |  |  |  | MC204-B03/P11 | MCWS Water Data | EN.EN3 Energy Sensor | [6 empty] | P11 | 0 | [10 empty] | No | No
MC204 | Sports Centre |  |  |  | MC204-B03/P12 | Pool Loop | EN.EN3 Energy Sensor | [6 empty] | P12 | 0 | [10 empty] | No | No
MC204 | Sports Centre |  |  |  | MC204-B03/P2 | CWS Tank 2 Temp | EN.EN3 Energy Sensor | [6 empty] | P2 | 0 | [7 empty] | Degrees Celsius |  |  | No | No
MC204 | Sports Centre |  |  |  | MC204-B03/P3 | Pool PHE Sec Flow Temp | EN.EN3 Energy Sensor | [6 empty] | P3 | 0 | [7 empty] | Degrees Celsius |  |  | No | No
MC204 | Sports Centre |  |  |  | MC204-B03/P4 | Pool PHE Sec Retn Temp | EN.EN3 Energy Sensor | [6 empty] | P4 | 0 | [7 empty] | Degrees Celsius |  |  | No | No
MC204 | Sports Centre |  |  |  | MC204-B03/P5 | Pool PHE Pri Flow Temp | EN.EN3 Energy Sensor | [6 empty] | P5 | 0 | [7 empty] | Degrees Celsius |  |  | No | No
MC204 | Sports Centre |  |  |  | MC204-B03/P6 | Pool PHE Pri Retn Temp | EN.EN3 Energy Sensor | [6 empty] | P6 | 0 | [7 empty] | Degrees Celsius |  |  | No | No
MC204 | Sports Centre |  |  |  | MC204-B03/P7 | DHW Sec Flow Temp | EN.EN3 Energy Sensor | [6 empty] | P7 | 0 | [7 empty] | Degrees Celsius |  |  | No | No
MC204 | Sports Centre |  |  |  | MC204-B03/P8 | DHW Buffer Vessel Temp | EN.EN3 Energy Sensor | [6 empty] | P8 | 0 | [7 empty] | Degrees Celsius |  |  | No | No
MC204 | Sports Centre |  |  |  | MC204-B03/P9 | MCWS Water Daily | EN.EN3 Energy Sensor | [6 empty] | P9 | 0 | [10 empty] | No | No
MC204 | Sports Centre |  |  |  | MC204-B03/Q1 | Sequence Table 1 | EN.EN3 Energy Sensor | [6 empty] | Q1 | 0 | [10 empty] | No | No
MC204 | Sports Centre |  |  |  | MC204-B03/S1 | CWS Tank 1 Temp | EN.EN3 Energy Sensor | [6 empty] | S1 | 0 | [7 empty] | Degrees Celsius |  |  | No | No
MC204 | Sports Centre |  |  |  | MC204-B03/S2 | CWS Tank 2 Temp | EN.EN3 Energy Sensor | [6 empty] | S2 | 0 | [7 empty] | Degrees Celsius |  |  | No | No
MC204 | Sports Centre |  |  |  | MC204-B03/S21 | MCWS Water Daily | EN.EN3 Energy Sensor | [6 empty] | S21 | 0 | [10 empty] | No | No
MC204 | Sports Centre |  |  |  | MC204-B03/S22 | MCWS Water Total | EN.EN3 Energy Sensor | [6 empty] | S22 | 0 | [10 empty] | No | No
MC204 | Sports Centre |  |  |  | MC204-B03/S23 | MCWS Water Weekly | EN.EN3 Energy Sensor | [6 empty] | S23 | 0 | [10 empty] | No | No
MC204 | Sports Centre |  |  |  | MC204-B03/S24 | MCWS Water Week-1 | EN.EN3 Energy Sensor | [6 empty] | S24 | 0 | [10 empty] | No | No
MC204 | Sports Centre |  |  |  | MC204-B03/S25 | MCWS Water Mnthly | EN.EN3 Energy Sensor | [6 empty] | S25 | 0 | [10 empty] | No | No
MC204 | Sports Centre |  |  |  | MC204-B03/S26 | MCWS Water Month-1 | EN.EN3 Energy Sensor | [6 empty] | S26 | 0 | [10 empty] | No | No
MC204 | Sports Centre |  |  |  | MC204-B03/S27 | MCWS Water Data | EN.EN3 Energy Sensor | [6 empty] | S27 | 0 | [10 empty] | No | No
MC204 | Sports Centre |  |  |  | MC204-B03/S28 | Pool Loop | EN.EN3 Energy Sensor | [6 empty] | S28 | 0 | [10 empty] | No | No
MC204 | Sports Centre |  |  |  | MC204-B03/S29 | Pool Heat Demand | EN.EN3 Energy Sensor | [6 empty] | S29 | 0 | [10 empty] | No | No
MC204 | Sports Centre |  |  |  | MC204-B03/S3 | Pool PHE Sec Flow Temp | EN.EN3 Energy Sensor | [6 empty] | S3 | 0 | [7 empty] | Degrees Celsius |  |  | No | No
MC204 | Sports Centre |  |  |  | MC204-B03/S4 | Pool PHE Sec Retn Temp | EN.EN3 Energy Sensor | [6 empty] | S4 | 0 | [7 empty] | Degrees Celsius |  |  | No | No
MC204 | Sports Centre |  |  |  | MC204-B03/S5 | Pool PHE Pri Flow Temp | EN.EN3 Energy Sensor | [6 empty] | S5 | 0 | [7 empty] | Degrees Celsius |  |  | No | No
MC204 | Sports Centre |  |  |  | MC204-B03/S6 | Pool PHE Pri Retn Temp | EN.EN3 Energy Sensor | [6 empty] | S6 | 0 | [7 empty] | Degrees Celsius |  |  | No | No
MC204 | Sports Centre |  |  |  | MC204-B03/S7 | DHW Sec Flow Temp | EN.EN3 Energy Sensor | [6 empty] | S7 | 0 | [7 empty] | Degrees Celsius |  |  | No | No
MC204 | Sports Centre |  |  |  | MC204-B03/S8 | DHW Buffer Vessel Temp | EN.EN3 Energy Sensor | [6 empty] | S8 | 0 | [7 empty] | Degrees Celsius |  |  | No | No
MC204 | Sports Centre |  |  |  | MC204-B03/V1 |  | EN.EN3 Energy Sensor | [6 empty] | V1 | 0 | [10 empty] | No | No
MC204 | Sports Centre |  |  |  | MC204-B03/W1 | MCWS Water Reset | EN.EN3 Energy Sensor | [6 empty] | W1 | 0 | [10 empty] | No | No
MC204 | Sports Centre |  |  |  | MC204-B03/Y1 | Trend T -20+50 | EN.EN3 Energy Sensor | [6 empty] | Y1 | 0 | [10 empty] | No | No
MC204 | Sports Centre |  |  |  | MC204-B03/Y2 | Trend Thermistor | EN.EN3 Energy Sensor | [6 empty] | Y2 | 0 | [10 empty] | No | No
MC204 | Sports Centre |  |  |  | MC204-B03/Z1 | Pool Heating | EN.EN3 Energy Sensor | [6 empty] | Z1 | 0 | [10 empty] | No | No
MC204 | Sports Centre |  |  |  | MC204-B04/A2 | 24H Mean OAT Yest | EN.EN3 Energy Sensor | [6 empty] | A2 | 0 | [10 empty] | No | No
MC204 | Sports Centre |  |  |  | MC204-B04/A3 | Max Wndw Pos | EN.EN3 Energy Sensor | [6 empty] | A3 | 0 | [10 empty] | No | No
MC204 | Sports Centre |  |  |  | MC204-B04/A4 | D to A | EN.EN3 Energy Sensor | [6 empty] | A4 | 0 | [10 empty] | No | No
MC204 | Sports Centre |  |  |  | MC204-B04/A5 | Outside air temperature | EN.EN3 Energy Sensor | [6 empty] | A5 | 0 | [7 empty] | Degrees Celsius |  |  | No | No
MC204 | Sports Centre |  |  |  | MC204-B04/C1 | Virtual CNC 1 | EN.EN3 Energy Sensor | [6 empty] | C1 | 0 | [10 empty] | No | No
MC204 | Sports Centre |  |  |  | MC204-B04/D1 | Bouldering Wall ReHt Vlv | EN.EN3 Energy Sensor | [6 empty] | D1 | 0 | [10 empty] | No | No
MC204 | Sports Centre |  |  |  | MC204-B04/D2 | Recept Windows | EN.EN3 Energy Sensor | [6 empty] | D2 | 0 | [10 empty] | No | No
MC204 | Sports Centre |  |  |  | MC204-B04/D3 | Climbing Wall Rad Htg En | EN.EN3 Energy Sensor | [6 empty] | D3 | 0 | [10 empty] | No | No
MC204 | Sports Centre |  |  |  | MC204-B04/D4 | Climbing Wall HI Wndws | EN.EN3 Energy Sensor | [6 empty] | D4 | 0 | [10 empty] | No | No
MC204 | Sports Centre |  |  |  | MC204-B04/D5 | Climbing Wall LO Wndws 1 | EN.EN3 Energy Sensor | [6 empty] | D5 | 0 | [10 empty] | No | No
MC204 | Sports Centre |  |  |  | MC204-B04/D6 | Climbing Wall LO Wndws 2 | EN.EN3 Energy Sensor | [6 empty] | D6 | 0 | [10 empty] | No | No
MC204 | Sports Centre |  |  |  | MC204-B04/e1 | Supervisor | EN.EN3 Energy Sensor | [6 empty] | e1 | 0 | [10 empty] | No | No
MC204 | Sports Centre |  |  |  | MC204-B04/e2 | IQ View | EN.EN3 Energy Sensor | [6 empty] | e2 | 0 | [10 empty] | No | No
MC204 | Sports Centre |  |  |  | MC204-B04/F1 | Function 1 | EN.EN3 Energy Sensor | [6 empty] | F1 | 0 | [10 empty] | No | No
MC204 | Sports Centre |  |  |  | MC204-B04/F10 | Function 10 | EN.EN3 Energy Sensor | [6 empty] | F10 | 0 | [10 empty] | No | No
MC204 | Sports Centre |  |  |  | MC204-B04/F11 | Function 11 | EN.EN3 Energy Sensor | [6 empty] | F11 | 0 | [10 empty] | No | No
MC204 | Sports Centre |  |  |  | MC204-B04/F12 | Function 12 | EN.EN3 Energy Sensor | [6 empty] | F12 | 0 | [10 empty] | No | No
MC204 | Sports Centre |  |  |  | MC204-B04/F13 | Function 13 | EN.EN3 Energy Sensor | [6 empty] | F13 | 0 | [10 empty] | No | No
MC204 | Sports Centre |  |  |  | MC204-B04/F14 | Function 14 | EN.EN3 Energy Sensor | [6 empty] | F14 | 0 | [10 empty] | No | No
MC204 | Sports Centre |  |  |  | MC204-B04/F15 | Function 15 | EN.EN3 Energy Sensor | [6 empty] | F15 | 0 | [10 empty] | No | No
MC204 | Sports Centre |  |  |  | MC204-B04/F16 | Function 16 | EN.EN3 Energy Sensor | [6 empty] | F16 | 0 | [10 empty] | No | No
MC204 | Sports Centre |  |  |  | MC204-B04/F17 | Clg Avail | EN.EN3 Energy Sensor | [6 empty] | F17 | 0 | [10 empty] | No | No
MC204 | Sports Centre |  |  |  | MC204-B04/F18 | Function 18 | EN.EN3 Energy Sensor | [6 empty] | F18 | 0 | [10 empty] | No | No
MC204 | Sports Centre |  |  |  | MC204-B04/F19 | Function 19 | EN.EN3 Energy Sensor | [6 empty] | F19 | 0 | [10 empty] | No | No
MC204 | Sports Centre |  |  |  | MC204-B04/F2 | Function 2 | EN.EN3 Energy Sensor | [6 empty] | F2 | 0 | [10 empty] | No | No
MC204 | Sports Centre |  |  |  | MC204-B04/F20 | Function 20 | EN.EN3 Energy Sensor | [6 empty] | F20 | 0 | [10 empty] | No | No
MC204 | Sports Centre |  |  |  | MC204-B04/F21 | Function 21 | EN.EN3 Energy Sensor | [6 empty] | F21 | 0 | [10 empty] | No | No
MC204 | Sports Centre |  |  |  | MC204-B04/F22 | Function 22 | EN.EN3 Energy Sensor | [6 empty] | F22 | 0 | [10 empty] | No | No
MC204 | Sports Centre |  |  |  | MC204-B04/F23 | Function 23 | EN.EN3 Energy Sensor | [6 empty] | F23 | 0 | [10 empty] | No | No
MC204 | Sports Centre |  |  |  | MC204-B04/F24 | Clg Avail | EN.EN3 Energy Sensor | [6 empty] | F24 | 0 | [10 empty] | No | No
MC204 | Sports Centre |  |  |  | MC204-B04/F25 | Function 25 | EN.EN3 Energy Sensor | [6 empty] | F25 | 0 | [10 empty] | No | No
MC204 | Sports Centre |  |  |  | MC204-B04/F26 | Function 26 | EN.EN3 Energy Sensor | [6 empty] | F26 | 0 | [10 empty] | No | No
MC204 | Sports Centre |  |  |  | MC204-B04/F27 | Function 27 | EN.EN3 Energy Sensor | [6 empty] | F27 | 0 | [10 empty] | No | No
MC204 | Sports Centre |  |  |  | MC204-B04/F28 | Wndw Override Time | EN.EN3 Energy Sensor | [6 empty] | F28 | 0 | [10 empty] | No | No
MC204 | Sports Centre |  |  |  | MC204-B04/F29 | Function 29 | EN.EN3 Energy Sensor | [6 empty] | F29 | 0 | [10 empty] | No | No
MC204 | Sports Centre |  |  |  | MC204-B04/F3 | Function 3 | EN.EN3 Energy Sensor | [6 empty] | F3 | 0 | [10 empty] | No | No
MC204 | Sports Centre |  |  |  | MC204-B04/F30 | Function 30 | EN.EN3 Energy Sensor | [6 empty] | F30 | 0 | [10 empty] | No | No
MC204 | Sports Centre |  |  |  | MC204-B04/F31 | Function 31 | EN.EN3 Energy Sensor | [6 empty] | F31 | 0 | [10 empty] | No | No
MC204 | Sports Centre |  |  |  | MC204-B04/F32 | Function 32 | EN.EN3 Energy Sensor | [6 empty] | F32 | 0 | [10 empty] | No | No
MC204 | Sports Centre |  |  |  | MC204-B04/F33 | Function 33 | EN.EN3 Energy Sensor | [6 empty] | F33 | 0 | [10 empty] | No | No
MC204 | Sports Centre |  |  |  | MC204-B04/F34 | Function 34 | EN.EN3 Energy Sensor | [6 empty] | F34 | 0 | [10 empty] | No | No
MC204 | Sports Centre |  |  |  | MC204-B04/F35 | Function 35 | EN.EN3 Energy Sensor | [6 empty] | F35 | 0 | [10 empty] | No | No
MC204 | Sports Centre |  |  |  | MC204-B04/F36 | Function 36 | EN.EN3 Energy Sensor | [6 empty] | F36 | 0 | [10 empty] | No | No
MC204 | Sports Centre |  |  |  | MC204-B04/F37 | Function 37 | EN.EN3 Energy Sensor | [6 empty] | F37 | 0 | [10 empty] | No | No
MC204 | Sports Centre |  |  |  | MC204-B04/F38 | Function 38 | EN.EN3 Energy Sensor | [6 empty] | F38 | 0 | [10 empty] | No | No
MC204 | Sports Centre |  |  |  | MC204-B04/F39 | Function 39 | EN.EN3 Energy Sensor | [6 empty] | F39 | 0 | [10 empty] | No | No
MC204 | Sports Centre |  |  |  | MC204-B04/F4 | Function 4 | EN.EN3 Energy Sensor | [6 empty] | F4 | 0 | [10 empty] | No | No
MC204 | Sports Centre |  |  |  | MC204-B04/F40 | Function 40 | EN.EN3 Energy Sensor | [6 empty] | F40 | 0 | [10 empty] | No | No
MC204 | Sports Centre |  |  |  | MC204-B04/F41 | Function 41 | EN.EN3 Energy Sensor | [6 empty] | F41 | 0 | [10 empty] | No | No
MC204 | Sports Centre |  |  |  | MC204-B04/F42 | Function 42 | EN.EN3 Energy Sensor | [6 empty] | F42 | 0 | [10 empty] | No | No
MC204 | Sports Centre |  |  |  | MC204-B04/F43 | Function 43 | EN.EN3 Energy Sensor | [6 empty] | F43 | 0 | [10 empty] | No | No
MC204 | Sports Centre |  |  |  | MC204-B04/F44 | Function 44 | EN.EN3 Energy Sensor | [6 empty] | F44 | 0 | [10 empty] | No | No
MC204 | Sports Centre |  |  |  | MC204-B04/F45 | Function 45 | EN.EN3 Energy Sensor | [6 empty] | F45 | 0 | [10 empty] | No | No
MC204 | Sports Centre |  |  |  | MC204-B04/F46 | Function 46 | EN.EN3 Energy Sensor | [6 empty] | F46 | 0 | [10 empty] | No | No
MC204 | Sports Centre |  |  |  | MC204-B04/F47 | Function 47 | EN.EN3 Energy Sensor | [6 empty] | F47 | 0 | [10 empty] | No | No
MC204 | Sports Centre |  |  |  | MC204-B04/F48 | Function 48 | EN.EN3 Energy Sensor | [6 empty] | F48 | 0 | [10 empty] | No | No
MC204 | Sports Centre |  |  |  | MC204-B04/F49 | Function 49 | EN.EN3 Energy Sensor | [6 empty] | F49 | 0 | [10 empty] | No | No
MC204 | Sports Centre |  |  |  | MC204-B04/F5 | Function 5 | EN.EN3 Energy Sensor | [6 empty] | F5 | 0 | [10 empty] | No | No
MC204 | Sports Centre |  |  |  | MC204-B04/F50 | Function 50 | EN.EN3 Energy Sensor | [6 empty] | F50 | 0 | [10 empty] | No | No
MC204 | Sports Centre |  |  |  | MC204-B04/F51 | Function 51 | EN.EN3 Energy Sensor | [6 empty] | F51 | 0 | [10 empty] | No | No
MC204 | Sports Centre |  |  |  | MC204-B04/F52 | Function 52 | EN.EN3 Energy Sensor | [6 empty] | F52 | 0 | [10 empty] | No | No
MC204 | Sports Centre |  |  |  | MC204-B04/F53 | Function 53 | EN.EN3 Energy Sensor | [6 empty] | F53 | 0 | [10 empty] | No | No
MC204 | Sports Centre |  |  |  | MC204-B04/F54 | Climbing Wall Wndw Dmd | EN.EN3 Energy Sensor | [6 empty] | F54 | 0 | [10 empty] | No | No
MC204 | Sports Centre |  |  |  | MC204-B04/F55 | Function 55 | EN.EN3 Energy Sensor | [6 empty] | F55 | 0 | [10 empty] | No | No
MC204 | Sports Centre |  |  |  | MC204-B04/F56 | Function 56 | EN.EN3 Energy Sensor | [6 empty] | F56 | 0 | [10 empty] | No | No
MC204 | Sports Centre |  |  |  | MC204-B04/F57 | Function 57 | EN.EN3 Energy Sensor | [6 empty] | F57 | 0 | [10 empty] | No | No
MC204 | Sports Centre |  |  |  | MC204-B04/F58 | Function 58 | EN.EN3 Energy Sensor | [6 empty] | F58 | 0 | [10 empty] | No | No
MC204 | Sports Centre |  |  |  | MC204-B04/F59 | Function 59 | EN.EN3 Energy Sensor | [6 empty] | F59 | 0 | [10 empty] | No | No
MC204 | Sports Centre |  |  |  | MC204-B04/F6 | Function 6 | EN.EN3 Energy Sensor | [6 empty] | F6 | 0 | [10 empty] | No | No
MC204 | Sports Centre |  |  |  | MC204-B04/F60 | Function 60 | EN.EN3 Energy Sensor | [6 empty] | F60 | 0 | [10 empty] | No | No
MC204 | Sports Centre |  |  |  | MC204-B04/F61 | Function 61 | EN.EN3 Energy Sensor | [6 empty] | F61 | 0 | [10 empty] | No | No
MC204 | Sports Centre |  |  |  | MC204-B04/F62 | Function 62 | EN.EN3 Energy Sensor | [6 empty] | F62 | 0 | [10 empty] | No | No
MC204 | Sports Centre |  |  |  | MC204-B04/F7 | Manager Htg Dmd | EN.EN3 Energy Sensor | [6 empty] | F7 | 0 | [10 empty] | No | No
MC204 | Sports Centre |  |  |  | MC204-B04/F8 | Function 8 | EN.EN3 Energy Sensor | [6 empty] | F8 | 0 | [10 empty] | No | No
MC204 | Sports Centre |  |  |  | MC204-B04/F9 | Function 9 | EN.EN3 Energy Sensor | [6 empty] | F9 | 0 | [10 empty] | No | No
MC204 | Sports Centre |  |  |  | MC204-B04/G1 | Logic 1 | EN.EN3 Energy Sensor | [6 empty] | G1 | 0 | [10 empty] | No | No
MC204 | Sports Centre |  |  |  | MC204-B04/G10 | Logic 10 | EN.EN3 Energy Sensor | [6 empty] | G10 | 0 | [10 empty] | No | No
MC204 | Sports Centre |  |  |  | MC204-B04/G11 | Logic 11 | EN.EN3 Energy Sensor | [6 empty] | G11 | 0 | [10 empty] | No | No
MC204 | Sports Centre |  |  |  | MC204-B04/G12 | NightClg Reqd | EN.EN3 Energy Sensor | [6 empty] | G12 | 0 | [10 empty] | No | No
MC204 | Sports Centre |  |  |  | MC204-B04/G13 | Logic 13 | EN.EN3 Energy Sensor | [6 empty] | G13 | 0 | [10 empty] | No | No
MC204 | Sports Centre |  |  |  | MC204-B04/G14 | Climbing NightClg Run | EN.EN3 Energy Sensor | [6 empty] | G14 | 0 | [10 empty] | No | No
MC204 | Sports Centre |  |  |  | MC204-B04/G15 | Logic 15 | EN.EN3 Energy Sensor | [6 empty] | G15 | 0 | [10 empty] | No | No
MC204 | Sports Centre |  |  |  | MC204-B04/G16 | Logic 16 | EN.EN3 Energy Sensor | [6 empty] | G16 | 0 | [10 empty] | No | No
MC204 | Sports Centre |  |  |  | MC204-B04/G17 | Logic 17 | EN.EN3 Energy Sensor | [6 empty] | G17 | 0 | [10 empty] | No | No
MC204 | Sports Centre |  |  |  | MC204-B04/G18 | Logic 18 | EN.EN3 Energy Sensor | [6 empty] | G18 | 0 | [10 empty] | No | No
MC204 | Sports Centre |  |  |  | MC204-B04/G19 | Recept Oride OFF | EN.EN3 Energy Sensor | [6 empty] | G19 | 0 | [10 empty] | No | No
MC204 | Sports Centre |  |  |  | MC204-B04/G2 | Night Clg Avail | EN.EN3 Energy Sensor | [6 empty] | G2 | 0 | [10 empty] | No | No
MC204 | Sports Centre |  |  |  | MC204-B04/G20 | Logic 20 | EN.EN3 Energy Sensor | [6 empty] | G20 | 0 | [10 empty] | No | No
MC204 | Sports Centre |  |  |  | MC204-B04/G21 | Recept Oride ON | EN.EN3 Energy Sensor | [6 empty] | G21 | 0 | [10 empty] | No | No
MC204 | Sports Centre |  |  |  | MC204-B04/G22 | Logic 22 | EN.EN3 Energy Sensor | [6 empty] | G22 | 0 | [10 empty] | No | No
MC204 | Sports Centre |  |  |  | MC204-B04/G23 | Logic 23 | EN.EN3 Energy Sensor | [6 empty] | G23 | 0 | [10 empty] | No | No
MC204 | Sports Centre |  |  |  | MC204-B04/G24 | Logic 24 | EN.EN3 Energy Sensor | [6 empty] | G24 | 0 | [10 empty] | No | No
MC204 | Sports Centre |  |  |  | MC204-B04/G25 | Logic 25 | EN.EN3 Energy Sensor | [6 empty] | G25 | 0 | [10 empty] | No | No
MC204 | Sports Centre |  |  |  | MC204-B04/G26 | Logic 26 | EN.EN3 Energy Sensor | [6 empty] | G26 | 0 | [10 empty] | No | No
MC204 | Sports Centre |  |  |  | MC204-B04/G27 | Logic 27 | EN.EN3 Energy Sensor | [6 empty] | G27 | 0 | [10 empty] | No | No
MC204 | Sports Centre |  |  |  | MC204-B04/G28 | Recept Fire | EN.EN3 Energy Sensor | [6 empty] | G28 | 0 | [10 empty] | No | No
MC204 | Sports Centre |  |  |  | MC204-B04/G29 | Climbing Wall CT Dmd | EN.EN3 Energy Sensor | [6 empty] | G29 | 0 | [10 empty] | No | No
MC204 | Sports Centre |  |  |  | MC204-B04/G3 | Logic 3 | EN.EN3 Energy Sensor | [6 empty] | G3 | 0 | [10 empty] | No | No
MC204 | Sports Centre |  |  |  | MC204-B04/G30 | Logic 30 | EN.EN3 Energy Sensor | [6 empty] | G30 | 0 | [10 empty] | No | No
MC204 | Sports Centre |  |  |  | MC204-B04/G31 | Climbing Fire HI | EN.EN3 Energy Sensor | [6 empty] | G31 | 0 | [10 empty] | No | No
MC204 | Sports Centre |  |  |  | MC204-B04/G32 | Logic 32 | EN.EN3 Energy Sensor | [6 empty] | G32 | 0 | [10 empty] | No | No
MC204 | Sports Centre |  |  |  | MC204-B04/G33 | Logic 33 | EN.EN3 Energy Sensor | [6 empty] | G33 | 0 | [10 empty] | No | No
MC204 | Sports Centre |  |  |  | MC204-B04/G34 | Alarm En | EN.EN3 Energy Sensor | [6 empty] | G34 | 0 | [10 empty] | No | No
MC204 | Sports Centre |  |  |  | MC204-B04/G35 | Logic 35 | EN.EN3 Energy Sensor | [6 empty] | G35 | 0 | [10 empty] | No | No
MC204 | Sports Centre |  |  |  | MC204-B04/G36 | Logic 36 | EN.EN3 Energy Sensor | [6 empty] | G36 | 0 | [10 empty] | No | No
MC204 | Sports Centre |  |  |  | MC204-B04/G37 | Logic 37 | EN.EN3 Energy Sensor | [6 empty] | G37 | 0 | [10 empty] | No | No
MC204 | Sports Centre |  |  |  | MC204-B04/G38 | Recept Occ | EN.EN3 Energy Sensor | [6 empty] | G38 | 0 | [10 empty] | No | No
MC204 | Sports Centre |  |  |  | MC204-B04/G39 | Logic 39 | EN.EN3 Energy Sensor | [6 empty] | G39 | 0 | [10 empty] | No | No
MC204 | Sports Centre |  |  |  | MC204-B04/G4 | Logic 4 | EN.EN3 Energy Sensor | [6 empty] | G4 | 0 | [10 empty] | No | No
MC204 | Sports Centre |  |  |  | MC204-B04/G40 | Logic 40 | EN.EN3 Energy Sensor | [6 empty] | G40 | 0 | [10 empty] | No | No
MC204 | Sports Centre |  |  |  | MC204-B04/G41 | Logic 41 | EN.EN3 Energy Sensor | [6 empty] | G41 | 0 | [10 empty] | No | No
MC204 | Sports Centre |  |  |  | MC204-B04/G42 | Logic 42 | EN.EN3 Energy Sensor | [6 empty] | G42 | 0 | [10 empty] | No | No
MC204 | Sports Centre |  |  |  | MC204-B04/G43 | Logic 43 | EN.EN3 Energy Sensor | [6 empty] | G43 | 0 | [10 empty] | No | No
MC204 | Sports Centre |  |  |  | MC204-B04/G44 | Climbing Wall Occ | EN.EN3 Energy Sensor | [6 empty] | G44 | 0 | [10 empty] | No | No
MC204 | Sports Centre |  |  |  | MC204-B04/G45 | Logic 45 | EN.EN3 Energy Sensor | [6 empty] | G45 | 0 | [10 empty] | No | No
MC204 | Sports Centre |  |  |  | MC204-B04/G46 | Logic 46 | EN.EN3 Energy Sensor | [6 empty] | G46 | 0 | [10 empty] | No | No
MC204 | Sports Centre |  |  |  | MC204-B04/G47 | Climbing Wall Oss | EN.EN3 Energy Sensor | [6 empty] | G47 | 0 | [10 empty] | No | No
MC204 | Sports Centre |  |  |  | MC204-B04/G48 | Alarm En | EN.EN3 Energy Sensor | [6 empty] | G48 | 0 | [10 empty] | No | No
MC204 | Sports Centre |  |  |  | MC204-B04/G49 | Alarm En | EN.EN3 Energy Sensor | [6 empty] | G49 | 0 | [10 empty] | No | No
MC204 | Sports Centre |  |  |  | MC204-B04/G5 | Logic 5 | EN.EN3 Energy Sensor | [6 empty] | G5 | 0 | [10 empty] | No | No
MC204 | Sports Centre |  |  |  | MC204-B04/G50 | Logic 50 | EN.EN3 Energy Sensor | [6 empty] | G50 | 0 | [10 empty] | No | No
MC204 | Sports Centre |  |  |  | MC204-B04/G6 | NightClg Reqd | EN.EN3 Energy Sensor | [6 empty] | G6 | 0 | [10 empty] | No | No
MC204 | Sports Centre |  |  |  | MC204-B04/G7 | Logic 7 | EN.EN3 Energy Sensor | [6 empty] | G7 | 0 | [10 empty] | No | No
MC204 | Sports Centre |  |  |  | MC204-B04/G8 | Recept NightClg Run | EN.EN3 Energy Sensor | [6 empty] | G8 | 0 | [10 empty] | No | No
MC204 | Sports Centre |  |  |  | MC204-B04/G9 | Logic 9 | EN.EN3 Energy Sensor | [6 empty] | G9 | 0 | [10 empty] | No | No
MC204 | Sports Centre |  |  |  | MC204-B04/I1 | Recept Wndws Pb | EN.EN3 Energy Sensor | [6 empty] | I1 | 0 | [10 empty] | No | No
MC204 | Sports Centre |  |  |  | MC204-B04/I11 | Night Clg Available | EN.EN3 Energy Sensor | [6 empty] | I11 | 0 | [10 empty] | No | No
MC204 | Sports Centre |  |  |  | MC204-B04/K1 | Min Recept Space SP | EN.EN3 Energy Sensor | [6 empty] | K1 | 0 | [10 empty] | No | No
MC204 | Sports Centre |  |  |  | MC204-B04/K10 | Wndw Override Time | EN.EN3 Energy Sensor | [6 empty] | K10 | 0 | [10 empty] | No | No
MC204 | Sports Centre |  |  |  | MC204-B04/K11 | Recept Vent Band | EN.EN3 Energy Sensor | [6 empty] | K11 | 0 | [10 empty] | No | No
MC204 | Sports Centre |  |  |  | MC204-B04/K12 | Recept Co2 SP | EN.EN3 Energy Sensor | [6 empty] | K12 | 0 | [10 empty] | No | No
MC204 | Sports Centre |  |  |  | MC204-B04/K13 | Recept Co2 Band | EN.EN3 Energy Sensor | [6 empty] | K13 | 0 | [10 empty] | No | No
MC204 | Sports Centre |  |  |  | MC204-B04/K14 | Recept Wndw Max Pos | EN.EN3 Energy Sensor | [6 empty] | K14 | 0 | [10 empty] | No | No
MC204 | Sports Centre |  |  |  | MC204-B04/K15 | Climbing Wall Frost SP | EN.EN3 Energy Sensor | [6 empty] | K15 | 0 | [10 empty] | No | No
MC204 | Sports Centre |  |  |  | MC204-B04/K16 | Climbing Wall Vent Band | EN.EN3 Energy Sensor | [6 empty] | K16 | 0 | [10 empty] | No | No
MC204 | Sports Centre |  |  |  | MC204-B04/K17 | Climbing Wall Co2 SP | EN.EN3 Energy Sensor | [6 empty] | K17 | 0 | [10 empty] | No | No
MC204 | Sports Centre |  |  |  | MC204-B04/K18 | Climbing Wall Co2 Band | EN.EN3 Energy Sensor | [6 empty] | K18 | 0 | [10 empty] | No | No
MC204 | Sports Centre |  |  |  | MC204-B04/K19 | ClimbWall HI Wndw Max Pos | EN.EN3 Energy Sensor | [6 empty] | K19 | 0 | [10 empty] | No | No
MC204 | Sports Centre |  |  |  | MC204-B04/K2 | Max Recept Space SP | EN.EN3 Energy Sensor | [6 empty] | K2 | 0 | [10 empty] | No | No
MC204 | Sports Centre |  |  |  | MC204-B04/K20 | ClimbWall LO Wndw Max Pos | EN.EN3 Energy Sensor | [6 empty] | K20 | 0 | [10 empty] | No | No
MC204 | Sports Centre |  |  |  | MC204-B04/K21 | Recept DET | EN.EN3 Energy Sensor | [6 empty] | K21 | 0 | [10 empty] | No | No
MC204 | Sports Centre |  |  |  | MC204-B04/K22 | Climbing Wall DET | EN.EN3 Energy Sensor | [6 empty] | K22 | 0 | [10 empty] | No | No
MC204 | Sports Centre |  |  |  | MC204-B04/K3 | Min Climbing Wall SP | EN.EN3 Energy Sensor | [6 empty] | K3 | 0 | [10 empty] | No | No
MC204 | Sports Centre |  |  |  | MC204-B04/K4 | Max Climbing Wall SP | EN.EN3 Energy Sensor | [6 empty] | K4 | 0 | [10 empty] | No | No
MC204 | Sports Centre |  |  |  | MC204-B04/K5 | Bouldering Wall SP | EN.EN3 Energy Sensor | [6 empty] | K5 | 0 | [10 empty] | No | No
MC204 | Sports Centre |  |  |  | MC204-B04/K6 | Bouldering HI Sply Temp | EN.EN3 Energy Sensor | [6 empty] | K6 | 0 | [7 empty] | Degrees Celsius |  |  | No | No
MC204 | Sports Centre |  |  |  | MC204-B04/K7 | Bouldering LO Sply Temp | EN.EN3 Energy Sensor | [6 empty] | K7 | 0 | [7 empty] | Degrees Celsius |  |  | No | No
MC204 | Sports Centre |  |  |  | MC204-B04/K8 | Night Clg OAT Inhibit | EN.EN3 Energy Sensor | [6 empty] | K8 | 0 | [10 empty] | No | No
MC204 | Sports Centre |  |  |  | MC204-B04/K9 | Night Clg ON OAT | EN.EN3 Energy Sensor | [6 empty] | K9 | 0 | [10 empty] | No | No
MC204 | Sports Centre |  |  |  | MC204-B04/L1 |  | EN.EN3 Energy Sensor | [6 empty] | L1 | 0 | [10 empty] | No | No
MC204 | Sports Centre |  |  |  | MC204-B04/L2 |  | EN.EN3 Energy Sensor | [6 empty] | L2 | 0 | [10 empty] | No | No
MC204 | Sports Centre |  |  |  | MC204-B04/L3 |  | EN.EN3 Energy Sensor | [6 empty] | L3 | 0 | [10 empty] | No | No
MC204 | Sports Centre |  |  |  | MC204-B04/O2 | Climbing Wall | EN.EN3 Energy Sensor | [6 empty] | O2 | 0 | [10 empty] | No | No
MC204 | Sports Centre |  |  |  | MC204-B04/P1 | Bouldering Wall Temp | EN.EN3 Energy Sensor | [6 empty] | P1 | 0 | [7 empty] | Degrees Celsius |  |  | No | No
MC204 | Sports Centre |  |  |  | MC204-B04/P2 | Bouldering Sply Temp | EN.EN3 Energy Sensor | [6 empty] | P2 | 0 | [7 empty] | Degrees Celsius |  |  | No | No
MC204 | Sports Centre |  |  |  | MC204-B04/P3 | Reception Co2 | EN.EN3 Energy Sensor | [6 empty] | P3 | 0 | [10 empty] | No | No
MC204 | Sports Centre |  |  |  | MC204-B04/P4 | Reception Temp | EN.EN3 Energy Sensor | [6 empty] | P4 | 0 | [7 empty] | Degrees Celsius |  |  | No | No
MC204 | Sports Centre |  |  |  | MC204-B04/P5 | Climbing Wall Co2 | EN.EN3 Energy Sensor | [6 empty] | P5 | 0 | [10 empty] | No | No
MC204 | Sports Centre |  |  |  | MC204-B04/P6 | Climbing Wall Temp | EN.EN3 Energy Sensor | [6 empty] | P6 | 0 | [7 empty] | Degrees Celsius |  |  | No | No
MC204 | Sports Centre |  |  |  | MC204-B04/P7 | Sensor 7 | EN.EN3 Energy Sensor | [6 empty] | P7 | 0 | [10 empty] | No | No
MC204 | Sports Centre |  |  |  | MC204-B04/P8 | Sensor 8 | EN.EN3 Energy Sensor | [6 empty] | P8 | 0 | [10 empty] | No | No
MC204 | Sports Centre |  |  |  | MC204-B04/Q1 | Sequence Table 1 | EN.EN3 Energy Sensor | [6 empty] | Q1 | 0 | [10 empty] | No | No
MC204 | Sports Centre |  |  |  | MC204-B04/S1 | Bouldering Wall Temp | EN.EN3 Energy Sensor | [6 empty] | S1 | 0 | [7 empty] | Degrees Celsius |  |  | No | No
MC204 | Sports Centre |  |  |  | MC204-B04/S11 | Recept Space SP | EN.EN3 Energy Sensor | [6 empty] | S11 | 0 | [10 empty] | No | No
MC204 | Sports Centre |  |  |  | MC204-B04/S12 | Climbing Wall SP | EN.EN3 Energy Sensor | [6 empty] | S12 | 0 | [10 empty] | No | No
MC204 | Sports Centre |  |  |  | MC204-B04/S2 | Bouldering Sply Temp | EN.EN3 Energy Sensor | [6 empty] | S2 | 0 | [7 empty] | Degrees Celsius |  |  | No | No
MC204 | Sports Centre |  |  |  | MC204-B04/S3 | Reception Co2 | EN.EN3 Energy Sensor | [6 empty] | S3 | 0 | [10 empty] | No | No
MC204 | Sports Centre |  |  |  | MC204-B04/S4 | Reception Temp | EN.EN3 Energy Sensor | [6 empty] | S4 | 0 | [7 empty] | Degrees Celsius |  |  | No | No
MC204 | Sports Centre |  |  |  | MC204-B04/S5 | Climbing Wall Co2 | EN.EN3 Energy Sensor | [6 empty] | S5 | 0 | [10 empty] | No | No
MC204 | Sports Centre |  |  |  | MC204-B04/S6 | Climbing Wall Temp | EN.EN3 Energy Sensor | [6 empty] | S6 | 0 | [7 empty] | Degrees Celsius |  |  | No | No
MC204 | Sports Centre |  |  |  | MC204-B04/S7 | Climbing Wall HI Wndws% | EN.EN3 Energy Sensor | [6 empty] | S7 | 0 | [10 empty] | No | No
MC204 | Sports Centre |  |  |  | MC204-B04/S8 | Recept Windows% | EN.EN3 Energy Sensor | [6 empty] | S8 | 0 | [10 empty] | No | No
MC204 | Sports Centre |  |  |  | MC204-B04/V1 |  | EN.EN3 Energy Sensor | [6 empty] | V1 | 0 | [10 empty] | No | No
MC204 | Sports Centre |  |  |  | MC204-B04/W1 | Recept Night Clg En | EN.EN3 Energy Sensor | [6 empty] | W1 | 0 | [10 empty] | No | No
MC204 | Sports Centre |  |  |  | MC204-B04/W2 | Climbing Wall Night Clg En | EN.EN3 Energy Sensor | [6 empty] | W2 | 0 | [10 empty] | No | No
MC204 | Sports Centre |  |  |  | MC204-B04/W3 | Recept DET | EN.EN3 Energy Sensor | [6 empty] | W3 | 0 | [10 empty] | No | No
MC204 | Sports Centre |  |  |  | MC204-B04/W4 | Climbing Wall DET | EN.EN3 Energy Sensor | [6 empty] | W4 | 0 | [10 empty] | No | No
MC204 | Sports Centre |  |  |  | MC204-B04/Y1 | Trend T -20+50 | EN.EN3 Energy Sensor | [6 empty] | Y1 | 0 | [10 empty] | No | No
MC204 | Sports Centre |  |  |  | MC204-B04/Y2 | CO2 V | EN.EN3 Energy Sensor | [6 empty] | Y2 | 0 | [10 empty] | No | No
MC204 | Sports Centre |  |  |  | MC204-B04/Y3 | Temp V 0+50 | EN.EN3 Energy Sensor | [6 empty] | Y3 | 0 | [7 empty] | Degrees Celsius |  |  | No | No
MC204 | Sports Centre |  |  |  | MC204-B04/Z1 | Reception Cafe | EN.EN3 Energy Sensor | [6 empty] | Z1 | 0 | [10 empty] | No | No
MC204 | Sports Centre |  |  |  | MC204-B04/Z2 | Climbing Wall | EN.EN3 Energy Sensor | [6 empty] | Z2 | 0 | [10 empty] | No | No
MC204 | Sports Centre |  |  |  | MC204-B04/Z3 | Night Cooling | EN.EN3 Energy Sensor | [6 empty] | Z3 | 0 | [10 empty] | No | No
MC204 | Sports Centre |  |  |  | MC204-B05/A1 | Outside air temperature | EN.EN3 Energy Sensor | [6 empty] | A1 | 0 | [7 empty] | Degrees Celsius |  |  | No | No
MC204 | Sports Centre |  |  |  | MC204-B05/A2 | o11 n1 | EN.EN3 Energy Sensor | [6 empty] | A2 | 0 | [10 empty] | No | No
MC204 | Sports Centre |  |  |  | MC204-B05/A3 | Fault o11 | EN.EN3 Energy Sensor | [6 empty] | A3 | 0 | [10 empty] | No | No
MC204 | Sports Centre |  |  |  | MC204-B05/A4 | Fault o13 | EN.EN3 Energy Sensor | [6 empty] | A4 | 0 | [10 empty] | No | No
MC204 | Sports Centre |  |  |  | MC204-B05/A5 | Fault o14 | EN.EN3 Energy Sensor | [6 empty] | A5 | 0 | [10 empty] | No | No
MC204 | Sports Centre |  |  |  | MC204-B05/C1 | Virtual CNC 1 | EN.EN3 Energy Sensor | [6 empty] | C1 | 0 | [10 empty] | No | No
MC204 | Sports Centre |  |  |  | MC204-B05/D1 | VT Pump 3A En | EN.EN3 Energy Sensor | [6 empty] | D1 | 0 | [10 empty] | No | No
MC204 | Sports Centre |  |  |  | MC204-B05/D10 | DHW Pri Pump 4A En | EN.EN3 Energy Sensor | [6 empty] | D10 | 0 | [10 empty] | No | No
MC204 | Sports Centre |  |  |  | MC204-B05/D11 | DHW Pri Pump 4B En | EN.EN3 Energy Sensor | [6 empty] | D11 | 0 | [10 empty] | No | No
MC204 | Sports Centre |  |  |  | MC204-B05/D12 | DHW PHE En | EN.EN3 Energy Sensor | [6 empty] | D12 | 0 | [10 empty] | No | No
MC204 | Sports Centre |  |  |  | MC204-B05/D13 | DHW Setpoint | EN.EN3 Energy Sensor | [6 empty] | D13 | 0 | [10 empty] | No | No
MC204 | Sports Centre |  |  |  | MC204-B05/D14 | Door Curtains | EN.EN3 Energy Sensor | [6 empty] | D14 | 0 | [10 empty] | No | No
MC204 | Sports Centre |  |  |  | MC204-B05/D15 | Alarm Sounder | EN.EN3 Energy Sensor | [6 empty] | D15 | 0 | [10 empty] | No | No
MC204 | Sports Centre |  |  |  | MC204-B05/D2 | VT Pump 3A Dmd | EN.EN3 Energy Sensor | [6 empty] | D2 | 0 | [10 empty] | No | No
MC204 | Sports Centre |  |  |  | MC204-B05/D3 | VT Pump 3B En | EN.EN3 Energy Sensor | [6 empty] | D3 | 0 | [10 empty] | No | No
MC204 | Sports Centre |  |  |  | MC204-B05/D4 | VT Pump 3B Dmd | EN.EN3 Energy Sensor | [6 empty] | D4 | 0 | [10 empty] | No | No
MC204 | Sports Centre |  |  |  | MC204-B05/D5 | Variable temperature circuit valve | EN.EN3 Energy Sensor | [6 empty] | D5 | 0 | [7 empty] | 0 = Closed , 1 = Open |  |  | No | No
MC204 | Sports Centre |  |  |  | MC204-B05/D6 | UFHM1 Zone En | EN.EN3 Energy Sensor | [6 empty] | D6 | 0 | [10 empty] | No | No
MC204 | Sports Centre |  |  |  | MC204-B05/D7 | UFHM2 Zone En | EN.EN3 Energy Sensor | [6 empty] | D7 | 0 | [10 empty] | No | No
MC204 | Sports Centre |  |  |  | MC204-B05/D8 | UFHM3 Zone En | EN.EN3 Energy Sensor | [6 empty] | D8 | 0 | [10 empty] | No | No
MC204 | Sports Centre |  |  |  | MC204-B05/D9 | UFHM4 Zone En | EN.EN3 Energy Sensor | [6 empty] | D9 | 0 | [10 empty] | No | No
MC204 | Sports Centre |  |  |  | MC204-B05/e1 | Supervisor | EN.EN3 Energy Sensor | [6 empty] | e1 | 0 | [10 empty] | No | No
MC204 | Sports Centre |  |  |  | MC204-B05/e2 | IQ View | EN.EN3 Energy Sensor | [6 empty] | e2 | 0 | [10 empty] | No | No
MC204 | Sports Centre |  |  |  | MC204-B05/F1 | Function 1 | EN.EN3 Energy Sensor | [6 empty] | F1 | 0 | [10 empty] | No | No
MC204 | Sports Centre |  |  |  | MC204-B05/F10 | Function 10 | EN.EN3 Energy Sensor | [6 empty] | F10 | 0 | [10 empty] | No | No
MC204 | Sports Centre |  |  |  | MC204-B05/F11 | Function 11 | EN.EN3 Energy Sensor | [6 empty] | F11 | 0 | [10 empty] | No | No
MC204 | Sports Centre |  |  |  | MC204-B05/F12 | Function 12 | EN.EN3 Energy Sensor | [6 empty] | F12 | 0 | [10 empty] | No | No
MC204 | Sports Centre |  |  |  | MC204-B05/F13 | Function 13 | EN.EN3 Energy Sensor | [6 empty] | F13 | 0 | [10 empty] | No | No
MC204 | Sports Centre |  |  |  | MC204-B05/F14 | Function 14 | EN.EN3 Energy Sensor | [6 empty] | F14 | 0 | [10 empty] | No | No
MC204 | Sports Centre |  |  |  | MC204-B05/F15 | Function 15 | EN.EN3 Energy Sensor | [6 empty] | F15 | 0 | [10 empty] | No | No
MC204 | Sports Centre |  |  |  | MC204-B05/F16 | Function 16 | EN.EN3 Energy Sensor | [6 empty] | F16 | 0 | [10 empty] | No | No
MC204 | Sports Centre |  |  |  | MC204-B05/F17 | Function 17 | EN.EN3 Energy Sensor | [6 empty] | F17 | 0 | [10 empty] | No | No
MC204 | Sports Centre |  |  |  | MC204-B05/F18 | Function 18 | EN.EN3 Energy Sensor | [6 empty] | F18 | 0 | [10 empty] | No | No
MC204 | Sports Centre |  |  |  | MC204-B05/F19 | Function 19 | EN.EN3 Energy Sensor | [6 empty] | F19 | 0 | [10 empty] | No | No
MC204 | Sports Centre |  |  |  | MC204-B05/F2 | Function 2 | EN.EN3 Energy Sensor | [6 empty] | F2 | 0 | [10 empty] | No | No
MC204 | Sports Centre |  |  |  | MC204-B05/F20 | Function 20 | EN.EN3 Energy Sensor | [6 empty] | F20 | 0 | [10 empty] | No | No
MC204 | Sports Centre |  |  |  | MC204-B05/F21 | Function 21 | EN.EN3 Energy Sensor | [6 empty] | F21 | 0 | [10 empty] | No | No
MC204 | Sports Centre |  |  |  | MC204-B05/F22 | Function 22 | EN.EN3 Energy Sensor | [6 empty] | F22 | 0 | [10 empty] | No | No
MC204 | Sports Centre |  |  |  | MC204-B05/F23 | Function 23 | EN.EN3 Energy Sensor | [6 empty] | F23 | 0 | [10 empty] | No | No
MC204 | Sports Centre |  |  |  | MC204-B05/F24 | Function 24 | EN.EN3 Energy Sensor | [6 empty] | F24 | 0 | [10 empty] | No | No
MC204 | Sports Centre |  |  |  | MC204-B05/F25 | Function 25 | EN.EN3 Energy Sensor | [6 empty] | F25 | 0 | [10 empty] | No | No
MC204 | Sports Centre |  |  |  | MC204-B05/F26 | Function 26 | EN.EN3 Energy Sensor | [6 empty] | F26 | 0 | [10 empty] | No | No
MC204 | Sports Centre |  |  |  | MC204-B05/F27 | Function 27 | EN.EN3 Energy Sensor | [6 empty] | F27 | 0 | [10 empty] | No | No
MC204 | Sports Centre |  |  |  | MC204-B05/F28 | Function 28 | EN.EN3 Energy Sensor | [6 empty] | F28 | 0 | [10 empty] | No | No
MC204 | Sports Centre |  |  |  | MC204-B05/F29 | Min VT Room Temp | EN.EN3 Energy Sensor | [6 empty] | F29 | 0 | [7 empty] | Degrees Celsius |  |  | No | No
MC204 | Sports Centre |  |  |  | MC204-B05/F3 | Function 3 | EN.EN3 Energy Sensor | [6 empty] | F3 | 0 | [10 empty] | No | No
MC204 | Sports Centre |  |  |  | MC204-B05/F30 | Function 30 | EN.EN3 Energy Sensor | [6 empty] | F30 | 0 | [10 empty] | No | No
MC204 | Sports Centre |  |  |  | MC204-B05/F31 | Function 31 | EN.EN3 Energy Sensor | [6 empty] | F31 | 0 | [10 empty] | No | No
MC204 | Sports Centre |  |  |  | MC204-B05/F32 | Function 32 | EN.EN3 Energy Sensor | [6 empty] | F32 | 0 | [10 empty] | No | No
MC204 | Sports Centre |  |  |  | MC204-B05/F33 | Function 33 | EN.EN3 Energy Sensor | [6 empty] | F33 | 0 | [10 empty] | No | No
MC204 | Sports Centre |  |  |  | MC204-B05/F34 | Function 34 | EN.EN3 Energy Sensor | [6 empty] | F34 | 0 | [10 empty] | No | No
MC204 | Sports Centre |  |  |  | MC204-B05/F35 | UFHM3 Min Space | EN.EN3 Energy Sensor | [6 empty] | F35 | 0 | [10 empty] | No | No
MC204 | Sports Centre |  |  |  | MC204-B05/F36 | Function 36 | EN.EN3 Energy Sensor | [6 empty] | F36 | 0 | [10 empty] | No | No
MC204 | Sports Centre |  |  |  | MC204-B05/F37 | UFHM4 Min Space | EN.EN3 Energy Sensor | [6 empty] | F37 | 0 | [10 empty] | No | No
MC204 | Sports Centre |  |  |  | MC204-B05/F38 | Function 38 | EN.EN3 Energy Sensor | [6 empty] | F38 | 0 | [10 empty] | No | No
MC204 | Sports Centre |  |  |  | MC204-B05/F39 | o11 n1 | EN.EN3 Energy Sensor | [6 empty] | F39 | 0 | [10 empty] | No | No
MC204 | Sports Centre |  |  |  | MC204-B05/F4 | Function 4 | EN.EN3 Energy Sensor | [6 empty] | F4 | 0 | [10 empty] | No | No
MC204 | Sports Centre |  |  |  | MC204-B05/F40 | Function 40 | EN.EN3 Energy Sensor | [6 empty] | F40 | 0 | [10 empty] | No | No
MC204 | Sports Centre |  |  |  | MC204-B05/F41 | Function 41 | EN.EN3 Energy Sensor | [6 empty] | F41 | 0 | [10 empty] | No | No
MC204 | Sports Centre |  |  |  | MC204-B05/F42 | Function 42 | EN.EN3 Energy Sensor | [6 empty] | F42 | 0 | [10 empty] | No | No
MC204 | Sports Centre |  |  |  | MC204-B05/F43 | Function 43 | EN.EN3 Energy Sensor | [6 empty] | F43 | 0 | [10 empty] | No | No
MC204 | Sports Centre |  |  |  | MC204-B05/F44 | Function 44 | EN.EN3 Energy Sensor | [6 empty] | F44 | 0 | [10 empty] | No | No
MC204 | Sports Centre |  |  |  | MC204-B05/F45 | Function 45 | EN.EN3 Energy Sensor | [6 empty] | F45 | 0 | [10 empty] | No | No
MC204 | Sports Centre |  |  |  | MC204-B05/F46 | Function 46 | EN.EN3 Energy Sensor | [6 empty] | F46 | 0 | [10 empty] | No | No
MC204 | Sports Centre |  |  |  | MC204-B05/F47 | Function 47 | EN.EN3 Energy Sensor | [6 empty] | F47 | 0 | [10 empty] | No | No
MC204 | Sports Centre |  |  |  | MC204-B05/F48 | Function 48 | EN.EN3 Energy Sensor | [6 empty] | F48 | 0 | [10 empty] | No | No
MC204 | Sports Centre |  |  |  | MC204-B05/F49 | Function 49 | EN.EN3 Energy Sensor | [6 empty] | F49 | 0 | [10 empty] | No | No
MC204 | Sports Centre |  |  |  | MC204-B05/F5 | Function 5 | EN.EN3 Energy Sensor | [6 empty] | F5 | 0 | [10 empty] | No | No
MC204 | Sports Centre |  |  |  | MC204-B05/F50 | DHW HI Alarm | EN.EN3 Energy Sensor | [6 empty] | F50 | 0 | [10 empty] | No | No
MC204 | Sports Centre |  |  |  | MC204-B05/F51 | DHW LO Alarm | EN.EN3 Energy Sensor | [6 empty] | F51 | 0 | [10 empty] | No | No
MC204 | Sports Centre |  |  |  | MC204-B05/F52 | Function 52 | EN.EN3 Energy Sensor | [6 empty] | F52 | 0 | [10 empty] | No | No
MC204 | Sports Centre |  |  |  | MC204-B05/F53 | Fault o12 | EN.EN3 Energy Sensor | [6 empty] | F53 | 0 | [10 empty] | No | No
MC204 | Sports Centre |  |  |  | MC204-B05/F54 | Function 54 | EN.EN3 Energy Sensor | [6 empty] | F54 | 0 | [10 empty] | No | No
MC204 | Sports Centre |  |  |  | MC204-B05/F55 | Function 55 | EN.EN3 Energy Sensor | [6 empty] | F55 | 0 | [10 empty] | No | No
MC204 | Sports Centre |  |  |  | MC204-B05/F56 | Function 56 | EN.EN3 Energy Sensor | [6 empty] | F56 | 0 | [10 empty] | No | No
MC204 | Sports Centre |  |  |  | MC204-B05/F57 | Function 57 | EN.EN3 Energy Sensor | [6 empty] | F57 | 0 | [10 empty] | No | No
MC204 | Sports Centre |  |  |  | MC204-B05/F58 | Function 58 | EN.EN3 Energy Sensor | [6 empty] | F58 | 0 | [10 empty] | No | No
MC204 | Sports Centre |  |  |  | MC204-B05/F59 | Function 59 | EN.EN3 Energy Sensor | [6 empty] | F59 | 0 | [10 empty] | No | No
MC204 | Sports Centre |  |  |  | MC204-B05/F6 | Function 6 | EN.EN3 Energy Sensor | [6 empty] | F6 | 0 | [10 empty] | No | No
MC204 | Sports Centre |  |  |  | MC204-B05/F60 | Min Group Change Temp | EN.EN3 Energy Sensor | [6 empty] | F60 | 0 | [7 empty] | Degrees Celsius |  |  | No | No
MC204 | Sports Centre |  |  |  | MC204-B05/F61 | Function 61 | EN.EN3 Energy Sensor | [6 empty] | F61 | 0 | [10 empty] | No | No
MC204 | Sports Centre |  |  |  | MC204-B05/F62 | DHW Heat Dmd | EN.EN3 Energy Sensor | [6 empty] | F62 | 0 | [10 empty] | No | No
MC204 | Sports Centre |  |  |  | MC204-B05/F7 | Function 7 | EN.EN3 Energy Sensor | [6 empty] | F7 | 0 | [10 empty] | No | No
MC204 | Sports Centre |  |  |  | MC204-B05/F8 | Function 8 | EN.EN3 Energy Sensor | [6 empty] | F8 | 0 | [10 empty] | No | No
MC204 | Sports Centre |  |  |  | MC204-B05/F9 | Function 9 | EN.EN3 Energy Sensor | [6 empty] | F9 | 0 | [10 empty] | No | No
MC204 | Sports Centre |  |  |  | MC204-B05/G1 | Logic 1 | EN.EN3 Energy Sensor | [6 empty] | G1 | 0 | [10 empty] | No | No
MC204 | Sports Centre |  |  |  | MC204-B05/G10 | UFH1 Space Frost | EN.EN3 Energy Sensor | [6 empty] | G10 | 0 | [10 empty] | No | No
MC204 | Sports Centre |  |  |  | MC204-B05/G11 | UFH2 Space Frost | EN.EN3 Energy Sensor | [6 empty] | G11 | 0 | [10 empty] | No | No
MC204 | Sports Centre |  |  |  | MC204-B05/G12 | UFH3 Space Frost | EN.EN3 Energy Sensor | [6 empty] | G12 | 0 | [10 empty] | No | No
MC204 | Sports Centre |  |  |  | MC204-B05/G13 | UFH4 Space Frost | EN.EN3 Energy Sensor | [6 empty] | G13 | 0 | [10 empty] | No | No
MC204 | Sports Centre |  |  |  | MC204-B05/G14 | UFH Space Frost | EN.EN3 Energy Sensor | [6 empty] | G14 | 0 | [10 empty] | No | No
MC204 | Sports Centre |  |  |  | MC204-B05/G15 | o12 n1 | EN.EN3 Energy Sensor | [6 empty] | G15 | 0 | [10 empty] | No | No
MC204 | Sports Centre |  |  |  | MC204-B05/G16 | Reset | EN.EN3 Energy Sensor | [6 empty] | G16 | 0 | [10 empty] | No | No
MC204 | Sports Centre |  |  |  | MC204-B05/G17 | Logic 17 | EN.EN3 Energy Sensor | [6 empty] | G17 | 0 | [10 empty] | No | No
MC204 | Sports Centre |  |  |  | MC204-B05/G18 | Logic 18 | EN.EN3 Energy Sensor | [6 empty] | G18 | 0 | [10 empty] | No | No
MC204 | Sports Centre |  |  |  | MC204-B05/G19 | Pump Interlock | EN.EN3 Energy Sensor | [6 empty] | G19 | 0 | [10 empty] | No | No
MC204 | Sports Centre |  |  |  | MC204-B05/G2 | Logic 2 | EN.EN3 Energy Sensor | [6 empty] | G2 | 0 | [10 empty] | No | No
MC204 | Sports Centre |  |  |  | MC204-B05/G20 | Logic 20 | EN.EN3 Energy Sensor | [6 empty] | G20 | 0 | [10 empty] | No | No
MC204 | Sports Centre |  |  |  | MC204-B05/G21 | VT Dmd | EN.EN3 Energy Sensor | [6 empty] | G21 | 0 | [10 empty] | No | No
MC204 | Sports Centre |  |  |  | MC204-B05/G22 | Logic 22 | EN.EN3 Energy Sensor | [6 empty] | G22 | 0 | [10 empty] | No | No
MC204 | Sports Centre |  |  |  | MC204-B05/G23 | VT Pumps | EN.EN3 Energy Sensor | [6 empty] | G23 | 0 | [10 empty] | No | No
MC204 | Sports Centre |  |  |  | MC204-B05/G24 | Logic 24 | EN.EN3 Energy Sensor | [6 empty] | G24 | 0 | [10 empty] | No | No
MC204 | Sports Centre |  |  |  | MC204-B05/G25 | Variable flow circuit pump duty | EN.EN3 Energy Sensor | [6 empty] | G25 | 0 | [10 empty] | No | No
MC204 | Sports Centre |  |  |  | MC204-B05/G26 | Logic 26 | EN.EN3 Energy Sensor | [6 empty] | G26 | 0 | [10 empty] | No | No
MC204 | Sports Centre |  |  |  | MC204-B05/G27 | Logic 27 | EN.EN3 Energy Sensor | [6 empty] | G27 | 0 | [10 empty] | No | No
MC204 | Sports Centre |  |  |  | MC204-B05/G28 | Logic 28 | EN.EN3 Energy Sensor | [6 empty] | G28 | 0 | [10 empty] | No | No
MC204 | Sports Centre |  |  |  | MC204-B05/G29 | Logic 29 | EN.EN3 Energy Sensor | [6 empty] | G29 | 0 | [10 empty] | No | No
MC204 | Sports Centre |  |  |  | MC204-B05/G3 | Logic 3 | EN.EN3 Energy Sensor | [6 empty] | G3 | 0 | [10 empty] | No | No
MC204 | Sports Centre |  |  |  | MC204-B05/G30 | Logic 30 | EN.EN3 Energy Sensor | [6 empty] | G30 | 0 | [10 empty] | No | No
MC204 | Sports Centre |  |  |  | MC204-B05/G31 | Logic 31 | EN.EN3 Energy Sensor | [6 empty] | G31 | 0 | [10 empty] | No | No
MC204 | Sports Centre |  |  |  | MC204-B05/G32 | P1 | EN.EN3 Energy Sensor | [6 empty] | G32 | 0 | [10 empty] | No | No
MC204 | Sports Centre |  |  |  | MC204-B05/G33 | P2 | EN.EN3 Energy Sensor | [6 empty] | G33 | 0 | [10 empty] | No | No
MC204 | Sports Centre |  |  |  | MC204-B05/G34 | Logic 34 | EN.EN3 Energy Sensor | [6 empty] | G34 | 0 | [10 empty] | No | No
MC204 | Sports Centre |  |  |  | MC204-B05/G35 | Logic 35 | EN.EN3 Energy Sensor | [6 empty] | G35 | 0 | [10 empty] | No | No
MC204 | Sports Centre |  |  |  | MC204-B05/G36 | Logic 36 | EN.EN3 Energy Sensor | [6 empty] | G36 | 0 | [10 empty] | No | No
MC204 | Sports Centre |  |  |  | MC204-B05/G37 | Logic 37 | EN.EN3 Energy Sensor | [6 empty] | G37 | 0 | [10 empty] | No | No
MC204 | Sports Centre |  |  |  | MC204-B05/G38 | Logic 38 | EN.EN3 Energy Sensor | [6 empty] | G38 | 0 | [10 empty] | No | No
MC204 | Sports Centre |  |  |  | MC204-B05/G39 | Logic 39 | EN.EN3 Energy Sensor | [6 empty] | G39 | 0 | [10 empty] | No | No
MC204 | Sports Centre |  |  |  | MC204-B05/G4 | Logic 4 | EN.EN3 Energy Sensor | [6 empty] | G4 | 0 | [10 empty] | No | No
MC204 | Sports Centre |  |  |  | MC204-B05/G40 | UFHM1 Heat Dmd | EN.EN3 Energy Sensor | [6 empty] | G40 | 0 | [10 empty] | No | No
MC204 | Sports Centre |  |  |  | MC204-B05/G41 | Logic 41 | EN.EN3 Energy Sensor | [6 empty] | G41 | 0 | [10 empty] | No | No
MC204 | Sports Centre |  |  |  | MC204-B05/G42 | Logic 42 | EN.EN3 Energy Sensor | [6 empty] | G42 | 0 | [10 empty] | No | No
MC204 | Sports Centre |  |  |  | MC204-B05/G43 | UFHM2 Heat Dmd | EN.EN3 Energy Sensor | [6 empty] | G43 | 0 | [10 empty] | No | No
MC204 | Sports Centre |  |  |  | MC204-B05/G44 | Logic 44 | EN.EN3 Energy Sensor | [6 empty] | G44 | 0 | [10 empty] | No | No
MC204 | Sports Centre |  |  |  | MC204-B05/G45 | Logic 45 | EN.EN3 Energy Sensor | [6 empty] | G45 | 0 | [10 empty] | No | No
MC204 | Sports Centre |  |  |  | MC204-B05/G46 | UFHM3 Heat Dmd | EN.EN3 Energy Sensor | [6 empty] | G46 | 0 | [10 empty] | No | No
MC204 | Sports Centre |  |  |  | MC204-B05/G47 | Logic 47 | EN.EN3 Energy Sensor | [6 empty] | G47 | 0 | [10 empty] | No | No
MC204 | Sports Centre |  |  |  | MC204-B05/G48 | Logic 48 | EN.EN3 Energy Sensor | [6 empty] | G48 | 0 | [10 empty] | No | No
MC204 | Sports Centre |  |  |  | MC204-B05/G49 | UFHM4 Heat Dmd | EN.EN3 Energy Sensor | [6 empty] | G49 | 0 | [10 empty] | No | No
MC204 | Sports Centre |  |  |  | MC204-B05/G5 | Logic 5 | EN.EN3 Energy Sensor | [6 empty] | G5 | 0 | [10 empty] | No | No
MC204 | Sports Centre |  |  |  | MC204-B05/G50 | Logic 50 | EN.EN3 Energy Sensor | [6 empty] | G50 | 0 | [10 empty] | No | No
MC204 | Sports Centre |  |  |  | MC204-B05/G51 | DHW Dmd | EN.EN3 Energy Sensor | [6 empty] | G51 | 0 | [10 empty] | No | No
MC204 | Sports Centre |  |  |  | MC204-B05/G52 | Logic 52 | EN.EN3 Energy Sensor | [6 empty] | G52 | 0 | [10 empty] | No | No
MC204 | Sports Centre |  |  |  | MC204-B05/G53 | DHW Pri Pumps | EN.EN3 Energy Sensor | [6 empty] | G53 | 0 | [10 empty] | No | No
MC204 | Sports Centre |  |  |  | MC204-B05/G54 | UFHM Heat Dmd | EN.EN3 Energy Sensor | [6 empty] | G54 | 0 | [10 empty] | No | No
MC204 | Sports Centre |  |  |  | MC204-B05/G55 | Logic 55 | EN.EN3 Energy Sensor | [6 empty] | G55 | 0 | [10 empty] | No | No
MC204 | Sports Centre |  |  |  | MC204-B05/G56 | DHW Pri Pump Duty | EN.EN3 Energy Sensor | [6 empty] | G56 | 0 | [10 empty] | No | No
MC204 | Sports Centre |  |  |  | MC204-B05/G57 | Logic 57 | EN.EN3 Energy Sensor | [6 empty] | G57 | 0 | [10 empty] | No | No
MC204 | Sports Centre |  |  |  | MC204-B05/G58 | Logic 58 | EN.EN3 Energy Sensor | [6 empty] | G58 | 0 | [10 empty] | No | No
MC204 | Sports Centre |  |  |  | MC204-B05/G59 | Logic 59 | EN.EN3 Energy Sensor | [6 empty] | G59 | 0 | [10 empty] | No | No
MC204 | Sports Centre |  |  |  | MC204-B05/G6 | Logic 6 | EN.EN3 Energy Sensor | [6 empty] | G6 | 0 | [10 empty] | No | No
MC204 | Sports Centre |  |  |  | MC204-B05/G60 | Logic 60 | EN.EN3 Energy Sensor | [6 empty] | G60 | 0 | [10 empty] | No | No
MC204 | Sports Centre |  |  |  | MC204-B05/G61 | Logic 61 | EN.EN3 Energy Sensor | [6 empty] | G61 | 0 | [10 empty] | No | No
MC204 | Sports Centre |  |  |  | MC204-B05/G62 | Logic 62 | EN.EN3 Energy Sensor | [6 empty] | G62 | 0 | [10 empty] | No | No
MC204 | Sports Centre |  |  |  | MC204-B05/G63 | P1 | EN.EN3 Energy Sensor | [6 empty] | G63 | 0 | [10 empty] | No | No
MC204 | Sports Centre |  |  |  | MC204-B05/G64 | P2 | EN.EN3 Energy Sensor | [6 empty] | G64 | 0 | [10 empty] | No | No
MC204 | Sports Centre |  |  |  | MC204-B05/G65 | Logic 65 | EN.EN3 Energy Sensor | [6 empty] | G65 | 0 | [10 empty] | No | No
MC204 | Sports Centre |  |  |  | MC204-B05/G66 | Logic 66 | EN.EN3 Energy Sensor | [6 empty] | G66 | 0 | [10 empty] | No | No
MC204 | Sports Centre |  |  |  | MC204-B05/G67 | DHW Alarms | EN.EN3 Energy Sensor | [6 empty] | G67 | 0 | [10 empty] | No | No
MC204 | Sports Centre |  |  |  | MC204-B05/G68 | Logic 68 | EN.EN3 Energy Sensor | [6 empty] | G68 | 0 | [10 empty] | No | No
MC204 | Sports Centre |  |  |  | MC204-B05/G69 | Logic 69 | EN.EN3 Energy Sensor | [6 empty] | G69 | 0 | [10 empty] | No | No
MC204 | Sports Centre |  |  |  | MC204-B05/G7 | Logic 7 | EN.EN3 Energy Sensor | [6 empty] | G7 | 0 | [10 empty] | No | No
MC204 | Sports Centre |  |  |  | MC204-B05/G70 | Logic 70 | EN.EN3 Energy Sensor | [6 empty] | G70 | 0 | [10 empty] | No | No
MC204 | Sports Centre |  |  |  | MC204-B05/G71 | Door Curtain Occ | EN.EN3 Energy Sensor | [6 empty] | G71 | 0 | [10 empty] | No | No
MC204 | Sports Centre |  |  |  | MC204-B05/G72 | Logic 72 | EN.EN3 Energy Sensor | [6 empty] | G72 | 0 | [10 empty] | No | No
MC204 | Sports Centre |  |  |  | MC204-B05/G73 | Logic 73 | EN.EN3 Energy Sensor | [6 empty] | G73 | 0 | [10 empty] | No | No
MC204 | Sports Centre |  |  |  | MC204-B05/G74 | Logic 74 | EN.EN3 Energy Sensor | [6 empty] | G74 | 0 | [10 empty] | No | No
MC204 | Sports Centre |  |  |  | MC204-B05/G75 | Logic 75 | EN.EN3 Energy Sensor | [6 empty] | G75 | 0 | [10 empty] | No | No
MC204 | Sports Centre |  |  |  | MC204-B05/G76 | Logic 76 | EN.EN3 Energy Sensor | [6 empty] | G76 | 0 | [10 empty] | No | No
MC204 | Sports Centre |  |  |  | MC204-B05/G77 | Logic 77 | EN.EN3 Energy Sensor | [6 empty] | G77 | 0 | [10 empty] | No | No
MC204 | Sports Centre |  |  |  | MC204-B05/G78 | Logic 78 | EN.EN3 Energy Sensor | [6 empty] | G78 | 0 | [10 empty] | No | No
MC204 | Sports Centre |  |  |  | MC204-B05/G79 | Logic 79 | EN.EN3 Energy Sensor | [6 empty] | G79 | 0 | [10 empty] | No | No
MC204 | Sports Centre |  |  |  | MC204-B05/G8 | Logic 8 | EN.EN3 Energy Sensor | [6 empty] | G8 | 0 | [10 empty] | No | No
MC204 | Sports Centre |  |  |  | MC204-B05/G80 | Logic 80 | EN.EN3 Energy Sensor | [6 empty] | G80 | 0 | [10 empty] | No | No
MC204 | Sports Centre |  |  |  | MC204-B05/G81 | Door Curtain CT Dmd | EN.EN3 Energy Sensor | [6 empty] | G81 | 0 | [10 empty] | No | No
MC204 | Sports Centre |  |  |  | MC204-B05/G82 | Logic 82 | EN.EN3 Energy Sensor | [6 empty] | G82 | 0 | [10 empty] | No | No
MC204 | Sports Centre |  |  |  | MC204-B05/G83 | Logic 83 | EN.EN3 Energy Sensor | [6 empty] | G83 | 0 | [10 empty] | No | No
MC204 | Sports Centre |  |  |  | MC204-B05/G84 | Logic 84 | EN.EN3 Energy Sensor | [6 empty] | G84 | 0 | [10 empty] | No | No
MC204 | Sports Centre |  |  |  | MC204-B05/G85 | Logic 85 | EN.EN3 Energy Sensor | [6 empty] | G85 | 0 | [10 empty] | No | No
MC204 | Sports Centre |  |  |  | MC204-B05/G86 | Logic 86 | EN.EN3 Energy Sensor | [6 empty] | G86 | 0 | [10 empty] | No | No
MC204 | Sports Centre |  |  |  | MC204-B05/G87 | Logic 87 | EN.EN3 Energy Sensor | [6 empty] | G87 | 0 | [10 empty] | No | No
MC204 | Sports Centre |  |  |  | MC204-B05/G88 | Logic 88 | EN.EN3 Energy Sensor | [6 empty] | G88 | 0 | [10 empty] | No | No
MC204 | Sports Centre |  |  |  | MC204-B05/G89 | Logic 89 | EN.EN3 Energy Sensor | [6 empty] | G89 | 0 | [10 empty] | No | No
MC204 | Sports Centre |  |  |  | MC204-B05/G9 | VT Space Frost | EN.EN3 Energy Sensor | [6 empty] | G9 | 0 | [10 empty] | No | No
MC204 | Sports Centre |  |  |  | MC204-B05/I1 | VT Pump 3A Fault | EN.EN3 Energy Sensor | [6 empty] | I1 | 0 | [10 empty] | No | No
MC204 | Sports Centre |  |  |  | MC204-B05/I10 | UFHM3 Heat Dmd | EN.EN3 Energy Sensor | [6 empty] | I10 | 0 | [10 empty] | No | No
MC204 | Sports Centre |  |  |  | MC204-B05/I11 | UFHM3 Pump Flow | EN.EN3 Energy Sensor | [6 empty] | I11 | 0 | [10 empty] | No | No
MC204 | Sports Centre |  |  |  | MC204-B05/I12 | UFHM3 HTCO | EN.EN3 Energy Sensor | [6 empty] | I12 | 0 | [10 empty] | No | No
MC204 | Sports Centre |  |  |  | MC204-B05/I13 | UFHM4 Heat Dmd | EN.EN3 Energy Sensor | [6 empty] | I13 | 0 | [10 empty] | No | No
MC204 | Sports Centre |  |  |  | MC204-B05/I14 | UFHM4 Pump Flow | EN.EN3 Energy Sensor | [6 empty] | I14 | 0 | [10 empty] | No | No
MC204 | Sports Centre |  |  |  | MC204-B05/I15 | UFHM4 HTCO | EN.EN3 Energy Sensor | [6 empty] | I15 | 0 | [10 empty] | No | No
MC204 | Sports Centre |  |  |  | MC204-B05/I16 | Summer ECO active | EN.EN3 Energy Sensor | [6 empty] | I16 | 0 | [10 empty] | No | No
MC204 | Sports Centre |  |  |  | MC204-B05/I17 | DHW Pri Pump 4A Fault | EN.EN3 Energy Sensor | [6 empty] | I17 | 0 | [10 empty] | No | No
MC204 | Sports Centre |  |  |  | MC204-B05/I18 | DHW Pri Pump 4B Fault | EN.EN3 Energy Sensor | [6 empty] | I18 | 0 | [10 empty] | No | No
MC204 | Sports Centre |  |  |  | MC204-B05/I19 | DHW Pri Pumps Flow | EN.EN3 Energy Sensor | [6 empty] | I19 | 0 | [10 empty] | No | No
MC204 | Sports Centre |  |  |  | MC204-B05/I2 | VT Pump 3B Fault | EN.EN3 Energy Sensor | [6 empty] | I2 | 0 | [10 empty] | No | No
MC204 | Sports Centre |  |  |  | MC204-B05/I20 | DHW Buffer HTCO | EN.EN3 Energy Sensor | [6 empty] | I20 | 0 | [10 empty] | No | No
MC204 | Sports Centre |  |  |  | MC204-B05/I21 | DHW PHE Fault | EN.EN3 Energy Sensor | [6 empty] | I21 | 0 | [10 empty] | No | No
MC204 | Sports Centre |  |  |  | MC204-B05/I25 | VT Heat Meter | EN.EN3 Energy Sensor | [6 empty] | I25 | 0 | [10 empty] | No | No
MC204 | Sports Centre |  |  |  | MC204-B05/I26 | DHW Heat Meter | EN.EN3 Energy Sensor | [6 empty] | I26 | 0 | [10 empty] | No | No
MC204 | Sports Centre |  |  |  | MC204-B05/I3 | VT Pumps Flow | EN.EN3 Energy Sensor | [6 empty] | I3 | 0 | [10 empty] | No | No
MC204 | Sports Centre |  |  |  | MC204-B05/I33 | VT Pump 3A Fail | EN.EN3 Energy Sensor | [6 empty] | I33 | 0 | [10 empty] | No | No
MC204 | Sports Centre |  |  |  | MC204-B05/I34 | VT Pump 3B Fail | EN.EN3 Energy Sensor | [6 empty] | I34 | 0 | [10 empty] | No | No
MC204 | Sports Centre |  |  |  | MC204-B05/I35 | DHW Pri Pump 4A Fail | EN.EN3 Energy Sensor | [6 empty] | I35 | 0 | [10 empty] | No | No
MC204 | Sports Centre |  |  |  | MC204-B05/I36 | DHW Pri Pump 4B Fail | EN.EN3 Energy Sensor | [6 empty] | I36 | 0 | [10 empty] | No | No
MC204 | Sports Centre |  |  |  | MC204-B05/I37 | UFHM1 Pump Fail | EN.EN3 Energy Sensor | [6 empty] | I37 | 0 | [10 empty] | No | No
MC204 | Sports Centre |  |  |  | MC204-B05/I38 | UFHM2 Pump Fail | EN.EN3 Energy Sensor | [6 empty] | I38 | 0 | [10 empty] | No | No
MC204 | Sports Centre |  |  |  | MC204-B05/I39 | UFHM3 Pump Fail | EN.EN3 Energy Sensor | [6 empty] | I39 | 0 | [10 empty] | No | No
MC204 | Sports Centre |  |  |  | MC204-B05/I4 | UFHM1 Heat Dmd | EN.EN3 Energy Sensor | [6 empty] | I4 | 0 | [10 empty] | No | No
MC204 | Sports Centre |  |  |  | MC204-B05/I40 | UFHM4 Pump Fail | EN.EN3 Energy Sensor | [6 empty] | I40 | 0 | [10 empty] | No | No
MC204 | Sports Centre |  |  |  | MC204-B05/I5 | UFHM1 Pump Flow | EN.EN3 Energy Sensor | [6 empty] | I5 | 0 | [10 empty] | No | No
MC204 | Sports Centre |  |  |  | MC204-B05/I6 | UFHM1 HTCO | EN.EN3 Energy Sensor | [6 empty] | I6 | 0 | [10 empty] | No | No
MC204 | Sports Centre |  |  |  | MC204-B05/I7 | UFHM2 Heat Dmd | EN.EN3 Energy Sensor | [6 empty] | I7 | 0 | [10 empty] | No | No
MC204 | Sports Centre |  |  |  | MC204-B05/I8 | UFHM2 Pump Flow | EN.EN3 Energy Sensor | [6 empty] | I8 | 0 | [10 empty] | No | No
MC204 | Sports Centre |  |  |  | MC204-B05/I9 | UFHM2 HTCO | EN.EN3 Energy Sensor | [6 empty] | I9 | 0 | [10 empty] | No | No
MC204 | Sports Centre |  |  |  | MC204-B05/K1 | VT Space Frost Protect | EN.EN3 Energy Sensor | [6 empty] | K1 | 0 | [10 empty] | No | No
MC204 | Sports Centre |  |  |  | MC204-B05/K10 | UFHM2 Htg OSS SP | EN.EN3 Energy Sensor | [6 empty] | K10 | 0 | [10 empty] | No | No
MC204 | Sports Centre |  |  |  | MC204-B05/K11 | UFHM4 Htg OSS SP | EN.EN3 Energy Sensor | [6 empty] | K11 | 0 | [10 empty] | No | No
MC204 | Sports Centre |  |  |  | MC204-B05/K12 | UFHM4 Htg OSS SP | EN.EN3 Energy Sensor | [6 empty] | K12 | 0 | [10 empty] | No | No
MC204 | Sports Centre |  |  |  | MC204-B05/K13 | DHW PHE Setpoint | EN.EN3 Energy Sensor | [6 empty] | K13 | 0 | [10 empty] | No | No
MC204 | Sports Centre |  |  |  | MC204-B05/K14 | Door Curtain DET | EN.EN3 Energy Sensor | [6 empty] | K14 | 0 | [10 empty] | No | No
MC204 | Sports Centre |  |  |  | MC204-B05/K15 | Door Curtain Htg Inhibit | EN.EN3 Energy Sensor | [6 empty] | K15 | 0 | [10 empty] | No | No
MC204 | Sports Centre |  |  |  | MC204-B05/K2 | UFH Space Frost Protect | EN.EN3 Energy Sensor | [6 empty] | K2 | 0 | [10 empty] | No | No
MC204 | Sports Centre |  |  |  | MC204-B05/K3 | VT Htg OSS SP | EN.EN3 Energy Sensor | [6 empty] | K3 | 0 | [10 empty] | No | No
MC204 | Sports Centre |  |  |  | MC204-B05/K4 | VT Pump DP SP | EN.EN3 Energy Sensor | [6 empty] | K4 | 0 | [10 empty] | No | No
MC204 | Sports Centre |  |  |  | MC204-B05/K5 | Min VT Flow At | EN.EN3 Energy Sensor | [6 empty] | K5 | 0 | [10 empty] | No | No
MC204 | Sports Centre |  |  |  | MC204-B05/K6 | Max VT Flow At | EN.EN3 Energy Sensor | [6 empty] | K6 | 0 | [10 empty] | No | No
MC204 | Sports Centre |  |  |  | MC204-B05/K7 | Min VT Flow SP | EN.EN3 Energy Sensor | [6 empty] | K7 | 0 | [10 empty] | No | No
MC204 | Sports Centre |  |  |  | MC204-B05/K8 | Max VT Flow SP | EN.EN3 Energy Sensor | [6 empty] | K8 | 0 | [10 empty] | No | No
MC204 | Sports Centre |  |  |  | MC204-B05/K9 | UFHM1 Htg OSS SP | EN.EN3 Energy Sensor | [6 empty] | K9 | 0 | [10 empty] | No | No
MC204 | Sports Centre |  |  |  | MC204-B05/L1 | Loop 1 | EN.EN3 Energy Sensor | [6 empty] | L1 | 0 | [10 empty] | No | No
MC204 | Sports Centre |  |  |  | MC204-B05/L2 | Variable temperature circuit valve | EN.EN3 Energy Sensor | [6 empty] | L2 | 0 | [7 empty] | 0 = Closed , 1 = Open |  |  | No | No
MC204 | Sports Centre |  |  |  | MC204-B05/O1 | VT Heating | EN.EN3 Energy Sensor | [6 empty] | O1 | 0 | [10 empty] | No | No
MC204 | Sports Centre |  |  |  | MC204-B05/O2 | UFHM1-Foyer | EN.EN3 Energy Sensor | [6 empty] | O2 | 0 | [10 empty] | No | No
MC204 | Sports Centre |  |  |  | MC204-B05/O3 | UFHM2-Group Change M | EN.EN3 Energy Sensor | [6 empty] | O3 | 0 | [10 empty] | No | No
MC204 | Sports Centre |  |  |  | MC204-B05/O4 | UFHM3-Group Change F | EN.EN3 Energy Sensor | [6 empty] | O4 | 0 | [10 empty] | No | No
MC204 | Sports Centre |  |  |  | MC204-B05/O5 | UFHM4-Pool Change | EN.EN3 Energy Sensor | [6 empty] | O5 | 0 | [10 empty] | No | No
MC204 | Sports Centre |  |  |  | MC204-B05/P1 | Constant temperature circuit flow temperature | EN.EN3 Energy Sensor | [6 empty] | P1 | 0 | [7 empty] | Degrees Celsius |  |  | No | No
MC204 | Sports Centre |  |  |  | MC204-B05/P10 | Group Change M Temp | EN.EN3 Energy Sensor | [6 empty] | P10 | 0 | [7 empty] | Degrees Celsius |  |  | No | No
MC204 | Sports Centre |  |  |  | MC204-B05/P11 | UFHM2 Flow Temp | EN.EN3 Energy Sensor | [6 empty] | P11 | 0 | [7 empty] | Degrees Celsius |  |  | No | No
MC204 | Sports Centre |  |  |  | MC204-B05/P12 | Group Change F Temp | EN.EN3 Energy Sensor | [6 empty] | P12 | 0 | [7 empty] | Degrees Celsius |  |  | No | No
MC204 | Sports Centre |  |  |  | MC204-B05/P13 | Corridor 1 Space Temp | EN.EN3 Energy Sensor | [6 empty] | P13 | 0 | [7 empty] | Degrees Celsius |  |  | No | No
MC204 | Sports Centre |  |  |  | MC204-B05/P14 | UFHM3 Flow Temp | EN.EN3 Energy Sensor | [6 empty] | P14 | 0 | [7 empty] | Degrees Celsius |  |  | No | No
MC204 | Sports Centre |  |  |  | MC204-B05/P15 | Pool Change M Temp | EN.EN3 Energy Sensor | [6 empty] | P15 | 0 | [7 empty] | Degrees Celsius |  |  | No | No
MC204 | Sports Centre |  |  |  | MC204-B05/P16 | Pool Change F Temp | EN.EN3 Energy Sensor | [6 empty] | P16 | 0 | [7 empty] | Degrees Celsius |  |  | No | No
MC204 | Sports Centre |  |  |  | MC204-B05/P17 | UFHM4 Flow Temp | EN.EN3 Energy Sensor | [6 empty] | P17 | 0 | [7 empty] | Degrees Celsius |  |  | No | No
MC204 | Sports Centre |  |  |  | MC204-B05/P18 | DHW Pri Flow Temp | EN.EN3 Energy Sensor | [6 empty] | P18 | 0 | [7 empty] | Degrees Celsius |  |  | No | No
MC204 | Sports Centre |  |  |  | MC204-B05/P19 | DHW Pri Retn Temp | EN.EN3 Energy Sensor | [6 empty] | P19 | 0 | [7 empty] | Degrees Celsius |  |  | No | No
MC204 | Sports Centre |  |  |  | MC204-B05/P2 | Rm1107 Space Temp | EN.EN3 Energy Sensor | [6 empty] | P2 | 0 | [7 empty] | Degrees Celsius |  |  | No | No
MC204 | Sports Centre |  |  |  | MC204-B05/P20 | DHW Temp | EN.EN3 Energy Sensor | [6 empty] | P20 | 0 | [7 empty] | Degrees Celsius |  |  | No | No
MC204 | Sports Centre |  |  |  | MC204-B05/P21 | VT kWh Daily | EN.EN3 Energy Sensor | [6 empty] | P21 | 0 | [10 empty] | No | No
MC204 | Sports Centre |  |  |  | MC204-B05/P22 | VT kWh Daily | EN.EN3 Energy Sensor | [6 empty] | P22 | 0 | [10 empty] | No | No
MC204 | Sports Centre |  |  |  | MC204-B05/P23 | VT kWh Data | EN.EN3 Energy Sensor | [6 empty] | P23 | 0 | [10 empty] | No | No
MC204 | Sports Centre |  |  |  | MC204-B05/P24 | DHW kWh Daily | EN.EN3 Energy Sensor | [6 empty] | P24 | 0 | [10 empty] | No | No
MC204 | Sports Centre |  |  |  | MC204-B05/P25 | DHW kWh Daily | EN.EN3 Energy Sensor | [6 empty] | P25 | 0 | [10 empty] | No | No
MC204 | Sports Centre |  |  |  | MC204-B05/P26 | DHW kWh Data | EN.EN3 Energy Sensor | [6 empty] | P26 | 0 | [10 empty] | No | No
MC204 | Sports Centre |  |  |  | MC204-B05/P27 | Calculated variable temperature circuit flow setpoint | EN.EN3 Energy Sensor | [6 empty] | P27 | 0 | [10 empty] | No | No
MC204 | Sports Centre |  |  |  | MC204-B05/P3 | Imagination Lab Temp | EN.EN3 Energy Sensor | [6 empty] | P3 | 0 | [7 empty] | Degrees Celsius |  |  | No | No
MC204 | Sports Centre |  |  |  | MC204-B05/P4 | Variable temperature circuit flow temperature | EN.EN3 Energy Sensor | [6 empty] | P4 | 0 | [7 empty] | Degrees Celsius |  |  | No | No
MC204 | Sports Centre |  |  |  | MC204-B05/P5 | VT Zone 1 Diff Press | EN.EN3 Energy Sensor | [6 empty] | P5 | 0 | [10 empty] | No | No
MC204 | Sports Centre |  |  |  | MC204-B05/P6 | VT Zone 2 Diff Press | EN.EN3 Energy Sensor | [6 empty] | P6 | 0 | [10 empty] | No | No
MC204 | Sports Centre |  |  |  | MC204-B05/P8 | Foyer Space Temp | EN.EN3 Energy Sensor | [6 empty] | P8 | 0 | [7 empty] | Degrees Celsius |  |  | No | No
MC204 | Sports Centre |  |  |  | MC204-B05/P9 | UFHM1 Flow Temp | EN.EN3 Energy Sensor | [6 empty] | P9 | 0 | [7 empty] | Degrees Celsius |  |  | No | No
MC204 | Sports Centre |  |  |  | MC204-B05/Q1 | Sequence Table 1 | EN.EN3 Energy Sensor | [6 empty] | Q1 | 0 | [10 empty] | No | No
MC204 | Sports Centre |  |  |  | MC204-B05/S1 | Constant temperature circuit flow temperature | EN.EN3 Energy Sensor | [6 empty] | S1 | 0 | [7 empty] | Degrees Celsius |  |  | No | No
MC204 | Sports Centre |  |  |  | MC204-B05/S10 | Group Change M Temp | EN.EN3 Energy Sensor | [6 empty] | S10 | 0 | [7 empty] | Degrees Celsius |  |  | No | No
MC204 | Sports Centre |  |  |  | MC204-B05/S11 | UFHM2 Flow Temp | EN.EN3 Energy Sensor | [6 empty] | S11 | 0 | [7 empty] | Degrees Celsius |  |  | No | No
MC204 | Sports Centre |  |  |  | MC204-B05/S12 | Group Change F Temp | EN.EN3 Energy Sensor | [6 empty] | S12 | 0 | [7 empty] | Degrees Celsius |  |  | No | No
MC204 | Sports Centre |  |  |  | MC204-B05/S13 | Corridor 1 Space Temp | EN.EN3 Energy Sensor | [6 empty] | S13 | 0 | [7 empty] | Degrees Celsius |  |  | No | No
MC204 | Sports Centre |  |  |  | MC204-B05/S14 | UFHM3 Flow Temp | EN.EN3 Energy Sensor | [6 empty] | S14 | 0 | [7 empty] | Degrees Celsius |  |  | No | No
MC204 | Sports Centre |  |  |  | MC204-B05/S15 | Pool Change M Temp | EN.EN3 Energy Sensor | [6 empty] | S15 | 0 | [7 empty] | Degrees Celsius |  |  | No | No
MC204 | Sports Centre |  |  |  | MC204-B05/S16 | Pool Change F Temp | EN.EN3 Energy Sensor | [6 empty] | S16 | 0 | [7 empty] | Degrees Celsius |  |  | No | No
MC204 | Sports Centre |  |  |  | MC204-B05/S17 | UFHM4 Flow Temp | EN.EN3 Energy Sensor | [6 empty] | S17 | 0 | [7 empty] | Degrees Celsius |  |  | No | No
MC204 | Sports Centre |  |  |  | MC204-B05/S18 | DHW Pri Flow Temp | EN.EN3 Energy Sensor | [6 empty] | S18 | 0 | [7 empty] | Degrees Celsius |  |  | No | No
MC204 | Sports Centre |  |  |  | MC204-B05/S19 | DHW Pri Retn Temp | EN.EN3 Energy Sensor | [6 empty] | S19 | 0 | [7 empty] | Degrees Celsius |  |  | No | No
MC204 | Sports Centre |  |  |  | MC204-B05/S2 | Rm1107 Space Temp | EN.EN3 Energy Sensor | [6 empty] | S2 | 0 | [7 empty] | Degrees Celsius |  |  | No | No
MC204 | Sports Centre |  |  |  | MC204-B05/S20 | DHW PHE Temp | EN.EN3 Energy Sensor | [6 empty] | S20 | 0 | [7 empty] | Degrees Celsius |  |  | No | No
MC204 | Sports Centre |  |  |  | MC204-B05/S25 | VT kWh Daily | EN.EN3 Energy Sensor | [6 empty] | S25 | 0 | [10 empty] | No | No
MC204 | Sports Centre |  |  |  | MC204-B05/S26 | VT kWh Total | EN.EN3 Energy Sensor | [6 empty] | S26 | 0 | [10 empty] | No | No
MC204 | Sports Centre |  |  |  | MC204-B05/S27 | VT kWh Weekly | EN.EN3 Energy Sensor | [6 empty] | S27 | 0 | [10 empty] | No | No
MC204 | Sports Centre |  |  |  | MC204-B05/S28 | VT kWh Week-1 | EN.EN3 Energy Sensor | [6 empty] | S28 | 0 | [10 empty] | No | No
MC204 | Sports Centre |  |  |  | MC204-B05/S29 | VT kWh Mnthly | EN.EN3 Energy Sensor | [6 empty] | S29 | 0 | [10 empty] | No | No
MC204 | Sports Centre |  |  |  | MC204-B05/S3 | Rm B07 Space Temp Comms | EN.EN3 Energy Sensor | [6 empty] | S3 | 0 | [7 empty] | Degrees Celsius |  |  | No | No
MC204 | Sports Centre |  |  |  | MC204-B05/S30 | VT kWh Month-1 | EN.EN3 Energy Sensor | [6 empty] | S30 | 0 | [10 empty] | No | No
MC204 | Sports Centre |  |  |  | MC204-B05/S31 | VT kWh Data | EN.EN3 Energy Sensor | [6 empty] | S31 | 0 | [10 empty] | No | No
MC204 | Sports Centre |  |  |  | MC204-B05/S32 | DHW kWh Daily | EN.EN3 Energy Sensor | [6 empty] | S32 | 0 | [10 empty] | No | No
MC204 | Sports Centre |  |  |  | MC204-B05/S33 | DHW kWh Total | EN.EN3 Energy Sensor | [6 empty] | S33 | 0 | [10 empty] | No | No
MC204 | Sports Centre |  |  |  | MC204-B05/S34 | DHW kWh Weekly | EN.EN3 Energy Sensor | [6 empty] | S34 | 0 | [10 empty] | No | No
MC204 | Sports Centre |  |  |  | MC204-B05/S35 | DHW kWh Week-1 | EN.EN3 Energy Sensor | [6 empty] | S35 | 0 | [10 empty] | No | No
MC204 | Sports Centre |  |  |  | MC204-B05/S36 | DHW kWh Mnthly | EN.EN3 Energy Sensor | [6 empty] | S36 | 0 | [10 empty] | No | No
MC204 | Sports Centre |  |  |  | MC204-B05/S37 | DHW kWh Month-1 | EN.EN3 Energy Sensor | [6 empty] | S37 | 0 | [10 empty] | No | No
MC204 | Sports Centre |  |  |  | MC204-B05/S38 | DHW kWh Data | EN.EN3 Energy Sensor | [6 empty] | S38 | 0 | [10 empty] | No | No
MC204 | Sports Centre |  |  |  | MC204-B05/S39 | Calculated variable temperature circuit flow setpoint | EN.EN3 Energy Sensor | [6 empty] | S39 | 0 | [10 empty] | No | No
MC204 | Sports Centre |  |  |  | MC204-B05/S4 | Variable temperature circuit flow temperature | EN.EN3 Energy Sensor | [6 empty] | S4 | 0 | [7 empty] | Degrees Celsius |  |  | No | No
MC204 | Sports Centre |  |  |  | MC204-B05/S5 | VT Zone 1 Diff Press | EN.EN3 Energy Sensor | [6 empty] | S5 | 0 | [10 empty] | No | No
MC204 | Sports Centre |  |  |  | MC204-B05/S6 | VT Zone 2 Diff Press | EN.EN3 Energy Sensor | [6 empty] | S6 | 0 | [10 empty] | No | No
MC204 | Sports Centre |  |  |  | MC204-B05/S8 | Foyer Space Temp | EN.EN3 Energy Sensor | [6 empty] | S8 | 0 | [7 empty] | Degrees Celsius |  |  | No | No
MC204 | Sports Centre |  |  |  | MC204-B05/S9 | UFHM1 Flow Temp | EN.EN3 Energy Sensor | [6 empty] | S9 | 0 | [7 empty] | Degrees Celsius |  |  | No | No
MC204 | Sports Centre |  |  |  | MC204-B05/V1 |  | EN.EN3 Energy Sensor | [6 empty] | V1 | 0 | [10 empty] | No | No
MC204 | Sports Centre |  |  |  | MC204-B05/W1 | VT kWh Reset | EN.EN3 Energy Sensor | [6 empty] | W1 | 0 | [10 empty] | No | No
MC204 | Sports Centre |  |  |  | MC204-B05/W10 | UFHM3 24H Override | EN.EN3 Energy Sensor | [6 empty] | W10 | 0 | [10 empty] | No | No
MC204 | Sports Centre |  |  |  | MC204-B05/W11 | UFHM4 in Auto | EN.EN3 Energy Sensor | [6 empty] | W11 | 0 | [10 empty] | No | No
MC204 | Sports Centre |  |  |  | MC204-B05/W12 | UFHM4 24H Override | EN.EN3 Energy Sensor | [6 empty] | W12 | 0 | [10 empty] | No | No
MC204 | Sports Centre |  |  |  | MC204-B05/W13 | DHW Pri Pump Duty | EN.EN3 Energy Sensor | [6 empty] | W13 | 0 | [10 empty] | No | No
MC204 | Sports Centre |  |  |  | MC204-B05/W14 | Door Curtain DET | EN.EN3 Energy Sensor | [6 empty] | W14 | 0 | [10 empty] | No | No
MC204 | Sports Centre |  |  |  | MC204-B05/W2 | DHW kWh Reset | EN.EN3 Energy Sensor | [6 empty] | W2 | 0 | [10 empty] | No | No
MC204 | Sports Centre |  |  |  | MC204-B05/W3 | Plant Fault Reset | EN.EN3 Energy Sensor | [6 empty] | W3 | 0 | [10 empty] | No | No
MC204 | Sports Centre |  |  |  | MC204-B05/W4 | Variable flow circuit pump duty | EN.EN3 Energy Sensor | [6 empty] | W4 | 0 | [10 empty] | No | No
MC204 | Sports Centre |  |  |  | MC204-B05/W5 | UFHM1 in Auto | EN.EN3 Energy Sensor | [6 empty] | W5 | 0 | [10 empty] | No | No
MC204 | Sports Centre |  |  |  | MC204-B05/W6 | UFHM1 24H Override | EN.EN3 Energy Sensor | [6 empty] | W6 | 0 | [10 empty] | No | No
MC204 | Sports Centre |  |  |  | MC204-B05/W7 | UFHM2 in Auto | EN.EN3 Energy Sensor | [6 empty] | W7 | 0 | [10 empty] | No | No
MC204 | Sports Centre |  |  |  | MC204-B05/W8 | UFHM2 24H Override | EN.EN3 Energy Sensor | [6 empty] | W8 | 0 | [10 empty] | No | No
MC204 | Sports Centre |  |  |  | MC204-B05/W9 | UFHM3 in Auto | EN.EN3 Energy Sensor | [6 empty] | W9 | 0 | [10 empty] | No | No
MC204 | Sports Centre |  |  |  | MC204-B05/Y1 | Trend T -20+50 | EN.EN3 Energy Sensor | [6 empty] | Y1 | 0 | [10 empty] | No | No
MC204 | Sports Centre |  |  |  | MC204-B05/Y2 | Trend Thermistor | EN.EN3 Energy Sensor | [6 empty] | Y2 | 0 | [10 empty] | No | No
MC204 | Sports Centre |  |  |  | MC204-B05/Y3 | Pressure I 2.5bar | EN.EN3 Energy Sensor | [6 empty] | Y3 | 0 | [10 empty] | No | No
MC204 | Sports Centre |  |  |  | MC204-B05/Y4 | DHWSetpoint | EN.EN3 Energy Sensor | [6 empty] | Y4 | 0 | [10 empty] | No | No
MC204 | Sports Centre |  |  |  | MC204-B05/Z1 | VT Heating | EN.EN3 Energy Sensor | [6 empty] | Z1 | 0 | [10 empty] | No | No
MC204 | Sports Centre |  |  |  | MC204-B05/Z2 | UFHM1-Foyer | EN.EN3 Energy Sensor | [6 empty] | Z2 | 0 | [10 empty] | No | No
MC204 | Sports Centre |  |  |  | MC204-B05/Z3 | UFHM2-Group Change M | EN.EN3 Energy Sensor | [6 empty] | Z3 | 0 | [10 empty] | No | No
MC204 | Sports Centre |  |  |  | MC204-B05/Z4 | UFHM3-Group Change F | EN.EN3 Energy Sensor | [6 empty] | Z4 | 0 | [10 empty] | No | No
MC204 | Sports Centre |  |  |  | MC204-B05/Z5 | UFHM4-Pool Change | EN.EN3 Energy Sensor | [6 empty] | Z5 | 0 | [10 empty] | No | No
MC204 | Sports Centre |  |  |  | MC204-B05/Z6 | DHW Plant | EN.EN3 Energy Sensor | [6 empty] | Z6 | 0 | [10 empty] | No | No
MC204 | Sports Centre |  |  |  | MC204-B05/Z7 | Door Curtains | EN.EN3 Energy Sensor | [6 empty] | Z7 | 0 | [10 empty] | No | No
MC204 | Sports Centre |  |  |  | MC204-B06/G75 | Logic 75 | EN.EN3 Energy Sensor | [6 empty] | G75 | 0 | [10 empty] | No | No
MC204 | Sports Centre |  |  |  | MC204-B06/G76 | Change Ext Fan 5A Fail | EN.EN3 Energy Sensor | [6 empty] | G76 | 0 | [10 empty] | No | No
MC204 | Sports Centre |  |  |  | MC204-B06/G77 | Logic 77 | EN.EN3 Energy Sensor | [6 empty] | G77 | 0 | [10 empty] | No | No
MC204 | Sports Centre |  |  |  | MC204-B06/G78 | Logic 78 | EN.EN3 Energy Sensor | [6 empty] | G78 | 0 | [10 empty] | No | No
MC204 | Sports Centre |  |  |  | MC204-B06/G79 | Logic 79 | EN.EN3 Energy Sensor | [6 empty] | G79 | 0 | [10 empty] | No | No
MC204 | Sports Centre |  |  |  | MC204-B06/G8 | Logic 8 | EN.EN3 Energy Sensor | [6 empty] | G8 | 0 | [10 empty] | No | No
MC204 | Sports Centre |  |  |  | MC204-B06/G80 | Change Ext Fan 5B Fail | EN.EN3 Energy Sensor | [6 empty] | G80 | 0 | [10 empty] | No | No
MC204 | Sports Centre |  |  |  | MC204-B06/G81 | Change Ext Fan Fail | EN.EN3 Energy Sensor | [6 empty] | G81 | 0 | [10 empty] | No | No
MC204 | Sports Centre |  |  |  | MC204-B06/G82 | AHU5 Fire OK | EN.EN3 Energy Sensor | [6 empty] | G82 | 0 | [10 empty] | No | No
MC204 | Sports Centre |  |  |  | MC204-B06/G83 | AHU5 Reqd | EN.EN3 Energy Sensor | [6 empty] | G83 | 0 | [10 empty] | No | No
MC204 | Sports Centre |  |  |  | MC204-B06/G84 | Logic 84 | EN.EN3 Energy Sensor | [6 empty] | G84 | 0 | [10 empty] | No | No
MC204 | Sports Centre |  |  |  | MC204-B06/G85 | Logic 85 | EN.EN3 Energy Sensor | [6 empty] | G85 | 0 | [10 empty] | No | No
MC204 | Sports Centre |  |  |  | MC204-B06/G86 | Logic 86 | EN.EN3 Energy Sensor | [6 empty] | G86 | 0 | [10 empty] | No | No
MC204 | Sports Centre |  |  |  | MC204-B06/G87 | Logic 87 | EN.EN3 Energy Sensor | [6 empty] | G87 | 0 | [10 empty] | No | No
MC204 | Sports Centre |  |  |  | MC204-B06/G88 | AHU5 Extr Fan En | EN.EN3 Energy Sensor | [6 empty] | G88 | 0 | [10 empty] | No | No
MC204 | Sports Centre |  |  |  | MC204-B06/G89 | AHU5 Ctrl | EN.EN3 Energy Sensor | [6 empty] | G89 | 0 | [10 empty] | No | No
MC204 | Sports Centre |  |  |  | MC204-B06/G9 | AHU4 Occ | EN.EN3 Energy Sensor | [6 empty] | G9 | 0 | [10 empty] | No | No
MC204 | Sports Centre |  |  |  | MC204-B06/G90 | Logic 90 | EN.EN3 Energy Sensor | [6 empty] | G90 | 0 | [10 empty] | No | No
MC204 | Sports Centre |  |  |  | MC204-B06/G91 | Change Extr Fan Duty | EN.EN3 Energy Sensor | [6 empty] | G91 | 0 | [10 empty] | No | No
MC204 | Sports Centre |  |  |  | MC204-B06/G92 | F1 | EN.EN3 Energy Sensor | [6 empty] | G92 | 0 | [10 empty] | No | No
MC204 | Sports Centre |  |  |  | MC204-B06/G93 | F2 | EN.EN3 Energy Sensor | [6 empty] | G93 | 0 | [10 empty] | No | No
MC204 | Sports Centre |  |  |  | MC204-B06/G94 | Logic 94 | EN.EN3 Energy Sensor | [6 empty] | G94 | 0 | [10 empty] | No | No
MC204 | Sports Centre |  |  |  | MC204-B06/G95 | Logic 95 | EN.EN3 Energy Sensor | [6 empty] | G95 | 0 | [10 empty] | No | No
MC204 | Sports Centre |  |  |  | MC204-B06/G96 | Space Frost | EN.EN3 Energy Sensor | [6 empty] | G96 | 0 | [10 empty] | No | No
MC204 | Sports Centre |  |  |  | MC204-B06/G97 | Logic 97 | EN.EN3 Energy Sensor | [6 empty] | G97 | 0 | [10 empty] | No | No
MC204 | Sports Centre |  |  |  | MC204-B06/G98 | Logic 98 | EN.EN3 Energy Sensor | [6 empty] | G98 | 0 | [10 empty] | No | No
MC204 | Sports Centre |  |  |  | MC204-B06/G99 | Logic 99 | EN.EN3 Energy Sensor | [6 empty] | G99 | 0 | [10 empty] | No | No
MC204 | Sports Centre |  |  |  | MC204-B06/H1 | Schedule 1 | EN.EN3 Energy Sensor | [6 empty] | H1 | 0 | [10 empty] | No | No
MC204 | Sports Centre |  |  |  | MC204-B06/H2 | Schedule 2 | EN.EN3 Energy Sensor | [6 empty] | H2 | 0 | [10 empty] | No | No
MC204 | Sports Centre |  |  |  | MC204-B06/I1 | AHU4 Frost Trip | EN.EN3 Energy Sensor | [6 empty] | I1 | 0 | [10 empty] | No | No
MC204 | Sports Centre |  |  |  | MC204-B06/I10 | AHU4 Extr Fltr Dirty | EN.EN3 Energy Sensor | [6 empty] | I10 | 0 | [10 empty] | No | No
MC204 | Sports Centre |  |  |  | MC204-B06/I11 | AHU5 Frost Trip | EN.EN3 Energy Sensor | [6 empty] | I11 | 0 | [10 empty] | No | No
MC204 | Sports Centre |  |  |  | MC204-B06/I12 | AHU5 FA Dmpr Open | EN.EN3 Energy Sensor | [6 empty] | I12 | 0 | [10 empty] | No | No
MC204 | Sports Centre |  |  |  | MC204-B06/I13 | AHU5 Sply Fan Fault | EN.EN3 Energy Sensor | [6 empty] | I13 | 0 | [10 empty] | No | No
MC204 | Sports Centre |  |  |  | MC204-B06/I14 | AHU5 Sply Fan Flow | EN.EN3 Energy Sensor | [6 empty] | I14 | 0 | [10 empty] | No | No
MC204 | Sports Centre |  |  |  | MC204-B06/I15 | AHU5 EA Dmpr Open | EN.EN3 Energy Sensor | [6 empty] | I15 | 0 | [10 empty] | No | No
MC204 | Sports Centre |  |  |  | MC204-B06/I16 | Change Ext Fan 5A Fault | EN.EN3 Energy Sensor | [6 empty] | I16 | 0 | [10 empty] | No | No
MC204 | Sports Centre |  |  |  | MC204-B06/I17 | Change Ext Fan 5B Fault | EN.EN3 Energy Sensor | [6 empty] | I17 | 0 | [10 empty] | No | No
MC204 | Sports Centre |  |  |  | MC204-B06/I18 | Change Ext Fans 5 Flow | EN.EN3 Energy Sensor | [6 empty] | I18 | 0 | [10 empty] | No | No
MC204 | Sports Centre |  |  |  | MC204-B06/I19 | AHU5 Fltr Dirty | EN.EN3 Energy Sensor | [6 empty] | I19 | 0 | [10 empty] | No | No
MC204 | Sports Centre |  |  |  | MC204-B06/I2 | AHU4 FA Dmpr Open | EN.EN3 Energy Sensor | [6 empty] | I2 | 0 | [10 empty] | No | No
MC204 | Sports Centre |  |  |  | MC204-B06/I20 | Sports Hall Extr Fan 1 Fault | EN.EN3 Energy Sensor | [6 empty] | I20 | 0 | [10 empty] | No | No
MC204 | Sports Centre |  |  |  | MC204-B06/I21 | Sports Hall Extr Fan 1 Flow | EN.EN3 Energy Sensor | [6 empty] | I21 | 0 | [10 empty] | No | No
MC204 | Sports Centre |  |  |  | MC204-B06/I22 | Sports Hall Extr Fan 2 Fault | EN.EN3 Energy Sensor | [6 empty] | I22 | 0 | [10 empty] | No | No
MC204 | Sports Centre |  |  |  | MC204-B06/I23 | Sports Hall Extr Fan 2 Flow | EN.EN3 Energy Sensor | [6 empty] | I23 | 0 | [10 empty] | No | No
MC204 | Sports Centre |  |  |  | MC204-B06/I24 | Basement Extr Fault | EN.EN3 Energy Sensor | [6 empty] | I24 | 0 | [10 empty] | No | No
MC204 | Sports Centre |  |  |  | MC204-B06/I25 | Basement Extr Flow | EN.EN3 Energy Sensor | [6 empty] | I25 | 0 | [10 empty] | No | No
MC204 | Sports Centre |  |  |  | MC204-B06/I26 | Cen Batt Rm Extr Fault | EN.EN3 Energy Sensor | [6 empty] | I26 | 0 | [10 empty] | No | No
MC204 | Sports Centre |  |  |  | MC204-B06/I27 | Cen Batt Rm Extr Flow | EN.EN3 Energy Sensor | [6 empty] | I27 | 0 | [10 empty] | No | No
MC204 | Sports Centre |  |  |  | MC204-B06/I28 | Chem Store Extr Fault | EN.EN3 Energy Sensor | [6 empty] | I28 | 0 | [10 empty] | No | No
MC204 | Sports Centre |  |  |  | MC204-B06/I29 | Chem Store Extr Flow | EN.EN3 Energy Sensor | [6 empty] | I29 | 0 | [10 empty] | No | No
MC204 | Sports Centre |  |  |  | MC204-B06/I3 | AHU4 Sply Fan Fault | EN.EN3 Energy Sensor | [6 empty] | I3 | 0 | [10 empty] | No | No
MC204 | Sports Centre |  |  |  | MC204-B06/I30 | Store Smoke Extr Fault | EN.EN3 Energy Sensor | [6 empty] | I30 | 0 | [10 empty] | No | No
MC204 | Sports Centre |  |  |  | MC204-B06/I31 | Store Smoke Extr Flow | EN.EN3 Energy Sensor | [6 empty] | I31 | 0 | [10 empty] | No | No
MC204 | Sports Centre |  |  |  | MC204-B06/I32 | SportsHall Rad Htg Fault | EN.EN3 Energy Sensor | [6 empty] | I32 | 0 | [10 empty] | No | No
MC204 | Sports Centre |  |  |  | MC204-B06/I4 | AHU4 Sply Fan Flow | EN.EN3 Energy Sensor | [6 empty] | I4 | 0 | [10 empty] | No | No
MC204 | Sports Centre |  |  |  | MC204-B06/I41 | AHU4 FA Dmpr Fail | EN.EN3 Energy Sensor | [6 empty] | I41 | 0 | [10 empty] | No | No
MC204 | Sports Centre |  |  |  | MC204-B06/I42 | AHU4 Sply Flow Fail | EN.EN3 Energy Sensor | [6 empty] | I42 | 0 | [10 empty] | No | No
MC204 | Sports Centre |  |  |  | MC204-B06/I43 | AHU4 EA Dmpr Fail | EN.EN3 Energy Sensor | [6 empty] | I43 | 0 | [10 empty] | No | No
MC204 | Sports Centre |  |  |  | MC204-B06/I44 | AHU4 Extr Flow Fail | EN.EN3 Energy Sensor | [6 empty] | I44 | 0 | [10 empty] | No | No
MC204 | Sports Centre |  |  |  | MC204-B06/I45 | AHU5 FA Dmpr Fail | EN.EN3 Energy Sensor | [6 empty] | I45 | 0 | [10 empty] | No | No
MC204 | Sports Centre |  |  |  | MC204-B06/I46 | AHU5 Sply Flow Fail | EN.EN3 Energy Sensor | [6 empty] | I46 | 0 | [10 empty] | No | No
MC204 | Sports Centre |  |  |  | MC204-B06/I47 | AHU5 EA Dmpr Fail | EN.EN3 Energy Sensor | [6 empty] | I47 | 0 | [10 empty] | No | No
MC204 | Sports Centre |  |  |  | MC204-B06/I48 | Change Ext 5A Flow Fail | EN.EN3 Energy Sensor | [6 empty] | I48 | 0 | [10 empty] | No | No
MC204 | Sports Centre |  |  |  | MC204-B06/I49 | Change Ext 5B Flow Fail | EN.EN3 Energy Sensor | [6 empty] | I49 | 0 | [10 empty] | No | No
MC204 | Sports Centre |  |  |  | MC204-B06/I5 | AHU4 EA Dmpr Open | EN.EN3 Energy Sensor | [6 empty] | I5 | 0 | [10 empty] | No | No
MC204 | Sports Centre |  |  |  | MC204-B06/I50 | Sports Hall EF1 Flow Fail | EN.EN3 Energy Sensor | [6 empty] | I50 | 0 | [10 empty] | No | No
MC204 | Sports Centre |  |  |  | MC204-B06/I51 | Sports Hall EF2 Flow Fail | EN.EN3 Energy Sensor | [6 empty] | I51 | 0 | [10 empty] | No | No
MC204 | Sports Centre |  |  |  | MC204-B06/I52 | EF1 Extr Flow Fail | EN.EN3 Energy Sensor | [6 empty] | I52 | 0 | [10 empty] | No | No
MC204 | Sports Centre |  |  |  | MC204-B06/I53 | EF4 Extr Flow Fail | EN.EN3 Energy Sensor | [6 empty] | I53 | 0 | [10 empty] | No | No
MC204 | Sports Centre |  |  |  | MC204-B06/I54 | EF5 Extr Flow Fail | EN.EN3 Energy Sensor | [6 empty] | I54 | 0 | [10 empty] | No | No
MC204 | Sports Centre |  |  |  | MC204-B06/I55 | EF6 Extr Flow Fail | EN.EN3 Energy Sensor | [6 empty] | I55 | 0 | [10 empty] | No | No
MC204 | Sports Centre |  |  |  | MC204-B06/I56 | EF7 Extr Flow Fail | EN.EN3 Energy Sensor | [6 empty] | I56 | 0 | [10 empty] | No | No
MC204 | Sports Centre |  |  |  | MC204-B06/I6 | AHU4 Extr Fan Fault | EN.EN3 Energy Sensor | [6 empty] | I6 | 0 | [10 empty] | No | No
MC204 | Sports Centre |  |  |  | MC204-B06/I7 | AHU4 Extr Fan Flow | EN.EN3 Energy Sensor | [6 empty] | I7 | 0 | [10 empty] | No | No
MC204 | Sports Centre |  |  |  | MC204-B06/I8 | AHU4 Panel Fltr Dirty | EN.EN3 Energy Sensor | [6 empty] | I8 | 0 | [10 empty] | No | No
MC204 | Sports Centre |  |  |  | MC204-B06/I9 | AHU4 Bag Fltr Dirty | EN.EN3 Energy Sensor | [6 empty] | I9 | 0 | [10 empty] | No | No
MC204 | Sports Centre |  |  |  | MC204-B06/K1 | AHU4 DET | EN.EN3 Energy Sensor | [6 empty] | K1 | 0 | [10 empty] | No | No
MC204 | Sports Centre |  |  |  | MC204-B06/K10 | AHU5 DET | EN.EN3 Energy Sensor | [6 empty] | K10 | 0 | [10 empty] | No | No
MC204 | Sports Centre |  |  |  | MC204-B06/K11 | AHU5 Winter OAT | EN.EN3 Energy Sensor | [6 empty] | K11 | 0 | [10 empty] | No | No
MC204 | Sports Centre |  |  |  | MC204-B06/K12 | AHU5 Summer OAT | EN.EN3 Energy Sensor | [6 empty] | K12 | 0 | [10 empty] | No | No
MC204 | Sports Centre |  |  |  | MC204-B06/K13 | AHU5 Sply Fan Dmd | EN.EN3 Energy Sensor | [6 empty] | K13 | 0 | [10 empty] | No | No
MC204 | Sports Centre |  |  |  | MC204-B06/K14 | Change Extr Fan Dmd | EN.EN3 Energy Sensor | [6 empty] | K14 | 0 | [10 empty] | No | No
MC204 | Sports Centre |  |  |  | MC204-B06/K15 | AHU5 Space SP | EN.EN3 Energy Sensor | [6 empty] | K15 | 0 | [10 empty] | No | No
MC204 | Sports Centre |  |  |  | MC204-B06/K16 | AHU5 HI Sply Temp | EN.EN3 Energy Sensor | [6 empty] | K16 | 0 | [7 empty] | Degrees Celsius |  |  | No | No
MC204 | Sports Centre |  |  |  | MC204-B06/K17 | AHU5 LO Sply Temp | EN.EN3 Energy Sensor | [6 empty] | K17 | 0 | [7 empty] | Degrees Celsius |  |  | No | No
MC204 | Sports Centre |  |  |  | MC204-B06/K18 | Sports Hall Temp SP | EN.EN3 Energy Sensor | [6 empty] | K18 | 0 | [7 empty] | Degrees Celsius |  |  | No | No
MC204 | Sports Centre |  |  |  | MC204-B06/K19 | Sports Hall Frost Protect | EN.EN3 Energy Sensor | [6 empty] | K19 | 0 | [10 empty] | No | No
MC204 | Sports Centre |  |  |  | MC204-B06/K2 | AHU4 Winter OAT | EN.EN3 Energy Sensor | [6 empty] | K2 | 0 | [10 empty] | No | No
MC204 | Sports Centre |  |  |  | MC204-B06/K20 | Sports Hall DET | EN.EN3 Energy Sensor | [6 empty] | K20 | 0 | [10 empty] | No | No
MC204 | Sports Centre |  |  |  | MC204-B06/K21 | Sports Hall Dmpr DB | EN.EN3 Energy Sensor | [6 empty] | K21 | 0 | [10 empty] | No | No
MC204 | Sports Centre |  |  |  | MC204-B06/K22 | Sports Hall Extr DB | EN.EN3 Energy Sensor | [6 empty] | K22 | 0 | [10 empty] | No | No
MC204 | Sports Centre |  |  |  | MC204-B06/K23 | Sports Hall Co2 SP | EN.EN3 Energy Sensor | [6 empty] | K23 | 0 | [10 empty] | No | No
MC204 | Sports Centre |  |  |  | MC204-B06/K24 | Sport Hall Temp Band | EN.EN3 Energy Sensor | [6 empty] | K24 | 0 | [7 empty] | Degrees Celsius |  |  | No | No
MC204 | Sports Centre |  |  |  | MC204-B06/K25 | Sport Hall Co2 Band | EN.EN3 Energy Sensor | [6 empty] | K25 | 0 | [10 empty] | No | No
MC204 | Sports Centre |  |  |  | MC204-B06/K26 | EF1 DET | EN.EN3 Energy Sensor | [6 empty] | K26 | 0 | [10 empty] | No | No
MC204 | Sports Centre |  |  |  | MC204-B06/K27 | EF4 DET | EN.EN3 Energy Sensor | [6 empty] | K27 | 0 | [10 empty] | No | No
MC204 | Sports Centre |  |  |  | MC204-B06/K28 | EF5 DET | EN.EN3 Energy Sensor | [6 empty] | K28 | 0 | [10 empty] | No | No
MC204 | Sports Centre |  |  |  | MC204-B06/K29 | EF6 DET | EN.EN3 Energy Sensor | [6 empty] | K29 | 0 | [10 empty] | No | No
MC204 | Sports Centre |  |  |  | MC204-B06/K3 | AHU4 Summer OAT | EN.EN3 Energy Sensor | [6 empty] | K3 | 0 | [10 empty] | No | No
MC204 | Sports Centre |  |  |  | MC204-B06/K30 | EF7 DET | EN.EN3 Energy Sensor | [6 empty] | K30 | 0 | [10 empty] | No | No
MC204 | Sports Centre |  |  |  | MC204-B06/K31 | Sports Hall EF FIRE Dmd | EN.EN3 Energy Sensor | [6 empty] | K31 | 0 | [10 empty] | No | No
MC204 | Sports Centre |  |  |  | MC204-B06/K33 | AHU4 Htg Clg Band | EN.EN3 Energy Sensor | [6 empty] | K33 | 0 | [10 empty] | No | No
MC204 | Sports Centre |  |  |  | MC204-B06/K4 | AHU4 Sply Fan Dmd | EN.EN3 Energy Sensor | [6 empty] | K4 | 0 | [10 empty] | No | No
MC204 | Sports Centre |  |  |  | MC204-B06/K5 | AHU4 Extr Fan Dmd | EN.EN3 Energy Sensor | [6 empty] | K5 | 0 | [10 empty] | No | No
MC204 | Sports Centre |  |  |  | MC204-B06/K6 | AHU4 Frost SP | EN.EN3 Energy Sensor | [6 empty] | K6 | 0 | [10 empty] | No | No
MC204 | Sports Centre |  |  |  | MC204-B06/K7 | AHU4 Space SP | EN.EN3 Energy Sensor | [6 empty] | K7 | 0 | [10 empty] | No | No
MC204 | Sports Centre |  |  |  | MC204-B06/K8 | AHU4 HI Sply Temp | EN.EN3 Energy Sensor | [6 empty] | K8 | 0 | [7 empty] | Degrees Celsius |  |  | No | No
MC204 | Sports Centre |  |  |  | MC204-B06/K9 | AHU4 LO Sply Temp | EN.EN3 Energy Sensor | [6 empty] | K9 | 0 | [7 empty] | Degrees Celsius |  |  | No | No
MC204 | Sports Centre |  |  |  | MC204-B06/L1 | AHU4 Frost Dmd | EN.EN3 Energy Sensor | [6 empty] | L1 | 0 | [10 empty] | No | No
MC204 | Sports Centre |  |  |  | MC204-B06/L10 | Loop 10 | EN.EN3 Energy Sensor | [6 empty] | L10 | 0 | [10 empty] | No | No
MC204 | Sports Centre |  |  |  | MC204-B06/L11 | Loop 11 | EN.EN3 Energy Sensor | [6 empty] | L11 | 0 | [10 empty] | No | No
MC204 | Sports Centre |  |  |  | MC204-B06/L2 |  | EN.EN3 Energy Sensor | [6 empty] | L2 | 0 | [10 empty] | No | No
MC204 | Sports Centre |  |  |  | MC204-B06/L3 |  | EN.EN3 Energy Sensor | [6 empty] | L3 | 0 | [10 empty] | No | No
MC204 | Sports Centre |  |  |  | MC204-B06/L4 |  | EN.EN3 Energy Sensor | [6 empty] | L4 | 0 | [10 empty] | No | No
MC204 | Sports Centre |  |  |  | MC204-B06/L5 |  | EN.EN3 Energy Sensor | [6 empty] | L5 | 0 | [10 empty] | No | No
MC204 | Sports Centre |  |  |  | MC204-B06/L6 |  | EN.EN3 Energy Sensor | [6 empty] | L6 | 0 | [10 empty] | No | No
MC204 | Sports Centre |  |  |  | MC204-B06/L7 |  | EN.EN3 Energy Sensor | [6 empty] | L7 | 0 | [10 empty] | No | No
MC204 | Sports Centre |  |  |  | MC204-B06/L8 |  | EN.EN3 Energy Sensor | [6 empty] | L8 | 0 | [10 empty] | No | No
MC204 | Sports Centre |  |  |  | MC204-B06/L9 | Loop 9 | EN.EN3 Energy Sensor | [6 empty] | L9 | 0 | [10 empty] | No | No
MC204 | Sports Centre |  |  |  | MC204-B06/O3 | Sports Hall | EN.EN3 Energy Sensor | [6 empty] | O3 | 0 | [10 empty] | No | No
MC204 | Sports Centre |  |  |  | MC204-B06/P1 | AHU4 Frost Temp | EN.EN3 Energy Sensor | [6 empty] | P1 | 0 | [7 empty] | Degrees Celsius |  |  | No | No
MC204 | Sports Centre |  |  |  | MC204-B06/P2 | AHU4 Supply Temp | EN.EN3 Energy Sensor | [6 empty] | P2 | 0 | [7 empty] | Degrees Celsius |  |  | No | No
MC204 | Sports Centre |  |  |  | MC204-B06/P3 | AHU4 Extract Temp | EN.EN3 Energy Sensor | [6 empty] | P3 | 0 | [7 empty] | Degrees Celsius |  |  | No | No
MC204 | Sports Centre |  |  |  | MC204-B06/P4 | AHU5 Supply Temp | EN.EN3 Energy Sensor | [6 empty] | P4 | 0 | [7 empty] | Degrees Celsius |  |  | No | No
MC204 | Sports Centre |  |  |  | MC204-B06/P5 | AHU5 Extract Temp | EN.EN3 Energy Sensor | [6 empty] | P5 | 0 | [7 empty] | Degrees Celsius |  |  | No | No
MC204 | Sports Centre |  |  |  | MC204-B06/P6 | Sports Hall Co2 1 | EN.EN3 Energy Sensor | [6 empty] | P6 | 0 | [10 empty] | No | No
MC204 | Sports Centre |  |  |  | MC204-B06/P7 | Sports Hall Temp 1 | EN.EN3 Energy Sensor | [6 empty] | P7 | 0 | [7 empty] | Degrees Celsius |  |  | No | No
MC204 | Sports Centre |  |  |  | MC204-B06/P8 | Sports Hall Co2 2 | EN.EN3 Energy Sensor | [6 empty] | P8 | 0 | [10 empty] | No | No
MC204 | Sports Centre |  |  |  | MC204-B06/P9 | Sports Hall Temp 2 | EN.EN3 Energy Sensor | [6 empty] | P9 | 0 | [7 empty] | Degrees Celsius |  |  | No | No
MC204 | Sports Centre |  |  |  | MC204-B06/Q1 | Sequence Table 1 | EN.EN3 Energy Sensor | [6 empty] | Q1 | 0 | [10 empty] | No | No
MC204 | Sports Centre |  |  |  | MC204-B06/S1 | AHU4 Frost Temp | EN.EN3 Energy Sensor | [6 empty] | S1 | 0 | [7 empty] | Degrees Celsius |  |  | No | No
MC204 | Sports Centre |  |  |  | MC204-B06/S2 | AHU4 Supply Temp | EN.EN3 Energy Sensor | [6 empty] | S2 | 0 | [7 empty] | Degrees Celsius |  |  | No | No
MC204 | Sports Centre |  |  |  | MC204-B06/S3 | AHU4 Extract Temp | EN.EN3 Energy Sensor | [6 empty] | S3 | 0 | [7 empty] | Degrees Celsius |  |  | No | No
MC204 | Sports Centre |  |  |  | MC204-B06/S4 | AHU5 Supply Temp | EN.EN3 Energy Sensor | [6 empty] | S4 | 0 | [7 empty] | Degrees Celsius |  |  | No | No
MC204 | Sports Centre |  |  |  | MC204-B06/S5 | AHU5 Extract Temp | EN.EN3 Energy Sensor | [6 empty] | S5 | 0 | [7 empty] | Degrees Celsius |  |  | No | No
MC204 | Sports Centre |  |  |  | MC204-B06/S6 | Sports Hall Co2 1 | EN.EN3 Energy Sensor | [6 empty] | S6 | 0 | [10 empty] | No | No
MC204 | Sports Centre |  |  |  | MC204-B06/S7 | Sports Hall Temp 1 | EN.EN3 Energy Sensor | [6 empty] | S7 | 0 | [7 empty] | Degrees Celsius |  |  | No | No
MC204 | Sports Centre |  |  |  | MC204-B06/S8 | Sports Hall Co2 2 | EN.EN3 Energy Sensor | [6 empty] | S8 | 0 | [10 empty] | No | No
MC204 | Sports Centre |  |  |  | MC204-B06/S9 | Sports Hall Temp 2 | EN.EN3 Energy Sensor | [6 empty] | S9 | 0 | [7 empty] | Degrees Celsius |  |  | No | No
MC204 | Sports Centre |  |  |  | MC204-B06/V1 |  | EN.EN3 Energy Sensor | [6 empty] | V1 | 0 | [10 empty] | No | No
MC204 | Sports Centre |  |  |  | MC204-B06/W1 | AHU4 Fault Reset | EN.EN3 Energy Sensor | [6 empty] | W1 | 0 | [10 empty] | No | No
MC204 | Sports Centre |  |  |  | MC204-B06/W10 | EF4 DET | EN.EN3 Energy Sensor | [6 empty] | W10 | 0 | [10 empty] | No | No
MC204 | Sports Centre |  |  |  | MC204-B06/W11 | EF5 DET | EN.EN3 Energy Sensor | [6 empty] | W11 | 0 | [10 empty] | No | No
MC204 | Sports Centre |  |  |  | MC204-B06/W12 | EF6 DET | EN.EN3 Energy Sensor | [6 empty] | W12 | 0 | [10 empty] | No | No
MC204 | Sports Centre |  |  |  | MC204-B06/W13 | EF7 DET | EN.EN3 Energy Sensor | [6 empty] | W13 | 0 | [10 empty] | No | No
MC204 | Sports Centre |  |  |  | MC204-B06/W14 | Sports Hall Ext Fan 1 OR | EN.EN3 Energy Sensor | [6 empty] | W14 | 0 | [10 empty] | No | No
MC204 | Sports Centre |  |  |  | MC204-B06/W15 | Sports Hall Ext Fan 2 OR | EN.EN3 Energy Sensor | [6 empty] | W15 | 0 | [10 empty] | No | No
MC204 | Sports Centre |  |  |  | MC204-B06/W2 | AHU4 DET | EN.EN3 Energy Sensor | [6 empty] | W2 | 0 | [10 empty] | No | No
MC204 | Sports Centre |  |  |  | MC204-B06/W3 | AHU5 Fault Reset | EN.EN3 Energy Sensor | [6 empty] | W3 | 0 | [10 empty] | No | No
MC204 | Sports Centre |  |  |  | MC204-B06/W4 | AHU5 DET | EN.EN3 Energy Sensor | [6 empty] | W4 | 0 | [10 empty] | No | No
MC204 | Sports Centre |  |  |  | MC204-B06/W5 | Change Extr Fan Duty | EN.EN3 Energy Sensor | [6 empty] | W5 | 0 | [10 empty] | No | No
MC204 | Sports Centre |  |  |  | MC204-B06/W6 | Sports EF Fault Reset | EN.EN3 Energy Sensor | [6 empty] | W6 | 0 | [10 empty] | No | No
MC204 | Sports Centre |  |  |  | MC204-B06/W7 | Sports Hall DET | EN.EN3 Energy Sensor | [6 empty] | W7 | 0 | [10 empty] | No | No
MC204 | Sports Centre |  |  |  | MC204-B06/W8 | Sports Hall EF Duty | EN.EN3 Energy Sensor | [6 empty] | W8 | 0 | [10 empty] | No | No
MC204 | Sports Centre |  |  |  | MC204-B06/W9 | EF1 DET | EN.EN3 Energy Sensor | [6 empty] | W9 | 0 | [10 empty] | No | No
MC204 | Sports Centre |  |  |  | MC204-B06/Y1 | Trend T -20+50 | EN.EN3 Energy Sensor | [6 empty] | Y1 | 0 | [10 empty] | No | No
MC204 | Sports Centre |  |  |  | MC204-B06/Y2 | Temp V 0+50 | EN.EN3 Energy Sensor | [6 empty] | Y2 | 0 | [7 empty] | Degrees Celsius |  |  | No | No
MC204 | Sports Centre |  |  |  | MC204-B06/Y3 | CO2 V | EN.EN3 Energy Sensor | [6 empty] | Y3 | 0 | [10 empty] | No | No
MC204 | Sports Centre |  |  |  | MC204-B06/Z1 | AHU4-Dry Change | EN.EN3 Energy Sensor | [6 empty] | Z1 | 0 | [10 empty] | No | No
MC204 | Sports Centre |  |  |  | MC204-B06/Z2 | AHU5-Outdoor Change | EN.EN3 Energy Sensor | [6 empty] | Z2 | 0 | [10 empty] | No | No
MC204 | Sports Centre |  |  |  | MC204-B06/Z3 | Sports Hall | EN.EN3 Energy Sensor | [6 empty] | Z3 | 0 | [10 empty] | No | No
MC204 | Sports Centre |  |  |  | MC204-B06/Z4 | Basement Extract EF1 | EN.EN3 Energy Sensor | [6 empty] | Z4 | 0 | [10 empty] | No | No
MC204 | Sports Centre |  |  |  | MC204-B06/Z5 | Battery Rm Extract EF4 | EN.EN3 Energy Sensor | [6 empty] | Z5 | 0 | [10 empty] | No | No
MC204 | Sports Centre |  |  |  | MC204-B06/Z6 | Chem Store Extract EF5 | EN.EN3 Energy Sensor | [6 empty] | Z6 | 0 | [10 empty] | No | No
MC204 | Sports Centre |  |  |  | MC204-B06/Z7 | Sauna Extract EF6 | EN.EN3 Energy Sensor | [6 empty] | Z7 | 0 | [10 empty] | No | No
MC204 | Sports Centre |  |  |  | MC204-B06/Z8 | Steam Rm Extract EF7 | EN.EN3 Energy Sensor | [6 empty] | Z8 | 0 | [10 empty] | No | No
MC204 | Sports Centre |  |  |  | MC204-B06/A1 | o13 n1 | EN.EN3 Energy Sensor | [6 empty] | A1 | 0 | [10 empty] | No | No
MC204 | Sports Centre |  |  |  | MC204-B06/A2 | Outside air temperature | EN.EN3 Energy Sensor | [6 empty] | A2 | 0 | [7 empty] | Degrees Celsius |  |  | No | No
MC204 | Sports Centre |  |  |  | MC204-B06/C1 | Virtual CNC 1 | EN.EN3 Energy Sensor | [6 empty] | C1 | 0 | [10 empty] | No | No
MC204 | Sports Centre |  |  |  | MC204-B06/D1 | AHU4 Sply Fan En | EN.EN3 Energy Sensor | [6 empty] | D1 | 0 | [10 empty] | No | No
MC204 | Sports Centre |  |  |  | MC204-B06/D10 | Change Ext Fan 5A En | EN.EN3 Energy Sensor | [6 empty] | D10 | 0 | [10 empty] | No | No
MC204 | Sports Centre |  |  |  | MC204-B06/D11 | Change Ext Fan 5A Dmd | EN.EN3 Energy Sensor | [6 empty] | D11 | 0 | [10 empty] | No | No
MC204 | Sports Centre |  |  |  | MC204-B06/D12 | Change Ext Fan 5B En | EN.EN3 Energy Sensor | [6 empty] | D12 | 0 | [10 empty] | No | No
MC204 | Sports Centre |  |  |  | MC204-B06/D13 | Change Ext Fan 5B Dmd | EN.EN3 Energy Sensor | [6 empty] | D13 | 0 | [10 empty] | No | No
MC204 | Sports Centre |  |  |  | MC204-B06/D14 | AHU5 Frost Valve | EN.EN3 Energy Sensor | [6 empty] | D14 | 0 | [10 empty] | No | No
MC204 | Sports Centre |  |  |  | MC204-B06/D15 | AHU5 Heating Valve | EN.EN3 Energy Sensor | [6 empty] | D15 | 0 | [10 empty] | No | No
MC204 | Sports Centre |  |  |  | MC204-B06/D16 | Sports Hall Ext Fan 1 En | EN.EN3 Energy Sensor | [6 empty] | D16 | 0 | [10 empty] | No | No
MC204 | Sports Centre |  |  |  | MC204-B06/D17 | Sports Hall Ext Fan 2 En | EN.EN3 Energy Sensor | [6 empty] | D17 | 0 | [10 empty] | No | No
MC204 | Sports Centre |  |  |  | MC204-B06/D18 | Sports Hall Louvres 1 | EN.EN3 Energy Sensor | [6 empty] | D18 | 0 | [10 empty] | No | No
MC204 | Sports Centre |  |  |  | MC204-B06/D19 | Sports Hall Louvres 2 | EN.EN3 Energy Sensor | [6 empty] | D19 | 0 | [10 empty] | No | No
MC204 | Sports Centre |  |  |  | MC204-B06/D2 | AHU4 Sply Fan Dmd | EN.EN3 Energy Sensor | [6 empty] | D2 | 0 | [10 empty] | No | No
MC204 | Sports Centre |  |  |  | MC204-B06/D20 | Basement Extr En | EN.EN3 Energy Sensor | [6 empty] | D20 | 0 | [10 empty] | No | No
MC204 | Sports Centre |  |  |  | MC204-B06/D21 | Cen Batt Rm Extr En | EN.EN3 Energy Sensor | [6 empty] | D21 | 0 | [10 empty] | No | No
MC204 | Sports Centre |  |  |  | MC204-B06/D22 | Chem Store Extr En | EN.EN3 Energy Sensor | [6 empty] | D22 | 0 | [10 empty] | No | No
MC204 | Sports Centre |  |  |  | MC204-B06/D23 | Sauna Extr En | EN.EN3 Energy Sensor | [6 empty] | D23 | 0 | [10 empty] | No | No
MC204 | Sports Centre |  |  |  | MC204-B06/D24 | Steam Rm Extr En | EN.EN3 Energy Sensor | [6 empty] | D24 | 0 | [10 empty] | No | No
MC204 | Sports Centre |  |  |  | MC204-B06/D25 | SportHall Rad Htg | EN.EN3 Energy Sensor | [6 empty] | D25 | 0 | [10 empty] | No | No
MC204 | Sports Centre |  |  |  | MC204-B06/D26 | Sports Hall Ext Fan 1 Dmd | EN.EN3 Energy Sensor | [6 empty] | D26 | 0 | [10 empty] | No | No
MC204 | Sports Centre |  |  |  | MC204-B06/D27 | Sports Hall Ext Fan 2 Dmd | EN.EN3 Energy Sensor | [6 empty] | D27 | 0 | [10 empty] | No | No
MC204 | Sports Centre |  |  |  | MC204-B06/D28 | Sports Hall Louvres 1 Op | EN.EN3 Energy Sensor | [6 empty] | D28 | 0 | [10 empty] | No | No
MC204 | Sports Centre |  |  |  | MC204-B06/D29 | Sports Hall Louvres 1 Cl | EN.EN3 Energy Sensor | [6 empty] | D29 | 0 | [10 empty] | No | No
MC204 | Sports Centre |  |  |  | MC204-B06/D3 | AHU4 Extr Fan En | EN.EN3 Energy Sensor | [6 empty] | D3 | 0 | [10 empty] | No | No
MC204 | Sports Centre |  |  |  | MC204-B06/D30 | Sports Hall Louvres 2 Op | EN.EN3 Energy Sensor | [6 empty] | D30 | 0 | [10 empty] | No | No
MC204 | Sports Centre |  |  |  | MC204-B06/D31 | Sports Hall Louvres 2 Cl | EN.EN3 Energy Sensor | [6 empty] | D31 | 0 | [10 empty] | No | No
MC204 | Sports Centre |  |  |  | MC204-B06/D4 | AHU4 Extr Fan Dmd | EN.EN3 Energy Sensor | [6 empty] | D4 | 0 | [10 empty] | No | No
MC204 | Sports Centre |  |  |  | MC204-B06/D5 | AHU4 Frost Valve | EN.EN3 Energy Sensor | [6 empty] | D5 | 0 | [10 empty] | No | No
MC204 | Sports Centre |  |  |  | MC204-B06/D6 | AHU4 Recoup Dmpr | EN.EN3 Energy Sensor | [6 empty] | D6 | 0 | [10 empty] | No | No
MC204 | Sports Centre |  |  |  | MC204-B06/D7 | AHU4 Heating Valve | EN.EN3 Energy Sensor | [6 empty] | D7 | 0 | [10 empty] | No | No
MC204 | Sports Centre |  |  |  | MC204-B06/D8 | AHU5 Sply Fan En | EN.EN3 Energy Sensor | [6 empty] | D8 | 0 | [10 empty] | No | No
MC204 | Sports Centre |  |  |  | MC204-B06/D9 | AHU5 Sply Fan Dmd | EN.EN3 Energy Sensor | [6 empty] | D9 | 0 | [10 empty] | No | No
MC204 | Sports Centre |  |  |  | MC204-B06/e1 | Supervisor | EN.EN3 Energy Sensor | [6 empty] | e1 | 0 | [10 empty] | No | No
MC204 | Sports Centre |  |  |  | MC204-B06/e2 | IQ View | EN.EN3 Energy Sensor | [6 empty] | e2 | 0 | [10 empty] | No | No
MC204 | Sports Centre |  |  |  | MC204-B06/F1 | AHU5 Winter | EN.EN3 Energy Sensor | [6 empty] | F1 | 0 | [10 empty] | No | No
MC204 | Sports Centre |  |  |  | MC204-B06/F10 | o13 n1 | EN.EN3 Energy Sensor | [6 empty] | F10 | 0 | [10 empty] | No | No
MC204 | Sports Centre |  |  |  | MC204-B06/F11 | Function 11 | EN.EN3 Energy Sensor | [6 empty] | F11 | 0 | [10 empty] | No | No
MC204 | Sports Centre |  |  |  | MC204-B06/F12 | AHU4 Winter | EN.EN3 Energy Sensor | [6 empty] | F12 | 0 | [10 empty] | No | No
MC204 | Sports Centre |  |  |  | MC204-B06/F13 | AHU4 NOT Summer | EN.EN3 Energy Sensor | [6 empty] | F13 | 0 | [10 empty] | No | No
MC204 | Sports Centre |  |  |  | MC204-B06/F14 | Function 14 | EN.EN3 Energy Sensor | [6 empty] | F14 | 0 | [10 empty] | No | No
MC204 | Sports Centre |  |  |  | MC204-B06/F15 | Function 15 | EN.EN3 Energy Sensor | [6 empty] | F15 | 0 | [10 empty] | No | No
MC204 | Sports Centre |  |  |  | MC204-B06/F16 | Function 16 | EN.EN3 Energy Sensor | [6 empty] | F16 | 0 | [10 empty] | No | No
MC204 | Sports Centre |  |  |  | MC204-B06/F17 | Function 17 | EN.EN3 Energy Sensor | [6 empty] | F17 | 0 | [10 empty] | No | No
MC204 | Sports Centre |  |  |  | MC204-B06/F18 | Function 18 | EN.EN3 Energy Sensor | [6 empty] | F18 | 0 | [10 empty] | No | No
MC204 | Sports Centre |  |  |  | MC204-B06/F19 | Function 19 | EN.EN3 Energy Sensor | [6 empty] | F19 | 0 | [10 empty] | No | No
MC204 | Sports Centre |  |  |  | MC204-B06/F2 | AHU5 NOT Summer | EN.EN3 Energy Sensor | [6 empty] | F2 | 0 | [10 empty] | No | No
MC204 | Sports Centre |  |  |  | MC204-B06/F20 | Function 20 | EN.EN3 Energy Sensor | [6 empty] | F20 | 0 | [10 empty] | No | No
MC204 | Sports Centre |  |  |  | MC204-B06/F21 | Function 21 | EN.EN3 Energy Sensor | [6 empty] | F21 | 0 | [10 empty] | No | No
MC204 | Sports Centre |  |  |  | MC204-B06/F22 | Function 22 | EN.EN3 Energy Sensor | [6 empty] | F22 | 0 | [10 empty] | No | No
MC204 | Sports Centre |  |  |  | MC204-B06/F23 | Function 23 | EN.EN3 Energy Sensor | [6 empty] | F23 | 0 | [10 empty] | No | No
MC204 | Sports Centre |  |  |  | MC204-B06/F24 | Function 24 | EN.EN3 Energy Sensor | [6 empty] | F24 | 0 | [10 empty] | No | No
MC204 | Sports Centre |  |  |  | MC204-B06/F25 | Function 25 | EN.EN3 Energy Sensor | [6 empty] | F25 | 0 | [10 empty] | No | No
MC204 | Sports Centre |  |  |  | MC204-B06/F26 | AHU4 HtgClg Dmd | EN.EN3 Energy Sensor | [6 empty] | F26 | 0 | [10 empty] | No | No
MC204 | Sports Centre |  |  |  | MC204-B06/F27 | Function 27 | EN.EN3 Energy Sensor | [6 empty] | F27 | 0 | [10 empty] | No | No
MC204 | Sports Centre |  |  |  | MC204-B06/F28 | Function 28 | EN.EN3 Energy Sensor | [6 empty] | F28 | 0 | [10 empty] | No | No
MC204 | Sports Centre |  |  |  | MC204-B06/F29 | Function 29 | EN.EN3 Energy Sensor | [6 empty] | F29 | 0 | [10 empty] | No | No
MC204 | Sports Centre |  |  |  | MC204-B06/F3 | Function 3 | EN.EN3 Energy Sensor | [6 empty] | F3 | 0 | [10 empty] | No | No
MC204 | Sports Centre |  |  |  | MC204-B06/F30 | Function 30 | EN.EN3 Energy Sensor | [6 empty] | F30 | 0 | [10 empty] | No | No
MC204 | Sports Centre |  |  |  | MC204-B06/F31 | AHU4 Htg | EN.EN3 Energy Sensor | [6 empty] | F31 | 0 | [10 empty] | No | No
MC204 | Sports Centre |  |  |  | MC204-B06/F32 | Function 32 | EN.EN3 Energy Sensor | [6 empty] | F32 | 0 | [10 empty] | No | No
MC204 | Sports Centre |  |  |  | MC204-B06/F33 | AHU4 Ht Reclaim | EN.EN3 Energy Sensor | [6 empty] | F33 | 0 | [10 empty] | No | No
MC204 | Sports Centre |  |  |  | MC204-B06/F34 | Function 34 | EN.EN3 Energy Sensor | [6 empty] | F34 | 0 | [10 empty] | No | No
MC204 | Sports Centre |  |  |  | MC204-B06/F35 | AHU4 Htg Dmd | EN.EN3 Energy Sensor | [6 empty] | F35 | 0 | [10 empty] | No | No
MC204 | Sports Centre |  |  |  | MC204-B06/F36 | AHU4 Clg | EN.EN3 Energy Sensor | [6 empty] | F36 | 0 | [10 empty] | No | No
MC204 | Sports Centre |  |  |  | MC204-B06/F37 | AHU4 Ht Reject | EN.EN3 Energy Sensor | [6 empty] | F37 | 0 | [10 empty] | No | No
MC204 | Sports Centre |  |  |  | MC204-B06/F38 | Function 38 | EN.EN3 Energy Sensor | [6 empty] | F38 | 0 | [10 empty] | No | No
MC204 | Sports Centre |  |  |  | MC204-B06/F39 | Function 39 | EN.EN3 Energy Sensor | [6 empty] | F39 | 0 | [10 empty] | No | No
MC204 | Sports Centre |  |  |  | MC204-B06/F4 | Function 4 | EN.EN3 Energy Sensor | [6 empty] | F4 | 0 | [10 empty] | No | No
MC204 | Sports Centre |  |  |  | MC204-B06/F40 | Function 40 | EN.EN3 Energy Sensor | [6 empty] | F40 | 0 | [10 empty] | No | No
MC204 | Sports Centre |  |  |  | MC204-B06/F41 | Function 41 | EN.EN3 Energy Sensor | [6 empty] | F41 | 0 | [10 empty] | No | No
MC204 | Sports Centre |  |  |  | MC204-B06/F42 | AHU5 Htg Dmd | EN.EN3 Energy Sensor | [6 empty] | F42 | 0 | [10 empty] | No | No
MC204 | Sports Centre |  |  |  | MC204-B06/F43 | AHU5 Frost Dmd | EN.EN3 Energy Sensor | [6 empty] | F43 | 0 | [10 empty] | No | No
MC204 | Sports Centre |  |  |  | MC204-B06/F44 | AHU5 Htg Dmd | EN.EN3 Energy Sensor | [6 empty] | F44 | 0 | [10 empty] | No | No
MC204 | Sports Centre |  |  |  | MC204-B06/F45 | Function 45 | EN.EN3 Energy Sensor | [6 empty] | F45 | 0 | [10 empty] | No | No
MC204 | Sports Centre |  |  |  | MC204-B06/F46 | Function 46 | EN.EN3 Energy Sensor | [6 empty] | F46 | 0 | [10 empty] | No | No
MC204 | Sports Centre |  |  |  | MC204-B06/F47 | Sports Hall Temp Min | EN.EN3 Energy Sensor | [6 empty] | F47 | 0 | [7 empty] | Degrees Celsius |  |  | No | No
MC204 | Sports Centre |  |  |  | MC204-B06/F48 | Ave Space Temp Hall | EN.EN3 Energy Sensor | [6 empty] | F48 | 0 | [7 empty] | Degrees Celsius |  |  | No | No
MC204 | Sports Centre |  |  |  | MC204-B06/F49 | Function 49 | EN.EN3 Energy Sensor | [6 empty] | F49 | 0 | [10 empty] | No | No
MC204 | Sports Centre |  |  |  | MC204-B06/F5 | Function 5 | EN.EN3 Energy Sensor | [6 empty] | F5 | 0 | [10 empty] | No | No
MC204 | Sports Centre |  |  |  | MC204-B06/F50 | Function 50 | EN.EN3 Energy Sensor | [6 empty] | F50 | 0 | [10 empty] | No | No
MC204 | Sports Centre |  |  |  | MC204-B06/F51 | Function 51 | EN.EN3 Energy Sensor | [6 empty] | F51 | 0 | [10 empty] | No | No
MC204 | Sports Centre |  |  |  | MC204-B06/F52 | Function 52 | EN.EN3 Energy Sensor | [6 empty] | F52 | 0 | [10 empty] | No | No
MC204 | Sports Centre |  |  |  | MC204-B06/F53 | Sports Hall Dmpr SP | EN.EN3 Energy Sensor | [6 empty] | F53 | 0 | [10 empty] | No | No
MC204 | Sports Centre |  |  |  | MC204-B06/F54 | Ave CO2 Hall | EN.EN3 Energy Sensor | [6 empty] | F54 | 0 | [10 empty] | No | No
MC204 | Sports Centre |  |  |  | MC204-B06/F55 | Function 55 | EN.EN3 Energy Sensor | [6 empty] | F55 | 0 | [10 empty] | No | No
MC204 | Sports Centre |  |  |  | MC204-B06/F56 | Sports Hall Extr SP | EN.EN3 Energy Sensor | [6 empty] | F56 | 0 | [10 empty] | No | No
MC204 | Sports Centre |  |  |  | MC204-B06/F57 | Function 57 | EN.EN3 Energy Sensor | [6 empty] | F57 | 0 | [10 empty] | No | No
MC204 | Sports Centre |  |  |  | MC204-B06/F58 | Sports Hall Extr Dmd | EN.EN3 Energy Sensor | [6 empty] | F58 | 0 | [10 empty] | No | No
MC204 | Sports Centre |  |  |  | MC204-B06/F59 | Sports Hall Louver 1 Demand | EN.EN3 Energy Sensor | [6 empty] | F59 | 0 | [10 empty] | No | No
MC204 | Sports Centre |  |  |  | MC204-B06/F6 | Function 6 | EN.EN3 Energy Sensor | [6 empty] | F6 | 0 | [10 empty] | No | No
MC204 | Sports Centre |  |  |  | MC204-B06/F60 | Sports Hall Extr Boost | EN.EN3 Energy Sensor | [6 empty] | F60 | 0 | [10 empty] | No | No
MC204 | Sports Centre |  |  |  | MC204-B06/F61 | Sports Hall Extr En | EN.EN3 Energy Sensor | [6 empty] | F61 | 0 | [10 empty] | No | No
MC204 | Sports Centre |  |  |  | MC204-B06/F62 | Function 62 | EN.EN3 Energy Sensor | [6 empty] | F62 | 0 | [10 empty] | No | No
MC204 | Sports Centre |  |  |  | MC204-B06/F63 | Function 63 | EN.EN3 Energy Sensor | [6 empty] | F63 | 0 | [10 empty] | No | No
MC204 | Sports Centre |  |  |  | MC204-B06/F64 | Function 64 | EN.EN3 Energy Sensor | [6 empty] | F64 | 0 | [10 empty] | No | No
MC204 | Sports Centre |  |  |  | MC204-B06/F65 | Function 65 | EN.EN3 Energy Sensor | [6 empty] | F65 | 0 | [10 empty] | No | No
MC204 | Sports Centre |  |  |  | MC204-B06/F66 | Function 66 | EN.EN3 Energy Sensor | [6 empty] | F66 | 0 | [10 empty] | No | No
MC204 | Sports Centre |  |  |  | MC204-B06/F67 | Function 67 | EN.EN3 Energy Sensor | [6 empty] | F67 | 0 | [10 empty] | No | No
MC204 | Sports Centre |  |  |  | MC204-B06/F68 | Function 68 | EN.EN3 Energy Sensor | [6 empty] | F68 | 0 | [10 empty] | No | No
MC204 | Sports Centre |  |  |  | MC204-B06/F69 | Function 69 | EN.EN3 Energy Sensor | [6 empty] | F69 | 0 | [10 empty] | No | No
MC204 | Sports Centre |  |  |  | MC204-B06/F7 | Function 7 | EN.EN3 Energy Sensor | [6 empty] | F7 | 0 | [10 empty] | No | No
MC204 | Sports Centre |  |  |  | MC204-B06/F70 | Function 70 | EN.EN3 Energy Sensor | [6 empty] | F70 | 0 | [10 empty] | No | No
MC204 | Sports Centre |  |  |  | MC204-B06/F71 | Function 71 | EN.EN3 Energy Sensor | [6 empty] | F71 | 0 | [10 empty] | No | No
MC204 | Sports Centre |  |  |  | MC204-B06/F72 | Function 72 | EN.EN3 Energy Sensor | [6 empty] | F72 | 0 | [10 empty] | No | No
MC204 | Sports Centre |  |  |  | MC204-B06/F73 | Function 73 | EN.EN3 Energy Sensor | [6 empty] | F73 | 0 | [10 empty] | No | No
MC204 | Sports Centre |  |  |  | MC204-B06/F74 | Function 74 | EN.EN3 Energy Sensor | [6 empty] | F74 | 0 | [10 empty] | No | No
MC204 | Sports Centre |  |  |  | MC204-B06/F75 | Fault o14 | EN.EN3 Energy Sensor | [6 empty] | F75 | 0 | [10 empty] | No | No
MC204 | Sports Centre |  |  |  | MC204-B06/F76 | Function 76 | EN.EN3 Energy Sensor | [6 empty] | F76 | 0 | [10 empty] | No | No
MC204 | Sports Centre |  |  |  | MC204-B06/F77 | Function 77 | EN.EN3 Energy Sensor | [6 empty] | F77 | 0 | [10 empty] | No | No
MC204 | Sports Centre |  |  |  | MC204-B06/F78 | Function 78 | EN.EN3 Energy Sensor | [6 empty] | F78 | 0 | [10 empty] | No | No
MC204 | Sports Centre |  |  |  | MC204-B06/F79 | Function 79 | EN.EN3 Energy Sensor | [6 empty] | F79 | 0 | [10 empty] | No | No
MC204 | Sports Centre |  |  |  | MC204-B06/F8 | Function 8 | EN.EN3 Energy Sensor | [6 empty] | F8 | 0 | [10 empty] | No | No
MC204 | Sports Centre |  |  |  | MC204-B06/F9 | Function 9 | EN.EN3 Energy Sensor | [6 empty] | F9 | 0 | [10 empty] | No | No
MC204 | Sports Centre |  |  |  | MC204-B06/G1 | Logic 1 | EN.EN3 Energy Sensor | [6 empty] | G1 | 0 | [10 empty] | No | No
MC204 | Sports Centre |  |  |  | MC204-B06/G10 | Logic 10 | EN.EN3 Energy Sensor | [6 empty] | G10 | 0 | [10 empty] | No | No
MC204 | Sports Centre |  |  |  | MC204-B06/G100 | Logic 100 | EN.EN3 Energy Sensor | [6 empty] | G100 | 0 | [10 empty] | No | No
MC204 | Sports Centre |  |  |  | MC204-B06/G101 | Logic 101 | EN.EN3 Energy Sensor | [6 empty] | G101 | 0 | [10 empty] | No | No
MC204 | Sports Centre |  |  |  | MC204-B06/G102 | Occupied or Day Extend | EN.EN3 Energy Sensor | [6 empty] | G102 | 0 | [10 empty] | No | No
MC204 | Sports Centre |  |  |  | MC204-B06/G103 | Logic 103 | EN.EN3 Energy Sensor | [6 empty] | G103 | 0 | [10 empty] | No | No
MC204 | Sports Centre |  |  |  | MC204-B06/G104 | Logic 104 | EN.EN3 Energy Sensor | [6 empty] | G104 | 0 | [10 empty] | No | No
MC204 | Sports Centre |  |  |  | MC204-B06/G105 | OSS Warm up or Occupied | EN.EN3 Energy Sensor | [6 empty] | G105 | 0 | [10 empty] | No | No
MC204 | Sports Centre |  |  |  | MC204-B06/G106 | Logic 106 | EN.EN3 Energy Sensor | [6 empty] | G106 | 0 | [10 empty] | No | No
MC204 | Sports Centre |  |  |  | MC204-B06/G107 | Logic 107 | EN.EN3 Energy Sensor | [6 empty] | G107 | 0 | [10 empty] | No | No
MC204 | Sports Centre |  |  |  | MC204-B06/G108 | Logic 108 | EN.EN3 Energy Sensor | [6 empty] | G108 | 0 | [10 empty] | No | No
MC204 | Sports Centre |  |  |  | MC204-B06/G109 | Logic 109 | EN.EN3 Energy Sensor | [6 empty] | G109 | 0 | [10 empty] | No | No
MC204 | Sports Centre |  |  |  | MC204-B06/G11 | Logic 11 | EN.EN3 Energy Sensor | [6 empty] | G11 | 0 | [10 empty] | No | No
MC204 | Sports Centre |  |  |  | MC204-B06/G110 | Logic 110 | EN.EN3 Energy Sensor | [6 empty] | G110 | 0 | [10 empty] | No | No
MC204 | Sports Centre |  |  |  | MC204-B06/G111 | Logic 111 | EN.EN3 Energy Sensor | [6 empty] | G111 | 0 | [10 empty] | No | No
MC204 | Sports Centre |  |  |  | MC204-B06/G112 | Sports Hall Extr Fan 1 Fail | EN.EN3 Energy Sensor | [6 empty] | G112 | 0 | [10 empty] | No | No
MC204 | Sports Centre |  |  |  | MC204-B06/G113 | Logic 113 | EN.EN3 Energy Sensor | [6 empty] | G113 | 0 | [10 empty] | No | No
MC204 | Sports Centre |  |  |  | MC204-B06/G114 | Logic 114 | EN.EN3 Energy Sensor | [6 empty] | G114 | 0 | [10 empty] | No | No
MC204 | Sports Centre |  |  |  | MC204-B06/G115 | Sports Hall Extr Fan 2 Fail | EN.EN3 Energy Sensor | [6 empty] | G115 | 0 | [10 empty] | No | No
MC204 | Sports Centre |  |  |  | MC204-B06/G116 | Logic 116 | EN.EN3 Energy Sensor | [6 empty] | G116 | 0 | [10 empty] | No | No
MC204 | Sports Centre |  |  |  | MC204-B06/G117 | Sports Hall EF Duty | EN.EN3 Energy Sensor | [6 empty] | G117 | 0 | [10 empty] | No | No
MC204 | Sports Centre |  |  |  | MC204-B06/G118 | Sports Hall EF1 Lead | EN.EN3 Energy Sensor | [6 empty] | G118 | 0 | [10 empty] | No | No
MC204 | Sports Centre |  |  |  | MC204-B06/G119 | Logic 119 | EN.EN3 Energy Sensor | [6 empty] | G119 | 0 | [10 empty] | No | No
MC204 | Sports Centre |  |  |  | MC204-B06/G12 | Logic 12 | EN.EN3 Energy Sensor | [6 empty] | G12 | 0 | [10 empty] | No | No
MC204 | Sports Centre |  |  |  | MC204-B06/G120 | Logic 120 | EN.EN3 Energy Sensor | [6 empty] | G120 | 0 | [10 empty] | No | No
MC204 | Sports Centre |  |  |  | MC204-B06/G121 | Sports Hall EF1 En | EN.EN3 Energy Sensor | [6 empty] | G121 | 0 | [10 empty] | No | No
MC204 | Sports Centre |  |  |  | MC204-B06/G122 | Logic 122 | EN.EN3 Energy Sensor | [6 empty] | G122 | 0 | [10 empty] | No | No
MC204 | Sports Centre |  |  |  | MC204-B06/G123 | Logic 123 | EN.EN3 Energy Sensor | [6 empty] | G123 | 0 | [10 empty] | No | No
MC204 | Sports Centre |  |  |  | MC204-B06/G124 | Sports Hall EF2 En | EN.EN3 Energy Sensor | [6 empty] | G124 | 0 | [10 empty] | No | No
MC204 | Sports Centre |  |  |  | MC204-B06/G125 | Logic 125 | EN.EN3 Energy Sensor | [6 empty] | G125 | 0 | [10 empty] | No | No
MC204 | Sports Centre |  |  |  | MC204-B06/G126 | Logic 126 | EN.EN3 Energy Sensor | [6 empty] | G126 | 0 | [10 empty] | No | No
MC204 | Sports Centre |  |  |  | MC204-B06/G127 | Logic 127 | EN.EN3 Energy Sensor | [6 empty] | G127 | 0 | [10 empty] | No | No
MC204 | Sports Centre |  |  |  | MC204-B06/G128 | Logic 128 | EN.EN3 Energy Sensor | [6 empty] | G128 | 0 | [10 empty] | No | No
MC204 | Sports Centre |  |  |  | MC204-B06/G129 | Logic 129 | EN.EN3 Energy Sensor | [6 empty] | G129 | 0 | [10 empty] | No | No
MC204 | Sports Centre |  |  |  | MC204-B06/G13 | Logic 13 | EN.EN3 Energy Sensor | [6 empty] | G13 | 0 | [10 empty] | No | No
MC204 | Sports Centre |  |  |  | MC204-B06/G130 | Logic 130 | EN.EN3 Energy Sensor | [6 empty] | G130 | 0 | [10 empty] | No | No
MC204 | Sports Centre |  |  |  | MC204-B06/G131 | Logic 131 | EN.EN3 Energy Sensor | [6 empty] | G131 | 0 | [10 empty] | No | No
MC204 | Sports Centre |  |  |  | MC204-B06/G132 | EF1 Occ | EN.EN3 Energy Sensor | [6 empty] | G132 | 0 | [10 empty] | No | No
MC204 | Sports Centre |  |  |  | MC204-B06/G133 | Logic 133 | EN.EN3 Energy Sensor | [6 empty] | G133 | 0 | [10 empty] | No | No
MC204 | Sports Centre |  |  |  | MC204-B06/G134 | Logic 134 | EN.EN3 Energy Sensor | [6 empty] | G134 | 0 | [10 empty] | No | No
MC204 | Sports Centre |  |  |  | MC204-B06/G135 | EF Fire OK | EN.EN3 Energy Sensor | [6 empty] | G135 | 0 | [10 empty] | No | No
MC204 | Sports Centre |  |  |  | MC204-B06/G136 | Logic 136 | EN.EN3 Energy Sensor | [6 empty] | G136 | 0 | [10 empty] | No | No
MC204 | Sports Centre |  |  |  | MC204-B06/G137 | Logic 137 | EN.EN3 Energy Sensor | [6 empty] | G137 | 0 | [10 empty] | No | No
MC204 | Sports Centre |  |  |  | MC204-B06/G138 | Logic 138 | EN.EN3 Energy Sensor | [6 empty] | G138 | 0 | [10 empty] | No | No
MC204 | Sports Centre |  |  |  | MC204-B06/G139 | Logic 139 | EN.EN3 Energy Sensor | [6 empty] | G139 | 0 | [10 empty] | No | No
MC204 | Sports Centre |  |  |  | MC204-B06/G14 | Logic 14 | EN.EN3 Energy Sensor | [6 empty] | G14 | 0 | [10 empty] | No | No
MC204 | Sports Centre |  |  |  | MC204-B06/G140 | Logic 140 | EN.EN3 Energy Sensor | [6 empty] | G140 | 0 | [10 empty] | No | No
MC204 | Sports Centre |  |  |  | MC204-B06/G141 | Logic 141 | EN.EN3 Energy Sensor | [6 empty] | G141 | 0 | [10 empty] | No | No
MC204 | Sports Centre |  |  |  | MC204-B06/G142 | Logic 142 | EN.EN3 Energy Sensor | [6 empty] | G142 | 0 | [10 empty] | No | No
MC204 | Sports Centre |  |  |  | MC204-B06/G143 | EF4 Occ | EN.EN3 Energy Sensor | [6 empty] | G143 | 0 | [10 empty] | No | No
MC204 | Sports Centre |  |  |  | MC204-B06/G144 | Logic 144 | EN.EN3 Energy Sensor | [6 empty] | G144 | 0 | [10 empty] | No | No
MC204 | Sports Centre |  |  |  | MC204-B06/G145 | Logic 145 | EN.EN3 Energy Sensor | [6 empty] | G145 | 0 | [10 empty] | No | No
MC204 | Sports Centre |  |  |  | MC204-B06/G146 | Logic 146 | EN.EN3 Energy Sensor | [6 empty] | G146 | 0 | [10 empty] | No | No
MC204 | Sports Centre |  |  |  | MC204-B06/G147 | Logic 147 | EN.EN3 Energy Sensor | [6 empty] | G147 | 0 | [10 empty] | No | No
MC204 | Sports Centre |  |  |  | MC204-B06/G148 | Logic 148 | EN.EN3 Energy Sensor | [6 empty] | G148 | 0 | [10 empty] | No | No
MC204 | Sports Centre |  |  |  | MC204-B06/G149 | Logic 149 | EN.EN3 Energy Sensor | [6 empty] | G149 | 0 | [10 empty] | No | No
MC204 | Sports Centre |  |  |  | MC204-B06/G15 | Logic 15 | EN.EN3 Energy Sensor | [6 empty] | G15 | 0 | [10 empty] | No | No
MC204 | Sports Centre |  |  |  | MC204-B06/G150 | Logic 150 | EN.EN3 Energy Sensor | [6 empty] | G150 | 0 | [10 empty] | No | No
MC204 | Sports Centre |  |  |  | MC204-B06/G151 | Logic 151 | EN.EN3 Energy Sensor | [6 empty] | G151 | 0 | [10 empty] | No | No
MC204 | Sports Centre |  |  |  | MC204-B06/G152 | Logic 152 | EN.EN3 Energy Sensor | [6 empty] | G152 | 0 | [10 empty] | No | No
MC204 | Sports Centre |  |  |  | MC204-B06/G153 | EF5 Occ | EN.EN3 Energy Sensor | [6 empty] | G153 | 0 | [10 empty] | No | No
MC204 | Sports Centre |  |  |  | MC204-B06/G154 | Logic 154 | EN.EN3 Energy Sensor | [6 empty] | G154 | 0 | [10 empty] | No | No
MC204 | Sports Centre |  |  |  | MC204-B06/G155 | Logic 155 | EN.EN3 Energy Sensor | [6 empty] | G155 | 0 | [10 empty] | No | No
MC204 | Sports Centre |  |  |  | MC204-B06/G156 | Logic 156 | EN.EN3 Energy Sensor | [6 empty] | G156 | 0 | [10 empty] | No | No
MC204 | Sports Centre |  |  |  | MC204-B06/G157 | Logic 157 | EN.EN3 Energy Sensor | [6 empty] | G157 | 0 | [10 empty] | No | No
MC204 | Sports Centre |  |  |  | MC204-B06/G158 | Logic 158 | EN.EN3 Energy Sensor | [6 empty] | G158 | 0 | [10 empty] | No | No
MC204 | Sports Centre |  |  |  | MC204-B06/G159 | Logic 159 | EN.EN3 Energy Sensor | [6 empty] | G159 | 0 | [10 empty] | No | No
MC204 | Sports Centre |  |  |  | MC204-B06/G16 | AHU4 CT Dmd | EN.EN3 Energy Sensor | [6 empty] | G16 | 0 | [10 empty] | No | No
MC204 | Sports Centre |  |  |  | MC204-B06/G160 | Logic 160 | EN.EN3 Energy Sensor | [6 empty] | G160 | 0 | [10 empty] | No | No
MC204 | Sports Centre |  |  |  | MC204-B06/G161 | Logic 161 | EN.EN3 Energy Sensor | [6 empty] | G161 | 0 | [10 empty] | No | No
MC204 | Sports Centre |  |  |  | MC204-B06/G162 | Logic 162 | EN.EN3 Energy Sensor | [6 empty] | G162 | 0 | [10 empty] | No | No
MC204 | Sports Centre |  |  |  | MC204-B06/G163 | EF6 Occ | EN.EN3 Energy Sensor | [6 empty] | G163 | 0 | [10 empty] | No | No
MC204 | Sports Centre |  |  |  | MC204-B06/G164 | Logic 164 | EN.EN3 Energy Sensor | [6 empty] | G164 | 0 | [10 empty] | No | No
MC204 | Sports Centre |  |  |  | MC204-B06/G165 | Logic 165 | EN.EN3 Energy Sensor | [6 empty] | G165 | 0 | [10 empty] | No | No
MC204 | Sports Centre |  |  |  | MC204-B06/G166 | Logic 166 | EN.EN3 Energy Sensor | [6 empty] | G166 | 0 | [10 empty] | No | No
MC204 | Sports Centre |  |  |  | MC204-B06/G167 | Logic 167 | EN.EN3 Energy Sensor | [6 empty] | G167 | 0 | [10 empty] | No | No
MC204 | Sports Centre |  |  |  | MC204-B06/G168 | Logic 168 | EN.EN3 Energy Sensor | [6 empty] | G168 | 0 | [10 empty] | No | No
MC204 | Sports Centre |  |  |  | MC204-B06/G169 | Logic 169 | EN.EN3 Energy Sensor | [6 empty] | G169 | 0 | [10 empty] | No | No
MC204 | Sports Centre |  |  |  | MC204-B06/G17 | Logic 17 | EN.EN3 Energy Sensor | [6 empty] | G17 | 0 | [10 empty] | No | No
MC204 | Sports Centre |  |  |  | MC204-B06/G170 | Logic 170 | EN.EN3 Energy Sensor | [6 empty] | G170 | 0 | [10 empty] | No | No
MC204 | Sports Centre |  |  |  | MC204-B06/G171 | Logic 171 | EN.EN3 Energy Sensor | [6 empty] | G171 | 0 | [10 empty] | No | No
MC204 | Sports Centre |  |  |  | MC204-B06/G172 | Logic 172 | EN.EN3 Energy Sensor | [6 empty] | G172 | 0 | [10 empty] | No | No
MC204 | Sports Centre |  |  |  | MC204-B06/G173 | EF7 Occ | EN.EN3 Energy Sensor | [6 empty] | G173 | 0 | [10 empty] | No | No
MC204 | Sports Centre |  |  |  | MC204-B06/G174 | Logic 174 | EN.EN3 Energy Sensor | [6 empty] | G174 | 0 | [10 empty] | No | No
MC204 | Sports Centre |  |  |  | MC204-B06/G175 | Logic 175 | EN.EN3 Energy Sensor | [6 empty] | G175 | 0 | [10 empty] | No | No
MC204 | Sports Centre |  |  |  | MC204-B06/G176 | Logic 176 | EN.EN3 Energy Sensor | [6 empty] | G176 | 0 | [10 empty] | No | No
MC204 | Sports Centre |  |  |  | MC204-B06/G177 | Logic 177 | EN.EN3 Energy Sensor | [6 empty] | G177 | 0 | [10 empty] | No | No
MC204 | Sports Centre |  |  |  | MC204-B06/G178 | Logic 178 | EN.EN3 Energy Sensor | [6 empty] | G178 | 0 | [10 empty] | No | No
MC204 | Sports Centre |  |  |  | MC204-B06/G179 | Logic 179 | EN.EN3 Energy Sensor | [6 empty] | G179 | 0 | [10 empty] | No | No
MC204 | Sports Centre |  |  |  | MC204-B06/G18 | AHU4 Cold Start | EN.EN3 Energy Sensor | [6 empty] | G18 | 0 | [10 empty] | No | No
MC204 | Sports Centre |  |  |  | MC204-B06/G180 | Logic 180 | EN.EN3 Energy Sensor | [6 empty] | G180 | 0 | [10 empty] | No | No
MC204 | Sports Centre |  |  |  | MC204-B06/G181 | Logic 181 | EN.EN3 Energy Sensor | [6 empty] | G181 | 0 | [10 empty] | No | No
MC204 | Sports Centre |  |  |  | MC204-B06/G182 | Logic 182 | EN.EN3 Energy Sensor | [6 empty] | G182 | 0 | [10 empty] | No | No
MC204 | Sports Centre |  |  |  | MC204-B06/G183 | Logic 183 | EN.EN3 Energy Sensor | [6 empty] | G183 | 0 | [10 empty] | No | No
MC204 | Sports Centre |  |  |  | MC204-B06/G184 | Logic 184 | EN.EN3 Energy Sensor | [6 empty] | G184 | 0 | [10 empty] | No | No
MC204 | Sports Centre |  |  |  | MC204-B06/G185 | Logic 185 | EN.EN3 Energy Sensor | [6 empty] | G185 | 0 | [10 empty] | No | No
MC204 | Sports Centre |  |  |  | MC204-B06/G186 | Logic 186 | EN.EN3 Energy Sensor | [6 empty] | G186 | 0 | [10 empty] | No | No
MC204 | Sports Centre |  |  |  | MC204-B06/G187 | Logic 187 | EN.EN3 Energy Sensor | [6 empty] | G187 | 0 | [10 empty] | No | No
MC204 | Sports Centre |  |  |  | MC204-B06/G188 | Logic 188 | EN.EN3 Energy Sensor | [6 empty] | G188 | 0 | [10 empty] | No | No
MC204 | Sports Centre |  |  |  | MC204-B06/G189 | Logic 189 | EN.EN3 Energy Sensor | [6 empty] | G189 | 0 | [10 empty] | No | No
MC204 | Sports Centre |  |  |  | MC204-B06/G19 | AHU4 Cold Start Vlvs | EN.EN3 Energy Sensor | [6 empty] | G19 | 0 | [10 empty] | No | No
MC204 | Sports Centre |  |  |  | MC204-B06/G190 | Logic 190 | EN.EN3 Energy Sensor | [6 empty] | G190 | 0 | [10 empty] | No | No
MC204 | Sports Centre |  |  |  | MC204-B06/G191 | Logic 191 | EN.EN3 Energy Sensor | [6 empty] | G191 | 0 | [10 empty] | No | No
MC204 | Sports Centre |  |  |  | MC204-B06/G192 | Logic 192 | EN.EN3 Energy Sensor | [6 empty] | G192 | 0 | [10 empty] | No | No
MC204 | Sports Centre |  |  |  | MC204-B06/G193 | Logic 193 | EN.EN3 Energy Sensor | [6 empty] | G193 | 0 | [10 empty] | No | No
MC204 | Sports Centre |  |  |  | MC204-B06/G194 | Logic 194 | EN.EN3 Energy Sensor | [6 empty] | G194 | 0 | [10 empty] | No | No
MC204 | Sports Centre |  |  |  | MC204-B06/G2 | Logic 2 | EN.EN3 Energy Sensor | [6 empty] | G2 | 0 | [10 empty] | No | No
MC204 | Sports Centre |  |  |  | MC204-B06/G20 | AHU4 Sply Dmpr | EN.EN3 Energy Sensor | [6 empty] | G20 | 0 | [10 empty] | No | No
MC204 | Sports Centre |  |  |  | MC204-B06/G21 | Logic 21 | EN.EN3 Energy Sensor | [6 empty] | G21 | 0 | [10 empty] | No | No
MC204 | Sports Centre |  |  |  | MC204-B06/G22 | Logic 22 | EN.EN3 Energy Sensor | [6 empty] | G22 | 0 | [10 empty] | No | No
MC204 | Sports Centre |  |  |  | MC204-B06/G23 | Logic 23 | EN.EN3 Energy Sensor | [6 empty] | G23 | 0 | [10 empty] | No | No
MC204 | Sports Centre |  |  |  | MC204-B06/G24 | Logic 24 | EN.EN3 Energy Sensor | [6 empty] | G24 | 0 | [10 empty] | No | No
MC204 | Sports Centre |  |  |  | MC204-B06/G25 | Logic 25 | EN.EN3 Energy Sensor | [6 empty] | G25 | 0 | [10 empty] | No | No
MC204 | Sports Centre |  |  |  | MC204-B06/G26 | AHU4 Sply Fan Fail | EN.EN3 Energy Sensor | [6 empty] | G26 | 0 | [10 empty] | No | No
MC204 | Sports Centre |  |  |  | MC204-B06/G27 | AHU4 Extr Dmpr | EN.EN3 Energy Sensor | [6 empty] | G27 | 0 | [10 empty] | No | No
MC204 | Sports Centre |  |  |  | MC204-B06/G28 | Logic 28 | EN.EN3 Energy Sensor | [6 empty] | G28 | 0 | [10 empty] | No | No
MC204 | Sports Centre |  |  |  | MC204-B06/G29 | Logic 29 | EN.EN3 Energy Sensor | [6 empty] | G29 | 0 | [10 empty] | No | No
MC204 | Sports Centre |  |  |  | MC204-B06/G3 | Reset | EN.EN3 Energy Sensor | [6 empty] | G3 | 0 | [10 empty] | No | No
MC204 | Sports Centre |  |  |  | MC204-B06/G30 | Logic 30 | EN.EN3 Energy Sensor | [6 empty] | G30 | 0 | [10 empty] | No | No
MC204 | Sports Centre |  |  |  | MC204-B06/G31 | Logic 31 | EN.EN3 Energy Sensor | [6 empty] | G31 | 0 | [10 empty] | No | No
MC204 | Sports Centre |  |  |  | MC204-B06/G32 | Logic 32 | EN.EN3 Energy Sensor | [6 empty] | G32 | 0 | [10 empty] | No | No
MC204 | Sports Centre |  |  |  | MC204-B06/G33 | AHU4 Extr Fan Fail | EN.EN3 Energy Sensor | [6 empty] | G33 | 0 | [10 empty] | No | No
MC204 | Sports Centre |  |  |  | MC204-B06/G34 | AHU4 Fire OK | EN.EN3 Energy Sensor | [6 empty] | G34 | 0 | [10 empty] | No | No
MC204 | Sports Centre |  |  |  | MC204-B06/G35 | AHU4 Reqd | EN.EN3 Energy Sensor | [6 empty] | G35 | 0 | [10 empty] | No | No
MC204 | Sports Centre |  |  |  | MC204-B06/G36 | Logic 36 | EN.EN3 Energy Sensor | [6 empty] | G36 | 0 | [10 empty] | No | No
MC204 | Sports Centre |  |  |  | MC204-B06/G37 | Logic 37 | EN.EN3 Energy Sensor | [6 empty] | G37 | 0 | [10 empty] | No | No
MC204 | Sports Centre |  |  |  | MC204-B06/G38 | Logic 38 | EN.EN3 Energy Sensor | [6 empty] | G38 | 0 | [10 empty] | No | No
MC204 | Sports Centre |  |  |  | MC204-B06/G39 | Logic 39 | EN.EN3 Energy Sensor | [6 empty] | G39 | 0 | [10 empty] | No | No
MC204 | Sports Centre |  |  |  | MC204-B06/G4 | Logic 4 | EN.EN3 Energy Sensor | [6 empty] | G4 | 0 | [10 empty] | No | No
MC204 | Sports Centre |  |  |  | MC204-B06/G40 | Logic 40 | EN.EN3 Energy Sensor | [6 empty] | G40 | 0 | [10 empty] | No | No
MC204 | Sports Centre |  |  |  | MC204-B06/G41 | Logic 41 | EN.EN3 Energy Sensor | [6 empty] | G41 | 0 | [10 empty] | No | No
MC204 | Sports Centre |  |  |  | MC204-B06/G42 | AHU4 Ctrl | EN.EN3 Energy Sensor | [6 empty] | G42 | 0 | [10 empty] | No | No
MC204 | Sports Centre |  |  |  | MC204-B06/G43 | Logic 43 | EN.EN3 Energy Sensor | [6 empty] | G43 | 0 | [10 empty] | No | No
MC204 | Sports Centre |  |  |  | MC204-B06/G44 | Ht Rclaim Avail | EN.EN3 Energy Sensor | [6 empty] | G44 | 0 | [10 empty] | No | No
MC204 | Sports Centre |  |  |  | MC204-B06/G45 | Ht Reject Avail | EN.EN3 Energy Sensor | [6 empty] | G45 | 0 | [10 empty] | No | No
MC204 | Sports Centre |  |  |  | MC204-B06/G46 | Logic 46 | EN.EN3 Energy Sensor | [6 empty] | G46 | 0 | [10 empty] | No | No
MC204 | Sports Centre |  |  |  | MC204-B06/G47 | Logic 47 | EN.EN3 Energy Sensor | [6 empty] | G47 | 0 | [10 empty] | No | No
MC204 | Sports Centre |  |  |  | MC204-B06/G48 | Logic 48 | EN.EN3 Energy Sensor | [6 empty] | G48 | 0 | [10 empty] | No | No
MC204 | Sports Centre |  |  |  | MC204-B06/G49 | Logic 49 | EN.EN3 Energy Sensor | [6 empty] | G49 | 0 | [10 empty] | No | No
MC204 | Sports Centre |  |  |  | MC204-B06/G5 | Logic 5 | EN.EN3 Energy Sensor | [6 empty] | G5 | 0 | [10 empty] | No | No
MC204 | Sports Centre |  |  |  | MC204-B06/G50 | Logic 50 | EN.EN3 Energy Sensor | [6 empty] | G50 | 0 | [10 empty] | No | No
MC204 | Sports Centre |  |  |  | MC204-B06/G51 | Logic 51 | EN.EN3 Energy Sensor | [6 empty] | G51 | 0 | [10 empty] | No | No
MC204 | Sports Centre |  |  |  | MC204-B06/G52 | AHU5 Occ | EN.EN3 Energy Sensor | [6 empty] | G52 | 0 | [10 empty] | No | No
MC204 | Sports Centre |  |  |  | MC204-B06/G53 | Logic 53 | EN.EN3 Energy Sensor | [6 empty] | G53 | 0 | [10 empty] | No | No
MC204 | Sports Centre |  |  |  | MC204-B06/G54 | Logic 54 | EN.EN3 Energy Sensor | [6 empty] | G54 | 0 | [10 empty] | No | No
MC204 | Sports Centre |  |  |  | MC204-B06/G55 | Logic 55 | EN.EN3 Energy Sensor | [6 empty] | G55 | 0 | [10 empty] | No | No
MC204 | Sports Centre |  |  |  | MC204-B06/G56 | Logic 56 | EN.EN3 Energy Sensor | [6 empty] | G56 | 0 | [10 empty] | No | No
MC204 | Sports Centre |  |  |  | MC204-B06/G57 | AHU5 CT Dmd | EN.EN3 Energy Sensor | [6 empty] | G57 | 0 | [10 empty] | No | No
MC204 | Sports Centre |  |  |  | MC204-B06/G58 | Logic 58 | EN.EN3 Energy Sensor | [6 empty] | G58 | 0 | [10 empty] | No | No
MC204 | Sports Centre |  |  |  | MC204-B06/G59 | AHU5 Cold Start | EN.EN3 Energy Sensor | [6 empty] | G59 | 0 | [10 empty] | No | No
MC204 | Sports Centre |  |  |  | MC204-B06/G6 | Logic 6 | EN.EN3 Energy Sensor | [6 empty] | G6 | 0 | [10 empty] | No | No
MC204 | Sports Centre |  |  |  | MC204-B06/G60 | AHU5 Cold Start Vlvs | EN.EN3 Energy Sensor | [6 empty] | G60 | 0 | [10 empty] | No | No
MC204 | Sports Centre |  |  |  | MC204-B06/G61 | AHU5 Sply Dmpr | EN.EN3 Energy Sensor | [6 empty] | G61 | 0 | [10 empty] | No | No
MC204 | Sports Centre |  |  |  | MC204-B06/G62 | Logic 62 | EN.EN3 Energy Sensor | [6 empty] | G62 | 0 | [10 empty] | No | No
MC204 | Sports Centre |  |  |  | MC204-B06/G63 | Logic 63 | EN.EN3 Energy Sensor | [6 empty] | G63 | 0 | [10 empty] | No | No
MC204 | Sports Centre |  |  |  | MC204-B06/G64 | Logic 64 | EN.EN3 Energy Sensor | [6 empty] | G64 | 0 | [10 empty] | No | No
MC204 | Sports Centre |  |  |  | MC204-B06/G65 | Logic 65 | EN.EN3 Energy Sensor | [6 empty] | G65 | 0 | [10 empty] | No | No
MC204 | Sports Centre |  |  |  | MC204-B06/G66 | Logic 66 | EN.EN3 Energy Sensor | [6 empty] | G66 | 0 | [10 empty] | No | No
MC204 | Sports Centre |  |  |  | MC204-B06/G67 | AHU5 Sply Fan Fail | EN.EN3 Energy Sensor | [6 empty] | G67 | 0 | [10 empty] | No | No
MC204 | Sports Centre |  |  |  | MC204-B06/G68 | AHU5 Ext Dmpr | EN.EN3 Energy Sensor | [6 empty] | G68 | 0 | [10 empty] | No | No
MC204 | Sports Centre |  |  |  | MC204-B06/G69 | AHU5 Ext Dmpr | EN.EN3 Energy Sensor | [6 empty] | G69 | 0 | [10 empty] | No | No
MC204 | Sports Centre |  |  |  | MC204-B06/G7 | Logic 7 | EN.EN3 Energy Sensor | [6 empty] | G7 | 0 | [10 empty] | No | No
MC204 | Sports Centre |  |  |  | MC204-B06/G70 | Logic 70 | EN.EN3 Energy Sensor | [6 empty] | G70 | 0 | [10 empty] | No | No
MC204 | Sports Centre |  |  |  | MC204-B06/G71 | Logic 71 | EN.EN3 Energy Sensor | [6 empty] | G71 | 0 | [10 empty] | No | No
MC204 | Sports Centre |  |  |  | MC204-B06/G72 | Logic 72 | EN.EN3 Energy Sensor | [6 empty] | G72 | 0 | [10 empty] | No | No
MC204 | Sports Centre |  |  |  | MC204-B06/G73 | Logic 73 | EN.EN3 Energy Sensor | [6 empty] | G73 | 0 | [10 empty] | No | No
MC204 | Sports Centre |  |  |  | MC204-B06/G74 | Logic 74 | EN.EN3 Energy Sensor | [6 empty] | G74 | 0 | [10 empty] | No | No
MC204 | Sports Centre |  |  |  | MC204-L01/M001 | Sports Centre Swimming Pool | EN.EN2 Energy Meter | [6 empty] | 1 | 0 | [7 empty] | kWh |  |  | No | No
MC204 | Sports Centre |  |  |  | MC204-L01/M002 | Sports Centre | EN.EN2 Energy Meter | [6 empty] | 2 | 0 | [7 empty] | kWh |  |  | No | No
MC204 | Sports Centre |  |  |  | MC204-L01/M003 | Sports Centre Swimming Pool | EN.EN2 Energy Meter | [6 empty] | 3 | 0 | [7 empty] | kWh |  |  | No | No
MC204 | Sports Centre |  |  |  | MC204-L02/M001 | Sports Centre | EN.EN2 Energy Meter | [6 empty] | 1 | 0 | [7 empty] | kWh |  |  | No | No
MC204 | Sports Centre |  |  |  | MC204-L05/M001 | Sports Centre DB External Light and Power | EN.EN2 Energy Meter | [6 empty] | 1 | 0 | [7 empty] | kWh |  |  | No | No
MC204 | Sports Centre |  |  |  | MC204-L05/M002 | Sports Centre DB5 Ground Floor Lights | EN.EN2 Energy Meter | [6 empty] | 2 | 0 | [7 empty] | kWh |  |  | No | No
MC204 | Sports Centre |  |  |  | MC204-L05/M003 | Sports Centre Main Electric Sub No 12 Sports Centre | EN.EN2 Energy Meter | [6 empty] | 3 | 0 | [7 empty] | kWh |  |  | No | No
MC204 | Sports Centre |  |  |  | MC204-L05/M004 | Sports Centre DB6 First Floor Dry Area | EN.EN2 Energy Meter | [6 empty] | 4 | 0 | [7 empty] | kWh |  |  | No | No
MC204 | Sports Centre |  |  |  | MC204-L05/M005 | Sports Centre DB7 First Floor Dry Power | EN.EN2 Energy Meter | [6 empty] | 5 | 0 | [7 empty] | kWh |  |  | No | No
MC204 | Sports Centre |  |  |  | MC204-L05/M006 | Sports Centre Comms DB | EN.EN2 Energy Meter | [6 empty] | 6 | 0 | [7 empty] | kWh |  |  | No | No
MC204 | Sports Centre |  |  |  | MC204-L05/M007 | Sports Centre Generator | EN.EN2 Energy Meter | [6 empty] | 7 | 0 | [7 empty] | kWh |  |  | No | No
MC204 | Sports Centre |  |  |  | MC204-L05/M008 | Sports Centre Pool Filter | EN.EN2 Energy Meter | [6 empty] | 8 | 0 | [7 empty] | kWh |  |  | No | No
MC204 | Sports Centre |  |  |  | MC204-L06/M001 | Sports Centre DB3 Ground Floor Dry Lighting | EN.EN2 Energy Meter | [6 empty] | 1 | 0 | [7 empty] | kWh |  |  | No | No
MC204 | Sports Centre | CR3 | Corridor A19/A37 |  | MC204-L06/M001 | Sports Centre DB3 Ground Floor Dry Lighting | EN.EN2 Energy Meter | [6 empty] | 1 | 0 | [7 empty] | kWh |  |  | No | No
MC204 | Sports Centre | A37 | Official Changing |  | MC204-L06/M001 | Sports Centre DB3 Ground Floor Dry Lighting | EN.EN2 Energy Meter | [6 empty] | 1 | 0 | [7 empty] | kWh |  |  | No | No
MC204 | Sports Centre | A38 | WC |  | MC204-L06/M001 | Sports Centre DB3 Ground Floor Dry Lighting | EN.EN2 Energy Meter | [6 empty] | 1 | 0 | [7 empty] | kWh |  |  | No | No
MC204 | Sports Centre | A39 | Showers |  | MC204-L06/M001 | Sports Centre DB3 Ground Floor Dry Lighting | EN.EN2 Energy Meter | [6 empty] | 1 | 0 | [7 empty] | kWh |  |  | No | No
MC204 | Sports Centre | A40 | External Store |  | MC204-L06/M001 | Sports Centre DB3 Ground Floor Dry Lighting | EN.EN2 Energy Meter | [6 empty] | 1 | 0 | [7 empty] | kWh |  |  | No | No
MC204 | Sports Centre | A31 | Outdoor Changing |  | MC204-L06/M001 | Sports Centre DB3 Ground Floor Dry Lighting | EN.EN2 Energy Meter | [6 empty] | 1 | 0 | [7 empty] | kWh |  |  | No | No
MC204 | Sports Centre | A32 | WC |  | MC204-L06/M001 | Sports Centre DB3 Ground Floor Dry Lighting | EN.EN2 Energy Meter | [6 empty] | 1 | 0 | [7 empty] | kWh |  |  | No | No
MC204 | Sports Centre | A33 | Showers |  | MC204-L06/M001 | Sports Centre DB3 Ground Floor Dry Lighting | EN.EN2 Energy Meter | [6 empty] | 1 | 0 | [7 empty] | kWh |  |  | No | No
MC204 | Sports Centre | A34 | Outdoor Changing |  | MC204-L06/M001 | Sports Centre DB3 Ground Floor Dry Lighting | EN.EN2 Energy Meter | [6 empty] | 1 | 0 | [7 empty] | kWh |  |  | No | No
MC204 | Sports Centre | A35 | WC |  | MC204-L06/M001 | Sports Centre DB3 Ground Floor Dry Lighting | EN.EN2 Energy Meter | [6 empty] | 1 | 0 | [7 empty] | kWh |  |  | No | No
MC204 | Sports Centre | A36 | Showers |  | MC204-L06/M001 | Sports Centre DB3 Ground Floor Dry Lighting | EN.EN2 Energy Meter | [6 empty] | 1 | 0 | [7 empty] | kWh |  |  | No | No
MC204 | Sports Centre | A25 | Outdoor Changing |  | MC204-L06/M001 | Sports Centre DB3 Ground Floor Dry Lighting | EN.EN2 Energy Meter | [6 empty] | 1 | 0 | [7 empty] | kWh |  |  | No | No
MC204 | Sports Centre | A26 | WC |  | MC204-L06/M001 | Sports Centre DB3 Ground Floor Dry Lighting | EN.EN2 Energy Meter | [6 empty] | 1 | 0 | [7 empty] | kWh |  |  | No | No
MC204 | Sports Centre | A27 | Showers |  | MC204-L06/M001 | Sports Centre DB3 Ground Floor Dry Lighting | EN.EN2 Energy Meter | [6 empty] | 1 | 0 | [7 empty] | kWh |  |  | No | No
MC204 | Sports Centre | A28 | Outdoor Changing |  | MC204-L06/M001 | Sports Centre DB3 Ground Floor Dry Lighting | EN.EN2 Energy Meter | [6 empty] | 1 | 0 | [7 empty] | kWh |  |  | No | No
MC204 | Sports Centre | A29 | WC |  | MC204-L06/M001 | Sports Centre DB3 Ground Floor Dry Lighting | EN.EN2 Energy Meter | [6 empty] | 1 | 0 | [7 empty] | kWh |  |  | No | No
MC204 | Sports Centre | A30 | Showers |  | MC204-L06/M001 | Sports Centre DB3 Ground Floor Dry Lighting | EN.EN2 Energy Meter | [6 empty] | 1 | 0 | [7 empty] | kWh |  |  | No | No
MC204 | Sports Centre | A19 | Outdoor Changing |  | MC204-L06/M001 | Sports Centre DB3 Ground Floor Dry Lighting | EN.EN2 Energy Meter | [6 empty] | 1 | 0 | [7 empty] | kWh |  |  | No | No
MC204 | Sports Centre | A20 | WC |  | MC204-L06/M001 | Sports Centre DB3 Ground Floor Dry Lighting | EN.EN2 Energy Meter | [6 empty] | 1 | 0 | [7 empty] | kWh |  |  | No | No
MC204 | Sports Centre | A21 | Showers |  | MC204-L06/M001 | Sports Centre DB3 Ground Floor Dry Lighting | EN.EN2 Energy Meter | [6 empty] | 1 | 0 | [7 empty] | kWh |  |  | No | No
MC204 | Sports Centre | A22 | Outdoor Changing |  | MC204-L06/M001 | Sports Centre DB3 Ground Floor Dry Lighting | EN.EN2 Energy Meter | [6 empty] | 1 | 0 | [7 empty] | kWh |  |  | No | No
MC204 | Sports Centre | A23 | WC |  | MC204-L06/M001 | Sports Centre DB3 Ground Floor Dry Lighting | EN.EN2 Energy Meter | [6 empty] | 1 | 0 | [7 empty] | kWh |  |  | No | No
MC204 | Sports Centre | A24 | Showers |  | MC204-L06/M001 | Sports Centre DB3 Ground Floor Dry Lighting | EN.EN2 Energy Meter | [6 empty] | 1 | 0 | [7 empty] | kWh |  |  | No | No
MC204 | Sports Centre | A13 | Female Group Change |  | MC204-L06/M001 | Sports Centre DB3 Ground Floor Dry Lighting | EN.EN2 Energy Meter | [6 empty] | 1 | 0 | [7 empty] | kWh |  |  | No | No
MC204 | Sports Centre | A14 | Change |  | MC204-L06/M001 | Sports Centre DB3 Ground Floor Dry Lighting | EN.EN2 Energy Meter | [6 empty] | 1 | 0 | [7 empty] | kWh |  |  | No | No
MC204 | Sports Centre | A15 | Showers |  | MC204-L06/M001 | Sports Centre DB3 Ground Floor Dry Lighting | EN.EN2 Energy Meter | [6 empty] | 1 | 0 | [7 empty] | kWh |  |  | No | No
MC204 | Sports Centre | A16 | Male Group Change |  | MC204-L06/M001 | Sports Centre DB3 Ground Floor Dry Lighting | EN.EN2 Energy Meter | [6 empty] | 1 | 0 | [7 empty] | kWh |  |  | No | No
MC204 | Sports Centre | A17 | Change |  | MC204-L06/M001 | Sports Centre DB3 Ground Floor Dry Lighting | EN.EN2 Energy Meter | [6 empty] | 1 | 0 | [7 empty] | kWh |  |  | No | No
MC204 | Sports Centre | A18 | Showers |  | MC204-L06/M001 | Sports Centre DB3 Ground Floor Dry Lighting | EN.EN2 Energy Meter | [6 empty] | 1 | 0 | [7 empty] | kWh |  |  | No | No
MC204 | Sports Centre | A06 | Managers Office |  | MC204-L06/M001 | Sports Centre DB3 Ground Floor Dry Lighting | EN.EN2 Energy Meter | [6 empty] | 1 | 0 | [7 empty] | kWh |  |  | No | No
MC204 | Sports Centre | A07 | Kitchen |  | MC204-L06/M001 | Sports Centre DB3 Ground Floor Dry Lighting | EN.EN2 Energy Meter | [6 empty] | 1 | 0 | [7 empty] | kWh |  |  | No | No
MC204 | Sports Centre | A10 | WC - Accessible |  | MC204-L06/M001 | Sports Centre DB3 Ground Floor Dry Lighting | EN.EN2 Energy Meter | [6 empty] | 1 | 0 | [7 empty] | kWh |  |  | No | No
MC204 | Sports Centre | A11 | Store |  | MC204-L06/M001 | Sports Centre DB3 Ground Floor Dry Lighting | EN.EN2 Energy Meter | [6 empty] | 1 | 0 | [7 empty] | kWh |  |  | No | No
MC204 | Sports Centre | SW2 | Stairwell 2 |  | MC204-L06/M001 | Sports Centre DB3 Ground Floor Dry Lighting | EN.EN2 Energy Meter | [6 empty] | 1 | 0 | [7 empty] | kWh |  |  | No | No
MC204 | Sports Centre | SW2 | Stairwell 2 |  | MC204-L06/M001 | Sports Centre DB3 Ground Floor Dry Lighting | EN.EN2 Energy Meter | [6 empty] | 1 | 0 | [7 empty] | kWh |  |  | No | No
MC204 | Sports Centre | CR3 | Corridor B13/B19 |  | MC204-L06/M001 | Sports Centre DB3 Ground Floor Dry Lighting | EN.EN2 Energy Meter | [6 empty] | 1 | 0 | [7 empty] | kWh |  |  | No | No
MC204 | Sports Centre | A01 | Lobby |  | MC204-L06/M001 | Sports Centre DB3 Ground Floor Dry Lighting | EN.EN2 Energy Meter | [6 empty] | 1 | 0 | [7 empty] | kWh |  |  | No | No
MC204 | Sports Centre | A64 | WC - Male |  | MC204-L06/M001 | Sports Centre DB3 Ground Floor Dry Lighting | EN.EN2 Energy Meter | [6 empty] | 1 | 0 | [7 empty] | kWh |  |  | No | No
MC204 | Sports Centre | A83 | Office |  | MC204-L06/M001 | Sports Centre DB3 Ground Floor Dry Lighting | EN.EN2 Energy Meter | [6 empty] | 1 | 0 | [7 empty] | kWh |  |  | No | No
MC204 | Sports Centre | A05 | Distribution Board |  | MC204-L06/M001 | Sports Centre DB3 Ground Floor Dry Lighting | EN.EN2 Energy Meter | [6 empty] | 1 | 0 | [7 empty] | kWh |  |  | No | No
MC204 | Sports Centre | A05 | Distribution Board |  | MC204-L06/M001 | Sports Centre DB3 Ground Floor Dry Lighting | EN.EN2 Energy Meter | [6 empty] | 1 | 0 | [7 empty] | kWh |  |  | No | No
MC204 | Sports Centre | A37 | Official Changing |  | MC204-L06/M002 | Sports Centre DB3 Ground Floor Dry Power | EN.EN2 Energy Meter | [6 empty] | 2 | 0 | [7 empty] | kWh |  |  | No | No
MC204 | Sports Centre | A38 | WC |  | MC204-L06/M002 | Sports Centre DB3 Ground Floor Dry Power | EN.EN2 Energy Meter | [6 empty] | 2 | 0 | [7 empty] | kWh |  |  | No | No
MC204 | Sports Centre | A39 | Showers |  | MC204-L06/M002 | Sports Centre DB3 Ground Floor Dry Power | EN.EN2 Energy Meter | [6 empty] | 2 | 0 | [7 empty] | kWh |  |  | No | No
MC204 | Sports Centre | A40 | External Store |  | MC204-L06/M002 | Sports Centre DB3 Ground Floor Dry Power | EN.EN2 Energy Meter | [6 empty] | 2 | 0 | [7 empty] | kWh |  |  | No | No
MC204 | Sports Centre | A31 | Outdoor Changing |  | MC204-L06/M002 | Sports Centre DB3 Ground Floor Dry Power | EN.EN2 Energy Meter | [6 empty] | 2 | 0 | [7 empty] | kWh |  |  | No | No
MC204 | Sports Centre | A32 | WC |  | MC204-L06/M002 | Sports Centre DB3 Ground Floor Dry Power | EN.EN2 Energy Meter | [6 empty] | 2 | 0 | [7 empty] | kWh |  |  | No | No
MC204 | Sports Centre | A33 | Showers |  | MC204-L06/M002 | Sports Centre DB3 Ground Floor Dry Power | EN.EN2 Energy Meter | [6 empty] | 2 | 0 | [7 empty] | kWh |  |  | No | No
MC204 | Sports Centre | A34 | Outdoor Changing |  | MC204-L06/M002 | Sports Centre DB3 Ground Floor Dry Power | EN.EN2 Energy Meter | [6 empty] | 2 | 0 | [7 empty] | kWh |  |  | No | No
MC204 | Sports Centre | A35 | WC |  | MC204-L06/M002 | Sports Centre DB3 Ground Floor Dry Power | EN.EN2 Energy Meter | [6 empty] | 2 | 0 | [7 empty] | kWh |  |  | No | No
MC204 | Sports Centre | A36 | Showers |  | MC204-L06/M002 | Sports Centre DB3 Ground Floor Dry Power | EN.EN2 Energy Meter | [6 empty] | 2 | 0 | [7 empty] | kWh |  |  | No | No
MC204 | Sports Centre | A25 | Outdoor Changing |  | MC204-L06/M002 | Sports Centre DB3 Ground Floor Dry Power | EN.EN2 Energy Meter | [6 empty] | 2 | 0 | [7 empty] | kWh |  |  | No | No
MC204 | Sports Centre | A26 | WC |  | MC204-L06/M002 | Sports Centre DB3 Ground Floor Dry Power | EN.EN2 Energy Meter | [6 empty] | 2 | 0 | [7 empty] | kWh |  |  | No | No
MC204 | Sports Centre | A27 | Showers |  | MC204-L06/M002 | Sports Centre DB3 Ground Floor Dry Power | EN.EN2 Energy Meter | [6 empty] | 2 | 0 | [7 empty] | kWh |  |  | No | No
MC204 | Sports Centre | A28 | Outdoor Changing |  | MC204-L06/M002 | Sports Centre DB3 Ground Floor Dry Power | EN.EN2 Energy Meter | [6 empty] | 2 | 0 | [7 empty] | kWh |  |  | No | No
MC204 | Sports Centre | A29 | WC |  | MC204-L06/M002 | Sports Centre DB3 Ground Floor Dry Power | EN.EN2 Energy Meter | [6 empty] | 2 | 0 | [7 empty] | kWh |  |  | No | No
MC204 | Sports Centre | A30 | Showers |  | MC204-L06/M002 | Sports Centre DB3 Ground Floor Dry Power | EN.EN2 Energy Meter | [6 empty] | 2 | 0 | [7 empty] | kWh |  |  | No | No
MC204 | Sports Centre | A19 | Outdoor Changing |  | MC204-L06/M002 | Sports Centre DB3 Ground Floor Dry Power | EN.EN2 Energy Meter | [6 empty] | 2 | 0 | [7 empty] | kWh |  |  | No | No
MC204 | Sports Centre | A20 | WC |  | MC204-L06/M002 | Sports Centre DB3 Ground Floor Dry Power | EN.EN2 Energy Meter | [6 empty] | 2 | 0 | [7 empty] | kWh |  |  | No | No
MC204 | Sports Centre | A21 | Showers |  | MC204-L06/M002 | Sports Centre DB3 Ground Floor Dry Power | EN.EN2 Energy Meter | [6 empty] | 2 | 0 | [7 empty] | kWh |  |  | No | No
MC204 | Sports Centre | A22 | Outdoor Changing |  | MC204-L06/M002 | Sports Centre DB3 Ground Floor Dry Power | EN.EN2 Energy Meter | [6 empty] | 2 | 0 | [7 empty] | kWh |  |  | No | No
MC204 | Sports Centre | A23 | WC |  | MC204-L06/M002 | Sports Centre DB3 Ground Floor Dry Power | EN.EN2 Energy Meter | [6 empty] | 2 | 0 | [7 empty] | kWh |  |  | No | No
MC204 | Sports Centre | A24 | Showers |  | MC204-L06/M002 | Sports Centre DB3 Ground Floor Dry Power | EN.EN2 Energy Meter | [6 empty] | 2 | 0 | [7 empty] | kWh |  |  | No | No
MC204 | Sports Centre | A13 | Female Group Change |  | MC204-L06/M002 | Sports Centre DB3 Ground Floor Dry Power | EN.EN2 Energy Meter | [6 empty] | 2 | 0 | [7 empty] | kWh |  |  | No | No
MC204 | Sports Centre | A14 | Change |  | MC204-L06/M002 | Sports Centre DB3 Ground Floor Dry Power | EN.EN2 Energy Meter | [6 empty] | 2 | 0 | [7 empty] | kWh |  |  | No | No
MC204 | Sports Centre | A15 | Showers |  | MC204-L06/M002 | Sports Centre DB3 Ground Floor Dry Power | EN.EN2 Energy Meter | [6 empty] | 2 | 0 | [7 empty] | kWh |  |  | No | No
MC204 | Sports Centre | A16 | Male Group Change |  | MC204-L06/M002 | Sports Centre DB3 Ground Floor Dry Power | EN.EN2 Energy Meter | [6 empty] | 2 | 0 | [7 empty] | kWh |  |  | No | No
MC204 | Sports Centre | A17 | Change |  | MC204-L06/M002 | Sports Centre DB3 Ground Floor Dry Power | EN.EN2 Energy Meter | [6 empty] | 2 | 0 | [7 empty] | kWh |  |  | No | No
MC204 | Sports Centre | A18 | Showers |  | MC204-L06/M002 | Sports Centre DB3 Ground Floor Dry Power | EN.EN2 Energy Meter | [6 empty] | 2 | 0 | [7 empty] | kWh |  |  | No | No
MC204 | Sports Centre | A06 | Managers Office |  | MC204-L06/M002 | Sports Centre DB3 Ground Floor Dry Power | EN.EN2 Energy Meter | [6 empty] | 2 | 0 | [7 empty] | kWh |  |  | No | No
MC204 | Sports Centre | A07 | Kitchen |  | MC204-L06/M002 | Sports Centre DB3 Ground Floor Dry Power | EN.EN2 Energy Meter | [6 empty] | 2 | 0 | [7 empty] | kWh |  |  | No | No
MC204 | Sports Centre | A10 | WC - Accessible |  | MC204-L06/M002 | Sports Centre DB3 Ground Floor Dry Power | EN.EN2 Energy Meter | [6 empty] | 2 | 0 | [7 empty] | kWh |  |  | No | No
MC204 | Sports Centre | A11 | Store |  | MC204-L06/M002 | Sports Centre DB3 Ground Floor Dry Power | EN.EN2 Energy Meter | [6 empty] | 2 | 0 | [7 empty] | kWh |  |  | No | No
MC204 | Sports Centre | SW2 | Stairwell 2 |  | MC204-L06/M002 | Sports Centre DB3 Ground Floor Dry Power | EN.EN2 Energy Meter | [6 empty] | 2 | 0 | [7 empty] | kWh |  |  | No | No
MC204 | Sports Centre | SW2 | Stairwell 2 |  | MC204-L06/M002 | Sports Centre DB3 Ground Floor Dry Power | EN.EN2 Energy Meter | [6 empty] | 2 | 0 | [7 empty] | kWh |  |  | No | No
MC204 | Sports Centre | CR3 | Corridor B13/B19 |  | MC204-L06/M002 | Sports Centre DB3 Ground Floor Dry Power | EN.EN2 Energy Meter | [6 empty] | 2 | 0 | [7 empty] | kWh |  |  | No | No
MC204 | Sports Centre | A01 | Lobby |  | MC204-L06/M002 | Sports Centre DB3 Ground Floor Dry Power | EN.EN2 Energy Meter | [6 empty] | 2 | 0 | [7 empty] | kWh |  |  | No | No
MC204 | Sports Centre | A64 | WC - Male |  | MC204-L06/M002 | Sports Centre DB3 Ground Floor Dry Power | EN.EN2 Energy Meter | [6 empty] | 2 | 0 | [7 empty] | kWh |  |  | No | No
MC204 | Sports Centre | A83 | Office |  | MC204-L06/M002 | Sports Centre DB3 Ground Floor Dry Power | EN.EN2 Energy Meter | [6 empty] | 2 | 0 | [7 empty] | kWh |  |  | No | No
MC204 | Sports Centre | A05 | Distribution Board |  | MC204-L06/M002 | Sports Centre DB3 Ground Floor Dry Power | EN.EN2 Energy Meter | [6 empty] | 2 | 0 | [7 empty] | kWh |  |  | No | No
MC204 | Sports Centre | A05 | Distribution Board |  | MC204-L06/M002 | Sports Centre DB3 Ground Floor Dry Power | EN.EN2 Energy Meter | [6 empty] | 2 | 0 | [7 empty] | kWh |  |  | No | No
MC204 | Sports Centre |  |  |  | MC204-L06/M002 | Sports Centre DB3 Ground Floor Dry Power | EN.EN2 Energy Meter | [6 empty] | 2 | 0 | [7 empty] | kWh |  |  | No | No
MC204 | Sports Centre | CR3 | Corridor A19/A37 |  | MC204-L06/M002 | Sports Centre DB3 Ground Floor Dry Power | EN.EN2 Energy Meter | [6 empty] | 2 | 0 | [7 empty] | kWh |  |  | No | No
MC204 | Sports Centre |  |  |  | MC204-L06/M003 | Sports Centre DB4 Ground Floor Fitness Lighting | EN.EN2 Energy Meter | [6 empty] | 3 | 0 | [7 empty] | kWh |  |  | No | No
MC204 | Sports Centre | SW2 | Stairwell 2 |  | MC204-L06/M003 | Sports Centre DB4 Ground Floor Fitness Lighting | EN.EN2 Energy Meter | [6 empty] | 3 | 0 | [7 empty] | kWh |  |  | No | No
MC204 | Sports Centre | CR2 | Corridor B10/SW3 |  | MC204-L06/M003 | Sports Centre DB4 Ground Floor Fitness Lighting | EN.EN2 Energy Meter | [6 empty] | 3 | 0 | [7 empty] | kWh |  |  | No | No
MC204 | Sports Centre | SW1 | Stairwell 1 |  | MC204-L06/M003 | Sports Centre DB4 Ground Floor Fitness Lighting | EN.EN2 Energy Meter | [6 empty] | 3 | 0 | [7 empty] | kWh |  |  | No | No
MC204 | Sports Centre | SW1 | Stairwell 1 |  | MC204-L06/M003 | Sports Centre DB4 Ground Floor Fitness Lighting | EN.EN2 Energy Meter | [6 empty] | 3 | 0 | [7 empty] | kWh |  |  | No | No
MC204 | Sports Centre | CR1 | Corridor A02/A16 |  | MC204-L06/M003 | Sports Centre DB4 Ground Floor Fitness Lighting | EN.EN2 Energy Meter | [6 empty] | 3 | 0 | [7 empty] | kWh |  |  | No | No
MC204 | Sports Centre | CR1 | Corridor SW1/SW2 |  | MC204-L06/M003 | Sports Centre DB4 Ground Floor Fitness Lighting | EN.EN2 Energy Meter | [6 empty] | 3 | 0 | [7 empty] | kWh |  |  | No | No
MC204 | Sports Centre | SW2 | Stairwell 2 |  | MC204-L06/M003 | Sports Centre DB4 Ground Floor Fitness Lighting | EN.EN2 Energy Meter | [6 empty] | 3 | 0 | [7 empty] | kWh |  |  | No | No
MC204 | Sports Centre | A11 | Store |  | MC204-L06/M003 | Sports Centre DB4 Ground Floor Fitness Lighting | EN.EN2 Energy Meter | [6 empty] | 3 | 0 | [7 empty] | kWh |  |  | No | No
MC204 | Sports Centre | A09 | Physio |  | MC204-L06/M003 | Sports Centre DB4 Ground Floor Fitness Lighting | EN.EN2 Energy Meter | [6 empty] | 3 | 0 | [7 empty] | kWh |  |  | No | No
MC204 | Sports Centre | A06 | Managers Office |  | MC204-L06/M003 | Sports Centre DB4 Ground Floor Fitness Lighting | EN.EN2 Energy Meter | [6 empty] | 3 | 0 | [7 empty] | kWh |  |  | No | No
MC204 | Sports Centre | A07 | Kitchen |  | MC204-L06/M003 | Sports Centre DB4 Ground Floor Fitness Lighting | EN.EN2 Energy Meter | [6 empty] | 3 | 0 | [7 empty] | kWh |  |  | No | No
MC204 | Sports Centre | B21 | Fitness |  | MC204-L06/M003 | Sports Centre DB4 Ground Floor Fitness Lighting | EN.EN2 Energy Meter | [6 empty] | 3 | 0 | [7 empty] | kWh |  |  | No | No
MC204 | Sports Centre | CR2 | Corridor adj SW1 |  | MC204-L06/M003 | Sports Centre DB4 Ground Floor Fitness Lighting | EN.EN2 Energy Meter | [6 empty] | 3 | 0 | [7 empty] | kWh |  |  | No | No
MC204 | Sports Centre | A08 | Fitness |  | MC204-L06/M004 | Sports Centre DB4 Ground Floor Fitness Power | EN.EN2 Energy Meter | [6 empty] | 4 | 0 | [7 empty] | kWh |  |  | No | No
MC204 | Sports Centre | A10 | WC - Accessible |  | MC204-L06/M004 | Sports Centre DB4 Ground Floor Fitness Power | EN.EN2 Energy Meter | [6 empty] | 4 | 0 | [7 empty] | kWh |  |  | No | No
MC204 | Sports Centre | A11 | Store |  | MC204-L06/M004 | Sports Centre DB4 Ground Floor Fitness Power | EN.EN2 Energy Meter | [6 empty] | 4 | 0 | [7 empty] | kWh |  |  | No | No
MC204 | Sports Centre | B21 | Fitness |  | MC204-L06/M004 | Sports Centre DB4 Ground Floor Fitness Power | EN.EN2 Energy Meter | [6 empty] | 4 | 0 | [7 empty] | kWh |  |  | No | No
MC204 | Sports Centre |  |  |  | MC204-L06/M004 | Sports Centre DB4 Ground Floor Fitness Power | EN.EN2 Energy Meter | [6 empty] | 4 | 0 | [7 empty] | kWh |  |  | No | No
MC204 | Sports Centre | A06 | Managers Office |  | MC204-L06/M004 | Sports Centre DB4 Ground Floor Fitness Power | EN.EN2 Energy Meter | [6 empty] | 4 | 0 | [7 empty] | kWh |  |  | No | No
MC204 | Sports Centre | A07 | Kitchen |  | MC204-L06/M004 | Sports Centre DB4 Ground Floor Fitness Power | EN.EN2 Energy Meter | [6 empty] | 4 | 0 | [7 empty] | kWh |  |  | No | No
MC204 | Sports Centre |  |  |  | MC204-L06/M005 | Sports Centre DB8 Roof Lighting | EN.EN2 Energy Meter | [6 empty] | 5 | 0 | [7 empty] | kWh |  |  | No | No
MC204 | Sports Centre |  |  |  | MC204-L06/M006 | Sports Centre DB8 Roof Power | EN.EN2 Energy Meter | [6 empty] | 6 | 0 | [7 empty] | kWh |  |  | No | No
MC204 | Sports Centre |  |  |  | MC204-L73/M001 | Sports Centre Emergency Lights | EN.EN2 Energy Meter | [6 empty] | 1 | 0 | [7 empty] | kWh |  |  | No | No
MC204 | Sports Centre | A0 | Whole Building |  | MC204-L73/M001 | Sports Centre Emergency Lights | EN.EN2 Energy Meter | [6 empty] | 1 | 0 | [7 empty] | kWh |  |  | No | No
MC204 | Sports Centre |  |  |  | MC204-L73/M002 | Sports Centre DB1 Basement and Plant Room Lighting | EN.EN2 Energy Meter | [6 empty] | 2 | 0 | [7 empty] | kWh |  |  | No | No
MC204 | Sports Centre | LG04 | Dry duct |  | MC204-L73/M002 | Sports Centre DB1 Basement and Plant Room Lighting | EN.EN2 Energy Meter | [6 empty] | 2 | 0 | [7 empty] | kWh |  |  | No | No
MC204 | Sports Centre |  |  |  | MC204-L73/M003 | Sports Centre DB1 Basement and Plant Room Power | EN.EN2 Energy Meter | [6 empty] | 3 | 0 | [7 empty] | kWh |  |  | No | No
MC204 | Sports Centre |  |  |  | MC204-L73/M004 | Sports Centre Wet Change Lighting DB2-L | EN.EN2 Energy Meter | [6 empty] | 4 | 0 | [7 empty] | kWh |  |  | No | No
MC204 | Sports Centre | A68 | Pool Hall Store |  | MC204-L73/M004 | Sports Centre Wet Change Lighting DB2-L | EN.EN2 Energy Meter | [6 empty] | 4 | 0 | [7 empty] | kWh |  |  | No | No
MC204 | Sports Centre | A67 | Group Change |  | MC204-L73/M004 | Sports Centre Wet Change Lighting DB2-L | EN.EN2 Energy Meter | [6 empty] | 4 | 0 | [7 empty] | kWh |  |  | No | No
MC204 | Sports Centre | A59 | Changing Village |  | MC204-L73/M004 | Sports Centre Wet Change Lighting DB2-L | EN.EN2 Energy Meter | [6 empty] | 4 | 0 | [7 empty] | kWh |  |  | No | No
MC204 | Sports Centre | A77 | Sauna & Steam Lounge Area |  | MC204-L73/M004 | Sports Centre Wet Change Lighting DB2-L | EN.EN2 Energy Meter | [6 empty] | 4 | 0 | [7 empty] | kWh |  |  | No | No
MC204 | Sports Centre | A57 | WC - Female |  | MC204-L73/M004 | Sports Centre Wet Change Lighting DB2-L | EN.EN2 Energy Meter | [6 empty] | 4 | 0 | [7 empty] | kWh |  |  | No | No
MC204 | Sports Centre | A64 | WC - Male |  | MC204-L73/M004 | Sports Centre Wet Change Lighting DB2-L | EN.EN2 Energy Meter | [6 empty] | 4 | 0 | [7 empty] | kWh |  |  | No | No
MC204 | Sports Centre | A77 | Sauna & Steam Lounge Area |  | MC204-L73/M004 | Sports Centre Wet Change Lighting DB2-L | EN.EN2 Energy Meter | [6 empty] | 4 | 0 | [7 empty] | kWh |  |  | No | No
MC204 | Sports Centre | A81 | Sauna |  | MC204-L73/M004 | Sports Centre Wet Change Lighting DB2-L | EN.EN2 Energy Meter | [6 empty] | 4 | 0 | [7 empty] | kWh |  |  | No | No
MC204 | Sports Centre | A82 | Steam Room |  | MC204-L73/M004 | Sports Centre Wet Change Lighting DB2-L | EN.EN2 Energy Meter | [6 empty] | 4 | 0 | [7 empty] | kWh |  |  | No | No
MC204 | Sports Centre | A59 | Changing Village |  | MC204-L73/M004 | Sports Centre Wet Change Lighting DB2-L | EN.EN2 Energy Meter | [6 empty] | 4 | 0 | [7 empty] | kWh |  |  | No | No
MC204 | Sports Centre | A66 | WC - Female |  | MC204-L73/M004 | Sports Centre Wet Change Lighting DB2-L | EN.EN2 Energy Meter | [6 empty] | 4 | 0 | [7 empty] | kWh |  |  | No | No
MC204 | Sports Centre | A61 | Baby Change |  | MC204-L73/M004 | Sports Centre Wet Change Lighting DB2-L | EN.EN2 Energy Meter | [6 empty] | 4 | 0 | [7 empty] | kWh |  |  | No | No
MC204 | Sports Centre | A68 | Pool Hall Store |  | MC204-L73/M005 | Sports Centre Wet Change Power DB2 - P | EN.EN2 Energy Meter | [6 empty] | 5 | 0 | [7 empty] | kWh |  |  | No | No
MC204 | Sports Centre | A70 | PAC/C02 |  | MC204-L73/M005 | Sports Centre Wet Change Power DB2 - P | EN.EN2 Energy Meter | [6 empty] | 5 | 0 | [7 empty] | kWh |  |  | No | No
MC204 | Sports Centre | A74 | First Aid Room |  | MC204-L73/M005 | Sports Centre Wet Change Power DB2 - P | EN.EN2 Energy Meter | [6 empty] | 5 | 0 | [7 empty] | kWh |  |  | No | No
MC204 | Sports Centre | A59 | Changing Village |  | MC204-L73/M005 | Sports Centre Wet Change Power DB2 - P | EN.EN2 Energy Meter | [6 empty] | 5 | 0 | [7 empty] | kWh |  |  | No | No
MC204 | Sports Centre | A77 | Sauna & Steam Lounge Area |  | MC204-L73/M005 | Sports Centre Wet Change Power DB2 - P | EN.EN2 Energy Meter | [6 empty] | 5 | 0 | [7 empty] | kWh |  |  | No | No
MC204 | Sports Centre |  |  |  | MC204-L73/M005 | Sports Centre Wet Change Power DB2 - P | EN.EN2 Energy Meter | [6 empty] | 5 | 0 | [7 empty] | kWh |  |  | No | No
MC204 | Sports Centre | A57 | WC - Female |  | MC204-L73/M005 | Sports Centre Wet Change Power DB2 - P | EN.EN2 Energy Meter | [6 empty] | 5 | 0 | [7 empty] | kWh |  |  | No | No
MC204 | Sports Centre | A58 | Vanity |  | MC204-L73/M005 | Sports Centre Wet Change Power DB2 - P | EN.EN2 Energy Meter | [6 empty] | 5 | 0 | [7 empty] | kWh |  |  | No | No
MC204 | Sports Centre | A60 | WC |  | MC204-L73/M005 | Sports Centre Wet Change Power DB2 - P | EN.EN2 Energy Meter | [6 empty] | 5 | 0 | [7 empty] | kWh |  |  | No | No
MC204 | Sports Centre | A64 | WC - Male |  | MC204-L73/M005 | Sports Centre Wet Change Power DB2 - P | EN.EN2 Energy Meter | [6 empty] | 5 | 0 | [7 empty] | kWh |  |  | No | No
MC204 | Sports Centre | A66 | WC - Female |  | MC204-L73/M005 | Sports Centre Wet Change Power DB2 - P | EN.EN2 Energy Meter | [6 empty] | 5 | 0 | [7 empty] | kWh |  |  | No | No
MC204 | Sports Centre |  |  |  | MC204-L74/M001 | Sports Centre Steam Room | EN.EN2 Energy Meter | [6 empty] | 1 | 0 | [7 empty] | kWh |  |  | No | No
MC204 | Sports Centre | A82 | Steam Room |  | MC204-L74/M001 | Sports Centre Steam Room | EN.EN2 Energy Meter | [6 empty] | 1 | 0 | [7 empty] | kWh |  |  | No | No
MC204 | Sports Centre |  |  |  | MC204-L74/M002 | Sports Centre AHU 1 | EN.EN2 Energy Meter | [6 empty] | 2 | 0 | [7 empty] | kWh |  |  | No | No
MC204 | Sports Centre | C01 | Enclosed Plant Room |  | MC204-L74/M002 | Sports Centre AHU 1 | EN.EN2 Energy Meter | [6 empty] | 2 | 0 | [7 empty] | kWh |  |  | No | No
MC204 | Sports Centre |  |  |  | MC204-L74/M003 | Sports Centre AHU 2 | EN.EN2 Energy Meter | [6 empty] | 3 | 0 | [7 empty] | kWh |  |  | No | No
MC204 | Sports Centre | B12 | Phase I Plant Room |  | MC204-L74/M003 | Sports Centre AHU 2 | EN.EN2 Energy Meter | [6 empty] | 3 | 0 | [7 empty] | kWh |  |  | No | No
MC204 | Sports Centre | A68 | Pool Hall Store |  | MC204-L74/M004 | Sports Centre Floating Floor | EN.EN2 Energy Meter | [6 empty] | 4 | 0 | [7 empty] | kWh |  |  | No | No
MC204 | Sports Centre |  |  |  | MC204-L74/M004 | Sports Centre Floating Floor | EN.EN2 Energy Meter | [6 empty] | 4 | 0 | [7 empty] | kWh |  |  | No | No
MC204 | Sports Centre |  |  |  | MC204-L74/M005 | Sports Centre MCCP 1 | EN.EN2 Energy Meter | [6 empty] | 5 | 0 | [7 empty] | kWh |  |  | No | No
MC204 | Sports Centre |  |  |  | MC204-L74/M006 | Sports Centre MCCP 2 | EN.EN2 Energy Meter | [6 empty] | 6 | 0 | [7 empty] | kWh |  |  | No | No
MC204 | Sports Centre | B12 | Phase I Plant Room |  | MC204-L74/M006 | Sports Centre MCCP 2 | EN.EN2 Energy Meter | [6 empty] | 6 | 0 | [7 empty] | kWh |  |  | No | No
MC204 | Sports Centre |  |  |  | MC204-L74/M007 | Sports Centre Passenger Lift | EN.EN2 Energy Meter | [6 empty] | 7 | 0 | [7 empty] | kWh |  |  | No | No
MC204 | Sports Centre | A06 | Managers Office |  | MC204-L74/M007 | Sports Centre Passenger Lift | EN.EN2 Energy Meter | [6 empty] | 7 | 0 | [7 empty] | kWh |  |  | No | No
MC204 | Sports Centre |  |  |  | MC204-L74/M008 | Sports Centre Sauna | EN.EN2 Energy Meter | [6 empty] | 8 | 0 | [7 empty] | kWh |  |  | No | No
MC204 | Sports Centre | A81 | Sauna |  | MC204-L74/M008 | Sports Centre Sauna | EN.EN2 Energy Meter | [6 empty] | 8 | 0 | [7 empty] | kWh |  |  | No | No
MC204 | Sports Centre |  |  |  | MC204-L75/M001 | Sports Centre | EN.EN2 Energy Meter | [6 empty] | 1 | 0 | [10 empty] | No | No
MC204 | Sports Centre | A0 | Whole Building |  | MC204-L75/M001 | Sports Centre | EN.EN2 Energy Meter | [6 empty] | 1 | 0 | [10 empty] | No | No
MC204 | Sports Centre | A41 | Sports Hall |  | MC204-L75/M002 | Sports Centre Main Hall | EN.EN2 Energy Meter | [6 empty] | 2 | 0 | [10 empty] | No | No
MC204 | Sports Centre |  |  |  | MC204-L75/M002 | Sports Centre Main Hall | EN.EN2 Energy Meter | [6 empty] | 2 | 0 | [10 empty] | No | No
MC204 | Sports Centre |  |  |  | MC204-L75/M003 | Sports Centre Gas Boilers | EN.EN2 Energy Meter | [6 empty] | 3 | 0 | [10 empty] | No | No
MC204 | Sports Centre |  |  |  | MC204-L75/M004 | Sports Centre | EN.EN2 Energy Meter | [6 empty] | 4 | 0 | [10 empty] | No | No
MC204 | Sports Centre |  |  |  | MC204-L75/M005 | Sports Centre CT Heating DHW Primary | EN.EN2 Energy Meter | [6 empty] | 5 | 0 | [7 empty] | kWh |  |  | No | No
MC204 | Sports Centre |  |  |  | MC204-L75/M006 | Sports Centre | EN.EN2 Energy Meter | [6 empty] | 6 | 0 | [7 empty] | kWh |  |  | No | No
MC204 | Sports Centre |  |  |  | MC204-L75/M007 | Sports Centre CT Heating Secondary | EN.EN2 Energy Meter | [6 empty] | 7 | 0 | [7 empty] | kWh |  |  | No | No
MC204 | Sports Centre |  |  |  | MC204-L75/M008 | Sports Centre VT Heating Secondary | EN.EN2 Energy Meter | [6 empty] | 8 | 0 | [7 empty] | kWh |  |  | No | No
MC204 | Sports Centre |  |  |  | MC204-L99/M001 | Fiscal meter | EN.EN2 Energy Meter | [6 empty] | 1 | 0 | [10 empty] | No | No
EX005 | Sports Fields |  |  |  | EX005-L99 | Data logger: Sports Fields | EN.EN1 Data Logger | [7 empty] | 0
MC199 | Sub Station 11 | A01 | HV |  | MC199-L01 | Data logger: Sub Station 11 | EN.EN1 Data Logger |  |  |  |  | Multilog G2 | Enercom | 050157B2F000 | 0 |  |  | 80.93.175.91:40455
MC199 | Sub Station 11 | A01 | HV |  | MC199-L02 | Data logger: Sub Station 11 | EN.EN1 Data Logger |  |  |  |  | Multilog G2 | Enercom | 050157BEAB00 | 0
MC199 | Sub Station 11 |  |  |  | MC199-L01/M001 | Non Ess (MCCN) | EN.EN2 Energy Meter | [6 empty] | 1 | 0 | [7 empty] | kWh |  |  | No | No
MC199 | Sub Station 11 |  |  |  | MC199-L01/M002 | Chiller No 2 | EN.EN2 Energy Meter | [6 empty] | 2 | 0 | [7 empty] | kWh |  |  | No | No
MC199 | Sub Station 11 |  |  |  | MC199-L01/M003 | LV3-NE Supply | EN.EN2 Energy Meter | [6 empty] | 3 | 0 | [7 empty] | kWh |  |  | No | No
MC199 | Sub Station 11 |  |  |  | MC199-L01/M004 | LV4-NE Supply | EN.EN2 Energy Meter | [6 empty] | 4 | 0 | [7 empty] | kWh |  |  | No | No
MC199 | Sub Station 11 |  |  |  | MC199-L01/M005 | Sub No.11 Transformer No.2 | EN.EN2 Energy Meter | [6 empty] | 5 | 0 | [7 empty] | kWh |  |  | No | No
MC199 | Sub Station 11 |  |  |  | MC199-L01/M006 | ISS Electricity | EN.EN2 Energy Meter | [6 empty] | 6 | 0 | [7 empty] | kWh |  |  | No | No
MC199 | Sub Station 11 |  |  |  | MC199-L01/M007 | Spare Meter | EN.EN2 Energy Meter | [6 empty] | 7 | 0 | [7 empty] | kWh |  |  | No | No
MC199 | Sub Station 11 |  |  |  | MC199-L01/M008 | Spare Meter | EN.EN2 Energy Meter | [6 empty] | 8 | 0 | [7 empty] | kWh |  |  | No | No
MC199 | Sub Station 11 |  |  |  | MC199-L02/M001 | Chiller No2 | EN.EN2 Energy Meter | [6 empty] | 1 | 0 | [7 empty] | kWh |  |  | No | No
MC199 | Sub Station 11 |  |  |  | MC199-L02/M002 | Generator | EN.EN2 Energy Meter | [6 empty] | 2 | 0 | [7 empty] | kWh |  |  | No | No
MC199 | Sub Station 11 |  |  |  | MC199-L02/M003 | LV2-ESS Supply | EN.EN2 Energy Meter | [6 empty] | 3 | 0 | [7 empty] | kWh |  |  | No | No
MC199 | Sub Station 11 |  |  |  | MC199-L02/M004 | Chiller No.1 | EN.EN2 Energy Meter | [6 empty] | 4 | 0 | [7 empty] | kWh |  |  | No | No
MC203 | Sub Station 5 | A01 | Substation No.5 |  | MC203-L01 | Data logger: Sub Station 5 | EN.EN1 Data Logger |  |  |  |  | Multilog G2 | Enercom | 050157A87E00 | 0
MC203 | Sub Station 5 |  |  |  | MC203-L01/M001 | Sub No.5 Transformer No.1 | EN.EN2 Energy Meter | [6 empty] | 1 | 0 | [7 empty] | kWh |  |  | No | No
MC203 | Sub Station 5 |  |  |  | MC203-L01/M002 | Sub No.5 Transformer No.2 | EN.EN2 Energy Meter | [6 empty] | 2 | 0 | [7 empty] | kWh |  |  | No | No
MC203 | Sub Station 5 |  |  |  | MC203-L01/M003 | Management School Phase 1 | EN.EN2 Energy Meter | [6 empty] | 3 | 0 | [7 empty] | kWh |  |  | No | No
MC203 | Sub Station 5 |  |  |  | MC203-L01/M004 | Management Extension | EN.EN2 Energy Meter | [6 empty] | 4 | 0 | [7 empty] | kWh |  |  | No | No
MC203 | Sub Station 5 |  |  |  | MC203-L01/M005 | Grizedale Town House | EN.EN2 Energy Meter | [6 empty] | 5 | 0 | [7 empty] | kWh |  |  | No | No
MC203 | Sub Station 5 |  |  |  | MC203-L01/M006 | Pendle College | EN.EN2 Energy Meter | [6 empty] | 6 | 0 | [7 empty] | kWh |  |  | No | No
MC203 | Sub Station 5 |  |  |  | MC203-L01/M007 | Charles Carter | EN.EN2 Energy Meter | [6 empty] | 7 | 0 | [7 empty] | kWh |  |  | No | No
MC203 | Sub Station 5 |  |  |  | MC203-L01/M008 | Grizedale Town House | EN.EN2 Energy Meter | [6 empty] | 8 | 0 | [7 empty] | kWh |  |  | No | No
MC138 | Sub Station 7 | SS | Substation No.7 |  | MC138-L01 | Data logger: Substation No.7 | EN.EN1 Data Logger |  |  |  |  | Multilog G2 | Enercom | 05019838EB00 | 0
MC138 | Sub Station 7 |  |  |  | MC138-L01/M001 | Sub No.7 Transformer No.1 | EN.EN2 Energy Meter | [6 empty] | 1 | 0 | [7 empty] | kWh |  |  | No | No
MC138 | Sub Station 7 |  |  |  | MC138-L01/M002 | Sub No.7 Transformer No.2 | EN.EN2 Energy Meter | [6 empty] | 2 | 0 | [7 empty] | kWh |  |  | No | No
MC139 | Sub Station 9 | A0 | Whole Building |  | MC139-L01 | Data logger: Sub Station 9 | EN.EN1 Data Logger |  |  |  |  | Multilog G2 | Enercom | 050157AC6600 | 0 |  |  | 80.93.175.91:40455
MC139 | Sub Station 9 |  |  |  | MC139-L01/M001 | Sub No.9 Transformer No.1 | EN.EN2 Energy Meter | [6 empty] | 1 | 0 | [7 empty] | kWh |  |  | No | No
MC139 | Sub Station 9 |  |  |  | MC139-L01/M002 | Sub No.9 Transformer No.2 | EN.EN2 Energy Meter | [6 empty] | 2 | 0 | [7 empty] | kWh |  |  | No | No
MC002 | The Bungalow |  |  |  | MC002-L99 | Data logger: The Bungalow | EN.EN1 Data Logger | [7 empty] | 0
MC001 | The Croft | Boiler/Utility | Boiler & Utility Room |  | MC001-L02 | Data logger: The Croft | EN.EN1 Data Logger |  |  |  |  | Multilog G2 | Enercom | 050157B35300 | 0
MC001 | The Croft | Boiler/Utility | Boiler & Utility Room |  | MC001-L01 | Data logger: The Croft | EN.EN1 Data Logger |  |  |  |  | Multilog G2 | Enercom | 0501987F4400 | 0 |  |  | 10.23.15.5 |  | 00-50-C2-2C-3D-1C
MC001 | The Croft |  |  |  | MC001-B01 | BMS Controller: The Croft | EN.EN4 BMS Controller |  |  |  |  | IQ3xcite16 | Trend | {39A16E8D-2D2B-49BC-BA47-5C2FC061DA17} | 0
MC001 | The Croft |  |  |  | MC001-L82 | Data logger: The Croft | EN.EN1 Data Logger | [7 empty] | 0
MC001 | The Croft |  |  |  | MC001-L99 | Data logger: The Croft | EN.EN1 Data Logger | [7 empty] | 0
MC001 | The Croft |  |  |  | MC001-B01/C1 | Virtual CNC 1 | EN.EN3 Energy Sensor | [6 empty] | C1 | 0 | [10 empty] | No | No
MC001 | The Croft |  |  |  | MC001-B01/D10 | DHW Control Valve and Pump | EN.EN3 Energy Sensor | [6 empty] | D10 | 0 | [10 empty] | No | No
MC001 | The Croft |  |  |  | MC001-B01/D5 | VT Pump Enable | EN.EN3 Energy Sensor | [6 empty] | D5 | 0 | [10 empty] | No | No
MC001 | The Croft |  |  |  | MC001-B01/D6 | Boiler No.1 &amp; No.2 Enable | EN.EN3 Energy Sensor | [6 empty] | D6 | 0 | [10 empty] | No | No
MC001 | The Croft |  |  |  | MC001-B01/D7 | Variable temperature circuit valve | EN.EN3 Energy Sensor | [6 empty] | D7 | 0 | [7 empty] | 0 = Closed , 1 = Open |  |  | No | No
MC001 | The Croft |  |  |  | MC001-B01/D8 | Heating Zone Valve | EN.EN3 Energy Sensor | [6 empty] | D8 | 0 | [10 empty] | No | No
MC001 | The Croft |  |  |  | MC001-B01/D9 | DHW Primary pump Enable | EN.EN3 Energy Sensor | [6 empty] | D9 | 0 | [10 empty] | No | No
MC001 | The Croft |  |  |  | MC001-B01/F1 | Function 1 | EN.EN3 Energy Sensor | [6 empty] | F1 | 0 | [10 empty] | No | No
MC001 | The Croft |  |  |  | MC001-B01/F10 | Function 10 | EN.EN3 Energy Sensor | [6 empty] | F10 | 0 | [10 empty] | No | No
MC001 | The Croft |  |  |  | MC001-B01/F11 | 1st Stage Frost ON when 1 | EN.EN3 Energy Sensor | [6 empty] | F11 | 0 | [10 empty] | No | No
MC001 | The Croft |  |  |  | MC001-B01/F12 | Function 12 | EN.EN3 Energy Sensor | [6 empty] | F12 | 0 | [10 empty] | No | No
MC001 | The Croft |  |  |  | MC001-B01/F13 | 2nd stage frost | EN.EN3 Energy Sensor | [6 empty] | F13 | 0 | [7 empty] | 0 = Off, 1 = On |  |  | No | No
MC001 | The Croft |  |  |  | MC001-B01/F14 | Function 14 | EN.EN3 Energy Sensor | [6 empty] | F14 | 0 | [10 empty] | No | No
MC001 | The Croft |  |  |  | MC001-B01/F15 | 3rd Stage Frost On when =1 | EN.EN3 Energy Sensor | [6 empty] | F15 | 0 | [10 empty] | No | No
MC001 | The Croft |  |  |  | MC001-B01/F16 | Function 16 | EN.EN3 Energy Sensor | [6 empty] | F16 | 0 | [10 empty] | No | No
MC001 | The Croft |  |  |  | MC001-B01/F17 | Economy Off when 1 | EN.EN3 Energy Sensor | [6 empty] | F17 | 0 | [10 empty] | No | No
MC001 | The Croft |  |  |  | MC001-B01/F18 | Minimum Immersion Temp | EN.EN3 Energy Sensor | [6 empty] | F18 | 0 | [7 empty] | Degrees Celsius |  |  | No | No
MC001 | The Croft |  |  |  | MC001-B01/F2 | Function 2 | EN.EN3 Energy Sensor | [6 empty] | F2 | 0 | [10 empty] | No | No
MC001 | The Croft |  |  |  | MC001-B01/F29 | Function 29 | EN.EN3 Energy Sensor | [6 empty] | F29 | 0 | [10 empty] | No | No
MC001 | The Croft |  |  |  | MC001-B01/F3 | Function 3 | EN.EN3 Energy Sensor | [6 empty] | F3 | 0 | [10 empty] | No | No
MC001 | The Croft |  |  |  | MC001-B01/F30 | Function 30 | EN.EN3 Energy Sensor | [6 empty] | F30 | 0 | [10 empty] | No | No
MC001 | The Croft |  |  |  | MC001-B01/F31 | Function 31 | EN.EN3 Energy Sensor | [6 empty] | F31 | 0 | [10 empty] | No | No
MC001 | The Croft |  |  |  | MC001-B01/F32 | Function 32 | EN.EN3 Energy Sensor | [6 empty] | F32 | 0 | [10 empty] | No | No
MC001 | The Croft |  |  |  | MC001-B01/F33 | Function 33 | EN.EN3 Energy Sensor | [6 empty] | F33 | 0 | [10 empty] | No | No
MC001 | The Croft |  |  |  | MC001-B01/F34 | Function 34 | EN.EN3 Energy Sensor | [6 empty] | F34 | 0 | [10 empty] | No | No
MC001 | The Croft |  |  |  | MC001-B01/F35 | Function 35 | EN.EN3 Energy Sensor | [6 empty] | F35 | 0 | [10 empty] | No | No
MC001 | The Croft |  |  |  | MC001-B01/F36 | Function 36 | EN.EN3 Energy Sensor | [6 empty] | F36 | 0 | [10 empty] | No | No
MC001 | The Croft |  |  |  | MC001-B01/F4 | Function 4 | EN.EN3 Energy Sensor | [6 empty] | F4 | 0 | [10 empty] | No | No
MC001 | The Croft |  |  |  | MC001-B01/F41 | Function 41 | EN.EN3 Energy Sensor | [6 empty] | F41 | 0 | [10 empty] | No | No
MC001 | The Croft |  |  |  | MC001-B01/F42 | Function 42 | EN.EN3 Energy Sensor | [6 empty] | F42 | 0 | [10 empty] | No | No
MC001 | The Croft |  |  |  | MC001-B01/F46 | Function 46 | EN.EN3 Energy Sensor | [6 empty] | F46 | 0 | [10 empty] | No | No
MC001 | The Croft |  |  |  | MC001-B01/F47 | Function 47 | EN.EN3 Energy Sensor | [6 empty] | F47 | 0 | [10 empty] | No | No
MC001 | The Croft |  |  |  | MC001-B01/F48 | Function 48 | EN.EN3 Energy Sensor | [6 empty] | F48 | 0 | [10 empty] | No | No
MC001 | The Croft |  |  |  | MC001-B01/F49 | limit at | EN.EN3 Energy Sensor | [6 empty] | F49 | 0 | [10 empty] | No | No
MC001 | The Croft |  |  |  | MC001-B01/F5 | Function 5 | EN.EN3 Energy Sensor | [6 empty] | F5 | 0 | [10 empty] | No | No
MC001 | The Croft |  |  |  | MC001-B01/F50 | Function 50 | EN.EN3 Energy Sensor | [6 empty] | F50 | 0 | [10 empty] | No | No
MC001 | The Croft |  |  |  | MC001-B01/F51 | Function 51 | EN.EN3 Energy Sensor | [6 empty] | F51 | 0 | [10 empty] | No | No
MC001 | The Croft |  |  |  | MC001-B01/F52 | Function 52 | EN.EN3 Energy Sensor | [6 empty] | F52 | 0 | [10 empty] | No | No
MC001 | The Croft |  |  |  | MC001-B01/F53 | Function 53 | EN.EN3 Energy Sensor | [6 empty] | F53 | 0 | [10 empty] | No | No
MC001 | The Croft |  |  |  | MC001-B01/F55 | Function 55 | EN.EN3 Energy Sensor | [6 empty] | F55 | 0 | [10 empty] | No | No
MC001 | The Croft |  |  |  | MC001-B01/F56 | Function 56 | EN.EN3 Energy Sensor | [6 empty] | F56 | 0 | [10 empty] | No | No
MC001 | The Croft |  |  |  | MC001-B01/F57 | Valve | EN.EN3 Energy Sensor | [6 empty] | F57 | 0 | [10 empty] | No | No
MC001 | The Croft |  |  |  | MC001-B01/F58 | Pump | EN.EN3 Energy Sensor | [6 empty] | F58 | 0 | [10 empty] | No | No
MC001 | The Croft |  |  |  | MC001-B01/F59 | Function 59 | EN.EN3 Energy Sensor | [6 empty] | F59 | 0 | [10 empty] | No | No
MC001 | The Croft |  |  |  | MC001-B01/F60 | Function 60 | EN.EN3 Energy Sensor | [6 empty] | F60 | 0 | [10 empty] | No | No
MC001 | The Croft |  |  |  | MC001-B01/F61 | Function 61 | EN.EN3 Energy Sensor | [6 empty] | F61 | 0 | [10 empty] | No | No
MC001 | The Croft |  |  |  | MC001-B01/G1 | Logic 1 | EN.EN3 Energy Sensor | [6 empty] | G1 | 0 | [10 empty] | No | No
MC001 | The Croft |  |  |  | MC001-B01/G12 | Logic 12 | EN.EN3 Energy Sensor | [6 empty] | G12 | 0 | [10 empty] | No | No
MC001 | The Croft |  |  |  | MC001-B01/G13 | VT Heating Demand | EN.EN3 Energy Sensor | [6 empty] | G13 | 0 | [10 empty] | No | No
MC001 | The Croft |  |  |  | MC001-B01/G14 | Logic 14 | EN.EN3 Energy Sensor | [6 empty] | G14 | 0 | [10 empty] | No | No
MC001 | The Croft |  |  |  | MC001-B01/G15 | VT Heating Demand | EN.EN3 Energy Sensor | [6 empty] | G15 | 0 | [10 empty] | No | No
MC001 | The Croft |  |  |  | MC001-B01/G16 | Boost | EN.EN3 Energy Sensor | [6 empty] | G16 | 0 | [7 empty] | 0 = Off, 1 = On |  |  | No | No
MC001 | The Croft |  |  |  | MC001-B01/G18 | DHW Pri Pump Enable | EN.EN3 Energy Sensor | [6 empty] | G18 | 0 | [10 empty] | No | No
MC001 | The Croft |  |  |  | MC001-B01/G19 | DHW Valve | EN.EN3 Energy Sensor | [6 empty] | G19 | 0 | [10 empty] | No | No
MC001 | The Croft |  |  |  | MC001-B01/G2 | Logic 2 | EN.EN3 Energy Sensor | [6 empty] | G2 | 0 | [10 empty] | No | No
MC001 | The Croft |  |  |  | MC001-B01/G20 | Logic 20 | EN.EN3 Energy Sensor | [6 empty] | G20 | 0 | [10 empty] | No | No
MC001 | The Croft |  |  |  | MC001-B01/G22 | Logic 22 | EN.EN3 Energy Sensor | [6 empty] | G22 | 0 | [10 empty] | No | No
MC001 | The Croft |  |  |  | MC001-B01/G23 | Logic 23 | EN.EN3 Energy Sensor | [6 empty] | G23 | 0 | [10 empty] | No | No
MC001 | The Croft |  |  |  | MC001-B01/G3 | Logic 3 | EN.EN3 Energy Sensor | [6 empty] | G3 | 0 | [10 empty] | No | No
MC001 | The Croft |  |  |  | MC001-B01/G4 | Logic 4 | EN.EN3 Energy Sensor | [6 empty] | G4 | 0 | [10 empty] | No | No
MC001 | The Croft |  |  |  | MC001-B01/G5 | 2nd stage frost | EN.EN3 Energy Sensor | [6 empty] | G5 | 0 | [7 empty] | 0 = Off, 1 = On |  |  | No | No
MC001 | The Croft |  |  |  | MC001-B01/G6 | Logic 6 | EN.EN3 Energy Sensor | [6 empty] | G6 | 0 | [10 empty] | No | No
MC001 | The Croft |  |  |  | MC001-B01/G9 | Boiler Loop Enable | EN.EN3 Energy Sensor | [6 empty] | G9 | 0 | [10 empty] | No | No
MC001 | The Croft |  |  |  | MC001-B01/I1 | Pressurisation Unit Fault | EN.EN3 Energy Sensor | [6 empty] | I1 | 0 | [10 empty] | No | No
MC001 | The Croft |  |  |  | MC001-B01/I2 | Common Boiler Fault | EN.EN3 Energy Sensor | [6 empty] | I2 | 0 | [10 empty] | No | No
MC001 | The Croft |  |  |  | MC001-B01/I3 | VT Circuit Pump Running | EN.EN3 Energy Sensor | [6 empty] | I3 | 0 | [10 empty] | No | No
MC001 | The Croft |  |  |  | MC001-B01/I4 | DHW Primary Pump Running | EN.EN3 Energy Sensor | [6 empty] | I4 | 0 | [10 empty] | No | No
MC001 | The Croft |  |  |  | MC001-B01/I5 | DHW Calorifier Sec. Pump Run | EN.EN3 Energy Sensor | [6 empty] | I5 | 0 | [10 empty] | No | No
MC001 | The Croft |  |  |  | MC001-B01/I6 | Boiler 1 Enabled | EN.EN3 Energy Sensor | [6 empty] | I6 | 0 | [10 empty] | No | No
MC001 | The Croft |  |  |  | MC001-B01/I7 | Boiler 2 Enabled | EN.EN3 Energy Sensor | [6 empty] | I7 | 0 | [10 empty] | No | No
MC001 | The Croft |  |  |  | MC001-B01/I8 | DHW Pri Pump Enable | EN.EN3 Energy Sensor | [6 empty] | I8 | 0 | [10 empty] | No | No
MC001 | The Croft |  |  |  | MC001-B01/I9 | DHW Valve Open or closed | EN.EN3 Energy Sensor | [6 empty] | I9 | 0 | [10 empty] | No | No
MC001 | The Croft |  |  |  | MC001-B01/K1 | 1st stage frost protection | EN.EN3 Energy Sensor | [6 empty] | K1 | 0 | [10 empty] | No | No
MC001 | The Croft |  |  |  | MC001-B01/K10 | VT FLOW@ 20oC OAT | EN.EN3 Energy Sensor | [6 empty] | K10 | 0 | [10 empty] | No | No
MC001 | The Croft |  |  |  | MC001-B01/K11 | DHW Setpoint | EN.EN3 Energy Sensor | [6 empty] | K11 | 0 | [10 empty] | No | No
MC001 | The Croft |  |  |  | MC001-B01/K12 | Occ Boost Setpoint | EN.EN3 Energy Sensor | [6 empty] | K12 | 0 | [10 empty] | No | No
MC001 | The Croft |  |  |  | MC001-B01/K2 | 2nd stage frost protection | EN.EN3 Energy Sensor | [6 empty] | K2 | 0 | [7 empty] | Degrees Celsius |  |  | No | No
MC001 | The Croft |  |  |  | MC001-B01/K3 | 3rd Stage Frost Setpoint | EN.EN3 Energy Sensor | [6 empty] | K3 | 0 | [10 empty] | No | No
MC001 | The Croft |  |  |  | MC001-B01/K4 | Economy Off | EN.EN3 Energy Sensor | [6 empty] | K4 | 0 | [10 empty] | No | No
MC001 | The Croft |  |  |  | MC001-B01/K5 | Boiler Control SP | EN.EN3 Energy Sensor | [6 empty] | K5 | 0 | [10 empty] | No | No
MC001 | The Croft |  |  |  | MC001-B01/K6 | VT Heating Occupancy SP | EN.EN3 Energy Sensor | [6 empty] | K6 | 0 | [10 empty] | No | No
MC001 | The Croft |  |  |  | MC001-B01/K7 | VT Pump Heat Dissipation | EN.EN3 Energy Sensor | [6 empty] | K7 | 0 | [10 empty] | No | No
MC001 | The Croft |  |  |  | MC001-B01/K8 | VT FLOW@0 degC | EN.EN3 Energy Sensor | [6 empty] | K8 | 0 | [10 empty] | No | No
MC001 | The Croft |  |  |  | MC001-B01/K9 | Room influence | EN.EN3 Energy Sensor | [6 empty] | K9 | 0 | [10 empty] | No | No
MC001 | The Croft |  |  |  | MC001-B01/L1 | Loop 1 | EN.EN3 Energy Sensor | [6 empty] | L1 | 0 | [10 empty] | No | No
MC001 | The Croft |  |  |  | MC001-B01/L2 | compensator | EN.EN3 Energy Sensor | [6 empty] | L2 | 0 | [10 empty] | No | No
MC001 | The Croft |  |  |  | MC001-B01/O1 | Optimum Start Stop 1 | EN.EN3 Energy Sensor | [6 empty] | O1 | 0 | [10 empty] | No | No
MC001 | The Croft |  |  |  | MC001-B01/P1 | Outside air temperature | EN.EN3 Energy Sensor | [6 empty] | P1 | 0 | [7 empty] | Degrees Celsius |  |  | No | No
MC001 | The Croft |  |  |  | MC001-B01/P2 | Boiler Common Flow Temp | EN.EN3 Energy Sensor | [6 empty] | P2 | 0 | [7 empty] | Degrees Celsius |  |  | No | No
MC001 | The Croft |  |  |  | MC001-B01/P3 | Boiler Common Return Temp | EN.EN3 Energy Sensor | [6 empty] | P3 | 0 | [7 empty] | Degrees Celsius |  |  | No | No
MC001 | The Croft |  |  |  | MC001-B01/P4 | VT Circuit Flow Temp | EN.EN3 Energy Sensor | [6 empty] | P4 | 0 | [7 empty] | Degrees Celsius |  |  | No | No
MC001 | The Croft |  |  |  | MC001-B01/P5 | DHW Calorifier Temp | EN.EN3 Energy Sensor | [6 empty] | P5 | 0 | [7 empty] | Degrees Celsius |  |  | No | No
MC001 | The Croft |  |  |  | MC001-B01/P6 | Hall Way Space Temp | EN.EN3 Energy Sensor | [6 empty] | P6 | 0 | [7 empty] | Degrees Celsius |  |  | No | No
MC001 | The Croft |  |  |  | MC001-B01/P7 | Dining Area Space Temp | EN.EN3 Energy Sensor | [6 empty] | P7 | 0 | [7 empty] | Degrees Celsius |  |  | No | No
MC001 | The Croft |  |  |  | MC001-B01/P8 | First Floor Space Temp | EN.EN3 Energy Sensor | [6 empty] | P8 | 0 | [7 empty] | Degrees Celsius |  |  | No | No
MC001 | The Croft |  |  |  | MC001-B01/P9 | 4 Dix Unit No.1 | EN.EN3 Energy Sensor | [6 empty] | P9 | 0 | [10 empty] | No | No
MC001 | The Croft |  |  |  | MC001-B01/Q1 | Sequence Table 1 | EN.EN3 Energy Sensor | [6 empty] | Q1 | 0 | [10 empty] | No | No
MC001 | The Croft |  |  |  | MC001-B01/S1 | Outside air temperature | EN.EN3 Energy Sensor | [6 empty] | S1 | 0 | [7 empty] | Degrees Celsius |  |  | No | No
MC001 | The Croft |  |  |  | MC001-B01/S10 | Calculated temperature variable temperature circuit flow | EN.EN3 Energy Sensor | [6 empty] | S10 | 0 | [10 empty] | No | No
MC001 | The Croft |  |  |  | MC001-B01/S2 | Boiler Common Flow Temp | EN.EN3 Energy Sensor | [6 empty] | S2 | 0 | [7 empty] | Degrees Celsius |  |  | No | No
MC001 | The Croft |  |  |  | MC001-B01/S3 | Boiler Common Return Temp | EN.EN3 Energy Sensor | [6 empty] | S3 | 0 | [7 empty] | Degrees Celsius |  |  | No | No
MC001 | The Croft |  |  |  | MC001-B01/S4 | VT Circuit Flow Temp | EN.EN3 Energy Sensor | [6 empty] | S4 | 0 | [7 empty] | Degrees Celsius |  |  | No | No
MC001 | The Croft |  |  |  | MC001-B01/S5 | DHW Calorifier Temp | EN.EN3 Energy Sensor | [6 empty] | S5 | 0 | [7 empty] | Degrees Celsius |  |  | No | No
MC001 | The Croft |  |  |  | MC001-B01/S6 | Hall Way Space Temp | EN.EN3 Energy Sensor | [6 empty] | S6 | 0 | [7 empty] | Degrees Celsius |  |  | No | No
MC001 | The Croft |  |  |  | MC001-B01/S7 | Dining Area Space Temp | EN.EN3 Energy Sensor | [6 empty] | S7 | 0 | [7 empty] | Degrees Celsius |  |  | No | No
MC001 | The Croft |  |  |  | MC001-B01/S8 | First Floor Space Temp | EN.EN3 Energy Sensor | [6 empty] | S8 | 0 | [7 empty] | Degrees Celsius |  |  | No | No
MC001 | The Croft |  |  |  | MC001-B01/S9 | 4 Dix Unit No.1 | EN.EN3 Energy Sensor | [6 empty] | S9 | 0 | [10 empty] | No | No
MC001 | The Croft |  |  |  | MC001-B01/V1 |  | EN.EN3 Energy Sensor | [6 empty] | V1 | 0 | [10 empty] | No | No
MC001 | The Croft |  |  |  | MC001-B01/W1 | SummerWinter 1=Winter | EN.EN3 Energy Sensor | [6 empty] | W1 | 0 | [10 empty] | No | No
MC001 | The Croft |  |  |  | MC001-B01/W2 | Rotate Boilers | EN.EN3 Energy Sensor | [6 empty] | W2 | 0 | [10 empty] | No | No
MC001 | The Croft |  |  |  | MC001-B01/W3 | *Master Override | EN.EN3 Energy Sensor | [6 empty] | W3 | 0 | [10 empty] | No | No
MC001 | The Croft |  |  |  | MC001-B01/Y1 | Trend Thermistor | EN.EN3 Energy Sensor | [6 empty] | Y1 | 0 | [10 empty] | No | No
MC001 | The Croft |  |  |  | MC001-B01/Y2 | Trend Thermistor | EN.EN3 Energy Sensor | [6 empty] | Y2 | 0 | [10 empty] | No | No
MC001 | The Croft |  |  |  | MC001-B01/Y3 | Room temperature | EN.EN3 Energy Sensor | [6 empty] | Y3 | 0 | [7 empty] | Degrees Celsius |  |  | No | No
MC001 | The Croft |  |  |  | MC001-B01/Y4 | Sontay 4 Dix | EN.EN3 Energy Sensor | [6 empty] | Y4 | 0 | [10 empty] | No | No
MC001 | The Croft |  |  |  | MC001-B01/Z1 | VT Heating Times | EN.EN3 Energy Sensor | [6 empty] | Z1 | 0 | [10 empty] | No | No
MC001 | The Croft |  |  |  | MC001-B01/Z2 | DHW Times | EN.EN3 Energy Sensor | [6 empty] | Z2 | 0 | [10 empty] | No | No
MC001 | The Croft |  |  |  | MC001-L01/M001 | The Croft | EN.EN2 Energy Meter | [6 empty] | 1 | 0 | [7 empty] | m3 |  |  | Yes | No
MC001 | The Croft |  |  |  | MC001-L01/M002 | The Croft | EN.EN2 Energy Meter | [6 empty] | 2 | 0 | [7 empty] | m3 |  |  | Yes | No
MC001 | The Croft |  |  |  | MC001-L02/M001 | The Croft | EN.EN2 Energy Meter | [6 empty] | 1 | 0 | [7 empty] | kWh |  |  | Yes | No
FH012 | The Old Stables |  |  |  | FH012-L99 | Data logger: The Old Stables | EN.EN1 Data Logger | [7 empty] | 0
MC011 | The Roundhouse | A01a | Plant Room |  | MC011-L01 | Data logger: The Roundhouse | EN.EN1 Data Logger |  |  |  |  | Multilog G2 | Enercom | 050157B2F300 | 0 |  |  | 10.23.14.5 |  | 00-50-C2-2C-3E-FE
MC011 | The Roundhouse |  |  |  | MC011-B01 | BMS Controller: The Roundhouse | EN.EN4 BMS Controller |  |  |  |  | IQ3xcite96 | Trend | {F698567A-6820-48AB-B287-D0EE6631CD5F} | 0
MC011 | The Roundhouse |  |  |  | MC011-L82 | Data logger: The Roundhouse | EN.EN1 Data Logger | [7 empty] | 0
MC011 | The Roundhouse |  |  |  | MC011-B01/C1 | Virtual CNC 1 | EN.EN3 Energy Sensor | [6 empty] | C1 | 0 | [10 empty] | No | No
MC011 | The Roundhouse |  |  |  | MC011-B01/D1 | LTHW PHEX Valve | EN.EN3 Energy Sensor | [6 empty] | D1 | 0 | [10 empty] | No | No
MC011 | The Roundhouse |  |  |  | MC011-B01/D10 | VT Pump No.2 | EN.EN3 Energy Sensor | [6 empty] | D10 | 0 | [10 empty] | No | No
MC011 | The Roundhouse |  |  |  | MC011-B01/D11 | AHU Supply Fan | EN.EN3 Energy Sensor | [6 empty] | D11 | 0 | [10 empty] | No | No
MC011 | The Roundhouse |  |  |  | MC011-B01/D12 | AHU Extract Fan | EN.EN3 Energy Sensor | [6 empty] | D12 | 0 | [10 empty] | No | No
MC011 | The Roundhouse |  |  |  | MC011-B01/D13 | Comms Rm Extract | EN.EN3 Energy Sensor | [6 empty] | D13 | 0 | [10 empty] | No | No
MC011 | The Roundhouse |  |  |  | MC011-B01/D14 | WC Extract | EN.EN3 Energy Sensor | [6 empty] | D14 | 0 | [10 empty] | No | No
MC011 | The Roundhouse |  |  |  | MC011-B01/D16 | AHU Mixing Dampers | EN.EN3 Energy Sensor | [6 empty] | D16 | 0 | [10 empty] | No | No
MC011 | The Roundhouse |  |  |  | MC011-B01/D2 | Variable temperature circuit valve | EN.EN3 Energy Sensor | [6 empty] | D2 | 0 | [7 empty] | 0 = Closed , 1 = Open |  |  | No | No
MC011 | The Roundhouse |  |  |  | MC011-B01/D4 | AHU 101 Supply Inv | EN.EN3 Energy Sensor | [6 empty] | D4 | 0 | [10 empty] | No | No
MC011 | The Roundhouse |  |  |  | MC011-B01/D5 | AHU 102 Extract Inv | EN.EN3 Energy Sensor | [6 empty] | D5 | 0 | [10 empty] | No | No
MC011 | The Roundhouse |  |  |  | MC011-B01/D6 | AHU Heating Valve | EN.EN3 Energy Sensor | [6 empty] | D6 | 0 | [10 empty] | No | No
MC011 | The Roundhouse |  |  |  | MC011-B01/D7 | LTHW Pri Pump No.1 | EN.EN3 Energy Sensor | [6 empty] | D7 | 0 | [10 empty] | No | No
MC011 | The Roundhouse |  |  |  | MC011-B01/D8 | LTHW Pri Pump No.2 | EN.EN3 Energy Sensor | [6 empty] | D8 | 0 | [10 empty] | No | No
MC011 | The Roundhouse |  |  |  | MC011-B01/D9 | VT Pump No.1 | EN.EN3 Energy Sensor | [6 empty] | D9 | 0 | [10 empty] | No | No
MC011 | The Roundhouse |  |  |  | MC011-B01/e1 | Supervisor 963 | EN.EN3 Energy Sensor | [6 empty] | e1 | 0 | [10 empty] | No | No
MC011 | The Roundhouse |  |  |  | MC011-B01/F1 | Function 1 | EN.EN3 Energy Sensor | [6 empty] | F1 | 0 | [10 empty] | No | No
MC011 | The Roundhouse |  |  |  | MC011-B01/F10 | Function 10 | EN.EN3 Energy Sensor | [6 empty] | F10 | 0 | [10 empty] | No | No
MC011 | The Roundhouse |  |  |  | MC011-B01/F11 | Function 11 | EN.EN3 Energy Sensor | [6 empty] | F11 | 0 | [10 empty] | No | No
MC011 | The Roundhouse |  |  |  | MC011-B01/F12 | Function 12 | EN.EN3 Energy Sensor | [6 empty] | F12 | 0 | [10 empty] | No | No
MC011 | The Roundhouse |  |  |  | MC011-B01/F13 | Function 13 | EN.EN3 Energy Sensor | [6 empty] | F13 | 0 | [10 empty] | No | No
MC011 | The Roundhouse |  |  |  | MC011-B01/F14 | Function 14 | EN.EN3 Energy Sensor | [6 empty] | F14 | 0 | [10 empty] | No | No
MC011 | The Roundhouse |  |  |  | MC011-B01/F15 | Function 15 | EN.EN3 Energy Sensor | [6 empty] | F15 | 0 | [10 empty] | No | No
MC011 | The Roundhouse |  |  |  | MC011-B01/F16 | Function 16 | EN.EN3 Energy Sensor | [6 empty] | F16 | 0 | [10 empty] | No | No
MC011 | The Roundhouse |  |  |  | MC011-B01/F17 | Function 17 | EN.EN3 Energy Sensor | [6 empty] | F17 | 0 | [10 empty] | No | No
MC011 | The Roundhouse |  |  |  | MC011-B01/F18 | Function 18 | EN.EN3 Energy Sensor | [6 empty] | F18 | 0 | [10 empty] | No | No
MC011 | The Roundhouse |  |  |  | MC011-B01/F19 | Function 19 | EN.EN3 Energy Sensor | [6 empty] | F19 | 0 | [10 empty] | No | No
MC011 | The Roundhouse |  |  |  | MC011-B01/F2 | OS Frost | EN.EN3 Energy Sensor | [6 empty] | F2 | 0 | [10 empty] | No | No
MC011 | The Roundhouse |  |  |  | MC011-B01/F20 | Function 20 | EN.EN3 Energy Sensor | [6 empty] | F20 | 0 | [10 empty] | No | No
MC011 | The Roundhouse |  |  |  | MC011-B01/F21 | Function 21 | EN.EN3 Energy Sensor | [6 empty] | F21 | 0 | [10 empty] | No | No
MC011 | The Roundhouse |  |  |  | MC011-B01/F22 | Boiler Demand | EN.EN3 Energy Sensor | [6 empty] | F22 | 0 | [10 empty] | No | No
MC011 | The Roundhouse |  |  |  | MC011-B01/F23 | Function 23 | EN.EN3 Energy Sensor | [6 empty] | F23 | 0 | [10 empty] | No | No
MC011 | The Roundhouse |  |  |  | MC011-B01/F24 | Htg Clg Dmd | EN.EN3 Energy Sensor | [6 empty] | F24 | 0 | [10 empty] | No | No
MC011 | The Roundhouse |  |  |  | MC011-B01/F25 | Litres per second | EN.EN3 Energy Sensor | [6 empty] | F25 | 0 | [10 empty] | No | No
MC011 | The Roundhouse |  |  |  | MC011-B01/F26 | Subtract for delta-T | EN.EN3 Energy Sensor | [6 empty] | F26 | 0 | [10 empty] | No | No
MC011 | The Roundhouse |  |  |  | MC011-B01/F27 | Function 27 | EN.EN3 Energy Sensor | [6 empty] | F27 | 0 | [10 empty] | No | No
MC011 | The Roundhouse |  |  |  | MC011-B01/F3 | Function 3 | EN.EN3 Energy Sensor | [6 empty] | F3 | 0 | [10 empty] | No | No
MC011 | The Roundhouse |  |  |  | MC011-B01/F35 | Clg Recoup Available | EN.EN3 Energy Sensor | [6 empty] | F35 | 0 | [10 empty] | No | No
MC011 | The Roundhouse |  |  |  | MC011-B01/F36 | Function 36 | EN.EN3 Energy Sensor | [6 empty] | F36 | 0 | [10 empty] | No | No
MC011 | The Roundhouse |  |  |  | MC011-B01/F37 | Function 37 | EN.EN3 Energy Sensor | [6 empty] | F37 | 0 | [10 empty] | No | No
MC011 | The Roundhouse |  |  |  | MC011-B01/F38 | Function 38 | EN.EN3 Energy Sensor | [6 empty] | F38 | 0 | [10 empty] | No | No
MC011 | The Roundhouse |  |  |  | MC011-B01/F39 | Function 39 | EN.EN3 Energy Sensor | [6 empty] | F39 | 0 | [10 empty] | No | No
MC011 | The Roundhouse |  |  |  | MC011-B01/F4 | Function 4 | EN.EN3 Energy Sensor | [6 empty] | F4 | 0 | [10 empty] | No | No
MC011 | The Roundhouse |  |  |  | MC011-B01/F40 | Controller Startup Date | EN.EN3 Energy Sensor | [6 empty] | F40 | 0 | [10 empty] | No | No
MC011 | The Roundhouse |  |  |  | MC011-B01/F41 | Controller Startup Weekday | EN.EN3 Energy Sensor | [6 empty] | F41 | 0 | [10 empty] | No | No
MC011 | The Roundhouse |  |  |  | MC011-B01/F42 | Controller Startup Month | EN.EN3 Energy Sensor | [6 empty] | F42 | 0 | [10 empty] | No | No
MC011 | The Roundhouse |  |  |  | MC011-B01/F43 | Startup Date &gt; 7 | EN.EN3 Energy Sensor | [6 empty] | F43 | 0 | [10 empty] | No | No
MC011 | The Roundhouse |  |  |  | MC011-B01/F44 | Startup Date&gt; 7 Adjustment | EN.EN3 Energy Sensor | [6 empty] | F44 | 0 | [10 empty] | No | No
MC011 | The Roundhouse |  |  |  | MC011-B01/F45 | Startup Date &gt; 14 | EN.EN3 Energy Sensor | [6 empty] | F45 | 0 | [10 empty] | No | No
MC011 | The Roundhouse |  |  |  | MC011-B01/F46 | Startup Date&gt;14 Adjustment | EN.EN3 Energy Sensor | [6 empty] | F46 | 0 | [10 empty] | No | No
MC011 | The Roundhouse |  |  |  | MC011-B01/F47 | Startup Date &gt; 21 | EN.EN3 Energy Sensor | [6 empty] | F47 | 0 | [10 empty] | No | No
MC011 | The Roundhouse |  |  |  | MC011-B01/F48 | Startup Date&gt;21 Adjustment | EN.EN3 Energy Sensor | [6 empty] | F48 | 0 | [10 empty] | No | No
MC011 | The Roundhouse |  |  |  | MC011-B01/F49 | Startup Date &gt; 28 | EN.EN3 Energy Sensor | [6 empty] | F49 | 0 | [10 empty] | No | No
MC011 | The Roundhouse |  |  |  | MC011-B01/F5 | Function 5 | EN.EN3 Energy Sensor | [6 empty] | F5 | 0 | [10 empty] | No | No
MC011 | The Roundhouse |  |  |  | MC011-B01/F50 | Startup Date&gt;28 Adjustment | EN.EN3 Energy Sensor | [6 empty] | F50 | 0 | [10 empty] | No | No
MC011 | The Roundhouse |  |  |  | MC011-B01/F51 | StartUp Date adjusted | EN.EN3 Energy Sensor | [6 empty] | F51 | 0 | [10 empty] | No | No
MC011 | The Roundhouse |  |  |  | MC011-B01/F52 | StartUp Date - Weekday | EN.EN3 Energy Sensor | [6 empty] | F52 | 0 | [10 empty] | No | No
MC011 | The Roundhouse |  |  |  | MC011-B01/F53 | Is Date &gt; Weekday | EN.EN3 Energy Sensor | [6 empty] | F53 | 0 | [10 empty] | No | No
MC011 | The Roundhouse |  |  |  | MC011-B01/F54 | Adjustment for 01 Month | EN.EN3 Energy Sensor | [6 empty] | F54 | 0 | [10 empty] | No | No
MC011 | The Roundhouse |  |  |  | MC011-B01/F55 | Weekday 01 Month | EN.EN3 Energy Sensor | [6 empty] | F55 | 0 | [10 empty] | No | No
MC011 | The Roundhouse |  |  |  | MC011-B01/F56 | Startup Month Offset | EN.EN3 Energy Sensor | [6 empty] | F56 | 0 | [10 empty] | No | No
MC011 | The Roundhouse |  |  |  | MC011-B01/F57 | Calculate 01 March | EN.EN3 Energy Sensor | [6 empty] | F57 | 0 | [10 empty] | No | No
MC011 | The Roundhouse |  |  |  | MC011-B01/F58 | Calculated 01 March Negative | EN.EN3 Energy Sensor | [6 empty] | F58 | 0 | [10 empty] | No | No
MC011 | The Roundhouse |  |  |  | MC011-B01/F59 | Adjustment for 01 March | EN.EN3 Energy Sensor | [6 empty] | F59 | 0 | [10 empty] | No | No
MC011 | The Roundhouse |  |  |  | MC011-B01/F6 | 3rd stage frost protection | EN.EN3 Energy Sensor | [6 empty] | F6 | 0 | [10 empty] | No | No
MC011 | The Roundhouse |  |  |  | MC011-B01/F60 | Calculated Weekday 01 March | EN.EN3 Energy Sensor | [6 empty] | F60 | 0 | [10 empty] | No | No
MC011 | The Roundhouse |  |  |  | MC011-B01/F61 | Month = March | EN.EN3 Energy Sensor | [6 empty] | F61 | 0 | [10 empty] | No | No
MC011 | The Roundhouse |  |  |  | MC011-B01/F62 | Day of Week 01 March | EN.EN3 Energy Sensor | [6 empty] | F62 | 0 | [10 empty] | No | No
MC011 | The Roundhouse |  |  |  | MC011-B01/F63 | Weekday last 01 March | EN.EN3 Energy Sensor | [6 empty] | F63 | 0 | [10 empty] | No | No
MC011 | The Roundhouse |  |  |  | MC011-B01/F64 | Date 1st Sunday March | EN.EN3 Energy Sensor | [6 empty] | F64 | 0 | [10 empty] | No | No
MC011 | The Roundhouse |  |  |  | MC011-B01/F65 | 1st Sunday March &gt; 3rd | EN.EN3 Energy Sensor | [6 empty] | F65 | 0 | [10 empty] | No | No
MC011 | The Roundhouse |  |  |  | MC011-B01/F66 | DST Start Days to Add | EN.EN3 Energy Sensor | [6 empty] | F66 | 0 | [10 empty] | No | No
MC011 | The Roundhouse |  |  |  | MC011-B01/F67 | DST Start Date | EN.EN3 Energy Sensor | [6 empty] | F67 | 0 | [10 empty] | No | No
MC011 | The Roundhouse |  |  |  | MC011-B01/F68 | DST End Date | EN.EN3 Energy Sensor | [6 empty] | F68 | 0 | [10 empty] | No | No
MC011 | The Roundhouse |  |  |  | MC011-B01/F69 | Function 69 | EN.EN3 Energy Sensor | [6 empty] | F69 | 0 | [10 empty] | No | No
MC011 | The Roundhouse |  |  |  | MC011-B01/F7 | Function 7 | EN.EN3 Energy Sensor | [6 empty] | F7 | 0 | [10 empty] | No | No
MC011 | The Roundhouse |  |  |  | MC011-B01/F70 | Function 70 | EN.EN3 Energy Sensor | [6 empty] | F70 | 0 | [10 empty] | No | No
MC011 | The Roundhouse |  |  |  | MC011-B01/F78 | Function 78 | EN.EN3 Energy Sensor | [6 empty] | F78 | 0 | [10 empty] | No | No
MC011 | The Roundhouse |  |  |  | MC011-B01/F79 | Function 79 | EN.EN3 Energy Sensor | [6 empty] | F79 | 0 | [10 empty] | No | No
MC011 | The Roundhouse |  |  |  | MC011-B01/F8 | Function 8 | EN.EN3 Energy Sensor | [6 empty] | F8 | 0 | [10 empty] | No | No
MC011 | The Roundhouse |  |  |  | MC011-B01/F80 | AHU HtgClg Dmprs | EN.EN3 Energy Sensor | [6 empty] | F80 | 0 | [10 empty] | No | No
MC011 | The Roundhouse |  |  |  | MC011-B01/F81 | Htg Valve | EN.EN3 Energy Sensor | [6 empty] | F81 | 0 | [10 empty] | No | No
MC011 | The Roundhouse |  |  |  | MC011-B01/F85 | Function 85 | EN.EN3 Energy Sensor | [6 empty] | F85 | 0 | [10 empty] | No | No
MC011 | The Roundhouse |  |  |  | MC011-B01/F86 | Function 86 | EN.EN3 Energy Sensor | [6 empty] | F86 | 0 | [10 empty] | No | No
MC011 | The Roundhouse |  |  |  | MC011-B01/F9 | Function 9 | EN.EN3 Energy Sensor | [6 empty] | F9 | 0 | [10 empty] | No | No
MC011 | The Roundhouse |  |  |  | MC011-B01/F91 | Function 91 | EN.EN3 Energy Sensor | [6 empty] | F91 | 0 | [10 empty] | No | No
MC011 | The Roundhouse |  |  |  | MC011-B01/F92 | Function 92 | EN.EN3 Energy Sensor | [6 empty] | F92 | 0 | [10 empty] | No | No
MC011 | The Roundhouse |  |  |  | MC011-B01/F93 | Function 93 | EN.EN3 Energy Sensor | [6 empty] | F93 | 0 | [10 empty] | No | No
MC011 | The Roundhouse |  |  |  | MC011-B01/F94 | Function 94 | EN.EN3 Energy Sensor | [6 empty] | F94 | 0 | [10 empty] | No | No
MC011 | The Roundhouse |  |  |  | MC011-B01/G1 | Boilers Allow | EN.EN3 Energy Sensor | [6 empty] | G1 | 0 | [10 empty] | No | No
MC011 | The Roundhouse |  |  |  | MC011-B01/G10 | Logic 10 | EN.EN3 Energy Sensor | [6 empty] | G10 | 0 | [10 empty] | No | No
MC011 | The Roundhouse |  |  |  | MC011-B01/G11 | OS Eco Active | EN.EN3 Energy Sensor | [6 empty] | G11 | 0 | [10 empty] | No | No
MC011 | The Roundhouse |  |  |  | MC011-B01/G12 | VT Reqd | EN.EN3 Energy Sensor | [6 empty] | G12 | 0 | [10 empty] | No | No
MC011 | The Roundhouse |  |  |  | MC011-B01/G13 | VT Pumps Reqd | EN.EN3 Energy Sensor | [6 empty] | G13 | 0 | [10 empty] | No | No
MC011 | The Roundhouse |  |  |  | MC011-B01/G14 | Logic 14 | EN.EN3 Energy Sensor | [6 empty] | G14 | 0 | [10 empty] | No | No
MC011 | The Roundhouse |  |  |  | MC011-B01/G15 | Logic 15 | EN.EN3 Energy Sensor | [6 empty] | G15 | 0 | [10 empty] | No | No
MC011 | The Roundhouse |  |  |  | MC011-B01/G16 | Boilers Reqd VT | EN.EN3 Energy Sensor | [6 empty] | G16 | 0 | [10 empty] | No | No
MC011 | The Roundhouse |  |  |  | MC011-B01/G17 | Logic 17 | EN.EN3 Energy Sensor | [6 empty] | G17 | 0 | [10 empty] | No | No
MC011 | The Roundhouse |  |  |  | MC011-B01/G18 | Logic 18 | EN.EN3 Energy Sensor | [6 empty] | G18 | 0 | [10 empty] | No | No
MC011 | The Roundhouse |  |  |  | MC011-B01/G19 | Logic 19 | EN.EN3 Energy Sensor | [6 empty] | G19 | 0 | [10 empty] | No | No
MC011 | The Roundhouse |  |  |  | MC011-B01/G2 | Pumps Allow | EN.EN3 Energy Sensor | [6 empty] | G2 | 0 | [10 empty] | No | No
MC011 | The Roundhouse |  |  |  | MC011-B01/G20 | VTPumpP2Reqd | EN.EN3 Energy Sensor | [6 empty] | G20 | 0 | [10 empty] | No | No
MC011 | The Roundhouse |  |  |  | MC011-B01/G21 | Logic 21 | EN.EN3 Energy Sensor | [6 empty] | G21 | 0 | [10 empty] | No | No
MC011 | The Roundhouse |  |  |  | MC011-B01/G22 | Logic 22 | EN.EN3 Energy Sensor | [6 empty] | G22 | 0 | [10 empty] | No | No
MC011 | The Roundhouse |  |  |  | MC011-B01/G23 | Logic 23 | EN.EN3 Energy Sensor | [6 empty] | G23 | 0 | [10 empty] | No | No
MC011 | The Roundhouse |  |  |  | MC011-B01/G24 | VTPumpP1Reqd | EN.EN3 Energy Sensor | [6 empty] | G24 | 0 | [10 empty] | No | No
MC011 | The Roundhouse |  |  |  | MC011-B01/G25 | Logic 25 | EN.EN3 Energy Sensor | [6 empty] | G25 | 0 | [10 empty] | No | No
MC011 | The Roundhouse |  |  |  | MC011-B01/G26 | VT Pumps Go | EN.EN3 Energy Sensor | [6 empty] | G26 | 0 | [10 empty] | No | No
MC011 | The Roundhouse |  |  |  | MC011-B01/G27 | Logic 27 | EN.EN3 Energy Sensor | [6 empty] | G27 | 0 | [10 empty] | No | No
MC011 | The Roundhouse |  |  |  | MC011-B01/G28 | Logic 28 | EN.EN3 Energy Sensor | [6 empty] | G28 | 0 | [10 empty] | No | No
MC011 | The Roundhouse |  |  |  | MC011-B01/G29 | Logic 29 | EN.EN3 Energy Sensor | [6 empty] | G29 | 0 | [10 empty] | No | No
MC011 | The Roundhouse |  |  |  | MC011-B01/G3 | Logic 3 | EN.EN3 Energy Sensor | [6 empty] | G3 | 0 | [10 empty] | No | No
MC011 | The Roundhouse |  |  |  | MC011-B01/G30 | Boilers Reqd | EN.EN3 Energy Sensor | [6 empty] | G30 | 0 | [10 empty] | No | No
MC011 | The Roundhouse |  |  |  | MC011-B01/G31 | Logic 31 | EN.EN3 Energy Sensor | [6 empty] | G31 | 0 | [10 empty] | No | No
MC011 | The Roundhouse |  |  |  | MC011-B01/G32 | Logic 32 | EN.EN3 Energy Sensor | [6 empty] | G32 | 0 | [10 empty] | No | No
MC011 | The Roundhouse |  |  |  | MC011-B01/G33 | ShuntPumpP2Reqd | EN.EN3 Energy Sensor | [6 empty] | G33 | 0 | [10 empty] | No | No
MC011 | The Roundhouse |  |  |  | MC011-B01/G34 | Logic 34 | EN.EN3 Energy Sensor | [6 empty] | G34 | 0 | [10 empty] | No | No
MC011 | The Roundhouse |  |  |  | MC011-B01/G35 | Logic 35 | EN.EN3 Energy Sensor | [6 empty] | G35 | 0 | [10 empty] | No | No
MC011 | The Roundhouse |  |  |  | MC011-B01/G36 | Logic 36 | EN.EN3 Energy Sensor | [6 empty] | G36 | 0 | [10 empty] | No | No
MC011 | The Roundhouse |  |  |  | MC011-B01/G37 | ShuntPumpP1Reqd | EN.EN3 Energy Sensor | [6 empty] | G37 | 0 | [10 empty] | No | No
MC011 | The Roundhouse |  |  |  | MC011-B01/G38 | Logic 38 | EN.EN3 Energy Sensor | [6 empty] | G38 | 0 | [10 empty] | No | No
MC011 | The Roundhouse |  |  |  | MC011-B01/G4 | Fail Reset | EN.EN3 Energy Sensor | [6 empty] | G4 | 0 | [10 empty] | No | No
MC011 | The Roundhouse |  |  |  | MC011-B01/G40 | 42795 | EN.EN3 Energy Sensor | [6 empty] | G40 | 0 | [10 empty] | No | No
MC011 | The Roundhouse |  |  |  | MC011-B01/G41 | StartUp Condition | EN.EN3 Energy Sensor | [6 empty] | G41 | 0 | [10 empty] | No | No
MC011 | The Roundhouse |  |  |  | MC011-B01/G48 | Boilers Go | EN.EN3 Energy Sensor | [6 empty] | G48 | 0 | [10 empty] | No | No
MC011 | The Roundhouse |  |  |  | MC011-B01/G5 | Change duty | EN.EN3 Energy Sensor | [6 empty] | G5 | 0 | [10 empty] | No | No
MC011 | The Roundhouse |  |  |  | MC011-B01/G52 | AHU Reqd | EN.EN3 Energy Sensor | [6 empty] | G52 | 0 | [10 empty] | No | No
MC011 | The Roundhouse |  |  |  | MC011-B01/G53 | Logic 53 | EN.EN3 Energy Sensor | [6 empty] | G53 | 0 | [10 empty] | No | No
MC011 | The Roundhouse |  |  |  | MC011-B01/G54 | Logic 54 | EN.EN3 Energy Sensor | [6 empty] | G54 | 0 | [10 empty] | No | No
MC011 | The Roundhouse |  |  |  | MC011-B01/G55 | Logic 55 | EN.EN3 Energy Sensor | [6 empty] | G55 | 0 | [10 empty] | No | No
MC011 | The Roundhouse |  |  |  | MC011-B01/G56 | Logic 56 | EN.EN3 Energy Sensor | [6 empty] | G56 | 0 | [10 empty] | No | No
MC011 | The Roundhouse |  |  |  | MC011-B01/G57 | Logic 57 | EN.EN3 Energy Sensor | [6 empty] | G57 | 0 | [10 empty] | No | No
MC011 | The Roundhouse |  |  |  | MC011-B01/G58 | AHU Fans Reqd | EN.EN3 Energy Sensor | [6 empty] | G58 | 0 | [10 empty] | No | No
MC011 | The Roundhouse |  |  |  | MC011-B01/G59 | AHU 1st Stage Frost | EN.EN3 Energy Sensor | [6 empty] | G59 | 0 | [10 empty] | No | No
MC011 | The Roundhouse |  |  |  | MC011-B01/G6 | Logic 6 | EN.EN3 Energy Sensor | [6 empty] | G6 | 0 | [10 empty] | No | No
MC011 | The Roundhouse |  |  |  | MC011-B01/G60 | Logic 60 | EN.EN3 Energy Sensor | [6 empty] | G60 | 0 | [10 empty] | No | No
MC011 | The Roundhouse |  |  |  | MC011-B01/G61 | CT Reqd AHU | EN.EN3 Energy Sensor | [6 empty] | G61 | 0 | [10 empty] | No | No
MC011 | The Roundhouse |  |  |  | MC011-B01/G65 | Logic 65 | EN.EN3 Energy Sensor | [6 empty] | G65 | 0 | [10 empty] | No | No
MC011 | The Roundhouse |  |  |  | MC011-B01/G66 | Logic 66 | EN.EN3 Energy Sensor | [6 empty] | G66 | 0 | [10 empty] | No | No
MC011 | The Roundhouse |  |  |  | MC011-B01/G7 | Logic 7 | EN.EN3 Energy Sensor | [6 empty] | G7 | 0 | [10 empty] | No | No
MC011 | The Roundhouse |  |  |  | MC011-B01/G8 | 2nd Stage Frost Active | EN.EN3 Energy Sensor | [6 empty] | G8 | 0 | [10 empty] | No | No
MC011 | The Roundhouse |  |  |  | MC011-B01/G9 | 1st stage frost active | EN.EN3 Energy Sensor | [6 empty] | G9 | 0 | [7 empty] | 0 = Off, 1 = On |  |  | No | No
MC011 | The Roundhouse |  |  |  | MC011-B01/I1 | Fire alarm active | EN.EN3 Energy Sensor | [6 empty] | I1 | 0 | [7 empty] | 0 = Off, 1 = On |  |  | No | No
MC011 | The Roundhouse |  |  |  | MC011-B01/I10 | AHU 101 Supply Flow | EN.EN3 Energy Sensor | [6 empty] | I10 | 0 | [10 empty] | No | No
MC011 | The Roundhouse |  |  |  | MC011-B01/I11 | AHU 101 Extract Flow | EN.EN3 Energy Sensor | [6 empty] | I11 | 0 | [10 empty] | No | No
MC011 | The Roundhouse |  |  |  | MC011-B01/I12 | AHU 101 Supply Fault | EN.EN3 Energy Sensor | [6 empty] | I12 | 0 | [10 empty] | No | No
MC011 | The Roundhouse |  |  |  | MC011-B01/I13 | AHU 101 Extract Fault | EN.EN3 Energy Sensor | [6 empty] | I13 | 0 | [10 empty] | No | No
MC011 | The Roundhouse |  |  |  | MC011-B01/I14 | WC Extract Fault | EN.EN3 Energy Sensor | [6 empty] | I14 | 0 | [10 empty] | No | No
MC011 | The Roundhouse |  |  |  | MC011-B01/I19 | VTPump1Fail | EN.EN3 Energy Sensor | [6 empty] | I19 | 0 | [10 empty] | No | No
MC011 | The Roundhouse |  |  |  | MC011-B01/I2 | LTHW Pri Pmp Flow | EN.EN3 Energy Sensor | [6 empty] | I2 | 0 | [10 empty] | No | No
MC011 | The Roundhouse |  |  |  | MC011-B01/I21 | VTPump2Fail | EN.EN3 Energy Sensor | [6 empty] | I21 | 0 | [10 empty] | No | No
MC011 | The Roundhouse |  |  |  | MC011-B01/I22 | LTHWPriPump1Fail | EN.EN3 Energy Sensor | [6 empty] | I22 | 0 | [10 empty] | No | No
MC011 | The Roundhouse |  |  |  | MC011-B01/I24 | LTHWPriPump2Fail | EN.EN3 Energy Sensor | [6 empty] | I24 | 0 | [10 empty] | No | No
MC011 | The Roundhouse |  |  |  | MC011-B01/I26 | AHU Supply Flow Fail | EN.EN3 Energy Sensor | [6 empty] | I26 | 0 | [10 empty] | No | No
MC011 | The Roundhouse |  |  |  | MC011-B01/I27 | AHU Extract FlowFail | EN.EN3 Energy Sensor | [6 empty] | I27 | 0 | [10 empty] | No | No
MC011 | The Roundhouse |  |  |  | MC011-B01/I3 | VT Pumps Flow | EN.EN3 Energy Sensor | [6 empty] | I3 | 0 | [10 empty] | No | No
MC011 | The Roundhouse |  |  |  | MC011-B01/I5 | LTHW PU Fault | EN.EN3 Energy Sensor | [6 empty] | I5 | 0 | [10 empty] | No | No
MC011 | The Roundhouse |  |  |  | MC011-B01/I6 | AHU 101 Frost | EN.EN3 Energy Sensor | [6 empty] | I6 | 0 | [10 empty] | No | No
MC011 | The Roundhouse |  |  |  | MC011-B01/I9 | AHU 101 Panel Filter | EN.EN3 Energy Sensor | [6 empty] | I9 | 0 | [10 empty] | No | No
MC011 | The Roundhouse |  |  |  | MC011-B01/K1 | 1st stage frost protection | EN.EN3 Energy Sensor | [6 empty] | K1 | 0 | [10 empty] | No | No
MC011 | The Roundhouse |  |  |  | MC011-B01/K10 | Room Reset Rate | EN.EN3 Energy Sensor | [6 empty] | K10 | 0 | [10 empty] | No | No
MC011 | The Roundhouse |  |  |  | MC011-B01/K11 | Pri Pump Overrun Time | EN.EN3 Energy Sensor | [6 empty] | K11 | 0 | [10 empty] | No | No
MC011 | The Roundhouse |  |  |  | MC011-B01/K12 | Primary Return Setpt | EN.EN3 Energy Sensor | [6 empty] | K12 | 0 | [10 empty] | No | No
MC011 | The Roundhouse |  |  |  | MC011-B01/K13 | Primary Flow Limit | EN.EN3 Energy Sensor | [6 empty] | K13 | 0 | [10 empty] | No | No
MC011 | The Roundhouse |  |  |  | MC011-B01/K14 | AHU 101 Extract Setpt | EN.EN3 Energy Sensor | [6 empty] | K14 | 0 | [10 empty] | No | No
MC011 | The Roundhouse |  |  |  | MC011-B01/K15 | AHU Min Fresh Air Level | EN.EN3 Energy Sensor | [6 empty] | K15 | 0 | [10 empty] | No | No
MC011 | The Roundhouse |  |  |  | MC011-B01/K16 | Supply fan speed | EN.EN3 Energy Sensor | [6 empty] | K16 | 0 | [7 empty] | RPM |  |  | No | No
MC011 | The Roundhouse |  |  |  | MC011-B01/K17 | Extract fan speed | EN.EN3 Energy Sensor | [6 empty] | K17 | 0 | [7 empty] | RPM |  |  | No | No
MC011 | The Roundhouse |  |  |  | MC011-B01/K18 | CommsRmSpaceSP | EN.EN3 Energy Sensor | [6 empty] | K18 | 0 | [10 empty] | No | No
MC011 | The Roundhouse |  |  |  | MC011-B01/K19 | Weekday last 01 March 7=Sunday | EN.EN3 Energy Sensor | [6 empty] | K19 | 0 | [10 empty] | No | No
MC011 | The Roundhouse |  |  |  | MC011-B01/K2 | 2nd stage frost protection | EN.EN3 Energy Sensor | [6 empty] | K2 | 0 | [7 empty] | Degrees Celsius |  |  | No | No
MC011 | The Roundhouse |  |  |  | MC011-B01/K3 | 3rd stage frost protection | EN.EN3 Energy Sensor | [6 empty] | K3 | 0 | [10 empty] | No | No
MC011 | The Roundhouse |  |  |  | MC011-B01/K4 | Outside air temperature eco override | EN.EN3 Energy Sensor | [6 empty] | K4 | 0 | [7 empty] | 0 = Off, 1 = On |  |  | No | No
MC011 | The Roundhouse |  |  |  | MC011-B01/K5 | Room Setpt | EN.EN3 Energy Sensor | [6 empty] | K5 | 0 | [10 empty] | No | No
MC011 | The Roundhouse |  |  |  | MC011-B01/K6 | Heating Cutoff Differential | EN.EN3 Energy Sensor | [6 empty] | K6 | 0 | [10 empty] | No | No
MC011 | The Roundhouse |  |  |  | MC011-B01/K8 | VT @ 0degC OS | EN.EN3 Energy Sensor | [6 empty] | K8 | 0 | [10 empty] | No | No
MC011 | The Roundhouse |  |  |  | MC011-B01/K9 | VT @ 20degC OS | EN.EN3 Energy Sensor | [6 empty] | K9 | 0 | [10 empty] | No | No
MC011 | The Roundhouse |  |  |  | MC011-B01/L1 | VT Valve Demand | EN.EN3 Energy Sensor | [6 empty] | L1 | 0 | [10 empty] | No | No
MC011 | The Roundhouse |  |  |  | MC011-B01/L2 | Loop 2 | EN.EN3 Energy Sensor | [6 empty] | L2 | 0 | [10 empty] | No | No
MC011 | The Roundhouse |  |  |  | MC011-B01/L3 | Loop 3 | EN.EN3 Energy Sensor | [6 empty] | L3 | 0 | [10 empty] | No | No
MC011 | The Roundhouse |  |  |  | MC011-B01/L5 | Loop 5 | EN.EN3 Energy Sensor | [6 empty] | L5 | 0 | [10 empty] | No | No
MC011 | The Roundhouse |  |  |  | MC011-B01/L6 | Loop 6 | EN.EN3 Energy Sensor | [6 empty] | L6 | 0 | [10 empty] | No | No
MC011 | The Roundhouse |  |  |  | MC011-B01/O1 | Heating | EN.EN3 Energy Sensor | [6 empty] | O1 | 0 | [10 empty] | No | No
MC011 | The Roundhouse |  |  |  | MC011-B01/P1 | Outside air temperature | EN.EN3 Energy Sensor | [6 empty] | P1 | 0 | [7 empty] | Degrees Celsius |  |  | No | No
MC011 | The Roundhouse |  |  |  | MC011-B01/P10 | MTHW Flow Raw 4-20ma | EN.EN3 Energy Sensor | [6 empty] | P10 | 0 | [10 empty] | No | No
MC011 | The Roundhouse |  |  |  | MC011-B01/P11 | Room Setpt | EN.EN3 Energy Sensor | [6 empty] | P11 | 0 | [10 empty] | No | No
MC011 | The Roundhouse |  |  |  | MC011-B01/P12 | Calculated variable temperature circuit flow temperature | EN.EN3 Energy Sensor | [6 empty] | P12 | 0 | [7 empty] | Degrees Celsius |  |  | No | No
MC011 | The Roundhouse |  |  |  | MC011-B01/P13 | Variable temperature circuit valve | EN.EN3 Energy Sensor | [6 empty] | P13 | 0 | [7 empty] | 0 = Closed , 1 = Open |  |  | No | No
MC011 | The Roundhouse |  |  |  | MC011-B01/P14 | Cal Fow meter MTHW Ltrs Min | EN.EN3 Energy Sensor | [6 empty] | P14 | 0 | [10 empty] | No | No
MC011 | The Roundhouse |  |  |  | MC011-B01/P15 | AHU 101 Extract Setpt | EN.EN3 Energy Sensor | [6 empty] | P15 | 0 | [10 empty] | No | No
MC011 | The Roundhouse |  |  |  | MC011-B01/P16 | Boiler Flow Limit | EN.EN3 Energy Sensor | [6 empty] | P16 | 0 | [10 empty] | No | No
MC011 | The Roundhouse |  |  |  | MC011-B01/P17 | Boiler Return Setpt | EN.EN3 Energy Sensor | [6 empty] | P17 | 0 | [10 empty] | No | No
MC011 | The Roundhouse |  |  |  | MC011-B01/P18 | Building kwh | EN.EN3 Energy Sensor | [6 empty] | P18 | 0 | [10 empty] | No | No
MC011 | The Roundhouse |  |  |  | MC011-B01/P19 | AHU Heating Valve | EN.EN3 Energy Sensor | [6 empty] | P19 | 0 | [10 empty] | No | No
MC011 | The Roundhouse |  |  |  | MC011-B01/P2 | LPHW Flow Temp | EN.EN3 Energy Sensor | [6 empty] | P2 | 0 | [7 empty] | Degrees Celsius |  |  | No | No
MC011 | The Roundhouse |  |  |  | MC011-B01/P20 | Temperature difference | EN.EN3 Energy Sensor | [6 empty] | P20 | 0 | [7 empty] | Degrees Celsius |  |  | No | No
MC011 | The Roundhouse |  |  |  | MC011-B01/P22 | AHU Mixing Dampers | EN.EN3 Energy Sensor | [6 empty] | P22 | 0 | [10 empty] | No | No
MC011 | The Roundhouse |  |  |  | MC011-B01/P3 | LPHW Return Temp | EN.EN3 Energy Sensor | [6 empty] | P3 | 0 | [7 empty] | Degrees Celsius |  |  | No | No
MC011 | The Roundhouse |  |  |  | MC011-B01/P4 | Variable temperature circuit flow temperature | EN.EN3 Energy Sensor | [6 empty] | P4 | 0 | [7 empty] | Degrees Celsius |  |  | No | No
MC011 | The Roundhouse |  |  |  | MC011-B01/P5 | Gnd Flr Space Temp | EN.EN3 Energy Sensor | [6 empty] | P5 | 0 | [7 empty] | Degrees Celsius |  |  | No | No
MC011 | The Roundhouse |  |  |  | MC011-B01/P6 | AHU 101 Mixed Air Temp | EN.EN3 Energy Sensor | [6 empty] | P6 | 0 | [7 empty] | Degrees Celsius |  |  | No | No
MC011 | The Roundhouse |  |  |  | MC011-B01/P7 | AHU 101 Supply Air Temp | EN.EN3 Energy Sensor | [6 empty] | P7 | 0 | [7 empty] | Degrees Celsius |  |  | No | No
MC011 | The Roundhouse |  |  |  | MC011-B01/P8 | AHU 101 Extract Air Temp | EN.EN3 Energy Sensor | [6 empty] | P8 | 0 | [7 empty] | Degrees Celsius |  |  | No | No
MC011 | The Roundhouse |  |  |  | MC011-B01/P9 | Comms Room Space Temp | EN.EN3 Energy Sensor | [6 empty] | P9 | 0 | [7 empty] | Degrees Celsius |  |  | No | No
MC011 | The Roundhouse |  |  |  | MC011-B01/Q1 | Sequence Table 1 | EN.EN3 Energy Sensor | [6 empty] | Q1 | 0 | [10 empty] | No | No
MC011 | The Roundhouse |  |  |  | MC011-B01/S1 | Outside air temperature | EN.EN3 Energy Sensor | [6 empty] | S1 | 0 | [7 empty] | Degrees Celsius |  |  | No | No
MC011 | The Roundhouse |  |  |  | MC011-B01/S10 | MTHW Flow Raw 4-20ma | EN.EN3 Energy Sensor | [6 empty] | S10 | 0 | [10 empty] | No | No
MC011 | The Roundhouse |  |  |  | MC011-B01/S11 | Cal Fow meter MTHW Ltrs Min | EN.EN3 Energy Sensor | [6 empty] | S11 | 0 | [10 empty] | No | No
MC011 | The Roundhouse |  |  |  | MC011-B01/S12 | Building kwh | EN.EN3 Energy Sensor | [6 empty] | S12 | 0 | [10 empty] | No | No
MC011 | The Roundhouse |  |  |  | MC011-B01/S13 | Temperature difference | EN.EN3 Energy Sensor | [6 empty] | S13 | 0 | [7 empty] | Degrees Celsius |  |  | No | No
MC011 | The Roundhouse |  |  |  | MC011-B01/S14 | Calculated variable temperature circuit flow temperature | EN.EN3 Energy Sensor | [6 empty] | S14 | 0 | [7 empty] | Degrees Celsius |  |  | No | No
MC011 | The Roundhouse |  |  |  | MC011-B01/S15 | Supply fan speed | EN.EN3 Energy Sensor | [6 empty] | S15 | 0 | [7 empty] | RPM |  |  | No | No
MC011 | The Roundhouse |  |  |  | MC011-B01/S16 | Extract fan speed | EN.EN3 Energy Sensor | [6 empty] | S16 | 0 | [7 empty] | RPM |  |  | No | No
MC011 | The Roundhouse |  |  |  | MC011-B01/S17 | Recirc Damper | EN.EN3 Energy Sensor | [6 empty] | S17 | 0 | [10 empty] | No | No
MC011 | The Roundhouse |  |  |  | MC011-B01/S2 | LPHW Flow Temp | EN.EN3 Energy Sensor | [6 empty] | S2 | 0 | [7 empty] | Degrees Celsius |  |  | No | No
MC011 | The Roundhouse |  |  |  | MC011-B01/S3 | LPHW Return Temp | EN.EN3 Energy Sensor | [6 empty] | S3 | 0 | [7 empty] | Degrees Celsius |  |  | No | No
MC011 | The Roundhouse |  |  |  | MC011-B01/S4 | Variable temperature circuit flow temperature | EN.EN3 Energy Sensor | [6 empty] | S4 | 0 | [7 empty] | Degrees Celsius |  |  | No | No
MC011 | The Roundhouse |  |  |  | MC011-B01/S5 | Gnd Flr Space Temp | EN.EN3 Energy Sensor | [6 empty] | S5 | 0 | [7 empty] | Degrees Celsius |  |  | No | No
MC011 | The Roundhouse |  |  |  | MC011-B01/S6 | AHU 101 Mixed Air Temp | EN.EN3 Energy Sensor | [6 empty] | S6 | 0 | [7 empty] | Degrees Celsius |  |  | No | No
MC011 | The Roundhouse |  |  |  | MC011-B01/S7 | AHU 101 Supply Air Temp | EN.EN3 Energy Sensor | [6 empty] | S7 | 0 | [7 empty] | Degrees Celsius |  |  | No | No
MC011 | The Roundhouse |  |  |  | MC011-B01/S8 | AHU 101 Extract Air Temp | EN.EN3 Energy Sensor | [6 empty] | S8 | 0 | [7 empty] | Degrees Celsius |  |  | No | No
MC011 | The Roundhouse |  |  |  | MC011-B01/S9 | Comms Room Space Temp | EN.EN3 Energy Sensor | [6 empty] | S9 | 0 | [7 empty] | Degrees Celsius |  |  | No | No
MC011 | The Roundhouse |  |  |  | MC011-B01/V1 |  | EN.EN3 Energy Sensor | [6 empty] | V1 | 0 | [10 empty] | No | No
MC011 | The Roundhouse |  |  |  | MC011-B01/W1 | Summer Switch = ON | EN.EN3 Energy Sensor | [6 empty] | W1 | 0 | [10 empty] | No | No
MC011 | The Roundhouse |  |  |  | MC011-B01/W2 | Change duty | EN.EN3 Energy Sensor | [6 empty] | W2 | 0 | [10 empty] | No | No
MC011 | The Roundhouse |  |  |  | MC011-B01/W3 | Extract o r on off | EN.EN3 Energy Sensor | [6 empty] | W3 | 0 | [10 empty] | No | No
MC011 | The Roundhouse |  |  |  | MC011-B01/W4 | Summer Switch = ON | EN.EN3 Energy Sensor | [6 empty] | W4 | 0 | [10 empty] | No | No
MC011 | The Roundhouse |  |  |  | MC011-B01/W5 | Supply o r on off | EN.EN3 Energy Sensor | [6 empty] | W5 | 0 | [10 empty] | No | No
MC011 | The Roundhouse |  |  |  | MC011-B01/W6 | Pump Fail Reset | EN.EN3 Energy Sensor | [6 empty] | W6 | 0 | [10 empty] | No | No
MC011 | The Roundhouse |  |  |  | MC011-B01/Y1 | Trend T 0+130 | EN.EN3 Energy Sensor | [6 empty] | Y1 | 0 | [10 empty] | No | No
MC011 | The Roundhouse |  |  |  | MC011-B01/Y2 | Trend T -20+50 | EN.EN3 Energy Sensor | [6 empty] | Y2 | 0 | [10 empty] | No | No
MC011 | The Roundhouse |  |  |  | MC011-B01/Y3 | DstOffset | EN.EN3 Energy Sensor | [6 empty] | Y3 | 0 | [10 empty] | No | No
MC011 | The Roundhouse |  |  |  | MC011-B01/Y4 | Current 4-20ma | EN.EN3 Energy Sensor | [6 empty] | Y4 | 0 | [10 empty] | No | No
MC011 | The Roundhouse |  |  |  | MC011-B01/Z1 | Building OCC | EN.EN3 Energy Sensor | [6 empty] | Z1 | 0 | [10 empty] | No | No
MC011 | The Roundhouse |  |  |  | MC011-B01/Z2 | Heating pumps | EN.EN3 Energy Sensor | [6 empty] | Z2 | 0 | [10 empty] | No | No
MC011 | The Roundhouse |  |  |  | MC011-L01/M001 | The Round House | EN.EN2 Energy Meter | [6 empty] | 1 | 0 | [7 empty] | kWh |  |  | No | No
MC011 | The Roundhouse |  |  |  | MC011-L01/M002 | The Round House | EN.EN2 Energy Meter | [6 empty] | 2 | 0 | [10 empty] | No | No
MC011 | The Roundhouse |  |  |  | MC011-L01/M003 | The Round House | EN.EN2 Energy Meter | [6 empty] | 3 | 0 | [7 empty] | kWh |  |  | No | No
MC051 | University House | A31 | Electrical switch room |  | MC051-L01 | Data logger: University House | EN.EN1 Data Logger |  |  |  |  | Multilog G2 | Enercom | 050198367D00 | 0 |  |  | 10.23.9.232 |  | 00-50-C2-2C-3E-40
MC051 | University House |  |  |  | MC051-B01 | BMS Controller: University House | EN.EN4 BMS Controller |  |  |  |  | IQ3xcite96 | Trend | {25326464-4DD7-472F-9E39-6EDC4A2629B3} | 0
MC051 | University House |  |  |  | MC051-B01/C1 | Virtual CNC 1 | EN.EN3 Energy Sensor | [6 empty] | C1 | 0 | [10 empty] | No | No
MC051 | University House |  |  |  | MC051-B01/D1 | Heat Exch Pump 1 Enable | EN.EN3 Energy Sensor | [6 empty] | D1 | 0 | [10 empty] | No | No
MC051 | University House |  |  |  | MC051-B01/D10 | HRV No 1 Heater | EN.EN3 Energy Sensor | [6 empty] | D10 | 0 | [10 empty] | No | No
MC051 | University House |  |  |  | MC051-B01/D11 | HRU No 2 Enable | EN.EN3 Energy Sensor | [6 empty] | D11 | 0 | [10 empty] | No | No
MC051 | University House |  |  |  | MC051-B01/D12 | HRV No 2 Heater | EN.EN3 Energy Sensor | [6 empty] | D12 | 0 | [10 empty] | No | No
MC051 | University House |  |  |  | MC051-B01/D13 | Twin Extract Fan 1 | EN.EN3 Energy Sensor | [6 empty] | D13 | 0 | [10 empty] | No | No
MC051 | University House |  |  |  | MC051-B01/D14 | Twin Extract Fan 2 | EN.EN3 Energy Sensor | [6 empty] | D14 | 0 | [10 empty] | No | No
MC051 | University House |  |  |  | MC051-B01/D2 | Heat Exch Pump 2 Enable | EN.EN3 Energy Sensor | [6 empty] | D2 | 0 | [10 empty] | No | No
MC051 | University House |  |  |  | MC051-B01/D3 | Variable temperature circuit valve | EN.EN3 Energy Sensor | [6 empty] | D3 | 0 | [7 empty] | 0 = Closed , 1 = Open |  |  | No | No
MC051 | University House |  |  |  | MC051-B01/D4 | VT Pump 1 Enable | EN.EN3 Energy Sensor | [6 empty] | D4 | 0 | [10 empty] | No | No
MC051 | University House |  |  |  | MC051-B01/D5 | VT Pump 2 Enable | EN.EN3 Energy Sensor | [6 empty] | D5 | 0 | [10 empty] | No | No
MC051 | University House |  |  |  | MC051-B01/D6 | DHW De-strat Pump | EN.EN3 Energy Sensor | [6 empty] | D6 | 0 | [10 empty] | No | No
MC051 | University House |  |  |  | MC051-B01/D7 | Domestic hot water secondary pump | EN.EN3 Energy Sensor | [6 empty] | D7 | 0 | [10 empty] | No | No
MC051 | University House |  |  |  | MC051-B01/D8 | Immersion Heater Enable | EN.EN3 Energy Sensor | [6 empty] | D8 | 0 | [10 empty] | No | No
MC051 | University House |  |  |  | MC051-B01/D9 | HRU No 1 Enable | EN.EN3 Energy Sensor | [6 empty] | D9 | 0 | [10 empty] | No | No
MC051 | University House |  |  |  | MC051-B01/e1 | 963 PC | EN.EN3 Energy Sensor | [6 empty] | e1 | 0 | [10 empty] | No | No
MC051 | University House |  |  |  | MC051-B01/F1 | Function 1 | EN.EN3 Energy Sensor | [6 empty] | F1 | 0 | [10 empty] | No | No
MC051 | University House |  |  |  | MC051-B01/F10 | Function 10 | EN.EN3 Energy Sensor | [6 empty] | F10 | 0 | [10 empty] | No | No
MC051 | University House |  |  |  | MC051-B01/F11 | Function 11 | EN.EN3 Energy Sensor | [6 empty] | F11 | 0 | [10 empty] | No | No
MC051 | University House |  |  |  | MC051-B01/F12 | Function 12 | EN.EN3 Energy Sensor | [6 empty] | F12 | 0 | [10 empty] | No | No
MC051 | University House |  |  |  | MC051-B01/F13 | Function 13 | EN.EN3 Energy Sensor | [6 empty] | F13 | 0 | [10 empty] | No | No
MC051 | University House |  |  |  | MC051-B01/F14 | 3rd Stage Frost Active | EN.EN3 Energy Sensor | [6 empty] | F14 | 0 | [10 empty] | No | No
MC051 | University House |  |  |  | MC051-B01/F15 | Function 15 | EN.EN3 Energy Sensor | [6 empty] | F15 | 0 | [10 empty] | No | No
MC051 | University House |  |  |  | MC051-B01/F16 | Average Space Temp | EN.EN3 Energy Sensor | [6 empty] | F16 | 0 | [7 empty] | Degrees Celsius |  |  | No | No
MC051 | University House |  |  |  | MC051-B01/F17 | Function 17 | EN.EN3 Energy Sensor | [6 empty] | F17 | 0 | [10 empty] | No | No
MC051 | University House |  |  |  | MC051-B01/F2 | OS Frost | EN.EN3 Energy Sensor | [6 empty] | F2 | 0 | [10 empty] | No | No
MC051 | University House |  |  |  | MC051-B01/F20 | Function 20 | EN.EN3 Energy Sensor | [6 empty] | F20 | 0 | [10 empty] | No | No
MC051 | University House |  |  |  | MC051-B01/F21 | Function 21 | EN.EN3 Energy Sensor | [6 empty] | F21 | 0 | [10 empty] | No | No
MC051 | University House |  |  |  | MC051-B01/F22 | Function 22 | EN.EN3 Energy Sensor | [6 empty] | F22 | 0 | [10 empty] | No | No
MC051 | University House |  |  |  | MC051-B01/F24 | Valve open in 1st Frost | EN.EN3 Energy Sensor | [6 empty] | F24 | 0 | [10 empty] | No | No
MC051 | University House |  |  |  | MC051-B01/F25 | Function 25 | EN.EN3 Energy Sensor | [6 empty] | F25 | 0 | [10 empty] | No | No
MC051 | University House |  |  |  | MC051-B01/F26 | Function 26 | EN.EN3 Energy Sensor | [6 empty] | F26 | 0 | [10 empty] | No | No
MC051 | University House |  |  |  | MC051-B01/F27 | Function 27 | EN.EN3 Energy Sensor | [6 empty] | F27 | 0 | [10 empty] | No | No
MC051 | University House |  |  |  | MC051-B01/F28 | Function 28 | EN.EN3 Energy Sensor | [6 empty] | F28 | 0 | [10 empty] | No | No
MC051 | University House |  |  |  | MC051-B01/F29 | Function 29 | EN.EN3 Energy Sensor | [6 empty] | F29 | 0 | [10 empty] | No | No
MC051 | University House |  |  |  | MC051-B01/F3 | Function 3 | EN.EN3 Energy Sensor | [6 empty] | F3 | 0 | [10 empty] | No | No
MC051 | University House |  |  |  | MC051-B01/F30 | Function 30 | EN.EN3 Energy Sensor | [6 empty] | F30 | 0 | [10 empty] | No | No
MC051 | University House |  |  |  | MC051-B01/F31 | Function 31 | EN.EN3 Energy Sensor | [6 empty] | F31 | 0 | [10 empty] | No | No
MC051 | University House |  |  |  | MC051-B01/F32 | Function 32 | EN.EN3 Energy Sensor | [6 empty] | F32 | 0 | [10 empty] | No | No
MC051 | University House |  |  |  | MC051-B01/F33 | Function 33 | EN.EN3 Energy Sensor | [6 empty] | F33 | 0 | [10 empty] | No | No
MC051 | University House |  |  |  | MC051-B01/F34 | Function 34 | EN.EN3 Energy Sensor | [6 empty] | F34 | 0 | [10 empty] | No | No
MC051 | University House |  |  |  | MC051-B01/F36 | Function 36 | EN.EN3 Energy Sensor | [6 empty] | F36 | 0 | [10 empty] | No | No
MC051 | University House |  |  |  | MC051-B01/F4 | Function 4 | EN.EN3 Energy Sensor | [6 empty] | F4 | 0 | [10 empty] | No | No
MC051 | University House |  |  |  | MC051-B01/F41 | Function 41 | EN.EN3 Energy Sensor | [6 empty] | F41 | 0 | [10 empty] | No | No
MC051 | University House |  |  |  | MC051-B01/F42 | Function 42 | EN.EN3 Energy Sensor | [6 empty] | F42 | 0 | [10 empty] | No | No
MC051 | University House |  |  |  | MC051-B01/F43 | Litres per second | EN.EN3 Energy Sensor | [6 empty] | F43 | 0 | [10 empty] | No | No
MC051 | University House |  |  |  | MC051-B01/F44 | Subtract for delta-T | EN.EN3 Energy Sensor | [6 empty] | F44 | 0 | [10 empty] | No | No
MC051 | University House |  |  |  | MC051-B01/F45 | Function 45 | EN.EN3 Energy Sensor | [6 empty] | F45 | 0 | [10 empty] | No | No
MC051 | University House |  |  |  | MC051-B01/F5 | Function 5 | EN.EN3 Energy Sensor | [6 empty] | F5 | 0 | [10 empty] | No | No
MC051 | University House |  |  |  | MC051-B01/F7 | Function 7 | EN.EN3 Energy Sensor | [6 empty] | F7 | 0 | [10 empty] | No | No
MC051 | University House |  |  |  | MC051-B01/F8 | Function 8 | EN.EN3 Energy Sensor | [6 empty] | F8 | 0 | [10 empty] | No | No
MC051 | University House |  |  |  | MC051-B01/F9 | Function 9 | EN.EN3 Energy Sensor | [6 empty] | F9 | 0 | [10 empty] | No | No
MC051 | University House |  |  |  | MC051-B01/G1 | 2nd Stage Frost Active | EN.EN3 Energy Sensor | [6 empty] | G1 | 0 | [10 empty] | No | No
MC051 | University House |  |  |  | MC051-B01/G10 | Heat Exch P1 Grace | EN.EN3 Energy Sensor | [6 empty] | G10 | 0 | [10 empty] | No | No
MC051 | University House |  |  |  | MC051-B01/G11 | Heat Exch Pump 2 Req | EN.EN3 Energy Sensor | [6 empty] | G11 | 0 | [10 empty] | No | No
MC051 | University House |  |  |  | MC051-B01/G12 | Logic 12 | EN.EN3 Energy Sensor | [6 empty] | G12 | 0 | [10 empty] | No | No
MC051 | University House |  |  |  | MC051-B01/G13 | Heat Exch Pump 1 Req | EN.EN3 Energy Sensor | [6 empty] | G13 | 0 | [10 empty] | No | No
MC051 | University House |  |  |  | MC051-B01/G14 | Logic 14 | EN.EN3 Energy Sensor | [6 empty] | G14 | 0 | [10 empty] | No | No
MC051 | University House |  |  |  | MC051-B01/G15 | Logic 15 | EN.EN3 Energy Sensor | [6 empty] | G15 | 0 | [10 empty] | No | No
MC051 | University House |  |  |  | MC051-B01/G16 | Heat Exch P2 Grace | EN.EN3 Energy Sensor | [6 empty] | G16 | 0 | [10 empty] | No | No
MC051 | University House |  |  |  | MC051-B01/G17 | Logic 17 | EN.EN3 Energy Sensor | [6 empty] | G17 | 0 | [10 empty] | No | No
MC051 | University House |  |  |  | MC051-B01/G18 | heat dem Req | EN.EN3 Energy Sensor | [6 empty] | G18 | 0 | [10 empty] | No | No
MC051 | University House |  |  |  | MC051-B01/G19 | Logic 19 | EN.EN3 Energy Sensor | [6 empty] | G19 | 0 | [10 empty] | No | No
MC051 | University House |  |  |  | MC051-B01/G2 | 1st stage frost active | EN.EN3 Energy Sensor | [6 empty] | G2 | 0 | [7 empty] | 0 = Off, 1 = On |  |  | No | No
MC051 | University House |  |  |  | MC051-B01/G20 | Logic 20 | EN.EN3 Energy Sensor | [6 empty] | G20 | 0 | [10 empty] | No | No
MC051 | University House |  |  |  | MC051-B01/G21 | VT Reqd | EN.EN3 Energy Sensor | [6 empty] | G21 | 0 | [10 empty] | No | No
MC051 | University House |  |  |  | MC051-B01/G22 | VT Pumps Reqd | EN.EN3 Energy Sensor | [6 empty] | G22 | 0 | [10 empty] | No | No
MC051 | University House |  |  |  | MC051-B01/G23 | Heat Reqd VT | EN.EN3 Energy Sensor | [6 empty] | G23 | 0 | [10 empty] | No | No
MC051 | University House |  |  |  | MC051-B01/G24 | Logic 24 | EN.EN3 Energy Sensor | [6 empty] | G24 | 0 | [10 empty] | No | No
MC051 | University House |  |  |  | MC051-B01/G25 | Logic 25 | EN.EN3 Energy Sensor | [6 empty] | G25 | 0 | [10 empty] | No | No
MC051 | University House |  |  |  | MC051-B01/G26 | Logic 26 | EN.EN3 Energy Sensor | [6 empty] | G26 | 0 | [10 empty] | No | No
MC051 | University House |  |  |  | MC051-B01/G27 | VT P1 Grace | EN.EN3 Energy Sensor | [6 empty] | G27 | 0 | [10 empty] | No | No
MC051 | University House |  |  |  | MC051-B01/G28 | VT Pump 2 Req | EN.EN3 Energy Sensor | [6 empty] | G28 | 0 | [10 empty] | No | No
MC051 | University House |  |  |  | MC051-B01/G29 | Logic 29 | EN.EN3 Energy Sensor | [6 empty] | G29 | 0 | [10 empty] | No | No
MC051 | University House |  |  |  | MC051-B01/G3 | Immersion heater hours run | EN.EN3 Energy Sensor | [6 empty] | G3 | 0 | [7 empty] | Hours |  |  | No | No
MC051 | University House |  |  |  | MC051-B01/G30 | VT Pump 1 Req | EN.EN3 Energy Sensor | [6 empty] | G30 | 0 | [10 empty] | No | No
MC051 | University House |  |  |  | MC051-B01/G31 | Logic 31 | EN.EN3 Energy Sensor | [6 empty] | G31 | 0 | [10 empty] | No | No
MC051 | University House |  |  |  | MC051-B01/G32 | Logic 32 | EN.EN3 Energy Sensor | [6 empty] | G32 | 0 | [10 empty] | No | No
MC051 | University House |  |  |  | MC051-B01/G33 | VT P2 Grace | EN.EN3 Energy Sensor | [6 empty] | G33 | 0 | [10 empty] | No | No
MC051 | University House |  |  |  | MC051-B01/G34 | Logic 34 | EN.EN3 Energy Sensor | [6 empty] | G34 | 0 | [10 empty] | No | No
MC051 | University House |  |  |  | MC051-B01/G35 | Logic 35 | EN.EN3 Energy Sensor | [6 empty] | G35 | 0 | [10 empty] | No | No
MC051 | University House |  |  |  | MC051-B01/G36 | Logic 36 | EN.EN3 Energy Sensor | [6 empty] | G36 | 0 | [10 empty] | No | No
MC051 | University House |  |  |  | MC051-B01/G37 | Logic 37 | EN.EN3 Energy Sensor | [6 empty] | G37 | 0 | [10 empty] | No | No
MC051 | University House |  |  |  | MC051-B01/G38 | Hot water service enable | EN.EN3 Energy Sensor | [6 empty] | G38 | 0 | [7 empty] | 0 = Off, 1 = On |  |  | No | No
MC051 | University House |  |  |  | MC051-B01/G39 | Alarm Start Grace | EN.EN3 Energy Sensor | [6 empty] | G39 | 0 | [10 empty] | No | No
MC051 | University House |  |  |  | MC051-B01/G4 | Logic 4 | EN.EN3 Energy Sensor | [6 empty] | G4 | 0 | [10 empty] | No | No
MC051 | University House |  |  |  | MC051-B01/G40 | Logic 40 | EN.EN3 Energy Sensor | [6 empty] | G40 | 0 | [10 empty] | No | No
MC051 | University House |  |  |  | MC051-B01/G41 | Alarm Gen Grace | EN.EN3 Energy Sensor | [6 empty] | G41 | 0 | [10 empty] | No | No
MC051 | University House |  |  |  | MC051-B01/G42 | Logic 42 | EN.EN3 Energy Sensor | [6 empty] | G42 | 0 | [10 empty] | No | No
MC051 | University House |  |  |  | MC051-B01/G43 | Logic 43 | EN.EN3 Energy Sensor | [6 empty] | G43 | 0 | [10 empty] | No | No
MC051 | University House |  |  |  | MC051-B01/G44 | Logic 44 | EN.EN3 Energy Sensor | [6 empty] | G44 | 0 | [10 empty] | No | No
MC051 | University House |  |  |  | MC051-B01/G45 | Logic 45 | EN.EN3 Energy Sensor | [6 empty] | G45 | 0 | [10 empty] | No | No
MC051 | University House |  |  |  | MC051-B01/G46 | Logic 46 | EN.EN3 Energy Sensor | [6 empty] | G46 | 0 | [10 empty] | No | No
MC051 | University House |  |  |  | MC051-B01/G47 | Logic 47 | EN.EN3 Energy Sensor | [6 empty] | G47 | 0 | [10 empty] | No | No
MC051 | University House |  |  |  | MC051-B01/G48 | Logic 48 | EN.EN3 Energy Sensor | [6 empty] | G48 | 0 | [10 empty] | No | No
MC051 | University House |  |  |  | MC051-B01/G49 | Logic 49 | EN.EN3 Energy Sensor | [6 empty] | G49 | 0 | [10 empty] | No | No
MC051 | University House |  |  |  | MC051-B01/G5 | OAT Eco Active | EN.EN3 Energy Sensor | [6 empty] | G5 | 0 | [10 empty] | No | No
MC051 | University House |  |  |  | MC051-B01/G50 | Logic 50 | EN.EN3 Energy Sensor | [6 empty] | G50 | 0 | [10 empty] | No | No
MC051 | University House |  |  |  | MC051-B01/G51 | Logic 51 | EN.EN3 Energy Sensor | [6 empty] | G51 | 0 | [10 empty] | No | No
MC051 | University House |  |  |  | MC051-B01/G52 | Logic 52 | EN.EN3 Energy Sensor | [6 empty] | G52 | 0 | [10 empty] | No | No
MC051 | University House |  |  |  | MC051-B01/G53 | Logic 53 | EN.EN3 Energy Sensor | [6 empty] | G53 | 0 | [10 empty] | No | No
MC051 | University House |  |  |  | MC051-B01/G54 | Logic 54 | EN.EN3 Energy Sensor | [6 empty] | G54 | 0 | [10 empty] | No | No
MC051 | University House |  |  |  | MC051-B01/G55 | Logic 55 | EN.EN3 Energy Sensor | [6 empty] | G55 | 0 | [10 empty] | No | No
MC051 | University House |  |  |  | MC051-B01/G56 | Logic 56 | EN.EN3 Energy Sensor | [6 empty] | G56 | 0 | [10 empty] | No | No
MC051 | University House |  |  |  | MC051-B01/G57 | Logic 57 | EN.EN3 Energy Sensor | [6 empty] | G57 | 0 | [10 empty] | No | No
MC051 | University House |  |  |  | MC051-B01/G58 | Logic 58 | EN.EN3 Energy Sensor | [6 empty] | G58 | 0 | [10 empty] | No | No
MC051 | University House |  |  |  | MC051-B01/G59 | Logic 59 | EN.EN3 Energy Sensor | [6 empty] | G59 | 0 | [10 empty] | No | No
MC051 | University House |  |  |  | MC051-B01/G6 | Logic 6 | EN.EN3 Energy Sensor | [6 empty] | G6 | 0 | [10 empty] | No | No
MC051 | University House |  |  |  | MC051-B01/G60 | Logic 60 | EN.EN3 Energy Sensor | [6 empty] | G60 | 0 | [10 empty] | No | No
MC051 | University House |  |  |  | MC051-B01/G61 | Logic 61 | EN.EN3 Energy Sensor | [6 empty] | G61 | 0 | [10 empty] | No | No
MC051 | University House |  |  |  | MC051-B01/G62 | Logic 62 | EN.EN3 Energy Sensor | [6 empty] | G62 | 0 | [10 empty] | No | No
MC051 | University House |  |  |  | MC051-B01/G63 | Logic 63 | EN.EN3 Energy Sensor | [6 empty] | G63 | 0 | [10 empty] | No | No
MC051 | University House |  |  |  | MC051-B01/G64 | Logic 64 | EN.EN3 Energy Sensor | [6 empty] | G64 | 0 | [10 empty] | No | No
MC051 | University House |  |  |  | MC051-B01/G65 | Logic 65 | EN.EN3 Energy Sensor | [6 empty] | G65 | 0 | [10 empty] | No | No
MC051 | University House |  |  |  | MC051-B01/G66 | Logic 66 | EN.EN3 Energy Sensor | [6 empty] | G66 | 0 | [10 empty] | No | No
MC051 | University House |  |  |  | MC051-B01/G67 | Logic 67 | EN.EN3 Energy Sensor | [6 empty] | G67 | 0 | [10 empty] | No | No
MC051 | University House |  |  |  | MC051-B01/G68 | Logic 68 | EN.EN3 Energy Sensor | [6 empty] | G68 | 0 | [10 empty] | No | No
MC051 | University House |  |  |  | MC051-B01/G69 | Flow Fail Reset | EN.EN3 Energy Sensor | [6 empty] | G69 | 0 | [10 empty] | No | No
MC051 | University House |  |  |  | MC051-B01/G7 | Inside Eco Active | EN.EN3 Energy Sensor | [6 empty] | G7 | 0 | [10 empty] | No | No
MC051 | University House |  |  |  | MC051-B01/G70 | Logic 70 | EN.EN3 Energy Sensor | [6 empty] | G70 | 0 | [10 empty] | No | No
MC051 | University House |  |  |  | MC051-B01/G71 | Flow Fail Reset | EN.EN3 Energy Sensor | [6 empty] | G71 | 0 | [10 empty] | No | No
MC051 | University House |  |  |  | MC051-B01/G72 | Logic 72 | EN.EN3 Energy Sensor | [6 empty] | G72 | 0 | [10 empty] | No | No
MC051 | University House |  |  |  | MC051-B01/G73 | Flow Fail Reset | EN.EN3 Energy Sensor | [6 empty] | G73 | 0 | [10 empty] | No | No
MC051 | University House |  |  |  | MC051-B01/G74 | Logic 74 | EN.EN3 Energy Sensor | [6 empty] | G74 | 0 | [10 empty] | No | No
MC051 | University House |  |  |  | MC051-B01/G75 | Flow Fail Reset | EN.EN3 Energy Sensor | [6 empty] | G75 | 0 | [10 empty] | No | No
MC051 | University House |  |  |  | MC051-B01/G76 | Logic 76 | EN.EN3 Energy Sensor | [6 empty] | G76 | 0 | [10 empty] | No | No
MC051 | University House |  |  |  | MC051-B01/G77 | Flow Fail Reset | EN.EN3 Energy Sensor | [6 empty] | G77 | 0 | [10 empty] | No | No
MC051 | University House |  |  |  | MC051-B01/G78 | Logic 78 | EN.EN3 Energy Sensor | [6 empty] | G78 | 0 | [10 empty] | No | No
MC051 | University House |  |  |  | MC051-B01/G79 | Flow Fail Reset | EN.EN3 Energy Sensor | [6 empty] | G79 | 0 | [10 empty] | No | No
MC051 | University House |  |  |  | MC051-B01/G8 | Heat Pumps Allow | EN.EN3 Energy Sensor | [6 empty] | G8 | 0 | [10 empty] | No | No
MC051 | University House |  |  |  | MC051-B01/G80 | Logic 80 | EN.EN3 Energy Sensor | [6 empty] | G80 | 0 | [10 empty] | No | No
MC051 | University House |  |  |  | MC051-B01/G81 | Immersion heater hours run | EN.EN3 Energy Sensor | [6 empty] | G81 | 0 | [7 empty] | Hours |  |  | No | No
MC051 | University House |  |  |  | MC051-B01/G82 | Logic 82 | EN.EN3 Energy Sensor | [6 empty] | G82 | 0 | [10 empty] | No | No
MC051 | University House |  |  |  | MC051-B01/G83 | Logic 83 | EN.EN3 Energy Sensor | [6 empty] | G83 | 0 | [10 empty] | No | No
MC051 | University House |  |  |  | MC051-B01/G9 | Logic 9 | EN.EN3 Energy Sensor | [6 empty] | G9 | 0 | [10 empty] | No | No
MC051 | University House |  |  |  | MC051-B01/I1 | Fire alarm active | EN.EN3 Energy Sensor | [6 empty] | I1 | 0 | [7 empty] | 0 = Off, 1 = On |  |  | No | No
MC051 | University House |  |  |  | MC051-B01/I10 | De-Strat Pump Trip | EN.EN3 Energy Sensor | [6 empty] | I10 | 0 | [10 empty] | No | No
MC051 | University House |  |  |  | MC051-B01/I11 | Duct Heater No1 Trip | EN.EN3 Energy Sensor | [6 empty] | I11 | 0 | [10 empty] | No | No
MC051 | University House |  |  |  | MC051-B01/I12 | Duct Heater No2 Trip | EN.EN3 Energy Sensor | [6 empty] | I12 | 0 | [10 empty] | No | No
MC051 | University House |  |  |  | MC051-B01/I13 | Twin Toilet Extract No1Proved | EN.EN3 Energy Sensor | [6 empty] | I13 | 0 | [10 empty] | No | No
MC051 | University House |  |  |  | MC051-B01/I14 | Twin Toilet Extract No2 Proved | EN.EN3 Energy Sensor | [6 empty] | I14 | 0 | [10 empty] | No | No
MC051 | University House |  |  |  | MC051-B01/I15 | Heat Exch Pump 1 Flow Fail | EN.EN3 Energy Sensor | [6 empty] | I15 | 0 | [10 empty] | No | No
MC051 | University House |  |  |  | MC051-B01/I16 | Heat Exch Pump 2 Flow Fail | EN.EN3 Energy Sensor | [6 empty] | I16 | 0 | [10 empty] | No | No
MC051 | University House |  |  |  | MC051-B01/I17 | VT Pump 1 Flow Fail | EN.EN3 Energy Sensor | [6 empty] | I17 | 0 | [10 empty] | No | No
MC051 | University House |  |  |  | MC051-B01/I18 | VT Pump 2 Flow Fail | EN.EN3 Energy Sensor | [6 empty] | I18 | 0 | [10 empty] | No | No
MC051 | University House |  |  |  | MC051-B01/I19 | HWS Low Temp Alarm | EN.EN3 Energy Sensor | [6 empty] | I19 | 0 | [7 empty] | Degrees Celsius |  |  | No | No
MC051 | University House |  |  |  | MC051-B01/I2 | Pressure Unit Fault | EN.EN3 Energy Sensor | [6 empty] | I2 | 0 | [10 empty] | No | No
MC051 | University House |  |  |  | MC051-B01/I20 | HRU 1 Flow Fail | EN.EN3 Energy Sensor | [6 empty] | I20 | 0 | [10 empty] | No | No
MC051 | University House |  |  |  | MC051-B01/I21 | HRU 2 Flow Fail | EN.EN3 Energy Sensor | [6 empty] | I21 | 0 | [10 empty] | No | No
MC051 | University House |  |  |  | MC051-B01/I22 | HRU 2 High Duct Temp | EN.EN3 Energy Sensor | [6 empty] | I22 | 0 | [7 empty] | Degrees Celsius |  |  | No | No
MC051 | University House |  |  |  | MC051-B01/I23 | HRU 1 High Duct Temp | EN.EN3 Energy Sensor | [6 empty] | I23 | 0 | [7 empty] | Degrees Celsius |  |  | No | No
MC051 | University House |  |  |  | MC051-B01/I24 | Twin Extract Fan 1 Flow Fail | EN.EN3 Energy Sensor | [6 empty] | I24 | 0 | [10 empty] | No | No
MC051 | University House |  |  |  | MC051-B01/I25 | Twin Extract Fan 2 Flow Fail | EN.EN3 Energy Sensor | [6 empty] | I25 | 0 | [10 empty] | No | No
MC051 | University House |  |  |  | MC051-B01/I26 | OAT Eco Active | EN.EN3 Energy Sensor | [6 empty] | I26 | 0 | [10 empty] | No | No
MC051 | University House |  |  |  | MC051-B01/I27 | Inside Eco Active | EN.EN3 Energy Sensor | [6 empty] | I27 | 0 | [10 empty] | No | No
MC051 | University House |  |  |  | MC051-B01/I3 | Heat Exchanger Shunt Pump Flow | EN.EN3 Energy Sensor | [6 empty] | I3 | 0 | [10 empty] | No | No
MC051 | University House |  |  |  | MC051-B01/I4 | VT Pumps Flow Proved | EN.EN3 Energy Sensor | [6 empty] | I4 | 0 | [10 empty] | No | No
MC051 | University House |  |  |  | MC051-B01/I5 | HWS High Limit Thermostat | EN.EN3 Energy Sensor | [6 empty] | I5 | 0 | [10 empty] | No | No
MC051 | University House |  |  |  | MC051-B01/I6 | Immersion Heater Control Stat | EN.EN3 Energy Sensor | [6 empty] | I6 | 0 | [10 empty] | No | No
MC051 | University House |  |  |  | MC051-B01/I7 | HRU No1 Flow Fail | EN.EN3 Energy Sensor | [6 empty] | I7 | 0 | [10 empty] | No | No
MC051 | University House |  |  |  | MC051-B01/I8 | HRU No2 Flow Fail | EN.EN3 Energy Sensor | [6 empty] | I8 | 0 | [10 empty] | No | No
MC051 | University House |  |  |  | MC051-B01/I9 | HWS Secondary Pump Trip | EN.EN3 Energy Sensor | [6 empty] | I9 | 0 | [10 empty] | No | No
MC051 | University House |  |  |  | MC051-B01/K1 | 1st stage frost protection | EN.EN3 Energy Sensor | [6 empty] | K1 | 0 | [10 empty] | No | No
MC051 | University House |  |  |  | MC051-B01/K10 | HWS Low Temp Limit | EN.EN3 Energy Sensor | [6 empty] | K10 | 0 | [7 empty] | Degrees Celsius |  |  | No | No
MC051 | University House |  |  |  | MC051-B01/K11 | HRU No 1 Supply temp | EN.EN3 Energy Sensor | [6 empty] | K11 | 0 | [10 empty] | No | No
MC051 | University House |  |  |  | MC051-B01/K12 | HRU No 2 Supply temp | EN.EN3 Energy Sensor | [6 empty] | K12 | 0 | [10 empty] | No | No
MC051 | University House |  |  |  | MC051-B01/K13 | HRU2 High Temp Alarm | EN.EN3 Energy Sensor | [6 empty] | K13 | 0 | [7 empty] | Degrees Celsius |  |  | No | No
MC051 | University House |  |  |  | MC051-B01/K14 | HRU1 High Temp Alarm | EN.EN3 Energy Sensor | [6 empty] | K14 | 0 | [7 empty] | Degrees Celsius |  |  | No | No
MC051 | University House |  |  |  | MC051-B01/K15 | DHWS Setpoint | EN.EN3 Energy Sensor | [6 empty] | K15 | 0 | [10 empty] | No | No
MC051 | University House |  |  |  | MC051-B01/K2 | 2nd stage frost protection | EN.EN3 Energy Sensor | [6 empty] | K2 | 0 | [7 empty] | Degrees Celsius |  |  | No | No
MC051 | University House |  |  |  | MC051-B01/K4 | Outside air temperature eco override | EN.EN3 Energy Sensor | [6 empty] | K4 | 0 | [7 empty] | 0 = Off, 1 = On |  |  | No | No
MC051 | University House |  |  |  | MC051-B01/K5 | 3rd stage frost setpoint | EN.EN3 Energy Sensor | [6 empty] | K5 | 0 | [7 empty] | 0 = Off, 1 = On |  |  | No | No
MC051 | University House |  |  |  | MC051-B01/K6 | Inside Temp Cut-off | EN.EN3 Energy Sensor | [6 empty] | K6 | 0 | [7 empty] | Degrees Celsius |  |  | No | No
MC051 | University House |  |  |  | MC051-B01/K7 | VT @ 0degC OS | EN.EN3 Energy Sensor | [6 empty] | K7 | 0 | [10 empty] | No | No
MC051 | University House |  |  |  | MC051-B01/K8 | VT @ 20degC OS | EN.EN3 Energy Sensor | [6 empty] | K8 | 0 | [10 empty] | No | No
MC051 | University House |  |  |  | MC051-B01/K9 | Space Set Point | EN.EN3 Energy Sensor | [6 empty] | K9 | 0 | [10 empty] | No | No
MC051 | University House |  |  |  | MC051-B01/L1 | VT Valve Demand | EN.EN3 Energy Sensor | [6 empty] | L1 | 0 | [10 empty] | No | No
MC051 | University House |  |  |  | MC051-B01/L2 | Loop 2 | EN.EN3 Energy Sensor | [6 empty] | L2 | 0 | [10 empty] | No | No
MC051 | University House |  |  |  | MC051-B01/L3 | Loop 3 | EN.EN3 Energy Sensor | [6 empty] | L3 | 0 | [10 empty] | No | No
MC051 | University House |  |  |  | MC051-B01/L4 |  | EN.EN3 Energy Sensor | [6 empty] | L4 | 0 | [10 empty] | No | No
MC051 | University House |  |  |  | MC051-B01/L5 |  | EN.EN3 Energy Sensor | [6 empty] | L5 | 0 | [10 empty] | No | No
MC051 | University House |  |  |  | MC051-B01/O1 | Optimum Start Stop 1 | EN.EN3 Energy Sensor | [6 empty] | O1 | 0 | [10 empty] | No | No
MC051 | University House |  |  |  | MC051-B01/P1 | Outside air temperature | EN.EN3 Energy Sensor | [6 empty] | P1 | 0 | [7 empty] | Degrees Celsius |  |  | No | No
MC051 | University House |  |  |  | MC051-B01/P10 | HRU Supply Temp Sensor | EN.EN3 Energy Sensor | [6 empty] | P10 | 0 | [7 empty] | Degrees Celsius |  |  | No | No
MC051 | University House |  |  |  | MC051-B01/P11 | HRU No 2 Temperature Sensor | EN.EN3 Energy Sensor | [6 empty] | P11 | 0 | [7 empty] | Degrees Celsius |  |  | No | No
MC051 | University House |  |  |  | MC051-B01/P12 | Calc VT Temp | EN.EN3 Energy Sensor | [6 empty] | P12 | 0 | [7 empty] | Degrees Celsius |  |  | No | No
MC051 | University House |  |  |  | MC051-B01/P13 | Immersion heater hours run | EN.EN3 Energy Sensor | [6 empty] | P13 | 0 | [7 empty] | Hours |  |  | No | No
MC051 | University House |  |  |  | MC051-B01/P14 | Immersion heater hoursr run total | EN.EN3 Energy Sensor | [6 empty] | P14 | 0 | [7 empty] | Hours |  |  | No | No
MC051 | University House |  |  |  | MC051-B01/P15 | Plot 15 | EN.EN3 Energy Sensor | [6 empty] | P15 | 0 | [10 empty] | No | No
MC051 | University House |  |  |  | MC051-B01/P17 | Cal Fow meter MTHW Ltrs Min | EN.EN3 Energy Sensor | [6 empty] | P17 | 0 | [10 empty] | No | No
MC051 | University House |  |  |  | MC051-B01/P18 | Building kwh | EN.EN3 Energy Sensor | [6 empty] | P18 | 0 | [10 empty] | No | No
MC051 | University House |  |  |  | MC051-B01/P19 | Temperature difference | EN.EN3 Energy Sensor | [6 empty] | P19 | 0 | [7 empty] | Degrees Celsius |  |  | No | No
MC051 | University House |  |  |  | MC051-B01/P2 | PHE Flow Sensor | EN.EN3 Energy Sensor | [6 empty] | P2 | 0 | [10 empty] | No | No
MC051 | University House |  |  |  | MC051-B01/P3 | PHE Return Sensor | EN.EN3 Energy Sensor | [6 empty] | P3 | 0 | [10 empty] | No | No
MC051 | University House |  |  |  | MC051-B01/P4 | VT Flow Temp Sensor | EN.EN3 Energy Sensor | [6 empty] | P4 | 0 | [7 empty] | Degrees Celsius |  |  | No | No
MC051 | University House |  |  |  | MC051-B01/P5 | Level A Room Space Sensor | EN.EN3 Energy Sensor | [6 empty] | P5 | 0 | [10 empty] | No | No
MC051 | University House |  |  |  | MC051-B01/P6 | Level B Room Space Sensor | EN.EN3 Energy Sensor | [6 empty] | P6 | 0 | [10 empty] | No | No
MC051 | University House |  |  |  | MC051-B01/P7 | Level C Room Space Sensor | EN.EN3 Energy Sensor | [6 empty] | P7 | 0 | [10 empty] | No | No
MC051 | University House |  |  |  | MC051-B01/P8 | Level D Room Space Sensor | EN.EN3 Energy Sensor | [6 empty] | P8 | 0 | [10 empty] | No | No
MC051 | University House |  |  |  | MC051-B01/P9 | Immersion Control Temp Sensor | EN.EN3 Energy Sensor | [6 empty] | P9 | 0 | [7 empty] | Degrees Celsius |  |  | No | No
MC051 | University House |  |  |  | MC051-B01/Q1 | Sequence Table 1 | EN.EN3 Energy Sensor | [6 empty] | Q1 | 0 | [10 empty] | No | No
MC051 | University House |  |  |  | MC051-B01/S1 | Outside air temperature | EN.EN3 Energy Sensor | [6 empty] | S1 | 0 | [7 empty] | Degrees Celsius |  |  | No | No
MC051 | University House |  |  |  | MC051-B01/S10 | HRU No 1 Supply Temp Sensor | EN.EN3 Energy Sensor | [6 empty] | S10 | 0 | [7 empty] | Degrees Celsius |  |  | No | No
MC051 | University House |  |  |  | MC051-B01/S11 | HRU No 2 Supply Temp Sensor | EN.EN3 Energy Sensor | [6 empty] | S11 | 0 | [7 empty] | Degrees Celsius |  |  | No | No
MC051 | University House |  |  |  | MC051-B01/S12 | Calculated variable temperature circuit flow temperature | EN.EN3 Energy Sensor | [6 empty] | S12 | 0 | [7 empty] | Degrees Celsius |  |  | No | No
MC051 | University House |  |  |  | MC051-B01/S13 | Immersion heater hours run | EN.EN3 Energy Sensor | [6 empty] | S13 | 0 | [7 empty] | Hours |  |  | No | No
MC051 | University House |  |  |  | MC051-B01/S14 | Immersion heater hoursr run total | EN.EN3 Energy Sensor | [6 empty] | S14 | 0 | [7 empty] | Hours |  |  | No | No
MC051 | University House |  |  |  | MC051-B01/S15 | Calc VT Temp | EN.EN3 Energy Sensor | [6 empty] | S15 | 0 | [7 empty] | Degrees Celsius |  |  | No | No
MC051 | University House |  |  |  | MC051-B01/S16 | Adverage Space Temp | EN.EN3 Energy Sensor | [6 empty] | S16 | 0 | [7 empty] | Degrees Celsius |  |  | No | No
MC051 | University House |  |  |  | MC051-B01/S17 | MTHW Raw 4-20ma | EN.EN3 Energy Sensor | [6 empty] | S17 | 0 | [10 empty] | No | No
MC051 | University House |  |  |  | MC051-B01/S2 | PHE Return Sensor | EN.EN3 Energy Sensor | [6 empty] | S2 | 0 | [10 empty] | No | No
MC051 | University House |  |  |  | MC051-B01/S28 | Cal Fow meter MTHW Ltrs Min | EN.EN3 Energy Sensor | [6 empty] | S28 | 0 | [10 empty] | No | No
MC051 | University House |  |  |  | MC051-B01/S29 | Building kwh | EN.EN3 Energy Sensor | [6 empty] | S29 | 0 | [10 empty] | No | No
MC051 | University House |  |  |  | MC051-B01/S3 | PHE Flow Sensor | EN.EN3 Energy Sensor | [6 empty] | S3 | 0 | [10 empty] | No | No
MC051 | University House |  |  |  | MC051-B01/S30 | Temperature difference | EN.EN3 Energy Sensor | [6 empty] | S30 | 0 | [7 empty] | Degrees Celsius |  |  | No | No
MC051 | University House |  |  |  | MC051-B01/S4 | VT Flow Temp Sensor | EN.EN3 Energy Sensor | [6 empty] | S4 | 0 | [7 empty] | Degrees Celsius |  |  | No | No
MC051 | University House |  |  |  | MC051-B01/S5 | Level A Room Space Sensor | EN.EN3 Energy Sensor | [6 empty] | S5 | 0 | [10 empty] | No | No
MC051 | University House |  |  |  | MC051-B01/S6 | Level B Room Space Sensor | EN.EN3 Energy Sensor | [6 empty] | S6 | 0 | [10 empty] | No | No
MC051 | University House |  |  |  | MC051-B01/S7 | Level C Room Space Sensor | EN.EN3 Energy Sensor | [6 empty] | S7 | 0 | [10 empty] | No | No
MC051 | University House |  |  |  | MC051-B01/S8 | Level D Room Space Sensor | EN.EN3 Energy Sensor | [6 empty] | S8 | 0 | [10 empty] | No | No
MC051 | University House |  |  |  | MC051-B01/S9 | HWS Sec Flow Temp Sensor | EN.EN3 Energy Sensor | [6 empty] | S9 | 0 | [7 empty] | Degrees Celsius |  |  | No | No
MC051 | University House |  |  |  | MC051-B01/U1 |  | EN.EN3 Energy Sensor | [6 empty] | U1 | 0 | [10 empty] | No | No
MC051 | University House |  |  |  | MC051-B01/V1 |  | EN.EN3 Energy Sensor | [6 empty] | V1 | 0 | [10 empty] | No | No
MC051 | University House |  |  |  | MC051-B01/W1 | Summer Winter | EN.EN3 Energy Sensor | [6 empty] | W1 | 0 | [10 empty] | No | No
MC051 | University House |  |  |  | MC051-B01/W10 | VT Valve O R | EN.EN3 Energy Sensor | [6 empty] | W10 | 0 | [10 empty] | No | No
MC051 | University House |  |  |  | MC051-B01/W11 | NOT USED | EN.EN3 Energy Sensor | [6 empty] | W11 | 0 | [10 empty] | No | No
MC051 | University House |  |  |  | MC051-B01/W12 | Shunt Pumps Duty Select | EN.EN3 Energy Sensor | [6 empty] | W12 | 0 | [10 empty] | No | No
MC051 | University House |  |  |  | MC051-B01/W2 | VT Pumps Duty Select | EN.EN3 Energy Sensor | [6 empty] | W2 | 0 | [10 empty] | No | No
MC051 | University House |  |  |  | MC051-B01/W3 | DHW Immersion Heater Enable | EN.EN3 Energy Sensor | [6 empty] | W3 | 0 | [10 empty] | No | No
MC051 | University House |  |  |  | MC051-B01/W30 | Triad switch | EN.EN3 Energy Sensor | [6 empty] | W30 | 0 | [10 empty] | No | No
MC051 | University House |  |  |  | MC051-B01/W4 | Heat Exch Pumps Flow Reset | EN.EN3 Energy Sensor | [6 empty] | W4 | 0 | [10 empty] | No | No
MC051 | University House |  |  |  | MC051-B01/W5 | VT Pumps Flow Reset | EN.EN3 Energy Sensor | [6 empty] | W5 | 0 | [10 empty] | No | No
MC051 | University House |  |  |  | MC051-B01/W6 | Heat Rec&apos; Unit 1 Fault Reset | EN.EN3 Energy Sensor | [6 empty] | W6 | 0 | [10 empty] | No | No
MC051 | University House |  |  |  | MC051-B01/W7 | Heat Rec&apos; Unit 2 Fault Reset | EN.EN3 Energy Sensor | [6 empty] | W7 | 0 | [10 empty] | No | No
MC051 | University House |  |  |  | MC051-B01/W8 | Twin Ext Fan 1 Flow Reset | EN.EN3 Energy Sensor | [6 empty] | W8 | 0 | [10 empty] | No | No
MC051 | University House |  |  |  | MC051-B01/W9 | Twin Ext Fan 2 Flow Reset | EN.EN3 Energy Sensor | [6 empty] | W9 | 0 | [10 empty] | No | No
MC051 | University House |  |  |  | MC051-B01/Y1 | Trend T -20+50 | EN.EN3 Energy Sensor | [6 empty] | Y1 | 0 | [10 empty] | No | No
MC051 | University House |  |  |  | MC051-B01/Y2 | Trend T 0+130 | EN.EN3 Energy Sensor | [6 empty] | Y2 | 0 | [10 empty] | No | No
MC051 | University House |  |  |  | MC051-B01/Y3 | Current 4-20ma | EN.EN3 Energy Sensor | [6 empty] | Y3 | 0 | [10 empty] | No | No
MC051 | University House |  |  |  | MC051-B01/Z1 | VT Heating | EN.EN3 Energy Sensor | [6 empty] | Z1 | 0 | [10 empty] | No | No
MC051 | University House |  |  |  | MC051-B01/Z2 | HWS Times | EN.EN3 Energy Sensor | [6 empty] | Z2 | 0 | [10 empty] | No | No
MC051 | University House |  |  |  | MC051-B01/Z3 | HRU 1 Times | EN.EN3 Energy Sensor | [6 empty] | Z3 | 0 | [10 empty] | No | No
MC051 | University House |  |  |  | MC051-B01/Z4 | Twin Extract Fans | EN.EN3 Energy Sensor | [6 empty] | Z4 | 0 | [10 empty] | No | No
MC051 | University House |  |  |  | MC051-B01/Z5 | HRU 2 Times | EN.EN3 Energy Sensor | [6 empty] | Z5 | 0 | [10 empty] | No | No
MC051 | University House |  |  |  | MC051-B01/Z6 | Triad time program | EN.EN3 Energy Sensor | [6 empty] | Z6 | 0 | [10 empty] | No | No
MC051 | University House |  |  |  | MC051-L01/M001 | University House Phase 1 | EN.EN2 Energy Meter | [6 empty] | 1 | 0 | [7 empty] | kWh |  |  | No | No
MC051 | University House |  |  |  | MC051-L01/M002 | University House Phase 2 | EN.EN2 Energy Meter | [6 empty] | 2 | 0 | [7 empty] | kWh |  |  | No | No
MC051 | University House |  |  |  | MC051-L01/M003 | University House Lift + D Floor | EN.EN2 Energy Meter | [6 empty] | 3 | 0 | [7 empty] | kWh |  |  | No | No
MC051 | University House |  |  |  | MC051-L01/M004 | University House | EN.EN2 Energy Meter | [6 empty] | 4 | 0 | [7 empty] | kWh |  |  | No | No
MC051 | University House |  |  |  | MC051-L01/M005 | University House | EN.EN2 Energy Meter | [6 empty] | 5 | 0 | [10 empty] | No | No
MC051 | University House |  |  |  | MC051-L01/M006 | University House Immersion Heater | EN.EN2 Energy Meter | [6 empty] | 6 | 0 | [7 empty] | kWh |  |  | No | No
MC047 | Welcome Centre | A13a | Riser |  | MC047-L01 | Data logger: Conference Centre | EN.EN1 Data Logger |  |  |  |  | Multilog G2 | Enercom | 05015794BC00 | 0 |  |  | 10.23.14.37 |  | 00-50-C2-2C-3E-21
MC047 | Welcome Centre |  |  |  | MC047-B02 | BMS Controller: Conference Centre | EN.EN4 BMS Controller |  |  |  |  | IQ3xact12 | Trend | {1CC5E9F6-31C4-4086-95B0-65A99027AC43} | 0
MC047 | Welcome Centre |  |  |  | MC047-L02 | Data logger: Conference Centre | EN.EN1 Data Logger |  |  |  |  | DS800-M-32 | Synetica | 17b914b6-51c2-47dc-8f04-36ca4c41206d | 0
MC047 | Welcome Centre |  |  |  | MC047-B02/D4 | Heating Valve | EN.EN3 Energy Sensor | [6 empty] | D4 | 0 | [10 empty] | No | No
MC047 | Welcome Centre |  |  |  | MC047-B02/e1 | Supervisor ?? | EN.EN3 Energy Sensor | [6 empty] | e1 | 0 | [10 empty] | No | No
MC047 | Welcome Centre |  |  |  | MC047-B02/F1 | Function 1 | EN.EN3 Energy Sensor | [6 empty] | F1 | 0 | [10 empty] | No | No
MC047 | Welcome Centre |  |  |  | MC047-B02/F10 | Function 10 | EN.EN3 Energy Sensor | [6 empty] | F10 | 0 | [10 empty] | No | No
MC047 | Welcome Centre |  |  |  | MC047-B02/F11 | Function 11 | EN.EN3 Energy Sensor | [6 empty] | F11 | 0 | [10 empty] | No | No
MC047 | Welcome Centre |  |  |  | MC047-B02/F12 | Outside air temperature | EN.EN3 Energy Sensor | [6 empty] | F12 | 0 | [7 empty] | Degrees Celsius |  |  | No | No
MC047 | Welcome Centre |  |  |  | MC047-B02/F13 | Function 13 | EN.EN3 Energy Sensor | [6 empty] | F13 | 0 | [10 empty] | No | No
MC047 | Welcome Centre |  |  |  | MC047-B02/F14 | Function 14 | EN.EN3 Energy Sensor | [6 empty] | F14 | 0 | [10 empty] | No | No
MC047 | Welcome Centre |  |  |  | MC047-B02/F15 | Function 15 | EN.EN3 Energy Sensor | [6 empty] | F15 | 0 | [10 empty] | No | No
MC047 | Welcome Centre |  |  |  | MC047-B02/F16 | Function 16 | EN.EN3 Energy Sensor | [6 empty] | F16 | 0 | [10 empty] | No | No
MC047 | Welcome Centre |  |  |  | MC047-B02/F17 | Function 17 | EN.EN3 Energy Sensor | [6 empty] | F17 | 0 | [10 empty] | No | No
MC047 | Welcome Centre |  |  |  | MC047-B02/F18 | Function 18 | EN.EN3 Energy Sensor | [6 empty] | F18 | 0 | [10 empty] | No | No
MC047 | Welcome Centre |  |  |  | MC047-B02/F19 | Function 19 | EN.EN3 Energy Sensor | [6 empty] | F19 | 0 | [10 empty] | No | No
MC047 | Welcome Centre |  |  |  | MC047-B02/F2 | Function 2 | EN.EN3 Energy Sensor | [6 empty] | F2 | 0 | [10 empty] | No | No
MC047 | Welcome Centre |  |  |  | MC047-B02/F20 | Average Space temp | EN.EN3 Energy Sensor | [6 empty] | F20 | 0 | [7 empty] | Degrees Celsius |  |  | No | No
MC047 | Welcome Centre |  |  |  | MC047-B02/F21 | Function 21 | EN.EN3 Energy Sensor | [6 empty] | F21 | 0 | [10 empty] | No | No
MC047 | Welcome Centre |  |  |  | MC047-B02/F4 | Function 4 | EN.EN3 Energy Sensor | [6 empty] | F4 | 0 | [10 empty] | No | No
MC047 | Welcome Centre |  |  |  | MC047-B02/F6 | Function 6 | EN.EN3 Energy Sensor | [6 empty] | F6 | 0 | [10 empty] | No | No
MC047 | Welcome Centre |  |  |  | MC047-B02/F7 | Function 7 | EN.EN3 Energy Sensor | [6 empty] | F7 | 0 | [10 empty] | No | No
MC047 | Welcome Centre |  |  |  | MC047-B02/F9 | Function 9 | EN.EN3 Energy Sensor | [6 empty] | F9 | 0 | [10 empty] | No | No
MC047 | Welcome Centre |  |  |  | MC047-B02/G1 | Logic 1 | EN.EN3 Energy Sensor | [6 empty] | G1 | 0 | [10 empty] | No | No
MC047 | Welcome Centre |  |  |  | MC047-B02/G10 | Max Window Open Signal | EN.EN3 Energy Sensor | [6 empty] | G10 | 0 | [10 empty] | No | No
MC047 | Welcome Centre |  |  |  | MC047-B02/G11 | Logic 11 | EN.EN3 Energy Sensor | [6 empty] | G11 | 0 | [10 empty] | No | No
MC047 | Welcome Centre |  |  |  | MC047-B02/G13 | Max Window Close Signal | EN.EN3 Energy Sensor | [6 empty] | G13 | 0 | [10 empty] | No | No
MC047 | Welcome Centre |  |  |  | MC047-B02/G14 | Office Manual Open Timer | EN.EN3 Energy Sensor | [6 empty] | G14 | 0 | [10 empty] | No | No
MC047 | Welcome Centre |  |  |  | MC047-B02/G15 | Manual Close Timer | EN.EN3 Energy Sensor | [6 empty] | G15 | 0 | [10 empty] | No | No
MC047 | Welcome Centre |  |  |  | MC047-B02/G16 | Office control East | EN.EN3 Energy Sensor | [6 empty] | G16 | 0 | [10 empty] | No | No
MC047 | Welcome Centre |  |  |  | MC047-B02/G17 | East close | EN.EN3 Energy Sensor | [6 empty] | G17 | 0 | [10 empty] | No | No
MC047 | Welcome Centre |  |  |  | MC047-B02/G19 | Auto | EN.EN3 Energy Sensor | [6 empty] | G19 | 0 | [10 empty] | No | No
MC047 | Welcome Centre |  |  |  | MC047-B02/G2 | Logic 2 | EN.EN3 Energy Sensor | [6 empty] | G2 | 0 | [10 empty] | No | No
MC047 | Welcome Centre |  |  |  | MC047-B02/G20 | Max Window Open Signal | EN.EN3 Energy Sensor | [6 empty] | G20 | 0 | [10 empty] | No | No
MC047 | Welcome Centre |  |  |  | MC047-B02/G22 | Logic 22 | EN.EN3 Energy Sensor | [6 empty] | G22 | 0 | [10 empty] | No | No
MC047 | Welcome Centre |  |  |  | MC047-B02/G23 | Max Window Close Signal | EN.EN3 Energy Sensor | [6 empty] | G23 | 0 | [10 empty] | No | No
MC047 | Welcome Centre |  |  |  | MC047-B02/G24 | Centre Manual Open Timer | EN.EN3 Energy Sensor | [6 empty] | G24 | 0 | [10 empty] | No | No
MC047 | Welcome Centre |  |  |  | MC047-B02/G25 | Manual Close Timer | EN.EN3 Energy Sensor | [6 empty] | G25 | 0 | [10 empty] | No | No
MC047 | Welcome Centre |  |  |  | MC047-B02/G26 | Centre office Control active | EN.EN3 Energy Sensor | [6 empty] | G26 | 0 | [10 empty] | No | No
MC047 | Welcome Centre |  |  |  | MC047-B02/G27 | Centre close | EN.EN3 Energy Sensor | [6 empty] | G27 | 0 | [10 empty] | No | No
MC047 | Welcome Centre |  |  |  | MC047-B02/G28 | Centre open | EN.EN3 Energy Sensor | [6 empty] | G28 | 0 | [10 empty] | No | No
MC047 | Welcome Centre |  |  |  | MC047-B02/G29 | Auto | EN.EN3 Energy Sensor | [6 empty] | G29 | 0 | [10 empty] | No | No
MC047 | Welcome Centre |  |  |  | MC047-B02/G3 | Logic 3 | EN.EN3 Energy Sensor | [6 empty] | G3 | 0 | [10 empty] | No | No
MC047 | Welcome Centre |  |  |  | MC047-B02/G30 | Max Window Open Signal | EN.EN3 Energy Sensor | [6 empty] | G30 | 0 | [10 empty] | No | No
MC047 | Welcome Centre |  |  |  | MC047-B02/G32 | Logic 32 | EN.EN3 Energy Sensor | [6 empty] | G32 | 0 | [10 empty] | No | No
MC047 | Welcome Centre |  |  |  | MC047-B02/G33 | Max Window Close Signal | EN.EN3 Energy Sensor | [6 empty] | G33 | 0 | [10 empty] | No | No
MC047 | Welcome Centre |  |  |  | MC047-B02/G34 | West Manual Open Timer | EN.EN3 Energy Sensor | [6 empty] | G34 | 0 | [10 empty] | No | No
MC047 | Welcome Centre |  |  |  | MC047-B02/G35 | West Manual Close Timer | EN.EN3 Energy Sensor | [6 empty] | G35 | 0 | [10 empty] | No | No
MC047 | Welcome Centre |  |  |  | MC047-B02/G36 | West office Control active | EN.EN3 Energy Sensor | [6 empty] | G36 | 0 | [10 empty] | No | No
MC047 | Welcome Centre |  |  |  | MC047-B02/G37 | West close | EN.EN3 Energy Sensor | [6 empty] | G37 | 0 | [10 empty] | No | No
MC047 | Welcome Centre |  |  |  | MC047-B02/G38 | west open | EN.EN3 Energy Sensor | [6 empty] | G38 | 0 | [10 empty] | No | No
MC047 | Welcome Centre |  |  |  | MC047-B02/G39 | East open | EN.EN3 Energy Sensor | [6 empty] | G39 | 0 | [10 empty] | No | No
MC047 | Welcome Centre |  |  |  | MC047-B02/G4 | Logic 4 | EN.EN3 Energy Sensor | [6 empty] | G4 | 0 | [10 empty] | No | No
MC047 | Welcome Centre |  |  |  | MC047-B02/G40 | Logic 40 | EN.EN3 Energy Sensor | [6 empty] | G40 | 0 | [10 empty] | No | No
MC047 | Welcome Centre |  |  |  | MC047-B02/G41 | Logic 41 | EN.EN3 Energy Sensor | [6 empty] | G41 | 0 | [10 empty] | No | No
MC047 | Welcome Centre |  |  |  | MC047-B02/G42 | Logic 42 | EN.EN3 Energy Sensor | [6 empty] | G42 | 0 | [10 empty] | No | No
MC047 | Welcome Centre |  |  |  | MC047-B02/G43 | Windows enabled | EN.EN3 Energy Sensor | [6 empty] | G43 | 0 | [10 empty] | No | No
MC047 | Welcome Centre |  |  |  | MC047-B02/G44 | Logic 44 | EN.EN3 Energy Sensor | [6 empty] | G44 | 0 | [10 empty] | No | No
MC047 | Welcome Centre |  |  |  | MC047-B02/G45 | Heating Enabled | EN.EN3 Energy Sensor | [6 empty] | G45 | 0 | [10 empty] | No | No
MC047 | Welcome Centre |  |  |  | MC047-B02/G46 | Logic 46 | EN.EN3 Energy Sensor | [6 empty] | G46 | 0 | [10 empty] | No | No
MC047 | Welcome Centre |  |  |  | MC047-B02/G47 | Logic 47 | EN.EN3 Energy Sensor | [6 empty] | G47 | 0 | [10 empty] | No | No
MC047 | Welcome Centre |  |  |  | MC047-B02/G5 | Logic 5 | EN.EN3 Energy Sensor | [6 empty] | G5 | 0 | [10 empty] | No | No
MC047 | Welcome Centre |  |  |  | MC047-B02/G6 | Logic 6 | EN.EN3 Energy Sensor | [6 empty] | G6 | 0 | [10 empty] | No | No
MC047 | Welcome Centre |  |  |  | MC047-B02/G7 | Logic 7 | EN.EN3 Energy Sensor | [6 empty] | G7 | 0 | [10 empty] | No | No
MC047 | Welcome Centre |  |  |  | MC047-B02/G8 | Logic 8 | EN.EN3 Energy Sensor | [6 empty] | G8 | 0 | [10 empty] | No | No
MC047 | Welcome Centre |  |  |  | MC047-B02/G9 | Logic 9 | EN.EN3 Energy Sensor | [6 empty] | G9 | 0 | [10 empty] | No | No
MC047 | Welcome Centre |  |  |  | MC047-B02/I11 | Zone 1 O-Ride Open | EN.EN3 Energy Sensor | [6 empty] | I11 | 0 | [10 empty] | No | No
MC047 | Welcome Centre |  |  |  | MC047-B02/I12 | Zone 1 O-Ride Closed | EN.EN3 Energy Sensor | [6 empty] | I12 | 0 | [10 empty] | No | No
MC047 | Welcome Centre |  |  |  | MC047-B02/I13 | Zone 2 O-Ride Open | EN.EN3 Energy Sensor | [6 empty] | I13 | 0 | [10 empty] | No | No
MC047 | Welcome Centre |  |  |  | MC047-B02/I14 | Zone 2 O-Ride Closed | EN.EN3 Energy Sensor | [6 empty] | I14 | 0 | [10 empty] | No | No
MC047 | Welcome Centre |  |  |  | MC047-B02/I15 | Zone 3 O-Ride Open | EN.EN3 Energy Sensor | [6 empty] | I15 | 0 | [10 empty] | No | No
MC047 | Welcome Centre |  |  |  | MC047-B02/I16 | Zone 3 O-Ride Closed | EN.EN3 Energy Sensor | [6 empty] | I16 | 0 | [10 empty] | No | No
MC047 | Welcome Centre |  |  |  | MC047-B02/K1 | Summer Open Setpoint | EN.EN3 Energy Sensor | [6 empty] | K1 | 0 | [10 empty] | No | No
MC047 | Welcome Centre |  |  |  | MC047-B02/K10 | west On Delay | EN.EN3 Energy Sensor | [6 empty] | K10 | 0 | [10 empty] | No | No
MC047 | Welcome Centre |  |  |  | MC047-B02/K12 | Heating SP | EN.EN3 Energy Sensor | [6 empty] | K12 | 0 | [10 empty] | No | No
MC047 | Welcome Centre |  |  |  | MC047-B02/K2 | Winter Close Setpoint | EN.EN3 Energy Sensor | [6 empty] | K2 | 0 | [10 empty] | No | No
MC047 | Welcome Centre |  |  |  | MC047-B02/K3 | Zone 1 O-Ride Duration | EN.EN3 Energy Sensor | [6 empty] | K3 | 0 | [10 empty] | No | No
MC047 | Welcome Centre |  |  |  | MC047-B02/K4 | Winter Open Setpoint | EN.EN3 Energy Sensor | [6 empty] | K4 | 0 | [10 empty] | No | No
MC047 | Welcome Centre |  |  |  | MC047-B02/K5 | Summer Close Setpoint | EN.EN3 Energy Sensor | [6 empty] | K5 | 0 | [10 empty] | No | No
MC047 | Welcome Centre |  |  |  | MC047-B02/K6 | Centre O-Ride Duration | EN.EN3 Energy Sensor | [6 empty] | K6 | 0 | [10 empty] | No | No
MC047 | Welcome Centre |  |  |  | MC047-B02/K9 | West O-Ride Duration | EN.EN3 Energy Sensor | [6 empty] | K9 | 0 | [10 empty] | No | No
MC047 | Welcome Centre |  |  |  | MC047-B02/L1 | Loop 1 | EN.EN3 Energy Sensor | [6 empty] | L1 | 0 | [10 empty] | No | No
MC047 | Welcome Centre |  |  |  | MC047-B02/P1 | Zone 1 Room Temp | EN.EN3 Energy Sensor | [6 empty] | P1 | 0 | [7 empty] | Degrees Celsius |  |  | No | No
MC047 | Welcome Centre |  |  |  | MC047-B02/P10 | Plot 10 | EN.EN3 Energy Sensor | [6 empty] | P10 | 0 | [10 empty] | No | No
MC047 | Welcome Centre |  |  |  | MC047-B02/P11 | Middle Wall sensor | EN.EN3 Energy Sensor | [6 empty] | P11 | 0 | [10 empty] | No | No
MC047 | Welcome Centre |  |  |  | MC047-B02/P12 | Plot 12 | EN.EN3 Energy Sensor | [6 empty] | P12 | 0 | [10 empty] | No | No
MC047 | Welcome Centre |  |  |  | MC047-B02/P13 | Outside air temperature | EN.EN3 Energy Sensor | [6 empty] | P13 | 0 | [7 empty] | Degrees Celsius |  |  | No | No
MC047 | Welcome Centre |  |  |  | MC047-B02/P14 | East Windows Open or closed | EN.EN3 Energy Sensor | [6 empty] | P14 | 0 | [10 empty] | No | No
MC047 | Welcome Centre |  |  |  | MC047-B02/P15 | Windows Open or closed | EN.EN3 Energy Sensor | [6 empty] | P15 | 0 | [10 empty] | No | No
MC047 | Welcome Centre |  |  |  | MC047-B02/P16 | Windows Open or closed | EN.EN3 Energy Sensor | [6 empty] | P16 | 0 | [10 empty] | No | No
MC047 | Welcome Centre |  |  |  | MC047-B02/P17 | Middle Wall sensor | EN.EN3 Energy Sensor | [6 empty] | P17 | 0 | [10 empty] | No | No
MC047 | Welcome Centre |  |  |  | MC047-B02/P18 | Middle Wall sensor | EN.EN3 Energy Sensor | [6 empty] | P18 | 0 | [10 empty] | No | No
MC047 | Welcome Centre |  |  |  | MC047-B02/P2 | Zone 2 Room Temp | EN.EN3 Energy Sensor | [6 empty] | P2 | 0 | [7 empty] | Degrees Celsius |  |  | No | No
MC047 | Welcome Centre |  |  |  | MC047-B02/P3 | Zone 3 Room Temp | EN.EN3 Energy Sensor | [6 empty] | P3 | 0 | [7 empty] | Degrees Celsius |  |  | No | No
MC047 | Welcome Centre |  |  |  | MC047-B02/P4 | East open | EN.EN3 Energy Sensor | [6 empty] | P4 | 0 | [10 empty] | No | No
MC047 | Welcome Centre |  |  |  | MC047-B02/P5 | East Close | EN.EN3 Energy Sensor | [6 empty] | P5 | 0 | [10 empty] | No | No
MC047 | Welcome Centre |  |  |  | MC047-B02/P6 | Centre Open | EN.EN3 Energy Sensor | [6 empty] | P6 | 0 | [10 empty] | No | No
MC047 | Welcome Centre |  |  |  | MC047-B02/P7 | Centre Close | EN.EN3 Energy Sensor | [6 empty] | P7 | 0 | [10 empty] | No | No
MC047 | Welcome Centre |  |  |  | MC047-B02/P8 | west open | EN.EN3 Energy Sensor | [6 empty] | P8 | 0 | [10 empty] | No | No
MC047 | Welcome Centre |  |  |  | MC047-B02/P9 | West close | EN.EN3 Energy Sensor | [6 empty] | P9 | 0 | [10 empty] | No | No
MC047 | Welcome Centre |  |  |  | MC047-B02/Q1 | Sequence Table 1 | EN.EN3 Energy Sensor | [6 empty] | Q1 | 0 | [10 empty] | No | No
MC047 | Welcome Centre |  |  |  | MC047-B02/S1 | Dix Module 1 | EN.EN3 Energy Sensor | [6 empty] | S1 | 0 | [10 empty] | No | No
MC047 | Welcome Centre |  |  |  | MC047-B02/S11 | Zone 1 Room Temp | EN.EN3 Energy Sensor | [6 empty] | S11 | 0 | [7 empty] | Degrees Celsius |  |  | No | No
MC047 | Welcome Centre |  |  |  | MC047-B02/S12 | Zone 2 Room Temp | EN.EN3 Energy Sensor | [6 empty] | S12 | 0 | [7 empty] | Degrees Celsius |  |  | No | No
MC047 | Welcome Centre |  |  |  | MC047-B02/S13 | Zone 3 Room Temp | EN.EN3 Energy Sensor | [6 empty] | S13 | 0 | [7 empty] | Degrees Celsius |  |  | No | No
MC047 | Welcome Centre |  |  |  | MC047-B02/S2 | Dix Module 2 | EN.EN3 Energy Sensor | [6 empty] | S2 | 0 | [10 empty] | No | No
MC047 | Welcome Centre |  |  |  | MC047-B02/S3 | Outside air temperature | EN.EN3 Energy Sensor | [6 empty] | S3 | 0 | [7 empty] | Degrees Celsius |  |  | No | No
MC047 | Welcome Centre |  |  |  | MC047-B02/S4 | Middle Wall sensor | EN.EN3 Energy Sensor | [6 empty] | S4 | 0 | [10 empty] | No | No
MC047 | Welcome Centre |  |  |  | MC047-B02/S5 | East Wall sensor | EN.EN3 Energy Sensor | [6 empty] | S5 | 0 | [10 empty] | No | No
MC047 | Welcome Centre |  |  |  | MC047-B02/S6 | West Wall sensor | EN.EN3 Energy Sensor | [6 empty] | S6 | 0 | [10 empty] | No | No
MC047 | Welcome Centre |  |  |  | MC047-B02/S7 | East Windows Open or closed | EN.EN3 Energy Sensor | [6 empty] | S7 | 0 | [10 empty] | No | No
MC047 | Welcome Centre |  |  |  | MC047-B02/S8 | Centre Windows Open or closed | EN.EN3 Energy Sensor | [6 empty] | S8 | 0 | [10 empty] | No | No
MC047 | Welcome Centre |  |  |  | MC047-B02/S9 | West Windows Open or closed | EN.EN3 Energy Sensor | [6 empty] | S9 | 0 | [10 empty] | No | No
MC047 | Welcome Centre |  |  |  | MC047-B02/V1 |  | EN.EN3 Energy Sensor | [6 empty] | V1 | 0 | [10 empty] | No | No
MC047 | Welcome Centre |  |  |  | MC047-B02/W1 | Summer - Winter | EN.EN3 Energy Sensor | [6 empty] | W1 | 0 | [10 empty] | No | No
MC047 | Welcome Centre |  |  |  | MC047-B02/W2 | Windows Alarms Enable | EN.EN3 Energy Sensor | [6 empty] | W2 | 0 | [10 empty] | No | No
MC047 | Welcome Centre |  |  |  | MC047-B02/W3 | East O R Open | EN.EN3 Energy Sensor | [6 empty] | W3 | 0 | [10 empty] | No | No
MC047 | Welcome Centre |  |  |  | MC047-B02/W4 | East O R Closed | EN.EN3 Energy Sensor | [6 empty] | W4 | 0 | [10 empty] | No | No
MC047 | Welcome Centre |  |  |  | MC047-B02/W5 | Centre O R Open | EN.EN3 Energy Sensor | [6 empty] | W5 | 0 | [10 empty] | No | No
MC047 | Welcome Centre |  |  |  | MC047-B02/W6 | Centre O R Closed | EN.EN3 Energy Sensor | [6 empty] | W6 | 0 | [10 empty] | No | No
MC047 | Welcome Centre |  |  |  | MC047-B02/W7 | West O R Open | EN.EN3 Energy Sensor | [6 empty] | W7 | 0 | [10 empty] | No | No
MC047 | Welcome Centre |  |  |  | MC047-B02/W8 | West O R Closed | EN.EN3 Energy Sensor | [6 empty] | W8 | 0 | [10 empty] | No | No
MC047 | Welcome Centre |  |  |  | MC047-B02/W9 | Office Controls dissable | EN.EN3 Energy Sensor | [6 empty] | W9 | 0 | [10 empty] | No | No
MC047 | Welcome Centre |  |  |  | MC047-B02/Y1 | 4DIX V | EN.EN3 Energy Sensor | [6 empty] | Y1 | 0 | [10 empty] | No | No
MC047 | Welcome Centre |  |  |  | MC047-B02/Y2 | Outside air temperature | EN.EN3 Energy Sensor | [6 empty] | Y2 | 0 | [7 empty] | Degrees Celsius |  |  | No | No
MC047 | Welcome Centre |  |  |  | MC047-B02/Z1 | Windows all zones | EN.EN3 Energy Sensor | [6 empty] | Z1 | 0 | [10 empty] | No | No
MC047 | Welcome Centre |  |  |  | MC047-B02/Z2 | Heating Valve | EN.EN3 Energy Sensor | [6 empty] | Z2 | 0 | [10 empty] | No | No
MC047 | Welcome Centre |  |  |  | MC047-B02/A102 | outside temp offset | EN.EN3 Energy Sensor | [6 empty] | A102 | 0 | [10 empty] | No | No
MC047 | Welcome Centre |  |  |  | MC047-B02/A201 | Zone 1 Room Temp | EN.EN3 Energy Sensor | [6 empty] | A201 | 0 | [7 empty] | Degrees Celsius |  |  | No | No
MC047 | Welcome Centre |  |  |  | MC047-B02/A202 | Zone 2 Room Temp | EN.EN3 Energy Sensor | [6 empty] | A202 | 0 | [7 empty] | Degrees Celsius |  |  | No | No
MC047 | Welcome Centre |  |  |  | MC047-B02/A203 | Zone 3 Room Temp | EN.EN3 Energy Sensor | [6 empty] | A203 | 0 | [7 empty] | Degrees Celsius |  |  | No | No
MC047 | Welcome Centre |  |  |  | MC047-B02/C1 | Virtual CNC 1 | EN.EN3 Energy Sensor | [6 empty] | C1 | 0 | [10 empty] | No | No
MC047 | Welcome Centre |  |  |  | MC047-B02/D1 | East Windows | EN.EN3 Energy Sensor | [6 empty] | D1 | 0 | [10 empty] | No | No
MC047 | Welcome Centre |  |  |  | MC047-B02/D2 | Centre Windows | EN.EN3 Energy Sensor | [6 empty] | D2 | 0 | [10 empty] | No | No
MC047 | Welcome Centre |  |  |  | MC047-B02/D3 | West Windows | EN.EN3 Energy Sensor | [6 empty] | D3 | 0 | [10 empty] | No | No
MC047 | Welcome Centre |  |  |  | MC047-L01/M001 | Conference Centre | EN.EN2 Energy Meter | [6 empty] | 1 | 0 | [7 empty] | kWh |  |  | No | No
MC047 | Welcome Centre |  |  |  | MC047-L01/M002 | Conference Centre | EN.EN2 Energy Meter | [6 empty] | 2 | 0 | [7 empty] | m3 |  |  | No | No
MC077 | Whewell Building | A03 | Plant room |  | MC077-L01 | Data logger: Whewell Building | EN.EN1 Data Logger |  |  |  |  | Multilog G2 | Enercom | 0501983B4300 | 0 |  |  | 10.23.10.149 |  | 00-50-C2-2C-3F-1C
MC077 | Whewell Building |  |  |  | MC077-B01 | BMS Controller: Whewell building | EN.EN4 BMS Controller |  |  |  |  | IQ422 | Trend | {8D697446-4CBD-4B7E-B4D3-3D520F9D2DDB} | 0
MC077 | Whewell Building |  |  |  | MC077-B01/C1 | Virtual CNC 1 | EN.EN3 Energy Sensor | [6 empty] | C1 | 0 | [10 empty] | No | No
MC077 | Whewell Building |  |  |  | MC077-B01/C2 | Virtual CNC 2 | EN.EN3 Energy Sensor | [6 empty] | C2 | 0 | [10 empty] | No | No
MC077 | Whewell Building |  |  |  | MC077-B01/C3 | Virtual CNC 3 | EN.EN3 Energy Sensor | [6 empty] | C3 | 0 | [10 empty] | No | No
MC077 | Whewell Building |  |  |  | MC077-B01/D1 | Heating &amp; HWS | EN.EN3 Energy Sensor | [6 empty] | D1 | 0 | [10 empty] | No | No
MC077 | Whewell Building |  |  |  | MC077-B01/D2 | Works Labs AC Enable | EN.EN3 Energy Sensor | [6 empty] | D2 | 0 | [10 empty] | No | No
MC077 | Whewell Building |  |  |  | MC077-B01/e1 | Alarm Dest 1 | EN.EN3 Energy Sensor | [6 empty] | e1 | 0 | [10 empty] | No | No
MC077 | Whewell Building |  |  |  | MC077-B01/F1 | Function 1 | EN.EN3 Energy Sensor | [6 empty] | F1 | 0 | [10 empty] | No | No
MC077 | Whewell Building |  |  |  | MC077-B01/F10 | Heating demand | EN.EN3 Energy Sensor | [6 empty] | F10 | 0 | [10 empty] | No | No
MC077 | Whewell Building |  |  |  | MC077-B01/F11 | Space low limit | EN.EN3 Energy Sensor | [6 empty] | F11 | 0 | [10 empty] | No | No
MC077 | Whewell Building |  |  |  | MC077-B01/F12 | Works Lab No1 AC Unit | EN.EN3 Energy Sensor | [6 empty] | F12 | 0 | [10 empty] | No | No
MC077 | Whewell Building |  |  |  | MC077-B01/F13 | Works Lab No2 AC Unit | EN.EN3 Energy Sensor | [6 empty] | F13 | 0 | [10 empty] | No | No
MC077 | Whewell Building |  |  |  | MC077-B01/F14 | Works Labs AC select | EN.EN3 Energy Sensor | [6 empty] | F14 | 0 | [10 empty] | No | No
MC077 | Whewell Building |  |  |  | MC077-B01/F15 | Function 15 | EN.EN3 Energy Sensor | [6 empty] | F15 | 0 | [10 empty] | No | No
MC077 | Whewell Building |  |  |  | MC077-B01/F16 | HWS Demand | EN.EN3 Energy Sensor | [6 empty] | F16 | 0 | [10 empty] | No | No
MC077 | Whewell Building |  |  |  | MC077-B01/F17 | Function 17 | EN.EN3 Energy Sensor | [6 empty] | F17 | 0 | [10 empty] | No | No
MC077 | Whewell Building |  |  |  | MC077-B01/F18 | Function 18 | EN.EN3 Energy Sensor | [6 empty] | F18 | 0 | [10 empty] | No | No
MC077 | Whewell Building |  |  |  | MC077-B01/F19 | Function 19 | EN.EN3 Energy Sensor | [6 empty] | F19 | 0 | [10 empty] | No | No
MC077 | Whewell Building |  |  |  | MC077-B01/F2 | Function 2 | EN.EN3 Energy Sensor | [6 empty] | F2 | 0 | [10 empty] | No | No
MC077 | Whewell Building |  |  |  | MC077-B01/F3 | Function 3 | EN.EN3 Energy Sensor | [6 empty] | F3 | 0 | [10 empty] | No | No
MC077 | Whewell Building |  |  |  | MC077-B01/F4 | OAT Eco Off 1=Heating Off | EN.EN3 Energy Sensor | [6 empty] | F4 | 0 | [10 empty] | No | No
MC077 | Whewell Building |  |  |  | MC077-B01/F5 | Function 5 | EN.EN3 Energy Sensor | [6 empty] | F5 | 0 | [10 empty] | No | No
MC077 | Whewell Building |  |  |  | MC077-B01/F6 | 1st stage frost protection | EN.EN3 Energy Sensor | [6 empty] | F6 | 0 | [10 empty] | No | No
MC077 | Whewell Building |  |  |  | MC077-B01/F7 | Function 7 | EN.EN3 Energy Sensor | [6 empty] | F7 | 0 | [10 empty] | No | No
MC077 | Whewell Building |  |  |  | MC077-B01/G1 | HWS Demand | EN.EN3 Energy Sensor | [6 empty] | G1 | 0 | [10 empty] | No | No
MC077 | Whewell Building |  |  |  | MC077-B01/G10 | Logic 10 | EN.EN3 Energy Sensor | [6 empty] | G10 | 0 | [10 empty] | No | No
MC077 | Whewell Building |  |  |  | MC077-B01/G11 | Summer &amp; Holiday | EN.EN3 Energy Sensor | [6 empty] | G11 | 0 | [10 empty] | No | No
MC077 | Whewell Building |  |  |  | MC077-B01/G12 | Hot water service enable | EN.EN3 Energy Sensor | [6 empty] | G12 | 0 | [7 empty] | 0 = Off, 1 = On |  |  | No | No
MC077 | Whewell Building |  |  |  | MC077-B01/G13 | Low Limit &amp; Frost | EN.EN3 Energy Sensor | [6 empty] | G13 | 0 | [10 empty] | No | No
MC077 | Whewell Building |  |  |  | MC077-B01/G14 | Works Lab No1 Air Con Enable | EN.EN3 Energy Sensor | [6 empty] | G14 | 0 | [10 empty] | No | No
MC077 | Whewell Building |  |  |  | MC077-B01/G15 | Works Lab No2 Air Con Enable | EN.EN3 Energy Sensor | [6 empty] | G15 | 0 | [10 empty] | No | No
MC077 | Whewell Building |  |  |  | MC077-B01/G16 | Heating enable | EN.EN3 Energy Sensor | [6 empty] | G16 | 0 | [7 empty] | 0 = Off, 1 = On |  |  | No | No
MC077 | Whewell Building |  |  |  | MC077-B01/G17 | 2nd stage frost protection | EN.EN3 Energy Sensor | [6 empty] | G17 | 0 | [7 empty] | Degrees Celsius |  |  | No | No
MC077 | Whewell Building |  |  |  | MC077-B01/G18 | Logic 18 | EN.EN3 Energy Sensor | [6 empty] | G18 | 0 | [10 empty] | No | No
MC077 | Whewell Building |  |  |  | MC077-B01/G19 | Logic 19 | EN.EN3 Energy Sensor | [6 empty] | G19 | 0 | [10 empty] | No | No
MC077 | Whewell Building |  |  |  | MC077-B01/G2 | Logic 2 | EN.EN3 Energy Sensor | [6 empty] | G2 | 0 | [10 empty] | No | No
MC077 | Whewell Building |  |  |  | MC077-B01/G20 | Summer Mode | EN.EN3 Energy Sensor | [6 empty] | G20 | 0 | [10 empty] | No | No
MC077 | Whewell Building |  |  |  | MC077-B01/G21 | Holiday Mode | EN.EN3 Energy Sensor | [6 empty] | G21 | 0 | [10 empty] | No | No
MC077 | Whewell Building |  |  |  | MC077-B01/G3 | Logic 3 | EN.EN3 Energy Sensor | [6 empty] | G3 | 0 | [10 empty] | No | No
MC077 | Whewell Building |  |  |  | MC077-B01/G4 | Logic 4 | EN.EN3 Energy Sensor | [6 empty] | G4 | 0 | [10 empty] | No | No
MC077 | Whewell Building |  |  |  | MC077-B01/G5 | Logic 5 | EN.EN3 Energy Sensor | [6 empty] | G5 | 0 | [10 empty] | No | No
MC077 | Whewell Building |  |  |  | MC077-B01/G6 | Logic 6 | EN.EN3 Energy Sensor | [6 empty] | G6 | 0 | [10 empty] | No | No
MC077 | Whewell Building |  |  |  | MC077-B01/G7 | Logic 7 | EN.EN3 Energy Sensor | [6 empty] | G7 | 0 | [10 empty] | No | No
MC077 | Whewell Building |  |  |  | MC077-B01/G8 | Logic 8 | EN.EN3 Energy Sensor | [6 empty] | G8 | 0 | [10 empty] | No | No
MC077 | Whewell Building |  |  |  | MC077-B01/G9 | Logic 9 | EN.EN3 Energy Sensor | [6 empty] | G9 | 0 | [10 empty] | No | No
MC077 | Whewell Building |  |  |  | MC077-B01/I2 | Fire Alarm Stsat | EN.EN3 Energy Sensor | [6 empty] | I2 | 0 | [10 empty] | No | No
MC077 | Whewell Building |  |  |  | MC077-B01/I3 | Digital Input 2 | EN.EN3 Energy Sensor | [6 empty] | I3 | 0 | [10 empty] | No | No
MC077 | Whewell Building |  |  |  | MC077-B01/I4 | Digital Input 3 | EN.EN3 Energy Sensor | [6 empty] | I4 | 0 | [10 empty] | No | No
MC077 | Whewell Building |  |  |  | MC077-B01/I5 | Digital Input 4 | EN.EN3 Energy Sensor | [6 empty] | I5 | 0 | [10 empty] | No | No
MC077 | Whewell Building |  |  |  | MC077-B01/K1 | 1st stage frost protection | EN.EN3 Energy Sensor | [6 empty] | K1 | 0 | [10 empty] | No | No
MC077 | Whewell Building |  |  |  | MC077-B01/K3 | Eco Off | EN.EN3 Energy Sensor | [6 empty] | K3 | 0 | [10 empty] | No | No
MC077 | Whewell Building |  |  |  | MC077-B01/K4 | Space Temp SP | EN.EN3 Energy Sensor | [6 empty] | K4 | 0 | [7 empty] | Degrees Celsius |  |  | No | No
MC077 | Whewell Building |  |  |  | MC077-B01/K5 | Hot water service flow temperature | EN.EN3 Energy Sensor | [6 empty] | K5 | 0 | [7 empty] | Degrees Celsius |  |  | No | No
MC077 | Whewell Building |  |  |  | MC077-B01/K6 | Space Temp Low Limit SP | EN.EN3 Energy Sensor | [6 empty] | K6 | 0 | [7 empty] | Degrees Celsius |  |  | No | No
MC077 | Whewell Building |  |  |  | MC077-B01/K7 | 2nd stage frost protection | EN.EN3 Energy Sensor | [6 empty] | K7 | 0 | [7 empty] | Degrees Celsius |  |  | No | No
MC077 | Whewell Building |  |  |  | MC077-B01/K8 | Heat Outside Hold Off | EN.EN3 Energy Sensor | [6 empty] | K8 | 0 | [10 empty] | No | No
MC077 | Whewell Building |  |  |  | MC077-B01/O1 | Heating | EN.EN3 Energy Sensor | [6 empty] | O1 | 0 | [10 empty] | No | No
MC077 | Whewell Building |  |  |  | MC077-B01/P1 | Outside air temperature | EN.EN3 Energy Sensor | [6 empty] | P1 | 0 | [7 empty] | Degrees Celsius |  |  | No | No
MC077 | Whewell Building |  |  |  | MC077-B01/P2 | Space Temperature | EN.EN3 Energy Sensor | [6 empty] | P2 | 0 | [7 empty] | Degrees Celsius |  |  | No | No
MC077 | Whewell Building |  |  |  | MC077-B01/P3 | HWS Temp | EN.EN3 Energy Sensor | [6 empty] | P3 | 0 | [7 empty] | Degrees Celsius |  |  | No | No
MC077 | Whewell Building |  |  |  | MC077-B01/P4 | Memory Allocated | EN.EN3 Energy Sensor | [6 empty] | P4 | 0 | [10 empty] | No | No
MC077 | Whewell Building |  |  |  | MC077-B01/P5 | CPU Usage % | EN.EN3 Energy Sensor | [6 empty] | P5 | 0 | [10 empty] | No | No
MC077 | Whewell Building |  |  |  | MC077-B01/P6 | Memory Usage % | EN.EN3 Energy Sensor | [6 empty] | P6 | 0 | [10 empty] | No | No
MC077 | Whewell Building |  |  |  | MC077-B01/P7 | Seq. Table Execution Time % | EN.EN3 Energy Sensor | [6 empty] | P7 | 0 | [10 empty] | No | No
MC077 | Whewell Building |  |  |  | MC077-B01/P8 | Sensor 5 | EN.EN3 Energy Sensor | [6 empty] | P8 | 0 | [10 empty] | No | No
MC077 | Whewell Building |  |  |  | MC077-B01/Q1 | Sequence Table 1 | EN.EN3 Energy Sensor | [6 empty] | Q1 | 0 | [10 empty] | No | No
MC077 | Whewell Building |  |  |  | MC077-B01/S1 | Outside air temperature | EN.EN3 Energy Sensor | [6 empty] | S1 | 0 | [7 empty] | Degrees Celsius |  |  | No | No
MC077 | Whewell Building |  |  |  | MC077-B01/S2 | Space Temperature | EN.EN3 Energy Sensor | [6 empty] | S2 | 0 | [7 empty] | Degrees Celsius |  |  | No | No
MC077 | Whewell Building |  |  |  | MC077-B01/S3 | HWS Temp | EN.EN3 Energy Sensor | [6 empty] | S3 | 0 | [7 empty] | Degrees Celsius |  |  | No | No
MC077 | Whewell Building |  |  |  | MC077-B01/S4 | 4 Dix Unit | EN.EN3 Energy Sensor | [6 empty] | S4 | 0 | [10 empty] | No | No
MC077 | Whewell Building |  |  |  | MC077-B01/S5 | Heating enable | EN.EN3 Energy Sensor | [6 empty] | S5 | 0 | [7 empty] | 0 = Off, 1 = On |  |  | No | No
MC077 | Whewell Building |  |  |  | MC077-B01/U1 |  | EN.EN3 Energy Sensor | [6 empty] | U1 | 0 | [10 empty] | No | No
MC077 | Whewell Building |  |  |  | MC077-B01/U2 |  | EN.EN3 Energy Sensor | [6 empty] | U2 | 0 | [10 empty] | No | No
MC077 | Whewell Building |  |  |  | MC077-B01/U3 |  | EN.EN3 Energy Sensor | [6 empty] | U3 | 0 | [10 empty] | No | No
MC077 | Whewell Building |  |  |  | MC077-B01/U4 |  | EN.EN3 Energy Sensor | [6 empty] | U4 | 0 | [10 empty] | No | No
MC077 | Whewell Building |  |  |  | MC077-B01/V1 |  | EN.EN3 Energy Sensor | [6 empty] | V1 | 0 | [10 empty] | No | No
MC077 | Whewell Building |  |  |  | MC077-B01/W1 | Works Lab No1 Auto-Off. 1=Auto | EN.EN3 Energy Sensor | [6 empty] | W1 | 0 | [10 empty] | No | No
MC077 | Whewell Building |  |  |  | MC077-B01/W2 | Works Lab No2 Auto-Off. 1=Auto | EN.EN3 Energy Sensor | [6 empty] | W2 | 0 | [10 empty] | No | No
MC077 | Whewell Building |  |  |  | MC077-B01/W3 | Summer Switch On=Sum | EN.EN3 Energy Sensor | [6 empty] | W3 | 0 | [10 empty] | No | No
MC077 | Whewell Building |  |  |  | MC077-B01/W5 | Holiday Switch On= Hol | EN.EN3 Energy Sensor | [6 empty] | W5 | 0 | [10 empty] | No | No
MC077 | Whewell Building |  |  |  | MC077-B01/W6 | AC Summer Op Only=On | EN.EN3 Energy Sensor | [6 empty] | W6 | 0 | [10 empty] | No | No
MC077 | Whewell Building |  |  |  | MC077-B01/Y1 | Outside air temperature | EN.EN3 Energy Sensor | [6 empty] | Y1 | 0 | [7 empty] | Degrees Celsius |  |  | No | No
MC077 | Whewell Building |  |  |  | MC077-B01/Y2 | Room temperature | EN.EN3 Energy Sensor | [6 empty] | Y2 | 0 | [7 empty] | Degrees Celsius |  |  | No | No
MC077 | Whewell Building |  |  |  | MC077-B01/Y3 | Thermistor TBTI | EN.EN3 Energy Sensor | [6 empty] | Y3 | 0 | [7 empty] | Degrees Celsius |  |  | No | No
MC077 | Whewell Building |  |  |  | MC077-B01/Y4 | 4DIX V Sontay | EN.EN3 Energy Sensor | [6 empty] | Y4 | 0 | [10 empty] | No | No
MC077 | Whewell Building |  |  |  | MC077-B01/Z1 | Heating Time Zone | EN.EN3 Energy Sensor | [6 empty] | Z1 | 0 | [10 empty] | No | No
MC077 | Whewell Building |  |  |  | MC077-B01/Z2 | HWS Time Zone | EN.EN3 Energy Sensor | [6 empty] | Z2 | 0 | [10 empty] | No | No
MC077 | Whewell Building |  |  |  | MC077-B01/Z3 | Works Lab No1 Air Conditioning | EN.EN3 Energy Sensor | [6 empty] | Z3 | 0 | [10 empty] | No | No
MC077 | Whewell Building |  |  |  | MC077-B01/Z4 | Works Lab No2 Air Conditioning | EN.EN3 Energy Sensor | [6 empty] | Z4 | 0 | [10 empty] | No | No
MC077 | Whewell Building |  |  |  | MC077-B01/Z5 | Whewell Bldg Summer Time Zone | EN.EN3 Energy Sensor | [6 empty] | Z5 | 0 | [10 empty] | No | No
MC077 | Whewell Building |  |  |  | MC077-B01/Z6 | Whewell Bldg Holiday Time Zone | EN.EN3 Energy Sensor | [6 empty] | Z6 | 0 | [10 empty] | No | No
MC077 | Whewell Building |  |  |  | MC077-L01/M001 | Whewell Building | EN.EN2 Energy Meter | [6 empty] | 1 | 0 | [7 empty] | kWh |  |  | No | No
MC077 | Whewell Building |  |  |  | MC077-L01/M002 | Whewell Building | EN.EN2 Energy Meter | [6 empty] | 2 | 0 | [10 empty] | No | No
OC011 | Wind Turbine |  |  |  | OC011-L99 | Data logger: Wind Turbine | EN.EN1 Data Logger | [7 empty] | 0