## Sheet1
BuildingNo. | Building | Locations.Space.Space number | Space Name | Additional Location Info | Code | Description | Classification Group | Record | HVAC Ref | Element Description | Servicable Area | Model | Make | EIS ID | Logger Channel | Logger Upstream Comms Target | Logger Modem Serial Number | Logger IP Address | Logger Serial Number | Logger MAC Address | Logger SIM | Meter Pulse Value | Meter Units | Meter Capacity | Network Point ID | Tenant Meter.Name | Fiscal Meter.Name | EIS Space.Space number | Utility Type.Name
AP000 | Alexandra Park | A0 | Whole Site |  | AP000-L01 | Data logger: Alexandra Park | EN.EN1 Data Logger |  |  |  |  | Multilog G2 | Enercom | 050157C7ED00 | 0 |  |  | 10.23.9.39 |  | 00-50-C2-2C-3E-43
AP000 | Alexandra Park | A0 | Whole Site |  | AP000-L02 | Data logger: Alexandra Park | EN.EN1 Data Logger |  |  |  |  | Multilog G2 | Enercom | 37475126 | 0
AP000 | Alexandra Park | A0 | Whole Site |  | AP000-L03 | Data logger: Alexandra Park | EN.EN1 Data Logger |  |  |  |  | Multilog G2 | Enercom | 48015355 | 0
AP000 | Alexandra Park |  |  |  | AP000-L01/M001 |  | EN.EN2 Energy Meter | [6 empty] | 1 | 0 | [10 empty] | No | No
AP000 | Alexandra Park |  |  |  | AP000-L02/M001 | Graduate House 1-11 | EN.EN2 Energy Meter | [6 empty] | 1 | 0 | [10 empty] | No | No
AP000 | Alexandra Park |  |  |  | AP000-L02/M002 | Alex Park Main | EN.EN2 Energy Meter | [6 empty] | 2 | 0 | [10 empty] | No | No
AP000 | Alexandra Park |  |  |  | AP000-L03/M001 |  | EN.EN2 Energy Meter | [6 empty] | 1 | 0 | [10 empty] | No | No
AP000 | Alexandra Park |  |  |  | AP000-L03/M002 |  | EN.EN2 Energy Meter | [6 empty] | 2 | 0 | [10 empty] | No | No
AP057 | Alexandra Park Laundrette | A0 | Whole Building |  | AP057-L01 | Data logger: Alexandra Park Laundrette | EN.EN1 Data Logger |  |  |  |  | Multilog G2 | Enercom | 050157C16100 | 0 |  |  | 80.93.175.91:40455
AP057 | Alexandra Park Laundrette |  |  |  | AP057-L01/M001 | Cartmel Laundrette | EN.EN2 Energy Meter | [6 empty] | 1 | 0 | [10 empty] | Yes | No
AP057 | Alexandra Park Laundrette |  |  |  | AP057-L01/M002 | Cartmel Laundrette | EN.EN2 Energy Meter | [6 empty] | 2 | 0 | [10 empty] | Yes | No
AP057 | Alexandra Park Laundrette |  |  |  | AP057-L01/M003 | Cartmel Laundrette | EN.EN2 Energy Meter | [6 empty] | 3 | 0 | [10 empty] | Yes | No
MC003 | Bailrigg House |  |  |  | MC003-L01 | Data logger: Bailrigg House | EN.EN1 Data Logger |  |  |  |  | Multilog G2 | Enercom | 050157C0F200 | 0
MC003 | Bailrigg House |  |  |  | MC003-L02 | Data logger: Bailrigg House | EN.EN1 Data Logger |  |  |  |  | Multilog G2 | Enercom | 050157C99B00 | 0
MC003 | Bailrigg House |  |  |  | MC003-B01 | BMS Controller: Bailrigg House | EN.EN4 BMS Controller |  |  |  |  | IQ3xact12 | Trend | B2D69F4A-1757-43A5-BCA1-F9724D6E5ACF | 0
MC003 | Bailrigg House |  |  |  | MC003-L01/M001 | Bailrigg House | EN.EN2 Energy Meter | [6 empty] | 1 | 0 | [10 empty] | No | No
MC003 | Bailrigg House |  |  |  | MC003-L01/M002 | Bailrigg House | EN.EN2 Energy Meter | [6 empty] | 2 | 0 | [10 empty] | No | No
MC003 | Bailrigg House |  |  |  | MC003-L02/M001 | Bailrigg House | EN.EN2 Energy Meter | [6 empty] | 1 | 0 | [10 empty] | No | No
MC003 | Bailrigg House |  |  |  | MC003-B01/C1 | Virtual CNC 1 | EN.EN3 Energy Sensor | [6 empty] | C1 | 0 | [10 empty] | No | No
MC003 | Bailrigg House |  |  |  | MC003-B01/D1 | Heating pumps | EN.EN3 Energy Sensor | [6 empty] | D1 | 0 | [10 empty] | No | No
MC003 | Bailrigg House |  |  |  | MC003-B01/D2 | Gas Boilers | EN.EN3 Energy Sensor | [6 empty] | D2 | 0 | [10 empty] | No | No
MC003 | Bailrigg House |  |  |  | MC003-B01/D3 | Destat Pump | EN.EN3 Energy Sensor | [6 empty] | D3 | 0 | [10 empty] | No | No
MC003 | Bailrigg House |  |  |  | MC003-B01/D4 | Heating Valve | EN.EN3 Energy Sensor | [6 empty] | D4 | 0 | [10 empty] | No | No
MC003 | Bailrigg House |  |  |  | MC003-B01/D6 | Immersion + Valve | EN.EN3 Energy Sensor | [6 empty] | D6 | 0 | [10 empty] | No | No
MC003 | Bailrigg House |  |  |  | MC003-B01/Y1 | Trend Thermistor TB | EN.EN3 Energy Sensor | [6 empty] | Y1 | 0 | [10 empty] | No | No
MC003 | Bailrigg House |  |  |  | MC003-B01/Z1 | Heating | EN.EN3 Energy Sensor | [6 empty] | Z1 | 0 | [10 empty] | No | No
MC003 | Bailrigg House |  |  |  | MC003-B01/Z2 | HWS Times | EN.EN3 Energy Sensor | [6 empty] | Z2 | 0 | [10 empty] | No | No
MC003 | Bailrigg House |  |  |  | MC003-B01/Z3 | Destrat Pump | EN.EN3 Energy Sensor | [6 empty] | Z3 | 0 | [10 empty] | No | No
MC003 | Bailrigg House |  |  |  | MC003-B01/S8 | Immersion heater hoursr run total | EN.EN3 Energy Sensor | [6 empty] | S8 | 0 | [10 empty] | No | No
MC003 | Bailrigg House |  |  |  | MC003-B01/V1 |  | EN.EN3 Energy Sensor | [6 empty] | V1 | 0 | [10 empty] | No | No
MC003 | Bailrigg House |  |  |  | MC003-B01/V2 |  | EN.EN3 Energy Sensor | [6 empty] | V2 | 0 | [10 empty] | No | No
MC003 | Bailrigg House |  |  |  | MC003-B01/V3 |  | EN.EN3 Energy Sensor | [6 empty] | V3 | 0 | [10 empty] | No | No
MC003 | Bailrigg House |  |  |  | MC003-B01/W1 | Summer Winter | EN.EN3 Energy Sensor | [6 empty] | W1 | 0 | [10 empty] | No | No
MC003 | Bailrigg House |  |  |  | MC003-B01/W3 | Triad switch | EN.EN3 Energy Sensor | [6 empty] | W3 | 0 | [10 empty] | No | No
MC003 | Bailrigg House |  |  |  | MC003-B01/S1 | Vt Flow | EN.EN3 Energy Sensor | [6 empty] | S1 | 0 | [10 empty] | No | No
MC003 | Bailrigg House |  |  |  | MC003-B01/S10 | Valve Position | EN.EN3 Energy Sensor | [6 empty] | S10 | 0 | [10 empty] | No | No
MC003 | Bailrigg House |  |  |  | MC003-B01/S2 | Boiler Flow | EN.EN3 Energy Sensor | [6 empty] | S2 | 0 | [10 empty] | No | No
MC003 | Bailrigg House |  |  |  | MC003-B01/S3 | HWS Temp | EN.EN3 Energy Sensor | [6 empty] | S3 | 0 | [10 empty] | No | No
MC003 | Bailrigg House |  |  |  | MC003-B01/S4 | Outside air temperature | EN.EN3 Energy Sensor | [6 empty] | S4 | 0 | [10 empty] | No | No
MC003 | Bailrigg House |  |  |  | MC003-B01/S7 | Immersion heater hours run | EN.EN3 Energy Sensor | [6 empty] | S7 | 0 | [10 empty] | No | No
MC003 | Bailrigg House |  |  |  | MC003-B01/P3 | HWS Temp | EN.EN3 Energy Sensor | [6 empty] | P3 | 0 | [10 empty] | No | No
MC003 | Bailrigg House |  |  |  | MC003-B01/P4 | Outside air temperature | EN.EN3 Energy Sensor | [6 empty] | P4 | 0 | [10 empty] | No | No
MC003 | Bailrigg House |  |  |  | MC003-B01/P6 | Immersion heater hours run | EN.EN3 Energy Sensor | [6 empty] | P6 | 0 | [10 empty] | No | No
MC003 | Bailrigg House |  |  |  | MC003-B01/P7 | Immersion heater hoursr run total | EN.EN3 Energy Sensor | [6 empty] | P7 | 0 | [10 empty] | No | No
MC003 | Bailrigg House |  |  |  | MC003-B01/P8 | Valve Position | EN.EN3 Energy Sensor | [6 empty] | P8 | 0 | [10 empty] | No | No
MC003 | Bailrigg House |  |  |  | MC003-B01/Q1 | Sequence Table 1 | EN.EN3 Energy Sensor | [6 empty] | Q1 | 0 | [10 empty] | No | No
MC003 | Bailrigg House |  |  |  | MC003-B01/K7 | Boiler fail alarm limit | EN.EN3 Energy Sensor | [6 empty] | K7 | 0 | [10 empty] | No | No
MC003 | Bailrigg House |  |  |  | MC003-B01/K8 | Boiler fail alarm timer | EN.EN3 Energy Sensor | [6 empty] | K8 | 0 | [10 empty] | No | No
MC003 | Bailrigg House |  |  |  | MC003-B01/L1 | Heating Valve | EN.EN3 Energy Sensor | [6 empty] | L1 | 0 | [10 empty] | No | No
MC003 | Bailrigg House |  |  |  | MC003-B01/n1 | TREND_04_63_82 | EN.EN3 Energy Sensor | [6 empty] | n1 | 0 | [10 empty] | No | No
MC003 | Bailrigg House |  |  |  | MC003-B01/P1 | Outside Temp | EN.EN3 Energy Sensor | [6 empty] | P1 | 0 | [10 empty] | No | No
MC003 | Bailrigg House |  |  |  | MC003-B01/P2 | Heating Flow | EN.EN3 Energy Sensor | [6 empty] | P2 | 0 | [10 empty] | No | No
MC003 | Bailrigg House |  |  |  | MC003-B01/K1 | OAT Eco SPA | EN.EN3 Energy Sensor | [6 empty] | K1 | 0 | [10 empty] | No | No
MC003 | Bailrigg House |  |  |  | MC003-B01/K2 | Hot water service setpoint | EN.EN3 Energy Sensor | [6 empty] | K2 | 0 | [10 empty] | No | No
MC003 | Bailrigg House |  |  |  | MC003-B01/K3 | Heating setpoint | EN.EN3 Energy Sensor | [6 empty] | K3 | 0 | [10 empty] | No | No
MC003 | Bailrigg House |  |  |  | MC003-B01/K4 | Knob 4 | EN.EN3 Energy Sensor | [6 empty] | K4 | 0 | [10 empty] | No | No
MC003 | Bailrigg House |  |  |  | MC003-B01/K5 | 1st stage frost protection | EN.EN3 Energy Sensor | [6 empty] | K5 | 0 | [10 empty] | No | No
MC003 | Bailrigg House |  |  |  | MC003-B01/K6 | 2nd stage frost protection | EN.EN3 Energy Sensor | [6 empty] | K6 | 0 | [10 empty] | No | No
MC003 | Bailrigg House |  |  |  | MC003-B01/G9 | Logic 9 | EN.EN3 Energy Sensor | [6 empty] | G9 | 0 | [10 empty] | No | No
MC003 | Bailrigg House |  |  |  | MC003-B01/I1 | Destrat Fault | EN.EN3 Energy Sensor | [6 empty] | I1 | 0 | [10 empty] | No | No
MC003 | Bailrigg House |  |  |  | MC003-B01/I2 | Heating Test SW | EN.EN3 Energy Sensor | [6 empty] | I2 | 0 | [10 empty] | No | No
MC003 | Bailrigg House |  |  |  | MC003-B01/I3 | Hot water service valve | EN.EN3 Energy Sensor | [6 empty] | I3 | 0 | [10 empty] | No | No
MC003 | Bailrigg House |  |  |  | MC003-B01/I4 | Boiler Failed | EN.EN3 Energy Sensor | [6 empty] | I4 | 0 | [10 empty] | No | No
MC003 | Bailrigg House |  |  |  | MC003-B01/I5 | Heating water available | EN.EN3 Energy Sensor | [6 empty] | I5 | 0 | [10 empty] | No | No
MC003 | Bailrigg House |  |  |  | MC003-B01/G3 | Boiler 5 sec delay On | EN.EN3 Energy Sensor | [6 empty] | G3 | 0 | [10 empty] | No | No
MC003 | Bailrigg House |  |  |  | MC003-B01/G4 | Logic 4 | EN.EN3 Energy Sensor | [6 empty] | G4 | 0 | [10 empty] | No | No
MC003 | Bailrigg House |  |  |  | MC003-B01/G5 | Immersion Demand | EN.EN3 Energy Sensor | [6 empty] | G5 | 0 | [10 empty] | No | No
MC003 | Bailrigg House |  |  |  | MC003-B01/G6 | OS Eco Active | EN.EN3 Energy Sensor | [6 empty] | G6 | 0 | [10 empty] | No | No
MC003 | Bailrigg House |  |  |  | MC003-B01/G7 | Immersion heater hours run | EN.EN3 Energy Sensor | [6 empty] | G7 | 0 | [10 empty] | No | No
MC003 | Bailrigg House |  |  |  | MC003-B01/G8 | Immersion heater hours run | EN.EN3 Energy Sensor | [6 empty] | G8 | 0 | [10 empty] | No | No
MC003 | Bailrigg House |  |  |  | MC003-B01/G17 | Logic 17 | EN.EN3 Energy Sensor | [6 empty] | G17 | 0 | [10 empty] | No | No
MC003 | Bailrigg House |  |  |  | MC003-B01/G18 | Logic 18 | EN.EN3 Energy Sensor | [6 empty] | G18 | 0 | [10 empty] | No | No
MC003 | Bailrigg House |  |  |  | MC003-B01/G19 | Logic 19 | EN.EN3 Energy Sensor | [6 empty] | G19 | 0 | [10 empty] | No | No
MC003 | Bailrigg House |  |  |  | MC003-B01/G2 | 15 Min Delay | EN.EN3 Energy Sensor | [6 empty] | G2 | 0 | [10 empty] | No | No
MC003 | Bailrigg House |  |  |  | MC003-B01/G20 | Logic 20 | EN.EN3 Energy Sensor | [6 empty] | G20 | 0 | [10 empty] | No | No
MC003 | Bailrigg House |  |  |  | MC003-B01/G21 | Logic 21 | EN.EN3 Energy Sensor | [6 empty] | G21 | 0 | [10 empty] | No | No
MC003 | Bailrigg House |  |  |  | MC003-B01/G1 | Logic 1 | EN.EN3 Energy Sensor | [6 empty] | G1 | 0 | [10 empty] | No | No
MC003 | Bailrigg House |  |  |  | MC003-B01/G10 | Logic 10 | EN.EN3 Energy Sensor | [6 empty] | G10 | 0 | [10 empty] | No | No
MC003 | Bailrigg House |  |  |  | MC003-B01/G11 | Logic 11 | EN.EN3 Energy Sensor | [6 empty] | G11 | 0 | [10 empty] | No | No
MC003 | Bailrigg House |  |  |  | MC003-B01/G13 | 2nd Stage Frost Active | EN.EN3 Energy Sensor | [6 empty] | G13 | 0 | [10 empty] | No | No
MC003 | Bailrigg House |  |  |  | MC003-B01/G14 | 1st stage frost active | EN.EN3 Energy Sensor | [6 empty] | G14 | 0 | [10 empty] | No | No
MC003 | Bailrigg House |  |  |  | MC003-B01/G15 | Logic 15 | EN.EN3 Energy Sensor | [6 empty] | G15 | 0 | [10 empty] | No | No
MC003 | Bailrigg House |  |  |  | MC003-B01/F4 | Immersion Hws | EN.EN3 Energy Sensor | [6 empty] | F4 | 0 | [10 empty] | No | No
MC003 | Bailrigg House |  |  |  | MC003-B01/F5 | Function 5 | EN.EN3 Energy Sensor | [6 empty] | F5 | 0 | [10 empty] | No | No
MC003 | Bailrigg House |  |  |  | MC003-B01/F6 | Function 6 | EN.EN3 Energy Sensor | [6 empty] | F6 | 0 | [10 empty] | No | No
MC003 | Bailrigg House |  |  |  | MC003-B01/F7 | Function 7 | EN.EN3 Energy Sensor | [6 empty] | F7 | 0 | [10 empty] | No | No
MC003 | Bailrigg House |  |  |  | MC003-B01/F8 | Function 8 | EN.EN3 Energy Sensor | [6 empty] | F8 | 0 | [10 empty] | No | No
MC003 | Bailrigg House |  |  |  | MC003-B01/F9 | Function 9 | EN.EN3 Energy Sensor | [6 empty] | F9 | 0 | [10 empty] | No | No
MC003 | Bailrigg House |  |  |  | MC003-B01/F16 | Function 16 | EN.EN3 Energy Sensor | [6 empty] | F16 | 0 | [10 empty] | No | No
MC003 | Bailrigg House |  |  |  | MC003-B01/F17 | Function 17 | EN.EN3 Energy Sensor | [6 empty] | F17 | 0 | [10 empty] | No | No
MC003 | Bailrigg House |  |  |  | MC003-B01/F18 | Function 18 | EN.EN3 Energy Sensor | [6 empty] | F18 | 0 | [10 empty] | No | No
MC003 | Bailrigg House |  |  |  | MC003-B01/F19 | 1 hour | EN.EN3 Energy Sensor | [6 empty] | F19 | 0 | [10 empty] | No | No
MC003 | Bailrigg House |  |  |  | MC003-B01/F2 | Function 2 | EN.EN3 Energy Sensor | [6 empty] | F2 | 0 | [10 empty] | No | No
MC003 | Bailrigg House |  |  |  | MC003-B01/F3 | Heating hws | EN.EN3 Energy Sensor | [6 empty] | F3 | 0 | [10 empty] | No | No
MC003 | Bailrigg House |  |  |  | MC003-B01/D7 | Immersion Ind | EN.EN3 Energy Sensor | [6 empty] | D7 | 0 | [10 empty] | No | No
MC003 | Bailrigg House |  |  |  | MC003-B01/F1 | Function 1 | EN.EN3 Energy Sensor | [6 empty] | F1 | 0 | [10 empty] | No | No
MC003 | Bailrigg House |  |  |  | MC003-B01/F12 | Function 12 | EN.EN3 Energy Sensor | [6 empty] | F12 | 0 | [10 empty] | No | No
MC003 | Bailrigg House |  |  |  | MC003-B01/F13 | OS Frost | EN.EN3 Energy Sensor | [6 empty] | F13 | 0 | [10 empty] | No | No
MC003 | Bailrigg House |  |  |  | MC003-B01/F14 | Function 14 | EN.EN3 Energy Sensor | [6 empty] | F14 | 0 | [10 empty] | No | No
MC003 | Bailrigg House |  |  |  | MC003-B01/F15 | Function 15 | EN.EN3 Energy Sensor | [6 empty] | F15 | 0 | [10 empty] | No | No
AP081 | Barker House Farm | A64 | Service Riser |  | AP081-L01 | Data logger: Barker House Farm | EN.EN1 Data Logger |  |  |  |  | Multilog G2 | Enercom | 050157C09600 | 0 |  |  | 10.23.9.41 |  | 00-50-C2-2C-3D-17
AP081 | Barker House Farm |  |  |  | AP081-L01/M001 | Barker House Farm | EN.EN2 Energy Meter | [6 empty] | 1 | 0 | [10 empty] | No | No
AP081 | Barker House Farm |  |  |  | AP081-L01/M002 | Barker House Farm | EN.EN2 Energy Meter | [6 empty] | 2 | 0 | [10 empty] | No | No
AP081 | Barker House Farm |  |  |  | AP081-L01/M003 | Barker House Farm | EN.EN2 Energy Meter | [6 empty] | 3 | 0 | [10 empty] | No | No
MC007 | Bigforth Farm | A0 | Whole Building |  | MC007-L01 | Data logger: Bigforth Barn | EN.EN1 Data Logger |  |  |  |  | Multilog G3 | Enercom | 050157C13D00 | 0 |  |  | 10.23.14.101 |  | 00-50-C2-2C-3F-01
MC007 | Bigforth Farm |  |  |  | MC007-L01/M001 | Bigforth Barn | EN.EN2 Energy Meter | [6 empty] | 1 | 0 | [10 empty] | No | No
MC007 | Bigforth Farm |  |  |  | MC007-L01/M002 | Bigforth Barn | EN.EN2 Energy Meter | [6 empty] | 2 | 0 | [10 empty] | No | No
MC007 | Bigforth Farm |  |  |  | MC007-L01/M003 | BBQ | EN.EN2 Energy Meter | [6 empty] | 3 | 0 | [10 empty] | No | No
MC030 | Bowland Annexe | A001 | Plant room |  | MC030-L01 | Data logger: Bowland Annexe | EN.EN1 Data Logger |  |  |  |  | Multilog G2 | Enercom | 050157C97800 | 0 |  |  | 10.23.11.40 |  | 00-50-C2-2C-3F-0F
MC030 | Bowland Annexe | A017 | Electrical cupboard |  | MC030-L02 | Data logger: Bowland Annexe | EN.EN1 Data Logger |  |  |  |  | Multilog G2 | Enercom | 050157B28000 | 0
MC030 | Bowland Annexe |  |  |  | MC030-B01 | BMS Controller: Bowland Annexe | EN.EN4 BMS Controller |  |  |  |  | IQ3xcite96 | Trend | FE0BB1FD-874A-414D-A62A-C7177273F35B | 0
MC030 | Bowland Annexe |  |  |  | MC030-L01/M001 |  | EN.EN2 Energy Meter | [6 empty] | 1 | 0 | [10 empty] | No | No
MC030 | Bowland Annexe |  |  |  | MC030-L01/M002 |  | EN.EN2 Energy Meter | [6 empty] | 2 | 0 | [10 empty] | No | No
MC030 | Bowland Annexe |  |  |  | MC030-L01/M003 |  | EN.EN2 Energy Meter | [6 empty] | 3 | 0 | [10 empty] | No | No
MC030 | Bowland Annexe |  |  |  | MC030-L01/M004 | Bowland Annexe | EN.EN2 Energy Meter | [6 empty] | 4 | 0 | [10 empty] | No | No
MC030 | Bowland Annexe |  |  |  | MC030-L01/M005 | Bowland Annexe | EN.EN2 Energy Meter | [6 empty] | 5 | 0 | [10 empty] | No | No
MC030 | Bowland Annexe |  |  |  | MC030-L01/M006 | Bowland Annex No.2 Immersion heater | EN.EN2 Energy Meter | [6 empty] | 6 | 0 | [10 empty] | No | No
MC030 | Bowland Annexe |  |  |  | MC030-L01/M007 | Bowland Annex No.1 Immersion heater | EN.EN2 Energy Meter | [6 empty] | 7 | 0 | [10 empty] | No | No
MC030 | Bowland Annexe |  |  |  | MC030-L01/M008 | Bowland Ash prayer room | EN.EN2 Energy Meter | [6 empty] | 8 | 0 | [10 empty] | No | No
MC030 | Bowland Annexe |  |  |  | MC030-L02/M001 |  | EN.EN2 Energy Meter | [6 empty] | 1 | 0 | [10 empty] | No | No
MC030 | Bowland Annexe |  |  |  | MC030-B01/C1 | Virtual CNC 1 | EN.EN3 Energy Sensor | [6 empty] | C1 | 0 | [10 empty] | No | No
MC030 | Bowland Annexe |  |  |  | MC030-B01/D1 | Heating Pump 1 or 2 | EN.EN3 Energy Sensor | [6 empty] | D1 | 0 | [10 empty] | No | No
MC030 | Bowland Annexe |  |  |  | MC030-B01/D2 | Boiler Primary Secondary Pumps | EN.EN3 Energy Sensor | [6 empty] | D2 | 0 | [10 empty] | No | No
MC030 | Bowland Annexe |  |  |  | MC030-B01/e1 | Supervisor | EN.EN3 Energy Sensor | [6 empty] | e1 | 0 | [10 empty] | No | No
MC030 | Bowland Annexe |  |  |  | MC030-B01/F1 | Average Space Temp | EN.EN3 Energy Sensor | [6 empty] | F1 | 0 | [10 empty] | No | No
MC030 | Bowland Annexe |  |  |  | MC030-B01/F10 | Function 10 | EN.EN3 Energy Sensor | [6 empty] | F10 | 0 | [10 empty] | No | No
MC030 | Bowland Annexe |  |  |  | MC030-B01/Y2 | Trend T -20+50 | EN.EN3 Energy Sensor | [6 empty] | Y2 | 0 | [10 empty] | No | No
MC030 | Bowland Annexe |  |  |  | MC030-B01/Z1 | Bowland AnX Heating Pump 1or2 | EN.EN3 Energy Sensor | [6 empty] | Z1 | 0 | [10 empty] | No | No
MC030 | Bowland Annexe |  |  |  | MC030-B01/Z2 | Bowland DHWS | EN.EN3 Energy Sensor | [6 empty] | Z2 | 0 | [10 empty] | No | No
MC030 | Bowland Annexe |  |  |  | MC030-B01/Z3 | Triad Time | EN.EN3 Energy Sensor | [6 empty] | Z3 | 0 | [10 empty] | No | No
MC030 | Bowland Annexe |  |  |  | MC030-B01/Z4 | Residences time program | EN.EN3 Energy Sensor | [6 empty] | Z4 | 0 | [10 empty] | No | No
MC030 | Bowland Annexe |  |  |  | MC030-B01/U2 | Trevor | EN.EN3 Energy Sensor | [6 empty] | U2 | 0 | [10 empty] | No | No
MC030 | Bowland Annexe |  |  |  | MC030-B01/V1 |  | EN.EN3 Energy Sensor | [6 empty] | V1 | 0 | [10 empty] | No | No
MC030 | Bowland Annexe |  |  |  | MC030-B01/W1 | Summer Winter W=1 | EN.EN3 Energy Sensor | [6 empty] | W1 | 0 | [10 empty] | No | No
MC030 | Bowland Annexe |  |  |  | MC030-B01/W2 | Manual Security Time Pulse | EN.EN3 Energy Sensor | [6 empty] | W2 | 0 | [10 empty] | No | No
MC030 | Bowland Annexe |  |  |  | MC030-B01/W3 | Triad Shutdown Plant enable | EN.EN3 Energy Sensor | [6 empty] | W3 | 0 | [10 empty] | No | No
MC030 | Bowland Annexe |  |  |  | MC030-B01/Y1 | 10K3A1 | EN.EN3 Energy Sensor | [6 empty] | Y1 | 0 | [10 empty] | No | No
MC030 | Bowland Annexe |  |  |  | MC030-B01/S2 | Room D340 Temp | EN.EN3 Energy Sensor | [6 empty] | S2 | 0 | [10 empty] | No | No
MC030 | Bowland Annexe |  |  |  | MC030-B01/S3 | HWS Temp | EN.EN3 Energy Sensor | [6 empty] | S3 | 0 | [10 empty] | No | No
MC030 | Bowland Annexe |  |  |  | MC030-B01/S4 | Heating Temp Flow | EN.EN3 Energy Sensor | [6 empty] | S4 | 0 | [10 empty] | No | No
MC030 | Bowland Annexe |  |  |  | MC030-B01/S5 | Heating Temp Return | EN.EN3 Energy Sensor | [6 empty] | S5 | 0 | [10 empty] | No | No
MC030 | Bowland Annexe |  |  |  | MC030-B01/S6 | Outside air temperature | EN.EN3 Energy Sensor | [6 empty] | S6 | 0 | [10 empty] | No | No
MC030 | Bowland Annexe |  |  |  | MC030-B01/U1 | bts | EN.EN3 Energy Sensor | [6 empty] | U1 | 0 | [10 empty] | No | No
MC030 | Bowland Annexe |  |  |  | MC030-B01/P3 | Sensor 3 | EN.EN3 Energy Sensor | [6 empty] | P3 | 0 | [10 empty] | No | No
MC030 | Bowland Annexe |  |  |  | MC030-B01/P4 | Sensor 4 | EN.EN3 Energy Sensor | [6 empty] | P4 | 0 | [10 empty] | No | No
MC030 | Bowland Annexe |  |  |  | MC030-B01/P5 | Sensor 5 | EN.EN3 Energy Sensor | [6 empty] | P5 | 0 | [10 empty] | No | No
MC030 | Bowland Annexe |  |  |  | MC030-B01/P6 | Outside air temperature | EN.EN3 Energy Sensor | [6 empty] | P6 | 0 | [10 empty] | No | No
MC030 | Bowland Annexe |  |  |  | MC030-B01/Q1 | Sequence Table 1 | EN.EN3 Energy Sensor | [6 empty] | Q1 | 0 | [10 empty] | No | No
MC030 | Bowland Annexe |  |  |  | MC030-B01/S1 | Room A19 Temp | EN.EN3 Energy Sensor | [6 empty] | S1 | 0 | [10 empty] | No | No
MC030 | Bowland Annexe |  |  |  | MC030-B01/n1 | TREND_04_6E_A4 | EN.EN3 Energy Sensor | [6 empty] | n1 | 0 | [10 empty] | No | No
MC030 | Bowland Annexe |  |  |  | MC030-B01/o1 | Alarm Route 1 | EN.EN3 Energy Sensor | [6 empty] | o1 | 0 | [10 empty] | No | No
MC030 | Bowland Annexe |  |  |  | MC030-B01/o2 | Alarm Route 2 | EN.EN3 Energy Sensor | [6 empty] | o2 | 0 | [10 empty] | No | No
MC030 | Bowland Annexe |  |  |  | MC030-B01/o3 | Alarm Route 3 | EN.EN3 Energy Sensor | [6 empty] | o3 | 0 | [10 empty] | No | No
MC030 | Bowland Annexe |  |  |  | MC030-B01/P1 | Sensor 1 | EN.EN3 Energy Sensor | [6 empty] | P1 | 0 | [10 empty] | No | No
MC030 | Bowland Annexe |  |  |  | MC030-B01/P2 | Sensor 2 | EN.EN3 Energy Sensor | [6 empty] | P2 | 0 | [10 empty] | No | No
MC030 | Bowland Annexe |  |  |  | MC030-B01/G8 | Logic 8 | EN.EN3 Energy Sensor | [6 empty] | G8 | 0 | [10 empty] | No | No
MC030 | Bowland Annexe |  |  |  | MC030-B01/I2 | Triad ON | EN.EN3 Energy Sensor | [6 empty] | I2 | 0 | [10 empty] | No | No
MC030 | Bowland Annexe |  |  |  | MC030-B01/I3 | Digital Input 3 | EN.EN3 Energy Sensor | [6 empty] | I3 | 0 | [10 empty] | No | No
MC030 | Bowland Annexe |  |  |  | MC030-B01/I4 | Alarm Test signal Bowland | EN.EN3 Energy Sensor | [6 empty] | I4 | 0 | [10 empty] | No | No
MC030 | Bowland Annexe |  |  |  | MC030-B01/K1 | Space Eco Setpoint | EN.EN3 Energy Sensor | [6 empty] | K1 | 0 | [10 empty] | No | No
MC030 | Bowland Annexe |  |  |  | MC030-B01/K2 | Space frost protection setpoint | EN.EN3 Energy Sensor | [6 empty] | K2 | 0 | [10 empty] | No | No
MC030 | Bowland Annexe |  |  |  | MC030-B01/G11 | Logic 11 | EN.EN3 Energy Sensor | [6 empty] | G11 | 0 | [10 empty] | No | No
MC030 | Bowland Annexe |  |  |  | MC030-B01/G14 | Logic 14 | EN.EN3 Energy Sensor | [6 empty] | G14 | 0 | [10 empty] | No | No
MC030 | Bowland Annexe |  |  |  | MC030-B01/G15 | Logic 15 | EN.EN3 Energy Sensor | [6 empty] | G15 | 0 | [10 empty] | No | No
MC030 | Bowland Annexe |  |  |  | MC030-B01/G16 | Logic 16 | EN.EN3 Energy Sensor | [6 empty] | G16 | 0 | [10 empty] | No | No
MC030 | Bowland Annexe |  |  |  | MC030-B01/G2 | Logic 2 | EN.EN3 Energy Sensor | [6 empty] | G2 | 0 | [10 empty] | No | No
MC030 | Bowland Annexe |  |  |  | MC030-B01/G3 | Logic 3 | EN.EN3 Energy Sensor | [6 empty] | G3 | 0 | [10 empty] | No | No
MC030 | Bowland Annexe |  |  |  | MC030-B01/F2 | Function 2 | EN.EN3 Energy Sensor | [6 empty] | F2 | 0 | [10 empty] | No | No
MC030 | Bowland Annexe |  |  |  | MC030-B01/F3 | Minimum Space Temp | EN.EN3 Energy Sensor | [6 empty] | F3 | 0 | [10 empty] | No | No
MC030 | Bowland Annexe |  |  |  | MC030-B01/F4 | Space Frost | EN.EN3 Energy Sensor | [6 empty] | F4 | 0 | [10 empty] | No | No
MC030 | Bowland Annexe |  |  |  | MC030-B01/F9 | Function 9 | EN.EN3 Energy Sensor | [6 empty] | F9 | 0 | [10 empty] | No | No
MC030 | Bowland Annexe |  |  |  | MC030-B01/G1 | Summer ECO Shutdown | EN.EN3 Energy Sensor | [6 empty] | G1 | 0 | [10 empty] | No | No
MC030 | Bowland Annexe |  |  |  | MC030-B01/G10 | Logic 10 | EN.EN3 Energy Sensor | [6 empty] | G10 | 0 | [10 empty] | No | No
MC042 | Bowland ASH House |  |  |  | MC042-L01 | Data logger: Bowland Ash House | EN.EN4 BMS Controller |  |  |  |  | DS800-M-32 | Synetica | 7a5f5ad4-588e-490d-a3c5-8446b944ca8d | 0
MC014 | Bowland Hall | A0 | Whole Building |  | MC014-L02 | Data logger: Bowland Hall | EN.EN1 Data Logger |  |  |  |  | Multilog G2 | Enercom | 05012DE37B00 | 0 |  |  | 10.23.12.10 |  | 00-50-C2-2C-3F-19
MC014 | Bowland Hall | A0 | Whole Building |  | MC014-L01 | Data logger: Bowland Hall | EN.EN1 Data Logger |  |  |  |  | Multilog G2 | Enercom | 050137C89C00 | 0 |  |  | 10.23.12.9 |  | 00-50-C2-2C-3E-38
MC014 | Bowland Hall |  |  |  | MC014-B05 | BMS Controller: Bowland Hall | EN.EN4 BMS Controller |  |  |  |  | IQ3xact12 | Trend | 270A9CF6-5956-499F-B22A-FF038DD13B90 | 0
MC014 | Bowland Hall |  |  |  | MC014-B01 | BMS Controller: Bowland Hall | EN.EN4 BMS Controller |  |  |  |  | IQ3xact12 | Trend | 372351A9-1932-4EBC-A590-4475CF1CA36B | 0
MC014 | Bowland Hall |  |  |  | MC014-B02 | BMS Controller: Bowland Hall | EN.EN4 BMS Controller |  |  |  |  | IQ3xact12 | Trend | 4397B3AD-B2DA-4CFF-88CD-633149466F1D | 0
MC014 | Bowland Hall |  |  |  | MC014-B03 | BMS Controller: Bowland Hall | EN.EN4 BMS Controller |  |  |  |  | IQ3xact12 | Trend | 66962349-F186-4FFB-B6F4-D28FC0DACF4A | 0
MC014 | Bowland Hall |  |  |  | MC014-B08 | BMS Controller: Bowland Hall | EN.EN4 BMS Controller |  |  |  |  | IQ3xact12 | Trend | 8637D0F4-448D-4D66-B40A-FB5E63C944EC | 0
MC014 | Bowland Hall |  |  |  | MC014-B11 | BMS Controller: Bowland Hall | EN.EN4 BMS Controller |  |  |  |  | IQ3xact12 | Trend | 86E0852E-7DFF-4049-968B-8B4F90295F68 | 0
MC014 | Bowland Hall |  |  |  | MC014-B12 | BMS Controller: Bowland Hall | EN.EN4 BMS Controller |  |  |  |  | IQ3xact12 | Trend | 876BF2BC-A4A2-457D-BE20-10309008F5E9 | 0
MC014 | Bowland Hall |  |  |  | MC014-B13 | BMS Controller: Bowland Hall | EN.EN4 BMS Controller |  |  |  |  | IQ3xact12 | Trend | 89B7E579-E490-4EB6-A4A5-E5AA5A0BF962 | 0
MC014 | Bowland Hall |  |  |  | MC014-B09 | BMS Controller: Bowland Hall | EN.EN4 BMS Controller |  |  |  |  | IQ3xact12 | Trend | A146CE66-78B4-4E89-A2AD-A0FEA3BBFD56 | 0
MC014 | Bowland Hall |  |  |  | MC014-B06 | BMS Controller: Bowland Hall | EN.EN4 BMS Controller |  |  |  |  | IQ3xact12 | Trend | A3661DBE-F2F8-4076-94A5-CAA9DB805347 | 0
MC014 | Bowland Hall |  |  |  | MC014-B04 | BMS Controller: Bowland Hall | EN.EN4 BMS Controller |  |  |  |  | IQ3xact12 | Trend | B66444CE-8D77-4B80-B4F3-2E610BDA9DB2 | 0
MC014 | Bowland Hall |  |  |  | MC014-B14 | BMS Controller: Bowland Hall | EN.EN4 BMS Controller |  |  |  |  | IQ3xact12 | Trend | BF4BE985-374C-4EFD-978E-52172DEAE5EC | 0
MC014 | Bowland Hall |  |  |  | MC014-B10 | BMS Controller: Bowland Hall | EN.EN4 BMS Controller |  |  |  |  | IQ3xact12 | Trend | E2D921D1-1782-4CD5-A0A4-0BAE9D9AB275 | 0
MC014 | Bowland Hall |  |  |  | MC014-B07 | BMS Controller: Bowland Hall | EN.EN4 BMS Controller |  |  |  |  | IQ3xact12 | Trend | F9A2A82C-CC68-47FC-8BA7-4CFBB7569404 | 0
MC014 | Bowland Hall |  |  |  | MC014-L02/M001 | Bowland Hall 8-15 | EN.EN2 Energy Meter | [6 empty] | 1 | 0 | [10 empty] | No | No
MC014 | Bowland Hall |  |  |  | MC014-L02/M002 | Bowland Hall 8 - 15 | EN.EN2 Energy Meter | [6 empty] | 2 | 0 | [10 empty] | No | No
MC014 | Bowland Hall |  |  |  | MC014-L01/M001 | Bowland Hall 1 - 7 | EN.EN2 Energy Meter | [6 empty] | 1 | 0 | [10 empty] | No | No
MC014 | Bowland Hall |  |  |  | MC014-L01/M002 | Bowland Hall 1 - 7 | EN.EN2 Energy Meter | [6 empty] | 2 | 0 | [10 empty] | No | No
MC014 | Bowland Hall |  |  |  | MC014-B05/C1 | Virtual CNC 1 | EN.EN3 Energy Sensor | [6 empty] | C1 | 0 | [10 empty] | No | No
MC014 | Bowland Hall |  |  |  | MC014-B05/D1 | Hot water service valve | EN.EN3 Energy Sensor | [6 empty] | D1 | 0 | [10 empty] | No | No
MC014 | Bowland Hall |  |  |  | MC014-B05/D2 | Boiler No2 | EN.EN3 Energy Sensor | [6 empty] | D2 | 0 | [10 empty] | No | No
MC014 | Bowland Hall |  |  |  | MC014-B05/D3 | Variable temperature circuit valve | EN.EN3 Energy Sensor | [6 empty] | D3 | 0 | [10 empty] | No | No
MC014 | Bowland Hall |  |  |  | MC014-B05/D4 | Variable temperature pump | EN.EN3 Energy Sensor | [6 empty] | D4 | 0 | [10 empty] | No | No
MC014 | Bowland Hall |  |  |  | MC014-B05/D5 | Domestic hot water primary pump | EN.EN3 Energy Sensor | [6 empty] | D5 | 0 | [10 empty] | No | No
MC014 | Bowland Hall |  |  |  | MC014-B05/Z1 | Heating times | EN.EN3 Energy Sensor | [6 empty] | Z1 | 0 | [10 empty] | No | No
MC014 | Bowland Hall |  |  |  | MC014-B05/Z2 | Domestic hot water service times | EN.EN3 Energy Sensor | [6 empty] | Z2 | 0 | [10 empty] | No | No
MC014 | Bowland Hall |  |  |  | MC014-B05/S6 | Boiler on | EN.EN3 Energy Sensor | [6 empty] | S6 | 0 | [10 empty] | No | No
MC014 | Bowland Hall |  |  |  | MC014-B05/V1 |  | EN.EN3 Energy Sensor | [6 empty] | V1 | 0 | [10 empty] | No | No
MC014 | Bowland Hall |  |  |  | MC014-B05/W2 | Summer winter switch | EN.EN3 Energy Sensor | [6 empty] | W2 | 0 | [10 empty] | No | No
MC014 | Bowland Hall |  |  |  | MC014-B05/W3 | Hol Auto A=On | EN.EN3 Energy Sensor | [6 empty] | W3 | 0 | [10 empty] | No | No
MC014 | Bowland Hall |  |  |  | MC014-B05/Y1 | Satchwell T Range | EN.EN3 Energy Sensor | [6 empty] | Y1 | 0 | [10 empty] | No | No
MC014 | Bowland Hall |  |  |  | MC014-B05/Y2 | Thermistor TBTC | EN.EN3 Energy Sensor | [6 empty] | Y2 | 0 | [10 empty] | No | No
MC014 | Bowland Hall |  |  |  | MC014-B05/S1 | Outside air temperature | EN.EN3 Energy Sensor | [6 empty] | S1 | 0 | [10 empty] | No | No
MC014 | Bowland Hall |  |  |  | MC014-B05/S10 | Calculated temperature variable temperature circuit flow | EN.EN3 Energy Sensor | [6 empty] | S10 | 0 | [10 empty] | No | No
MC014 | Bowland Hall |  |  |  | MC014-B05/S2 | Room temperature | EN.EN3 Energy Sensor | [6 empty] | S2 | 0 | [10 empty] | No | No
MC014 | Bowland Hall |  |  |  | MC014-B05/S3 | Variable temperature circuit flow temperature | EN.EN3 Energy Sensor | [6 empty] | S3 | 0 | [10 empty] | No | No
MC014 | Bowland Hall |  |  |  | MC014-B05/S4 | Domestic hot water service temperature | EN.EN3 Energy Sensor | [6 empty] | S4 | 0 | [10 empty] | No | No
MC014 | Bowland Hall |  |  |  | MC014-B05/S5 | Boiler temperature | EN.EN3 Energy Sensor | [6 empty] | S5 | 0 | [10 empty] | No | No
MC014 | Bowland Hall |  |  |  | MC014-B05/P2 | Room temperature | EN.EN3 Energy Sensor | [6 empty] | P2 | 0 | [10 empty] | No | No
MC014 | Bowland Hall |  |  |  | MC014-B05/P3 | Variable temperature circuit flow temperature | EN.EN3 Energy Sensor | [6 empty] | P3 | 0 | [10 empty] | No | No
MC014 | Bowland Hall |  |  |  | MC014-B05/P4 | Domestic hot water service temperature | EN.EN3 Energy Sensor | [6 empty] | P4 | 0 | [10 empty] | No | No
MC014 | Bowland Hall |  |  |  | MC014-B05/P5 | Boiler on | EN.EN3 Energy Sensor | [6 empty] | P5 | 0 | [10 empty] | No | No
MC014 | Bowland Hall |  |  |  | MC014-B05/P6 | Boiler temperature | EN.EN3 Energy Sensor | [6 empty] | P6 | 0 | [10 empty] | No | No
MC014 | Bowland Hall |  |  |  | MC014-B05/Q1 | Sequence Table 1 | EN.EN3 Energy Sensor | [6 empty] | Q1 | 0 | [10 empty] | No | No
MC014 | Bowland Hall |  |  |  | MC014-B05/n1 | TREND_0C_27_DB | EN.EN3 Energy Sensor | [6 empty] | n1 | 0 | [10 empty] | No | No
MC014 | Bowland Hall |  |  |  | MC014-B05/O1 | Alarm Route 1 | EN.EN3 Energy Sensor | [6 empty] | O1 | 0 | [10 empty] | No | No
MC014 | Bowland Hall |  |  |  | MC014-B05/o2 | Alarm Route 2 | EN.EN3 Energy Sensor | [6 empty] | o2 | 0 | [10 empty] | No | No
MC014 | Bowland Hall |  |  |  | MC014-B05/o3 | Alarm Route 3 | EN.EN3 Energy Sensor | [6 empty] | o3 | 0 | [10 empty] | No | No
MC014 | Bowland Hall |  |  |  | MC014-B05/P1 | Outside air temperature | EN.EN3 Energy Sensor | [6 empty] | P1 | 0 | [10 empty] | No | No
MC014 | Bowland Hall |  |  |  | MC014-B05/K7 | VT Flow@ 20oC OAT | EN.EN3 Energy Sensor | [6 empty] | K7 | 0 | [10 empty] | No | No
MC014 | Bowland Hall |  |  |  | MC014-B05/K8 | Room influence | EN.EN3 Energy Sensor | [6 empty] | K8 | 0 | [10 empty] | No | No
MC014 | Bowland Hall |  |  |  | MC014-B05/K9 | Boiler hot water service diff | EN.EN3 Energy Sensor | [6 empty] | K9 | 0 | [10 empty] | No | No
MC014 | Bowland Hall |  |  |  | MC014-B05/L1 | Loop 1 | EN.EN3 Energy Sensor | [6 empty] | L1 | 0 | [10 empty] | No | No
MC014 | Bowland Hall |  |  |  | MC014-B05/L3 | compensator | EN.EN3 Energy Sensor | [6 empty] | L3 | 0 | [10 empty] | No | No
MC014 | Bowland Hall |  |  |  | MC014-B05/L4 |  | EN.EN3 Energy Sensor | [6 empty] | L4 | 0 | [10 empty] | No | No
MC014 | Bowland Hall |  |  |  | MC014-B05/K17 | Boiler temperature setpoint | EN.EN3 Energy Sensor | [6 empty] | K17 | 0 | [10 empty] | No | No
MC014 | Bowland Hall |  |  |  | MC014-B05/K2 | 2nd stage frost setpoint | EN.EN3 Energy Sensor | [6 empty] | K2 | 0 | [10 empty] | No | No
MC014 | Bowland Hall |  |  |  | MC014-B05/K3 | 3rd stage frost setpoint | EN.EN3 Energy Sensor | [6 empty] | K3 | 0 | [10 empty] | No | No
MC014 | Bowland Hall |  |  |  | MC014-B05/K4 | Outside air temperature economy off setpoint | EN.EN3 Energy Sensor | [6 empty] | K4 | 0 | [10 empty] | No | No
MC014 | Bowland Hall |  |  |  | MC014-B05/K5 | Occupied setpoint | EN.EN3 Energy Sensor | [6 empty] | K5 | 0 | [10 empty] | No | No
MC014 | Bowland Hall |  |  |  | MC014-B05/K6 | VT Flow@0 degC | EN.EN3 Energy Sensor | [6 empty] | K6 | 0 | [10 empty] | No | No
MC014 | Bowland Hall |  |  |  | MC014-B05/K10 | Boiler Valve Diff | EN.EN3 Energy Sensor | [6 empty] | K10 | 0 | [10 empty] | No | No
MC014 | Bowland Hall |  |  |  | MC014-B05/K11 | Boiler fail alarm limit | EN.EN3 Energy Sensor | [6 empty] | K11 | 0 | [10 empty] | No | No
MC014 | Bowland Hall |  |  |  | MC014-B05/K12 | Boiler fail alarm timer | EN.EN3 Energy Sensor | [6 empty] | K12 | 0 | [10 empty] | No | No
MC014 | Bowland Hall |  |  |  | MC014-B05/K13 | Domestic hot water servvice setpoint | EN.EN3 Energy Sensor | [6 empty] | K13 | 0 | [10 empty] | No | No
MC014 | Bowland Hall |  |  |  | MC014-B05/K14 | Space Hil Limit Diff | EN.EN3 Energy Sensor | [6 empty] | K14 | 0 | [10 empty] | No | No
MC014 | Bowland Hall |  |  |  | MC014-B05/K16 | Hot water service dead band | EN.EN3 Energy Sensor | [6 empty] | K16 | 0 | [10 empty] | No | No
MC014 | Bowland Hall |  |  |  | MC014-B05/G8 | Logic 8 | EN.EN3 Energy Sensor | [6 empty] | G8 | 0 | [10 empty] | No | No
MC014 | Bowland Hall |  |  |  | MC014-B05/G9 | Boost | EN.EN3 Energy Sensor | [6 empty] | G9 | 0 | [10 empty] | No | No
MC014 | Bowland Hall |  |  |  | MC014-B05/I1 | Bowland Hall 5 Boiler Failed | EN.EN3 Energy Sensor | [6 empty] | I1 | 0 | [10 empty] | No | No
MC014 | Bowland Hall |  |  |  | MC014-B05/I2 | Boiler on | EN.EN3 Energy Sensor | [6 empty] | I2 | 0 | [10 empty] | No | No
MC014 | Bowland Hall |  |  |  | MC014-B05/I3 | Hand or automatic | EN.EN3 Energy Sensor | [6 empty] | I3 | 0 | [10 empty] | No | No
MC014 | Bowland Hall |  |  |  | MC014-B05/K1 | 1st stage frost setpoint | EN.EN3 Energy Sensor | [6 empty] | K1 | 0 | [10 empty] | No | No
MC014 | Bowland Hall |  |  |  | MC014-B05/G28 | Logic 28 | EN.EN3 Energy Sensor | [6 empty] | G28 | 0 | [10 empty] | No | No
MC014 | Bowland Hall |  |  |  | MC014-B05/G3 | Logic 3 | EN.EN3 Energy Sensor | [6 empty] | G3 | 0 | [10 empty] | No | No
MC014 | Bowland Hall |  |  |  | MC014-B05/G4 | Logic 4 | EN.EN3 Energy Sensor | [6 empty] | G4 | 0 | [10 empty] | No | No
MC014 | Bowland Hall |  |  |  | MC014-B05/G5 | Logic 5 | EN.EN3 Energy Sensor | [6 empty] | G5 | 0 | [10 empty] | No | No
MC014 | Bowland Hall |  |  |  | MC014-B05/G6 | Logic 6 | EN.EN3 Energy Sensor | [6 empty] | G6 | 0 | [10 empty] | No | No
MC014 | Bowland Hall |  |  |  | MC014-B05/G7 | boiler start delay for HWS val | EN.EN3 Energy Sensor | [6 empty] | G7 | 0 | [10 empty] | No | No
MC014 | Bowland Hall |  |  |  | MC014-B05/G21 | Logic 21 | EN.EN3 Energy Sensor | [6 empty] | G21 | 0 | [10 empty] | No | No
MC014 | Bowland Hall |  |  |  | MC014-B05/G22 | Hot water service enable | EN.EN3 Energy Sensor | [6 empty] | G22 | 0 | [10 empty] | No | No
MC014 | Bowland Hall |  |  |  | MC014-B05/G23 | Heating enable | EN.EN3 Energy Sensor | [6 empty] | G23 | 0 | [10 empty] | No | No
MC014 | Bowland Hall |  |  |  | MC014-B05/G24 | Logic 24 | EN.EN3 Energy Sensor | [6 empty] | G24 | 0 | [10 empty] | No | No
MC014 | Bowland Hall |  |  |  | MC014-B05/G26 | Logic 26 | EN.EN3 Energy Sensor | [6 empty] | G26 | 0 | [10 empty] | No | No
MC014 | Bowland Hall |  |  |  | MC014-B05/G27 | Logic 27 | EN.EN3 Energy Sensor | [6 empty] | G27 | 0 | [10 empty] | No | No
MC014 | Bowland Hall |  |  |  | MC014-B05/G16 | Domestic hot water demand | EN.EN3 Energy Sensor | [6 empty] | G16 | 0 | [10 empty] | No | No
MC014 | Bowland Hall |  |  |  | MC014-B05/G17 | Logic 17 | EN.EN3 Energy Sensor | [6 empty] | G17 | 0 | [10 empty] | No | No
MC014 | Bowland Hall |  |  |  | MC014-B05/G18 | Heat dissipation | EN.EN3 Energy Sensor | [6 empty] | G18 | 0 | [10 empty] | No | No
MC014 | Bowland Hall |  |  |  | MC014-B05/G19 | Logic 19 | EN.EN3 Energy Sensor | [6 empty] | G19 | 0 | [10 empty] | No | No
MC014 | Bowland Hall |  |  |  | MC014-B05/G2 | Logic 2 | EN.EN3 Energy Sensor | [6 empty] | G2 | 0 | [10 empty] | No | No
MC014 | Bowland Hall |  |  |  | MC014-B05/G20 | 2nd stage frost protection enabled | EN.EN3 Energy Sensor | [6 empty] | G20 | 0 | [10 empty] | No | No
MC014 | Bowland Hall |  |  |  | MC014-B05/F9 | Function 9 | EN.EN3 Energy Sensor | [6 empty] | F9 | 0 | [10 empty] | No | No
MC014 | Bowland Hall |  |  |  | MC014-B05/G1 | Logic 1 | EN.EN3 Energy Sensor | [6 empty] | G1 | 0 | [10 empty] | No | No
MC014 | Bowland Hall |  |  |  | MC014-B05/G10 | Boiler heating hot water service enable | EN.EN3 Energy Sensor | [6 empty] | G10 | 0 | [10 empty] | No | No
MC014 | Bowland Hall |  |  |  | MC014-B05/G12 | Logic 12 | EN.EN3 Energy Sensor | [6 empty] | G12 | 0 | [10 empty] | No | No
MC014 | Bowland Hall |  |  |  | MC014-B05/G14 | Logic 14 | EN.EN3 Energy Sensor | [6 empty] | G14 | 0 | [10 empty] | No | No
MC014 | Bowland Hall |  |  |  | MC014-B05/G15 | Logic 15 | EN.EN3 Energy Sensor | [6 empty] | G15 | 0 | [10 empty] | No | No
MC014 | Bowland Hall |  |  |  | MC014-B05/F30 | Function 30 | EN.EN3 Energy Sensor | [6 empty] | F30 | 0 | [10 empty] | No | No
MC014 | Bowland Hall |  |  |  | MC014-B05/F4 | Economy off enabled | EN.EN3 Energy Sensor | [6 empty] | F4 | 0 | [10 empty] | No | No
MC014 | Bowland Hall |  |  |  | MC014-B05/F5 | Function 5 | EN.EN3 Energy Sensor | [6 empty] | F5 | 0 | [10 empty] | No | No
MC014 | Bowland Hall |  |  |  | MC014-B05/F6 | 1 hour | EN.EN3 Energy Sensor | [6 empty] | F6 | 0 | [10 empty] | No | No
MC014 | Bowland Hall |  |  |  | MC014-B05/F7 | Function 7 | EN.EN3 Energy Sensor | [6 empty] | F7 | 0 | [10 empty] | No | No
MC014 | Bowland Hall |  |  |  | MC014-B05/F8 | Function 8 | EN.EN3 Energy Sensor | [6 empty] | F8 | 0 | [10 empty] | No | No
MC014 | Bowland Hall |  |  |  | MC014-B05/F24 | Function 24 | EN.EN3 Energy Sensor | [6 empty] | F24 | 0 | [10 empty] | No | No
MC014 | Bowland Hall |  |  |  | MC014-B05/F25 | Function 25 | EN.EN3 Energy Sensor | [6 empty] | F25 | 0 | [10 empty] | No | No
MC014 | Bowland Hall |  |  |  | MC014-B05/F26 | Function 26 | EN.EN3 Energy Sensor | [6 empty] | F26 | 0 | [10 empty] | No | No
MC014 | Bowland Hall |  |  |  | MC014-B05/F27 | Function 27 | EN.EN3 Energy Sensor | [6 empty] | F27 | 0 | [10 empty] | No | No
MC014 | Bowland Hall |  |  |  | MC014-B05/F28 | Lead boiler enable | EN.EN3 Energy Sensor | [6 empty] | F28 | 0 | [10 empty] | No | No
MC014 | Bowland Hall |  |  |  | MC014-B05/F3 | 3rd stage frost enabled | EN.EN3 Energy Sensor | [6 empty] | F3 | 0 | [10 empty] | No | No
MC014 | Bowland Hall |  |  |  | MC014-B05/F19 | Room high limit | EN.EN3 Energy Sensor | [6 empty] | F19 | 0 | [10 empty] | No | No
MC014 | Bowland Hall |  |  |  | MC014-B05/F2 | 2nd stage frost protection enabled | EN.EN3 Energy Sensor | [6 empty] | F2 | 0 | [10 empty] | No | No
MC014 | Bowland Hall |  |  |  | MC014-B05/F20 | Function 20 | EN.EN3 Energy Sensor | [6 empty] | F20 | 0 | [10 empty] | No | No
MC014 | Bowland Hall |  |  |  | MC014-B05/F21 | Function 21 | EN.EN3 Energy Sensor | [6 empty] | F21 | 0 | [10 empty] | No | No
MC014 | Bowland Hall |  |  |  | MC014-B05/F22 | Calculated variable temperature circuit setpoint | EN.EN3 Energy Sensor | [6 empty] | F22 | 0 | [10 empty] | No | No
MC014 | Bowland Hall |  |  |  | MC014-B05/F23 | Function 23 | EN.EN3 Energy Sensor | [6 empty] | F23 | 0 | [10 empty] | No | No
MC014 | Bowland Hall |  |  |  | MC014-B05/F13 | limit at | EN.EN3 Energy Sensor | [6 empty] | F13 | 0 | [10 empty] | No | No
MC014 | Bowland Hall |  |  |  | MC014-B05/F14 | Function 14 | EN.EN3 Energy Sensor | [6 empty] | F14 | 0 | [10 empty] | No | No
MC014 | Bowland Hall |  |  |  | MC014-B05/F15 | Function 15 | EN.EN3 Energy Sensor | [6 empty] | F15 | 0 | [10 empty] | No | No
MC014 | Bowland Hall |  |  |  | MC014-B05/F16 | Function 16 | EN.EN3 Energy Sensor | [6 empty] | F16 | 0 | [10 empty] | No | No
MC014 | Bowland Hall |  |  |  | MC014-B05/F17 | Function 17 | EN.EN3 Energy Sensor | [6 empty] | F17 | 0 | [10 empty] | No | No
MC014 | Bowland Hall |  |  |  | MC014-B05/F18 | Function 18 | EN.EN3 Energy Sensor | [6 empty] | F18 | 0 | [10 empty] | No | No
MC014 | Bowland Hall |  |  |  | MC014-B05/D6 | Domestic hot water secondary pump | EN.EN3 Energy Sensor | [6 empty] | D6 | 0 | [10 empty] | No | No
MC014 | Bowland Hall |  |  |  | MC014-B05/e1 | Supervisor | EN.EN3 Energy Sensor | [6 empty] | e1 | 0 | [10 empty] | No | No
MC014 | Bowland Hall |  |  |  | MC014-B05/F1 | 1st stage frost enabled | EN.EN3 Energy Sensor | [6 empty] | F1 | 0 | [10 empty] | No | No
MC014 | Bowland Hall |  |  |  | MC014-B05/F10 | Function 10 | EN.EN3 Energy Sensor | [6 empty] | F10 | 0 | [10 empty] | No | No
MC014 | Bowland Hall |  |  |  | MC014-B05/F11 | Function 11 | EN.EN3 Energy Sensor | [6 empty] | F11 | 0 | [10 empty] | No | No
MC014 | Bowland Hall |  |  |  | MC014-B05/F12 | Function 12 | EN.EN3 Energy Sensor | [6 empty] | F12 | 0 | [10 empty] | No | No
MC014 | Bowland Hall |  |  |  | MC014-B01/C1 | Virtual CNC 1 | EN.EN3 Energy Sensor | [6 empty] | C1 | 0 | [10 empty] | No | No
MC014 | Bowland Hall |  |  |  | MC014-B01/D1 | Hot water service valve | EN.EN3 Energy Sensor | [6 empty] | D1 | 0 | [10 empty] | No | No
MC014 | Bowland Hall |  |  |  | MC014-B01/D2 | Boiler No2 | EN.EN3 Energy Sensor | [6 empty] | D2 | 0 | [10 empty] | No | No
MC014 | Bowland Hall |  |  |  | MC014-B01/D3 | Variable temperature circuit valve | EN.EN3 Energy Sensor | [6 empty] | D3 | 0 | [10 empty] | No | No
MC014 | Bowland Hall |  |  |  | MC014-B01/D4 | Variable temperature pump | EN.EN3 Energy Sensor | [6 empty] | D4 | 0 | [10 empty] | No | No
MC014 | Bowland Hall |  |  |  | MC014-B01/D5 | Domestic hot water primary pump | EN.EN3 Energy Sensor | [6 empty] | D5 | 0 | [10 empty] | No | No
MC014 | Bowland Hall |  |  |  | MC014-B01/Y3 | Room temperature | EN.EN3 Energy Sensor | [6 empty] | Y3 | 0 | [10 empty] | No | No
MC014 | Bowland Hall |  |  |  | MC014-B01/Z1 | Heating times | EN.EN3 Energy Sensor | [6 empty] | Z1 | 0 | [10 empty] | No | No
MC014 | Bowland Hall |  |  |  | MC014-B01/Z2 | Domestic hot water service times | EN.EN3 Energy Sensor | [6 empty] | Z2 | 0 | [10 empty] | No | No
MC014 | Bowland Hall |  |  |  | MC014-B01/W1 | Lead Boiler | EN.EN3 Energy Sensor | [6 empty] | W1 | 0 | [10 empty] | No | No
MC014 | Bowland Hall |  |  |  | MC014-B01/W2 | Summer winter switch | EN.EN3 Energy Sensor | [6 empty] | W2 | 0 | [10 empty] | No | No
MC014 | Bowland Hall |  |  |  | MC014-B01/W3 | Hol Auto A=On | EN.EN3 Energy Sensor | [6 empty] | W3 | 0 | [10 empty] | No | No
MC014 | Bowland Hall |  |  |  | MC014-B01/W4 | Enable If 2 Blrs Installed | EN.EN3 Energy Sensor | [6 empty] | W4 | 0 | [10 empty] | No | No
MC014 | Bowland Hall |  |  |  | MC014-B01/Y1 | Satchwell T Range | EN.EN3 Energy Sensor | [6 empty] | Y1 | 0 | [10 empty] | No | No
MC014 | Bowland Hall |  |  |  | MC014-B01/Y2 | Thermistor TBTC | EN.EN3 Energy Sensor | [6 empty] | Y2 | 0 | [10 empty] | No | No
MC014 | Bowland Hall |  |  |  | MC014-B01/S2 | Room temperature | EN.EN3 Energy Sensor | [6 empty] | S2 | 0 | [10 empty] | No | No
MC014 | Bowland Hall |  |  |  | MC014-B01/S3 | Variable temperature circuit flow temperature | EN.EN3 Energy Sensor | [6 empty] | S3 | 0 | [10 empty] | No | No
MC014 | Bowland Hall |  |  |  | MC014-B01/S4 | Domestic hot water service temperature | EN.EN3 Energy Sensor | [6 empty] | S4 | 0 | [10 empty] | No | No
MC014 | Bowland Hall |  |  |  | MC014-B01/S5 | Boiler temperature | EN.EN3 Energy Sensor | [6 empty] | S5 | 0 | [10 empty] | No | No
MC014 | Bowland Hall |  |  |  | MC014-B01/S6 | Boiler on | EN.EN3 Energy Sensor | [6 empty] | S6 | 0 | [10 empty] | No | No
MC014 | Bowland Hall |  |  |  | MC014-B01/V1 |  | EN.EN3 Energy Sensor | [6 empty] | V1 | 0 | [10 empty] | No | No
MC014 | Bowland Hall |  |  |  | MC014-B01/P4 | Domestic hot water service temperature | EN.EN3 Energy Sensor | [6 empty] | P4 | 0 | [10 empty] | No | No
MC014 | Bowland Hall |  |  |  | MC014-B01/P5 | Sensor 6 | EN.EN3 Energy Sensor | [6 empty] | P5 | 0 | [10 empty] | No | No
MC014 | Bowland Hall |  |  |  | MC014-B01/P6 | Boiler temperature | EN.EN3 Energy Sensor | [6 empty] | P6 | 0 | [10 empty] | No | No
MC014 | Bowland Hall |  |  |  | MC014-B01/Q1 | Sequence Table 1 | EN.EN3 Energy Sensor | [6 empty] | Q1 | 0 | [10 empty] | No | No
MC014 | Bowland Hall |  |  |  | MC014-B01/S1 | Outside air temperature | EN.EN3 Energy Sensor | [6 empty] | S1 | 0 | [10 empty] | No | No
MC014 | Bowland Hall |  |  |  | MC014-B01/S10 | Calculated temperature variable temperature circuit flow | EN.EN3 Energy Sensor | [6 empty] | S10 | 0 | [10 empty] | No | No
MC014 | Bowland Hall |  |  |  | MC014-B01/o1 | Heating times | EN.EN3 Energy Sensor | [6 empty] | o1 | 0 | [10 empty] | No | No
MC014 | Bowland Hall |  |  |  | MC014-B01/o2 | Alarm Route 2 | EN.EN3 Energy Sensor | [6 empty] | o2 | 0 | [10 empty] | No | No
MC014 | Bowland Hall |  |  |  | MC014-B01/o3 | Alarm Route 3 | EN.EN3 Energy Sensor | [6 empty] | o3 | 0 | [10 empty] | No | No
MC014 | Bowland Hall |  |  |  | MC014-B01/P1 | Outside air temperature | EN.EN3 Energy Sensor | [6 empty] | P1 | 0 | [10 empty] | No | No
MC014 | Bowland Hall |  |  |  | MC014-B01/P2 | Room temperature | EN.EN3 Energy Sensor | [6 empty] | P2 | 0 | [10 empty] | No | No
MC014 | Bowland Hall |  |  |  | MC014-B01/P3 | Variable temperature circuit flow temperature | EN.EN3 Energy Sensor | [6 empty] | P3 | 0 | [10 empty] | No | No
MC014 | Bowland Hall |  |  |  | MC014-B01/K9 | Boiler hot water service diff | EN.EN3 Energy Sensor | [6 empty] | K9 | 0 | [10 empty] | No | No
MC014 | Bowland Hall |  |  |  | MC014-B01/L1 | Loop 1 | EN.EN3 Energy Sensor | [6 empty] | L1 | 0 | [10 empty] | No | No
MC014 | Bowland Hall |  |  |  | MC014-B01/L3 | compensator | EN.EN3 Energy Sensor | [6 empty] | L3 | 0 | [10 empty] | No | No
MC014 | Bowland Hall |  |  |  | MC014-B01/L4 |  | EN.EN3 Energy Sensor | [6 empty] | L4 | 0 | [10 empty] | No | No
MC014 | Bowland Hall |  |  |  | MC014-B01/n1 | TREND_0C_27_DC | EN.EN3 Energy Sensor | [6 empty] | n1 | 0 | [10 empty] | No | No
MC014 | Bowland Hall |  |  |  | MC014-B01/K3 | 3rd stage frost setpoint | EN.EN3 Energy Sensor | [6 empty] | K3 | 0 | [10 empty] | No | No
MC014 | Bowland Hall |  |  |  | MC014-B01/K4 | Outside air temperature economy off setpoint | EN.EN3 Energy Sensor | [6 empty] | K4 | 0 | [10 empty] | No | No
MC014 | Bowland Hall |  |  |  | MC014-B01/K5 | Occupied setpoint | EN.EN3 Energy Sensor | [6 empty] | K5 | 0 | [10 empty] | No | No
MC014 | Bowland Hall |  |  |  | MC014-B01/K6 | VT Flow@0 degC | EN.EN3 Energy Sensor | [6 empty] | K6 | 0 | [10 empty] | No | No
MC014 | Bowland Hall |  |  |  | MC014-B01/K7 | VT Flow@ 20oC OAT | EN.EN3 Energy Sensor | [6 empty] | K7 | 0 | [10 empty] | No | No
MC014 | Bowland Hall |  |  |  | MC014-B01/K8 | Room influence | EN.EN3 Energy Sensor | [6 empty] | K8 | 0 | [10 empty] | No | No
MC014 | Bowland Hall |  |  |  | MC014-B01/K13 | Domestic hot water servvice setpoint | EN.EN3 Energy Sensor | [6 empty] | K13 | 0 | [10 empty] | No | No
MC014 | Bowland Hall |  |  |  | MC014-B01/K14 | Space Hil Limit Diff | EN.EN3 Energy Sensor | [6 empty] | K14 | 0 | [10 empty] | No | No
MC014 | Bowland Hall |  |  |  | MC014-B01/K16 | Hot water service dead band | EN.EN3 Energy Sensor | [6 empty] | K16 | 0 | [10 empty] | No | No
MC014 | Bowland Hall |  |  |  | MC014-B01/K17 | HWS Primary pump run on | EN.EN3 Energy Sensor | [6 empty] | K17 | 0 | [10 empty] | No | No
MC014 | Bowland Hall |  |  |  | MC014-B01/K18 | Boiler temperature setpoint | EN.EN3 Energy Sensor | [6 empty] | K18 | 0 | [10 empty] | No | No
MC014 | Bowland Hall |  |  |  | MC014-B01/K2 | 2nd stage frost setpoint | EN.EN3 Energy Sensor | [6 empty] | K2 | 0 | [10 empty] | No | No
MC014 | Bowland Hall |  |  |  | MC014-B01/I3 | Hand or automatic | EN.EN3 Energy Sensor | [6 empty] | I3 | 0 | [10 empty] | No | No
MC014 | Bowland Hall |  |  |  | MC014-B01/I4 | Digital Input 4 | EN.EN3 Energy Sensor | [6 empty] | I4 | 0 | [10 empty] | No | No
MC014 | Bowland Hall |  |  |  | MC014-B01/K1 | 1st stage frost setpoint | EN.EN3 Energy Sensor | [6 empty] | K1 | 0 | [10 empty] | No | No
MC014 | Bowland Hall |  |  |  | MC014-B01/K10 | Boiler Valve Diff | EN.EN3 Energy Sensor | [6 empty] | K10 | 0 | [10 empty] | No | No
MC014 | Bowland Hall |  |  |  | MC014-B01/K11 | Boiler fail alarm limit | EN.EN3 Energy Sensor | [6 empty] | K11 | 0 | [10 empty] | No | No
MC014 | Bowland Hall |  |  |  | MC014-B01/K12 | Boiler fail alarm timer | EN.EN3 Energy Sensor | [6 empty] | K12 | 0 | [10 empty] | No | No
MC014 | Bowland Hall |  |  |  | MC014-B01/G5 | Logic 5 | EN.EN3 Energy Sensor | [6 empty] | G5 | 0 | [10 empty] | No | No
MC014 | Bowland Hall |  |  |  | MC014-B01/G6 | Logic 6 | EN.EN3 Energy Sensor | [6 empty] | G6 | 0 | [10 empty] | No | No
MC014 | Bowland Hall |  |  |  | MC014-B01/G7 | boiler start delay for HWS val | EN.EN3 Energy Sensor | [6 empty] | G7 | 0 | [10 empty] | No | No
MC014 | Bowland Hall |  |  |  | MC014-B01/G8 | Logic 8 | EN.EN3 Energy Sensor | [6 empty] | G8 | 0 | [10 empty] | No | No
MC014 | Bowland Hall |  |  |  | MC014-B01/G9 | Boost | EN.EN3 Energy Sensor | [6 empty] | G9 | 0 | [10 empty] | No | No
MC014 | Bowland Hall |  |  |  | MC014-B01/I1 | Bowland Hall 1Boiler Failed | EN.EN3 Energy Sensor | [6 empty] | I1 | 0 | [10 empty] | No | No
MC014 | Bowland Hall |  |  |  | MC014-B01/G26 | Logic 26 | EN.EN3 Energy Sensor | [6 empty] | G26 | 0 | [10 empty] | No | No
MC014 | Bowland Hall |  |  |  | MC014-B01/G27 | Logic 27 | EN.EN3 Energy Sensor | [6 empty] | G27 | 0 | [10 empty] | No | No
MC014 | Bowland Hall |  |  |  | MC014-B01/G28 | Logic 28 | EN.EN3 Energy Sensor | [6 empty] | G28 | 0 | [10 empty] | No | No
MC014 | Bowland Hall |  |  |  | MC014-B01/G29 | Logic 29 | EN.EN3 Energy Sensor | [6 empty] | G29 | 0 | [10 empty] | No | No
MC014 | Bowland Hall |  |  |  | MC014-B01/G3 | Logic 3 | EN.EN3 Energy Sensor | [6 empty] | G3 | 0 | [10 empty] | No | No
MC014 | Bowland Hall |  |  |  | MC014-B01/G4 | Logic 4 | EN.EN3 Energy Sensor | [6 empty] | G4 | 0 | [10 empty] | No | No
MC014 | Bowland Hall |  |  |  | MC014-B01/G19 | Logic 19 | EN.EN3 Energy Sensor | [6 empty] | G19 | 0 | [10 empty] | No | No
MC014 | Bowland Hall |  |  |  | MC014-B01/G2 | Logic 2 | EN.EN3 Energy Sensor | [6 empty] | G2 | 0 | [10 empty] | No | No
MC014 | Bowland Hall |  |  |  | MC014-B01/G20 | 2nd stage frost protection enabled | EN.EN3 Energy Sensor | [6 empty] | G20 | 0 | [10 empty] | No | No
MC014 | Bowland Hall |  |  |  | MC014-B01/G21 | Logic 21 | EN.EN3 Energy Sensor | [6 empty] | G21 | 0 | [10 empty] | No | No
MC014 | Bowland Hall |  |  |  | MC014-B01/G22 | Hot water service enable | EN.EN3 Energy Sensor | [6 empty] | G22 | 0 | [10 empty] | No | No
MC014 | Bowland Hall |  |  |  | MC014-B01/G23 | Heating enable | EN.EN3 Energy Sensor | [6 empty] | G23 | 0 | [10 empty] | No | No
MC014 | Bowland Hall |  |  |  | MC014-B01/G13 | Logic 13 | EN.EN3 Energy Sensor | [6 empty] | G13 | 0 | [10 empty] | No | No
MC014 | Bowland Hall |  |  |  | MC014-B01/G14 | Logic 14 | EN.EN3 Energy Sensor | [6 empty] | G14 | 0 | [10 empty] | No | No
MC014 | Bowland Hall |  |  |  | MC014-B01/G15 | Logic 15 | EN.EN3 Energy Sensor | [6 empty] | G15 | 0 | [10 empty] | No | No
MC014 | Bowland Hall |  |  |  | MC014-B01/G16 | Domestic hot water demand | EN.EN3 Energy Sensor | [6 empty] | G16 | 0 | [10 empty] | No | No
MC014 | Bowland Hall |  |  |  | MC014-B01/G17 | Logic 17 | EN.EN3 Energy Sensor | [6 empty] | G17 | 0 | [10 empty] | No | No
MC014 | Bowland Hall |  |  |  | MC014-B01/G18 | Heat dissipation | EN.EN3 Energy Sensor | [6 empty] | G18 | 0 | [10 empty] | No | No
MC014 | Bowland Hall |  |  |  | MC014-B01/F8 | Function 8 | EN.EN3 Energy Sensor | [6 empty] | F8 | 0 | [10 empty] | No | No
MC014 | Bowland Hall |  |  |  | MC014-B01/F9 | Function 9 | EN.EN3 Energy Sensor | [6 empty] | F9 | 0 | [10 empty] | No | No
MC014 | Bowland Hall |  |  |  | MC014-B01/G1 | Logic 1 | EN.EN3 Energy Sensor | [6 empty] | G1 | 0 | [10 empty] | No | No
MC014 | Bowland Hall |  |  |  | MC014-B01/G10 | Boiler heating hot water service enable | EN.EN3 Energy Sensor | [6 empty] | G10 | 0 | [10 empty] | No | No
MC014 | Bowland Hall |  |  |  | MC014-B01/G11 | Logic 11 | EN.EN3 Energy Sensor | [6 empty] | G11 | 0 | [10 empty] | No | No
MC014 | Bowland Hall |  |  |  | MC014-B01/G12 | Logic 12 | EN.EN3 Energy Sensor | [6 empty] | G12 | 0 | [10 empty] | No | No
MC014 | Bowland Hall |  |  |  | MC014-B01/F3 | 3rd stage frost enabled | EN.EN3 Energy Sensor | [6 empty] | F3 | 0 | [10 empty] | No | No
MC014 | Bowland Hall |  |  |  | MC014-B01/F30 | Function 30 | EN.EN3 Energy Sensor | [6 empty] | F30 | 0 | [10 empty] | No | No
MC014 | Bowland Hall |  |  |  | MC014-B01/F4 | Economy off enabled | EN.EN3 Energy Sensor | [6 empty] | F4 | 0 | [10 empty] | No | No
MC014 | Bowland Hall |  |  |  | MC014-B01/F5 | Function 5 | EN.EN3 Energy Sensor | [6 empty] | F5 | 0 | [10 empty] | No | No
MC014 | Bowland Hall |  |  |  | MC014-B01/F6 | 1 hour | EN.EN3 Energy Sensor | [6 empty] | F6 | 0 | [10 empty] | No | No
MC014 | Bowland Hall |  |  |  | MC014-B01/F7 | Function 7 | EN.EN3 Energy Sensor | [6 empty] | F7 | 0 | [10 empty] | No | No
MC014 | Bowland Hall |  |  |  | MC014-B01/F24 | Function 24 | EN.EN3 Energy Sensor | [6 empty] | F24 | 0 | [10 empty] | No | No
MC014 | Bowland Hall |  |  |  | MC014-B01/F25 | Function 25 | EN.EN3 Energy Sensor | [6 empty] | F25 | 0 | [10 empty] | No | No
MC014 | Bowland Hall |  |  |  | MC014-B01/F26 | Function 26 | EN.EN3 Energy Sensor | [6 empty] | F26 | 0 | [10 empty] | No | No
MC014 | Bowland Hall |  |  |  | MC014-B01/F27 | Function 27 | EN.EN3 Energy Sensor | [6 empty] | F27 | 0 | [10 empty] | No | No
MC014 | Bowland Hall |  |  |  | MC014-B01/F28 | Lead boiler enable | EN.EN3 Energy Sensor | [6 empty] | F28 | 0 | [10 empty] | No | No
MC014 | Bowland Hall |  |  |  | MC014-B01/F29 | Lag Boiler Enable | EN.EN3 Energy Sensor | [6 empty] | F29 | 0 | [10 empty] | No | No
MC014 | Bowland Hall |  |  |  | MC014-B01/F19 | Room high limit | EN.EN3 Energy Sensor | [6 empty] | F19 | 0 | [10 empty] | No | No
MC014 | Bowland Hall |  |  |  | MC014-B01/F2 | 2nd stage frost protection enabled | EN.EN3 Energy Sensor | [6 empty] | F2 | 0 | [10 empty] | No | No
MC014 | Bowland Hall |  |  |  | MC014-B01/F20 | Function 20 | EN.EN3 Energy Sensor | [6 empty] | F20 | 0 | [10 empty] | No | No
MC014 | Bowland Hall |  |  |  | MC014-B01/F21 | Function 21 | EN.EN3 Energy Sensor | [6 empty] | F21 | 0 | [10 empty] | No | No
MC014 | Bowland Hall |  |  |  | MC014-B01/F22 | Calculated variable temperature circuit setpoint | EN.EN3 Energy Sensor | [6 empty] | F22 | 0 | [10 empty] | No | No
MC014 | Bowland Hall |  |  |  | MC014-B01/F23 | Function 23 | EN.EN3 Energy Sensor | [6 empty] | F23 | 0 | [10 empty] | No | No
MC014 | Bowland Hall |  |  |  | MC014-B01/F13 | limit at | EN.EN3 Energy Sensor | [6 empty] | F13 | 0 | [10 empty] | No | No
MC014 | Bowland Hall |  |  |  | MC014-B01/F14 | Function 14 | EN.EN3 Energy Sensor | [6 empty] | F14 | 0 | [10 empty] | No | No
MC014 | Bowland Hall |  |  |  | MC014-B01/F15 | Function 15 | EN.EN3 Energy Sensor | [6 empty] | F15 | 0 | [10 empty] | No | No
MC014 | Bowland Hall |  |  |  | MC014-B01/F16 | Function 16 | EN.EN3 Energy Sensor | [6 empty] | F16 | 0 | [10 empty] | No | No
MC014 | Bowland Hall |  |  |  | MC014-B01/F17 | Function 17 | EN.EN3 Energy Sensor | [6 empty] | F17 | 0 | [10 empty] | No | No
MC014 | Bowland Hall |  |  |  | MC014-B01/F18 | Function 18 | EN.EN3 Energy Sensor | [6 empty] | F18 | 0 | [10 empty] | No | No
MC014 | Bowland Hall |  |  |  | MC014-B01/D6 | Domestic hot water secondary pump | EN.EN3 Energy Sensor | [6 empty] | D6 | 0 | [10 empty] | No | No
MC014 | Bowland Hall |  |  |  | MC014-B01/e1 | Supervisor | EN.EN3 Energy Sensor | [6 empty] | e1 | 0 | [10 empty] | No | No
MC014 | Bowland Hall |  |  |  | MC014-B01/F1 | 1st stage frost enabled | EN.EN3 Energy Sensor | [6 empty] | F1 | 0 | [10 empty] | No | No
MC014 | Bowland Hall |  |  |  | MC014-B01/F10 | Function 10 | EN.EN3 Energy Sensor | [6 empty] | F10 | 0 | [10 empty] | No | No
MC014 | Bowland Hall |  |  |  | MC014-B01/F11 | Function 11 | EN.EN3 Energy Sensor | [6 empty] | F11 | 0 | [10 empty] | No | No
MC014 | Bowland Hall |  |  |  | MC014-B01/F12 | Function 12 | EN.EN3 Energy Sensor | [6 empty] | F12 | 0 | [10 empty] | No | No
MC014 | Bowland Hall |  |  |  | MC014-B02/C1 | Virtual CNC 1 | EN.EN3 Energy Sensor | [6 empty] | C1 | 0 | [10 empty] | No | No
MC014 | Bowland Hall |  |  |  | MC014-B02/D1 | Hot water service valve | EN.EN3 Energy Sensor | [6 empty] | D1 | 0 | [10 empty] | No | No
MC014 | Bowland Hall |  |  |  | MC014-B02/D2 | Boiler No2 | EN.EN3 Energy Sensor | [6 empty] | D2 | 0 | [10 empty] | No | No
MC014 | Bowland Hall |  |  |  | MC014-B02/D3 | Variable temperature circuit valve | EN.EN3 Energy Sensor | [6 empty] | D3 | 0 | [10 empty] | No | No
MC014 | Bowland Hall |  |  |  | MC014-B02/D4 | Variable temperature pump | EN.EN3 Energy Sensor | [6 empty] | D4 | 0 | [10 empty] | No | No
MC014 | Bowland Hall |  |  |  | MC014-B02/D5 | Domestic hot water primary pump | EN.EN3 Energy Sensor | [6 empty] | D5 | 0 | [10 empty] | No | No
MC014 | Bowland Hall |  |  |  | MC014-B02/Z2 | Domestic hot water service times | EN.EN3 Energy Sensor | [6 empty] | Z2 | 0 | [10 empty] | No | No
MC014 | Bowland Hall |  |  |  | MC014-B02/V1 |  | EN.EN3 Energy Sensor | [6 empty] | V1 | 0 | [10 empty] | No | No
MC014 | Bowland Hall |  |  |  | MC014-B02/W2 | Summer winter switch | EN.EN3 Energy Sensor | [6 empty] | W2 | 0 | [10 empty] | No | No
MC014 | Bowland Hall |  |  |  | MC014-B02/W3 | Hol Auto A=On | EN.EN3 Energy Sensor | [6 empty] | W3 | 0 | [10 empty] | No | No
MC014 | Bowland Hall |  |  |  | MC014-B02/Y1 | Satchwell T Range | EN.EN3 Energy Sensor | [6 empty] | Y1 | 0 | [10 empty] | No | No
MC014 | Bowland Hall |  |  |  | MC014-B02/Y2 | Thermistor TBTC | EN.EN3 Energy Sensor | [6 empty] | Y2 | 0 | [10 empty] | No | No
MC014 | Bowland Hall |  |  |  | MC014-B02/Z1 | Heating times | EN.EN3 Energy Sensor | [6 empty] | Z1 | 0 | [10 empty] | No | No
MC014 | Bowland Hall |  |  |  | MC014-B02/S10 | Calculated temperature variable temperature circuit flow | EN.EN3 Energy Sensor | [6 empty] | S10 | 0 | [10 empty] | No | No
MC014 | Bowland Hall |  |  |  | MC014-B02/S2 | Room temperature | EN.EN3 Energy Sensor | [6 empty] | S2 | 0 | [10 empty] | No | No
MC014 | Bowland Hall |  |  |  | MC014-B02/S3 | Variable temperature circuit flow temperature | EN.EN3 Energy Sensor | [6 empty] | S3 | 0 | [10 empty] | No | No
MC014 | Bowland Hall |  |  |  | MC014-B02/S4 | Domestic hot water service temperature | EN.EN3 Energy Sensor | [6 empty] | S4 | 0 | [10 empty] | No | No
MC014 | Bowland Hall |  |  |  | MC014-B02/S5 | Boiler temperature | EN.EN3 Energy Sensor | [6 empty] | S5 | 0 | [10 empty] | No | No
MC014 | Bowland Hall |  |  |  | MC014-B02/S6 | Boiler on | EN.EN3 Energy Sensor | [6 empty] | S6 | 0 | [10 empty] | No | No
MC014 | Bowland Hall |  |  |  | MC014-B02/P3 | Variable temperature circuit flow temperature | EN.EN3 Energy Sensor | [6 empty] | P3 | 0 | [10 empty] | No | No
MC014 | Bowland Hall |  |  |  | MC014-B02/P4 | Domestic hot water service temperature | EN.EN3 Energy Sensor | [6 empty] | P4 | 0 | [10 empty] | No | No
MC014 | Bowland Hall |  |  |  | MC014-B02/P5 | Boiler on | EN.EN3 Energy Sensor | [6 empty] | P5 | 0 | [10 empty] | No | No
MC014 | Bowland Hall |  |  |  | MC014-B02/P6 | Boiler temperature | EN.EN3 Energy Sensor | [6 empty] | P6 | 0 | [10 empty] | No | No
MC014 | Bowland Hall |  |  |  | MC014-B02/Q1 | Sequence Table 1 | EN.EN3 Energy Sensor | [6 empty] | Q1 | 0 | [10 empty] | No | No
MC014 | Bowland Hall |  |  |  | MC014-B02/S1 | Outside air temperature | EN.EN3 Energy Sensor | [6 empty] | S1 | 0 | [10 empty] | No | No
MC014 | Bowland Hall |  |  |  | MC014-B02/o1 | Heating times | EN.EN3 Energy Sensor | [6 empty] | o1 | 0 | [10 empty] | No | No
MC014 | Bowland Hall |  |  |  | MC014-B02/o2 | Alarm Route 2 | EN.EN3 Energy Sensor | [6 empty] | o2 | 0 | [10 empty] | No | No
MC014 | Bowland Hall |  |  |  | MC014-B02/o3 | Alarm Route 3 | EN.EN3 Energy Sensor | [6 empty] | o3 | 0 | [10 empty] | No | No
MC014 | Bowland Hall |  |  |  | MC014-B02/P1 | Outside air temperature | EN.EN3 Energy Sensor | [6 empty] | P1 | 0 | [10 empty] | No | No
MC014 | Bowland Hall |  |  |  | MC014-B02/P2 | Room temperature | EN.EN3 Energy Sensor | [6 empty] | P2 | 0 | [10 empty] | No | No
MC014 | Bowland Hall |  |  |  | MC014-B02/K8 | Room influence | EN.EN3 Energy Sensor | [6 empty] | K8 | 0 | [10 empty] | No | No
MC014 | Bowland Hall |  |  |  | MC014-B02/K9 | Boiler hot water service diff | EN.EN3 Energy Sensor | [6 empty] | K9 | 0 | [10 empty] | No | No
MC014 | Bowland Hall |  |  |  | MC014-B02/L1 | Loop 1 | EN.EN3 Energy Sensor | [6 empty] | L1 | 0 | [10 empty] | No | No
MC014 | Bowland Hall |  |  |  | MC014-B02/L3 | compensator | EN.EN3 Energy Sensor | [6 empty] | L3 | 0 | [10 empty] | No | No
MC014 | Bowland Hall |  |  |  | MC014-B02/L4 |  | EN.EN3 Energy Sensor | [6 empty] | L4 | 0 | [10 empty] | No | No
MC014 | Bowland Hall |  |  |  | MC014-B02/n1 | TREND_0B_29_19 | EN.EN3 Energy Sensor | [6 empty] | n1 | 0 | [10 empty] | No | No
MC014 | Bowland Hall |  |  |  | MC014-B02/K2 | 2nd stage frost setpoint | EN.EN3 Energy Sensor | [6 empty] | K2 | 0 | [10 empty] | No | No
MC014 | Bowland Hall |  |  |  | MC014-B02/K3 | 3rd stage frost setpoint | EN.EN3 Energy Sensor | [6 empty] | K3 | 0 | [10 empty] | No | No
MC014 | Bowland Hall |  |  |  | MC014-B02/K4 | Outside air temperature economy off setpoint | EN.EN3 Energy Sensor | [6 empty] | K4 | 0 | [10 empty] | No | No
MC014 | Bowland Hall |  |  |  | MC014-B02/K5 | Occupied setpoint | EN.EN3 Energy Sensor | [6 empty] | K5 | 0 | [10 empty] | No | No
MC014 | Bowland Hall |  |  |  | MC014-B02/K6 | VT Flow@0 degC | EN.EN3 Energy Sensor | [6 empty] | K6 | 0 | [10 empty] | No | No
MC014 | Bowland Hall |  |  |  | MC014-B02/K7 | VT Flow@ 20oC OAT | EN.EN3 Energy Sensor | [6 empty] | K7 | 0 | [10 empty] | No | No
MC014 | Bowland Hall |  |  |  | MC014-B02/K12 | Boiler fail alarm timer | EN.EN3 Energy Sensor | [6 empty] | K12 | 0 | [10 empty] | No | No
MC014 | Bowland Hall |  |  |  | MC014-B02/K13 | Domestic hot water servvice setpoint | EN.EN3 Energy Sensor | [6 empty] | K13 | 0 | [10 empty] | No | No
MC014 | Bowland Hall |  |  |  | MC014-B02/K14 | Space Hil Limit Diff | EN.EN3 Energy Sensor | [6 empty] | K14 | 0 | [10 empty] | No | No
MC014 | Bowland Hall |  |  |  | MC014-B02/K15 | HWS Primary pump run on | EN.EN3 Energy Sensor | [6 empty] | K15 | 0 | [10 empty] | No | No
MC014 | Bowland Hall |  |  |  | MC014-B02/K16 | Hot water service dead band | EN.EN3 Energy Sensor | [6 empty] | K16 | 0 | [10 empty] | No | No
MC014 | Bowland Hall |  |  |  | MC014-B02/K17 | Boiler temperature setpoint | EN.EN3 Energy Sensor | [6 empty] | K17 | 0 | [10 empty] | No | No
MC014 | Bowland Hall |  |  |  | MC014-B02/I1 | Bowland Hall 2 Boiler Failed | EN.EN3 Energy Sensor | [6 empty] | I1 | 0 | [10 empty] | No | No
MC014 | Bowland Hall |  |  |  | MC014-B02/I2 | Boiler on | EN.EN3 Energy Sensor | [6 empty] | I2 | 0 | [10 empty] | No | No
MC014 | Bowland Hall |  |  |  | MC014-B02/I3 | Hand or automatic | EN.EN3 Energy Sensor | [6 empty] | I3 | 0 | [10 empty] | No | No
MC014 | Bowland Hall |  |  |  | MC014-B02/K1 | 1st stage frost setpoint | EN.EN3 Energy Sensor | [6 empty] | K1 | 0 | [10 empty] | No | No
MC014 | Bowland Hall |  |  |  | MC014-B02/K10 | Boiler Valve Diff | EN.EN3 Energy Sensor | [6 empty] | K10 | 0 | [10 empty] | No | No
MC014 | Bowland Hall |  |  |  | MC014-B02/K11 | Boiler fail alarm limit | EN.EN3 Energy Sensor | [6 empty] | K11 | 0 | [10 empty] | No | No
MC014 | Bowland Hall |  |  |  | MC014-B02/G28 | Logic 28 | EN.EN3 Energy Sensor | [6 empty] | G28 | 0 | [10 empty] | No | No
MC014 | Bowland Hall |  |  |  | MC014-B02/G3 | Logic 3 | EN.EN3 Energy Sensor | [6 empty] | G3 | 0 | [10 empty] | No | No
MC014 | Bowland Hall |  |  |  | MC014-B02/G5 | Logic 5 | EN.EN3 Energy Sensor | [6 empty] | G5 | 0 | [10 empty] | No | No
MC014 | Bowland Hall |  |  |  | MC014-B02/G6 | Logic 6 | EN.EN3 Energy Sensor | [6 empty] | G6 | 0 | [10 empty] | No | No
MC014 | Bowland Hall |  |  |  | MC014-B02/G8 | Logic 8 | EN.EN3 Energy Sensor | [6 empty] | G8 | 0 | [10 empty] | No | No
MC014 | Bowland Hall |  |  |  | MC014-B02/G9 | Boost | EN.EN3 Energy Sensor | [6 empty] | G9 | 0 | [10 empty] | No | No
MC014 | Bowland Hall |  |  |  | MC014-B02/G21 | Logic 21 | EN.EN3 Energy Sensor | [6 empty] | G21 | 0 | [10 empty] | No | No
MC014 | Bowland Hall |  |  |  | MC014-B02/G22 | Hot water service enable | EN.EN3 Energy Sensor | [6 empty] | G22 | 0 | [10 empty] | No | No
MC014 | Bowland Hall |  |  |  | MC014-B02/G23 | Heating enable | EN.EN3 Energy Sensor | [6 empty] | G23 | 0 | [10 empty] | No | No
MC014 | Bowland Hall |  |  |  | MC014-B02/G24 | Logic 24 | EN.EN3 Energy Sensor | [6 empty] | G24 | 0 | [10 empty] | No | No
MC014 | Bowland Hall |  |  |  | MC014-B02/G26 | Logic 26 | EN.EN3 Energy Sensor | [6 empty] | G26 | 0 | [10 empty] | No | No
MC014 | Bowland Hall |  |  |  | MC014-B02/G27 | Logic 27 | EN.EN3 Energy Sensor | [6 empty] | G27 | 0 | [10 empty] | No | No
MC014 | Bowland Hall |  |  |  | MC014-B02/G16 | Domestic hot water demand | EN.EN3 Energy Sensor | [6 empty] | G16 | 0 | [10 empty] | No | No
MC014 | Bowland Hall |  |  |  | MC014-B02/G17 | Logic 17 | EN.EN3 Energy Sensor | [6 empty] | G17 | 0 | [10 empty] | No | No
MC014 | Bowland Hall |  |  |  | MC014-B02/G18 | Heat dissipation | EN.EN3 Energy Sensor | [6 empty] | G18 | 0 | [10 empty] | No | No
MC014 | Bowland Hall |  |  |  | MC014-B02/G19 | Logic 19 | EN.EN3 Energy Sensor | [6 empty] | G19 | 0 | [10 empty] | No | No
MC014 | Bowland Hall |  |  |  | MC014-B02/G2 | Logic 2 | EN.EN3 Energy Sensor | [6 empty] | G2 | 0 | [10 empty] | No | No
MC014 | Bowland Hall |  |  |  | MC014-B02/G20 | 2nd stage frost protection enabled | EN.EN3 Energy Sensor | [6 empty] | G20 | 0 | [10 empty] | No | No
MC014 | Bowland Hall |  |  |  | MC014-B02/F9 | Function 9 | EN.EN3 Energy Sensor | [6 empty] | F9 | 0 | [10 empty] | No | No
MC014 | Bowland Hall |  |  |  | MC014-B02/G1 | Logic 1 | EN.EN3 Energy Sensor | [6 empty] | G1 | 0 | [10 empty] | No | No
MC014 | Bowland Hall |  |  |  | MC014-B02/G10 | Boiler heating hot water service enable | EN.EN3 Energy Sensor | [6 empty] | G10 | 0 | [10 empty] | No | No
MC014 | Bowland Hall |  |  |  | MC014-B02/G12 | Logic 12 | EN.EN3 Energy Sensor | [6 empty] | G12 | 0 | [10 empty] | No | No
MC014 | Bowland Hall |  |  |  | MC014-B02/G14 | Logic 14 | EN.EN3 Energy Sensor | [6 empty] | G14 | 0 | [10 empty] | No | No
MC014 | Bowland Hall |  |  |  | MC014-B02/G15 | Logic 15 | EN.EN3 Energy Sensor | [6 empty] | G15 | 0 | [10 empty] | No | No
MC014 | Bowland Hall |  |  |  | MC014-B02/F30 | Function 30 | EN.EN3 Energy Sensor | [6 empty] | F30 | 0 | [10 empty] | No | No
MC014 | Bowland Hall |  |  |  | MC014-B02/F4 | Economy off enabled | EN.EN3 Energy Sensor | [6 empty] | F4 | 0 | [10 empty] | No | No
MC014 | Bowland Hall |  |  |  | MC014-B02/F5 | Function 5 | EN.EN3 Energy Sensor | [6 empty] | F5 | 0 | [10 empty] | No | No
MC014 | Bowland Hall |  |  |  | MC014-B02/F6 | 1 hour | EN.EN3 Energy Sensor | [6 empty] | F6 | 0 | [10 empty] | No | No
MC014 | Bowland Hall |  |  |  | MC014-B02/F7 | Function 7 | EN.EN3 Energy Sensor | [6 empty] | F7 | 0 | [10 empty] | No | No
MC014 | Bowland Hall |  |  |  | MC014-B02/F8 | Function 8 | EN.EN3 Energy Sensor | [6 empty] | F8 | 0 | [10 empty] | No | No
MC014 | Bowland Hall |  |  |  | MC014-B02/F24 | Function 24 | EN.EN3 Energy Sensor | [6 empty] | F24 | 0 | [10 empty] | No | No
MC014 | Bowland Hall |  |  |  | MC014-B02/F25 | Function 25 | EN.EN3 Energy Sensor | [6 empty] | F25 | 0 | [10 empty] | No | No
MC014 | Bowland Hall |  |  |  | MC014-B02/F26 | Function 26 | EN.EN3 Energy Sensor | [6 empty] | F26 | 0 | [10 empty] | No | No
MC014 | Bowland Hall |  |  |  | MC014-B02/F27 | Function 27 | EN.EN3 Energy Sensor | [6 empty] | F27 | 0 | [10 empty] | No | No
MC014 | Bowland Hall |  |  |  | MC014-B02/F28 | Lead boiler enable | EN.EN3 Energy Sensor | [6 empty] | F28 | 0 | [10 empty] | No | No
MC014 | Bowland Hall |  |  |  | MC014-B02/F3 | 3rd stage frost enabled | EN.EN3 Energy Sensor | [6 empty] | F3 | 0 | [10 empty] | No | No
MC014 | Bowland Hall |  |  |  | MC014-B02/F19 | Room high limit | EN.EN3 Energy Sensor | [6 empty] | F19 | 0 | [10 empty] | No | No
MC014 | Bowland Hall |  |  |  | MC014-B02/F2 | 2nd stage frost protection enabled | EN.EN3 Energy Sensor | [6 empty] | F2 | 0 | [10 empty] | No | No
MC014 | Bowland Hall |  |  |  | MC014-B02/F20 | Function 20 | EN.EN3 Energy Sensor | [6 empty] | F20 | 0 | [10 empty] | No | No
MC014 | Bowland Hall |  |  |  | MC014-B02/F21 | Function 21 | EN.EN3 Energy Sensor | [6 empty] | F21 | 0 | [10 empty] | No | No
MC014 | Bowland Hall |  |  |  | MC014-B02/F22 | Calculated variable temperature circuit setpoint | EN.EN3 Energy Sensor | [6 empty] | F22 | 0 | [10 empty] | No | No
MC014 | Bowland Hall |  |  |  | MC014-B02/F23 | Function 23 | EN.EN3 Energy Sensor | [6 empty] | F23 | 0 | [10 empty] | No | No
MC014 | Bowland Hall |  |  |  | MC014-B02/F13 | limit at | EN.EN3 Energy Sensor | [6 empty] | F13 | 0 | [10 empty] | No | No
MC014 | Bowland Hall |  |  |  | MC014-B02/F14 | Function 14 | EN.EN3 Energy Sensor | [6 empty] | F14 | 0 | [10 empty] | No | No
MC014 | Bowland Hall |  |  |  | MC014-B02/F15 | Function 15 | EN.EN3 Energy Sensor | [6 empty] | F15 | 0 | [10 empty] | No | No
MC014 | Bowland Hall |  |  |  | MC014-B02/F16 | Function 16 | EN.EN3 Energy Sensor | [6 empty] | F16 | 0 | [10 empty] | No | No
MC014 | Bowland Hall |  |  |  | MC014-B02/F17 | Function 17 | EN.EN3 Energy Sensor | [6 empty] | F17 | 0 | [10 empty] | No | No
MC014 | Bowland Hall |  |  |  | MC014-B02/F18 | Function 18 | EN.EN3 Energy Sensor | [6 empty] | F18 | 0 | [10 empty] | No | No
MC014 | Bowland Hall |  |  |  | MC014-B02/D6 | Domestic hot water secondary pump | EN.EN3 Energy Sensor | [6 empty] | D6 | 0 | [10 empty] | No | No
MC014 | Bowland Hall |  |  |  | MC014-B02/e1 | Supervisor | EN.EN3 Energy Sensor | [6 empty] | e1 | 0 | [10 empty] | No | No
MC014 | Bowland Hall |  |  |  | MC014-B02/F1 | 1st stage frost enabled | EN.EN3 Energy Sensor | [6 empty] | F1 | 0 | [10 empty] | No | No
MC014 | Bowland Hall |  |  |  | MC014-B02/F10 | Function 10 | EN.EN3 Energy Sensor | [6 empty] | F10 | 0 | [10 empty] | No | No
MC014 | Bowland Hall |  |  |  | MC014-B02/F11 | Function 11 | EN.EN3 Energy Sensor | [6 empty] | F11 | 0 | [10 empty] | No | No
MC014 | Bowland Hall |  |  |  | MC014-B02/F12 | Function 12 | EN.EN3 Energy Sensor | [6 empty] | F12 | 0 | [10 empty] | No | No
MC014 | Bowland Hall |  |  |  | MC014-B03/C1 | Virtual CNC 1 | EN.EN3 Energy Sensor | [6 empty] | C1 | 0 | [10 empty] | No | No
MC014 | Bowland Hall |  |  |  | MC014-B03/D1 | Boiler No1 | EN.EN3 Energy Sensor | [6 empty] | D1 | 0 | [10 empty] | No | No
MC014 | Bowland Hall |  |  |  | MC014-B03/D2 | Boiler No2 | EN.EN3 Energy Sensor | [6 empty] | D2 | 0 | [10 empty] | No | No
MC014 | Bowland Hall |  |  |  | MC014-B03/D3 | Variable temperature circuit valve | EN.EN3 Energy Sensor | [6 empty] | D3 | 0 | [10 empty] | No | No
MC014 | Bowland Hall |  |  |  | MC014-B03/D4 | Variable temperature pump | EN.EN3 Energy Sensor | [6 empty] | D4 | 0 | [10 empty] | No | No
MC014 | Bowland Hall |  |  |  | MC014-B03/D5 | Domestic hot water primary pump | EN.EN3 Energy Sensor | [6 empty] | D5 | 0 | [10 empty] | No | No
MC014 | Bowland Hall |  |  |  | MC014-B03/Z2 | Domestic hot water service times | EN.EN3 Energy Sensor | [6 empty] | Z2 | 0 | [10 empty] | No | No
MC014 | Bowland Hall |  |  |  | MC014-B03/V1 |  | EN.EN3 Energy Sensor | [6 empty] | V1 | 0 | [10 empty] | No | No
MC014 | Bowland Hall |  |  |  | MC014-B03/W2 | Summer winter switch | EN.EN3 Energy Sensor | [6 empty] | W2 | 0 | [10 empty] | No | No
MC014 | Bowland Hall |  |  |  | MC014-B03/W3 | Hol Auto A=On | EN.EN3 Energy Sensor | [6 empty] | W3 | 0 | [10 empty] | No | No
MC014 | Bowland Hall |  |  |  | MC014-B03/Y1 | Satchwell T Range | EN.EN3 Energy Sensor | [6 empty] | Y1 | 0 | [10 empty] | No | No
MC014 | Bowland Hall |  |  |  | MC014-B03/Y2 | Thermistor TBTC | EN.EN3 Energy Sensor | [6 empty] | Y2 | 0 | [10 empty] | No | No
MC014 | Bowland Hall |  |  |  | MC014-B03/Z1 | Heating times | EN.EN3 Energy Sensor | [6 empty] | Z1 | 0 | [10 empty] | No | No
MC014 | Bowland Hall |  |  |  | MC014-B03/S10 | Calculated temperature variable temperature circuit flow | EN.EN3 Energy Sensor | [6 empty] | S10 | 0 | [10 empty] | No | No
MC014 | Bowland Hall |  |  |  | MC014-B03/S2 | Room temperature | EN.EN3 Energy Sensor | [6 empty] | S2 | 0 | [10 empty] | No | No
MC014 | Bowland Hall |  |  |  | MC014-B03/S3 | Variable temperature circuit flow temperature | EN.EN3 Energy Sensor | [6 empty] | S3 | 0 | [10 empty] | No | No
MC014 | Bowland Hall |  |  |  | MC014-B03/S4 | Domestic hot water service temperature | EN.EN3 Energy Sensor | [6 empty] | S4 | 0 | [10 empty] | No | No
MC014 | Bowland Hall |  |  |  | MC014-B03/S5 | Boiler temperature | EN.EN3 Energy Sensor | [6 empty] | S5 | 0 | [10 empty] | No | No
MC014 | Bowland Hall |  |  |  | MC014-B03/S6 | Boiler on | EN.EN3 Energy Sensor | [6 empty] | S6 | 0 | [10 empty] | No | No
MC014 | Bowland Hall |  |  |  | MC014-B03/P3 | Variable temperature circuit flow temperature | EN.EN3 Energy Sensor | [6 empty] | P3 | 0 | [10 empty] | No | No
MC014 | Bowland Hall |  |  |  | MC014-B03/P4 | Domestic hot water service temperature | EN.EN3 Energy Sensor | [6 empty] | P4 | 0 | [10 empty] | No | No
MC014 | Bowland Hall |  |  |  | MC014-B03/P5 | Boiler on | EN.EN3 Energy Sensor | [6 empty] | P5 | 0 | [10 empty] | No | No
MC014 | Bowland Hall |  |  |  | MC014-B03/P6 | Boiler temperature | EN.EN3 Energy Sensor | [6 empty] | P6 | 0 | [10 empty] | No | No
MC014 | Bowland Hall |  |  |  | MC014-B03/Q1 | Sequence Table 1 | EN.EN3 Energy Sensor | [6 empty] | Q1 | 0 | [10 empty] | No | No
MC014 | Bowland Hall |  |  |  | MC014-B03/S1 | Outside air temperature | EN.EN3 Energy Sensor | [6 empty] | S1 | 0 | [10 empty] | No | No
MC014 | Bowland Hall |  |  |  | MC014-B03/O1 | Alarm Route 1 | EN.EN3 Energy Sensor | [6 empty] | O1 | 0 | [10 empty] | No | No
MC014 | Bowland Hall |  |  |  | MC014-B03/o2 | Alarm Route 2 | EN.EN3 Energy Sensor | [6 empty] | o2 | 0 | [10 empty] | No | No
MC014 | Bowland Hall |  |  |  | MC014-B03/o3 | Alarm Route 3 | EN.EN3 Energy Sensor | [6 empty] | o3 | 0 | [10 empty] | No | No
MC014 | Bowland Hall |  |  |  | MC014-B03/P1 | Outside air temperature | EN.EN3 Energy Sensor | [6 empty] | P1 | 0 | [10 empty] | No | No
MC014 | Bowland Hall |  |  |  | MC014-B03/P2 | Room temperature | EN.EN3 Energy Sensor | [6 empty] | P2 | 0 | [10 empty] | No | No
MC014 | Bowland Hall |  |  |  | MC014-B03/K8 | Room influence | EN.EN3 Energy Sensor | [6 empty] | K8 | 0 | [10 empty] | No | No
MC014 | Bowland Hall |  |  |  | MC014-B03/K9 | Boiler hot water service diff | EN.EN3 Energy Sensor | [6 empty] | K9 | 0 | [10 empty] | No | No
MC014 | Bowland Hall |  |  |  | MC014-B03/L1 | Loop 1 | EN.EN3 Energy Sensor | [6 empty] | L1 | 0 | [10 empty] | No | No
MC014 | Bowland Hall |  |  |  | MC014-B03/L3 | compensator | EN.EN3 Energy Sensor | [6 empty] | L3 | 0 | [10 empty] | No | No
MC014 | Bowland Hall |  |  |  | MC014-B03/L4 |  | EN.EN3 Energy Sensor | [6 empty] | L4 | 0 | [10 empty] | No | No
MC014 | Bowland Hall |  |  |  | MC014-B03/n1 | TREND_0E_1E_95 | EN.EN3 Energy Sensor | [6 empty] | n1 | 0 | [10 empty] | No | No
MC014 | Bowland Hall |  |  |  | MC014-B03/K2 | 2nd stage frost setpoint | EN.EN3 Energy Sensor | [6 empty] | K2 | 0 | [10 empty] | No | No
MC014 | Bowland Hall |  |  |  | MC014-B03/K3 | 3rd stage frost setpoint | EN.EN3 Energy Sensor | [6 empty] | K3 | 0 | [10 empty] | No | No
MC014 | Bowland Hall |  |  |  | MC014-B03/K4 | Outside air temperature economy off setpoint | EN.EN3 Energy Sensor | [6 empty] | K4 | 0 | [10 empty] | No | No
MC014 | Bowland Hall |  |  |  | MC014-B03/K5 | Occupied setpoint | EN.EN3 Energy Sensor | [6 empty] | K5 | 0 | [10 empty] | No | No
MC014 | Bowland Hall |  |  |  | MC014-B03/K6 | VT Flow@0 degC | EN.EN3 Energy Sensor | [6 empty] | K6 | 0 | [10 empty] | No | No
MC014 | Bowland Hall |  |  |  | MC014-B03/K7 | VT Flow@ 20oC OAT | EN.EN3 Energy Sensor | [6 empty] | K7 | 0 | [10 empty] | No | No
MC014 | Bowland Hall |  |  |  | MC014-B03/K11 | Boiler fail alarm limit | EN.EN3 Energy Sensor | [6 empty] | K11 | 0 | [10 empty] | No | No
MC014 | Bowland Hall |  |  |  | MC014-B03/K12 | Boiler fail alarm timer | EN.EN3 Energy Sensor | [6 empty] | K12 | 0 | [10 empty] | No | No
MC014 | Bowland Hall |  |  |  | MC014-B03/K13 | Domestic hot water servvice setpoint | EN.EN3 Energy Sensor | [6 empty] | K13 | 0 | [10 empty] | No | No
MC014 | Bowland Hall |  |  |  | MC014-B03/K14 | Space Hil Limit Diff | EN.EN3 Energy Sensor | [6 empty] | K14 | 0 | [10 empty] | No | No
MC014 | Bowland Hall |  |  |  | MC014-B03/K16 | Hot water service dead band | EN.EN3 Energy Sensor | [6 empty] | K16 | 0 | [10 empty] | No | No
MC014 | Bowland Hall |  |  |  | MC014-B03/K17 | Boiler temperature setpoint | EN.EN3 Energy Sensor | [6 empty] | K17 | 0 | [10 empty] | No | No
MC014 | Bowland Hall |  |  |  | MC014-B03/G9 | Boost | EN.EN3 Energy Sensor | [6 empty] | G9 | 0 | [10 empty] | No | No
MC014 | Bowland Hall |  |  |  | MC014-B03/I1 | Bowland Hall 3 Boiler Failed | EN.EN3 Energy Sensor | [6 empty] | I1 | 0 | [10 empty] | No | No
MC014 | Bowland Hall |  |  |  | MC014-B03/I2 | Boiler on | EN.EN3 Energy Sensor | [6 empty] | I2 | 0 | [10 empty] | No | No
MC014 | Bowland Hall |  |  |  | MC014-B03/I3 | Hand or automatic | EN.EN3 Energy Sensor | [6 empty] | I3 | 0 | [10 empty] | No | No
MC014 | Bowland Hall |  |  |  | MC014-B03/K1 | 1st stage frost setpoint | EN.EN3 Energy Sensor | [6 empty] | K1 | 0 | [10 empty] | No | No
MC014 | Bowland Hall |  |  |  | MC014-B03/K10 | Boiler Valve Diff | EN.EN3 Energy Sensor | [6 empty] | K10 | 0 | [10 empty] | No | No
MC014 | Bowland Hall |  |  |  | MC014-B03/G28 | Logic 28 | EN.EN3 Energy Sensor | [6 empty] | G28 | 0 | [10 empty] | No | No
MC014 | Bowland Hall |  |  |  | MC014-B03/G3 | Logic 3 | EN.EN3 Energy Sensor | [6 empty] | G3 | 0 | [10 empty] | No | No
MC014 | Bowland Hall |  |  |  | MC014-B03/G4 | Logic 4 | EN.EN3 Energy Sensor | [6 empty] | G4 | 0 | [10 empty] | No | No
MC014 | Bowland Hall |  |  |  | MC014-B03/G6 | Logic 6 | EN.EN3 Energy Sensor | [6 empty] | G6 | 0 | [10 empty] | No | No
MC014 | Bowland Hall |  |  |  | MC014-B03/G7 | boiler start delay for HWS val | EN.EN3 Energy Sensor | [6 empty] | G7 | 0 | [10 empty] | No | No
MC014 | Bowland Hall |  |  |  | MC014-B03/G8 | Logic 8 | EN.EN3 Energy Sensor | [6 empty] | G8 | 0 | [10 empty] | No | No
MC014 | Bowland Hall |  |  |  | MC014-B03/G21 | Logic 21 | EN.EN3 Energy Sensor | [6 empty] | G21 | 0 | [10 empty] | No | No
MC014 | Bowland Hall |  |  |  | MC014-B03/G22 | Hot water service enable | EN.EN3 Energy Sensor | [6 empty] | G22 | 0 | [10 empty] | No | No
MC014 | Bowland Hall |  |  |  | MC014-B03/G23 | Heating enable | EN.EN3 Energy Sensor | [6 empty] | G23 | 0 | [10 empty] | No | No
MC014 | Bowland Hall |  |  |  | MC014-B03/G24 | Logic 24 | EN.EN3 Energy Sensor | [6 empty] | G24 | 0 | [10 empty] | No | No
MC014 | Bowland Hall |  |  |  | MC014-B03/G26 | Logic 26 | EN.EN3 Energy Sensor | [6 empty] | G26 | 0 | [10 empty] | No | No
MC014 | Bowland Hall |  |  |  | MC014-B03/G27 | Logic 27 | EN.EN3 Energy Sensor | [6 empty] | G27 | 0 | [10 empty] | No | No
MC014 | Bowland Hall |  |  |  | MC014-B03/G16 | Domestic hot water demand | EN.EN3 Energy Sensor | [6 empty] | G16 | 0 | [10 empty] | No | No
MC014 | Bowland Hall |  |  |  | MC014-B03/G17 | Logic 17 | EN.EN3 Energy Sensor | [6 empty] | G17 | 0 | [10 empty] | No | No
MC014 | Bowland Hall |  |  |  | MC014-B03/G18 | Heat dissipation | EN.EN3 Energy Sensor | [6 empty] | G18 | 0 | [10 empty] | No | No
MC014 | Bowland Hall |  |  |  | MC014-B03/G19 | Logic 19 | EN.EN3 Energy Sensor | [6 empty] | G19 | 0 | [10 empty] | No | No
MC014 | Bowland Hall |  |  |  | MC014-B03/G2 | Logic 2 | EN.EN3 Energy Sensor | [6 empty] | G2 | 0 | [10 empty] | No | No
MC014 | Bowland Hall |  |  |  | MC014-B03/G20 | 2nd stage frost protection enabled | EN.EN3 Energy Sensor | [6 empty] | G20 | 0 | [10 empty] | No | No
MC014 | Bowland Hall |  |  |  | MC014-B03/F9 | Function 9 | EN.EN3 Energy Sensor | [6 empty] | F9 | 0 | [10 empty] | No | No
MC014 | Bowland Hall |  |  |  | MC014-B03/G1 | Logic 1 | EN.EN3 Energy Sensor | [6 empty] | G1 | 0 | [10 empty] | No | No
MC014 | Bowland Hall |  |  |  | MC014-B03/G10 | Boiler heating hot water service enable | EN.EN3 Energy Sensor | [6 empty] | G10 | 0 | [10 empty] | No | No
MC014 | Bowland Hall |  |  |  | MC014-B03/G12 | Logic 12 | EN.EN3 Energy Sensor | [6 empty] | G12 | 0 | [10 empty] | No | No
MC014 | Bowland Hall |  |  |  | MC014-B03/G14 | Logic 14 | EN.EN3 Energy Sensor | [6 empty] | G14 | 0 | [10 empty] | No | No
MC014 | Bowland Hall |  |  |  | MC014-B03/G15 | Logic 15 | EN.EN3 Energy Sensor | [6 empty] | G15 | 0 | [10 empty] | No | No
MC014 | Bowland Hall |  |  |  | MC014-B03/F30 | Function 30 | EN.EN3 Energy Sensor | [6 empty] | F30 | 0 | [10 empty] | No | No
MC014 | Bowland Hall |  |  |  | MC014-B03/F4 | Economy off enabled | EN.EN3 Energy Sensor | [6 empty] | F4 | 0 | [10 empty] | No | No
MC014 | Bowland Hall |  |  |  | MC014-B03/F5 | Function 5 | EN.EN3 Energy Sensor | [6 empty] | F5 | 0 | [10 empty] | No | No
MC014 | Bowland Hall |  |  |  | MC014-B03/F6 | 1 hour | EN.EN3 Energy Sensor | [6 empty] | F6 | 0 | [10 empty] | No | No
MC014 | Bowland Hall |  |  |  | MC014-B03/F7 | Function 7 | EN.EN3 Energy Sensor | [6 empty] | F7 | 0 | [10 empty] | No | No
MC014 | Bowland Hall |  |  |  | MC014-B03/F8 | Function 8 | EN.EN3 Energy Sensor | [6 empty] | F8 | 0 | [10 empty] | No | No
MC014 | Bowland Hall |  |  |  | MC014-B03/F24 | Function 24 | EN.EN3 Energy Sensor | [6 empty] | F24 | 0 | [10 empty] | No | No
MC014 | Bowland Hall |  |  |  | MC014-B03/F25 | Function 25 | EN.EN3 Energy Sensor | [6 empty] | F25 | 0 | [10 empty] | No | No
MC014 | Bowland Hall |  |  |  | MC014-B03/F26 | Function 26 | EN.EN3 Energy Sensor | [6 empty] | F26 | 0 | [10 empty] | No | No
MC014 | Bowland Hall |  |  |  | MC014-B03/F27 | Function 27 | EN.EN3 Energy Sensor | [6 empty] | F27 | 0 | [10 empty] | No | No
MC014 | Bowland Hall |  |  |  | MC014-B03/F28 | Lead boiler enable | EN.EN3 Energy Sensor | [6 empty] | F28 | 0 | [10 empty] | No | No
MC014 | Bowland Hall |  |  |  | MC014-B03/F3 | 3rd stage frost enabled | EN.EN3 Energy Sensor | [6 empty] | F3 | 0 | [10 empty] | No | No
MC014 | Bowland Hall |  |  |  | MC014-B03/F19 | Room high limit | EN.EN3 Energy Sensor | [6 empty] | F19 | 0 | [10 empty] | No | No
MC014 | Bowland Hall |  |  |  | MC014-B03/F2 | 2nd stage frost protection enabled | EN.EN3 Energy Sensor | [6 empty] | F2 | 0 | [10 empty] | No | No
MC014 | Bowland Hall |  |  |  | MC014-B03/F20 | Function 20 | EN.EN3 Energy Sensor | [6 empty] | F20 | 0 | [10 empty] | No | No
MC014 | Bowland Hall |  |  |  | MC014-B03/F21 | Function 21 | EN.EN3 Energy Sensor | [6 empty] | F21 | 0 | [10 empty] | No | No
MC014 | Bowland Hall |  |  |  | MC014-B03/F22 | Calculated variable temperature circuit setpoint | EN.EN3 Energy Sensor | [6 empty] | F22 | 0 | [10 empty] | No | No
MC014 | Bowland Hall |  |  |  | MC014-B03/F23 | Function 23 | EN.EN3 Energy Sensor | [6 empty] | F23 | 0 | [10 empty] | No | No
MC014 | Bowland Hall |  |  |  | MC014-B03/F13 | limit at | EN.EN3 Energy Sensor | [6 empty] | F13 | 0 | [10 empty] | No | No
MC014 | Bowland Hall |  |  |  | MC014-B03/F14 | Function 14 | EN.EN3 Energy Sensor | [6 empty] | F14 | 0 | [10 empty] | No | No
MC014 | Bowland Hall |  |  |  | MC014-B03/F15 | Function 15 | EN.EN3 Energy Sensor | [6 empty] | F15 | 0 | [10 empty] | No | No
MC014 | Bowland Hall |  |  |  | MC014-B03/F16 | Function 16 | EN.EN3 Energy Sensor | [6 empty] | F16 | 0 | [10 empty] | No | No
MC014 | Bowland Hall |  |  |  | MC014-B03/F17 | Function 17 | EN.EN3 Energy Sensor | [6 empty] | F17 | 0 | [10 empty] | No | No
MC014 | Bowland Hall |  |  |  | MC014-B03/F18 | Function 18 | EN.EN3 Energy Sensor | [6 empty] | F18 | 0 | [10 empty] | No | No
MC014 | Bowland Hall |  |  |  | MC014-B03/D6 | Domestic hot water secondary pump | EN.EN3 Energy Sensor | [6 empty] | D6 | 0 | [10 empty] | No | No
MC014 | Bowland Hall |  |  |  | MC014-B03/e1 | Supervisor | EN.EN3 Energy Sensor | [6 empty] | e1 | 0 | [10 empty] | No | No
MC014 | Bowland Hall |  |  |  | MC014-B03/F1 | 1st stage frost enabled | EN.EN3 Energy Sensor | [6 empty] | F1 | 0 | [10 empty] | No | No
MC014 | Bowland Hall |  |  |  | MC014-B03/F10 | Function 10 | EN.EN3 Energy Sensor | [6 empty] | F10 | 0 | [10 empty] | No | No
MC014 | Bowland Hall |  |  |  | MC014-B03/F11 | Function 11 | EN.EN3 Energy Sensor | [6 empty] | F11 | 0 | [10 empty] | No | No
MC014 | Bowland Hall |  |  |  | MC014-B03/F12 | Function 12 | EN.EN3 Energy Sensor | [6 empty] | F12 | 0 | [10 empty] | No | No
MC014 | Bowland Hall |  |  |  | MC014-B08/C1 | Virtual CNC 1 | EN.EN3 Energy Sensor | [6 empty] | C1 | 0 | [10 empty] | No | No
MC014 | Bowland Hall |  |  |  | MC014-B08/D1 | Boiler No1 | EN.EN3 Energy Sensor | [6 empty] | D1 | 0 | [10 empty] | No | No
MC014 | Bowland Hall |  |  |  | MC014-B08/D2 | Boiler No2 | EN.EN3 Energy Sensor | [6 empty] | D2 | 0 | [10 empty] | No | No
MC014 | Bowland Hall |  |  |  | MC014-B08/D3 | Variable temperature circuit valve | EN.EN3 Energy Sensor | [6 empty] | D3 | 0 | [10 empty] | No | No
MC014 | Bowland Hall |  |  |  | MC014-B08/D4 | Variable temperature pump | EN.EN3 Energy Sensor | [6 empty] | D4 | 0 | [10 empty] | No | No
MC014 | Bowland Hall |  |  |  | MC014-B08/D5 | Domestic hot water primary pump | EN.EN3 Energy Sensor | [6 empty] | D5 | 0 | [10 empty] | No | No
MC014 | Bowland Hall |  |  |  | MC014-B08/Y2 | Thermistor TBTC | EN.EN3 Energy Sensor | [6 empty] | Y2 | 0 | [10 empty] | No | No
MC014 | Bowland Hall |  |  |  | MC014-B08/Z1 | Heating times | EN.EN3 Energy Sensor | [6 empty] | Z1 | 0 | [10 empty] | No | No
MC014 | Bowland Hall |  |  |  | MC014-B08/Z2 | Domestic hot water service times | EN.EN3 Energy Sensor | [6 empty] | Z2 | 0 | [10 empty] | No | No
MC014 | Bowland Hall |  |  |  | MC014-B08/S5 | Boiler temperature | EN.EN3 Energy Sensor | [6 empty] | S5 | 0 | [10 empty] | No | No
MC014 | Bowland Hall |  |  |  | MC014-B08/S6 | Boiler on | EN.EN3 Energy Sensor | [6 empty] | S6 | 0 | [10 empty] | No | No
MC014 | Bowland Hall |  |  |  | MC014-B08/V1 |  | EN.EN3 Energy Sensor | [6 empty] | V1 | 0 | [10 empty] | No | No
MC014 | Bowland Hall |  |  |  | MC014-B08/W2 | Summer winter switch | EN.EN3 Energy Sensor | [6 empty] | W2 | 0 | [10 empty] | No | No
MC014 | Bowland Hall |  |  |  | MC014-B08/W3 | Hol Auto A=On | EN.EN3 Energy Sensor | [6 empty] | W3 | 0 | [10 empty] | No | No
MC014 | Bowland Hall |  |  |  | MC014-B08/Y1 | Satchwell T Range | EN.EN3 Energy Sensor | [6 empty] | Y1 | 0 | [10 empty] | No | No
MC014 | Bowland Hall |  |  |  | MC014-B08/Q1 | Sequence Table 1 | EN.EN3 Energy Sensor | [6 empty] | Q1 | 0 | [10 empty] | No | No
MC014 | Bowland Hall |  |  |  | MC014-B08/S1 | Outside air temperature | EN.EN3 Energy Sensor | [6 empty] | S1 | 0 | [10 empty] | No | No
MC014 | Bowland Hall |  |  |  | MC014-B08/S10 | Calculated temperature variable temperature circuit flow | EN.EN3 Energy Sensor | [6 empty] | S10 | 0 | [10 empty] | No | No
MC014 | Bowland Hall |  |  |  | MC014-B08/S2 | Room temperature | EN.EN3 Energy Sensor | [6 empty] | S2 | 0 | [10 empty] | No | No
MC014 | Bowland Hall |  |  |  | MC014-B08/S3 | Variable temperature circuit flow temperature | EN.EN3 Energy Sensor | [6 empty] | S3 | 0 | [10 empty] | No | No
MC014 | Bowland Hall |  |  |  | MC014-B08/S4 | Domestic hot water service temperature | EN.EN3 Energy Sensor | [6 empty] | S4 | 0 | [10 empty] | No | No
MC014 | Bowland Hall |  |  |  | MC014-B08/P1 | Outside air temperature | EN.EN3 Energy Sensor | [6 empty] | P1 | 0 | [10 empty] | No | No
MC014 | Bowland Hall |  |  |  | MC014-B08/P2 | Room temperature | EN.EN3 Energy Sensor | [6 empty] | P2 | 0 | [10 empty] | No | No
MC014 | Bowland Hall |  |  |  | MC014-B08/P3 | Variable temperature circuit flow temperature | EN.EN3 Energy Sensor | [6 empty] | P3 | 0 | [10 empty] | No | No
MC014 | Bowland Hall |  |  |  | MC014-B08/P4 | Domestic hot water service temperature | EN.EN3 Energy Sensor | [6 empty] | P4 | 0 | [10 empty] | No | No
MC014 | Bowland Hall |  |  |  | MC014-B08/P6 | Boiler temperature | EN.EN3 Energy Sensor | [6 empty] | P6 | 0 | [10 empty] | No | No
MC014 | Bowland Hall |  |  |  | MC014-B08/P7 | Boiler on | EN.EN3 Energy Sensor | [6 empty] | P7 | 0 | [10 empty] | No | No
MC014 | Bowland Hall |  |  |  | MC014-B08/L4 |  | EN.EN3 Energy Sensor | [6 empty] | L4 | 0 | [10 empty] | No | No
MC014 | Bowland Hall |  |  |  | MC014-B08/n1 | TREND_0C_27_DA | EN.EN3 Energy Sensor | [6 empty] | n1 | 0 | [10 empty] | No | No
MC014 | Bowland Hall |  |  |  | MC014-B08/o1 | Heating times | EN.EN3 Energy Sensor | [6 empty] | o1 | 0 | [10 empty] | No | No
MC014 | Bowland Hall |  |  |  | MC014-B08/o2 | Alarm Route 2 | EN.EN3 Energy Sensor | [6 empty] | o2 | 0 | [10 empty] | No | No
MC014 | Bowland Hall |  |  |  | MC014-B08/o3 | Alarm Route 3 | EN.EN3 Energy Sensor | [6 empty] | o3 | 0 | [10 empty] | No | No
MC014 | Bowland Hall |  |  |  | MC014-B08/K6 | VT Flow@0 degC | EN.EN3 Energy Sensor | [6 empty] | K6 | 0 | [10 empty] | No | No
MC014 | Bowland Hall |  |  |  | MC014-B08/K7 | VT Flow@ 20oC OAT | EN.EN3 Energy Sensor | [6 empty] | K7 | 0 | [10 empty] | No | No
MC014 | Bowland Hall |  |  |  | MC014-B08/K8 | Room influence | EN.EN3 Energy Sensor | [6 empty] | K8 | 0 | [10 empty] | No | No
MC014 | Bowland Hall |  |  |  | MC014-B08/K9 | Boiler hot water service diff | EN.EN3 Energy Sensor | [6 empty] | K9 | 0 | [10 empty] | No | No
MC014 | Bowland Hall |  |  |  | MC014-B08/L1 | Loop 1 | EN.EN3 Energy Sensor | [6 empty] | L1 | 0 | [10 empty] | No | No
MC014 | Bowland Hall |  |  |  | MC014-B08/L3 | compensator | EN.EN3 Energy Sensor | [6 empty] | L3 | 0 | [10 empty] | No | No
MC014 | Bowland Hall |  |  |  | MC014-B08/K16 | Hot water service dead band | EN.EN3 Energy Sensor | [6 empty] | K16 | 0 | [10 empty] | No | No
MC014 | Bowland Hall |  |  |  | MC014-B08/K17 | Boiler temperature setpoint | EN.EN3 Energy Sensor | [6 empty] | K17 | 0 | [10 empty] | No | No
MC014 | Bowland Hall |  |  |  | MC014-B08/K2 | 2nd stage frost setpoint | EN.EN3 Energy Sensor | [6 empty] | K2 | 0 | [10 empty] | No | No
MC014 | Bowland Hall |  |  |  | MC014-B08/K3 | 3rd stage frost setpoint | EN.EN3 Energy Sensor | [6 empty] | K3 | 0 | [10 empty] | No | No
MC014 | Bowland Hall |  |  |  | MC014-B08/K4 | Outside air temperature economy off setpoint | EN.EN3 Energy Sensor | [6 empty] | K4 | 0 | [10 empty] | No | No
MC014 | Bowland Hall |  |  |  | MC014-B08/K5 | Occupied setpoint | EN.EN3 Energy Sensor | [6 empty] | K5 | 0 | [10 empty] | No | No
MC014 | Bowland Hall |  |  |  | MC014-B08/K1 | 1st stage frost setpoint | EN.EN3 Energy Sensor | [6 empty] | K1 | 0 | [10 empty] | No | No
MC014 | Bowland Hall |  |  |  | MC014-B08/K10 | Boiler Valve Diff | EN.EN3 Energy Sensor | [6 empty] | K10 | 0 | [10 empty] | No | No
MC014 | Bowland Hall |  |  |  | MC014-B08/K11 | Boiler fail alarm limit | EN.EN3 Energy Sensor | [6 empty] | K11 | 0 | [10 empty] | No | No
MC014 | Bowland Hall |  |  |  | MC014-B08/K12 | Boiler fail alarm timer | EN.EN3 Energy Sensor | [6 empty] | K12 | 0 | [10 empty] | No | No
MC014 | Bowland Hall |  |  |  | MC014-B08/K13 | Domestic hot water servvice setpoint | EN.EN3 Energy Sensor | [6 empty] | K13 | 0 | [10 empty] | No | No
MC014 | Bowland Hall |  |  |  | MC014-B08/K14 | Space Hil Limit Diff | EN.EN3 Energy Sensor | [6 empty] | K14 | 0 | [10 empty] | No | No
MC014 | Bowland Hall |  |  |  | MC014-B08/G7 | boiler start delay for HWS val | EN.EN3 Energy Sensor | [6 empty] | G7 | 0 | [10 empty] | No | No
MC014 | Bowland Hall |  |  |  | MC014-B08/G8 | Logic 8 | EN.EN3 Energy Sensor | [6 empty] | G8 | 0 | [10 empty] | No | No
MC014 | Bowland Hall |  |  |  | MC014-B08/G9 | Boost | EN.EN3 Energy Sensor | [6 empty] | G9 | 0 | [10 empty] | No | No
MC014 | Bowland Hall |  |  |  | MC014-B08/I1 | Bowland Hall 8 Boiler Failed | EN.EN3 Energy Sensor | [6 empty] | I1 | 0 | [10 empty] | No | No
MC014 | Bowland Hall |  |  |  | MC014-B08/I2 | Boiler on | EN.EN3 Energy Sensor | [6 empty] | I2 | 0 | [10 empty] | No | No
MC014 | Bowland Hall |  |  |  | MC014-B08/I3 | Hand or automatic | EN.EN3 Energy Sensor | [6 empty] | I3 | 0 | [10 empty] | No | No
MC014 | Bowland Hall |  |  |  | MC014-B08/G27 | Logic 27 | EN.EN3 Energy Sensor | [6 empty] | G27 | 0 | [10 empty] | No | No
MC014 | Bowland Hall |  |  |  | MC014-B08/G28 | Logic 28 | EN.EN3 Energy Sensor | [6 empty] | G28 | 0 | [10 empty] | No | No
MC014 | Bowland Hall |  |  |  | MC014-B08/G3 | Logic 3 | EN.EN3 Energy Sensor | [6 empty] | G3 | 0 | [10 empty] | No | No
MC014 | Bowland Hall |  |  |  | MC014-B08/G4 | Logic 4 | EN.EN3 Energy Sensor | [6 empty] | G4 | 0 | [10 empty] | No | No
MC014 | Bowland Hall |  |  |  | MC014-B08/G5 | Logic 5 | EN.EN3 Energy Sensor | [6 empty] | G5 | 0 | [10 empty] | No | No
MC014 | Bowland Hall |  |  |  | MC014-B08/G6 | Logic 6 | EN.EN3 Energy Sensor | [6 empty] | G6 | 0 | [10 empty] | No | No
MC014 | Bowland Hall |  |  |  | MC014-B08/G20 | 2nd stage frost protection enabled | EN.EN3 Energy Sensor | [6 empty] | G20 | 0 | [10 empty] | No | No
MC014 | Bowland Hall |  |  |  | MC014-B08/G21 | Logic 21 | EN.EN3 Energy Sensor | [6 empty] | G21 | 0 | [10 empty] | No | No
MC014 | Bowland Hall |  |  |  | MC014-B08/G22 | Hot water service enable | EN.EN3 Energy Sensor | [6 empty] | G22 | 0 | [10 empty] | No | No
MC014 | Bowland Hall |  |  |  | MC014-B08/G23 | Heating enable | EN.EN3 Energy Sensor | [6 empty] | G23 | 0 | [10 empty] | No | No
MC014 | Bowland Hall |  |  |  | MC014-B08/G24 | Logic 24 | EN.EN3 Energy Sensor | [6 empty] | G24 | 0 | [10 empty] | No | No
MC014 | Bowland Hall |  |  |  | MC014-B08/G26 | Logic 26 | EN.EN3 Energy Sensor | [6 empty] | G26 | 0 | [10 empty] | No | No
MC014 | Bowland Hall |  |  |  | MC014-B08/G15 | Logic 15 | EN.EN3 Energy Sensor | [6 empty] | G15 | 0 | [10 empty] | No | No
MC014 | Bowland Hall |  |  |  | MC014-B08/G16 | Domestic hot water demand | EN.EN3 Energy Sensor | [6 empty] | G16 | 0 | [10 empty] | No | No
MC014 | Bowland Hall |  |  |  | MC014-B08/G17 | Logic 17 | EN.EN3 Energy Sensor | [6 empty] | G17 | 0 | [10 empty] | No | No
MC014 | Bowland Hall |  |  |  | MC014-B08/G18 | Heat dissipation | EN.EN3 Energy Sensor | [6 empty] | G18 | 0 | [10 empty] | No | No
MC014 | Bowland Hall |  |  |  | MC014-B08/G19 | Logic 19 | EN.EN3 Energy Sensor | [6 empty] | G19 | 0 | [10 empty] | No | No
MC014 | Bowland Hall |  |  |  | MC014-B08/G2 | Logic 2 | EN.EN3 Energy Sensor | [6 empty] | G2 | 0 | [10 empty] | No | No
MC014 | Bowland Hall |  |  |  | MC014-B08/F9 | Function 9 | EN.EN3 Energy Sensor | [6 empty] | F9 | 0 | [10 empty] | No | No
MC014 | Bowland Hall |  |  |  | MC014-B08/G1 | Logic 1 | EN.EN3 Energy Sensor | [6 empty] | G1 | 0 | [10 empty] | No | No
MC014 | Bowland Hall |  |  |  | MC014-B08/G10 | Boiler heating hot water service enable | EN.EN3 Energy Sensor | [6 empty] | G10 | 0 | [10 empty] | No | No
MC014 | Bowland Hall |  |  |  | MC014-B08/G12 | Logic 12 | EN.EN3 Energy Sensor | [6 empty] | G12 | 0 | [10 empty] | No | No
MC014 | Bowland Hall |  |  |  | MC014-B08/G13 | Logic 13 | EN.EN3 Energy Sensor | [6 empty] | G13 | 0 | [10 empty] | No | No
MC014 | Bowland Hall |  |  |  | MC014-B08/G14 | Logic 14 | EN.EN3 Energy Sensor | [6 empty] | G14 | 0 | [10 empty] | No | No
MC014 | Bowland Hall |  |  |  | MC014-B08/F30 | Function 30 | EN.EN3 Energy Sensor | [6 empty] | F30 | 0 | [10 empty] | No | No
MC014 | Bowland Hall |  |  |  | MC014-B08/F4 | Economy off enabled | EN.EN3 Energy Sensor | [6 empty] | F4 | 0 | [10 empty] | No | No
MC014 | Bowland Hall |  |  |  | MC014-B08/F5 | Function 5 | EN.EN3 Energy Sensor | [6 empty] | F5 | 0 | [10 empty] | No | No
MC014 | Bowland Hall |  |  |  | MC014-B08/F6 | 1 hour | EN.EN3 Energy Sensor | [6 empty] | F6 | 0 | [10 empty] | No | No
MC014 | Bowland Hall |  |  |  | MC014-B08/F7 | Function 7 | EN.EN3 Energy Sensor | [6 empty] | F7 | 0 | [10 empty] | No | No
MC014 | Bowland Hall |  |  |  | MC014-B08/F8 | Function 8 | EN.EN3 Energy Sensor | [6 empty] | F8 | 0 | [10 empty] | No | No
MC014 | Bowland Hall |  |  |  | MC014-B08/F24 | Function 24 | EN.EN3 Energy Sensor | [6 empty] | F24 | 0 | [10 empty] | No | No
MC014 | Bowland Hall |  |  |  | MC014-B08/F25 | Function 25 | EN.EN3 Energy Sensor | [6 empty] | F25 | 0 | [10 empty] | No | No
MC014 | Bowland Hall |  |  |  | MC014-B08/F26 | Function 26 | EN.EN3 Energy Sensor | [6 empty] | F26 | 0 | [10 empty] | No | No
MC014 | Bowland Hall |  |  |  | MC014-B08/F27 | Function 27 | EN.EN3 Energy Sensor | [6 empty] | F27 | 0 | [10 empty] | No | No
MC014 | Bowland Hall |  |  |  | MC014-B08/F28 | Lead boiler enable | EN.EN3 Energy Sensor | [6 empty] | F28 | 0 | [10 empty] | No | No
MC014 | Bowland Hall |  |  |  | MC014-B08/F3 | 3rd stage frost enabled | EN.EN3 Energy Sensor | [6 empty] | F3 | 0 | [10 empty] | No | No
MC014 | Bowland Hall |  |  |  | MC014-B08/F19 | Room high limit | EN.EN3 Energy Sensor | [6 empty] | F19 | 0 | [10 empty] | No | No
MC014 | Bowland Hall |  |  |  | MC014-B08/F2 | 2nd stage frost protection enabled | EN.EN3 Energy Sensor | [6 empty] | F2 | 0 | [10 empty] | No | No
MC014 | Bowland Hall |  |  |  | MC014-B08/F20 | Function 20 | EN.EN3 Energy Sensor | [6 empty] | F20 | 0 | [10 empty] | No | No
MC014 | Bowland Hall |  |  |  | MC014-B08/F21 | Function 21 | EN.EN3 Energy Sensor | [6 empty] | F21 | 0 | [10 empty] | No | No
MC014 | Bowland Hall |  |  |  | MC014-B08/F22 | Calculated variable temperature circuit setpoint | EN.EN3 Energy Sensor | [6 empty] | F22 | 0 | [10 empty] | No | No
MC014 | Bowland Hall |  |  |  | MC014-B08/F23 | Function 23 | EN.EN3 Energy Sensor | [6 empty] | F23 | 0 | [10 empty] | No | No
MC014 | Bowland Hall |  |  |  | MC014-B08/F13 | limit at | EN.EN3 Energy Sensor | [6 empty] | F13 | 0 | [10 empty] | No | No
MC014 | Bowland Hall |  |  |  | MC014-B08/F14 | Function 14 | EN.EN3 Energy Sensor | [6 empty] | F14 | 0 | [10 empty] | No | No
MC014 | Bowland Hall |  |  |  | MC014-B08/F15 | Function 15 | EN.EN3 Energy Sensor | [6 empty] | F15 | 0 | [10 empty] | No | No
MC014 | Bowland Hall |  |  |  | MC014-B08/F16 | Function 16 | EN.EN3 Energy Sensor | [6 empty] | F16 | 0 | [10 empty] | No | No
MC014 | Bowland Hall |  |  |  | MC014-B08/F17 | Function 17 | EN.EN3 Energy Sensor | [6 empty] | F17 | 0 | [10 empty] | No | No
MC014 | Bowland Hall |  |  |  | MC014-B08/F18 | Function 18 | EN.EN3 Energy Sensor | [6 empty] | F18 | 0 | [10 empty] | No | No
MC014 | Bowland Hall |  |  |  | MC014-B08/D6 | Domestic hot water secondary pump | EN.EN3 Energy Sensor | [6 empty] | D6 | 0 | [10 empty] | No | No
MC014 | Bowland Hall |  |  |  | MC014-B08/e1 | Supervisor | EN.EN3 Energy Sensor | [6 empty] | e1 | 0 | [10 empty] | No | No
MC014 | Bowland Hall |  |  |  | MC014-B08/F1 | 1st stage frost enabled | EN.EN3 Energy Sensor | [6 empty] | F1 | 0 | [10 empty] | No | No
MC014 | Bowland Hall |  |  |  | MC014-B08/F10 | Function 10 | EN.EN3 Energy Sensor | [6 empty] | F10 | 0 | [10 empty] | No | No
MC014 | Bowland Hall |  |  |  | MC014-B08/F11 | Function 11 | EN.EN3 Energy Sensor | [6 empty] | F11 | 0 | [10 empty] | No | No
MC014 | Bowland Hall |  |  |  | MC014-B08/F12 | Function 12 | EN.EN3 Energy Sensor | [6 empty] | F12 | 0 | [10 empty] | No | No
MC014 | Bowland Hall |  |  |  | MC014-B11/C1 | Virtual CNC 1 | EN.EN3 Energy Sensor | [6 empty] | C1 | 0 | [10 empty] | No | No
MC014 | Bowland Hall |  |  |  | MC014-B11/D1 | Hot water service valve | EN.EN3 Energy Sensor | [6 empty] | D1 | 0 | [10 empty] | No | No
MC014 | Bowland Hall |  |  |  | MC014-B11/D2 | Boiler No2 | EN.EN3 Energy Sensor | [6 empty] | D2 | 0 | [10 empty] | No | No
MC014 | Bowland Hall |  |  |  | MC014-B11/D3 | Variable temperature circuit valve | EN.EN3 Energy Sensor | [6 empty] | D3 | 0 | [10 empty] | No | No
MC014 | Bowland Hall |  |  |  | MC014-B11/D4 | Variable temperature pump | EN.EN3 Energy Sensor | [6 empty] | D4 | 0 | [10 empty] | No | No
MC014 | Bowland Hall |  |  |  | MC014-B11/D5 | Domestic hot water primary pump | EN.EN3 Energy Sensor | [6 empty] | D5 | 0 | [10 empty] | No | No
MC014 | Bowland Hall |  |  |  | MC014-B11/Z1 | Heating times | EN.EN3 Energy Sensor | [6 empty] | Z1 | 0 | [10 empty] | No | No
MC014 | Bowland Hall |  |  |  | MC014-B11/Z2 | Domestic hot water service times | EN.EN3 Energy Sensor | [6 empty] | Z2 | 0 | [10 empty] | No | No
MC014 | Bowland Hall |  |  |  | MC014-B11/S6 | Boiler 2 ON | EN.EN3 Energy Sensor | [6 empty] | S6 | 0 | [10 empty] | No | No
MC014 | Bowland Hall |  |  |  | MC014-B11/V1 |  | EN.EN3 Energy Sensor | [6 empty] | V1 | 0 | [10 empty] | No | No
MC014 | Bowland Hall |  |  |  | MC014-B11/W2 | Summer winter switch | EN.EN3 Energy Sensor | [6 empty] | W2 | 0 | [10 empty] | No | No
MC014 | Bowland Hall |  |  |  | MC014-B11/W3 | Hol Auto A=On | EN.EN3 Energy Sensor | [6 empty] | W3 | 0 | [10 empty] | No | No
MC014 | Bowland Hall |  |  |  | MC014-B11/Y1 | Satchwell T Range | EN.EN3 Energy Sensor | [6 empty] | Y1 | 0 | [10 empty] | No | No
MC014 | Bowland Hall |  |  |  | MC014-B11/Y2 | Thermistor TBTC | EN.EN3 Energy Sensor | [6 empty] | Y2 | 0 | [10 empty] | No | No
MC014 | Bowland Hall |  |  |  | MC014-B11/S1 | Outside air temperature | EN.EN3 Energy Sensor | [6 empty] | S1 | 0 | [10 empty] | No | No
MC014 | Bowland Hall |  |  |  | MC014-B11/S10 | Calculated temperature variable temperature circuit flow | EN.EN3 Energy Sensor | [6 empty] | S10 | 0 | [10 empty] | No | No
MC014 | Bowland Hall |  |  |  | MC014-B11/S2 | Room temperature | EN.EN3 Energy Sensor | [6 empty] | S2 | 0 | [10 empty] | No | No
MC014 | Bowland Hall |  |  |  | MC014-B11/S3 | Variable temperature circuit flow temperature | EN.EN3 Energy Sensor | [6 empty] | S3 | 0 | [10 empty] | No | No
MC014 | Bowland Hall |  |  |  | MC014-B11/S4 | Domestic hot water service temperature | EN.EN3 Energy Sensor | [6 empty] | S4 | 0 | [10 empty] | No | No
MC014 | Bowland Hall |  |  |  | MC014-B11/S5 | Boiler temperature | EN.EN3 Energy Sensor | [6 empty] | S5 | 0 | [10 empty] | No | No
MC014 | Bowland Hall |  |  |  | MC014-B11/P2 | Room temperature | EN.EN3 Energy Sensor | [6 empty] | P2 | 0 | [10 empty] | No | No
MC014 | Bowland Hall |  |  |  | MC014-B11/P3 | Variable temperature circuit flow temperature | EN.EN3 Energy Sensor | [6 empty] | P3 | 0 | [10 empty] | No | No
MC014 | Bowland Hall |  |  |  | MC014-B11/P4 | Domestic hot water service temperature | EN.EN3 Energy Sensor | [6 empty] | P4 | 0 | [10 empty] | No | No
MC014 | Bowland Hall |  |  |  | MC014-B11/P6 | Boiler temperature | EN.EN3 Energy Sensor | [6 empty] | P6 | 0 | [10 empty] | No | No
MC014 | Bowland Hall |  |  |  | MC014-B11/P9 | Boiler 2 ON | EN.EN3 Energy Sensor | [6 empty] | P9 | 0 | [10 empty] | No | No
MC014 | Bowland Hall |  |  |  | MC014-B11/Q1 | Sequence Table 1 | EN.EN3 Energy Sensor | [6 empty] | Q1 | 0 | [10 empty] | No | No
MC014 | Bowland Hall |  |  |  | MC014-B11/n1 | TREND_0B_29_1F | EN.EN3 Energy Sensor | [6 empty] | n1 | 0 | [10 empty] | No | No
MC014 | Bowland Hall |  |  |  | MC014-B11/O1 | Alarm Route 1 | EN.EN3 Energy Sensor | [6 empty] | O1 | 0 | [10 empty] | No | No
MC014 | Bowland Hall |  |  |  | MC014-B11/o2 | Alarm Route 2 | EN.EN3 Energy Sensor | [6 empty] | o2 | 0 | [10 empty] | No | No
MC014 | Bowland Hall |  |  |  | MC014-B11/o3 | Alarm Route 3 | EN.EN3 Energy Sensor | [6 empty] | o3 | 0 | [10 empty] | No | No
MC014 | Bowland Hall |  |  |  | MC014-B11/P1 | Outside air temperature | EN.EN3 Energy Sensor | [6 empty] | P1 | 0 | [10 empty] | No | No
MC014 | Bowland Hall |  |  |  | MC014-B11/K7 | VT Flow@ 20oC OAT | EN.EN3 Energy Sensor | [6 empty] | K7 | 0 | [10 empty] | No | No
MC014 | Bowland Hall |  |  |  | MC014-B11/K8 | Room influence | EN.EN3 Energy Sensor | [6 empty] | K8 | 0 | [10 empty] | No | No
MC014 | Bowland Hall |  |  |  | MC014-B11/K9 | Boiler hot water service diff | EN.EN3 Energy Sensor | [6 empty] | K9 | 0 | [10 empty] | No | No
MC014 | Bowland Hall |  |  |  | MC014-B11/L1 | Loop 1 | EN.EN3 Energy Sensor | [6 empty] | L1 | 0 | [10 empty] | No | No
MC014 | Bowland Hall |  |  |  | MC014-B11/L3 | compensator | EN.EN3 Energy Sensor | [6 empty] | L3 | 0 | [10 empty] | No | No
MC014 | Bowland Hall |  |  |  | MC014-B11/L4 |  | EN.EN3 Energy Sensor | [6 empty] | L4 | 0 | [10 empty] | No | No
MC014 | Bowland Hall |  |  |  | MC014-B11/K17 | Boiler temperature setpoint | EN.EN3 Energy Sensor | [6 empty] | K17 | 0 | [10 empty] | No | No
MC014 | Bowland Hall |  |  |  | MC014-B11/K2 | 2nd stage frost setpoint | EN.EN3 Energy Sensor | [6 empty] | K2 | 0 | [10 empty] | No | No
MC014 | Bowland Hall |  |  |  | MC014-B11/K3 | 3rd stage frost setpoint | EN.EN3 Energy Sensor | [6 empty] | K3 | 0 | [10 empty] | No | No
MC014 | Bowland Hall |  |  |  | MC014-B11/K4 | Outside air temperature economy off setpoint | EN.EN3 Energy Sensor | [6 empty] | K4 | 0 | [10 empty] | No | No
MC014 | Bowland Hall |  |  |  | MC014-B11/K5 | Occupied setpoint | EN.EN3 Energy Sensor | [6 empty] | K5 | 0 | [10 empty] | No | No
MC014 | Bowland Hall |  |  |  | MC014-B11/K6 | VT Flow@0 degC | EN.EN3 Energy Sensor | [6 empty] | K6 | 0 | [10 empty] | No | No
MC014 | Bowland Hall |  |  |  | MC014-B11/K10 | Boiler Valve Diff | EN.EN3 Energy Sensor | [6 empty] | K10 | 0 | [10 empty] | No | No
MC014 | Bowland Hall |  |  |  | MC014-B11/K11 | Boiler fail alarm limit | EN.EN3 Energy Sensor | [6 empty] | K11 | 0 | [10 empty] | No | No
MC014 | Bowland Hall |  |  |  | MC014-B11/K12 | Boiler fail alarm timer | EN.EN3 Energy Sensor | [6 empty] | K12 | 0 | [10 empty] | No | No
MC014 | Bowland Hall |  |  |  | MC014-B11/K13 | Domestic hot water servvice setpoint | EN.EN3 Energy Sensor | [6 empty] | K13 | 0 | [10 empty] | No | No
MC014 | Bowland Hall |  |  |  | MC014-B11/K14 | Space Hil Limit Diff | EN.EN3 Energy Sensor | [6 empty] | K14 | 0 | [10 empty] | No | No
MC014 | Bowland Hall |  |  |  | MC014-B11/K16 | Hot water service dead band | EN.EN3 Energy Sensor | [6 empty] | K16 | 0 | [10 empty] | No | No
MC014 | Bowland Hall |  |  |  | MC014-B11/G7 | Logic 7 | EN.EN3 Energy Sensor | [6 empty] | G7 | 0 | [10 empty] | No | No
MC014 | Bowland Hall |  |  |  | MC014-B11/G8 | Logic 8 | EN.EN3 Energy Sensor | [6 empty] | G8 | 0 | [10 empty] | No | No
MC014 | Bowland Hall |  |  |  | MC014-B11/G9 | Boost | EN.EN3 Energy Sensor | [6 empty] | G9 | 0 | [10 empty] | No | No
MC014 | Bowland Hall |  |  |  | MC014-B11/I1 | Bowland Hall 11 Boiler Failed | EN.EN3 Energy Sensor | [6 empty] | I1 | 0 | [10 empty] | No | No
MC014 | Bowland Hall |  |  |  | MC014-B11/I2 | Boiler 2 ON | EN.EN3 Energy Sensor | [6 empty] | I2 | 0 | [10 empty] | No | No
MC014 | Bowland Hall |  |  |  | MC014-B11/K1 | 1st stage frost setpoint | EN.EN3 Energy Sensor | [6 empty] | K1 | 0 | [10 empty] | No | No
MC014 | Bowland Hall |  |  |  | MC014-B11/G27 | Logic 27 | EN.EN3 Energy Sensor | [6 empty] | G27 | 0 | [10 empty] | No | No
MC014 | Bowland Hall |  |  |  | MC014-B11/G28 | Logic 28 | EN.EN3 Energy Sensor | [6 empty] | G28 | 0 | [10 empty] | No | No
MC014 | Bowland Hall |  |  |  | MC014-B11/G3 | Logic 3 | EN.EN3 Energy Sensor | [6 empty] | G3 | 0 | [10 empty] | No | No
MC014 | Bowland Hall |  |  |  | MC014-B11/G4 | Logic 4 | EN.EN3 Energy Sensor | [6 empty] | G4 | 0 | [10 empty] | No | No
MC014 | Bowland Hall |  |  |  | MC014-B11/G5 | Logic 5 | EN.EN3 Energy Sensor | [6 empty] | G5 | 0 | [10 empty] | No | No
MC014 | Bowland Hall |  |  |  | MC014-B11/G6 | Logic 6 | EN.EN3 Energy Sensor | [6 empty] | G6 | 0 | [10 empty] | No | No
MC014 | Bowland Hall |  |  |  | MC014-B11/G2 | Logic 2 | EN.EN3 Energy Sensor | [6 empty] | G2 | 0 | [10 empty] | No | No
MC014 | Bowland Hall |  |  |  | MC014-B11/G20 | 2nd stage frost protection enabled | EN.EN3 Energy Sensor | [6 empty] | G20 | 0 | [10 empty] | No | No
MC014 | Bowland Hall |  |  |  | MC014-B11/G21 | Logic 21 | EN.EN3 Energy Sensor | [6 empty] | G21 | 0 | [10 empty] | No | No
MC014 | Bowland Hall |  |  |  | MC014-B11/G22 | Hot water service enable | EN.EN3 Energy Sensor | [6 empty] | G22 | 0 | [10 empty] | No | No
MC014 | Bowland Hall |  |  |  | MC014-B11/G23 | Heating enable | EN.EN3 Energy Sensor | [6 empty] | G23 | 0 | [10 empty] | No | No
MC014 | Bowland Hall |  |  |  | MC014-B11/G26 | Logic 26 | EN.EN3 Energy Sensor | [6 empty] | G26 | 0 | [10 empty] | No | No
MC014 | Bowland Hall |  |  |  | MC014-B11/G14 | Logic 14 | EN.EN3 Energy Sensor | [6 empty] | G14 | 0 | [10 empty] | No | No
MC014 | Bowland Hall |  |  |  | MC014-B11/G15 | Logic 15 | EN.EN3 Energy Sensor | [6 empty] | G15 | 0 | [10 empty] | No | No
MC014 | Bowland Hall |  |  |  | MC014-B11/G16 | Domestic hot water demand | EN.EN3 Energy Sensor | [6 empty] | G16 | 0 | [10 empty] | No | No
MC014 | Bowland Hall |  |  |  | MC014-B11/G17 | Logic 17 | EN.EN3 Energy Sensor | [6 empty] | G17 | 0 | [10 empty] | No | No
MC014 | Bowland Hall |  |  |  | MC014-B11/G18 | Heat dissipation | EN.EN3 Energy Sensor | [6 empty] | G18 | 0 | [10 empty] | No | No
MC014 | Bowland Hall |  |  |  | MC014-B11/G19 | Logic 19 | EN.EN3 Energy Sensor | [6 empty] | G19 | 0 | [10 empty] | No | No
MC014 | Bowland Hall |  |  |  | MC014-B11/F8 | Function 8 | EN.EN3 Energy Sensor | [6 empty] | F8 | 0 | [10 empty] | No | No
MC014 | Bowland Hall |  |  |  | MC014-B11/F9 | Function 9 | EN.EN3 Energy Sensor | [6 empty] | F9 | 0 | [10 empty] | No | No
MC014 | Bowland Hall |  |  |  | MC014-B11/G1 | Logic 1 | EN.EN3 Energy Sensor | [6 empty] | G1 | 0 | [10 empty] | No | No
MC014 | Bowland Hall |  |  |  | MC014-B11/G10 | Boiler heating hot water service enable | EN.EN3 Energy Sensor | [6 empty] | G10 | 0 | [10 empty] | No | No
MC014 | Bowland Hall |  |  |  | MC014-B11/G12 | Logic 12 | EN.EN3 Energy Sensor | [6 empty] | G12 | 0 | [10 empty] | No | No
MC014 | Bowland Hall |  |  |  | MC014-B11/G13 | Logic 13 | EN.EN3 Energy Sensor | [6 empty] | G13 | 0 | [10 empty] | No | No
MC014 | Bowland Hall |  |  |  | MC014-B11/F3 | 3rd stage frost enabled | EN.EN3 Energy Sensor | [6 empty] | F3 | 0 | [10 empty] | No | No
MC014 | Bowland Hall |  |  |  | MC014-B11/F30 | Function 30 | EN.EN3 Energy Sensor | [6 empty] | F30 | 0 | [10 empty] | No | No
MC014 | Bowland Hall |  |  |  | MC014-B11/F4 | Economy off enabled | EN.EN3 Energy Sensor | [6 empty] | F4 | 0 | [10 empty] | No | No
MC014 | Bowland Hall |  |  |  | MC014-B11/F5 | Function 5 | EN.EN3 Energy Sensor | [6 empty] | F5 | 0 | [10 empty] | No | No
MC014 | Bowland Hall |  |  |  | MC014-B11/F6 | 1 hour | EN.EN3 Energy Sensor | [6 empty] | F6 | 0 | [10 empty] | No | No
MC014 | Bowland Hall |  |  |  | MC014-B11/F7 | Function 7 | EN.EN3 Energy Sensor | [6 empty] | F7 | 0 | [10 empty] | No | No
MC014 | Bowland Hall |  |  |  | MC014-B11/F24 | Function 24 | EN.EN3 Energy Sensor | [6 empty] | F24 | 0 | [10 empty] | No | No
MC014 | Bowland Hall |  |  |  | MC014-B11/F25 | Function 25 | EN.EN3 Energy Sensor | [6 empty] | F25 | 0 | [10 empty] | No | No
MC014 | Bowland Hall |  |  |  | MC014-B11/F26 | Function 26 | EN.EN3 Energy Sensor | [6 empty] | F26 | 0 | [10 empty] | No | No
MC014 | Bowland Hall |  |  |  | MC014-B11/F27 | Function 27 | EN.EN3 Energy Sensor | [6 empty] | F27 | 0 | [10 empty] | No | No
MC014 | Bowland Hall |  |  |  | MC014-B11/F28 | Lead boiler enable | EN.EN3 Energy Sensor | [6 empty] | F28 | 0 | [10 empty] | No | No
MC014 | Bowland Hall |  |  |  | MC014-B11/F29 | Lag Boiler Enable | EN.EN3 Energy Sensor | [6 empty] | F29 | 0 | [10 empty] | No | No
MC014 | Bowland Hall |  |  |  | MC014-B11/F19 | Room high limit | EN.EN3 Energy Sensor | [6 empty] | F19 | 0 | [10 empty] | No | No
MC014 | Bowland Hall |  |  |  | MC014-B11/F2 | 2nd stage frost protection enabled | EN.EN3 Energy Sensor | [6 empty] | F2 | 0 | [10 empty] | No | No
MC014 | Bowland Hall |  |  |  | MC014-B11/F20 | Function 20 | EN.EN3 Energy Sensor | [6 empty] | F20 | 0 | [10 empty] | No | No
MC014 | Bowland Hall |  |  |  | MC014-B11/F21 | Function 21 | EN.EN3 Energy Sensor | [6 empty] | F21 | 0 | [10 empty] | No | No
MC014 | Bowland Hall |  |  |  | MC014-B11/F22 | Calculated variable temperature circuit setpoint | EN.EN3 Energy Sensor | [6 empty] | F22 | 0 | [10 empty] | No | No
MC014 | Bowland Hall |  |  |  | MC014-B11/F23 | Function 23 | EN.EN3 Energy Sensor | [6 empty] | F23 | 0 | [10 empty] | No | No
MC014 | Bowland Hall |  |  |  | MC014-B11/F13 | limit at | EN.EN3 Energy Sensor | [6 empty] | F13 | 0 | [10 empty] | No | No
MC014 | Bowland Hall |  |  |  | MC014-B11/F14 | Function 14 | EN.EN3 Energy Sensor | [6 empty] | F14 | 0 | [10 empty] | No | No
MC014 | Bowland Hall |  |  |  | MC014-B11/F15 | Function 15 | EN.EN3 Energy Sensor | [6 empty] | F15 | 0 | [10 empty] | No | No
MC014 | Bowland Hall |  |  |  | MC014-B11/F16 | Function 16 | EN.EN3 Energy Sensor | [6 empty] | F16 | 0 | [10 empty] | No | No
MC014 | Bowland Hall |  |  |  | MC014-B11/F17 | Function 17 | EN.EN3 Energy Sensor | [6 empty] | F17 | 0 | [10 empty] | No | No
MC014 | Bowland Hall |  |  |  | MC014-B11/F18 | Function 18 | EN.EN3 Energy Sensor | [6 empty] | F18 | 0 | [10 empty] | No | No
MC014 | Bowland Hall |  |  |  | MC014-B11/D6 | Domestic hot water secondary pump | EN.EN3 Energy Sensor | [6 empty] | D6 | 0 | [10 empty] | No | No
MC014 | Bowland Hall |  |  |  | MC014-B11/e1 | Supervisor | EN.EN3 Energy Sensor | [6 empty] | e1 | 0 | [10 empty] | No | No
MC014 | Bowland Hall |  |  |  | MC014-B11/F1 | 1st stage frost enabled | EN.EN3 Energy Sensor | [6 empty] | F1 | 0 | [10 empty] | No | No
MC014 | Bowland Hall |  |  |  | MC014-B11/F10 | Function 10 | EN.EN3 Energy Sensor | [6 empty] | F10 | 0 | [10 empty] | No | No
MC014 | Bowland Hall |  |  |  | MC014-B11/F11 | Function 11 | EN.EN3 Energy Sensor | [6 empty] | F11 | 0 | [10 empty] | No | No
MC014 | Bowland Hall |  |  |  | MC014-B11/F12 | Function 12 | EN.EN3 Energy Sensor | [6 empty] | F12 | 0 | [10 empty] | No | No
MC014 | Bowland Hall |  |  |  | MC014-B12/C1 | Virtual CNC 1 | EN.EN3 Energy Sensor | [6 empty] | C1 | 0 | [10 empty] | No | No
MC014 | Bowland Hall |  |  |  | MC014-B12/D1 | Boiler No1 | EN.EN3 Energy Sensor | [6 empty] | D1 | 0 | [10 empty] | No | No
MC014 | Bowland Hall |  |  |  | MC014-B12/D2 | Boiler No2 | EN.EN3 Energy Sensor | [6 empty] | D2 | 0 | [10 empty] | No | No
MC014 | Bowland Hall |  |  |  | MC014-B12/D3 | Variable temperature circuit valve | EN.EN3 Energy Sensor | [6 empty] | D3 | 0 | [10 empty] | No | No
MC014 | Bowland Hall |  |  |  | MC014-B12/D4 | Variable temperature pump | EN.EN3 Energy Sensor | [6 empty] | D4 | 0 | [10 empty] | No | No
MC014 | Bowland Hall |  |  |  | MC014-B12/D5 | Domestic hot water primary pump | EN.EN3 Energy Sensor | [6 empty] | D5 | 0 | [10 empty] | No | No
MC014 | Bowland Hall |  |  |  | MC014-B12/Z2 | Domestic hot water service times | EN.EN3 Energy Sensor | [6 empty] | Z2 | 0 | [10 empty] | No | No
MC014 | Bowland Hall |  |  |  | MC014-B12/V1 |  | EN.EN3 Energy Sensor | [6 empty] | V1 | 0 | [10 empty] | No | No
MC014 | Bowland Hall |  |  |  | MC014-B12/W2 | Summer winter switch | EN.EN3 Energy Sensor | [6 empty] | W2 | 0 | [10 empty] | No | No
MC014 | Bowland Hall |  |  |  | MC014-B12/W3 | Hol Auto A=On | EN.EN3 Energy Sensor | [6 empty] | W3 | 0 | [10 empty] | No | No
MC014 | Bowland Hall |  |  |  | MC014-B12/Y1 | Satchwell T Range | EN.EN3 Energy Sensor | [6 empty] | Y1 | 0 | [10 empty] | No | No
MC014 | Bowland Hall |  |  |  | MC014-B12/Y2 | Thermistor TBTC | EN.EN3 Energy Sensor | [6 empty] | Y2 | 0 | [10 empty] | No | No
MC014 | Bowland Hall |  |  |  | MC014-B12/Z1 | Heating times | EN.EN3 Energy Sensor | [6 empty] | Z1 | 0 | [10 empty] | No | No
MC014 | Bowland Hall |  |  |  | MC014-B12/S10 | Calculated temperature variable temperature circuit flow | EN.EN3 Energy Sensor | [6 empty] | S10 | 0 | [10 empty] | No | No
MC014 | Bowland Hall |  |  |  | MC014-B12/S2 | Room temperature | EN.EN3 Energy Sensor | [6 empty] | S2 | 0 | [10 empty] | No | No
MC014 | Bowland Hall |  |  |  | MC014-B12/S3 | Variable temperature circuit flow temperature | EN.EN3 Energy Sensor | [6 empty] | S3 | 0 | [10 empty] | No | No
MC014 | Bowland Hall |  |  |  | MC014-B12/S4 | Domestic hot water service temperature | EN.EN3 Energy Sensor | [6 empty] | S4 | 0 | [10 empty] | No | No
MC014 | Bowland Hall |  |  |  | MC014-B12/S5 | Boiler temperature | EN.EN3 Energy Sensor | [6 empty] | S5 | 0 | [10 empty] | No | No
MC014 | Bowland Hall |  |  |  | MC014-B12/S6 | Boiler on | EN.EN3 Energy Sensor | [6 empty] | S6 | 0 | [10 empty] | No | No
MC014 | Bowland Hall |  |  |  | MC014-B12/P3 | Variable temperature circuit flow temperature | EN.EN3 Energy Sensor | [6 empty] | P3 | 0 | [10 empty] | No | No
MC014 | Bowland Hall |  |  |  | MC014-B12/P4 | Domestic hot water service temperature | EN.EN3 Energy Sensor | [6 empty] | P4 | 0 | [10 empty] | No | No
MC014 | Bowland Hall |  |  |  | MC014-B12/P5 | Boiler on | EN.EN3 Energy Sensor | [6 empty] | P5 | 0 | [10 empty] | No | No
MC014 | Bowland Hall |  |  |  | MC014-B12/P6 | Boiler temperature | EN.EN3 Energy Sensor | [6 empty] | P6 | 0 | [10 empty] | No | No
MC014 | Bowland Hall |  |  |  | MC014-B12/Q1 | Sequence Table 1 | EN.EN3 Energy Sensor | [6 empty] | Q1 | 0 | [10 empty] | No | No
MC014 | Bowland Hall |  |  |  | MC014-B12/S1 | Outside air temperature | EN.EN3 Energy Sensor | [6 empty] | S1 | 0 | [10 empty] | No | No
MC014 | Bowland Hall |  |  |  | MC014-B12/O1 | Alarm Route 1 | EN.EN3 Energy Sensor | [6 empty] | O1 | 0 | [10 empty] | No | No
MC014 | Bowland Hall |  |  |  | MC014-B12/o2 | Alarm Route 2 | EN.EN3 Energy Sensor | [6 empty] | o2 | 0 | [10 empty] | No | No
MC014 | Bowland Hall |  |  |  | MC014-B12/o3 | Alarm Route 3 | EN.EN3 Energy Sensor | [6 empty] | o3 | 0 | [10 empty] | No | No
MC014 | Bowland Hall |  |  |  | MC014-B12/P1 | Outside air temperature | EN.EN3 Energy Sensor | [6 empty] | P1 | 0 | [10 empty] | No | No
MC014 | Bowland Hall |  |  |  | MC014-B12/P2 | Room temperature | EN.EN3 Energy Sensor | [6 empty] | P2 | 0 | [10 empty] | No | No
MC014 | Bowland Hall |  |  |  | MC014-B12/K7 | VT Flow@ 20oC OAT | EN.EN3 Energy Sensor | [6 empty] | K7 | 0 | [10 empty] | No | No
MC014 | Bowland Hall |  |  |  | MC014-B12/K8 | Room influence | EN.EN3 Energy Sensor | [6 empty] | K8 | 0 | [10 empty] | No | No
MC014 | Bowland Hall |  |  |  | MC014-B12/K9 | Boiler hot water service diff | EN.EN3 Energy Sensor | [6 empty] | K9 | 0 | [10 empty] | No | No
MC014 | Bowland Hall |  |  |  | MC014-B12/L3 | compensator | EN.EN3 Energy Sensor | [6 empty] | L3 | 0 | [10 empty] | No | No
MC014 | Bowland Hall |  |  |  | MC014-B12/L4 |  | EN.EN3 Energy Sensor | [6 empty] | L4 | 0 | [10 empty] | No | No
MC014 | Bowland Hall |  |  |  | MC014-B12/n1 | TREND_0B_29_1B | EN.EN3 Energy Sensor | [6 empty] | n1 | 0 | [10 empty] | No | No
MC014 | Bowland Hall |  |  |  | MC014-B12/K17 | Boiler temperature setpoint | EN.EN3 Energy Sensor | [6 empty] | K17 | 0 | [10 empty] | No | No
MC014 | Bowland Hall |  |  |  | MC014-B12/K2 | 2nd stage frost setpoint | EN.EN3 Energy Sensor | [6 empty] | K2 | 0 | [10 empty] | No | No
MC014 | Bowland Hall |  |  |  | MC014-B12/K3 | 3rd stage frost setpoint | EN.EN3 Energy Sensor | [6 empty] | K3 | 0 | [10 empty] | No | No
MC014 | Bowland Hall |  |  |  | MC014-B12/K4 | Outside air temperature economy off setpoint | EN.EN3 Energy Sensor | [6 empty] | K4 | 0 | [10 empty] | No | No
MC014 | Bowland Hall |  |  |  | MC014-B12/K5 | Occupied setpoint | EN.EN3 Energy Sensor | [6 empty] | K5 | 0 | [10 empty] | No | No
MC014 | Bowland Hall |  |  |  | MC014-B12/K6 | VT Flow@0 degC | EN.EN3 Energy Sensor | [6 empty] | K6 | 0 | [10 empty] | No | No
MC014 | Bowland Hall |  |  |  | MC014-B12/K1 | 1st stage frost setpoint | EN.EN3 Energy Sensor | [6 empty] | K1 | 0 | [10 empty] | No | No
MC014 | Bowland Hall |  |  |  | MC014-B12/K10 | Boiler Valve Diff | EN.EN3 Energy Sensor | [6 empty] | K10 | 0 | [10 empty] | No | No
MC014 | Bowland Hall |  |  |  | MC014-B12/K11 | Boiler fail alarm limit | EN.EN3 Energy Sensor | [6 empty] | K11 | 0 | [10 empty] | No | No
MC014 | Bowland Hall |  |  |  | MC014-B12/K12 | Boiler fail alarm timer | EN.EN3 Energy Sensor | [6 empty] | K12 | 0 | [10 empty] | No | No
MC014 | Bowland Hall |  |  |  | MC014-B12/K13 | Domestic hot water servvice setpoint | EN.EN3 Energy Sensor | [6 empty] | K13 | 0 | [10 empty] | No | No
MC014 | Bowland Hall |  |  |  | MC014-B12/K14 | Space Hil Limit Diff | EN.EN3 Energy Sensor | [6 empty] | K14 | 0 | [10 empty] | No | No
MC014 | Bowland Hall |  |  |  | MC014-B12/G3 | Logic 3 | EN.EN3 Energy Sensor | [6 empty] | G3 | 0 | [10 empty] | No | No
MC014 | Bowland Hall |  |  |  | MC014-B12/G4 | Logic 4 | EN.EN3 Energy Sensor | [6 empty] | G4 | 0 | [10 empty] | No | No
MC014 | Bowland Hall |  |  |  | MC014-B12/G5 | Logic 5 | EN.EN3 Energy Sensor | [6 empty] | G5 | 0 | [10 empty] | No | No
MC014 | Bowland Hall |  |  |  | MC014-B12/G9 | Boost | EN.EN3 Energy Sensor | [6 empty] | G9 | 0 | [10 empty] | No | No
MC014 | Bowland Hall |  |  |  | MC014-B12/I1 | Bowland Hall 12 Boiler Failed | EN.EN3 Energy Sensor | [6 empty] | I1 | 0 | [10 empty] | No | No
MC014 | Bowland Hall |  |  |  | MC014-B12/I2 | Boiler on | EN.EN3 Energy Sensor | [6 empty] | I2 | 0 | [10 empty] | No | No
MC014 | Bowland Hall |  |  |  | MC014-B12/G2 | Logic 2 | EN.EN3 Energy Sensor | [6 empty] | G2 | 0 | [10 empty] | No | No
MC014 | Bowland Hall |  |  |  | MC014-B12/G20 | 2nd stage frost protection enabled | EN.EN3 Energy Sensor | [6 empty] | G20 | 0 | [10 empty] | No | No
MC014 | Bowland Hall |  |  |  | MC014-B12/G21 | Logic 21 | EN.EN3 Energy Sensor | [6 empty] | G21 | 0 | [10 empty] | No | No
MC014 | Bowland Hall |  |  |  | MC014-B12/G22 | Hot water service enable | EN.EN3 Energy Sensor | [6 empty] | G22 | 0 | [10 empty] | No | No
MC014 | Bowland Hall |  |  |  | MC014-B12/G23 | Heating enable | EN.EN3 Energy Sensor | [6 empty] | G23 | 0 | [10 empty] | No | No
MC014 | Bowland Hall |  |  |  | MC014-B12/G24 | Logic 24 | EN.EN3 Energy Sensor | [6 empty] | G24 | 0 | [10 empty] | No | No
MC014 | Bowland Hall |  |  |  | MC014-B12/G14 | Logic 14 | EN.EN3 Energy Sensor | [6 empty] | G14 | 0 | [10 empty] | No | No
MC014 | Bowland Hall |  |  |  | MC014-B12/G15 | Logic 15 | EN.EN3 Energy Sensor | [6 empty] | G15 | 0 | [10 empty] | No | No
MC014 | Bowland Hall |  |  |  | MC014-B12/G16 | Domestic hot water demand | EN.EN3 Energy Sensor | [6 empty] | G16 | 0 | [10 empty] | No | No
MC014 | Bowland Hall |  |  |  | MC014-B12/G17 | Logic 17 | EN.EN3 Energy Sensor | [6 empty] | G17 | 0 | [10 empty] | No | No
MC014 | Bowland Hall |  |  |  | MC014-B12/G18 | Heat Dissipation 5 min | EN.EN3 Energy Sensor | [6 empty] | G18 | 0 | [10 empty] | No | No
MC014 | Bowland Hall |  |  |  | MC014-B12/G19 | Logic 19 | EN.EN3 Energy Sensor | [6 empty] | G19 | 0 | [10 empty] | No | No
MC014 | Bowland Hall |  |  |  | MC014-B12/F4 | Economy off enabled | EN.EN3 Energy Sensor | [6 empty] | F4 | 0 | [10 empty] | No | No
MC014 | Bowland Hall |  |  |  | MC014-B12/F5 | Function 5 | EN.EN3 Energy Sensor | [6 empty] | F5 | 0 | [10 empty] | No | No
MC014 | Bowland Hall |  |  |  | MC014-B12/F6 | 1 hour | EN.EN3 Energy Sensor | [6 empty] | F6 | 0 | [10 empty] | No | No
MC014 | Bowland Hall |  |  |  | MC014-B12/G1 | Heat Dissipation 5 min | EN.EN3 Energy Sensor | [6 empty] | G1 | 0 | [10 empty] | No | No
MC014 | Bowland Hall |  |  |  | MC014-B12/G10 | Boiler heating hot water service enable | EN.EN3 Energy Sensor | [6 empty] | G10 | 0 | [10 empty] | No | No
MC014 | Bowland Hall |  |  |  | MC014-B12/G12 | Logic 12 | EN.EN3 Energy Sensor | [6 empty] | G12 | 0 | [10 empty] | No | No
MC014 | Bowland Hall |  |  |  | MC014-B12/F24 | Function 24 | EN.EN3 Energy Sensor | [6 empty] | F24 | 0 | [10 empty] | No | No
MC014 | Bowland Hall |  |  |  | MC014-B12/F25 | Function 25 | EN.EN3 Energy Sensor | [6 empty] | F25 | 0 | [10 empty] | No | No
MC014 | Bowland Hall |  |  |  | MC014-B12/F26 | Function 26 | EN.EN3 Energy Sensor | [6 empty] | F26 | 0 | [10 empty] | No | No
MC014 | Bowland Hall |  |  |  | MC014-B12/F27 | Function 27 | EN.EN3 Energy Sensor | [6 empty] | F27 | 0 | [10 empty] | No | No
MC014 | Bowland Hall |  |  |  | MC014-B12/F28 | Lead boiler enable | EN.EN3 Energy Sensor | [6 empty] | F28 | 0 | [10 empty] | No | No
MC014 | Bowland Hall |  |  |  | MC014-B12/F3 | 3rd stage frost enabled | EN.EN3 Energy Sensor | [6 empty] | F3 | 0 | [10 empty] | No | No
MC014 | Bowland Hall |  |  |  | MC014-B12/F19 | Room high limit | EN.EN3 Energy Sensor | [6 empty] | F19 | 0 | [10 empty] | No | No
MC014 | Bowland Hall |  |  |  | MC014-B12/F2 | 2nd stage frost protection enabled | EN.EN3 Energy Sensor | [6 empty] | F2 | 0 | [10 empty] | No | No
MC014 | Bowland Hall |  |  |  | MC014-B12/F20 | Function 20 | EN.EN3 Energy Sensor | [6 empty] | F20 | 0 | [10 empty] | No | No
MC014 | Bowland Hall |  |  |  | MC014-B12/F21 | Function 21 | EN.EN3 Energy Sensor | [6 empty] | F21 | 0 | [10 empty] | No | No
MC014 | Bowland Hall |  |  |  | MC014-B12/F22 | Calculated variable temperature circuit setpoint | EN.EN3 Energy Sensor | [6 empty] | F22 | 0 | [10 empty] | No | No
MC014 | Bowland Hall |  |  |  | MC014-B12/F23 | Function 23 | EN.EN3 Energy Sensor | [6 empty] | F23 | 0 | [10 empty] | No | No
MC014 | Bowland Hall |  |  |  | MC014-B12/F13 | limit at | EN.EN3 Energy Sensor | [6 empty] | F13 | 0 | [10 empty] | No | No
MC014 | Bowland Hall |  |  |  | MC014-B12/F14 | Function 14 | EN.EN3 Energy Sensor | [6 empty] | F14 | 0 | [10 empty] | No | No
MC014 | Bowland Hall |  |  |  | MC014-B12/F15 | Function 15 | EN.EN3 Energy Sensor | [6 empty] | F15 | 0 | [10 empty] | No | No
MC014 | Bowland Hall |  |  |  | MC014-B12/F16 | Function 16 | EN.EN3 Energy Sensor | [6 empty] | F16 | 0 | [10 empty] | No | No
MC014 | Bowland Hall |  |  |  | MC014-B12/F17 | Function 17 | EN.EN3 Energy Sensor | [6 empty] | F17 | 0 | [10 empty] | No | No
MC014 | Bowland Hall |  |  |  | MC014-B12/F18 | Function 18 | EN.EN3 Energy Sensor | [6 empty] | F18 | 0 | [10 empty] | No | No
MC014 | Bowland Hall |  |  |  | MC014-B12/D6 | Domestic hot water secondary pump | EN.EN3 Energy Sensor | [6 empty] | D6 | 0 | [10 empty] | No | No
MC014 | Bowland Hall |  |  |  | MC014-B12/e1 | Supervisor | EN.EN3 Energy Sensor | [6 empty] | e1 | 0 | [10 empty] | No | No
MC014 | Bowland Hall |  |  |  | MC014-B12/F1 | 1st stage frost enabled | EN.EN3 Energy Sensor | [6 empty] | F1 | 0 | [10 empty] | No | No
MC014 | Bowland Hall |  |  |  | MC014-B12/F10 | Function 10 | EN.EN3 Energy Sensor | [6 empty] | F10 | 0 | [10 empty] | No | No
MC014 | Bowland Hall |  |  |  | MC014-B12/F11 | Function 11 | EN.EN3 Energy Sensor | [6 empty] | F11 | 0 | [10 empty] | No | No
MC014 | Bowland Hall |  |  |  | MC014-B12/F12 | Function 12 | EN.EN3 Energy Sensor | [6 empty] | F12 | 0 | [10 empty] | No | No
MC014 | Bowland Hall |  |  |  | MC014-B13/C1 | Virtual CNC 1 | EN.EN3 Energy Sensor | [6 empty] | C1 | 0 | [10 empty] | No | No
MC014 | Bowland Hall |  |  |  | MC014-B13/D1 | Hot water service valve | EN.EN3 Energy Sensor | [6 empty] | D1 | 0 | [10 empty] | No | No
MC014 | Bowland Hall |  |  |  | MC014-B13/D2 | Boiler No2 | EN.EN3 Energy Sensor | [6 empty] | D2 | 0 | [10 empty] | No | No
MC014 | Bowland Hall |  |  |  | MC014-B13/D3 | Variable temperature circuit valve | EN.EN3 Energy Sensor | [6 empty] | D3 | 0 | [10 empty] | No | No
MC014 | Bowland Hall |  |  |  | MC014-B13/D4 | Variable temperature pump | EN.EN3 Energy Sensor | [6 empty] | D4 | 0 | [10 empty] | No | No
MC014 | Bowland Hall |  |  |  | MC014-B13/D5 | Domestic hot water primary pump | EN.EN3 Energy Sensor | [6 empty] | D5 | 0 | [10 empty] | No | No
MC014 | Bowland Hall |  |  |  | MC014-B13/Y1 | Satchwell T Range | EN.EN3 Energy Sensor | [6 empty] | Y1 | 0 | [10 empty] | No | No
MC014 | Bowland Hall |  |  |  | MC014-B13/Y2 | Thermistor TBTC | EN.EN3 Energy Sensor | [6 empty] | Y2 | 0 | [10 empty] | No | No
MC014 | Bowland Hall |  |  |  | MC014-B13/Z1 | Heating times | EN.EN3 Energy Sensor | [6 empty] | Z1 | 0 | [10 empty] | No | No
MC014 | Bowland Hall |  |  |  | MC014-B13/Z2 | Domestic hot water service times | EN.EN3 Energy Sensor | [6 empty] | Z2 | 0 | [10 empty] | No | No
MC014 | Bowland Hall |  |  |  | MC014-B13/S7 | Boiler 2 ON | EN.EN3 Energy Sensor | [6 empty] | S7 | 0 | [10 empty] | No | No
MC014 | Bowland Hall |  |  |  | MC014-B13/V1 |  | EN.EN3 Energy Sensor | [6 empty] | V1 | 0 | [10 empty] | No | No
MC014 | Bowland Hall |  |  |  | MC014-B13/W1 | Lead Boiler | EN.EN3 Energy Sensor | [6 empty] | W1 | 0 | [10 empty] | No | No
MC014 | Bowland Hall |  |  |  | MC014-B13/W2 | Summer winter switch | EN.EN3 Energy Sensor | [6 empty] | W2 | 0 | [10 empty] | No | No
MC014 | Bowland Hall |  |  |  | MC014-B13/W3 | Hol Auto A=On | EN.EN3 Energy Sensor | [6 empty] | W3 | 0 | [10 empty] | No | No
MC014 | Bowland Hall |  |  |  | MC014-B13/W4 | Enable If 2 Blrs Installed | EN.EN3 Energy Sensor | [6 empty] | W4 | 0 | [10 empty] | No | No
MC014 | Bowland Hall |  |  |  | MC014-B13/S10 | Calculated temperature variable temperature circuit flow | EN.EN3 Energy Sensor | [6 empty] | S10 | 0 | [10 empty] | No | No
MC014 | Bowland Hall |  |  |  | MC014-B13/S2 | Room temperature | EN.EN3 Energy Sensor | [6 empty] | S2 | 0 | [10 empty] | No | No
MC014 | Bowland Hall |  |  |  | MC014-B13/S3 | Variable temperature circuit flow temperature | EN.EN3 Energy Sensor | [6 empty] | S3 | 0 | [10 empty] | No | No
MC014 | Bowland Hall |  |  |  | MC014-B13/S4 | Domestic hot water service temperature | EN.EN3 Energy Sensor | [6 empty] | S4 | 0 | [10 empty] | No | No
MC014 | Bowland Hall |  |  |  | MC014-B13/S5 | Boiler temperature | EN.EN3 Energy Sensor | [6 empty] | S5 | 0 | [10 empty] | No | No
MC014 | Bowland Hall |  |  |  | MC014-B13/S6 | Boiler 1 ON | EN.EN3 Energy Sensor | [6 empty] | S6 | 0 | [10 empty] | No | No
MC014 | Bowland Hall |  |  |  | MC014-B13/P4 | Domestic hot water service temperature | EN.EN3 Energy Sensor | [6 empty] | P4 | 0 | [10 empty] | No | No
MC014 | Bowland Hall |  |  |  | MC014-B13/P5 | Boiler on | EN.EN3 Energy Sensor | [6 empty] | P5 | 0 | [10 empty] | No | No
MC014 | Bowland Hall |  |  |  | MC014-B13/P6 | Boiler temperature | EN.EN3 Energy Sensor | [6 empty] | P6 | 0 | [10 empty] | No | No
MC014 | Bowland Hall |  |  |  | MC014-B13/P7 | Boiler on | EN.EN3 Energy Sensor | [6 empty] | P7 | 0 | [10 empty] | No | No
MC014 | Bowland Hall |  |  |  | MC014-B13/Q1 | Sequence Table 1 | EN.EN3 Energy Sensor | [6 empty] | Q1 | 0 | [10 empty] | No | No
MC014 | Bowland Hall |  |  |  | MC014-B13/S1 | Outside air temperature | EN.EN3 Energy Sensor | [6 empty] | S1 | 0 | [10 empty] | No | No
MC014 | Bowland Hall |  |  |  | MC014-B13/o1 | Heating times | EN.EN3 Energy Sensor | [6 empty] | o1 | 0 | [10 empty] | No | No
MC014 | Bowland Hall |  |  |  | MC014-B13/o2 | Alarm Route 2 | EN.EN3 Energy Sensor | [6 empty] | o2 | 0 | [10 empty] | No | No
MC014 | Bowland Hall |  |  |  | MC014-B13/o3 | Alarm Route 3 | EN.EN3 Energy Sensor | [6 empty] | o3 | 0 | [10 empty] | No | No
MC014 | Bowland Hall |  |  |  | MC014-B13/P1 | Outside air temperature | EN.EN3 Energy Sensor | [6 empty] | P1 | 0 | [10 empty] | No | No
MC014 | Bowland Hall |  |  |  | MC014-B13/P2 | Room temperature | EN.EN3 Energy Sensor | [6 empty] | P2 | 0 | [10 empty] | No | No
MC014 | Bowland Hall |  |  |  | MC014-B13/P3 | Variable temperature circuit flow temperature | EN.EN3 Energy Sensor | [6 empty] | P3 | 0 | [10 empty] | No | No
MC014 | Bowland Hall |  |  |  | MC014-B13/K9 | Boiler hot water service diff | EN.EN3 Energy Sensor | [6 empty] | K9 | 0 | [10 empty] | No | No
MC014 | Bowland Hall |  |  |  | MC014-B13/L1 | Loop 1 | EN.EN3 Energy Sensor | [6 empty] | L1 | 0 | [10 empty] | No | No
MC014 | Bowland Hall |  |  |  | MC014-B13/L3 | compensator | EN.EN3 Energy Sensor | [6 empty] | L3 | 0 | [10 empty] | No | No
MC014 | Bowland Hall |  |  |  | MC014-B13/L4 |  | EN.EN3 Energy Sensor | [6 empty] | L4 | 0 | [10 empty] | No | No
MC014 | Bowland Hall |  |  |  | MC014-B13/n1 | TREND_0E_1E_94 | EN.EN3 Energy Sensor | [6 empty] | n1 | 0 | [10 empty] | No | No
MC014 | Bowland Hall |  |  |  | MC014-B13/K3 | 3rd stage frost setpoint | EN.EN3 Energy Sensor | [6 empty] | K3 | 0 | [10 empty] | No | No
MC014 | Bowland Hall |  |  |  | MC014-B13/K4 | Outside air temperature economy off setpoint | EN.EN3 Energy Sensor | [6 empty] | K4 | 0 | [10 empty] | No | No
MC014 | Bowland Hall |  |  |  | MC014-B13/K5 | Occupied setpoint | EN.EN3 Energy Sensor | [6 empty] | K5 | 0 | [10 empty] | No | No
MC014 | Bowland Hall |  |  |  | MC014-B13/K6 | VT Flow@0 degC | EN.EN3 Energy Sensor | [6 empty] | K6 | 0 | [10 empty] | No | No
MC014 | Bowland Hall |  |  |  | MC014-B13/K7 | VT Flow@ 20oC OAT | EN.EN3 Energy Sensor | [6 empty] | K7 | 0 | [10 empty] | No | No
MC014 | Bowland Hall |  |  |  | MC014-B13/K8 | Room influence | EN.EN3 Energy Sensor | [6 empty] | K8 | 0 | [10 empty] | No | No
MC014 | Bowland Hall |  |  |  | MC014-B13/K12 | Boiler fail alarm timer | EN.EN3 Energy Sensor | [6 empty] | K12 | 0 | [10 empty] | No | No
MC014 | Bowland Hall |  |  |  | MC014-B13/K13 | Domestic hot water servvice setpoint | EN.EN3 Energy Sensor | [6 empty] | K13 | 0 | [10 empty] | No | No
MC014 | Bowland Hall |  |  |  | MC014-B13/K14 | Space Hil Limit Diff | EN.EN3 Energy Sensor | [6 empty] | K14 | 0 | [10 empty] | No | No
MC014 | Bowland Hall |  |  |  | MC014-B13/K16 | Hot water service dead band | EN.EN3 Energy Sensor | [6 empty] | K16 | 0 | [10 empty] | No | No
MC014 | Bowland Hall |  |  |  | MC014-B13/K17 | Space Setpoint | EN.EN3 Energy Sensor | [6 empty] | K17 | 0 | [10 empty] | No | No
MC014 | Bowland Hall |  |  |  | MC014-B13/K2 | 2nd stage frost setpoint | EN.EN3 Energy Sensor | [6 empty] | K2 | 0 | [10 empty] | No | No
MC014 | Bowland Hall |  |  |  | MC014-B13/I1 | Bowland Hall 14 Boiler Failed | EN.EN3 Energy Sensor | [6 empty] | I1 | 0 | [10 empty] | No | No
MC014 | Bowland Hall |  |  |  | MC014-B13/I2 | Boiler 1 ON | EN.EN3 Energy Sensor | [6 empty] | I2 | 0 | [10 empty] | No | No
MC014 | Bowland Hall |  |  |  | MC014-B13/I3 | Boiler 2 ON | EN.EN3 Energy Sensor | [6 empty] | I3 | 0 | [10 empty] | No | No
MC014 | Bowland Hall |  |  |  | MC014-B13/K1 | 1st stage frost setpoint | EN.EN3 Energy Sensor | [6 empty] | K1 | 0 | [10 empty] | No | No
MC014 | Bowland Hall |  |  |  | MC014-B13/K10 | Boiler Valve Diff | EN.EN3 Energy Sensor | [6 empty] | K10 | 0 | [10 empty] | No | No
MC014 | Bowland Hall |  |  |  | MC014-B13/K11 | Boiler fail alarm limit | EN.EN3 Energy Sensor | [6 empty] | K11 | 0 | [10 empty] | No | No
MC014 | Bowland Hall |  |  |  | MC014-B13/G4 | Logic 4 | EN.EN3 Energy Sensor | [6 empty] | G4 | 0 | [10 empty] | No | No
MC014 | Bowland Hall |  |  |  | MC014-B13/G5 | Logic 5 | EN.EN3 Energy Sensor | [6 empty] | G5 | 0 | [10 empty] | No | No
MC014 | Bowland Hall |  |  |  | MC014-B13/G6 | Logic 6 | EN.EN3 Energy Sensor | [6 empty] | G6 | 0 | [10 empty] | No | No
MC014 | Bowland Hall |  |  |  | MC014-B13/G7 | boiler start delay for HWS val | EN.EN3 Energy Sensor | [6 empty] | G7 | 0 | [10 empty] | No | No
MC014 | Bowland Hall |  |  |  | MC014-B13/G8 | Logic 8 | EN.EN3 Energy Sensor | [6 empty] | G8 | 0 | [10 empty] | No | No
MC014 | Bowland Hall |  |  |  | MC014-B13/G9 | Boost | EN.EN3 Energy Sensor | [6 empty] | G9 | 0 | [10 empty] | No | No
MC014 | Bowland Hall |  |  |  | MC014-B13/G24 | Logic 24 | EN.EN3 Energy Sensor | [6 empty] | G24 | 0 | [10 empty] | No | No
MC014 | Bowland Hall |  |  |  | MC014-B13/G25 | Logic 25 | EN.EN3 Energy Sensor | [6 empty] | G25 | 0 | [10 empty] | No | No
MC014 | Bowland Hall |  |  |  | MC014-B13/G26 | Logic 26 | EN.EN3 Energy Sensor | [6 empty] | G26 | 0 | [10 empty] | No | No
MC014 | Bowland Hall |  |  |  | MC014-B13/G27 | Logic 27 | EN.EN3 Energy Sensor | [6 empty] | G27 | 0 | [10 empty] | No | No
MC014 | Bowland Hall |  |  |  | MC014-B13/G28 | Logic 28 | EN.EN3 Energy Sensor | [6 empty] | G28 | 0 | [10 empty] | No | No
MC014 | Bowland Hall |  |  |  | MC014-B13/G3 | Logic 3 | EN.EN3 Energy Sensor | [6 empty] | G3 | 0 | [10 empty] | No | No
MC014 | Bowland Hall |  |  |  | MC014-B13/G19 | Logic 19 | EN.EN3 Energy Sensor | [6 empty] | G19 | 0 | [10 empty] | No | No
MC014 | Bowland Hall |  |  |  | MC014-B13/G2 | Logic 2 | EN.EN3 Energy Sensor | [6 empty] | G2 | 0 | [10 empty] | No | No
MC014 | Bowland Hall |  |  |  | MC014-B13/G20 | 2nd stage frost protection enabled | EN.EN3 Energy Sensor | [6 empty] | G20 | 0 | [10 empty] | No | No
MC014 | Bowland Hall |  |  |  | MC014-B13/G21 | Logic 21 | EN.EN3 Energy Sensor | [6 empty] | G21 | 0 | [10 empty] | No | No
MC014 | Bowland Hall |  |  |  | MC014-B13/G22 | Hot water service enable | EN.EN3 Energy Sensor | [6 empty] | G22 | 0 | [10 empty] | No | No
MC014 | Bowland Hall |  |  |  | MC014-B13/G23 | Heating enable | EN.EN3 Energy Sensor | [6 empty] | G23 | 0 | [10 empty] | No | No
MC014 | Bowland Hall |  |  |  | MC014-B13/G13 | Logic 13 | EN.EN3 Energy Sensor | [6 empty] | G13 | 0 | [10 empty] | No | No
MC014 | Bowland Hall |  |  |  | MC014-B13/G14 | Logic 14 | EN.EN3 Energy Sensor | [6 empty] | G14 | 0 | [10 empty] | No | No
MC014 | Bowland Hall |  |  |  | MC014-B13/G15 | Logic 15 | EN.EN3 Energy Sensor | [6 empty] | G15 | 0 | [10 empty] | No | No
MC014 | Bowland Hall |  |  |  | MC014-B13/G16 | Domestic hot water demand | EN.EN3 Energy Sensor | [6 empty] | G16 | 0 | [10 empty] | No | No
MC014 | Bowland Hall |  |  |  | MC014-B13/G17 | Logic 17 | EN.EN3 Energy Sensor | [6 empty] | G17 | 0 | [10 empty] | No | No
MC014 | Bowland Hall |  |  |  | MC014-B13/G18 | Heat dissipation | EN.EN3 Energy Sensor | [6 empty] | G18 | 0 | [10 empty] | No | No
MC014 | Bowland Hall |  |  |  | MC014-B13/F8 | Function 8 | EN.EN3 Energy Sensor | [6 empty] | F8 | 0 | [10 empty] | No | No
MC014 | Bowland Hall |  |  |  | MC014-B13/F9 | Function 9 | EN.EN3 Energy Sensor | [6 empty] | F9 | 0 | [10 empty] | No | No
MC014 | Bowland Hall |  |  |  | MC014-B13/G1 | Logic 1 | EN.EN3 Energy Sensor | [6 empty] | G1 | 0 | [10 empty] | No | No
MC014 | Bowland Hall |  |  |  | MC014-B13/G10 | Boiler heating hot water service enable | EN.EN3 Energy Sensor | [6 empty] | G10 | 0 | [10 empty] | No | No
MC014 | Bowland Hall |  |  |  | MC014-B13/G11 | Logic 11 | EN.EN3 Energy Sensor | [6 empty] | G11 | 0 | [10 empty] | No | No
MC014 | Bowland Hall |  |  |  | MC014-B13/G12 | Logic 12 | EN.EN3 Energy Sensor | [6 empty] | G12 | 0 | [10 empty] | No | No
MC014 | Bowland Hall |  |  |  | MC014-B13/F3 | 3rd stage frost enabled | EN.EN3 Energy Sensor | [6 empty] | F3 | 0 | [10 empty] | No | No
MC014 | Bowland Hall |  |  |  | MC014-B13/F30 | Function 30 | EN.EN3 Energy Sensor | [6 empty] | F30 | 0 | [10 empty] | No | No
MC014 | Bowland Hall |  |  |  | MC014-B13/F4 | Economy off enabled | EN.EN3 Energy Sensor | [6 empty] | F4 | 0 | [10 empty] | No | No
MC014 | Bowland Hall |  |  |  | MC014-B13/F5 | Function 5 | EN.EN3 Energy Sensor | [6 empty] | F5 | 0 | [10 empty] | No | No
MC014 | Bowland Hall |  |  |  | MC014-B13/F6 | 1 hour | EN.EN3 Energy Sensor | [6 empty] | F6 | 0 | [10 empty] | No | No
MC014 | Bowland Hall |  |  |  | MC014-B13/F7 | Function 7 | EN.EN3 Energy Sensor | [6 empty] | F7 | 0 | [10 empty] | No | No
MC014 | Bowland Hall |  |  |  | MC014-B13/F24 | Function 24 | EN.EN3 Energy Sensor | [6 empty] | F24 | 0 | [10 empty] | No | No
MC014 | Bowland Hall |  |  |  | MC014-B13/F25 | Function 25 | EN.EN3 Energy Sensor | [6 empty] | F25 | 0 | [10 empty] | No | No
MC014 | Bowland Hall |  |  |  | MC014-B13/F26 | Function 26 | EN.EN3 Energy Sensor | [6 empty] | F26 | 0 | [10 empty] | No | No
MC014 | Bowland Hall |  |  |  | MC014-B13/F27 | Function 27 | EN.EN3 Energy Sensor | [6 empty] | F27 | 0 | [10 empty] | No | No
MC014 | Bowland Hall |  |  |  | MC014-B13/F28 | Lead boiler enable | EN.EN3 Energy Sensor | [6 empty] | F28 | 0 | [10 empty] | No | No
MC014 | Bowland Hall |  |  |  | MC014-B13/F29 | Lag Boiler Enable | EN.EN3 Energy Sensor | [6 empty] | F29 | 0 | [10 empty] | No | No
MC014 | Bowland Hall |  |  |  | MC014-B13/F19 | Room high limit | EN.EN3 Energy Sensor | [6 empty] | F19 | 0 | [10 empty] | No | No
MC014 | Bowland Hall |  |  |  | MC014-B13/F2 | 2nd stage frost protection enabled | EN.EN3 Energy Sensor | [6 empty] | F2 | 0 | [10 empty] | No | No
MC014 | Bowland Hall |  |  |  | MC014-B13/F20 | Function 20 | EN.EN3 Energy Sensor | [6 empty] | F20 | 0 | [10 empty] | No | No
MC014 | Bowland Hall |  |  |  | MC014-B13/F21 | Function 21 | EN.EN3 Energy Sensor | [6 empty] | F21 | 0 | [10 empty] | No | No
MC014 | Bowland Hall |  |  |  | MC014-B13/F22 | Calculated variable temperature circuit setpoint | EN.EN3 Energy Sensor | [6 empty] | F22 | 0 | [10 empty] | No | No
MC014 | Bowland Hall |  |  |  | MC014-B13/F23 | Function 23 | EN.EN3 Energy Sensor | [6 empty] | F23 | 0 | [10 empty] | No | No
MC014 | Bowland Hall |  |  |  | MC014-B13/F13 | limit at | EN.EN3 Energy Sensor | [6 empty] | F13 | 0 | [10 empty] | No | No
MC014 | Bowland Hall |  |  |  | MC014-B13/F14 | Function 14 | EN.EN3 Energy Sensor | [6 empty] | F14 | 0 | [10 empty] | No | No
MC014 | Bowland Hall |  |  |  | MC014-B13/F15 | Function 15 | EN.EN3 Energy Sensor | [6 empty] | F15 | 0 | [10 empty] | No | No
MC014 | Bowland Hall |  |  |  | MC014-B13/F16 | Function 16 | EN.EN3 Energy Sensor | [6 empty] | F16 | 0 | [10 empty] | No | No
MC014 | Bowland Hall |  |  |  | MC014-B13/F17 | Function 17 | EN.EN3 Energy Sensor | [6 empty] | F17 | 0 | [10 empty] | No | No
MC014 | Bowland Hall |  |  |  | MC014-B13/F18 | Function 18 | EN.EN3 Energy Sensor | [6 empty] | F18 | 0 | [10 empty] | No | No
MC014 | Bowland Hall |  |  |  | MC014-B13/D6 | Domestic hot water secondary pump | EN.EN3 Energy Sensor | [6 empty] | D6 | 0 | [10 empty] | No | No
MC014 | Bowland Hall |  |  |  | MC014-B13/e1 | Supervisor | EN.EN3 Energy Sensor | [6 empty] | e1 | 0 | [10 empty] | No | No
MC014 | Bowland Hall |  |  |  | MC014-B13/F1 | 1st stage frost enabled | EN.EN3 Energy Sensor | [6 empty] | F1 | 0 | [10 empty] | No | No
MC014 | Bowland Hall |  |  |  | MC014-B13/F10 | Function 10 | EN.EN3 Energy Sensor | [6 empty] | F10 | 0 | [10 empty] | No | No
MC014 | Bowland Hall |  |  |  | MC014-B13/F11 | Function 11 | EN.EN3 Energy Sensor | [6 empty] | F11 | 0 | [10 empty] | No | No
MC014 | Bowland Hall |  |  |  | MC014-B13/F12 | Function 12 | EN.EN3 Energy Sensor | [6 empty] | F12 | 0 | [10 empty] | No | No
MC014 | Bowland Hall |  |  |  | MC014-B09/C1 | Virtual CNC 1 | EN.EN3 Energy Sensor | [6 empty] | C1 | 0 | [10 empty] | No | No
MC014 | Bowland Hall |  |  |  | MC014-B09/D1 | Hot water service valve | EN.EN3 Energy Sensor | [6 empty] | D1 | 0 | [10 empty] | No | No
MC014 | Bowland Hall |  |  |  | MC014-B09/D2 | Boiler No2 | EN.EN3 Energy Sensor | [6 empty] | D2 | 0 | [10 empty] | No | No
MC014 | Bowland Hall |  |  |  | MC014-B09/D3 | Variable temperature circuit valve | EN.EN3 Energy Sensor | [6 empty] | D3 | 0 | [10 empty] | No | No
MC014 | Bowland Hall |  |  |  | MC014-B09/D4 | Variable temperature pump | EN.EN3 Energy Sensor | [6 empty] | D4 | 0 | [10 empty] | No | No
MC014 | Bowland Hall |  |  |  | MC014-B09/D5 | Domestic hot water primary pump | EN.EN3 Energy Sensor | [6 empty] | D5 | 0 | [10 empty] | No | No
MC014 | Bowland Hall |  |  |  | MC014-B09/Z2 | Domestic hot water service times | EN.EN3 Energy Sensor | [6 empty] | Z2 | 0 | [10 empty] | No | No
MC014 | Bowland Hall |  |  |  | MC014-B09/V1 |  | EN.EN3 Energy Sensor | [6 empty] | V1 | 0 | [10 empty] | No | No
MC014 | Bowland Hall |  |  |  | MC014-B09/W2 | Summer winter switch | EN.EN3 Energy Sensor | [6 empty] | W2 | 0 | [10 empty] | No | No
MC014 | Bowland Hall |  |  |  | MC014-B09/W3 | Hol Auto A=On | EN.EN3 Energy Sensor | [6 empty] | W3 | 0 | [10 empty] | No | No
MC014 | Bowland Hall |  |  |  | MC014-B09/Y1 | Satchwell T Range | EN.EN3 Energy Sensor | [6 empty] | Y1 | 0 | [10 empty] | No | No
MC014 | Bowland Hall |  |  |  | MC014-B09/Y2 | Thermistor TBTC | EN.EN3 Energy Sensor | [6 empty] | Y2 | 0 | [10 empty] | No | No
MC014 | Bowland Hall |  |  |  | MC014-B09/Z1 | Heating times | EN.EN3 Energy Sensor | [6 empty] | Z1 | 0 | [10 empty] | No | No
MC014 | Bowland Hall |  |  |  | MC014-B09/S10 | Calculated temperature variable temperature circuit flow | EN.EN3 Energy Sensor | [6 empty] | S10 | 0 | [10 empty] | No | No
MC014 | Bowland Hall |  |  |  | MC014-B09/S2 | Room temperature | EN.EN3 Energy Sensor | [6 empty] | S2 | 0 | [10 empty] | No | No
MC014 | Bowland Hall |  |  |  | MC014-B09/S3 | Variable temperature circuit flow temperature | EN.EN3 Energy Sensor | [6 empty] | S3 | 0 | [10 empty] | No | No
MC014 | Bowland Hall |  |  |  | MC014-B09/S4 | Domestic hot water service temperature | EN.EN3 Energy Sensor | [6 empty] | S4 | 0 | [10 empty] | No | No
MC014 | Bowland Hall |  |  |  | MC014-B09/S5 | Boiler temperature | EN.EN3 Energy Sensor | [6 empty] | S5 | 0 | [10 empty] | No | No
MC014 | Bowland Hall |  |  |  | MC014-B09/S6 | Boiler on | EN.EN3 Energy Sensor | [6 empty] | S6 | 0 | [10 empty] | No | No
MC014 | Bowland Hall |  |  |  | MC014-B09/P3 | Variable temperature circuit flow temperature | EN.EN3 Energy Sensor | [6 empty] | P3 | 0 | [10 empty] | No | No
MC014 | Bowland Hall |  |  |  | MC014-B09/P4 | Domestic hot water service temperature | EN.EN3 Energy Sensor | [6 empty] | P4 | 0 | [10 empty] | No | No
MC014 | Bowland Hall |  |  |  | MC014-B09/P5 | Boiler on | EN.EN3 Energy Sensor | [6 empty] | P5 | 0 | [10 empty] | No | No
MC014 | Bowland Hall |  |  |  | MC014-B09/P6 | Boiler temperature | EN.EN3 Energy Sensor | [6 empty] | P6 | 0 | [10 empty] | No | No
MC014 | Bowland Hall |  |  |  | MC014-B09/Q1 | Sequence Table 1 | EN.EN3 Energy Sensor | [6 empty] | Q1 | 0 | [10 empty] | No | No
MC014 | Bowland Hall |  |  |  | MC014-B09/S1 | Outside air temperature | EN.EN3 Energy Sensor | [6 empty] | S1 | 0 | [10 empty] | No | No
MC014 | Bowland Hall |  |  |  | MC014-B09/O1 | Alarm Route 1 | EN.EN3 Energy Sensor | [6 empty] | O1 | 0 | [10 empty] | No | No
MC014 | Bowland Hall |  |  |  | MC014-B09/o2 | Alarm Route 2 | EN.EN3 Energy Sensor | [6 empty] | o2 | 0 | [10 empty] | No | No
MC014 | Bowland Hall |  |  |  | MC014-B09/o3 | Alarm Route 3 | EN.EN3 Energy Sensor | [6 empty] | o3 | 0 | [10 empty] | No | No
MC014 | Bowland Hall |  |  |  | MC014-B09/P1 | Outside air temperature | EN.EN3 Energy Sensor | [6 empty] | P1 | 0 | [10 empty] | No | No
MC014 | Bowland Hall |  |  |  | MC014-B09/P2 | Room temperature | EN.EN3 Energy Sensor | [6 empty] | P2 | 0 | [10 empty] | No | No
MC014 | Bowland Hall |  |  |  | MC014-B09/K8 | Room influence | EN.EN3 Energy Sensor | [6 empty] | K8 | 0 | [10 empty] | No | No
MC014 | Bowland Hall |  |  |  | MC014-B09/K9 | Boiler hot water service diff | EN.EN3 Energy Sensor | [6 empty] | K9 | 0 | [10 empty] | No | No
MC014 | Bowland Hall |  |  |  | MC014-B09/L1 | Loop 1 | EN.EN3 Energy Sensor | [6 empty] | L1 | 0 | [10 empty] | No | No
MC014 | Bowland Hall |  |  |  | MC014-B09/L3 | compensator | EN.EN3 Energy Sensor | [6 empty] | L3 | 0 | [10 empty] | No | No
MC014 | Bowland Hall |  |  |  | MC014-B09/L4 |  | EN.EN3 Energy Sensor | [6 empty] | L4 | 0 | [10 empty] | No | No
MC014 | Bowland Hall |  |  |  | MC014-B09/n1 | TREND_0B_29_1E | EN.EN3 Energy Sensor | [6 empty] | n1 | 0 | [10 empty] | No | No
MC014 | Bowland Hall |  |  |  | MC014-B09/K2 | 2nd stage frost setpoint | EN.EN3 Energy Sensor | [6 empty] | K2 | 0 | [10 empty] | No | No
MC014 | Bowland Hall |  |  |  | MC014-B09/K3 | 3rd stage frost setpoint | EN.EN3 Energy Sensor | [6 empty] | K3 | 0 | [10 empty] | No | No
MC014 | Bowland Hall |  |  |  | MC014-B09/K4 | Outside air temperature economy off setpoint | EN.EN3 Energy Sensor | [6 empty] | K4 | 0 | [10 empty] | No | No
MC014 | Bowland Hall |  |  |  | MC014-B09/K5 | Occupied setpoint | EN.EN3 Energy Sensor | [6 empty] | K5 | 0 | [10 empty] | No | No
MC014 | Bowland Hall |  |  |  | MC014-B09/K6 | VT Flow@0 degC | EN.EN3 Energy Sensor | [6 empty] | K6 | 0 | [10 empty] | No | No
MC014 | Bowland Hall |  |  |  | MC014-B09/K7 | VT Flow@ 20oC OAT | EN.EN3 Energy Sensor | [6 empty] | K7 | 0 | [10 empty] | No | No
MC014 | Bowland Hall |  |  |  | MC014-B09/K11 | Boiler fail alarm limit | EN.EN3 Energy Sensor | [6 empty] | K11 | 0 | [10 empty] | No | No
MC014 | Bowland Hall |  |  |  | MC014-B09/K12 | Boiler fail alarm timer | EN.EN3 Energy Sensor | [6 empty] | K12 | 0 | [10 empty] | No | No
MC014 | Bowland Hall |  |  |  | MC014-B09/K13 | Domestic hot water servvice setpoint | EN.EN3 Energy Sensor | [6 empty] | K13 | 0 | [10 empty] | No | No
MC014 | Bowland Hall |  |  |  | MC014-B09/K14 | Space Hil Limit Diff | EN.EN3 Energy Sensor | [6 empty] | K14 | 0 | [10 empty] | No | No
MC014 | Bowland Hall |  |  |  | MC014-B09/K15 | HWS Primary pump run on | EN.EN3 Energy Sensor | [6 empty] | K15 | 0 | [10 empty] | No | No
MC014 | Bowland Hall |  |  |  | MC014-B09/K16 | Hot water service dead band | EN.EN3 Energy Sensor | [6 empty] | K16 | 0 | [10 empty] | No | No
MC014 | Bowland Hall |  |  |  | MC014-B09/G9 | Boost | EN.EN3 Energy Sensor | [6 empty] | G9 | 0 | [10 empty] | No | No
MC014 | Bowland Hall |  |  |  | MC014-B09/I1 | Bowland Hall 9 Boiler Failed | EN.EN3 Energy Sensor | [6 empty] | I1 | 0 | [10 empty] | No | No
MC014 | Bowland Hall |  |  |  | MC014-B09/I2 | Boiler on | EN.EN3 Energy Sensor | [6 empty] | I2 | 0 | [10 empty] | No | No
MC014 | Bowland Hall |  |  |  | MC014-B09/I3 | Hand or automatic | EN.EN3 Energy Sensor | [6 empty] | I3 | 0 | [10 empty] | No | No
MC014 | Bowland Hall |  |  |  | MC014-B09/K1 | 1st stage frost setpoint | EN.EN3 Energy Sensor | [6 empty] | K1 | 0 | [10 empty] | No | No
MC014 | Bowland Hall |  |  |  | MC014-B09/K10 | Boiler Valve Diff | EN.EN3 Energy Sensor | [6 empty] | K10 | 0 | [10 empty] | No | No
MC014 | Bowland Hall |  |  |  | MC014-B09/G28 | Logic 28 | EN.EN3 Energy Sensor | [6 empty] | G28 | 0 | [10 empty] | No | No
MC014 | Bowland Hall |  |  |  | MC014-B09/G3 | Logic 3 | EN.EN3 Energy Sensor | [6 empty] | G3 | 0 | [10 empty] | No | No
MC014 | Bowland Hall |  |  |  | MC014-B09/G5 | Logic 5 | EN.EN3 Energy Sensor | [6 empty] | G5 | 0 | [10 empty] | No | No
MC014 | Bowland Hall |  |  |  | MC014-B09/G6 | Logic 6 | EN.EN3 Energy Sensor | [6 empty] | G6 | 0 | [10 empty] | No | No
MC014 | Bowland Hall |  |  |  | MC014-B09/G7 | boiler start delay for HWS val | EN.EN3 Energy Sensor | [6 empty] | G7 | 0 | [10 empty] | No | No
MC014 | Bowland Hall |  |  |  | MC014-B09/G8 | Logic 8 | EN.EN3 Energy Sensor | [6 empty] | G8 | 0 | [10 empty] | No | No
MC014 | Bowland Hall |  |  |  | MC014-B09/G21 | Logic 21 | EN.EN3 Energy Sensor | [6 empty] | G21 | 0 | [10 empty] | No | No
MC014 | Bowland Hall |  |  |  | MC014-B09/G22 | Hot water service enable | EN.EN3 Energy Sensor | [6 empty] | G22 | 0 | [10 empty] | No | No
MC014 | Bowland Hall |  |  |  | MC014-B09/G23 | Heating enable | EN.EN3 Energy Sensor | [6 empty] | G23 | 0 | [10 empty] | No | No
MC014 | Bowland Hall |  |  |  | MC014-B09/G24 | Logic 24 | EN.EN3 Energy Sensor | [6 empty] | G24 | 0 | [10 empty] | No | No
MC014 | Bowland Hall |  |  |  | MC014-B09/G26 | Logic 26 | EN.EN3 Energy Sensor | [6 empty] | G26 | 0 | [10 empty] | No | No
MC014 | Bowland Hall |  |  |  | MC014-B09/G27 | Logic 27 | EN.EN3 Energy Sensor | [6 empty] | G27 | 0 | [10 empty] | No | No
MC014 | Bowland Hall |  |  |  | MC014-B09/G16 | Domestic hot water demand | EN.EN3 Energy Sensor | [6 empty] | G16 | 0 | [10 empty] | No | No
MC014 | Bowland Hall |  |  |  | MC014-B09/G17 | Logic 17 | EN.EN3 Energy Sensor | [6 empty] | G17 | 0 | [10 empty] | No | No
MC014 | Bowland Hall |  |  |  | MC014-B09/G18 | Heat dissipation | EN.EN3 Energy Sensor | [6 empty] | G18 | 0 | [10 empty] | No | No
MC014 | Bowland Hall |  |  |  | MC014-B09/G19 | Logic 19 | EN.EN3 Energy Sensor | [6 empty] | G19 | 0 | [10 empty] | No | No
MC014 | Bowland Hall |  |  |  | MC014-B09/G2 | Logic 2 | EN.EN3 Energy Sensor | [6 empty] | G2 | 0 | [10 empty] | No | No
MC014 | Bowland Hall |  |  |  | MC014-B09/G20 | 2nd stage frost protection enabled | EN.EN3 Energy Sensor | [6 empty] | G20 | 0 | [10 empty] | No | No
MC014 | Bowland Hall |  |  |  | MC014-B09/F9 | Function 9 | EN.EN3 Energy Sensor | [6 empty] | F9 | 0 | [10 empty] | No | No
MC014 | Bowland Hall |  |  |  | MC014-B09/G1 | Logic 1 | EN.EN3 Energy Sensor | [6 empty] | G1 | 0 | [10 empty] | No | No
MC014 | Bowland Hall |  |  |  | MC014-B09/G10 | Boiler heating hot water service enable | EN.EN3 Energy Sensor | [6 empty] | G10 | 0 | [10 empty] | No | No
MC014 | Bowland Hall |  |  |  | MC014-B09/G12 | Logic 12 | EN.EN3 Energy Sensor | [6 empty] | G12 | 0 | [10 empty] | No | No
MC014 | Bowland Hall |  |  |  | MC014-B09/G14 | Logic 14 | EN.EN3 Energy Sensor | [6 empty] | G14 | 0 | [10 empty] | No | No
MC014 | Bowland Hall |  |  |  | MC014-B09/G15 | Logic 15 | EN.EN3 Energy Sensor | [6 empty] | G15 | 0 | [10 empty] | No | No
MC014 | Bowland Hall |  |  |  | MC014-B09/F30 | Function 30 | EN.EN3 Energy Sensor | [6 empty] | F30 | 0 | [10 empty] | No | No
MC014 | Bowland Hall |  |  |  | MC014-B09/F4 | Economy off enabled | EN.EN3 Energy Sensor | [6 empty] | F4 | 0 | [10 empty] | No | No
MC014 | Bowland Hall |  |  |  | MC014-B09/F5 | Function 5 | EN.EN3 Energy Sensor | [6 empty] | F5 | 0 | [10 empty] | No | No
MC014 | Bowland Hall |  |  |  | MC014-B09/F6 | 1 hour | EN.EN3 Energy Sensor | [6 empty] | F6 | 0 | [10 empty] | No | No
MC014 | Bowland Hall |  |  |  | MC014-B09/F7 | Function 7 | EN.EN3 Energy Sensor | [6 empty] | F7 | 0 | [10 empty] | No | No
MC014 | Bowland Hall |  |  |  | MC014-B09/F8 | Function 8 | EN.EN3 Energy Sensor | [6 empty] | F8 | 0 | [10 empty] | No | No
MC014 | Bowland Hall |  |  |  | MC014-B09/F24 | Function 24 | EN.EN3 Energy Sensor | [6 empty] | F24 | 0 | [10 empty] | No | No
MC014 | Bowland Hall |  |  |  | MC014-B09/F25 | Function 25 | EN.EN3 Energy Sensor | [6 empty] | F25 | 0 | [10 empty] | No | No
MC014 | Bowland Hall |  |  |  | MC014-B09/F26 | Function 26 | EN.EN3 Energy Sensor | [6 empty] | F26 | 0 | [10 empty] | No | No
MC014 | Bowland Hall |  |  |  | MC014-B09/F27 | Function 27 | EN.EN3 Energy Sensor | [6 empty] | F27 | 0 | [10 empty] | No | No
MC014 | Bowland Hall |  |  |  | MC014-B09/F28 | Lead boiler enable | EN.EN3 Energy Sensor | [6 empty] | F28 | 0 | [10 empty] | No | No
MC014 | Bowland Hall |  |  |  | MC014-B09/F3 | 3rd stage frost enabled | EN.EN3 Energy Sensor | [6 empty] | F3 | 0 | [10 empty] | No | No
MC014 | Bowland Hall |  |  |  | MC014-B09/F19 | Room high limit | EN.EN3 Energy Sensor | [6 empty] | F19 | 0 | [10 empty] | No | No
MC014 | Bowland Hall |  |  |  | MC014-B09/F2 | 2nd stage frost protection enabled | EN.EN3 Energy Sensor | [6 empty] | F2 | 0 | [10 empty] | No | No
MC014 | Bowland Hall |  |  |  | MC014-B09/F20 | Function 20 | EN.EN3 Energy Sensor | [6 empty] | F20 | 0 | [10 empty] | No | No
MC014 | Bowland Hall |  |  |  | MC014-B09/F21 | Function 21 | EN.EN3 Energy Sensor | [6 empty] | F21 | 0 | [10 empty] | No | No
MC014 | Bowland Hall |  |  |  | MC014-B09/F22 | Calculated variable temperature circuit setpoint | EN.EN3 Energy Sensor | [6 empty] | F22 | 0 | [10 empty] | No | No
MC014 | Bowland Hall |  |  |  | MC014-B09/F23 | Function 23 | EN.EN3 Energy Sensor | [6 empty] | F23 | 0 | [10 empty] | No | No
MC014 | Bowland Hall |  |  |  | MC014-B09/F13 | limit at | EN.EN3 Energy Sensor | [6 empty] | F13 | 0 | [10 empty] | No | No
MC014 | Bowland Hall |  |  |  | MC014-B09/F14 | Function 14 | EN.EN3 Energy Sensor | [6 empty] | F14 | 0 | [10 empty] | No | No
MC014 | Bowland Hall |  |  |  | MC014-B09/F15 | Function 15 | EN.EN3 Energy Sensor | [6 empty] | F15 | 0 | [10 empty] | No | No
MC014 | Bowland Hall |  |  |  | MC014-B09/F16 | Function 16 | EN.EN3 Energy Sensor | [6 empty] | F16 | 0 | [10 empty] | No | No
MC014 | Bowland Hall |  |  |  | MC014-B09/F17 | Function 17 | EN.EN3 Energy Sensor | [6 empty] | F17 | 0 | [10 empty] | No | No
MC014 | Bowland Hall |  |  |  | MC014-B09/F18 | Function 18 | EN.EN3 Energy Sensor | [6 empty] | F18 | 0 | [10 empty] | No | No
MC014 | Bowland Hall |  |  |  | MC014-B09/D6 | Domestic hot water secondary pump | EN.EN3 Energy Sensor | [6 empty] | D6 | 0 | [10 empty] | No | No
MC014 | Bowland Hall |  |  |  | MC014-B09/e1 | Supervisor | EN.EN3 Energy Sensor | [6 empty] | e1 | 0 | [10 empty] | No | No
MC014 | Bowland Hall |  |  |  | MC014-B09/F1 | 1st stage frost enabled | EN.EN3 Energy Sensor | [6 empty] | F1 | 0 | [10 empty] | No | No
MC014 | Bowland Hall |  |  |  | MC014-B09/F10 | Function 10 | EN.EN3 Energy Sensor | [6 empty] | F10 | 0 | [10 empty] | No | No
MC014 | Bowland Hall |  |  |  | MC014-B09/F11 | Function 11 | EN.EN3 Energy Sensor | [6 empty] | F11 | 0 | [10 empty] | No | No
MC014 | Bowland Hall |  |  |  | MC014-B09/F12 | Function 12 | EN.EN3 Energy Sensor | [6 empty] | F12 | 0 | [10 empty] | No | No
MC014 | Bowland Hall |  |  |  | MC014-B06/C1 | Virtual CNC 1 | EN.EN3 Energy Sensor | [6 empty] | C1 | 0 | [10 empty] | No | No
MC014 | Bowland Hall |  |  |  | MC014-B06/D1 | Hot water service valve | EN.EN3 Energy Sensor | [6 empty] | D1 | 0 | [10 empty] | No | No
MC014 | Bowland Hall |  |  |  | MC014-B06/D2 | Boiler No2 | EN.EN3 Energy Sensor | [6 empty] | D2 | 0 | [10 empty] | No | No
MC014 | Bowland Hall |  |  |  | MC014-B06/D3 | Variable temperature circuit valve | EN.EN3 Energy Sensor | [6 empty] | D3 | 0 | [10 empty] | No | No
MC014 | Bowland Hall |  |  |  | MC014-B06/D4 | Variable temperature pump | EN.EN3 Energy Sensor | [6 empty] | D4 | 0 | [10 empty] | No | No
MC014 | Bowland Hall |  |  |  | MC014-B06/D5 | Domestic hot water primary pump | EN.EN3 Energy Sensor | [6 empty] | D5 | 0 | [10 empty] | No | No
MC014 | Bowland Hall |  |  |  | MC014-B06/Z2 | Domestic hot water service times | EN.EN3 Energy Sensor | [6 empty] | Z2 | 0 | [10 empty] | No | No
MC014 | Bowland Hall |  |  |  | MC014-B06/W3 | Hol Auto A=On | EN.EN3 Energy Sensor | [6 empty] | W3 | 0 | [10 empty] | No | No
MC014 | Bowland Hall |  |  |  | MC014-B06/W4 | Enable If 2 Blrs Installed | EN.EN3 Energy Sensor | [6 empty] | W4 | 0 | [10 empty] | No | No
MC014 | Bowland Hall |  |  |  | MC014-B06/Y1 | Satchwell T Range | EN.EN3 Energy Sensor | [6 empty] | Y1 | 0 | [10 empty] | No | No
MC014 | Bowland Hall |  |  |  | MC014-B06/Y2 | Thermistor TBTC | EN.EN3 Energy Sensor | [6 empty] | Y2 | 0 | [10 empty] | No | No
MC014 | Bowland Hall |  |  |  | MC014-B06/Y3 | Outside air temperature | EN.EN3 Energy Sensor | [6 empty] | Y3 | 0 | [10 empty] | No | No
MC014 | Bowland Hall |  |  |  | MC014-B06/Z1 | Heating times | EN.EN3 Energy Sensor | [6 empty] | Z1 | 0 | [10 empty] | No | No
MC014 | Bowland Hall |  |  |  | MC014-B06/S4 | Domestic hot water service temperature | EN.EN3 Energy Sensor | [6 empty] | S4 | 0 | [10 empty] | No | No
MC014 | Bowland Hall |  |  |  | MC014-B06/S5 | Boiler temperature | EN.EN3 Energy Sensor | [6 empty] | S5 | 0 | [10 empty] | No | No
MC014 | Bowland Hall |  |  |  | MC014-B06/S6 | Boiler on | EN.EN3 Energy Sensor | [6 empty] | S6 | 0 | [10 empty] | No | No
MC014 | Bowland Hall |  |  |  | MC014-B06/V1 |  | EN.EN3 Energy Sensor | [6 empty] | V1 | 0 | [10 empty] | No | No
MC014 | Bowland Hall |  |  |  | MC014-B06/W1 | Lead Boiler | EN.EN3 Energy Sensor | [6 empty] | W1 | 0 | [10 empty] | No | No
MC014 | Bowland Hall |  |  |  | MC014-B06/W2 | Summer winter switch | EN.EN3 Energy Sensor | [6 empty] | W2 | 0 | [10 empty] | No | No
MC014 | Bowland Hall |  |  |  | MC014-B06/P6 | Boiler temperature | EN.EN3 Energy Sensor | [6 empty] | P6 | 0 | [10 empty] | No | No
MC014 | Bowland Hall |  |  |  | MC014-B06/Q1 | Sequence Table 1 | EN.EN3 Energy Sensor | [6 empty] | Q1 | 0 | [10 empty] | No | No
MC014 | Bowland Hall |  |  |  | MC014-B06/S1 | Outside air temperature | EN.EN3 Energy Sensor | [6 empty] | S1 | 0 | [10 empty] | No | No
MC014 | Bowland Hall |  |  |  | MC014-B06/S10 | Calculated temperature variable temperature circuit flow | EN.EN3 Energy Sensor | [6 empty] | S10 | 0 | [10 empty] | No | No
MC014 | Bowland Hall |  |  |  | MC014-B06/S2 | Room temperature | EN.EN3 Energy Sensor | [6 empty] | S2 | 0 | [10 empty] | No | No
MC014 | Bowland Hall |  |  |  | MC014-B06/S3 | Variable temperature circuit flow temperature | EN.EN3 Energy Sensor | [6 empty] | S3 | 0 | [10 empty] | No | No
MC014 | Bowland Hall |  |  |  | MC014-B06/o3 | Alarm Route 3 | EN.EN3 Energy Sensor | [6 empty] | o3 | 0 | [10 empty] | No | No
MC014 | Bowland Hall |  |  |  | MC014-B06/P1 | Outside air temperature | EN.EN3 Energy Sensor | [6 empty] | P1 | 0 | [10 empty] | No | No
MC014 | Bowland Hall |  |  |  | MC014-B06/P2 | Room temperature | EN.EN3 Energy Sensor | [6 empty] | P2 | 0 | [10 empty] | No | No
MC014 | Bowland Hall |  |  |  | MC014-B06/P3 | Variable temperature circuit flow temperature | EN.EN3 Energy Sensor | [6 empty] | P3 | 0 | [10 empty] | No | No
MC014 | Bowland Hall |  |  |  | MC014-B06/P4 | Domestic hot water service temperature | EN.EN3 Energy Sensor | [6 empty] | P4 | 0 | [10 empty] | No | No
MC014 | Bowland Hall |  |  |  | MC014-B06/P5 | Boiler on | EN.EN3 Energy Sensor | [6 empty] | P5 | 0 | [10 empty] | No | No
MC014 | Bowland Hall |  |  |  | MC014-B06/L3 | compensator | EN.EN3 Energy Sensor | [6 empty] | L3 | 0 | [10 empty] | No | No
MC014 | Bowland Hall |  |  |  | MC014-B06/L4 |  | EN.EN3 Energy Sensor | [6 empty] | L4 | 0 | [10 empty] | No | No
MC014 | Bowland Hall |  |  |  | MC014-B06/n1 | TREND_0B_29_1D | EN.EN3 Energy Sensor | [6 empty] | n1 | 0 | [10 empty] | No | No
MC014 | Bowland Hall |  |  |  | MC014-B06/O1 | Alarm Route 1 | EN.EN3 Energy Sensor | [6 empty] | O1 | 0 | [10 empty] | No | No
MC014 | Bowland Hall |  |  |  | MC014-B06/o2 | Alarm Route 2 | EN.EN3 Energy Sensor | [6 empty] | o2 | 0 | [10 empty] | No | No
MC014 | Bowland Hall |  |  |  | MC014-B06/K5 | Occupied setpoint | EN.EN3 Energy Sensor | [6 empty] | K5 | 0 | [10 empty] | No | No
MC014 | Bowland Hall |  |  |  | MC014-B06/K6 | VT Flow@0 degC | EN.EN3 Energy Sensor | [6 empty] | K6 | 0 | [10 empty] | No | No
MC014 | Bowland Hall |  |  |  | MC014-B06/K7 | VT Flow@ 20oC OAT | EN.EN3 Energy Sensor | [6 empty] | K7 | 0 | [10 empty] | No | No
MC014 | Bowland Hall |  |  |  | MC014-B06/K8 | Room influence | EN.EN3 Energy Sensor | [6 empty] | K8 | 0 | [10 empty] | No | No
MC014 | Bowland Hall |  |  |  | MC014-B06/K9 | Boiler hot water service diff | EN.EN3 Energy Sensor | [6 empty] | K9 | 0 | [10 empty] | No | No
MC014 | Bowland Hall |  |  |  | MC014-B06/L1 | Loop 1 | EN.EN3 Energy Sensor | [6 empty] | L1 | 0 | [10 empty] | No | No
MC014 | Bowland Hall |  |  |  | MC014-B06/K14 | Space Hil Limit Diff | EN.EN3 Energy Sensor | [6 empty] | K14 | 0 | [10 empty] | No | No
MC014 | Bowland Hall |  |  |  | MC014-B06/K16 | Hot water service dead band | EN.EN3 Energy Sensor | [6 empty] | K16 | 0 | [10 empty] | No | No
MC014 | Bowland Hall |  |  |  | MC014-B06/K17 | Boiler temperature setpoint | EN.EN3 Energy Sensor | [6 empty] | K17 | 0 | [10 empty] | No | No
MC014 | Bowland Hall |  |  |  | MC014-B06/K2 | 2nd stage frost setpoint | EN.EN3 Energy Sensor | [6 empty] | K2 | 0 | [10 empty] | No | No
MC014 | Bowland Hall |  |  |  | MC014-B06/K3 | 3rd stage frost setpoint | EN.EN3 Energy Sensor | [6 empty] | K3 | 0 | [10 empty] | No | No
MC014 | Bowland Hall |  |  |  | MC014-B06/K4 | Outside air temperature economy off setpoint | EN.EN3 Energy Sensor | [6 empty] | K4 | 0 | [10 empty] | No | No
MC014 | Bowland Hall |  |  |  | MC014-B06/I4 | Boiler on | EN.EN3 Energy Sensor | [6 empty] | I4 | 0 | [10 empty] | No | No
MC014 | Bowland Hall |  |  |  | MC014-B06/K1 | 1st stage frost setpoint | EN.EN3 Energy Sensor | [6 empty] | K1 | 0 | [10 empty] | No | No
MC014 | Bowland Hall |  |  |  | MC014-B06/K10 | Boiler Valve Diff | EN.EN3 Energy Sensor | [6 empty] | K10 | 0 | [10 empty] | No | No
MC014 | Bowland Hall |  |  |  | MC014-B06/K11 | Boiler fail alarm limit | EN.EN3 Energy Sensor | [6 empty] | K11 | 0 | [10 empty] | No | No
MC014 | Bowland Hall |  |  |  | MC014-B06/K12 | Boiler fail alarm timer | EN.EN3 Energy Sensor | [6 empty] | K12 | 0 | [10 empty] | No | No
MC014 | Bowland Hall |  |  |  | MC014-B06/K13 | Domestic hot water servvice setpoint | EN.EN3 Energy Sensor | [6 empty] | K13 | 0 | [10 empty] | No | No
MC014 | Bowland Hall |  |  |  | MC014-B06/G6 | Logic 6 | EN.EN3 Energy Sensor | [6 empty] | G6 | 0 | [10 empty] | No | No
MC014 | Bowland Hall |  |  |  | MC014-B06/G7 | boiler start delay for HWS val | EN.EN3 Energy Sensor | [6 empty] | G7 | 0 | [10 empty] | No | No
MC014 | Bowland Hall |  |  |  | MC014-B06/G8 | Logic 8 | EN.EN3 Energy Sensor | [6 empty] | G8 | 0 | [10 empty] | No | No
MC014 | Bowland Hall |  |  |  | MC014-B06/G9 | Boost | EN.EN3 Energy Sensor | [6 empty] | G9 | 0 | [10 empty] | No | No
MC014 | Bowland Hall |  |  |  | MC014-B06/I1 | Bowland Hall 6 Boiler Failed | EN.EN3 Energy Sensor | [6 empty] | I1 | 0 | [10 empty] | No | No
MC014 | Bowland Hall |  |  |  | MC014-B06/I3 | Hand or automatic | EN.EN3 Energy Sensor | [6 empty] | I3 | 0 | [10 empty] | No | No
MC014 | Bowland Hall |  |  |  | MC014-B06/G26 | Logic 26 | EN.EN3 Energy Sensor | [6 empty] | G26 | 0 | [10 empty] | No | No
MC014 | Bowland Hall |  |  |  | MC014-B06/G27 | Logic 27 | EN.EN3 Energy Sensor | [6 empty] | G27 | 0 | [10 empty] | No | No
MC014 | Bowland Hall |  |  |  | MC014-B06/G28 | Logic 28 | EN.EN3 Energy Sensor | [6 empty] | G28 | 0 | [10 empty] | No | No
MC014 | Bowland Hall |  |  |  | MC014-B06/G3 | Logic 3 | EN.EN3 Energy Sensor | [6 empty] | G3 | 0 | [10 empty] | No | No
MC014 | Bowland Hall |  |  |  | MC014-B06/G4 | Logic 4 | EN.EN3 Energy Sensor | [6 empty] | G4 | 0 | [10 empty] | No | No
MC014 | Bowland Hall |  |  |  | MC014-B06/G5 | Logic 5 | EN.EN3 Energy Sensor | [6 empty] | G5 | 0 | [10 empty] | No | No
MC014 | Bowland Hall |  |  |  | MC014-B06/G19 | Logic 19 | EN.EN3 Energy Sensor | [6 empty] | G19 | 0 | [10 empty] | No | No
MC014 | Bowland Hall |  |  |  | MC014-B06/G2 | Logic 2 | EN.EN3 Energy Sensor | [6 empty] | G2 | 0 | [10 empty] | No | No
MC014 | Bowland Hall |  |  |  | MC014-B06/G20 | 2nd stage frost protection enabled | EN.EN3 Energy Sensor | [6 empty] | G20 | 0 | [10 empty] | No | No
MC014 | Bowland Hall |  |  |  | MC014-B06/G21 | Logic 21 | EN.EN3 Energy Sensor | [6 empty] | G21 | 0 | [10 empty] | No | No
MC014 | Bowland Hall |  |  |  | MC014-B06/G22 | Hot water service enable | EN.EN3 Energy Sensor | [6 empty] | G22 | 0 | [10 empty] | No | No
MC014 | Bowland Hall |  |  |  | MC014-B06/G23 | Heating enable | EN.EN3 Energy Sensor | [6 empty] | G23 | 0 | [10 empty] | No | No
MC014 | Bowland Hall |  |  |  | MC014-B06/G13 | Logic 13 | EN.EN3 Energy Sensor | [6 empty] | G13 | 0 | [10 empty] | No | No
MC014 | Bowland Hall |  |  |  | MC014-B06/G14 | Logic 14 | EN.EN3 Energy Sensor | [6 empty] | G14 | 0 | [10 empty] | No | No
MC014 | Bowland Hall |  |  |  | MC014-B06/G15 | Logic 15 | EN.EN3 Energy Sensor | [6 empty] | G15 | 0 | [10 empty] | No | No
MC014 | Bowland Hall |  |  |  | MC014-B06/G16 | Domestic hot water demand | EN.EN3 Energy Sensor | [6 empty] | G16 | 0 | [10 empty] | No | No
MC014 | Bowland Hall |  |  |  | MC014-B06/G17 | Logic 17 | EN.EN3 Energy Sensor | [6 empty] | G17 | 0 | [10 empty] | No | No
MC014 | Bowland Hall |  |  |  | MC014-B06/G18 | Heat dissipation | EN.EN3 Energy Sensor | [6 empty] | G18 | 0 | [10 empty] | No | No
MC014 | Bowland Hall |  |  |  | MC014-B06/F8 | Function 8 | EN.EN3 Energy Sensor | [6 empty] | F8 | 0 | [10 empty] | No | No
MC014 | Bowland Hall |  |  |  | MC014-B06/F9 | Function 9 | EN.EN3 Energy Sensor | [6 empty] | F9 | 0 | [10 empty] | No | No
MC014 | Bowland Hall |  |  |  | MC014-B06/G1 | Logic 1 | EN.EN3 Energy Sensor | [6 empty] | G1 | 0 | [10 empty] | No | No
MC014 | Bowland Hall |  |  |  | MC014-B06/G10 | Boiler heating hot water service enable | EN.EN3 Energy Sensor | [6 empty] | G10 | 0 | [10 empty] | No | No
MC014 | Bowland Hall |  |  |  | MC014-B06/G11 | Logic 11 | EN.EN3 Energy Sensor | [6 empty] | G11 | 0 | [10 empty] | No | No
MC014 | Bowland Hall |  |  |  | MC014-B06/G12 | Logic 12 | EN.EN3 Energy Sensor | [6 empty] | G12 | 0 | [10 empty] | No | No
MC014 | Bowland Hall |  |  |  | MC014-B06/F3 | 3rd stage frost enabled | EN.EN3 Energy Sensor | [6 empty] | F3 | 0 | [10 empty] | No | No
MC014 | Bowland Hall |  |  |  | MC014-B06/F30 | Function 30 | EN.EN3 Energy Sensor | [6 empty] | F30 | 0 | [10 empty] | No | No
MC014 | Bowland Hall |  |  |  | MC014-B06/F4 | Economy off enabled | EN.EN3 Energy Sensor | [6 empty] | F4 | 0 | [10 empty] | No | No
MC014 | Bowland Hall |  |  |  | MC014-B06/F5 | Function 5 | EN.EN3 Energy Sensor | [6 empty] | F5 | 0 | [10 empty] | No | No
MC014 | Bowland Hall |  |  |  | MC014-B06/F6 | 1 hour | EN.EN3 Energy Sensor | [6 empty] | F6 | 0 | [10 empty] | No | No
MC014 | Bowland Hall |  |  |  | MC014-B06/F7 | Function 7 | EN.EN3 Energy Sensor | [6 empty] | F7 | 0 | [10 empty] | No | No
MC014 | Bowland Hall |  |  |  | MC014-B06/F24 | Function 24 | EN.EN3 Energy Sensor | [6 empty] | F24 | 0 | [10 empty] | No | No
MC014 | Bowland Hall |  |  |  | MC014-B06/F25 | Function 25 | EN.EN3 Energy Sensor | [6 empty] | F25 | 0 | [10 empty] | No | No
MC014 | Bowland Hall |  |  |  | MC014-B06/F26 | Function 26 | EN.EN3 Energy Sensor | [6 empty] | F26 | 0 | [10 empty] | No | No
MC014 | Bowland Hall |  |  |  | MC014-B06/F27 | Function 27 | EN.EN3 Energy Sensor | [6 empty] | F27 | 0 | [10 empty] | No | No
MC014 | Bowland Hall |  |  |  | MC014-B06/F28 | Lead boiler enable | EN.EN3 Energy Sensor | [6 empty] | F28 | 0 | [10 empty] | No | No
MC014 | Bowland Hall |  |  |  | MC014-B06/F29 | Lag Boiler Enable | EN.EN3 Energy Sensor | [6 empty] | F29 | 0 | [10 empty] | No | No
MC014 | Bowland Hall |  |  |  | MC014-B06/F19 | Room high limit | EN.EN3 Energy Sensor | [6 empty] | F19 | 0 | [10 empty] | No | No
MC014 | Bowland Hall |  |  |  | MC014-B06/F2 | 2nd stage frost protection enabled | EN.EN3 Energy Sensor | [6 empty] | F2 | 0 | [10 empty] | No | No
MC014 | Bowland Hall |  |  |  | MC014-B06/F20 | Function 20 | EN.EN3 Energy Sensor | [6 empty] | F20 | 0 | [10 empty] | No | No
MC014 | Bowland Hall |  |  |  | MC014-B06/F21 | Function 21 | EN.EN3 Energy Sensor | [6 empty] | F21 | 0 | [10 empty] | No | No
MC014 | Bowland Hall |  |  |  | MC014-B06/F22 | Calculated variable temperature circuit setpoint | EN.EN3 Energy Sensor | [6 empty] | F22 | 0 | [10 empty] | No | No
MC014 | Bowland Hall |  |  |  | MC014-B06/F23 | Function 23 | EN.EN3 Energy Sensor | [6 empty] | F23 | 0 | [10 empty] | No | No
MC014 | Bowland Hall |  |  |  | MC014-B06/F13 | limit at | EN.EN3 Energy Sensor | [6 empty] | F13 | 0 | [10 empty] | No | No
MC014 | Bowland Hall |  |  |  | MC014-B06/F14 | Function 14 | EN.EN3 Energy Sensor | [6 empty] | F14 | 0 | [10 empty] | No | No
MC014 | Bowland Hall |  |  |  | MC014-B06/F15 | Function 15 | EN.EN3 Energy Sensor | [6 empty] | F15 | 0 | [10 empty] | No | No
MC014 | Bowland Hall |  |  |  | MC014-B06/F16 | Function 16 | EN.EN3 Energy Sensor | [6 empty] | F16 | 0 | [10 empty] | No | No
MC014 | Bowland Hall |  |  |  | MC014-B06/F17 | Function 17 | EN.EN3 Energy Sensor | [6 empty] | F17 | 0 | [10 empty] | No | No
MC014 | Bowland Hall |  |  |  | MC014-B06/F18 | Function 18 | EN.EN3 Energy Sensor | [6 empty] | F18 | 0 | [10 empty] | No | No
MC014 | Bowland Hall |  |  |  | MC014-B06/D6 | Domestic hot water secondary pump | EN.EN3 Energy Sensor | [6 empty] | D6 | 0 | [10 empty] | No | No
MC014 | Bowland Hall |  |  |  | MC014-B06/e1 | Supervisor | EN.EN3 Energy Sensor | [6 empty] | e1 | 0 | [10 empty] | No | No
MC014 | Bowland Hall |  |  |  | MC014-B06/F1 | 1st stage frost enabled | EN.EN3 Energy Sensor | [6 empty] | F1 | 0 | [10 empty] | No | No
MC014 | Bowland Hall |  |  |  | MC014-B06/F10 | Function 10 | EN.EN3 Energy Sensor | [6 empty] | F10 | 0 | [10 empty] | No | No
MC014 | Bowland Hall |  |  |  | MC014-B06/F11 | Function 11 | EN.EN3 Energy Sensor | [6 empty] | F11 | 0 | [10 empty] | No | No
MC014 | Bowland Hall |  |  |  | MC014-B06/F12 | Function 12 | EN.EN3 Energy Sensor | [6 empty] | F12 | 0 | [10 empty] | No | No
MC014 | Bowland Hall |  |  |  | MC014-B04/C1 | Virtual CNC 1 | EN.EN3 Energy Sensor | [6 empty] | C1 | 0 | [10 empty] | No | No
MC014 | Bowland Hall |  |  |  | MC014-B04/D1 | Hot water service valve | EN.EN3 Energy Sensor | [6 empty] | D1 | 0 | [10 empty] | No | No
MC014 | Bowland Hall |  |  |  | MC014-B04/D2 | Boiler No2 | EN.EN3 Energy Sensor | [6 empty] | D2 | 0 | [10 empty] | No | No
MC014 | Bowland Hall |  |  |  | MC014-B04/D3 | Variable temperature circuit valve | EN.EN3 Energy Sensor | [6 empty] | D3 | 0 | [10 empty] | No | No
MC014 | Bowland Hall |  |  |  | MC014-B04/D4 | Variable temperature pump | EN.EN3 Energy Sensor | [6 empty] | D4 | 0 | [10 empty] | No | No
MC014 | Bowland Hall |  |  |  | MC014-B04/D5 | Domestic hot water primary pump | EN.EN3 Energy Sensor | [6 empty] | D5 | 0 | [10 empty] | No | No
MC014 | Bowland Hall |  |  |  | MC014-B04/Z1 | Heating times | EN.EN3 Energy Sensor | [6 empty] | Z1 | 0 | [10 empty] | No | No
MC014 | Bowland Hall |  |  |  | MC014-B04/Z2 | Domestic hot water service times | EN.EN3 Energy Sensor | [6 empty] | Z2 | 0 | [10 empty] | No | No
MC014 | Bowland Hall |  |  |  | MC014-B04/S6 | Boiler on | EN.EN3 Energy Sensor | [6 empty] | S6 | 0 | [10 empty] | No | No
MC014 | Bowland Hall |  |  |  | MC014-B04/V1 |  | EN.EN3 Energy Sensor | [6 empty] | V1 | 0 | [10 empty] | No | No
MC014 | Bowland Hall |  |  |  | MC014-B04/W2 | Summer winter switch | EN.EN3 Energy Sensor | [6 empty] | W2 | 0 | [10 empty] | No | No
MC014 | Bowland Hall |  |  |  | MC014-B04/W3 | Hol Auto A=On | EN.EN3 Energy Sensor | [6 empty] | W3 | 0 | [10 empty] | No | No
MC014 | Bowland Hall |  |  |  | MC014-B04/Y1 | Satchwell T Range | EN.EN3 Energy Sensor | [6 empty] | Y1 | 0 | [10 empty] | No | No
MC014 | Bowland Hall |  |  |  | MC014-B04/Y2 | Thermistor TBTC | EN.EN3 Energy Sensor | [6 empty] | Y2 | 0 | [10 empty] | No | No
MC014 | Bowland Hall |  |  |  | MC014-B04/S1 | Outside air temperature | EN.EN3 Energy Sensor | [6 empty] | S1 | 0 | [10 empty] | No | No
MC014 | Bowland Hall |  |  |  | MC014-B04/S10 | Calculated temperature variable temperature circuit flow | EN.EN3 Energy Sensor | [6 empty] | S10 | 0 | [10 empty] | No | No
MC014 | Bowland Hall |  |  |  | MC014-B04/S2 | Room temperature | EN.EN3 Energy Sensor | [6 empty] | S2 | 0 | [10 empty] | No | No
MC014 | Bowland Hall |  |  |  | MC014-B04/S3 | Variable temperature circuit flow temperature | EN.EN3 Energy Sensor | [6 empty] | S3 | 0 | [10 empty] | No | No
MC014 | Bowland Hall |  |  |  | MC014-B04/S4 | Domestic hot water service temperature | EN.EN3 Energy Sensor | [6 empty] | S4 | 0 | [10 empty] | No | No
MC014 | Bowland Hall |  |  |  | MC014-B04/S5 | Boiler temperature | EN.EN3 Energy Sensor | [6 empty] | S5 | 0 | [10 empty] | No | No
MC014 | Bowland Hall |  |  |  | MC014-B04/P2 | Room temperature | EN.EN3 Energy Sensor | [6 empty] | P2 | 0 | [10 empty] | No | No
MC014 | Bowland Hall |  |  |  | MC014-B04/P3 | Variable temperature circuit flow temperature | EN.EN3 Energy Sensor | [6 empty] | P3 | 0 | [10 empty] | No | No
MC014 | Bowland Hall |  |  |  | MC014-B04/P4 | Domestic hot water service temperature | EN.EN3 Energy Sensor | [6 empty] | P4 | 0 | [10 empty] | No | No
MC014 | Bowland Hall |  |  |  | MC014-B04/P5 | Boiler on | EN.EN3 Energy Sensor | [6 empty] | P5 | 0 | [10 empty] | No | No
MC014 | Bowland Hall |  |  |  | MC014-B04/P6 | Boiler temperature | EN.EN3 Energy Sensor | [6 empty] | P6 | 0 | [10 empty] | No | No
MC014 | Bowland Hall |  |  |  | MC014-B04/Q1 | Sequence Table 1 | EN.EN3 Energy Sensor | [6 empty] | Q1 | 0 | [10 empty] | No | No
MC014 | Bowland Hall |  |  |  | MC014-B04/n1 | TREND_0B_29_1C | EN.EN3 Energy Sensor | [6 empty] | n1 | 0 | [10 empty] | No | No
MC014 | Bowland Hall |  |  |  | MC014-B04/O1 | Alarm Route 1 | EN.EN3 Energy Sensor | [6 empty] | O1 | 0 | [10 empty] | No | No
MC014 | Bowland Hall |  |  |  | MC014-B04/o2 | Alarm Route 2 | EN.EN3 Energy Sensor | [6 empty] | o2 | 0 | [10 empty] | No | No
MC014 | Bowland Hall |  |  |  | MC014-B04/o3 | Alarm Route 3 | EN.EN3 Energy Sensor | [6 empty] | o3 | 0 | [10 empty] | No | No
MC014 | Bowland Hall |  |  |  | MC014-B04/P1 | Outside air temperature | EN.EN3 Energy Sensor | [6 empty] | P1 | 0 | [10 empty] | No | No
MC014 | Bowland Hall |  |  |  | MC014-B04/K7 | VT Flow@ 20oC OAT | EN.EN3 Energy Sensor | [6 empty] | K7 | 0 | [10 empty] | No | No
MC014 | Bowland Hall |  |  |  | MC014-B04/K8 | Room influence | EN.EN3 Energy Sensor | [6 empty] | K8 | 0 | [10 empty] | No | No
MC014 | Bowland Hall |  |  |  | MC014-B04/K9 | Boiler hot water service diff | EN.EN3 Energy Sensor | [6 empty] | K9 | 0 | [10 empty] | No | No
MC014 | Bowland Hall |  |  |  | MC014-B04/L1 | Loop 1 | EN.EN3 Energy Sensor | [6 empty] | L1 | 0 | [10 empty] | No | No
MC014 | Bowland Hall |  |  |  | MC014-B04/L3 | compensator | EN.EN3 Energy Sensor | [6 empty] | L3 | 0 | [10 empty] | No | No
MC014 | Bowland Hall |  |  |  | MC014-B04/L4 |  | EN.EN3 Energy Sensor | [6 empty] | L4 | 0 | [10 empty] | No | No
MC014 | Bowland Hall |  |  |  | MC014-B04/K17 | Boiler temperature setpoint | EN.EN3 Energy Sensor | [6 empty] | K17 | 0 | [10 empty] | No | No
MC014 | Bowland Hall |  |  |  | MC014-B04/K2 | 2nd stage frost setpoint | EN.EN3 Energy Sensor | [6 empty] | K2 | 0 | [10 empty] | No | No
MC014 | Bowland Hall |  |  |  | MC014-B04/K3 | 3rd stage frost setpoint | EN.EN3 Energy Sensor | [6 empty] | K3 | 0 | [10 empty] | No | No
MC014 | Bowland Hall |  |  |  | MC014-B04/K4 | Outside air temperature economy off setpoint | EN.EN3 Energy Sensor | [6 empty] | K4 | 0 | [10 empty] | No | No
MC014 | Bowland Hall |  |  |  | MC014-B04/K5 | Occupied setpoint | EN.EN3 Energy Sensor | [6 empty] | K5 | 0 | [10 empty] | No | No
MC014 | Bowland Hall |  |  |  | MC014-B04/K6 | VT Flow@0 degC | EN.EN3 Energy Sensor | [6 empty] | K6 | 0 | [10 empty] | No | No
MC014 | Bowland Hall |  |  |  | MC014-B04/K10 | Boiler Valve Diff | EN.EN3 Energy Sensor | [6 empty] | K10 | 0 | [10 empty] | No | No
MC014 | Bowland Hall |  |  |  | MC014-B04/K11 | Boiler fail alarm limit | EN.EN3 Energy Sensor | [6 empty] | K11 | 0 | [10 empty] | No | No
MC014 | Bowland Hall |  |  |  | MC014-B04/K12 | Boiler fail alarm timer | EN.EN3 Energy Sensor | [6 empty] | K12 | 0 | [10 empty] | No | No
MC014 | Bowland Hall |  |  |  | MC014-B04/K13 | Domestic hot water servvice setpoint | EN.EN3 Energy Sensor | [6 empty] | K13 | 0 | [10 empty] | No | No
MC014 | Bowland Hall |  |  |  | MC014-B04/K14 | Space Hil Limit Diff | EN.EN3 Energy Sensor | [6 empty] | K14 | 0 | [10 empty] | No | No
MC014 | Bowland Hall |  |  |  | MC014-B04/K16 | Hot water service dead band | EN.EN3 Energy Sensor | [6 empty] | K16 | 0 | [10 empty] | No | No
MC014 | Bowland Hall |  |  |  | MC014-B04/G8 | Logic 8 | EN.EN3 Energy Sensor | [6 empty] | G8 | 0 | [10 empty] | No | No
MC014 | Bowland Hall |  |  |  | MC014-B04/G9 | Boost | EN.EN3 Energy Sensor | [6 empty] | G9 | 0 | [10 empty] | No | No
MC014 | Bowland Hall |  |  |  | MC014-B04/I1 | Boiler on | EN.EN3 Energy Sensor | [6 empty] | I1 | 0 | [10 empty] | No | No
MC014 | Bowland Hall |  |  |  | MC014-B04/I2 | Bowland Hall 4 Boiler Failed | EN.EN3 Energy Sensor | [6 empty] | I2 | 0 | [10 empty] | No | No
MC014 | Bowland Hall |  |  |  | MC014-B04/I3 | Hand or automatic | EN.EN3 Energy Sensor | [6 empty] | I3 | 0 | [10 empty] | No | No
MC014 | Bowland Hall |  |  |  | MC014-B04/K1 | 1st stage frost setpoint | EN.EN3 Energy Sensor | [6 empty] | K1 | 0 | [10 empty] | No | No
MC014 | Bowland Hall |  |  |  | MC014-B04/G28 | Logic 28 | EN.EN3 Energy Sensor | [6 empty] | G28 | 0 | [10 empty] | No | No
MC014 | Bowland Hall |  |  |  | MC014-B04/G3 | Logic 3 | EN.EN3 Energy Sensor | [6 empty] | G3 | 0 | [10 empty] | No | No
MC014 | Bowland Hall |  |  |  | MC014-B04/G4 | Logic 4 | EN.EN3 Energy Sensor | [6 empty] | G4 | 0 | [10 empty] | No | No
MC014 | Bowland Hall |  |  |  | MC014-B04/G5 | Logic 5 | EN.EN3 Energy Sensor | [6 empty] | G5 | 0 | [10 empty] | No | No
MC014 | Bowland Hall |  |  |  | MC014-B04/G6 | Logic 6 | EN.EN3 Energy Sensor | [6 empty] | G6 | 0 | [10 empty] | No | No
MC014 | Bowland Hall |  |  |  | MC014-B04/G7 | boiler start delay for HWS val | EN.EN3 Energy Sensor | [6 empty] | G7 | 0 | [10 empty] | No | No
MC014 | Bowland Hall |  |  |  | MC014-B04/G21 | Logic 21 | EN.EN3 Energy Sensor | [6 empty] | G21 | 0 | [10 empty] | No | No
MC014 | Bowland Hall |  |  |  | MC014-B04/G22 | Hot water service enable | EN.EN3 Energy Sensor | [6 empty] | G22 | 0 | [10 empty] | No | No
MC014 | Bowland Hall |  |  |  | MC014-B04/G23 | Heating enable | EN.EN3 Energy Sensor | [6 empty] | G23 | 0 | [10 empty] | No | No
MC014 | Bowland Hall |  |  |  | MC014-B04/G24 | Logic 24 | EN.EN3 Energy Sensor | [6 empty] | G24 | 0 | [10 empty] | No | No
MC014 | Bowland Hall |  |  |  | MC014-B04/G26 | Logic 26 | EN.EN3 Energy Sensor | [6 empty] | G26 | 0 | [10 empty] | No | No
MC014 | Bowland Hall |  |  |  | MC014-B04/G27 | Logic 27 | EN.EN3 Energy Sensor | [6 empty] | G27 | 0 | [10 empty] | No | No
MC014 | Bowland Hall |  |  |  | MC014-B04/G16 | Domestic hot water demand | EN.EN3 Energy Sensor | [6 empty] | G16 | 0 | [10 empty] | No | No
MC014 | Bowland Hall |  |  |  | MC014-B04/G17 | Logic 17 | EN.EN3 Energy Sensor | [6 empty] | G17 | 0 | [10 empty] | No | No
MC014 | Bowland Hall |  |  |  | MC014-B04/G18 | Heat dissipation | EN.EN3 Energy Sensor | [6 empty] | G18 | 0 | [10 empty] | No | No
MC014 | Bowland Hall |  |  |  | MC014-B04/G19 | Logic 19 | EN.EN3 Energy Sensor | [6 empty] | G19 | 0 | [10 empty] | No | No
MC014 | Bowland Hall |  |  |  | MC014-B04/G2 | Logic 2 | EN.EN3 Energy Sensor | [6 empty] | G2 | 0 | [10 empty] | No | No
MC014 | Bowland Hall |  |  |  | MC014-B04/G20 | 2nd stage frost protection enabled | EN.EN3 Energy Sensor | [6 empty] | G20 | 0 | [10 empty] | No | No
MC014 | Bowland Hall |  |  |  | MC014-B04/F9 | Function 9 | EN.EN3 Energy Sensor | [6 empty] | F9 | 0 | [10 empty] | No | No
MC014 | Bowland Hall |  |  |  | MC014-B04/G1 | Logic 1 | EN.EN3 Energy Sensor | [6 empty] | G1 | 0 | [10 empty] | No | No
MC014 | Bowland Hall |  |  |  | MC014-B04/G10 | Boiler heating hot water service enable | EN.EN3 Energy Sensor | [6 empty] | G10 | 0 | [10 empty] | No | No
MC014 | Bowland Hall |  |  |  | MC014-B04/G12 | Logic 12 | EN.EN3 Energy Sensor | [6 empty] | G12 | 0 | [10 empty] | No | No
MC014 | Bowland Hall |  |  |  | MC014-B04/G14 | Logic 14 | EN.EN3 Energy Sensor | [6 empty] | G14 | 0 | [10 empty] | No | No
MC014 | Bowland Hall |  |  |  | MC014-B04/G15 | Logic 15 | EN.EN3 Energy Sensor | [6 empty] | G15 | 0 | [10 empty] | No | No
MC014 | Bowland Hall |  |  |  | MC014-B04/F30 | Function 30 | EN.EN3 Energy Sensor | [6 empty] | F30 | 0 | [10 empty] | No | No
MC014 | Bowland Hall |  |  |  | MC014-B04/F4 | Economy off enabled | EN.EN3 Energy Sensor | [6 empty] | F4 | 0 | [10 empty] | No | No
MC014 | Bowland Hall |  |  |  | MC014-B04/F5 | Function 5 | EN.EN3 Energy Sensor | [6 empty] | F5 | 0 | [10 empty] | No | No
MC014 | Bowland Hall |  |  |  | MC014-B04/F6 | 1 hour | EN.EN3 Energy Sensor | [6 empty] | F6 | 0 | [10 empty] | No | No
MC014 | Bowland Hall |  |  |  | MC014-B04/F7 | Function 7 | EN.EN3 Energy Sensor | [6 empty] | F7 | 0 | [10 empty] | No | No
MC014 | Bowland Hall |  |  |  | MC014-B04/F8 | Function 8 | EN.EN3 Energy Sensor | [6 empty] | F8 | 0 | [10 empty] | No | No
MC014 | Bowland Hall |  |  |  | MC014-B04/F24 | Function 24 | EN.EN3 Energy Sensor | [6 empty] | F24 | 0 | [10 empty] | No | No
MC014 | Bowland Hall |  |  |  | MC014-B04/F25 | Function 25 | EN.EN3 Energy Sensor | [6 empty] | F25 | 0 | [10 empty] | No | No
MC014 | Bowland Hall |  |  |  | MC014-B04/F26 | Function 26 | EN.EN3 Energy Sensor | [6 empty] | F26 | 0 | [10 empty] | No | No
MC014 | Bowland Hall |  |  |  | MC014-B04/F27 | Function 27 | EN.EN3 Energy Sensor | [6 empty] | F27 | 0 | [10 empty] | No | No
MC014 | Bowland Hall |  |  |  | MC014-B04/F28 | Lead boiler enable | EN.EN3 Energy Sensor | [6 empty] | F28 | 0 | [10 empty] | No | No
MC014 | Bowland Hall |  |  |  | MC014-B04/F3 | 3rd stage frost enabled | EN.EN3 Energy Sensor | [6 empty] | F3 | 0 | [10 empty] | No | No
MC014 | Bowland Hall |  |  |  | MC014-B04/F19 | Room high limit | EN.EN3 Energy Sensor | [6 empty] | F19 | 0 | [10 empty] | No | No
MC014 | Bowland Hall |  |  |  | MC014-B04/F2 | 2nd stage frost protection enabled | EN.EN3 Energy Sensor | [6 empty] | F2 | 0 | [10 empty] | No | No
MC014 | Bowland Hall |  |  |  | MC014-B04/F20 | Function 20 | EN.EN3 Energy Sensor | [6 empty] | F20 | 0 | [10 empty] | No | No
MC014 | Bowland Hall |  |  |  | MC014-B04/F21 | Function 21 | EN.EN3 Energy Sensor | [6 empty] | F21 | 0 | [10 empty] | No | No
MC014 | Bowland Hall |  |  |  | MC014-B04/F22 | Calculated variable temperature circuit setpoint | EN.EN3 Energy Sensor | [6 empty] | F22 | 0 | [10 empty] | No | No
MC014 | Bowland Hall |  |  |  | MC014-B04/F23 | Function 23 | EN.EN3 Energy Sensor | [6 empty] | F23 | 0 | [10 empty] | No | No
MC014 | Bowland Hall |  |  |  | MC014-B04/F13 | limit at | EN.EN3 Energy Sensor | [6 empty] | F13 | 0 | [10 empty] | No | No
MC014 | Bowland Hall |  |  |  | MC014-B04/F14 | Function 14 | EN.EN3 Energy Sensor | [6 empty] | F14 | 0 | [10 empty] | No | No
MC014 | Bowland Hall |  |  |  | MC014-B04/F15 | Function 15 | EN.EN3 Energy Sensor | [6 empty] | F15 | 0 | [10 empty] | No | No
MC014 | Bowland Hall |  |  |  | MC014-B04/F16 | Function 16 | EN.EN3 Energy Sensor | [6 empty] | F16 | 0 | [10 empty] | No | No
MC014 | Bowland Hall |  |  |  | MC014-B04/F17 | Function 17 | EN.EN3 Energy Sensor | [6 empty] | F17 | 0 | [10 empty] | No | No
MC014 | Bowland Hall |  |  |  | MC014-B04/F18 | Function 18 | EN.EN3 Energy Sensor | [6 empty] | F18 | 0 | [10 empty] | No | No
MC014 | Bowland Hall |  |  |  | MC014-B04/D6 | Domestic hot water secondary pump | EN.EN3 Energy Sensor | [6 empty] | D6 | 0 | [10 empty] | No | No
MC014 | Bowland Hall |  |  |  | MC014-B04/e1 | Supervisor | EN.EN3 Energy Sensor | [6 empty] | e1 | 0 | [10 empty] | No | No
MC014 | Bowland Hall |  |  |  | MC014-B04/F1 | 1st stage frost enabled | EN.EN3 Energy Sensor | [6 empty] | F1 | 0 | [10 empty] | No | No
MC014 | Bowland Hall |  |  |  | MC014-B04/F10 | Function 10 | EN.EN3 Energy Sensor | [6 empty] | F10 | 0 | [10 empty] | No | No
MC014 | Bowland Hall |  |  |  | MC014-B04/F11 | Function 11 | EN.EN3 Energy Sensor | [6 empty] | F11 | 0 | [10 empty] | No | No
MC014 | Bowland Hall |  |  |  | MC014-B04/F12 | Function 12 | EN.EN3 Energy Sensor | [6 empty] | F12 | 0 | [10 empty] | No | No
MC014 | Bowland Hall |  |  |  | MC014-B14/C1 | Virtual CNC 1 | EN.EN3 Energy Sensor | [6 empty] | C1 | 0 | [10 empty] | No | No
MC014 | Bowland Hall |  |  |  | MC014-B14/D1 | Hot water service valve | EN.EN3 Energy Sensor | [6 empty] | D1 | 0 | [10 empty] | No | No
MC014 | Bowland Hall |  |  |  | MC014-B14/D2 | Boiler No2 | EN.EN3 Energy Sensor | [6 empty] | D2 | 0 | [10 empty] | No | No
MC014 | Bowland Hall |  |  |  | MC014-B14/D3 | Variable temperature circuit valve | EN.EN3 Energy Sensor | [6 empty] | D3 | 0 | [10 empty] | No | No
MC014 | Bowland Hall |  |  |  | MC014-B14/D4 | Variable temperature pump | EN.EN3 Energy Sensor | [6 empty] | D4 | 0 | [10 empty] | No | No
MC014 | Bowland Hall |  |  |  | MC014-B14/D5 | Domestic hot water primary pump | EN.EN3 Energy Sensor | [6 empty] | D5 | 0 | [10 empty] | No | No
MC014 | Bowland Hall |  |  |  | MC014-B14/W4 | Enable If 2 Blrs Installed | EN.EN3 Energy Sensor | [6 empty] | W4 | 0 | [10 empty] | No | No
MC014 | Bowland Hall |  |  |  | MC014-B14/Y1 | Satchwell T Range | EN.EN3 Energy Sensor | [6 empty] | Y1 | 0 | [10 empty] | No | No
MC014 | Bowland Hall |  |  |  | MC014-B14/Y2 | Thermistor TBTC | EN.EN3 Energy Sensor | [6 empty] | Y2 | 0 | [10 empty] | No | No
MC014 | Bowland Hall |  |  |  | MC014-B14/Z1 | Heating times | EN.EN3 Energy Sensor | [6 empty] | Z1 | 0 | [10 empty] | No | No
MC014 | Bowland Hall |  |  |  | MC014-B14/Z2 | Domestic hot water service times | EN.EN3 Energy Sensor | [6 empty] | Z2 | 0 | [10 empty] | No | No
MC014 | Bowland Hall |  |  |  | MC014-B14/S4 | Domestic hot water service temperature | EN.EN3 Energy Sensor | [6 empty] | S4 | 0 | [10 empty] | No | No
MC014 | Bowland Hall |  |  |  | MC014-B14/S5 | Boiler temperature | EN.EN3 Energy Sensor | [6 empty] | S5 | 0 | [10 empty] | No | No
MC014 | Bowland Hall |  |  |  | MC014-B14/V1 |  | EN.EN3 Energy Sensor | [6 empty] | V1 | 0 | [10 empty] | No | No
MC014 | Bowland Hall |  |  |  | MC014-B14/W1 | Lead Boiler | EN.EN3 Energy Sensor | [6 empty] | W1 | 0 | [10 empty] | No | No
MC014 | Bowland Hall |  |  |  | MC014-B14/W2 | Summer winter switch | EN.EN3 Energy Sensor | [6 empty] | W2 | 0 | [10 empty] | No | No
MC014 | Bowland Hall |  |  |  | MC014-B14/W3 | Hol Auto A=On | EN.EN3 Energy Sensor | [6 empty] | W3 | 0 | [10 empty] | No | No
MC014 | Bowland Hall |  |  |  | MC014-B14/P6 | Boiler temperature | EN.EN3 Energy Sensor | [6 empty] | P6 | 0 | [10 empty] | No | No
MC014 | Bowland Hall |  |  |  | MC014-B14/Q1 | Sequence Table 1 | EN.EN3 Energy Sensor | [6 empty] | Q1 | 0 | [10 empty] | No | No
MC014 | Bowland Hall |  |  |  | MC014-B14/S1 | Outside air temperature | EN.EN3 Energy Sensor | [6 empty] | S1 | 0 | [10 empty] | No | No
MC014 | Bowland Hall |  |  |  | MC014-B14/S10 | Calculated temperature variable temperature circuit flow | EN.EN3 Energy Sensor | [6 empty] | S10 | 0 | [10 empty] | No | No
MC014 | Bowland Hall |  |  |  | MC014-B14/S2 | Room temperature | EN.EN3 Energy Sensor | [6 empty] | S2 | 0 | [10 empty] | No | No
MC014 | Bowland Hall |  |  |  | MC014-B14/S3 | Variable temperature circuit flow temperature | EN.EN3 Energy Sensor | [6 empty] | S3 | 0 | [10 empty] | No | No
MC014 | Bowland Hall |  |  |  | MC014-B14/o2 | Alarm Route 2 | EN.EN3 Energy Sensor | [6 empty] | o2 | 0 | [10 empty] | No | No
MC014 | Bowland Hall |  |  |  | MC014-B14/o3 | Alarm Route 3 | EN.EN3 Energy Sensor | [6 empty] | o3 | 0 | [10 empty] | No | No
MC014 | Bowland Hall |  |  |  | MC014-B14/P1 | Outside air temperature | EN.EN3 Energy Sensor | [6 empty] | P1 | 0 | [10 empty] | No | No
MC014 | Bowland Hall |  |  |  | MC014-B14/P2 | Room temperature | EN.EN3 Energy Sensor | [6 empty] | P2 | 0 | [10 empty] | No | No
MC014 | Bowland Hall |  |  |  | MC014-B14/P3 | Variable temperature circuit flow temperature | EN.EN3 Energy Sensor | [6 empty] | P3 | 0 | [10 empty] | No | No
MC014 | Bowland Hall |  |  |  | MC014-B14/P4 | Domestic hot water service temperature | EN.EN3 Energy Sensor | [6 empty] | P4 | 0 | [10 empty] | No | No
MC014 | Bowland Hall |  |  |  | MC014-B14/L1 | Loop 1 | EN.EN3 Energy Sensor | [6 empty] | L1 | 0 | [10 empty] | No | No
MC014 | Bowland Hall |  |  |  | MC014-B14/L3 | compensator | EN.EN3 Energy Sensor | [6 empty] | L3 | 0 | [10 empty] | No | No
MC014 | Bowland Hall |  |  |  | MC014-B14/L4 |  | EN.EN3 Energy Sensor | [6 empty] | L4 | 0 | [10 empty] | No | No
MC014 | Bowland Hall |  |  |  | MC014-B14/n1 | TREND_0B_29_1A | EN.EN3 Energy Sensor | [6 empty] | n1 | 0 | [10 empty] | No | No
MC014 | Bowland Hall |  |  |  | MC014-B14/o1 | Heating times | EN.EN3 Energy Sensor | [6 empty] | o1 | 0 | [10 empty] | No | No
MC014 | Bowland Hall |  |  |  | MC014-B14/K4 | Outside air temperature economy off setpoint | EN.EN3 Energy Sensor | [6 empty] | K4 | 0 | [10 empty] | No | No
MC014 | Bowland Hall |  |  |  | MC014-B14/K5 | Occupied setpoint | EN.EN3 Energy Sensor | [6 empty] | K5 | 0 | [10 empty] | No | No
MC014 | Bowland Hall |  |  |  | MC014-B14/K6 | VT Flow@0 degC | EN.EN3 Energy Sensor | [6 empty] | K6 | 0 | [10 empty] | No | No
MC014 | Bowland Hall |  |  |  | MC014-B14/K7 | VT Flow@ 20oC OAT | EN.EN3 Energy Sensor | [6 empty] | K7 | 0 | [10 empty] | No | No
MC014 | Bowland Hall |  |  |  | MC014-B14/K8 | Room influence | EN.EN3 Energy Sensor | [6 empty] | K8 | 0 | [10 empty] | No | No
MC014 | Bowland Hall |  |  |  | MC014-B14/K9 | Boiler hot water service diff | EN.EN3 Energy Sensor | [6 empty] | K9 | 0 | [10 empty] | No | No
MC014 | Bowland Hall |  |  |  | MC014-B14/K13 | Domestic hot water servvice setpoint | EN.EN3 Energy Sensor | [6 empty] | K13 | 0 | [10 empty] | No | No
MC014 | Bowland Hall |  |  |  | MC014-B14/K14 | Space Hil Limit Diff | EN.EN3 Energy Sensor | [6 empty] | K14 | 0 | [10 empty] | No | No
MC014 | Bowland Hall |  |  |  | MC014-B14/K16 | Hot water service dead band | EN.EN3 Energy Sensor | [6 empty] | K16 | 0 | [10 empty] | No | No
MC014 | Bowland Hall |  |  |  | MC014-B14/K17 | Boiler temperature setpoint | EN.EN3 Energy Sensor | [6 empty] | K17 | 0 | [10 empty] | No | No
MC014 | Bowland Hall |  |  |  | MC014-B14/K2 | 2nd stage frost setpoint | EN.EN3 Energy Sensor | [6 empty] | K2 | 0 | [10 empty] | No | No
MC014 | Bowland Hall |  |  |  | MC014-B14/K3 | 3rd stage frost setpoint | EN.EN3 Energy Sensor | [6 empty] | K3 | 0 | [10 empty] | No | No
MC014 | Bowland Hall |  |  |  | MC014-B14/I1 | Bowland Hall 15 Boiler Failed | EN.EN3 Energy Sensor | [6 empty] | I1 | 0 | [10 empty] | No | No
MC014 | Bowland Hall |  |  |  | MC014-B14/I3 | Hand or automatic | EN.EN3 Energy Sensor | [6 empty] | I3 | 0 | [10 empty] | No | No
MC014 | Bowland Hall |  |  |  | MC014-B14/K1 | 1st stage frost setpoint | EN.EN3 Energy Sensor | [6 empty] | K1 | 0 | [10 empty] | No | No
MC014 | Bowland Hall |  |  |  | MC014-B14/K10 | Boiler Valve Diff | EN.EN3 Energy Sensor | [6 empty] | K10 | 0 | [10 empty] | No | No
MC014 | Bowland Hall |  |  |  | MC014-B14/K11 | Boiler fail alarm limit | EN.EN3 Energy Sensor | [6 empty] | K11 | 0 | [10 empty] | No | No
MC014 | Bowland Hall |  |  |  | MC014-B14/K12 | Boiler fail alarm timer | EN.EN3 Energy Sensor | [6 empty] | K12 | 0 | [10 empty] | No | No
MC014 | Bowland Hall |  |  |  | MC014-B14/G4 | Logic 4 | EN.EN3 Energy Sensor | [6 empty] | G4 | 0 | [10 empty] | No | No
MC014 | Bowland Hall |  |  |  | MC014-B14/G5 | Logic 5 | EN.EN3 Energy Sensor | [6 empty] | G5 | 0 | [10 empty] | No | No
MC014 | Bowland Hall |  |  |  | MC014-B14/G6 | Logic 6 | EN.EN3 Energy Sensor | [6 empty] | G6 | 0 | [10 empty] | No | No
MC014 | Bowland Hall |  |  |  | MC014-B14/G7 | boiler start delay for HWS val | EN.EN3 Energy Sensor | [6 empty] | G7 | 0 | [10 empty] | No | No
MC014 | Bowland Hall |  |  |  | MC014-B14/G8 | Logic 8 | EN.EN3 Energy Sensor | [6 empty] | G8 | 0 | [10 empty] | No | No
MC014 | Bowland Hall |  |  |  | MC014-B14/G9 | Boost | EN.EN3 Energy Sensor | [6 empty] | G9 | 0 | [10 empty] | No | No
MC014 | Bowland Hall |  |  |  | MC014-B14/G24 | Logic 24 | EN.EN3 Energy Sensor | [6 empty] | G24 | 0 | [10 empty] | No | No
MC014 | Bowland Hall |  |  |  | MC014-B14/G25 | Logic 25 | EN.EN3 Energy Sensor | [6 empty] | G25 | 0 | [10 empty] | No | No
MC014 | Bowland Hall |  |  |  | MC014-B14/G26 | Logic 26 | EN.EN3 Energy Sensor | [6 empty] | G26 | 0 | [10 empty] | No | No
MC014 | Bowland Hall |  |  |  | MC014-B14/G27 | Logic 27 | EN.EN3 Energy Sensor | [6 empty] | G27 | 0 | [10 empty] | No | No
MC014 | Bowland Hall |  |  |  | MC014-B14/G28 | Logic 28 | EN.EN3 Energy Sensor | [6 empty] | G28 | 0 | [10 empty] | No | No
MC014 | Bowland Hall |  |  |  | MC014-B14/G3 | Logic 3 | EN.EN3 Energy Sensor | [6 empty] | G3 | 0 | [10 empty] | No | No
MC014 | Bowland Hall |  |  |  | MC014-B14/G19 | Logic 19 | EN.EN3 Energy Sensor | [6 empty] | G19 | 0 | [10 empty] | No | No
MC014 | Bowland Hall |  |  |  | MC014-B14/G2 | Logic 2 | EN.EN3 Energy Sensor | [6 empty] | G2 | 0 | [10 empty] | No | No
MC014 | Bowland Hall |  |  |  | MC014-B14/G20 | 2nd stage frost protection enabled | EN.EN3 Energy Sensor | [6 empty] | G20 | 0 | [10 empty] | No | No
MC014 | Bowland Hall |  |  |  | MC014-B14/G21 | Logic 21 | EN.EN3 Energy Sensor | [6 empty] | G21 | 0 | [10 empty] | No | No
MC014 | Bowland Hall |  |  |  | MC014-B14/G22 | Hot water service enable | EN.EN3 Energy Sensor | [6 empty] | G22 | 0 | [10 empty] | No | No
MC014 | Bowland Hall |  |  |  | MC014-B14/G23 | Heating enable | EN.EN3 Energy Sensor | [6 empty] | G23 | 0 | [10 empty] | No | No
MC014 | Bowland Hall |  |  |  | MC014-B14/G13 | Logic 13 | EN.EN3 Energy Sensor | [6 empty] | G13 | 0 | [10 empty] | No | No
MC014 | Bowland Hall |  |  |  | MC014-B14/G14 | Logic 14 | EN.EN3 Energy Sensor | [6 empty] | G14 | 0 | [10 empty] | No | No
MC014 | Bowland Hall |  |  |  | MC014-B14/G15 | Logic 15 | EN.EN3 Energy Sensor | [6 empty] | G15 | 0 | [10 empty] | No | No
MC014 | Bowland Hall |  |  |  | MC014-B14/G16 | Domestic hot water demand | EN.EN3 Energy Sensor | [6 empty] | G16 | 0 | [10 empty] | No | No
MC014 | Bowland Hall |  |  |  | MC014-B14/G17 | Logic 17 | EN.EN3 Energy Sensor | [6 empty] | G17 | 0 | [10 empty] | No | No
MC014 | Bowland Hall |  |  |  | MC014-B14/G18 | Heat dissipation | EN.EN3 Energy Sensor | [6 empty] | G18 | 0 | [10 empty] | No | No
MC014 | Bowland Hall |  |  |  | MC014-B14/F8 | Function 8 | EN.EN3 Energy Sensor | [6 empty] | F8 | 0 | [10 empty] | No | No
MC014 | Bowland Hall |  |  |  | MC014-B14/F9 | Function 9 | EN.EN3 Energy Sensor | [6 empty] | F9 | 0 | [10 empty] | No | No
MC014 | Bowland Hall |  |  |  | MC014-B14/G1 | Logic 1 | EN.EN3 Energy Sensor | [6 empty] | G1 | 0 | [10 empty] | No | No
MC014 | Bowland Hall |  |  |  | MC014-B14/G10 | Boiler heating hot water service enable | EN.EN3 Energy Sensor | [6 empty] | G10 | 0 | [10 empty] | No | No
MC014 | Bowland Hall |  |  |  | MC014-B14/G11 | Logic 11 | EN.EN3 Energy Sensor | [6 empty] | G11 | 0 | [10 empty] | No | No
MC014 | Bowland Hall |  |  |  | MC014-B14/G12 | Logic 12 | EN.EN3 Energy Sensor | [6 empty] | G12 | 0 | [10 empty] | No | No
MC014 | Bowland Hall |  |  |  | MC014-B14/F3 | 3rd stage frost enabled | EN.EN3 Energy Sensor | [6 empty] | F3 | 0 | [10 empty] | No | No
MC014 | Bowland Hall |  |  |  | MC014-B14/F30 | Function 30 | EN.EN3 Energy Sensor | [6 empty] | F30 | 0 | [10 empty] | No | No
MC014 | Bowland Hall |  |  |  | MC014-B14/F4 | Economy off enabled | EN.EN3 Energy Sensor | [6 empty] | F4 | 0 | [10 empty] | No | No
MC014 | Bowland Hall |  |  |  | MC014-B14/F5 | Function 5 | EN.EN3 Energy Sensor | [6 empty] | F5 | 0 | [10 empty] | No | No
MC014 | Bowland Hall |  |  |  | MC014-B14/F6 | 1 hour | EN.EN3 Energy Sensor | [6 empty] | F6 | 0 | [10 empty] | No | No
MC014 | Bowland Hall |  |  |  | MC014-B14/F7 | Function 7 | EN.EN3 Energy Sensor | [6 empty] | F7 | 0 | [10 empty] | No | No
MC014 | Bowland Hall |  |  |  | MC014-B14/F24 | Function 24 | EN.EN3 Energy Sensor | [6 empty] | F24 | 0 | [10 empty] | No | No
MC014 | Bowland Hall |  |  |  | MC014-B14/F25 | Function 25 | EN.EN3 Energy Sensor | [6 empty] | F25 | 0 | [10 empty] | No | No
MC014 | Bowland Hall |  |  |  | MC014-B14/F26 | Function 26 | EN.EN3 Energy Sensor | [6 empty] | F26 | 0 | [10 empty] | No | No
MC014 | Bowland Hall |  |  |  | MC014-B14/F27 | Function 27 | EN.EN3 Energy Sensor | [6 empty] | F27 | 0 | [10 empty] | No | No
MC014 | Bowland Hall |  |  |  | MC014-B14/F28 | Lead boiler enable | EN.EN3 Energy Sensor | [6 empty] | F28 | 0 | [10 empty] | No | No
MC014 | Bowland Hall |  |  |  | MC014-B14/F29 | Lag Boiler Enable | EN.EN3 Energy Sensor | [6 empty] | F29 | 0 | [10 empty] | No | No
MC014 | Bowland Hall |  |  |  | MC014-B14/F19 | Room high limit | EN.EN3 Energy Sensor | [6 empty] | F19 | 0 | [10 empty] | No | No
MC014 | Bowland Hall |  |  |  | MC014-B14/F2 | 2nd stage frost protection enabled | EN.EN3 Energy Sensor | [6 empty] | F2 | 0 | [10 empty] | No | No
MC014 | Bowland Hall |  |  |  | MC014-B14/F20 | Function 20 | EN.EN3 Energy Sensor | [6 empty] | F20 | 0 | [10 empty] | No | No
MC014 | Bowland Hall |  |  |  | MC014-B14/F21 | Function 21 | EN.EN3 Energy Sensor | [6 empty] | F21 | 0 | [10 empty] | No | No
MC014 | Bowland Hall |  |  |  | MC014-B14/F22 | Calculated variable temperature circuit setpoint | EN.EN3 Energy Sensor | [6 empty] | F22 | 0 | [10 empty] | No | No
MC014 | Bowland Hall |  |  |  | MC014-B14/F23 | Function 23 | EN.EN3 Energy Sensor | [6 empty] | F23 | 0 | [10 empty] | No | No
MC014 | Bowland Hall |  |  |  | MC014-B14/F13 | limit at | EN.EN3 Energy Sensor | [6 empty] | F13 | 0 | [10 empty] | No | No
MC014 | Bowland Hall |  |  |  | MC014-B14/F14 | Function 14 | EN.EN3 Energy Sensor | [6 empty] | F14 | 0 | [10 empty] | No | No
MC014 | Bowland Hall |  |  |  | MC014-B14/F15 | Function 15 | EN.EN3 Energy Sensor | [6 empty] | F15 | 0 | [10 empty] | No | No
MC014 | Bowland Hall |  |  |  | MC014-B14/F16 | Function 16 | EN.EN3 Energy Sensor | [6 empty] | F16 | 0 | [10 empty] | No | No
MC014 | Bowland Hall |  |  |  | MC014-B14/F17 | Function 17 | EN.EN3 Energy Sensor | [6 empty] | F17 | 0 | [10 empty] | No | No
MC014 | Bowland Hall |  |  |  | MC014-B14/F18 | Function 18 | EN.EN3 Energy Sensor | [6 empty] | F18 | 0 | [10 empty] | No | No
MC014 | Bowland Hall |  |  |  | MC014-B14/D6 | Domestic hot water secondary pump | EN.EN3 Energy Sensor | [6 empty] | D6 | 0 | [10 empty] | No | No
MC014 | Bowland Hall |  |  |  | MC014-B14/e1 | Supervisor | EN.EN3 Energy Sensor | [6 empty] | e1 | 0 | [10 empty] | No | No
MC014 | Bowland Hall |  |  |  | MC014-B14/F1 | 1st stage frost enabled | EN.EN3 Energy Sensor | [6 empty] | F1 | 0 | [10 empty] | No | No
MC014 | Bowland Hall |  |  |  | MC014-B14/F10 | Function 10 | EN.EN3 Energy Sensor | [6 empty] | F10 | 0 | [10 empty] | No | No
MC014 | Bowland Hall |  |  |  | MC014-B14/F11 | Function 11 | EN.EN3 Energy Sensor | [6 empty] | F11 | 0 | [10 empty] | No | No
MC014 | Bowland Hall |  |  |  | MC014-B14/F12 | Function 12 | EN.EN3 Energy Sensor | [6 empty] | F12 | 0 | [10 empty] | No | No
MC014 | Bowland Hall |  |  |  | MC014-B10/C1 | Virtual CNC 1 | EN.EN3 Energy Sensor | [6 empty] | C1 | 0 | [10 empty] | No | No
MC014 | Bowland Hall |  |  |  | MC014-B10/D1 | Hot water service valve | EN.EN3 Energy Sensor | [6 empty] | D1 | 0 | [10 empty] | No | No
MC014 | Bowland Hall |  |  |  | MC014-B10/D2 | Boiler No2 | EN.EN3 Energy Sensor | [6 empty] | D2 | 0 | [10 empty] | No | No
MC014 | Bowland Hall |  |  |  | MC014-B10/D3 | Variable temperature circuit valve | EN.EN3 Energy Sensor | [6 empty] | D3 | 0 | [10 empty] | No | No
MC014 | Bowland Hall |  |  |  | MC014-B10/D4 | Variable temperature pump | EN.EN3 Energy Sensor | [6 empty] | D4 | 0 | [10 empty] | No | No
MC014 | Bowland Hall |  |  |  | MC014-B10/D5 | Domestic hot water primary pump | EN.EN3 Energy Sensor | [6 empty] | D5 | 0 | [10 empty] | No | No
MC014 | Bowland Hall |  |  |  | MC014-B10/Z1 | Heating times | EN.EN3 Energy Sensor | [6 empty] | Z1 | 0 | [10 empty] | No | No
MC014 | Bowland Hall |  |  |  | MC014-B10/Z2 | Domestic hot water service times | EN.EN3 Energy Sensor | [6 empty] | Z2 | 0 | [10 empty] | No | No
MC014 | Bowland Hall |  |  |  | MC014-B10/S6 | Boiler on | EN.EN3 Energy Sensor | [6 empty] | S6 | 0 | [10 empty] | No | No
MC014 | Bowland Hall |  |  |  | MC014-B10/V1 |  | EN.EN3 Energy Sensor | [6 empty] | V1 | 0 | [10 empty] | No | No
MC014 | Bowland Hall |  |  |  | MC014-B10/W2 | Summer winter switch | EN.EN3 Energy Sensor | [6 empty] | W2 | 0 | [10 empty] | No | No
MC014 | Bowland Hall |  |  |  | MC014-B10/W3 | Hol Auto A=On | EN.EN3 Energy Sensor | [6 empty] | W3 | 0 | [10 empty] | No | No
MC014 | Bowland Hall |  |  |  | MC014-B10/Y1 | Satchwell T Range | EN.EN3 Energy Sensor | [6 empty] | Y1 | 0 | [10 empty] | No | No
MC014 | Bowland Hall |  |  |  | MC014-B10/Y2 | Thermistor TBTC | EN.EN3 Energy Sensor | [6 empty] | Y2 | 0 | [10 empty] | No | No
MC014 | Bowland Hall |  |  |  | MC014-B10/S1 | Outside air temperature | EN.EN3 Energy Sensor | [6 empty] | S1 | 0 | [10 empty] | No | No
MC014 | Bowland Hall |  |  |  | MC014-B10/S10 | Calculated temperature variable temperature circuit flow | EN.EN3 Energy Sensor | [6 empty] | S10 | 0 | [10 empty] | No | No
MC014 | Bowland Hall |  |  |  | MC014-B10/S2 | Room temperature | EN.EN3 Energy Sensor | [6 empty] | S2 | 0 | [10 empty] | No | No
MC014 | Bowland Hall |  |  |  | MC014-B10/S3 | Variable temperature circuit flow temperature | EN.EN3 Energy Sensor | [6 empty] | S3 | 0 | [10 empty] | No | No
MC014 | Bowland Hall |  |  |  | MC014-B10/S4 | Domestic hot water service temperature | EN.EN3 Energy Sensor | [6 empty] | S4 | 0 | [10 empty] | No | No
MC014 | Bowland Hall |  |  |  | MC014-B10/S5 | Boiler temperature | EN.EN3 Energy Sensor | [6 empty] | S5 | 0 | [10 empty] | No | No
MC014 | Bowland Hall |  |  |  | MC014-B10/P2 | Room temperature | EN.EN3 Energy Sensor | [6 empty] | P2 | 0 | [10 empty] | No | No
MC014 | Bowland Hall |  |  |  | MC014-B10/P3 | Variable temperature circuit flow temperature | EN.EN3 Energy Sensor | [6 empty] | P3 | 0 | [10 empty] | No | No
MC014 | Bowland Hall |  |  |  | MC014-B10/P4 | Domestic hot water service temperature | EN.EN3 Energy Sensor | [6 empty] | P4 | 0 | [10 empty] | No | No
MC014 | Bowland Hall |  |  |  | MC014-B10/P5 | Boiler on | EN.EN3 Energy Sensor | [6 empty] | P5 | 0 | [10 empty] | No | No
MC014 | Bowland Hall |  |  |  | MC014-B10/P6 | Boiler temperature | EN.EN3 Energy Sensor | [6 empty] | P6 | 0 | [10 empty] | No | No
MC014 | Bowland Hall |  |  |  | MC014-B10/Q1 | Sequence Table 1 | EN.EN3 Energy Sensor | [6 empty] | Q1 | 0 | [10 empty] | No | No
MC014 | Bowland Hall |  |  |  | MC014-B10/n1 | TREND_0C_27_DD | EN.EN3 Energy Sensor | [6 empty] | n1 | 0 | [10 empty] | No | No
MC014 | Bowland Hall |  |  |  | MC014-B10/o1 | Heating times | EN.EN3 Energy Sensor | [6 empty] | o1 | 0 | [10 empty] | No | No
MC014 | Bowland Hall |  |  |  | MC014-B10/o2 | Alarm Route 2 | EN.EN3 Energy Sensor | [6 empty] | o2 | 0 | [10 empty] | No | No
MC014 | Bowland Hall |  |  |  | MC014-B10/o3 | Alarm Route 3 | EN.EN3 Energy Sensor | [6 empty] | o3 | 0 | [10 empty] | No | No
MC014 | Bowland Hall |  |  |  | MC014-B10/P1 | Outside air temperature | EN.EN3 Energy Sensor | [6 empty] | P1 | 0 | [10 empty] | No | No
MC014 | Bowland Hall |  |  |  | MC014-B10/K7 | VT Flow@ 20oC OAT | EN.EN3 Energy Sensor | [6 empty] | K7 | 0 | [10 empty] | No | No
MC014 | Bowland Hall |  |  |  | MC014-B10/K8 | Room influence | EN.EN3 Energy Sensor | [6 empty] | K8 | 0 | [10 empty] | No | No
MC014 | Bowland Hall |  |  |  | MC014-B10/K9 | Boiler hot water service diff | EN.EN3 Energy Sensor | [6 empty] | K9 | 0 | [10 empty] | No | No
MC014 | Bowland Hall |  |  |  | MC014-B10/L1 | Loop 1 | EN.EN3 Energy Sensor | [6 empty] | L1 | 0 | [10 empty] | No | No
MC014 | Bowland Hall |  |  |  | MC014-B10/L3 | compensator | EN.EN3 Energy Sensor | [6 empty] | L3 | 0 | [10 empty] | No | No
MC014 | Bowland Hall |  |  |  | MC014-B10/L4 |  | EN.EN3 Energy Sensor | [6 empty] | L4 | 0 | [10 empty] | No | No
MC014 | Bowland Hall |  |  |  | MC014-B10/K17 | Boiler temperature setpoint | EN.EN3 Energy Sensor | [6 empty] | K17 | 0 | [10 empty] | No | No
MC014 | Bowland Hall |  |  |  | MC014-B10/K2 | 2nd stage frost setpoint | EN.EN3 Energy Sensor | [6 empty] | K2 | 0 | [10 empty] | No | No
MC014 | Bowland Hall |  |  |  | MC014-B10/K3 | 3rd stage frost setpoint | EN.EN3 Energy Sensor | [6 empty] | K3 | 0 | [10 empty] | No | No
MC014 | Bowland Hall |  |  |  | MC014-B10/K4 | Outside air temperature economy off setpoint | EN.EN3 Energy Sensor | [6 empty] | K4 | 0 | [10 empty] | No | No
MC014 | Bowland Hall |  |  |  | MC014-B10/K5 | Occupied setpoint | EN.EN3 Energy Sensor | [6 empty] | K5 | 0 | [10 empty] | No | No
MC014 | Bowland Hall |  |  |  | MC014-B10/K6 | VT Flow@0 degC | EN.EN3 Energy Sensor | [6 empty] | K6 | 0 | [10 empty] | No | No
MC014 | Bowland Hall |  |  |  | MC014-B10/K11 | Boiler fail alarm limit | EN.EN3 Energy Sensor | [6 empty] | K11 | 0 | [10 empty] | No | No
MC014 | Bowland Hall |  |  |  | MC014-B10/K12 | Boiler fail alarm timer | EN.EN3 Energy Sensor | [6 empty] | K12 | 0 | [10 empty] | No | No
MC014 | Bowland Hall |  |  |  | MC014-B10/K13 | Domestic hot water servvice setpoint | EN.EN3 Energy Sensor | [6 empty] | K13 | 0 | [10 empty] | No | No
MC014 | Bowland Hall |  |  |  | MC014-B10/K14 | Space Hil Limit Diff | EN.EN3 Energy Sensor | [6 empty] | K14 | 0 | [10 empty] | No | No
MC014 | Bowland Hall |  |  |  | MC014-B10/K15 | HWS Primary pump run on | EN.EN3 Energy Sensor | [6 empty] | K15 | 0 | [10 empty] | No | No
MC014 | Bowland Hall |  |  |  | MC014-B10/K16 | Hot water service dead band | EN.EN3 Energy Sensor | [6 empty] | K16 | 0 | [10 empty] | No | No
MC014 | Bowland Hall |  |  |  | MC014-B10/G9 | Boost | EN.EN3 Energy Sensor | [6 empty] | G9 | 0 | [10 empty] | No | No
MC014 | Bowland Hall |  |  |  | MC014-B10/I1 | Bowland Hall 1Boiler Failed | EN.EN3 Energy Sensor | [6 empty] | I1 | 0 | [10 empty] | No | No
MC014 | Bowland Hall |  |  |  | MC014-B10/I2 | Boiler on | EN.EN3 Energy Sensor | [6 empty] | I2 | 0 | [10 empty] | No | No
MC014 | Bowland Hall |  |  |  | MC014-B10/I3 | Hand or automatic | EN.EN3 Energy Sensor | [6 empty] | I3 | 0 | [10 empty] | No | No
MC014 | Bowland Hall |  |  |  | MC014-B10/K1 | 1st stage frost setpoint | EN.EN3 Energy Sensor | [6 empty] | K1 | 0 | [10 empty] | No | No
MC014 | Bowland Hall |  |  |  | MC014-B10/K10 | Boiler Valve Diff | EN.EN3 Energy Sensor | [6 empty] | K10 | 0 | [10 empty] | No | No
MC014 | Bowland Hall |  |  |  | MC014-B10/G28 | Logic 28 | EN.EN3 Energy Sensor | [6 empty] | G28 | 0 | [10 empty] | No | No
MC014 | Bowland Hall |  |  |  | MC014-B10/G3 | Logic 3 | EN.EN3 Energy Sensor | [6 empty] | G3 | 0 | [10 empty] | No | No
MC014 | Bowland Hall |  |  |  | MC014-B10/G5 | Logic 5 | EN.EN3 Energy Sensor | [6 empty] | G5 | 0 | [10 empty] | No | No
MC014 | Bowland Hall |  |  |  | MC014-B10/G6 | Logic 6 | EN.EN3 Energy Sensor | [6 empty] | G6 | 0 | [10 empty] | No | No
MC014 | Bowland Hall |  |  |  | MC014-B10/G7 | boiler start delay for HWS val | EN.EN3 Energy Sensor | [6 empty] | G7 | 0 | [10 empty] | No | No
MC014 | Bowland Hall |  |  |  | MC014-B10/G8 | Logic 8 | EN.EN3 Energy Sensor | [6 empty] | G8 | 0 | [10 empty] | No | No
MC014 | Bowland Hall |  |  |  | MC014-B10/G21 | Logic 21 | EN.EN3 Energy Sensor | [6 empty] | G21 | 0 | [10 empty] | No | No
MC014 | Bowland Hall |  |  |  | MC014-B10/G22 | Hot water service enable | EN.EN3 Energy Sensor | [6 empty] | G22 | 0 | [10 empty] | No | No
MC014 | Bowland Hall |  |  |  | MC014-B10/G23 | Heating enable | EN.EN3 Energy Sensor | [6 empty] | G23 | 0 | [10 empty] | No | No
MC014 | Bowland Hall |  |  |  | MC014-B10/G24 | Logic 24 | EN.EN3 Energy Sensor | [6 empty] | G24 | 0 | [10 empty] | No | No
MC014 | Bowland Hall |  |  |  | MC014-B10/G26 | Logic 26 | EN.EN3 Energy Sensor | [6 empty] | G26 | 0 | [10 empty] | No | No
MC014 | Bowland Hall |  |  |  | MC014-B10/G27 | Logic 27 | EN.EN3 Energy Sensor | [6 empty] | G27 | 0 | [10 empty] | No | No
MC014 | Bowland Hall |  |  |  | MC014-B10/G16 | Domestic hot water demand | EN.EN3 Energy Sensor | [6 empty] | G16 | 0 | [10 empty] | No | No
MC014 | Bowland Hall |  |  |  | MC014-B10/G17 | Logic 17 | EN.EN3 Energy Sensor | [6 empty] | G17 | 0 | [10 empty] | No | No
MC014 | Bowland Hall |  |  |  | MC014-B10/G18 | Heat dissipation | EN.EN3 Energy Sensor | [6 empty] | G18 | 0 | [10 empty] | No | No
MC014 | Bowland Hall |  |  |  | MC014-B10/G19 | Logic 19 | EN.EN3 Energy Sensor | [6 empty] | G19 | 0 | [10 empty] | No | No
MC014 | Bowland Hall |  |  |  | MC014-B10/G2 | Logic 2 | EN.EN3 Energy Sensor | [6 empty] | G2 | 0 | [10 empty] | No | No
MC014 | Bowland Hall |  |  |  | MC014-B10/G20 | 2nd stage frost protection enabled | EN.EN3 Energy Sensor | [6 empty] | G20 | 0 | [10 empty] | No | No
MC014 | Bowland Hall |  |  |  | MC014-B10/F9 | Function 9 | EN.EN3 Energy Sensor | [6 empty] | F9 | 0 | [10 empty] | No | No
MC014 | Bowland Hall |  |  |  | MC014-B10/G1 | Heat dissipation | EN.EN3 Energy Sensor | [6 empty] | G1 | 0 | [10 empty] | No | No
MC014 | Bowland Hall |  |  |  | MC014-B10/G10 | Boiler heating hot water service enable | EN.EN3 Energy Sensor | [6 empty] | G10 | 0 | [10 empty] | No | No
MC014 | Bowland Hall |  |  |  | MC014-B10/G12 | Logic 12 | EN.EN3 Energy Sensor | [6 empty] | G12 | 0 | [10 empty] | No | No
MC014 | Bowland Hall |  |  |  | MC014-B10/G14 | Logic 14 | EN.EN3 Energy Sensor | [6 empty] | G14 | 0 | [10 empty] | No | No
MC014 | Bowland Hall |  |  |  | MC014-B10/G15 | Logic 15 | EN.EN3 Energy Sensor | [6 empty] | G15 | 0 | [10 empty] | No | No
MC014 | Bowland Hall |  |  |  | MC014-B10/F30 | Function 30 | EN.EN3 Energy Sensor | [6 empty] | F30 | 0 | [10 empty] | No | No
MC014 | Bowland Hall |  |  |  | MC014-B10/F4 | Economy off enabled | EN.EN3 Energy Sensor | [6 empty] | F4 | 0 | [10 empty] | No | No
MC014 | Bowland Hall |  |  |  | MC014-B10/F5 | Function 5 | EN.EN3 Energy Sensor | [6 empty] | F5 | 0 | [10 empty] | No | No
MC014 | Bowland Hall |  |  |  | MC014-B10/F6 | 1 hour | EN.EN3 Energy Sensor | [6 empty] | F6 | 0 | [10 empty] | No | No
MC014 | Bowland Hall |  |  |  | MC014-B10/F7 | Function 7 | EN.EN3 Energy Sensor | [6 empty] | F7 | 0 | [10 empty] | No | No
MC014 | Bowland Hall |  |  |  | MC014-B10/F8 | Function 8 | EN.EN3 Energy Sensor | [6 empty] | F8 | 0 | [10 empty] | No | No
MC014 | Bowland Hall |  |  |  | MC014-B10/F24 | Function 24 | EN.EN3 Energy Sensor | [6 empty] | F24 | 0 | [10 empty] | No | No
MC014 | Bowland Hall |  |  |  | MC014-B10/F25 | Function 25 | EN.EN3 Energy Sensor | [6 empty] | F25 | 0 | [10 empty] | No | No
MC014 | Bowland Hall |  |  |  | MC014-B10/F26 | Function 26 | EN.EN3 Energy Sensor | [6 empty] | F26 | 0 | [10 empty] | No | No
MC014 | Bowland Hall |  |  |  | MC014-B10/F27 | Function 27 | EN.EN3 Energy Sensor | [6 empty] | F27 | 0 | [10 empty] | No | No
MC014 | Bowland Hall |  |  |  | MC014-B10/F28 | Lead boiler enable | EN.EN3 Energy Sensor | [6 empty] | F28 | 0 | [10 empty] | No | No
MC014 | Bowland Hall |  |  |  | MC014-B10/F3 | 3rd stage frost enabled | EN.EN3 Energy Sensor | [6 empty] | F3 | 0 | [10 empty] | No | No
MC014 | Bowland Hall |  |  |  | MC014-B10/F19 | Room high limit | EN.EN3 Energy Sensor | [6 empty] | F19 | 0 | [10 empty] | No | No
MC014 | Bowland Hall |  |  |  | MC014-B10/F2 | 2nd stage frost protection enabled | EN.EN3 Energy Sensor | [6 empty] | F2 | 0 | [10 empty] | No | No
MC014 | Bowland Hall |  |  |  | MC014-B10/F20 | Function 20 | EN.EN3 Energy Sensor | [6 empty] | F20 | 0 | [10 empty] | No | No
MC014 | Bowland Hall |  |  |  | MC014-B10/F21 | Function 21 | EN.EN3 Energy Sensor | [6 empty] | F21 | 0 | [10 empty] | No | No
MC014 | Bowland Hall |  |  |  | MC014-B10/F22 | Calculated variable temperature circuit setpoint | EN.EN3 Energy Sensor | [6 empty] | F22 | 0 | [10 empty] | No | No
MC014 | Bowland Hall |  |  |  | MC014-B10/F23 | Function 23 | EN.EN3 Energy Sensor | [6 empty] | F23 | 0 | [10 empty] | No | No
MC014 | Bowland Hall |  |  |  | MC014-B10/F13 | limit at | EN.EN3 Energy Sensor | [6 empty] | F13 | 0 | [10 empty] | No | No
MC014 | Bowland Hall |  |  |  | MC014-B10/F14 | Function 14 | EN.EN3 Energy Sensor | [6 empty] | F14 | 0 | [10 empty] | No | No
MC014 | Bowland Hall |  |  |  | MC014-B10/F15 | Function 15 | EN.EN3 Energy Sensor | [6 empty] | F15 | 0 | [10 empty] | No | No
MC014 | Bowland Hall |  |  |  | MC014-B10/F16 | Function 16 | EN.EN3 Energy Sensor | [6 empty] | F16 | 0 | [10 empty] | No | No
MC014 | Bowland Hall |  |  |  | MC014-B10/F17 | Function 17 | EN.EN3 Energy Sensor | [6 empty] | F17 | 0 | [10 empty] | No | No
MC014 | Bowland Hall |  |  |  | MC014-B10/F18 | Function 18 | EN.EN3 Energy Sensor | [6 empty] | F18 | 0 | [10 empty] | No | No
MC014 | Bowland Hall |  |  |  | MC014-B10/D6 | Domestic hot water secondary pump | EN.EN3 Energy Sensor | [6 empty] | D6 | 0 | [10 empty] | No | No
MC014 | Bowland Hall |  |  |  | MC014-B10/e1 | Supervisor | EN.EN3 Energy Sensor | [6 empty] | e1 | 0 | [10 empty] | No | No
MC014 | Bowland Hall |  |  |  | MC014-B10/F1 | 1st stage frost enabled | EN.EN3 Energy Sensor | [6 empty] | F1 | 0 | [10 empty] | No | No
MC014 | Bowland Hall |  |  |  | MC014-B10/F10 | Function 10 | EN.EN3 Energy Sensor | [6 empty] | F10 | 0 | [10 empty] | No | No
MC014 | Bowland Hall |  |  |  | MC014-B10/F11 | Function 11 | EN.EN3 Energy Sensor | [6 empty] | F11 | 0 | [10 empty] | No | No
MC014 | Bowland Hall |  |  |  | MC014-B10/F12 | Function 12 | EN.EN3 Energy Sensor | [6 empty] | F12 | 0 | [10 empty] | No | No
MC014 | Bowland Hall |  |  |  | MC014-B07/C1 | Virtual CNC 1 | EN.EN3 Energy Sensor | [6 empty] | C1 | 0 | [10 empty] | No | No
MC014 | Bowland Hall |  |  |  | MC014-B07/D1 | Hot water service valve | EN.EN3 Energy Sensor | [6 empty] | D1 | 0 | [10 empty] | No | No
MC014 | Bowland Hall |  |  |  | MC014-B07/D2 | Boiler No2 | EN.EN3 Energy Sensor | [6 empty] | D2 | 0 | [10 empty] | No | No
MC014 | Bowland Hall |  |  |  | MC014-B07/D3 | Variable temperature circuit valve | EN.EN3 Energy Sensor | [6 empty] | D3 | 0 | [10 empty] | No | No
MC014 | Bowland Hall |  |  |  | MC014-B07/D4 | Variable temperature pump | EN.EN3 Energy Sensor | [6 empty] | D4 | 0 | [10 empty] | No | No
MC014 | Bowland Hall |  |  |  | MC014-B07/D5 | Domestic hot water primary pump | EN.EN3 Energy Sensor | [6 empty] | D5 | 0 | [10 empty] | No | No
MC014 | Bowland Hall |  |  |  | MC014-B07/Z2 | Domestic hot water service times | EN.EN3 Energy Sensor | [6 empty] | Z2 | 0 | [10 empty] | No | No
MC014 | Bowland Hall |  |  |  | MC014-B07/V1 |  | EN.EN3 Energy Sensor | [6 empty] | V1 | 0 | [10 empty] | No | No
MC014 | Bowland Hall |  |  |  | MC014-B07/W2 | Summer winter switch | EN.EN3 Energy Sensor | [6 empty] | W2 | 0 | [10 empty] | No | No
MC014 | Bowland Hall |  |  |  | MC014-B07/W3 | Hol Auto A=On | EN.EN3 Energy Sensor | [6 empty] | W3 | 0 | [10 empty] | No | No
MC014 | Bowland Hall |  |  |  | MC014-B07/Y1 | Satchwell T Range | EN.EN3 Energy Sensor | [6 empty] | Y1 | 0 | [10 empty] | No | No
MC014 | Bowland Hall |  |  |  | MC014-B07/Y2 | Thermistor TBTC | EN.EN3 Energy Sensor | [6 empty] | Y2 | 0 | [10 empty] | No | No
MC014 | Bowland Hall |  |  |  | MC014-B07/Z1 | Heating times | EN.EN3 Energy Sensor | [6 empty] | Z1 | 0 | [10 empty] | No | No
MC014 | Bowland Hall |  |  |  | MC014-B07/S10 | Calculated temperature variable temperature circuit flow | EN.EN3 Energy Sensor | [6 empty] | S10 | 0 | [10 empty] | No | No
MC014 | Bowland Hall |  |  |  | MC014-B07/S2 | Room temperature | EN.EN3 Energy Sensor | [6 empty] | S2 | 0 | [10 empty] | No | No
MC014 | Bowland Hall |  |  |  | MC014-B07/S3 | Variable temperature circuit flow temperature | EN.EN3 Energy Sensor | [6 empty] | S3 | 0 | [10 empty] | No | No
MC014 | Bowland Hall |  |  |  | MC014-B07/S4 | Domestic hot water service temperature | EN.EN3 Energy Sensor | [6 empty] | S4 | 0 | [10 empty] | No | No
MC014 | Bowland Hall |  |  |  | MC014-B07/S5 | Boiler temperature | EN.EN3 Energy Sensor | [6 empty] | S5 | 0 | [10 empty] | No | No
MC014 | Bowland Hall |  |  |  | MC014-B07/S6 | Boiler on | EN.EN3 Energy Sensor | [6 empty] | S6 | 0 | [10 empty] | No | No
MC014 | Bowland Hall |  |  |  | MC014-B07/P3 | Variable temperature circuit flow temperature | EN.EN3 Energy Sensor | [6 empty] | P3 | 0 | [10 empty] | No | No
MC014 | Bowland Hall |  |  |  | MC014-B07/P4 | Domestic hot water service temperature | EN.EN3 Energy Sensor | [6 empty] | P4 | 0 | [10 empty] | No | No
MC014 | Bowland Hall |  |  |  | MC014-B07/P5 | Boiler on | EN.EN3 Energy Sensor | [6 empty] | P5 | 0 | [10 empty] | No | No
MC014 | Bowland Hall |  |  |  | MC014-B07/P6 | Boiler temperature | EN.EN3 Energy Sensor | [6 empty] | P6 | 0 | [10 empty] | No | No
MC014 | Bowland Hall |  |  |  | MC014-B07/Q1 | Sequence Table 1 | EN.EN3 Energy Sensor | [6 empty] | Q1 | 0 | [10 empty] | No | No
MC014 | Bowland Hall |  |  |  | MC014-B07/S1 | Outside air temperature | EN.EN3 Energy Sensor | [6 empty] | S1 | 0 | [10 empty] | No | No
MC014 | Bowland Hall |  |  |  | MC014-B07/o1 | Heating times | EN.EN3 Energy Sensor | [6 empty] | o1 | 0 | [10 empty] | No | No
MC014 | Bowland Hall |  |  |  | MC014-B07/o2 | Alarm Route 2 | EN.EN3 Energy Sensor | [6 empty] | o2 | 0 | [10 empty] | No | No
MC014 | Bowland Hall |  |  |  | MC014-B07/o3 | Alarm Route 3 | EN.EN3 Energy Sensor | [6 empty] | o3 | 0 | [10 empty] | No | No
MC014 | Bowland Hall |  |  |  | MC014-B07/P1 | Outside air temperature | EN.EN3 Energy Sensor | [6 empty] | P1 | 0 | [10 empty] | No | No
MC014 | Bowland Hall |  |  |  | MC014-B07/P2 | Room temperature | EN.EN3 Energy Sensor | [6 empty] | P2 | 0 | [10 empty] | No | No
MC014 | Bowland Hall |  |  |  | MC014-B07/K8 | Room influence | EN.EN3 Energy Sensor | [6 empty] | K8 | 0 | [10 empty] | No | No
MC014 | Bowland Hall |  |  |  | MC014-B07/K9 | Boiler hot water service diff | EN.EN3 Energy Sensor | [6 empty] | K9 | 0 | [10 empty] | No | No
MC014 | Bowland Hall |  |  |  | MC014-B07/L1 | Loop 1 | EN.EN3 Energy Sensor | [6 empty] | L1 | 0 | [10 empty] | No | No
MC014 | Bowland Hall |  |  |  | MC014-B07/L3 | compensator | EN.EN3 Energy Sensor | [6 empty] | L3 | 0 | [10 empty] | No | No
MC014 | Bowland Hall |  |  |  | MC014-B07/L4 |  | EN.EN3 Energy Sensor | [6 empty] | L4 | 0 | [10 empty] | No | No
MC014 | Bowland Hall |  |  |  | MC014-B07/n1 | TREND_0E_1E_96 | EN.EN3 Energy Sensor | [6 empty] | n1 | 0 | [10 empty] | No | No
MC014 | Bowland Hall |  |  |  | MC014-B07/K2 | 2nd stage frost setpoint | EN.EN3 Energy Sensor | [6 empty] | K2 | 0 | [10 empty] | No | No
MC014 | Bowland Hall |  |  |  | MC014-B07/K3 | 3rd stage frost setpoint | EN.EN3 Energy Sensor | [6 empty] | K3 | 0 | [10 empty] | No | No
MC014 | Bowland Hall |  |  |  | MC014-B07/K4 | Outside air temperature economy off setpoint | EN.EN3 Energy Sensor | [6 empty] | K4 | 0 | [10 empty] | No | No
MC014 | Bowland Hall |  |  |  | MC014-B07/K5 | Occupied setpoint | EN.EN3 Energy Sensor | [6 empty] | K5 | 0 | [10 empty] | No | No
MC014 | Bowland Hall |  |  |  | MC014-B07/K6 | VT Flow@0 degC | EN.EN3 Energy Sensor | [6 empty] | K6 | 0 | [10 empty] | No | No
MC014 | Bowland Hall |  |  |  | MC014-B07/K7 | VT Flow@ 20oC OAT | EN.EN3 Energy Sensor | [6 empty] | K7 | 0 | [10 empty] | No | No
MC014 | Bowland Hall |  |  |  | MC014-B07/K11 | Boiler fail alarm limit | EN.EN3 Energy Sensor | [6 empty] | K11 | 0 | [10 empty] | No | No
MC014 | Bowland Hall |  |  |  | MC014-B07/K12 | Boiler fail alarm timer | EN.EN3 Energy Sensor | [6 empty] | K12 | 0 | [10 empty] | No | No
MC014 | Bowland Hall |  |  |  | MC014-B07/K13 | Domestic hot water servvice setpoint | EN.EN3 Energy Sensor | [6 empty] | K13 | 0 | [10 empty] | No | No
MC014 | Bowland Hall |  |  |  | MC014-B07/K14 | Space Hil Limit Diff | EN.EN3 Energy Sensor | [6 empty] | K14 | 0 | [10 empty] | No | No
MC014 | Bowland Hall |  |  |  | MC014-B07/K16 | Hot water service dead band | EN.EN3 Energy Sensor | [6 empty] | K16 | 0 | [10 empty] | No | No
MC014 | Bowland Hall |  |  |  | MC014-B07/K17 | Boiler temperature setpoint | EN.EN3 Energy Sensor | [6 empty] | K17 | 0 | [10 empty] | No | No
MC014 | Bowland Hall |  |  |  | MC014-B07/G9 | Boost | EN.EN3 Energy Sensor | [6 empty] | G9 | 0 | [10 empty] | No | No
MC014 | Bowland Hall |  |  |  | MC014-B07/I1 | Bowland Hall 7 Boiler Failed | EN.EN3 Energy Sensor | [6 empty] | I1 | 0 | [10 empty] | No | No
MC014 | Bowland Hall |  |  |  | MC014-B07/I2 | Digital Input 4 | EN.EN3 Energy Sensor | [6 empty] | I2 | 0 | [10 empty] | No | No
MC014 | Bowland Hall |  |  |  | MC014-B07/I3 | Hand or automatic | EN.EN3 Energy Sensor | [6 empty] | I3 | 0 | [10 empty] | No | No
MC014 | Bowland Hall |  |  |  | MC014-B07/K1 | 1st stage frost setpoint | EN.EN3 Energy Sensor | [6 empty] | K1 | 0 | [10 empty] | No | No
MC014 | Bowland Hall |  |  |  | MC014-B07/K10 | Boiler Valve Diff | EN.EN3 Energy Sensor | [6 empty] | K10 | 0 | [10 empty] | No | No
MC014 | Bowland Hall |  |  |  | MC014-B07/G28 | Logic 28 | EN.EN3 Energy Sensor | [6 empty] | G28 | 0 | [10 empty] | No | No
MC014 | Bowland Hall |  |  |  | MC014-B07/G3 | Logic 3 | EN.EN3 Energy Sensor | [6 empty] | G3 | 0 | [10 empty] | No | No
MC014 | Bowland Hall |  |  |  | MC014-B07/G5 | Logic 5 | EN.EN3 Energy Sensor | [6 empty] | G5 | 0 | [10 empty] | No | No
MC014 | Bowland Hall |  |  |  | MC014-B07/G6 | Logic 6 | EN.EN3 Energy Sensor | [6 empty] | G6 | 0 | [10 empty] | No | No
MC014 | Bowland Hall |  |  |  | MC014-B07/G7 | boiler start delay for HWS val | EN.EN3 Energy Sensor | [6 empty] | G7 | 0 | [10 empty] | No | No
MC014 | Bowland Hall |  |  |  | MC014-B07/G8 | Logic 8 | EN.EN3 Energy Sensor | [6 empty] | G8 | 0 | [10 empty] | No | No
MC014 | Bowland Hall |  |  |  | MC014-B07/G21 | Logic 21 | EN.EN3 Energy Sensor | [6 empty] | G21 | 0 | [10 empty] | No | No
MC014 | Bowland Hall |  |  |  | MC014-B07/G22 | Hot water service enable | EN.EN3 Energy Sensor | [6 empty] | G22 | 0 | [10 empty] | No | No
MC014 | Bowland Hall |  |  |  | MC014-B07/G23 | Heating enable | EN.EN3 Energy Sensor | [6 empty] | G23 | 0 | [10 empty] | No | No
MC014 | Bowland Hall |  |  |  | MC014-B07/G24 | Logic 24 | EN.EN3 Energy Sensor | [6 empty] | G24 | 0 | [10 empty] | No | No
MC014 | Bowland Hall |  |  |  | MC014-B07/G26 | Logic 26 | EN.EN3 Energy Sensor | [6 empty] | G26 | 0 | [10 empty] | No | No
MC014 | Bowland Hall |  |  |  | MC014-B07/G27 | Logic 27 | EN.EN3 Energy Sensor | [6 empty] | G27 | 0 | [10 empty] | No | No
MC014 | Bowland Hall |  |  |  | MC014-B07/G16 | Domestic hot water demand | EN.EN3 Energy Sensor | [6 empty] | G16 | 0 | [10 empty] | No | No
MC014 | Bowland Hall |  |  |  | MC014-B07/G17 | Logic 17 | EN.EN3 Energy Sensor | [6 empty] | G17 | 0 | [10 empty] | No | No
MC014 | Bowland Hall |  |  |  | MC014-B07/G18 | Heat dissipation | EN.EN3 Energy Sensor | [6 empty] | G18 | 0 | [10 empty] | No | No
MC014 | Bowland Hall |  |  |  | MC014-B07/G19 | Logic 19 | EN.EN3 Energy Sensor | [6 empty] | G19 | 0 | [10 empty] | No | No
MC014 | Bowland Hall |  |  |  | MC014-B07/G2 | Logic 2 | EN.EN3 Energy Sensor | [6 empty] | G2 | 0 | [10 empty] | No | No
MC014 | Bowland Hall |  |  |  | MC014-B07/G20 | 2nd stage frost protection enabled | EN.EN3 Energy Sensor | [6 empty] | G20 | 0 | [10 empty] | No | No
MC014 | Bowland Hall |  |  |  | MC014-B07/F9 | Function 9 | EN.EN3 Energy Sensor | [6 empty] | F9 | 0 | [10 empty] | No | No
MC014 | Bowland Hall |  |  |  | MC014-B07/G1 | Logic 1 | EN.EN3 Energy Sensor | [6 empty] | G1 | 0 | [10 empty] | No | No
MC014 | Bowland Hall |  |  |  | MC014-B07/G10 | Boiler heating hot water service enable | EN.EN3 Energy Sensor | [6 empty] | G10 | 0 | [10 empty] | No | No
MC014 | Bowland Hall |  |  |  | MC014-B07/G12 | Logic 12 | EN.EN3 Energy Sensor | [6 empty] | G12 | 0 | [10 empty] | No | No
MC014 | Bowland Hall |  |  |  | MC014-B07/G14 | Logic 14 | EN.EN3 Energy Sensor | [6 empty] | G14 | 0 | [10 empty] | No | No
MC014 | Bowland Hall |  |  |  | MC014-B07/G15 | Logic 15 | EN.EN3 Energy Sensor | [6 empty] | G15 | 0 | [10 empty] | No | No
MC014 | Bowland Hall |  |  |  | MC014-B07/F30 | Function 30 | EN.EN3 Energy Sensor | [6 empty] | F30 | 0 | [10 empty] | No | No
MC014 | Bowland Hall |  |  |  | MC014-B07/F4 | Economy off enabled | EN.EN3 Energy Sensor | [6 empty] | F4 | 0 | [10 empty] | No | No
MC014 | Bowland Hall |  |  |  | MC014-B07/F5 | Function 5 | EN.EN3 Energy Sensor | [6 empty] | F5 | 0 | [10 empty] | No | No
MC014 | Bowland Hall |  |  |  | MC014-B07/F6 | 1 hour | EN.EN3 Energy Sensor | [6 empty] | F6 | 0 | [10 empty] | No | No
MC014 | Bowland Hall |  |  |  | MC014-B07/F7 | Function 7 | EN.EN3 Energy Sensor | [6 empty] | F7 | 0 | [10 empty] | No | No
MC014 | Bowland Hall |  |  |  | MC014-B07/F8 | Function 8 | EN.EN3 Energy Sensor | [6 empty] | F8 | 0 | [10 empty] | No | No
MC014 | Bowland Hall |  |  |  | MC014-B07/F24 | Function 24 | EN.EN3 Energy Sensor | [6 empty] | F24 | 0 | [10 empty] | No | No
MC014 | Bowland Hall |  |  |  | MC014-B07/F25 | Function 25 | EN.EN3 Energy Sensor | [6 empty] | F25 | 0 | [10 empty] | No | No
MC014 | Bowland Hall |  |  |  | MC014-B07/F26 | Function 26 | EN.EN3 Energy Sensor | [6 empty] | F26 | 0 | [10 empty] | No | No
MC014 | Bowland Hall |  |  |  | MC014-B07/F27 | Function 27 | EN.EN3 Energy Sensor | [6 empty] | F27 | 0 | [10 empty] | No | No
MC014 | Bowland Hall |  |  |  | MC014-B07/F28 | Lead boiler enable | EN.EN3 Energy Sensor | [6 empty] | F28 | 0 | [10 empty] | No | No
MC014 | Bowland Hall |  |  |  | MC014-B07/F3 | 3rd stage frost enabled | EN.EN3 Energy Sensor | [6 empty] | F3 | 0 | [10 empty] | No | No
MC014 | Bowland Hall |  |  |  | MC014-B07/F19 | Room high limit | EN.EN3 Energy Sensor | [6 empty] | F19 | 0 | [10 empty] | No | No
MC014 | Bowland Hall |  |  |  | MC014-B07/F2 | 2nd stage frost protection enabled | EN.EN3 Energy Sensor | [6 empty] | F2 | 0 | [10 empty] | No | No
MC014 | Bowland Hall |  |  |  | MC014-B07/F20 | Function 20 | EN.EN3 Energy Sensor | [6 empty] | F20 | 0 | [10 empty] | No | No
MC014 | Bowland Hall |  |  |  | MC014-B07/F21 | Function 21 | EN.EN3 Energy Sensor | [6 empty] | F21 | 0 | [10 empty] | No | No
MC014 | Bowland Hall |  |  |  | MC014-B07/F22 | Calculated variable temperature circuit setpoint | EN.EN3 Energy Sensor | [6 empty] | F22 | 0 | [10 empty] | No | No
MC014 | Bowland Hall |  |  |  | MC014-B07/F23 | Function 23 | EN.EN3 Energy Sensor | [6 empty] | F23 | 0 | [10 empty] | No | No
MC014 | Bowland Hall |  |  |  | MC014-B07/F13 | limit at | EN.EN3 Energy Sensor | [6 empty] | F13 | 0 | [10 empty] | No | No
MC014 | Bowland Hall |  |  |  | MC014-B07/F14 | Function 14 | EN.EN3 Energy Sensor | [6 empty] | F14 | 0 | [10 empty] | No | No
MC014 | Bowland Hall |  |  |  | MC014-B07/F15 | Function 15 | EN.EN3 Energy Sensor | [6 empty] | F15 | 0 | [10 empty] | No | No
MC014 | Bowland Hall |  |  |  | MC014-B07/F16 | Function 16 | EN.EN3 Energy Sensor | [6 empty] | F16 | 0 | [10 empty] | No | No
MC014 | Bowland Hall |  |  |  | MC014-B07/F17 | Function 17 | EN.EN3 Energy Sensor | [6 empty] | F17 | 0 | [10 empty] | No | No
MC014 | Bowland Hall |  |  |  | MC014-B07/F18 | Function 18 | EN.EN3 Energy Sensor | [6 empty] | F18 | 0 | [10 empty] | No | No
MC014 | Bowland Hall |  |  |  | MC014-B07/D6 | Domestic hot water secondary pump | EN.EN3 Energy Sensor | [6 empty] | D6 | 0 | [10 empty] | No | No
MC014 | Bowland Hall |  |  |  | MC014-B07/e1 | Supervisor | EN.EN3 Energy Sensor | [6 empty] | e1 | 0 | [10 empty] | No | No
MC014 | Bowland Hall |  |  |  | MC014-B07/F1 | 1st stage frost enabled | EN.EN3 Energy Sensor | [6 empty] | F1 | 0 | [10 empty] | No | No
MC014 | Bowland Hall |  |  |  | MC014-B07/F10 | Function 10 | EN.EN3 Energy Sensor | [6 empty] | F10 | 0 | [10 empty] | No | No
MC014 | Bowland Hall |  |  |  | MC014-B07/F11 | Function 11 | EN.EN3 Energy Sensor | [6 empty] | F11 | 0 | [10 empty] | No | No
MC014 | Bowland Hall |  |  |  | MC014-B07/F12 | Function 12 | EN.EN3 Energy Sensor | [6 empty] | F12 | 0 | [10 empty] | No | No
MC046 | Bowland Main | D86 | Lobby |  | MC046-L08 | Data logger: Bowland Main | EN.EN1 Data Logger |  |  |  |  | Multilog G2 | Enercom | 0501FD5E5F00 | 0
MC046 | Bowland Main | D44 | Lobby |  | MC046-L13 | Data logger: Bowland Main | EN.EN1 Data Logger |  |  |  |  | Multilog G2 | Enercom | 0501FD568500 | 0
MC046 | Bowland Main | D64 | Landing |  | MC046-L10 | Data logger: Bowland Main | EN.EN1 Data Logger |  |  |  |  | Multilog G2 | Enercom | 050200DF6400 | 0
MC046 | Bowland Main | D04 | Lobby |  | MC046-L16 | Data logger: Bowland Main | EN.EN1 Data Logger |  |  |  |  | Multilog G2 | Enercom | 0501F83E0700 | 0
MC046 | Bowland Main | D44 | Lobby |  | MC046-L12 | Data logger: Bowland Main | EN.EN1 Data Logger |  |  |  |  | Multilog G2 | Enercom | 0501E3E79300 | 0
MC046 | Bowland Main | D04 | Lobby |  | MC046-L14 | Data logger: Bowland Main | EN.EN1 Data Logger |  |  |  |  | Multilog G2 | Enercom | 0501FD9AFB00 | 0
MC046 | Bowland Main | A0 | Whole Building |  | MC046-L02 | Data logger: Bowland Main | EN.EN1 Data Logger |  |  |  |  | Multilog G2 | Enercom | 050200C7E200 | 0
MC046 | Bowland Main | D86 | Lobby |  | MC046-L07 | Data logger: Bowland Main | EN.EN1 Data Logger |  |  |  |  | Multilog G2 | Enercom | 0501E3889900 | 0
MC046 | Bowland Main | D17 | Lobby |  | MC046-L11 | Data logger: Bowland Main | EN.EN1 Data Logger |  |  |  |  | Multilog G2 | Enercom | 0501FD96E700 | 0
MC046 | Bowland Main | D64 | Landing |  | MC046-L09 | Data logger: Bowland Main | EN.EN1 Data Logger |  |  |  |  | Multilog G2 | Enercom | 050200BAC300 | 0
MC046 | Bowland Main |  |  |  | MC046-L15 | Data logger: Bowland Main | EN.EN1 Data Logger |  |  |  |  | Multilog G2 | Enercom | 0501F8662900 | 0
MC046 | Bowland Main | A019 | Learning Zone |  | MC046-L17 | Data logger: Bowland Main | EN.EN1 Data Logger |  |  |  |  | Multilog G2 | Enercom | 050157BF8A00 | 0
MC046 | Bowland Main | Bt6 | Plant Room |  | MC046-L05 | Data logger: Bowland Main | EN.EN1 Data Logger |  |  |  |  | Multilog G2 | Enercom | 50198895300 | 0
MC046 | Bowland Main | Bt6 | Plant Room |  | MC046-L06 | Data logger: Bowland Main | EN.EN1 Data Logger |  |  |  |  | Multilog G2 | Enercom | 050200C41100 | 0
MC046 | Bowland Main |  |  |  | MC046-B01 | BMS Controller: Bowland Main | EN.EN4 BMS Controller |  |  |  |  | IQ3xcite96 | Trend | 8AE84AB9-0098-468B-81FC-C5EDD0B0C0A2 | 0
MC046 | Bowland Main |  |  |  | MC046-L08/M001 | Bowland Main Flat 15 | EN.EN2 Energy Meter | [6 empty] | 1 | 0 | [10 empty] | No | No
MC046 | Bowland Main | D80 | Lobby |  | MC046-L08/M001 | Bowland Main Flat 15 | EN.EN2 Energy Meter | [6 empty] | 1 | 0 | [10 empty] | No | No
MC046 | Bowland Main | D81 | . |  | MC046-L08/M001 | Bowland Main Flat 15 | EN.EN2 Energy Meter | [6 empty] | 1 | 0 | [10 empty] | No | No
MC046 | Bowland Main | D82 | Kitchen |  | MC046-L08/M001 | Bowland Main Flat 15 | EN.EN2 Energy Meter | [6 empty] | 1 | 0 | [10 empty] | No | No
MC046 | Bowland Main | D83 | Lounge |  | MC046-L08/M001 | Bowland Main Flat 15 | EN.EN2 Energy Meter | [6 empty] | 1 | 0 | [10 empty] | No | No
MC046 | Bowland Main | D84 | Bedroom |  | MC046-L08/M001 | Bowland Main Flat 15 | EN.EN2 Energy Meter | [6 empty] | 1 | 0 | [10 empty] | No | No
MC046 | Bowland Main |  |  |  | MC046-L08/M002 | Bowland Main Flat 16 | EN.EN2 Energy Meter | [6 empty] | 2 | 0 | [10 empty] | No | No
MC046 | Bowland Main | D86 | Lobby |  | MC046-L08/M002 | Bowland Main Flat 16 | EN.EN2 Energy Meter | [6 empty] | 2 | 0 | [10 empty] | No | No
MC046 | Bowland Main | D87 | Kichen/Lounge |  | MC046-L08/M002 | Bowland Main Flat 16 | EN.EN2 Energy Meter | [6 empty] | 2 | 0 | [10 empty] | No | No
MC046 | Bowland Main | D88 | . |  | MC046-L08/M002 | Bowland Main Flat 16 | EN.EN2 Energy Meter | [6 empty] | 2 | 0 | [10 empty] | No | No
MC046 | Bowland Main | D89 | Bedroom |  | MC046-L08/M002 | Bowland Main Flat 16 | EN.EN2 Energy Meter | [6 empty] | 2 | 0 | [10 empty] | No | No
MC046 | Bowland Main |  |  |  | MC046-L08/M003 | Bowland Main Flat 17 | EN.EN2 Energy Meter | [6 empty] | 3 | 0 | [10 empty] | No | No
MC046 | Bowland Main | D90 | Lobby |  | MC046-L08/M003 | Bowland Main Flat 17 | EN.EN2 Energy Meter | [6 empty] | 3 | 0 | [10 empty] | No | No
MC046 | Bowland Main | D91 | WC/ Bath |  | MC046-L08/M003 | Bowland Main Flat 17 | EN.EN2 Energy Meter | [6 empty] | 3 | 0 | [10 empty] | No | No
MC046 | Bowland Main | D92 | Kitchen |  | MC046-L08/M003 | Bowland Main Flat 17 | EN.EN2 Energy Meter | [6 empty] | 3 | 0 | [10 empty] | No | No
MC046 | Bowland Main | D93 | Lounge |  | MC046-L08/M003 | Bowland Main Flat 17 | EN.EN2 Energy Meter | [6 empty] | 3 | 0 | [10 empty] | No | No
MC046 | Bowland Main | D94 | Bedroom |  | MC046-L08/M003 | Bowland Main Flat 17 | EN.EN2 Energy Meter | [6 empty] | 3 | 0 | [10 empty] | No | No
MC046 | Bowland Main |  |  |  | MC046-L08/M004 | Bowland Main Bar | EN.EN2 Energy Meter | [6 empty] | 4 | 0 | [10 empty] | No | No
MC046 | Bowland Main | A002 | Glass wash |  | MC046-L08/M004 | Bowland Main Bar | EN.EN2 Energy Meter | [6 empty] | 4 | 0 | [10 empty] | No | No
MC046 | Bowland Main |  |  |  | MC046-L13/M001 | Bowland Main Flat 4 | EN.EN2 Energy Meter | [6 empty] | 1 | 0 | [10 empty] | No | No
MC046 | Bowland Main | D24 | Lobby |  | MC046-L13/M001 | Bowland Main Flat 4 | EN.EN2 Energy Meter | [6 empty] | 1 | 0 | [10 empty] | No | No
MC046 | Bowland Main | D25 | Bath |  | MC046-L13/M001 | Bowland Main Flat 4 | EN.EN2 Energy Meter | [6 empty] | 1 | 0 | [10 empty] | No | No
MC046 | Bowland Main |  |  |  | MC046-L13/M001 | Bowland Main Flat 4 | EN.EN2 Energy Meter | [6 empty] | 1 | 0 | [10 empty] | No | No
MC046 | Bowland Main | D27 | Kitchen/Lounge |  | MC046-L13/M001 | Bowland Main Flat 4 | EN.EN2 Energy Meter | [6 empty] | 1 | 0 | [10 empty] | No | No
MC046 | Bowland Main | D28 | Bedroom |  | MC046-L13/M001 | Bowland Main Flat 4 | EN.EN2 Energy Meter | [6 empty] | 1 | 0 | [10 empty] | No | No
MC046 | Bowland Main |  |  |  | MC046-L13/M002 | Bowland Main Flat 5 | EN.EN2 Energy Meter | [6 empty] | 2 | 0 | [10 empty] | No | No
MC046 | Bowland Main | D29 | Lobby |  | MC046-L13/M002 | Bowland Main Flat 5 | EN.EN2 Energy Meter | [6 empty] | 2 | 0 | [10 empty] | No | No
MC046 | Bowland Main | D30 | Lounge |  | MC046-L13/M002 | Bowland Main Flat 5 | EN.EN2 Energy Meter | [6 empty] | 2 | 0 | [10 empty] | No | No
MC046 | Bowland Main | D31 | Kitchen |  | MC046-L13/M002 | Bowland Main Flat 5 | EN.EN2 Energy Meter | [6 empty] | 2 | 0 | [10 empty] | No | No
MC046 | Bowland Main | D32 | Bath |  | MC046-L13/M002 | Bowland Main Flat 5 | EN.EN2 Energy Meter | [6 empty] | 2 | 0 | [10 empty] | No | No
MC046 | Bowland Main | D33 | Bedroom |  | MC046-L13/M002 | Bowland Main Flat 5 | EN.EN2 Energy Meter | [6 empty] | 2 | 0 | [10 empty] | No | No
MC046 | Bowland Main |  |  |  | MC046-L13/M003 | Bowland Main Flat 6 | EN.EN2 Energy Meter | [6 empty] | 3 | 0 | [10 empty] | No | No
MC046 | Bowland Main | D35 | Lounge/Kitchen |  | MC046-L13/M003 | Bowland Main Flat 6 | EN.EN2 Energy Meter | [6 empty] | 3 | 0 | [10 empty] | No | No
MC046 | Bowland Main | D36 | WC/Bath |  | MC046-L13/M003 | Bowland Main Flat 6 | EN.EN2 Energy Meter | [6 empty] | 3 | 0 | [10 empty] | No | No
MC046 | Bowland Main | D37 | Bedroom |  | MC046-L13/M003 | Bowland Main Flat 6 | EN.EN2 Energy Meter | [6 empty] | 3 | 0 | [10 empty] | No | No
MC046 | Bowland Main |  |  |  | MC046-L13/M004 | Bowland Main Flat 7 | EN.EN2 Energy Meter | [6 empty] | 4 | 0 | [10 empty] | No | No
MC046 | Bowland Main | D38 | Lounge |  | MC046-L13/M004 | Bowland Main Flat 7 | EN.EN2 Energy Meter | [6 empty] | 4 | 0 | [10 empty] | No | No
MC046 | Bowland Main | D39 | Kitchen |  | MC046-L13/M004 | Bowland Main Flat 7 | EN.EN2 Energy Meter | [6 empty] | 4 | 0 | [10 empty] | No | No
MC046 | Bowland Main | D40 | Bath |  | MC046-L13/M004 | Bowland Main Flat 7 | EN.EN2 Energy Meter | [6 empty] | 4 | 0 | [10 empty] | No | No
MC046 | Bowland Main | D41 | Bedroom 1 |  | MC046-L13/M004 | Bowland Main Flat 7 | EN.EN2 Energy Meter | [6 empty] | 4 | 0 | [10 empty] | No | No
MC046 | Bowland Main | D42 | Bedroom 2 |  | MC046-L13/M004 | Bowland Main Flat 7 | EN.EN2 Energy Meter | [6 empty] | 4 | 0 | [10 empty] | No | No
MC046 | Bowland Main |  |  |  | MC046-L13/M005 | Bowland Main Flat 8 | EN.EN2 Energy Meter | [6 empty] | 5 | 0 | [10 empty] | No | No
MC046 | Bowland Main | D44 | Lobby |  | MC046-L13/M005 | Bowland Main Flat 8 | EN.EN2 Energy Meter | [6 empty] | 5 | 0 | [10 empty] | No | No
MC046 | Bowland Main | D45 | Bath |  | MC046-L13/M005 | Bowland Main Flat 8 | EN.EN2 Energy Meter | [6 empty] | 5 | 0 | [10 empty] | No | No
MC046 | Bowland Main | D46 | Store |  | MC046-L13/M005 | Bowland Main Flat 8 | EN.EN2 Energy Meter | [6 empty] | 5 | 0 | [10 empty] | No | No
MC046 | Bowland Main | D47 | Lounge/kitchen |  | MC046-L13/M005 | Bowland Main Flat 8 | EN.EN2 Energy Meter | [6 empty] | 5 | 0 | [10 empty] | No | No
MC046 | Bowland Main | D48 | Bedroom |  | MC046-L13/M005 | Bowland Main Flat 8 | EN.EN2 Energy Meter | [6 empty] | 5 | 0 | [10 empty] | No | No
MC046 | Bowland Main |  |  |  | MC046-L13/M006 | Bowland Main Flat 9 | EN.EN2 Energy Meter | [6 empty] | 6 | 0 | [10 empty] | No | No
MC046 | Bowland Main | D49 | Lobby |  | MC046-L13/M006 | Bowland Main Flat 9 | EN.EN2 Energy Meter | [6 empty] | 6 | 0 | [10 empty] | No | No
MC046 | Bowland Main | D50 | Kitchen/Lounge |  | MC046-L13/M006 | Bowland Main Flat 9 | EN.EN2 Energy Meter | [6 empty] | 6 | 0 | [10 empty] | No | No
MC046 | Bowland Main | D51 | Bath |  | MC046-L13/M006 | Bowland Main Flat 9 | EN.EN2 Energy Meter | [6 empty] | 6 | 0 | [10 empty] | No | No
MC046 | Bowland Main | D52 | Bedroom |  | MC046-L13/M006 | Bowland Main Flat 9 | EN.EN2 Energy Meter | [6 empty] | 6 | 0 | [10 empty] | No | No
MC046 | Bowland Main |  |  |  | MC046-L13/M007 | Bowland Main Flat 10 | EN.EN2 Energy Meter | [6 empty] | 7 | 0 | [10 empty] | No | No
MC046 | Bowland Main | D56 | Lobby |  | MC046-L13/M007 | Bowland Main Flat 10 | EN.EN2 Energy Meter | [6 empty] | 7 | 0 | [10 empty] | No | No
MC046 | Bowland Main | D57 | Bedroom |  | MC046-L13/M007 | Bowland Main Flat 10 | EN.EN2 Energy Meter | [6 empty] | 7 | 0 | [10 empty] | No | No
MC046 | Bowland Main | D58 | Bath |  | MC046-L13/M007 | Bowland Main Flat 10 | EN.EN2 Energy Meter | [6 empty] | 7 | 0 | [10 empty] | No | No
MC046 | Bowland Main | D59 | Lounge/Kitchen |  | MC046-L13/M007 | Bowland Main Flat 10 | EN.EN2 Energy Meter | [6 empty] | 7 | 0 | [10 empty] | No | No
MC046 | Bowland Main |  |  |  | MC046-L13/M008 | Bowland Main Flat 11 | EN.EN2 Energy Meter | [6 empty] | 8 | 0 | [10 empty] | No | No
MC046 | Bowland Main | D60 | Lobby |  | MC046-L13/M008 | Bowland Main Flat 11 | EN.EN2 Energy Meter | [6 empty] | 8 | 0 | [10 empty] | No | No
MC046 | Bowland Main | D61 | Bath |  | MC046-L13/M008 | Bowland Main Flat 11 | EN.EN2 Energy Meter | [6 empty] | 8 | 0 | [10 empty] | No | No
MC046 | Bowland Main | D62 | Lounge/Kitchen |  | MC046-L13/M008 | Bowland Main Flat 11 | EN.EN2 Energy Meter | [6 empty] | 8 | 0 | [10 empty] | No | No
MC046 | Bowland Main | D63 | Bedroom |  | MC046-L13/M008 | Bowland Main Flat 11 | EN.EN2 Energy Meter | [6 empty] | 8 | 0 | [10 empty] | No | No
MC046 | Bowland Main |  |  |  | MC046-L10/M001 | Bowland Main Flat 12 | EN.EN2 Energy Meter | [6 empty] | 1 | 0 | [10 empty] | No | No
MC046 | Bowland Main | D65 | Lounge/Kitchen |  | MC046-L10/M001 | Bowland Main Flat 12 | EN.EN2 Energy Meter | [6 empty] | 1 | 0 | [10 empty] | No | No
MC046 | Bowland Main | D66 | Lobby |  | MC046-L10/M001 | Bowland Main Flat 12 | EN.EN2 Energy Meter | [6 empty] | 1 | 0 | [10 empty] | No | No
MC046 | Bowland Main | D67 | Bath |  | MC046-L10/M001 | Bowland Main Flat 12 | EN.EN2 Energy Meter | [6 empty] | 1 | 0 | [10 empty] | No | No
MC046 | Bowland Main | D68 | Bedroom |  | MC046-L10/M001 | Bowland Main Flat 12 | EN.EN2 Energy Meter | [6 empty] | 1 | 0 | [10 empty] | No | No
MC046 | Bowland Main |  |  |  | MC046-L10/M002 | Bowland Main Flat 13 | EN.EN2 Energy Meter | [6 empty] | 2 | 0 | [10 empty] | No | No
MC046 | Bowland Main | D69 | Lounge/Kitchen |  | MC046-L10/M002 | Bowland Main Flat 13 | EN.EN2 Energy Meter | [6 empty] | 2 | 0 | [10 empty] | No | No
MC046 | Bowland Main | D70 | Bath |  | MC046-L10/M002 | Bowland Main Flat 13 | EN.EN2 Energy Meter | [6 empty] | 2 | 0 | [10 empty] | No | No
MC046 | Bowland Main | D71 | Bedroom |  | MC046-L10/M002 | Bowland Main Flat 13 | EN.EN2 Energy Meter | [6 empty] | 2 | 0 | [10 empty] | No | No
MC046 | Bowland Main |  |  |  | MC046-L10/M003 | Bowland Main Flat 14 | EN.EN2 Energy Meter | [6 empty] | 3 | 0 | [10 empty] | No | No
MC046 | Bowland Main | D73 | Lobby |  | MC046-L10/M003 | Bowland Main Flat 14 | EN.EN2 Energy Meter | [6 empty] | 3 | 0 | [10 empty] | No | No
MC046 | Bowland Main | D74 | Kitchen |  | MC046-L10/M003 | Bowland Main Flat 14 | EN.EN2 Energy Meter | [6 empty] | 3 | 0 | [10 empty] | No | No
MC046 | Bowland Main | D75 | Lounge |  | MC046-L10/M003 | Bowland Main Flat 14 | EN.EN2 Energy Meter | [6 empty] | 3 | 0 | [10 empty] | No | No
MC046 | Bowland Main | D76 | Bedroom 1 |  | MC046-L10/M003 | Bowland Main Flat 14 | EN.EN2 Energy Meter | [6 empty] | 3 | 0 | [10 empty] | No | No
MC046 | Bowland Main | D77 | WC Bath |  | MC046-L10/M003 | Bowland Main Flat 14 | EN.EN2 Energy Meter | [6 empty] | 3 | 0 | [10 empty] | No | No
MC046 | Bowland Main | D78 | Bedroom 2 |  | MC046-L10/M003 | Bowland Main Flat 14 | EN.EN2 Energy Meter | [6 empty] | 3 | 0 | [10 empty] | No | No
MC046 | Bowland Main |  |  |  | MC046-L16/M001 | Bowland Main Flat 1 | EN.EN2 Energy Meter | [6 empty] | 1 | 0 | [10 empty] | No | No
MC046 | Bowland Main | D04 | Lobby |  | MC046-L16/M001 | Bowland Main Flat 1 | EN.EN2 Energy Meter | [6 empty] | 1 | 0 | [10 empty] | No | No
MC046 | Bowland Main | D05 | Kitchen |  | MC046-L16/M001 | Bowland Main Flat 1 | EN.EN2 Energy Meter | [6 empty] | 1 | 0 | [10 empty] | No | No
MC046 | Bowland Main | D06 | Lounge |  | MC046-L16/M001 | Bowland Main Flat 1 | EN.EN2 Energy Meter | [6 empty] | 1 | 0 | [10 empty] | No | No
MC046 | Bowland Main | D07 | Corridor |  | MC046-L16/M001 | Bowland Main Flat 1 | EN.EN2 Energy Meter | [6 empty] | 1 | 0 | [10 empty] | No | No
MC046 | Bowland Main | D08 | WC/Bath |  | MC046-L16/M001 | Bowland Main Flat 1 | EN.EN2 Energy Meter | [6 empty] | 1 | 0 | [10 empty] | No | No
MC046 | Bowland Main | D09 | Bedroom 1 |  | MC046-L16/M001 | Bowland Main Flat 1 | EN.EN2 Energy Meter | [6 empty] | 1 | 0 | [10 empty] | No | No
MC046 | Bowland Main | D10 | Bedroom 2 |  | MC046-L16/M001 | Bowland Main Flat 1 | EN.EN2 Energy Meter | [6 empty] | 1 | 0 | [10 empty] | No | No
MC046 | Bowland Main | D11 | Bedroom 3 |  | MC046-L16/M001 | Bowland Main Flat 1 | EN.EN2 Energy Meter | [6 empty] | 1 | 0 | [10 empty] | No | No
MC046 | Bowland Main |  |  |  | MC046-L16/M002 | Bowland Main Flat 2 | EN.EN2 Energy Meter | [6 empty] | 2 | 0 | [10 empty] | No | No
MC046 | Bowland Main | D12 | Lobby |  | MC046-L16/M002 | Bowland Main Flat 2 | EN.EN2 Energy Meter | [6 empty] | 2 | 0 | [10 empty] | No | No
MC046 | Bowland Main |  |  |  | MC046-L16/M002 | Bowland Main Flat 2 | EN.EN2 Energy Meter | [6 empty] | 2 | 0 | [10 empty] | No | No
MC046 | Bowland Main | D14 | Kitchen/Lounge |  | MC046-L16/M002 | Bowland Main Flat 2 | EN.EN2 Energy Meter | [6 empty] | 2 | 0 | [10 empty] | No | No
MC046 | Bowland Main | D15 | WC/Bath |  | MC046-L16/M002 | Bowland Main Flat 2 | EN.EN2 Energy Meter | [6 empty] | 2 | 0 | [10 empty] | No | No
MC046 | Bowland Main | D16 | Bedroom |  | MC046-L16/M002 | Bowland Main Flat 2 | EN.EN2 Energy Meter | [6 empty] | 2 | 0 | [10 empty] | No | No
MC046 | Bowland Main |  |  |  | MC046-L16/M003 | Bowland Main Flat 3 | EN.EN2 Energy Meter | [6 empty] | 3 | 0 | [10 empty] | No | No
MC046 | Bowland Main | D17 | Lobby |  | MC046-L16/M003 | Bowland Main Flat 3 | EN.EN2 Energy Meter | [6 empty] | 3 | 0 | [10 empty] | No | No
MC046 | Bowland Main | D18 | WC/Bath |  | MC046-L16/M003 | Bowland Main Flat 3 | EN.EN2 Energy Meter | [6 empty] | 3 | 0 | [10 empty] | No | No
MC046 | Bowland Main | D19 | Bedroom 2 |  | MC046-L16/M003 | Bowland Main Flat 3 | EN.EN2 Energy Meter | [6 empty] | 3 | 0 | [10 empty] | No | No
MC046 | Bowland Main | D20 | Kitchen |  | MC046-L16/M003 | Bowland Main Flat 3 | EN.EN2 Energy Meter | [6 empty] | 3 | 0 | [10 empty] | No | No
MC046 | Bowland Main | D21 | Lounge |  | MC046-L16/M003 | Bowland Main Flat 3 | EN.EN2 Energy Meter | [6 empty] | 3 | 0 | [10 empty] | No | No
MC046 | Bowland Main | D22 | Bedroom 1 |  | MC046-L16/M003 | Bowland Main Flat 3 | EN.EN2 Energy Meter | [6 empty] | 3 | 0 | [10 empty] | No | No
MC046 | Bowland Main |  |  |  | MC046-L12/M001 | Bowland Main Flat 8-9-10-11 Landlord | EN.EN2 Energy Meter | [6 empty] | 1 | 0 | [10 empty] | No | No
MC046 | Bowland Main | B126 | Office |  | MC046-L12/M002 | Bowland Main DB B1 SE | EN.EN2 Energy Meter | [6 empty] | 2 | 0 | [10 empty] | No | No
MC046 | Bowland Main | B127 | Male WC |  | MC046-L12/M002 | Bowland Main DB B1 SE | EN.EN2 Energy Meter | [6 empty] | 2 | 0 | [10 empty] | No | No
MC046 | Bowland Main | B116 | Office |  | MC046-L12/M002 | Bowland Main DB B1 SE | EN.EN2 Energy Meter | [6 empty] | 2 | 0 | [10 empty] | No | No
MC046 | Bowland Main | B117 | Store |  | MC046-L12/M002 | Bowland Main DB B1 SE | EN.EN2 Energy Meter | [6 empty] | 2 | 0 | [10 empty] | No | No
MC046 | Bowland Main | B118 | Breakout |  | MC046-L12/M002 | Bowland Main DB B1 SE | EN.EN2 Energy Meter | [6 empty] | 2 | 0 | [10 empty] | No | No
MC046 | Bowland Main | B122 | Office |  | MC046-L12/M002 | Bowland Main DB B1 SE | EN.EN2 Energy Meter | [6 empty] | 2 | 0 | [10 empty] | No | No
MC046 | Bowland Main | B123 | Office |  | MC046-L12/M002 | Bowland Main DB B1 SE | EN.EN2 Energy Meter | [6 empty] | 2 | 0 | [10 empty] | No | No
MC046 | Bowland Main | B124 | Info |  | MC046-L12/M002 | Bowland Main DB B1 SE | EN.EN2 Energy Meter | [6 empty] | 2 | 0 | [10 empty] | No | No
MC046 | Bowland Main | B110 | Office |  | MC046-L12/M002 | Bowland Main DB B1 SE | EN.EN2 Energy Meter | [6 empty] | 2 | 0 | [10 empty] | No | No
MC046 | Bowland Main | B111 | Office |  | MC046-L12/M002 | Bowland Main DB B1 SE | EN.EN2 Energy Meter | [6 empty] | 2 | 0 | [10 empty] | No | No
MC046 | Bowland Main |  |  |  | MC046-L12/M002 | Bowland Main DB B1 SE | EN.EN2 Energy Meter | [6 empty] | 2 | 0 | [10 empty] | No | No
MC046 | Bowland Main | B113 | Office |  | MC046-L12/M002 | Bowland Main DB B1 SE | EN.EN2 Energy Meter | [6 empty] | 2 | 0 | [10 empty] | No | No
MC046 | Bowland Main | B114 | Office |  | MC046-L12/M002 | Bowland Main DB B1 SE | EN.EN2 Energy Meter | [6 empty] | 2 | 0 | [10 empty] | No | No
MC046 | Bowland Main | B115 | Office |  | MC046-L12/M002 | Bowland Main DB B1 SE | EN.EN2 Energy Meter | [6 empty] | 2 | 0 | [10 empty] | No | No
MC046 | Bowland Main | B103 | Store |  | MC046-L12/M002 | Bowland Main DB B1 SE | EN.EN2 Energy Meter | [6 empty] | 2 | 0 | [10 empty] | No | No
MC046 | Bowland Main | B104 | Meeting Room |  | MC046-L12/M002 | Bowland Main DB B1 SE | EN.EN2 Energy Meter | [6 empty] | 2 | 0 | [10 empty] | No | No
MC046 | Bowland Main | B106 | Office |  | MC046-L12/M002 | Bowland Main DB B1 SE | EN.EN2 Energy Meter | [6 empty] | 2 | 0 | [10 empty] | No | No
MC046 | Bowland Main | B107 | Office |  | MC046-L12/M002 | Bowland Main DB B1 SE | EN.EN2 Energy Meter | [6 empty] | 2 | 0 | [10 empty] | No | No
MC046 | Bowland Main | B108 | Office |  | MC046-L12/M002 | Bowland Main DB B1 SE | EN.EN2 Energy Meter | [6 empty] | 2 | 0 | [10 empty] | No | No
MC046 | Bowland Main | B109 | Office |  | MC046-L12/M002 | Bowland Main DB B1 SE | EN.EN2 Energy Meter | [6 empty] | 2 | 0 | [10 empty] | No | No
MC046 | Bowland Main |  |  |  | MC046-L12/M002 | Bowland Main DB B1 SE | EN.EN2 Energy Meter | [6 empty] | 2 | 0 | [10 empty] | No | No
MC046 | Bowland Main |  |  |  | MC046-L12/M002 | Bowland Main DB B1 SE | EN.EN2 Energy Meter | [6 empty] | 2 | 0 | [10 empty] | No | No
MC046 | Bowland Main |  |  |  | MC046-L12/M002 | Bowland Main DB B1 SE | EN.EN2 Energy Meter | [6 empty] | 2 | 0 | [10 empty] | No | No
MC046 | Bowland Main |  |  |  | MC046-L12/M002 | Bowland Main DB B1 SE | EN.EN2 Energy Meter | [6 empty] | 2 | 0 | [10 empty] | No | No
MC046 | Bowland Main |  |  |  | MC046-L12/M002 | Bowland Main DB B1 SE | EN.EN2 Energy Meter | [6 empty] | 2 | 0 | [10 empty] | No | No
MC046 | Bowland Main |  |  |  | MC046-L12/M003 | Bowland Main DB B2 SE | EN.EN2 Energy Meter | [6 empty] | 3 | 0 | [10 empty] | No | No
MC046 | Bowland Main | B118 | Breakout |  | MC046-L12/M003 | Bowland Main DB B2 SE | EN.EN2 Energy Meter | [6 empty] | 3 | 0 | [10 empty] | No | No
MC046 | Bowland Main | B122 | Office |  | MC046-L12/M003 | Bowland Main DB B2 SE | EN.EN2 Energy Meter | [6 empty] | 3 | 0 | [10 empty] | No | No
MC046 | Bowland Main | B123 | Office |  | MC046-L12/M003 | Bowland Main DB B2 SE | EN.EN2 Energy Meter | [6 empty] | 3 | 0 | [10 empty] | No | No
MC046 | Bowland Main | B124 | Info |  | MC046-L12/M003 | Bowland Main DB B2 SE | EN.EN2 Energy Meter | [6 empty] | 3 | 0 | [10 empty] | No | No
MC046 | Bowland Main | B126 | Office |  | MC046-L12/M003 | Bowland Main DB B2 SE | EN.EN2 Energy Meter | [6 empty] | 3 | 0 | [10 empty] | No | No
MC046 | Bowland Main | B127 | Male WC |  | MC046-L12/M003 | Bowland Main DB B2 SE | EN.EN2 Energy Meter | [6 empty] | 3 | 0 | [10 empty] | No | No
MC046 | Bowland Main |  |  |  | MC046-L12/M003 | Bowland Main DB B2 SE | EN.EN2 Energy Meter | [6 empty] | 3 | 0 | [10 empty] | No | No
MC046 | Bowland Main | B113 | Office |  | MC046-L12/M003 | Bowland Main DB B2 SE | EN.EN2 Energy Meter | [6 empty] | 3 | 0 | [10 empty] | No | No
MC046 | Bowland Main | B114 | Office |  | MC046-L12/M003 | Bowland Main DB B2 SE | EN.EN2 Energy Meter | [6 empty] | 3 | 0 | [10 empty] | No | No
MC046 | Bowland Main | B115 | Office |  | MC046-L12/M003 | Bowland Main DB B2 SE | EN.EN2 Energy Meter | [6 empty] | 3 | 0 | [10 empty] | No | No
MC046 | Bowland Main | B116 | Office |  | MC046-L12/M003 | Bowland Main DB B2 SE | EN.EN2 Energy Meter | [6 empty] | 3 | 0 | [10 empty] | No | No
MC046 | Bowland Main | B117 | Store |  | MC046-L12/M003 | Bowland Main DB B2 SE | EN.EN2 Energy Meter | [6 empty] | 3 | 0 | [10 empty] | No | No
MC046 | Bowland Main | B106 | Office |  | MC046-L12/M003 | Bowland Main DB B2 SE | EN.EN2 Energy Meter | [6 empty] | 3 | 0 | [10 empty] | No | No
MC046 | Bowland Main | B107 | Office |  | MC046-L12/M003 | Bowland Main DB B2 SE | EN.EN2 Energy Meter | [6 empty] | 3 | 0 | [10 empty] | No | No
MC046 | Bowland Main | B108 | Office |  | MC046-L12/M003 | Bowland Main DB B2 SE | EN.EN2 Energy Meter | [6 empty] | 3 | 0 | [10 empty] | No | No
MC046 | Bowland Main | B109 | Office |  | MC046-L12/M003 | Bowland Main DB B2 SE | EN.EN2 Energy Meter | [6 empty] | 3 | 0 | [10 empty] | No | No
MC046 | Bowland Main | B110 | Office |  | MC046-L12/M003 | Bowland Main DB B2 SE | EN.EN2 Energy Meter | [6 empty] | 3 | 0 | [10 empty] | No | No
MC046 | Bowland Main | B111 | Office |  | MC046-L12/M003 | Bowland Main DB B2 SE | EN.EN2 Energy Meter | [6 empty] | 3 | 0 | [10 empty] | No | No
MC046 | Bowland Main |  |  |  | MC046-L12/M003 | Bowland Main DB B2 SE | EN.EN2 Energy Meter | [6 empty] | 3 | 0 | [10 empty] | No | No
MC046 | Bowland Main |  |  |  | MC046-L12/M003 | Bowland Main DB B2 SE | EN.EN2 Energy Meter | [6 empty] | 3 | 0 | [10 empty] | No | No
MC046 | Bowland Main |  |  |  | MC046-L12/M003 | Bowland Main DB B2 SE | EN.EN2 Energy Meter | [6 empty] | 3 | 0 | [10 empty] | No | No
MC046 | Bowland Main |  |  |  | MC046-L12/M003 | Bowland Main DB B2 SE | EN.EN2 Energy Meter | [6 empty] | 3 | 0 | [10 empty] | No | No
MC046 | Bowland Main | B103 | Store |  | MC046-L12/M003 | Bowland Main DB B2 SE | EN.EN2 Energy Meter | [6 empty] | 3 | 0 | [10 empty] | No | No
MC046 | Bowland Main | B104 | Meeting Room |  | MC046-L12/M003 | Bowland Main DB B2 SE | EN.EN2 Energy Meter | [6 empty] | 3 | 0 | [10 empty] | No | No
MC046 | Bowland Main |  |  |  | MC046-L12/M004 | Bowland Main Flat 8 | EN.EN2 Energy Meter | [6 empty] | 4 | 0 | [10 empty] | No | No
MC046 | Bowland Main | D44 | Lobby |  | MC046-L12/M004 | Bowland Main Flat 8 | EN.EN2 Energy Meter | [6 empty] | 4 | 0 | [10 empty] | No | No
MC046 | Bowland Main | D45 | Bath |  | MC046-L12/M004 | Bowland Main Flat 8 | EN.EN2 Energy Meter | [6 empty] | 4 | 0 | [10 empty] | No | No
MC046 | Bowland Main | D46 | Store |  | MC046-L12/M004 | Bowland Main Flat 8 | EN.EN2 Energy Meter | [6 empty] | 4 | 0 | [10 empty] | No | No
MC046 | Bowland Main | D47 | Lounge/kitchen |  | MC046-L12/M004 | Bowland Main Flat 8 | EN.EN2 Energy Meter | [6 empty] | 4 | 0 | [10 empty] | No | No
MC046 | Bowland Main | D48 | Bedroom |  | MC046-L12/M004 | Bowland Main Flat 8 | EN.EN2 Energy Meter | [6 empty] | 4 | 0 | [10 empty] | No | No
MC046 | Bowland Main | D52 | Bedroom |  | MC046-L12/M005 | Bowland Main Flat 9 | EN.EN2 Energy Meter | [6 empty] | 5 | 0 | [10 empty] | No | No
MC046 | Bowland Main |  |  |  | MC046-L12/M005 | Bowland Main Flat 9 | EN.EN2 Energy Meter | [6 empty] | 5 | 0 | [10 empty] | No | No
MC046 | Bowland Main | D49 | Lobby |  | MC046-L12/M005 | Bowland Main Flat 9 | EN.EN2 Energy Meter | [6 empty] | 5 | 0 | [10 empty] | No | No
MC046 | Bowland Main | D50 | Kitchen/Lounge |  | MC046-L12/M005 | Bowland Main Flat 9 | EN.EN2 Energy Meter | [6 empty] | 5 | 0 | [10 empty] | No | No
MC046 | Bowland Main | D51 | Bath |  | MC046-L12/M005 | Bowland Main Flat 9 | EN.EN2 Energy Meter | [6 empty] | 5 | 0 | [10 empty] | No | No
MC046 | Bowland Main |  |  |  | MC046-L12/M006 | Bowland Main Flat 10 | EN.EN2 Energy Meter | [6 empty] | 6 | 0 | [10 empty] | No | No
MC046 | Bowland Main | D56 | Lobby |  | MC046-L12/M006 | Bowland Main Flat 10 | EN.EN2 Energy Meter | [6 empty] | 6 | 0 | [10 empty] | No | No
MC046 | Bowland Main | D57 | Bedroom |  | MC046-L12/M006 | Bowland Main Flat 10 | EN.EN2 Energy Meter | [6 empty] | 6 | 0 | [10 empty] | No | No
MC046 | Bowland Main | D58 | Bath |  | MC046-L12/M006 | Bowland Main Flat 10 | EN.EN2 Energy Meter | [6 empty] | 6 | 0 | [10 empty] | No | No
MC046 | Bowland Main | D59 | Lounge/Kitchen |  | MC046-L12/M006 | Bowland Main Flat 10 | EN.EN2 Energy Meter | [6 empty] | 6 | 0 | [10 empty] | No | No
MC046 | Bowland Main |  |  |  | MC046-L12/M007 | Bowland Main Flat 11 | EN.EN2 Energy Meter | [6 empty] | 7 | 0 | [10 empty] | No | No
MC046 | Bowland Main | D60 | Lobby |  | MC046-L12/M007 | Bowland Main Flat 11 | EN.EN2 Energy Meter | [6 empty] | 7 | 0 | [10 empty] | No | No
MC046 | Bowland Main | D61 | Bath |  | MC046-L12/M007 | Bowland Main Flat 11 | EN.EN2 Energy Meter | [6 empty] | 7 | 0 | [10 empty] | No | No
MC046 | Bowland Main | D62 | Lounge/Kitchen |  | MC046-L12/M007 | Bowland Main Flat 11 | EN.EN2 Energy Meter | [6 empty] | 7 | 0 | [10 empty] | No | No
MC046 | Bowland Main | D63 | Bedroom |  | MC046-L12/M007 | Bowland Main Flat 11 | EN.EN2 Energy Meter | [6 empty] | 7 | 0 | [10 empty] | No | No
MC046 | Bowland Main |  |  |  | MC046-L14/M001 | Bowland Main DB C1 NW | EN.EN2 Energy Meter | [6 empty] | 1 | 0 | [10 empty] | No | No
MC046 | Bowland Main | C107 | Bedroom |  | MC046-L14/M001 | Bowland Main DB C1 NW | EN.EN2 Energy Meter | [6 empty] | 1 | 0 | [10 empty] | No | No
MC046 | Bowland Main | C137 | Bedroom |  | MC046-L14/M001 | Bowland Main DB C1 NW | EN.EN2 Energy Meter | [6 empty] | 1 | 0 | [10 empty] | No | No
MC046 | Bowland Main | C146 | Kitchen |  | MC046-L14/M001 | Bowland Main DB C1 NW | EN.EN2 Energy Meter | [6 empty] | 1 | 0 | [10 empty] | No | No
MC046 | Bowland Main | C117 | Bedroom |  | MC046-L14/M001 | Bowland Main DB C1 NW | EN.EN2 Energy Meter | [6 empty] | 1 | 0 | [10 empty] | No | No
MC046 | Bowland Main | C129 | Bedroom |  | MC046-L14/M001 | Bowland Main DB C1 NW | EN.EN2 Energy Meter | [6 empty] | 1 | 0 | [10 empty] | No | No
MC046 | Bowland Main | C130 | Kitchen |  | MC046-L14/M001 | Bowland Main DB C1 NW | EN.EN2 Energy Meter | [6 empty] | 1 | 0 | [10 empty] | No | No
MC046 | Bowland Main | C132 | Bedroom |  | MC046-L14/M001 | Bowland Main DB C1 NW | EN.EN2 Energy Meter | [6 empty] | 1 | 0 | [10 empty] | No | No
MC046 | Bowland Main | C134 | Bedroom |  | MC046-L14/M001 | Bowland Main DB C1 NW | EN.EN2 Energy Meter | [6 empty] | 1 | 0 | [10 empty] | No | No
MC046 | Bowland Main | C135 | Bedroom |  | MC046-L14/M001 | Bowland Main DB C1 NW | EN.EN2 Energy Meter | [6 empty] | 1 | 0 | [10 empty] | No | No
MC046 | Bowland Main | C108 | Bedroom |  | MC046-L14/M001 | Bowland Main DB C1 NW | EN.EN2 Energy Meter | [6 empty] | 1 | 0 | [10 empty] | No | No
MC046 | Bowland Main | C109 | Bedroom |  | MC046-L14/M001 | Bowland Main DB C1 NW | EN.EN2 Energy Meter | [6 empty] | 1 | 0 | [10 empty] | No | No
MC046 | Bowland Main | C112 | Bedroom |  | MC046-L14/M001 | Bowland Main DB C1 NW | EN.EN2 Energy Meter | [6 empty] | 1 | 0 | [10 empty] | No | No
MC046 | Bowland Main | C113 | Bedroom |  | MC046-L14/M001 | Bowland Main DB C1 NW | EN.EN2 Energy Meter | [6 empty] | 1 | 0 | [10 empty] | No | No
MC046 | Bowland Main | C114 | Kitchen |  | MC046-L14/M001 | Bowland Main DB C1 NW | EN.EN2 Energy Meter | [6 empty] | 1 | 0 | [10 empty] | No | No
MC046 | Bowland Main | C116 | Bedroom |  | MC046-L14/M001 | Bowland Main DB C1 NW | EN.EN2 Energy Meter | [6 empty] | 1 | 0 | [10 empty] | No | No
MC046 | Bowland Main |  |  |  | MC046-L14/M002 | Bowland Main DB C2 NW | EN.EN2 Energy Meter | [6 empty] | 2 | 0 | [10 empty] | No | No
MC046 | Bowland Main | C108 | Bedroom |  | MC046-L14/M002 | Bowland Main DB C2 NW | EN.EN2 Energy Meter | [6 empty] | 2 | 0 | [10 empty] | No | No
MC046 | Bowland Main | C143 | Bedroom |  | MC046-L14/M002 | Bowland Main DB C2 NW | EN.EN2 Energy Meter | [6 empty] | 2 | 0 | [10 empty] | No | No
MC046 | Bowland Main | C146 | Kitchen |  | MC046-L14/M002 | Bowland Main DB C2 NW | EN.EN2 Energy Meter | [6 empty] | 2 | 0 | [10 empty] | No | No
MC046 | Bowland Main | C147 | Store |  | MC046-L14/M002 | Bowland Main DB C2 NW | EN.EN2 Energy Meter | [6 empty] | 2 | 0 | [10 empty] | No | No
MC046 | Bowland Main | C137 | Bedroom |  | MC046-L14/M002 | Bowland Main DB C2 NW | EN.EN2 Energy Meter | [6 empty] | 2 | 0 | [10 empty] | No | No
MC046 | Bowland Main | C138 | Bedroom |  | MC046-L14/M002 | Bowland Main DB C2 NW | EN.EN2 Energy Meter | [6 empty] | 2 | 0 | [10 empty] | No | No
MC046 | Bowland Main | C139 | Bedroom |  | MC046-L14/M002 | Bowland Main DB C2 NW | EN.EN2 Energy Meter | [6 empty] | 2 | 0 | [10 empty] | No | No
MC046 | Bowland Main | C140 | Bedroom |  | MC046-L14/M002 | Bowland Main DB C2 NW | EN.EN2 Energy Meter | [6 empty] | 2 | 0 | [10 empty] | No | No
MC046 | Bowland Main | C141 | Bedroom |  | MC046-L14/M002 | Bowland Main DB C2 NW | EN.EN2 Energy Meter | [6 empty] | 2 | 0 | [10 empty] | No | No
MC046 | Bowland Main | C142 | Bedroom |  | MC046-L14/M002 | Bowland Main DB C2 NW | EN.EN2 Energy Meter | [6 empty] | 2 | 0 | [10 empty] | No | No
MC046 | Bowland Main | C115 | Bedroom |  | MC046-L14/M002 | Bowland Main DB C2 NW | EN.EN2 Energy Meter | [6 empty] | 2 | 0 | [10 empty] | No | No
MC046 | Bowland Main | C116 | Bedroom |  | MC046-L14/M002 | Bowland Main DB C2 NW | EN.EN2 Energy Meter | [6 empty] | 2 | 0 | [10 empty] | No | No
MC046 | Bowland Main | C117 | Bedroom |  | MC046-L14/M002 | Bowland Main DB C2 NW | EN.EN2 Energy Meter | [6 empty] | 2 | 0 | [10 empty] | No | No
MC046 | Bowland Main | C130 | Kitchen |  | MC046-L14/M002 | Bowland Main DB C2 NW | EN.EN2 Energy Meter | [6 empty] | 2 | 0 | [10 empty] | No | No
MC046 | Bowland Main | C132 | Bedroom |  | MC046-L14/M002 | Bowland Main DB C2 NW | EN.EN2 Energy Meter | [6 empty] | 2 | 0 | [10 empty] | No | No
MC046 | Bowland Main | C136 | Bedroom |  | MC046-L14/M002 | Bowland Main DB C2 NW | EN.EN2 Energy Meter | [6 empty] | 2 | 0 | [10 empty] | No | No
MC046 | Bowland Main | C109 | Bedroom |  | MC046-L14/M002 | Bowland Main DB C2 NW | EN.EN2 Energy Meter | [6 empty] | 2 | 0 | [10 empty] | No | No
MC046 | Bowland Main | C110 | Bedroom |  | MC046-L14/M002 | Bowland Main DB C2 NW | EN.EN2 Energy Meter | [6 empty] | 2 | 0 | [10 empty] | No | No
MC046 | Bowland Main | C111 | Bedroom |  | MC046-L14/M002 | Bowland Main DB C2 NW | EN.EN2 Energy Meter | [6 empty] | 2 | 0 | [10 empty] | No | No
MC046 | Bowland Main | C112 | Bedroom |  | MC046-L14/M002 | Bowland Main DB C2 NW | EN.EN2 Energy Meter | [6 empty] | 2 | 0 | [10 empty] | No | No
MC046 | Bowland Main | C113 | Bedroom |  | MC046-L14/M002 | Bowland Main DB C2 NW | EN.EN2 Energy Meter | [6 empty] | 2 | 0 | [10 empty] | No | No
MC046 | Bowland Main | C114 | Kitchen |  | MC046-L14/M002 | Bowland Main DB C2 NW | EN.EN2 Energy Meter | [6 empty] | 2 | 0 | [10 empty] | No | No
MC046 | Bowland Main |  |  |  | MC046-L14/M003 | Bowland Main DB B1 NW | EN.EN2 Energy Meter | [6 empty] | 3 | 0 | [10 empty] | No | No
MC046 | Bowland Main |  |  |  | MC046-L14/M004 | Bowland Main DB B2 NW | EN.EN2 Energy Meter | [6 empty] | 4 | 0 | [10 empty] | No | No
MC046 | Bowland Main |  |  |  | MC046-L14/M004 | Bowland Main DB B2 NW | EN.EN2 Energy Meter | [6 empty] | 4 | 0 | [10 empty] | No | No
MC046 | Bowland Main |  |  |  | MC046-L14/M005 | Bowland Main Landlords NW | EN.EN2 Energy Meter | [6 empty] | 5 | 0 | [10 empty] | No | No
MC046 | Bowland Main |  |  |  | MC046-L14/M006 | Bowland Main Flat 1 | EN.EN2 Energy Meter | [6 empty] | 6 | 0 | [10 empty] | No | No
MC046 | Bowland Main | D04 | Lobby |  | MC046-L14/M006 | Bowland Main Flat 1 | EN.EN2 Energy Meter | [6 empty] | 6 | 0 | [10 empty] | No | No
MC046 | Bowland Main | D05 | Kitchen |  | MC046-L14/M006 | Bowland Main Flat 1 | EN.EN2 Energy Meter | [6 empty] | 6 | 0 | [10 empty] | No | No
MC046 | Bowland Main | D06 | Lounge |  | MC046-L14/M006 | Bowland Main Flat 1 | EN.EN2 Energy Meter | [6 empty] | 6 | 0 | [10 empty] | No | No
MC046 | Bowland Main | D07 | Corridor |  | MC046-L14/M006 | Bowland Main Flat 1 | EN.EN2 Energy Meter | [6 empty] | 6 | 0 | [10 empty] | No | No
MC046 | Bowland Main | D08 | WC/Bath |  | MC046-L14/M006 | Bowland Main Flat 1 | EN.EN2 Energy Meter | [6 empty] | 6 | 0 | [10 empty] | No | No
MC046 | Bowland Main | D09 | Bedroom 1 |  | MC046-L14/M006 | Bowland Main Flat 1 | EN.EN2 Energy Meter | [6 empty] | 6 | 0 | [10 empty] | No | No
MC046 | Bowland Main | D10 | Bedroom 2 |  | MC046-L14/M006 | Bowland Main Flat 1 | EN.EN2 Energy Meter | [6 empty] | 6 | 0 | [10 empty] | No | No
MC046 | Bowland Main | D11 | Bedroom 3 |  | MC046-L14/M006 | Bowland Main Flat 1 | EN.EN2 Energy Meter | [6 empty] | 6 | 0 | [10 empty] | No | No
MC046 | Bowland Main |  |  |  | MC046-L14/M007 | Bowland Main Flat 2 | EN.EN2 Energy Meter | [6 empty] | 7 | 0 | [10 empty] | No | No
MC046 | Bowland Main | D12 | Lobby |  | MC046-L14/M007 | Bowland Main Flat 2 | EN.EN2 Energy Meter | [6 empty] | 7 | 0 | [10 empty] | No | No
MC046 | Bowland Main |  |  |  | MC046-L14/M007 | Bowland Main Flat 2 | EN.EN2 Energy Meter | [6 empty] | 7 | 0 | [10 empty] | No | No
MC046 | Bowland Main | D14 | Kitchen/Lounge |  | MC046-L14/M007 | Bowland Main Flat 2 | EN.EN2 Energy Meter | [6 empty] | 7 | 0 | [10 empty] | No | No
MC046 | Bowland Main | D15 | WC/Bath |  | MC046-L14/M007 | Bowland Main Flat 2 | EN.EN2 Energy Meter | [6 empty] | 7 | 0 | [10 empty] | No | No
MC046 | Bowland Main | D16 | Bedroom |  | MC046-L14/M007 | Bowland Main Flat 2 | EN.EN2 Energy Meter | [6 empty] | 7 | 0 | [10 empty] | No | No
MC046 | Bowland Main |  |  |  | MC046-L14/M008 | Bowland Main Flat 3 | EN.EN2 Energy Meter | [6 empty] | 8 | 0 | [10 empty] | No | No
MC046 | Bowland Main | D17 | Lobby |  | MC046-L14/M008 | Bowland Main Flat 3 | EN.EN2 Energy Meter | [6 empty] | 8 | 0 | [10 empty] | No | No
MC046 | Bowland Main | D18 | WC/Bath |  | MC046-L14/M008 | Bowland Main Flat 3 | EN.EN2 Energy Meter | [6 empty] | 8 | 0 | [10 empty] | No | No
MC046 | Bowland Main | D19 | Bedroom 2 |  | MC046-L14/M008 | Bowland Main Flat 3 | EN.EN2 Energy Meter | [6 empty] | 8 | 0 | [10 empty] | No | No
MC046 | Bowland Main | D20 | Kitchen |  | MC046-L14/M008 | Bowland Main Flat 3 | EN.EN2 Energy Meter | [6 empty] | 8 | 0 | [10 empty] | No | No
MC046 | Bowland Main | D21 | Lounge |  | MC046-L14/M008 | Bowland Main Flat 3 | EN.EN2 Energy Meter | [6 empty] | 8 | 0 | [10 empty] | No | No
MC046 | Bowland Main | D22 | Bedroom 1 |  | MC046-L14/M008 | Bowland Main Flat 3 | EN.EN2 Energy Meter | [6 empty] | 8 | 0 | [10 empty] | No | No
MC046 | Bowland Main |  |  |  | MC046-L02/M001 | Bowland Main Comms 1 | EN.EN2 Energy Meter | [6 empty] | 1 | 0 | [10 empty] | No | No
MC046 | Bowland Main |  |  |  | MC046-L02/M002 | Bowland Main Basement 1 | EN.EN2 Energy Meter | [6 empty] | 2 | 0 | [10 empty] | No | No
MC046 | Bowland Main |  |  |  | MC046-L02/M003 | Bowland Main Basement 2 | EN.EN2 Energy Meter | [6 empty] | 3 | 0 | [10 empty] | No | No
MC046 | Bowland Main |  |  |  | MC046-L02/M004 | Bowland Main Bars 1 | EN.EN2 Energy Meter | [6 empty] | 4 | 0 | [10 empty] | No | No
MC046 | Bowland Main | A007 | Accessible WC |  | MC046-L02/M005 | Bowland Main Bars 2 | EN.EN2 Energy Meter | [6 empty] | 5 | 0 | [10 empty] | No | No
MC046 | Bowland Main | A008 | Male WC |  | MC046-L02/M005 | Bowland Main Bars 2 | EN.EN2 Energy Meter | [6 empty] | 5 | 0 | [10 empty] | No | No
MC046 | Bowland Main | A009 | Female WC |  | MC046-L02/M005 | Bowland Main Bars 2 | EN.EN2 Energy Meter | [6 empty] | 5 | 0 | [10 empty] | No | No
MC046 | Bowland Main |  |  |  | MC046-L02/M005 | Bowland Main Bars 2 | EN.EN2 Energy Meter | [6 empty] | 5 | 0 | [10 empty] | No | No
MC046 | Bowland Main | A001 | Cellar & Store |  | MC046-L02/M005 | Bowland Main Bars 2 | EN.EN2 Energy Meter | [6 empty] | 5 | 0 | [10 empty] | No | No
MC046 | Bowland Main | A001a | Store |  | MC046-L02/M005 | Bowland Main Bars 2 | EN.EN2 Energy Meter | [6 empty] | 5 | 0 | [10 empty] | No | No
MC046 | Bowland Main | A005 | Store |  | MC046-L02/M005 | Bowland Main Bars 2 | EN.EN2 Energy Meter | [6 empty] | 5 | 0 | [10 empty] | No | No
MC046 | Bowland Main |  |  |  | MC046-L02/M006 | Bowland Main Lecture 1 | EN.EN2 Energy Meter | [6 empty] | 6 | 0 | [10 empty] | No | No
MC046 | Bowland Main |  |  |  | MC046-L02/M007 | Bowland Main Lecture 2 | EN.EN2 Energy Meter | [6 empty] | 7 | 0 | [10 empty] | No | No
MC046 | Bowland Main | LA06 | Female WC |  | MC046-L02/M007 | Bowland Main Lecture 2 | EN.EN2 Energy Meter | [6 empty] | 7 | 0 | [10 empty] | No | No
MC046 | Bowland Main |  |  |  | MC046-L07/M001 | Bowland Main Flat 15 | EN.EN2 Energy Meter | [6 empty] | 1 | 0 | [10 empty] | No | No
MC046 | Bowland Main | D80 | Lobby |  | MC046-L07/M001 | Bowland Main Flat 15 | EN.EN2 Energy Meter | [6 empty] | 1 | 0 | [10 empty] | No | No
MC046 | Bowland Main | D81 | . |  | MC046-L07/M001 | Bowland Main Flat 15 | EN.EN2 Energy Meter | [6 empty] | 1 | 0 | [10 empty] | No | No
MC046 | Bowland Main | D82 | Kitchen |  | MC046-L07/M001 | Bowland Main Flat 15 | EN.EN2 Energy Meter | [6 empty] | 1 | 0 | [10 empty] | No | No
MC046 | Bowland Main | D83 | Lounge |  | MC046-L07/M001 | Bowland Main Flat 15 | EN.EN2 Energy Meter | [6 empty] | 1 | 0 | [10 empty] | No | No
MC046 | Bowland Main | D84 | Bedroom |  | MC046-L07/M001 | Bowland Main Flat 15 | EN.EN2 Energy Meter | [6 empty] | 1 | 0 | [10 empty] | No | No
MC046 | Bowland Main |  |  |  | MC046-L07/M002 | Bowland Main Flat 16 | EN.EN2 Energy Meter | [6 empty] | 2 | 0 | [10 empty] | No | No
MC046 | Bowland Main | D86 | Lobby |  | MC046-L07/M002 | Bowland Main Flat 16 | EN.EN2 Energy Meter | [6 empty] | 2 | 0 | [10 empty] | No | No
MC046 | Bowland Main | D87 | Kichen/Lounge |  | MC046-L07/M002 | Bowland Main Flat 16 | EN.EN2 Energy Meter | [6 empty] | 2 | 0 | [10 empty] | No | No
MC046 | Bowland Main | D88 | . |  | MC046-L07/M002 | Bowland Main Flat 16 | EN.EN2 Energy Meter | [6 empty] | 2 | 0 | [10 empty] | No | No
MC046 | Bowland Main | D89 | Bedroom |  | MC046-L07/M002 | Bowland Main Flat 16 | EN.EN2 Energy Meter | [6 empty] | 2 | 0 | [10 empty] | No | No
MC046 | Bowland Main |  |  |  | MC046-L07/M003 | Bowland Main Flat 17 | EN.EN2 Energy Meter | [6 empty] | 3 | 0 | [10 empty] | No | No
MC046 | Bowland Main | D90 | Lobby |  | MC046-L07/M003 | Bowland Main Flat 17 | EN.EN2 Energy Meter | [6 empty] | 3 | 0 | [10 empty] | No | No
MC046 | Bowland Main | D91 | WC/ Bath |  | MC046-L07/M003 | Bowland Main Flat 17 | EN.EN2 Energy Meter | [6 empty] | 3 | 0 | [10 empty] | No | No
MC046 | Bowland Main | D92 | Kitchen |  | MC046-L07/M003 | Bowland Main Flat 17 | EN.EN2 Energy Meter | [6 empty] | 3 | 0 | [10 empty] | No | No
MC046 | Bowland Main | D93 | Lounge |  | MC046-L07/M003 | Bowland Main Flat 17 | EN.EN2 Energy Meter | [6 empty] | 3 | 0 | [10 empty] | No | No
MC046 | Bowland Main | D94 | Bedroom |  | MC046-L07/M003 | Bowland Main Flat 17 | EN.EN2 Energy Meter | [6 empty] | 3 | 0 | [10 empty] | No | No
MC046 | Bowland Main |  |  |  | MC046-L07/M004 | Bowland Main Flat 15-16-17-Landlord | EN.EN2 Energy Meter | [6 empty] | 4 | 0 | [10 empty] | No | No
MC046 | Bowland Main |  |  |  | MC046-L07/M005 | Bowland Main DB C1 NE | EN.EN2 Energy Meter | [6 empty] | 5 | 0 | [10 empty] | No | No
MC046 | Bowland Main | C158 | Bedroom |  | MC046-L07/M005 | Bowland Main DB C1 NE | EN.EN2 Energy Meter | [6 empty] | 5 | 0 | [10 empty] | No | No
MC046 | Bowland Main | C170 | Bedroom |  | MC046-L07/M005 | Bowland Main DB C1 NE | EN.EN2 Energy Meter | [6 empty] | 5 | 0 | [10 empty] | No | No
MC046 | Bowland Main | C172 | Bedroom |  | MC046-L07/M005 | Bowland Main DB C1 NE | EN.EN2 Energy Meter | [6 empty] | 5 | 0 | [10 empty] | No | No
MC046 | Bowland Main | C174 | Bedroom |  | MC046-L07/M005 | Bowland Main DB C1 NE | EN.EN2 Energy Meter | [6 empty] | 5 | 0 | [10 empty] | No | No
MC046 | Bowland Main | C159 | Kitchen |  | MC046-L07/M005 | Bowland Main DB C1 NE | EN.EN2 Energy Meter | [6 empty] | 5 | 0 | [10 empty] | No | No
MC046 | Bowland Main | C160 | Bedroom |  | MC046-L07/M005 | Bowland Main DB C1 NE | EN.EN2 Energy Meter | [6 empty] | 5 | 0 | [10 empty] | No | No
MC046 | Bowland Main | C162 | Bedroom |  | MC046-L07/M005 | Bowland Main DB C1 NE | EN.EN2 Energy Meter | [6 empty] | 5 | 0 | [10 empty] | No | No
MC046 | Bowland Main | C164 | Bedroom |  | MC046-L07/M005 | Bowland Main DB C1 NE | EN.EN2 Energy Meter | [6 empty] | 5 | 0 | [10 empty] | No | No
MC046 | Bowland Main | C166 | Bedroom |  | MC046-L07/M005 | Bowland Main DB C1 NE | EN.EN2 Energy Meter | [6 empty] | 5 | 0 | [10 empty] | No | No
MC046 | Bowland Main | C168 | Bedroom |  | MC046-L07/M005 | Bowland Main DB C1 NE | EN.EN2 Energy Meter | [6 empty] | 5 | 0 | [10 empty] | No | No
MC046 | Bowland Main |  |  |  | MC046-L07/M006 | Bowland Main DB C2 NE | EN.EN2 Energy Meter | [6 empty] | 6 | 0 | [10 empty] | No | No
MC046 | Bowland Main | C158 | Bedroom |  | MC046-L07/M006 | Bowland Main DB C2 NE | EN.EN2 Energy Meter | [6 empty] | 6 | 0 | [10 empty] | No | No
MC046 | Bowland Main | C159 | Kitchen |  | MC046-L07/M006 | Bowland Main DB C2 NE | EN.EN2 Energy Meter | [6 empty] | 6 | 0 | [10 empty] | No | No
MC046 | Bowland Main | C160 | Bedroom |  | MC046-L07/M006 | Bowland Main DB C2 NE | EN.EN2 Energy Meter | [6 empty] | 6 | 0 | [10 empty] | No | No
MC046 | Bowland Main | C162 | Bedroom |  | MC046-L07/M006 | Bowland Main DB C2 NE | EN.EN2 Energy Meter | [6 empty] | 6 | 0 | [10 empty] | No | No
MC046 | Bowland Main | C174 | Bedroom |  | MC046-L07/M006 | Bowland Main DB C2 NE | EN.EN2 Energy Meter | [6 empty] | 6 | 0 | [10 empty] | No | No
MC046 | Bowland Main | C175 | Kitchen |  | MC046-L07/M006 | Bowland Main DB C2 NE | EN.EN2 Energy Meter | [6 empty] | 6 | 0 | [10 empty] | No | No
MC046 | Bowland Main | C176 | Bedroom |  | MC046-L07/M006 | Bowland Main DB C2 NE | EN.EN2 Energy Meter | [6 empty] | 6 | 0 | [10 empty] | No | No
MC046 | Bowland Main | C178 | Shower |  | MC046-L07/M006 | Bowland Main DB C2 NE | EN.EN2 Energy Meter | [6 empty] | 6 | 0 | [10 empty] | No | No
MC046 | Bowland Main | C179 | Shower |  | MC046-L07/M006 | Bowland Main DB C2 NE | EN.EN2 Energy Meter | [6 empty] | 6 | 0 | [10 empty] | No | No
MC046 | Bowland Main | C180 | Shower |  | MC046-L07/M006 | Bowland Main DB C2 NE | EN.EN2 Energy Meter | [6 empty] | 6 | 0 | [10 empty] | No | No
MC046 | Bowland Main | C164 | Bedroom |  | MC046-L07/M006 | Bowland Main DB C2 NE | EN.EN2 Energy Meter | [6 empty] | 6 | 0 | [10 empty] | No | No
MC046 | Bowland Main | C166 | Bedroom |  | MC046-L07/M006 | Bowland Main DB C2 NE | EN.EN2 Energy Meter | [6 empty] | 6 | 0 | [10 empty] | No | No
MC046 | Bowland Main | C168 | Bedroom |  | MC046-L07/M006 | Bowland Main DB C2 NE | EN.EN2 Energy Meter | [6 empty] | 6 | 0 | [10 empty] | No | No
MC046 | Bowland Main | C170 | Bedroom |  | MC046-L07/M006 | Bowland Main DB C2 NE | EN.EN2 Energy Meter | [6 empty] | 6 | 0 | [10 empty] | No | No
MC046 | Bowland Main | C172 | Bedroom |  | MC046-L07/M006 | Bowland Main DB C2 NE | EN.EN2 Energy Meter | [6 empty] | 6 | 0 | [10 empty] | No | No
MC046 | Bowland Main | C173 | Bedroom |  | MC046-L07/M006 | Bowland Main DB C2 NE | EN.EN2 Energy Meter | [6 empty] | 6 | 0 | [10 empty] | No | No
MC046 | Bowland Main |  |  |  | MC046-L07/M007 | Bowland Main DB B1 NE | EN.EN2 Energy Meter | [6 empty] | 7 | 0 | [10 empty] | No | No
MC046 | Bowland Main | B130 | Female WC |  | MC046-L07/M007 | Bowland Main DB B1 NE | EN.EN2 Energy Meter | [6 empty] | 7 | 0 | [10 empty] | No | No
MC046 | Bowland Main | B131 | Office |  | MC046-L07/M007 | Bowland Main DB B1 NE | EN.EN2 Energy Meter | [6 empty] | 7 | 0 | [10 empty] | No | No
MC046 | Bowland Main | B132 | Office |  | MC046-L07/M007 | Bowland Main DB B1 NE | EN.EN2 Energy Meter | [6 empty] | 7 | 0 | [10 empty] | No | No
MC046 | Bowland Main | B149 | Office |  | MC046-L07/M007 | Bowland Main DB B1 NE | EN.EN2 Energy Meter | [6 empty] | 7 | 0 | [10 empty] | No | No
MC046 | Bowland Main | B150 | Office |  | MC046-L07/M007 | Bowland Main DB B1 NE | EN.EN2 Energy Meter | [6 empty] | 7 | 0 | [10 empty] | No | No
MC046 | Bowland Main | B151 | Office |  | MC046-L07/M007 | Bowland Main DB B1 NE | EN.EN2 Energy Meter | [6 empty] | 7 | 0 | [10 empty] | No | No
MC046 | Bowland Main | B152 | Office |  | MC046-L07/M007 | Bowland Main DB B1 NE | EN.EN2 Energy Meter | [6 empty] | 7 | 0 | [10 empty] | No | No
MC046 | Bowland Main | B153 | Meeting Room |  | MC046-L07/M007 | Bowland Main DB B1 NE | EN.EN2 Energy Meter | [6 empty] | 7 | 0 | [10 empty] | No | No
MC046 | Bowland Main | B143 | Office |  | MC046-L07/M007 | Bowland Main DB B1 NE | EN.EN2 Energy Meter | [6 empty] | 7 | 0 | [10 empty] | No | No
MC046 | Bowland Main | B144 | Office |  | MC046-L07/M007 | Bowland Main DB B1 NE | EN.EN2 Energy Meter | [6 empty] | 7 | 0 | [10 empty] | No | No
MC046 | Bowland Main | B145 | Office |  | MC046-L07/M007 | Bowland Main DB B1 NE | EN.EN2 Energy Meter | [6 empty] | 7 | 0 | [10 empty] | No | No
MC046 | Bowland Main | B146 | Office |  | MC046-L07/M007 | Bowland Main DB B1 NE | EN.EN2 Energy Meter | [6 empty] | 7 | 0 | [10 empty] | No | No
MC046 | Bowland Main | B147 | Office |  | MC046-L07/M007 | Bowland Main DB B1 NE | EN.EN2 Energy Meter | [6 empty] | 7 | 0 | [10 empty] | No | No
MC046 | Bowland Main | B148 | Office |  | MC046-L07/M007 | Bowland Main DB B1 NE | EN.EN2 Energy Meter | [6 empty] | 7 | 0 | [10 empty] | No | No
MC046 | Bowland Main | B133 | Office |  | MC046-L07/M007 | Bowland Main DB B1 NE | EN.EN2 Energy Meter | [6 empty] | 7 | 0 | [10 empty] | No | No
MC046 | Bowland Main | B135 | Office |  | MC046-L07/M007 | Bowland Main DB B1 NE | EN.EN2 Energy Meter | [6 empty] | 7 | 0 | [10 empty] | No | No
MC046 | Bowland Main | B136 | Office |  | MC046-L07/M007 | Bowland Main DB B1 NE | EN.EN2 Energy Meter | [6 empty] | 7 | 0 | [10 empty] | No | No
MC046 | Bowland Main | B137 | Meeting Room |  | MC046-L07/M007 | Bowland Main DB B1 NE | EN.EN2 Energy Meter | [6 empty] | 7 | 0 | [10 empty] | No | No
MC046 | Bowland Main | B141 | Office |  | MC046-L07/M007 | Bowland Main DB B1 NE | EN.EN2 Energy Meter | [6 empty] | 7 | 0 | [10 empty] | No | No
MC046 | Bowland Main | B142 | Office |  | MC046-L07/M007 | Bowland Main DB B1 NE | EN.EN2 Energy Meter | [6 empty] | 7 | 0 | [10 empty] | No | No
MC046 | Bowland Main |  |  |  | MC046-L07/M008 | Bowland Main DB B2 NE | EN.EN2 Energy Meter | [6 empty] | 8 | 0 | [10 empty] | No | No
MC046 | Bowland Main | B130 | Female WC |  | MC046-L07/M008 | Bowland Main DB B2 NE | EN.EN2 Energy Meter | [6 empty] | 8 | 0 | [10 empty] | No | No
MC046 | Bowland Main | B153 | Meeting Room |  | MC046-L07/M008 | Bowland Main DB B2 NE | EN.EN2 Energy Meter | [6 empty] | 8 | 0 | [10 empty] | No | No
MC046 | Bowland Main | B147 | Office |  | MC046-L07/M008 | Bowland Main DB B2 NE | EN.EN2 Energy Meter | [6 empty] | 8 | 0 | [10 empty] | No | No
MC046 | Bowland Main | B148 | Office |  | MC046-L07/M008 | Bowland Main DB B2 NE | EN.EN2 Energy Meter | [6 empty] | 8 | 0 | [10 empty] | No | No
MC046 | Bowland Main | B149 | Office |  | MC046-L07/M008 | Bowland Main DB B2 NE | EN.EN2 Energy Meter | [6 empty] | 8 | 0 | [10 empty] | No | No
MC046 | Bowland Main | B150 | Office |  | MC046-L07/M008 | Bowland Main DB B2 NE | EN.EN2 Energy Meter | [6 empty] | 8 | 0 | [10 empty] | No | No
MC046 | Bowland Main | B151 | Office |  | MC046-L07/M008 | Bowland Main DB B2 NE | EN.EN2 Energy Meter | [6 empty] | 8 | 0 | [10 empty] | No | No
MC046 | Bowland Main | B152 | Office |  | MC046-L07/M008 | Bowland Main DB B2 NE | EN.EN2 Energy Meter | [6 empty] | 8 | 0 | [10 empty] | No | No
MC046 | Bowland Main | B141 | Office |  | MC046-L07/M008 | Bowland Main DB B2 NE | EN.EN2 Energy Meter | [6 empty] | 8 | 0 | [10 empty] | No | No
MC046 | Bowland Main | B142 | Office |  | MC046-L07/M008 | Bowland Main DB B2 NE | EN.EN2 Energy Meter | [6 empty] | 8 | 0 | [10 empty] | No | No
MC046 | Bowland Main | B143 | Office |  | MC046-L07/M008 | Bowland Main DB B2 NE | EN.EN2 Energy Meter | [6 empty] | 8 | 0 | [10 empty] | No | No
MC046 | Bowland Main | B144 | Office |  | MC046-L07/M008 | Bowland Main DB B2 NE | EN.EN2 Energy Meter | [6 empty] | 8 | 0 | [10 empty] | No | No
MC046 | Bowland Main | B145 | Office |  | MC046-L07/M008 | Bowland Main DB B2 NE | EN.EN2 Energy Meter | [6 empty] | 8 | 0 | [10 empty] | No | No
MC046 | Bowland Main | B146 | Office |  | MC046-L07/M008 | Bowland Main DB B2 NE | EN.EN2 Energy Meter | [6 empty] | 8 | 0 | [10 empty] | No | No
MC046 | Bowland Main | B131 | Office |  | MC046-L07/M008 | Bowland Main DB B2 NE | EN.EN2 Energy Meter | [6 empty] | 8 | 0 | [10 empty] | No | No
MC046 | Bowland Main | B132 | Office |  | MC046-L07/M008 | Bowland Main DB B2 NE | EN.EN2 Energy Meter | [6 empty] | 8 | 0 | [10 empty] | No | No
MC046 | Bowland Main | B133 | Office |  | MC046-L07/M008 | Bowland Main DB B2 NE | EN.EN2 Energy Meter | [6 empty] | 8 | 0 | [10 empty] | No | No
MC046 | Bowland Main | B135 | Office |  | MC046-L07/M008 | Bowland Main DB B2 NE | EN.EN2 Energy Meter | [6 empty] | 8 | 0 | [10 empty] | No | No
MC046 | Bowland Main | B136 | Office |  | MC046-L07/M008 | Bowland Main DB B2 NE | EN.EN2 Energy Meter | [6 empty] | 8 | 0 | [10 empty] | No | No
MC046 | Bowland Main | B137 | Meeting Room |  | MC046-L07/M008 | Bowland Main DB B2 NE | EN.EN2 Energy Meter | [6 empty] | 8 | 0 | [10 empty] | No | No
MC046 | Bowland Main |  |  |  | MC046-L11/M001 | Bowland Main Flat 4-5-6-7-Landlord | EN.EN2 Energy Meter | [6 empty] | 1 | 0 | [10 empty] | No | No
MC046 | Bowland Main |  |  |  | MC046-L11/M002 | Bowland Main DB C1 SW | EN.EN2 Energy Meter | [6 empty] | 2 | 0 | [10 empty] | No | No
MC046 | Bowland Main |  |  |  | MC046-L11/M003 | Bowland Main DB C2 SW | EN.EN2 Energy Meter | [6 empty] | 3 | 0 | [10 empty] | No | No
MC046 | Bowland Main |  |  |  | MC046-L11/M004 | Bowland Main Flat 4 | EN.EN2 Energy Meter | [6 empty] | 4 | 0 | [10 empty] | No | No
MC046 | Bowland Main |  |  |  | MC046-L11/M005 | Bowland Main Flat 5 | EN.EN2 Energy Meter | [6 empty] | 5 | 0 | [10 empty] | No | No
MC046 | Bowland Main |  |  |  | MC046-L11/M006 | Bowland Main Flat 6 | EN.EN2 Energy Meter | [6 empty] | 6 | 0 | [10 empty] | No | No
MC046 | Bowland Main |  |  |  | MC046-L11/M007 | Bowland Main Flat 7 | EN.EN2 Energy Meter | [6 empty] | 7 | 0 | [10 empty] | No | No
MC046 | Bowland Main |  |  |  | MC046-L09/M001 | Bowland Main Flat 12-13-14 Landlord | EN.EN2 Energy Meter | [6 empty] | 1 | 0 | [10 empty] | No | No
MC046 | Bowland Main | D64 | Landing |  | MC046-L09/M001 | Bowland Main Flat 12-13-14 Landlord | EN.EN2 Energy Meter | [6 empty] | 1 | 0 | [10 empty] | No | No
MC046 | Bowland Main | D67 | Bath |  | MC046-L09/M002 | Bowland Main Flat 12 | EN.EN2 Energy Meter | [6 empty] | 2 | 0 | [10 empty] | No | No
MC046 | Bowland Main | D68 | Bedroom |  | MC046-L09/M002 | Bowland Main Flat 12 | EN.EN2 Energy Meter | [6 empty] | 2 | 0 | [10 empty] | No | No
MC046 | Bowland Main |  |  |  | MC046-L09/M002 | Bowland Main Flat 12 | EN.EN2 Energy Meter | [6 empty] | 2 | 0 | [10 empty] | No | No
MC046 | Bowland Main | D65 | Lounge/Kitchen |  | MC046-L09/M002 | Bowland Main Flat 12 | EN.EN2 Energy Meter | [6 empty] | 2 | 0 | [10 empty] | No | No
MC046 | Bowland Main | D66 | Lobby |  | MC046-L09/M002 | Bowland Main Flat 12 | EN.EN2 Energy Meter | [6 empty] | 2 | 0 | [10 empty] | No | No
MC046 | Bowland Main |  |  |  | MC046-L09/M003 | Bowland Main Flat 13 | EN.EN2 Energy Meter | [6 empty] | 3 | 0 | [10 empty] | No | No
MC046 | Bowland Main | D69 | Lounge/Kitchen |  | MC046-L09/M003 | Bowland Main Flat 13 | EN.EN2 Energy Meter | [6 empty] | 3 | 0 | [10 empty] | No | No
MC046 | Bowland Main | D70 | Bath |  | MC046-L09/M003 | Bowland Main Flat 13 | EN.EN2 Energy Meter | [6 empty] | 3 | 0 | [10 empty] | No | No
MC046 | Bowland Main | D71 | Bedroom |  | MC046-L09/M003 | Bowland Main Flat 13 | EN.EN2 Energy Meter | [6 empty] | 3 | 0 | [10 empty] | No | No
MC046 | Bowland Main |  |  |  | MC046-L09/M004 | Bowland Main Flat 14 | EN.EN2 Energy Meter | [6 empty] | 4 | 0 | [10 empty] | No | No
MC046 | Bowland Main | D73 | Lobby |  | MC046-L09/M004 | Bowland Main Flat 14 | EN.EN2 Energy Meter | [6 empty] | 4 | 0 | [10 empty] | No | No
MC046 | Bowland Main | D74 | Kitchen |  | MC046-L09/M004 | Bowland Main Flat 14 | EN.EN2 Energy Meter | [6 empty] | 4 | 0 | [10 empty] | No | No
MC046 | Bowland Main | D75 | Lounge |  | MC046-L09/M004 | Bowland Main Flat 14 | EN.EN2 Energy Meter | [6 empty] | 4 | 0 | [10 empty] | No | No
MC046 | Bowland Main | D76 | Bedroom 1 |  | MC046-L09/M004 | Bowland Main Flat 14 | EN.EN2 Energy Meter | [6 empty] | 4 | 0 | [10 empty] | No | No
MC046 | Bowland Main | D77 | WC Bath |  | MC046-L09/M004 | Bowland Main Flat 14 | EN.EN2 Energy Meter | [6 empty] | 4 | 0 | [10 empty] | No | No
MC046 | Bowland Main | D78 | Bedroom 2 |  | MC046-L09/M004 | Bowland Main Flat 14 | EN.EN2 Energy Meter | [6 empty] | 4 | 0 | [10 empty] | No | No
MC046 | Bowland Main |  |  |  | MC046-L09/M005 | Bowland Main DB C1 SE | EN.EN2 Energy Meter | [6 empty] | 5 | 0 | [10 empty] | No | No
MC046 | Bowland Main |  |  |  | MC046-L09/M006 | Bowland Main DB C2 SE | EN.EN2 Energy Meter | [6 empty] | 6 | 0 | [10 empty] | No | No
MC046 | Bowland Main |  |  |  | MC046-L09/M007 | Bowland Main DB B1 SW | EN.EN2 Energy Meter | [6 empty] | 7 | 0 | [10 empty] | No | No
MC046 | Bowland Main |  |  |  | MC046-L09/M007 | Bowland Main DB B1 SW | EN.EN2 Energy Meter | [6 empty] | 7 | 0 | [10 empty] | No | No
MC046 | Bowland Main |  |  |  | MC046-L09/M008 | Bowland Main DB B2 SE | EN.EN2 Energy Meter | [6 empty] | 8 | 0 | [10 empty] | No | No
MC046 | Bowland Main |  |  |  | MC046-L09/M008 | Bowland Main DB B2 SE | EN.EN2 Energy Meter | [6 empty] | 8 | 0 | [10 empty] | No | No
MC046 | Bowland Main |  |  |  | MC046-L15/M001 | Bowland Main DB A1 NW | EN.EN2 Energy Meter | [6 empty] | 1 | 0 | [10 empty] | No | No
MC046 | Bowland Main | A40 | LUSU Office |  | MC046-L15/M001 | Bowland Main DB A1 NW | EN.EN2 Energy Meter | [6 empty] | 1 | 0 | [10 empty] | No | No
MC046 | Bowland Main |  |  |  | MC046-L15/M002 | Bowland Main DB A2 NW | EN.EN2 Energy Meter | [6 empty] | 2 | 0 | [10 empty] | No | No
MC046 | Bowland Main | A40 | LUSU Office |  | MC046-L15/M002 | Bowland Main DB A2 NW | EN.EN2 Energy Meter | [6 empty] | 2 | 0 | [10 empty] | No | No
MC046 | Bowland Main |  |  |  | MC046-L15/M003 | Bowland Main Lift NW | EN.EN2 Energy Meter | [6 empty] | 3 | 0 | [10 empty] | No | No
MC046 | Bowland Main |  |  |  | MC046-L17/M001 | Bowland Main DBLZ001 | EN.EN2 Energy Meter | [6 empty] | 1 | 0 | [10 empty] | No | No
MC046 | Bowland Main |  |  |  | MC046-L17/M002 | Learning Zone Power | EN.EN2 Energy Meter | [6 empty] | 2 | 0 | [10 empty] | No | No
MC046 | Bowland Main |  |  |  | MC046-L17/M003 | Learning Zone Lights | EN.EN2 Energy Meter | [6 empty] | 3 | 0 | [10 empty] | No | No
MC046 | Bowland Main |  |  |  | MC046-L17/M004 | Bowland Main Comms 1 | EN.EN2 Energy Meter | [6 empty] | 4 | 0 | [10 empty] | No | No
MC046 | Bowland Main |  |  |  | MC046-L05/M001 | Bowland Main | EN.EN2 Energy Meter | [6 empty] | 1 | 0 | [10 empty] | No | No
MC046 | Bowland Main |  |  |  | MC046-L05/M002 | Conference Centre | EN.EN2 Energy Meter | [6 empty] | 2 | 0 | [10 empty] | No | No
MC046 | Bowland Main |  |  |  | MC046-L05/M003 | Bowland Main | EN.EN2 Energy Meter | [6 empty] | 3 | 0 | [10 empty] | No | No
MC046 | Bowland Main |  |  |  | MC046-L06/M001 | Bowland Main | EN.EN2 Energy Meter | [6 empty] | 1 | 0 | [10 empty] | No | No
MC046 | Bowland Main | A0 | Whole Building |  | MC046-L06/M001 | Bowland Main | EN.EN2 Energy Meter | [6 empty] | 1 | 0 | [10 empty] | No | No
MC046 | Bowland Main |  |  |  | MC046-L06/M002 | Subway | EN.EN2 Energy Meter | [6 empty] | 2 | 0 | [10 empty] | Yes | No
MC046 | Bowland Main |  |  |  | MC046-L06/M003 | Subway | EN.EN2 Energy Meter | [6 empty] | 3 | 0 | [10 empty] | Yes | No
MC046 | Bowland Main |  |  |  | MC046-B01/L29 | Loop 29 | EN.EN3 Energy Sensor | [6 empty] | L29 | 0 | [10 empty] | No | No
MC046 | Bowland Main |  |  |  | MC046-B01/L3 | C2 - 45kW Loop | EN.EN3 Energy Sensor | [6 empty] | L3 | 0 | [10 empty] | No | No
MC046 | Bowland Main |  |  |  | MC046-B01/L4 | C2 - 18kW Loop | EN.EN3 Energy Sensor | [6 empty] | L4 | 0 | [10 empty] | No | No
MC046 | Bowland Main |  |  |  | MC046-B01/L6 | Loop 6 | EN.EN3 Energy Sensor | [6 empty] | L6 | 0 | [10 empty] | No | No
MC046 | Bowland Main |  |  |  | MC046-B01/L8 | Loop 8 | EN.EN3 Energy Sensor | [6 empty] | L8 | 0 | [10 empty] | No | No
MC046 | Bowland Main |  |  |  | MC046-B01/L9 | Loop 9 | EN.EN3 Energy Sensor | [6 empty] | L9 | 0 | [10 empty] | No | No
MC046 | Bowland Main |  |  |  | MC046-B01/L20 | Fan Ramp High Temp | EN.EN3 Energy Sensor | [6 empty] | L20 | 0 | [10 empty] | No | No
MC046 | Bowland Main |  |  |  | MC046-B01/L21 | Fan Ramp Co2 | EN.EN3 Energy Sensor | [6 empty] | L21 | 0 | [10 empty] | No | No
MC046 | Bowland Main |  |  |  | MC046-B01/L25 | Loop 25 | EN.EN3 Energy Sensor | [6 empty] | L25 | 0 | [10 empty] | No | No
MC046 | Bowland Main |  |  |  | MC046-B01/L26 | Loop 26 | EN.EN3 Energy Sensor | [6 empty] | L26 | 0 | [10 empty] | No | No
MC046 | Bowland Main |  |  |  | MC046-B01/L27 | Loop 27 | EN.EN3 Energy Sensor | [6 empty] | L27 | 0 | [10 empty] | No | No
MC046 | Bowland Main |  |  |  | MC046-B01/L28 | Loop 28 | EN.EN3 Energy Sensor | [6 empty] | L28 | 0 | [10 empty] | No | No
MC046 | Bowland Main |  |  |  | MC046-B01/L10 | Office VT Valve Demand | EN.EN3 Energy Sensor | [6 empty] | L10 | 0 | [10 empty] | No | No
MC046 | Bowland Main |  |  |  | MC046-B01/L11 | Loop 11 | EN.EN3 Energy Sensor | [6 empty] | L11 | 0 | [10 empty] | No | No
MC046 | Bowland Main |  |  |  | MC046-B01/L12 | Residential VT Valve Demand | EN.EN3 Energy Sensor | [6 empty] | L12 | 0 | [10 empty] | No | No
MC046 | Bowland Main |  |  |  | MC046-B01/L13 | Loop 13 | EN.EN3 Energy Sensor | [6 empty] | L13 | 0 | [10 empty] | No | No
MC046 | Bowland Main |  |  |  | MC046-B01/L19 | Fan Ramp Temp Low | EN.EN3 Energy Sensor | [6 empty] | L19 | 0 | [10 empty] | No | No
MC046 | Bowland Main |  |  |  | MC046-B01/L2 | C1 - 18kW Loop | EN.EN3 Energy Sensor | [6 empty] | L2 | 0 | [10 empty] | No | No
MC046 | Bowland Main |  |  |  | MC046-B01/K5 | LTHW Setpoint | EN.EN3 Energy Sensor | [6 empty] | K5 | 0 | [10 empty] | No | No
MC046 | Bowland Main |  |  |  | MC046-B01/K6 | LTHW DHW Transfer Temp | EN.EN3 Energy Sensor | [6 empty] | K6 | 0 | [10 empty] | No | No
MC046 | Bowland Main |  |  |  | MC046-B01/K7 | 1st stage frost protection | EN.EN3 Energy Sensor | [6 empty] | K7 | 0 | [10 empty] | No | No
MC046 | Bowland Main |  |  |  | MC046-B01/K8 | 2nd stage frost protection | EN.EN3 Energy Sensor | [6 empty] | K8 | 0 | [10 empty] | No | No
MC046 | Bowland Main |  |  |  | MC046-B01/K9 | CT Pressure Setpt | EN.EN3 Energy Sensor | [6 empty] | K9 | 0 | [10 empty] | No | No
MC046 | Bowland Main |  |  |  | MC046-B01/L1 | C1 - 45kW Loop | EN.EN3 Energy Sensor | [6 empty] | L1 | 0 | [10 empty] | No | No
MC046 | Bowland Main |  |  |  | MC046-B01/K31 | Outside air temperature eco override | EN.EN3 Energy Sensor | [6 empty] | K31 | 0 | [10 empty] | No | No
MC046 | Bowland Main |  |  |  | MC046-B01/K33 | P4 VT Pressure Setpt | EN.EN3 Energy Sensor | [6 empty] | K33 | 0 | [10 empty] | No | No
MC046 | Bowland Main |  |  |  | MC046-B01/K34 | AHU Supply Deadband | EN.EN3 Energy Sensor | [6 empty] | K34 | 0 | [10 empty] | No | No
MC046 | Bowland Main |  |  |  | MC046-B01/K35 | AHU Min Supply Level | EN.EN3 Energy Sensor | [6 empty] | K35 | 0 | [10 empty] | No | No
MC046 | Bowland Main |  |  |  | MC046-B01/K36 | AHU Max Supply Level | EN.EN3 Energy Sensor | [6 empty] | K36 | 0 | [10 empty] | No | No
MC046 | Bowland Main |  |  |  | MC046-B01/K37 | Extract delay | EN.EN3 Energy Sensor | [6 empty] | K37 | 0 | [10 empty] | No | No
MC046 | Bowland Main |  |  |  | MC046-B01/K22 | Office Room Setpt | EN.EN3 Energy Sensor | [6 empty] | K22 | 0 | [10 empty] | No | No
MC046 | Bowland Main |  |  |  | MC046-B01/K24 | P3 VT Pressure Setpt | EN.EN3 Energy Sensor | [6 empty] | K24 | 0 | [10 empty] | No | No
MC046 | Bowland Main |  |  |  | MC046-B01/K25 | Residential Room Setpt | EN.EN3 Energy Sensor | [6 empty] | K25 | 0 | [10 empty] | No | No
MC046 | Bowland Main |  |  |  | MC046-B01/K28 | Residential VT @ 0degC OS | EN.EN3 Energy Sensor | [6 empty] | K28 | 0 | [10 empty] | No | No
MC046 | Bowland Main |  |  |  | MC046-B01/K29 | Residential VT @ 20degC OS | EN.EN3 Energy Sensor | [6 empty] | K29 | 0 | [10 empty] | No | No
MC046 | Bowland Main |  |  |  | MC046-B01/K3 | Lecture Theatre SP | EN.EN3 Energy Sensor | [6 empty] | K3 | 0 | [10 empty] | No | No
MC046 | Bowland Main |  |  |  | MC046-B01/K13 | corridor offset | EN.EN3 Energy Sensor | [6 empty] | K13 | 0 | [10 empty] | No | No
MC046 | Bowland Main |  |  |  | MC046-B01/K14 | 3rd stage frost protection | EN.EN3 Energy Sensor | [6 empty] | K14 | 0 | [10 empty] | No | No
MC046 | Bowland Main |  |  |  | MC046-B01/K15 | default water setting | EN.EN3 Energy Sensor | [6 empty] | K15 | 0 | [10 empty] | No | No
MC046 | Bowland Main |  |  |  | MC046-B01/K18 | AHU Frost Coil Setpt | EN.EN3 Energy Sensor | [6 empty] | K18 | 0 | [10 empty] | No | No
MC046 | Bowland Main |  |  |  | MC046-B01/K2 | outside temp offset | EN.EN3 Energy Sensor | [6 empty] | K2 | 0 | [10 empty] | No | No
MC046 | Bowland Main |  |  |  | MC046-B01/K21 | Room Co2 Setpoint | EN.EN3 Energy Sensor | [6 empty] | K21 | 0 | [10 empty] | No | No
MC046 | Bowland Main |  |  |  | MC046-B01/I9 | P2 A Fault | EN.EN3 Energy Sensor | [6 empty] | I9 | 0 | [10 empty] | No | No
MC046 | Bowland Main |  |  |  | MC046-B01/I91 | P4 VTPump B Fail | EN.EN3 Energy Sensor | [6 empty] | I91 | 0 | [10 empty] | No | No
MC046 | Bowland Main |  |  |  | MC046-B01/K1 | Elec Heater SP | EN.EN3 Energy Sensor | [6 empty] | K1 | 0 | [10 empty] | No | No
MC046 | Bowland Main |  |  |  | MC046-B01/K10 | corridor offset | EN.EN3 Energy Sensor | [6 empty] | K10 | 0 | [10 empty] | No | No
MC046 | Bowland Main |  |  |  | MC046-B01/K11 | Office VT @ 0degC OS | EN.EN3 Energy Sensor | [6 empty] | K11 | 0 | [10 empty] | No | No
MC046 | Bowland Main |  |  |  | MC046-B01/K12 | Office VT @ 20degC OS | EN.EN3 Energy Sensor | [6 empty] | K12 | 0 | [10 empty] | No | No
MC046 | Bowland Main |  |  |  | MC046-B01/I76 | P2 Pump B Fail | EN.EN3 Energy Sensor | [6 empty] | I76 | 0 | [10 empty] | No | No
MC046 | Bowland Main |  |  |  | MC046-B01/i8 | P1 Flow switch | EN.EN3 Energy Sensor | [6 empty] | i8 | 0 | [10 empty] | No | No
MC046 | Bowland Main |  |  |  | MC046-B01/I81 | P3 VTPump A Fail | EN.EN3 Energy Sensor | [6 empty] | I81 | 0 | [10 empty] | No | No
MC046 | Bowland Main |  |  |  | MC046-B01/I84 | P3 VTPump B Fail | EN.EN3 Energy Sensor | [6 empty] | I84 | 0 | [10 empty] | No | No
MC046 | Bowland Main |  |  |  | MC046-B01/I88 | P4 VTPump A Fail | EN.EN3 Energy Sensor | [6 empty] | I88 | 0 | [10 empty] | No | No
MC046 | Bowland Main |  |  |  | MC046-B01/I66 | P2 Pump A Fail | EN.EN3 Energy Sensor | [6 empty] | I66 | 0 | [10 empty] | No | No
MC046 | Bowland Main |  |  |  | MC046-B01/I68 | AHU1 Supply Flow Fail | EN.EN3 Energy Sensor | [6 empty] | I68 | 0 | [10 empty] | No | No
MC046 | Bowland Main |  |  |  | MC046-B01/I7 | Mod 7 - 4Ui | EN.EN3 Energy Sensor | [6 empty] | I7 | 0 | [10 empty] | No | No
MC046 | Bowland Main |  |  |  | MC046-B01/I71 | P1 Pump A Fail | EN.EN3 Energy Sensor | [6 empty] | I71 | 0 | [10 empty] | No | No
MC046 | Bowland Main |  |  |  | MC046-B01/I74 | P1 Pump B Fail | EN.EN3 Energy Sensor | [6 empty] | I74 | 0 | [10 empty] | No | No
MC046 | Bowland Main |  |  |  | MC046-B01/I56 | DHW Enabled | EN.EN3 Energy Sensor | [6 empty] | I56 | 0 | [10 empty] | No | No
MC046 | Bowland Main |  |  |  | MC046-B01/I57 | DHW Sec Enable | EN.EN3 Energy Sensor | [6 empty] | I57 | 0 | [10 empty] | No | No
MC046 | Bowland Main |  |  |  | MC046-B01/I58 | Rycroft Unit 1 working | EN.EN3 Energy Sensor | [6 empty] | I58 | 0 | [10 empty] | No | No
MC046 | Bowland Main |  |  |  | MC046-B01/I59 | Rycroft Unit 2 working | EN.EN3 Energy Sensor | [6 empty] | I59 | 0 | [10 empty] | No | No
MC046 | Bowland Main |  |  |  | MC046-B01/i6 | Cal 1 18kw On | EN.EN3 Energy Sensor | [6 empty] | i6 | 0 | [10 empty] | No | No
MC046 | Bowland Main |  |  |  | MC046-B01/I50 | Spare | EN.EN3 Energy Sensor | [6 empty] | I50 | 0 | [10 empty] | No | No
MC046 | Bowland Main |  |  |  | MC046-B01/I51 | Spare | EN.EN3 Energy Sensor | [6 empty] | I51 | 0 | [10 empty] | No | No
MC046 | Bowland Main |  |  |  | MC046-B01/I52 | MCC Electric Meter | EN.EN3 Energy Sensor | [6 empty] | I52 | 0 | [10 empty] | No | No
MC046 | Bowland Main |  |  |  | MC046-B01/I53 | BAR Heat Meter | EN.EN3 Energy Sensor | [6 empty] | I53 | 0 | [10 empty] | No | No
MC046 | Bowland Main |  |  |  | MC046-B01/I54 | DHW Pump Fault | EN.EN3 Energy Sensor | [6 empty] | I54 | 0 | [10 empty] | No | No
MC046 | Bowland Main |  |  |  | MC046-B01/I55 | Cal 2 18KW | EN.EN3 Energy Sensor | [6 empty] | I55 | 0 | [10 empty] | No | No
MC046 | Bowland Main |  |  |  | MC046-B01/I46 | AHU Supply Fan Flow | EN.EN3 Energy Sensor | [6 empty] | I46 | 0 | [10 empty] | No | No
MC046 | Bowland Main |  |  |  | MC046-B01/I47 | Extract Fan 1 Fault | EN.EN3 Energy Sensor | [6 empty] | I47 | 0 | [10 empty] | No | No
MC046 | Bowland Main |  |  |  | MC046-B01/I48 | Extract Fan 2 Fault | EN.EN3 Energy Sensor | [6 empty] | I48 | 0 | [10 empty] | No | No
MC046 | Bowland Main |  |  |  | MC046-B01/I49 | AHU Frost | EN.EN3 Energy Sensor | [6 empty] | I49 | 0 | [10 empty] | No | No
MC046 | Bowland Main |  |  |  | MC046-B01/I5 | Mod 5 - 8Ui | EN.EN3 Energy Sensor | [6 empty] | I5 | 0 | [10 empty] | No | No
MC046 | Bowland Main |  |  |  | MC046-B01/I40 | Level B AC Unit 2 Fault | EN.EN3 Energy Sensor | [6 empty] | I40 | 0 | [10 empty] | No | No
MC046 | Bowland Main |  |  |  | MC046-B01/I41 | Level C Lift Fault | EN.EN3 Energy Sensor | [6 empty] | I41 | 0 | [10 empty] | No | No
MC046 | Bowland Main |  |  |  | MC046-B01/I42 | Level D Lift Fault | EN.EN3 Energy Sensor | [6 empty] | I42 | 0 | [10 empty] | No | No
MC046 | Bowland Main |  |  |  | MC046-B01/I43 | AHU Panel Filter | EN.EN3 Energy Sensor | [6 empty] | I43 | 0 | [10 empty] | No | No
MC046 | Bowland Main |  |  |  | MC046-B01/I44 | AHU Bag Filter | EN.EN3 Energy Sensor | [6 empty] | I44 | 0 | [10 empty] | No | No
MC046 | Bowland Main |  |  |  | MC046-B01/I45 | AHU Supply Fan Fault | EN.EN3 Energy Sensor | [6 empty] | I45 | 0 | [10 empty] | No | No
MC046 | Bowland Main |  |  |  | MC046-B01/I36 | Level C Toilet EF04 | EN.EN3 Energy Sensor | [6 empty] | I36 | 0 | [10 empty] | No | No
MC046 | Bowland Main |  |  |  | MC046-B01/I37 | Level C EF05 | EN.EN3 Energy Sensor | [6 empty] | I37 | 0 | [10 empty] | No | No
MC046 | Bowland Main |  |  |  | MC046-B01/I38 | Level C EF06 | EN.EN3 Energy Sensor | [6 empty] | I38 | 0 | [10 empty] | No | No
MC046 | Bowland Main |  |  |  | MC046-B01/I39 | Level B AC Unit 1 Fault | EN.EN3 Energy Sensor | [6 empty] | I39 | 0 | [10 empty] | No | No
MC046 | Bowland Main |  |  |  | MC046-B01/I4 | Mod 4 - 8Ui | EN.EN3 Energy Sensor | [6 empty] | I4 | 0 | [10 empty] | No | No
MC046 | Bowland Main |  |  |  | MC046-B01/I30 | Level A EF02 | EN.EN3 Energy Sensor | [6 empty] | I30 | 0 | [10 empty] | No | No
MC046 | Bowland Main |  |  |  | MC046-B01/I31 | Level B EF01 | EN.EN3 Energy Sensor | [6 empty] | I31 | 0 | [10 empty] | No | No
MC046 | Bowland Main |  |  |  | MC046-B01/I32 | Level B EF02 | EN.EN3 Energy Sensor | [6 empty] | I32 | 0 | [10 empty] | No | No
MC046 | Bowland Main |  |  |  | MC046-B01/I33 | Level C EF01 | EN.EN3 Energy Sensor | [6 empty] | I33 | 0 | [10 empty] | No | No
MC046 | Bowland Main |  |  |  | MC046-B01/I34 | Level C EF02 | EN.EN3 Energy Sensor | [6 empty] | I34 | 0 | [10 empty] | No | No
MC046 | Bowland Main |  |  |  | MC046-B01/I35 | Level C EF03 | EN.EN3 Energy Sensor | [6 empty] | I35 | 0 | [10 empty] | No | No
MC046 | Bowland Main |  |  |  | MC046-B01/I26 | CAL2_45kW Thy Fault | EN.EN3 Energy Sensor | [6 empty] | I26 | 0 | [10 empty] | No | No
MC046 | Bowland Main |  |  |  | MC046-B01/I27 | CAL1_Thyristor18kW | EN.EN3 Energy Sensor | [6 empty] | I27 | 0 | [10 empty] | No | No
MC046 | Bowland Main |  |  |  | MC046-B01/I28 | DHW Secondary Pump Fault | EN.EN3 Energy Sensor | [6 empty] | I28 | 0 | [10 empty] | No | No
MC046 | Bowland Main |  |  |  | MC046-B01/I29 | Level A EF01 | EN.EN3 Energy Sensor | [6 empty] | I29 | 0 | [10 empty] | No | No
MC046 | Bowland Main |  |  |  | MC046-B01/i3 | P1 A Fault | EN.EN3 Energy Sensor | [6 empty] | i3 | 0 | [10 empty] | No | No
MC046 | Bowland Main |  |  |  | MC046-B01/I20 | CAL2_Rycroft Com Fault | EN.EN3 Energy Sensor | [6 empty] | I20 | 0 | [10 empty] | No | No
MC046 | Bowland Main |  |  |  | MC046-B01/I21 | CAL2 PHE OvHeat Fault | EN.EN3 Energy Sensor | [6 empty] | I21 | 0 | [10 empty] | No | No
MC046 | Bowland Main |  |  |  | MC046-B01/I22 | CAL1_Cyl OvTemp | EN.EN3 Energy Sensor | [6 empty] | I22 | 0 | [10 empty] | No | No
MC046 | Bowland Main |  |  |  | MC046-B01/I23 | CAL1_45kW Thy Fault | EN.EN3 Energy Sensor | [6 empty] | I23 | 0 | [10 empty] | No | No
MC046 | Bowland Main |  |  |  | MC046-B01/I24 | CAL1_18kW Thy Fault | EN.EN3 Energy Sensor | [6 empty] | I24 | 0 | [10 empty] | No | No
MC046 | Bowland Main |  |  |  | MC046-B01/I25 | CAL2_Cyl OvHeat | EN.EN3 Energy Sensor | [6 empty] | I25 | 0 | [10 empty] | No | No
MC046 | Bowland Main |  |  |  | MC046-B01/I16 | P4 B Fault | EN.EN3 Energy Sensor | [6 empty] | I16 | 0 | [10 empty] | No | No
MC046 | Bowland Main |  |  |  | MC046-B01/I17 | P4 Flow switch | EN.EN3 Energy Sensor | [6 empty] | I17 | 0 | [10 empty] | No | No
MC046 | Bowland Main |  |  |  | MC046-B01/I18 | CAL1 Rycroft OvTemp | EN.EN3 Energy Sensor | [6 empty] | I18 | 0 | [10 empty] | No | No
MC046 | Bowland Main |  |  |  | MC046-B01/I19 | CAL1_Rycroft Com Fault | EN.EN3 Energy Sensor | [6 empty] | I19 | 0 | [10 empty] | No | No
MC046 | Bowland Main |  |  |  | MC046-B01/I2 | Mod 2 - 8Ui | EN.EN3 Energy Sensor | [6 empty] | I2 | 0 | [10 empty] | No | No
MC046 | Bowland Main |  |  |  | MC046-B01/I10 | P2 B Fault | EN.EN3 Energy Sensor | [6 empty] | I10 | 0 | [10 empty] | No | No
MC046 | Bowland Main |  |  |  | MC046-B01/I11 | P2 Flow switch | EN.EN3 Energy Sensor | [6 empty] | I11 | 0 | [10 empty] | No | No
MC046 | Bowland Main |  |  |  | MC046-B01/I12 | P3 A Fault | EN.EN3 Energy Sensor | [6 empty] | I12 | 0 | [10 empty] | No | No
MC046 | Bowland Main |  |  |  | MC046-B01/I13 | P3 B Fault | EN.EN3 Energy Sensor | [6 empty] | I13 | 0 | [10 empty] | No | No
MC046 | Bowland Main |  |  |  | MC046-B01/I14 | P3 Flow switch | EN.EN3 Energy Sensor | [6 empty] | I14 | 0 | [10 empty] | No | No
MC046 | Bowland Main |  |  |  | MC046-B01/I15 | P4 A Fault | EN.EN3 Energy Sensor | [6 empty] | I15 | 0 | [10 empty] | No | No
MC046 | Bowland Main |  |  |  | MC046-B01/G96 | Logic 96 | EN.EN3 Energy Sensor | [6 empty] | G96 | 0 | [10 empty] | No | No
MC046 | Bowland Main |  |  |  | MC046-B01/G97 | P1 Pump A Reqd | EN.EN3 Energy Sensor | [6 empty] | G97 | 0 | [10 empty] | No | No
MC046 | Bowland Main |  |  |  | MC046-B01/G98 | Logic 98 | EN.EN3 Energy Sensor | [6 empty] | G98 | 0 | [10 empty] | No | No
MC046 | Bowland Main |  |  |  | MC046-B01/G99 | P1 Pumps Go | EN.EN3 Energy Sensor | [6 empty] | G99 | 0 | [10 empty] | No | No
MC046 | Bowland Main |  |  |  | MC046-B01/I1 | Mod 1 - 8Ao | EN.EN3 Energy Sensor | [6 empty] | I1 | 0 | [10 empty] | No | No
MC046 | Bowland Main |  |  |  | MC046-B01/G90 | EF 2 Required | EN.EN3 Energy Sensor | [6 empty] | G90 | 0 | [10 empty] | No | No
MC046 | Bowland Main |  |  |  | MC046-B01/G91 | Logic 91 | EN.EN3 Energy Sensor | [6 empty] | G91 | 0 | [10 empty] | No | No
MC046 | Bowland Main |  |  |  | MC046-B01/G92 | Logic 92 | EN.EN3 Energy Sensor | [6 empty] | G92 | 0 | [10 empty] | No | No
MC046 | Bowland Main |  |  |  | MC046-B01/G93 | P1 Pump B Reqd | EN.EN3 Energy Sensor | [6 empty] | G93 | 0 | [10 empty] | No | No
MC046 | Bowland Main |  |  |  | MC046-B01/G94 | Logic 94 | EN.EN3 Energy Sensor | [6 empty] | G94 | 0 | [10 empty] | No | No
MC046 | Bowland Main |  |  |  | MC046-B01/G95 | Logic 95 | EN.EN3 Energy Sensor | [6 empty] | G95 | 0 | [10 empty] | No | No
MC046 | Bowland Main |  |  |  | MC046-B01/G85 | Change duty | EN.EN3 Energy Sensor | [6 empty] | G85 | 0 | [10 empty] | No | No
MC046 | Bowland Main |  |  |  | MC046-B01/G86 | Logic 86 | EN.EN3 Energy Sensor | [6 empty] | G86 | 0 | [10 empty] | No | No
MC046 | Bowland Main |  |  |  | MC046-B01/G87 | EF 01 Duty | EN.EN3 Energy Sensor | [6 empty] | G87 | 0 | [10 empty] | No | No
MC046 | Bowland Main |  |  |  | MC046-B01/G88 | EF 02 Duty | EN.EN3 Energy Sensor | [6 empty] | G88 | 0 | [10 empty] | No | No
MC046 | Bowland Main |  |  |  | MC046-B01/G89 | EF 1 required | EN.EN3 Energy Sensor | [6 empty] | G89 | 0 | [10 empty] | No | No
MC046 | Bowland Main |  |  |  | MC046-B01/G9 | Immersion heater hours run | EN.EN3 Energy Sensor | [6 empty] | G9 | 0 | [10 empty] | No | No
MC046 | Bowland Main |  |  |  | MC046-B01/G8 | Immersion heater hours run | EN.EN3 Energy Sensor | [6 empty] | G8 | 0 | [10 empty] | No | No
MC046 | Bowland Main |  |  |  | MC046-B01/G80 | Logic 80 | EN.EN3 Energy Sensor | [6 empty] | G80 | 0 | [10 empty] | No | No
MC046 | Bowland Main |  |  |  | MC046-B01/G81 | AHU &amp; EF01-02 | EN.EN3 Energy Sensor | [6 empty] | G81 | 0 | [10 empty] | No | No
MC046 | Bowland Main |  |  |  | MC046-B01/G82 | AHU Required | EN.EN3 Energy Sensor | [6 empty] | G82 | 0 | [10 empty] | No | No
MC046 | Bowland Main |  |  |  | MC046-B01/G83 | Logic 83 | EN.EN3 Energy Sensor | [6 empty] | G83 | 0 | [10 empty] | No | No
MC046 | Bowland Main |  |  |  | MC046-B01/G84 | AHU | EN.EN3 Energy Sensor | [6 empty] | G84 | 0 | [10 empty] | No | No
MC046 | Bowland Main |  |  |  | MC046-B01/G74 | 2nd Stage Frost Active | EN.EN3 Energy Sensor | [6 empty] | G74 | 0 | [10 empty] | No | No
MC046 | Bowland Main |  |  |  | MC046-B01/G75 | 1st stage frost active | EN.EN3 Energy Sensor | [6 empty] | G75 | 0 | [10 empty] | No | No
MC046 | Bowland Main |  |  |  | MC046-B01/G76 | AHU1 Reqd | EN.EN3 Energy Sensor | [6 empty] | G76 | 0 | [10 empty] | No | No
MC046 | Bowland Main |  |  |  | MC046-B01/G77 | Logic 77 | EN.EN3 Energy Sensor | [6 empty] | G77 | 0 | [10 empty] | No | No
MC046 | Bowland Main |  |  |  | MC046-B01/G78 | AHU1 Fans Reqd | EN.EN3 Energy Sensor | [6 empty] | G78 | 0 | [10 empty] | No | No
MC046 | Bowland Main |  |  |  | MC046-B01/G79 | AHU &amp; Duty | EN.EN3 Energy Sensor | [6 empty] | G79 | 0 | [10 empty] | No | No
MC046 | Bowland Main |  |  |  | MC046-B01/G58 | DHW Enable | EN.EN3 Energy Sensor | [6 empty] | G58 | 0 | [10 empty] | No | No
MC046 | Bowland Main |  |  |  | MC046-B01/G59 | Rycroft Heaters Required | EN.EN3 Energy Sensor | [6 empty] | G59 | 0 | [10 empty] | No | No
MC046 | Bowland Main |  |  |  | MC046-B01/G6 | Logic 6 | EN.EN3 Energy Sensor | [6 empty] | G6 | 0 | [10 empty] | No | No
MC046 | Bowland Main |  |  |  | MC046-B01/G60 | Electric Heater Required | EN.EN3 Energy Sensor | [6 empty] | G60 | 0 | [10 empty] | No | No
MC046 | Bowland Main |  |  |  | MC046-B01/G61 | LTHW Demand | EN.EN3 Energy Sensor | [6 empty] | G61 | 0 | [10 empty] | No | No
MC046 | Bowland Main |  |  |  | MC046-B01/G7 | Immersion heater hours run | EN.EN3 Energy Sensor | [6 empty] | G7 | 0 | [10 empty] | No | No
MC046 | Bowland Main |  |  |  | MC046-B01/G51 | Logic 51 | EN.EN3 Energy Sensor | [6 empty] | G51 | 0 | [10 empty] | No | No
MC046 | Bowland Main |  |  |  | MC046-B01/G52 | Logic 52 | EN.EN3 Energy Sensor | [6 empty] | G52 | 0 | [10 empty] | No | No
MC046 | Bowland Main |  |  |  | MC046-B01/G53 | Logic 53 | EN.EN3 Energy Sensor | [6 empty] | G53 | 0 | [10 empty] | No | No
MC046 | Bowland Main |  |  |  | MC046-B01/G54 | Logic 54 | EN.EN3 Energy Sensor | [6 empty] | G54 | 0 | [10 empty] | No | No
MC046 | Bowland Main |  |  |  | MC046-B01/G55 | Logic 55 | EN.EN3 Energy Sensor | [6 empty] | G55 | 0 | [10 empty] | No | No
MC046 | Bowland Main |  |  |  | MC046-B01/G56 | Logic 56 | EN.EN3 Energy Sensor | [6 empty] | G56 | 0 | [10 empty] | No | No
MC046 | Bowland Main |  |  |  | MC046-B01/G45 | Logic 45 | EN.EN3 Energy Sensor | [6 empty] | G45 | 0 | [10 empty] | No | No
MC046 | Bowland Main |  |  |  | MC046-B01/G46 | Logic 46 | EN.EN3 Energy Sensor | [6 empty] | G46 | 0 | [10 empty] | No | No
MC046 | Bowland Main |  |  |  | MC046-B01/G47 | Logic 47 | EN.EN3 Energy Sensor | [6 empty] | G47 | 0 | [10 empty] | No | No
MC046 | Bowland Main |  |  |  | MC046-B01/G48 | Logic 48 | EN.EN3 Energy Sensor | [6 empty] | G48 | 0 | [10 empty] | No | No
MC046 | Bowland Main |  |  |  | MC046-B01/G49 | Logic 49 | EN.EN3 Energy Sensor | [6 empty] | G49 | 0 | [10 empty] | No | No
MC046 | Bowland Main |  |  |  | MC046-B01/G5 | Logic 5 | EN.EN3 Energy Sensor | [6 empty] | G5 | 0 | [10 empty] | No | No
MC046 | Bowland Main |  |  |  | MC046-B01/G4 | Logic 4 | EN.EN3 Energy Sensor | [6 empty] | G4 | 0 | [10 empty] | No | No
MC046 | Bowland Main |  |  |  | MC046-B01/G40 | Logic 40 | EN.EN3 Energy Sensor | [6 empty] | G40 | 0 | [10 empty] | No | No
MC046 | Bowland Main |  |  |  | MC046-B01/G41 | Logic 41 | EN.EN3 Energy Sensor | [6 empty] | G41 | 0 | [10 empty] | No | No
MC046 | Bowland Main |  |  |  | MC046-B01/G42 | Logic 42 | EN.EN3 Energy Sensor | [6 empty] | G42 | 0 | [10 empty] | No | No
MC046 | Bowland Main |  |  |  | MC046-B01/G43 | Logic 43 | EN.EN3 Energy Sensor | [6 empty] | G43 | 0 | [10 empty] | No | No
MC046 | Bowland Main |  |  |  | MC046-B01/G44 | Logic 44 | EN.EN3 Energy Sensor | [6 empty] | G44 | 0 | [10 empty] | No | No
MC046 | Bowland Main |  |  |  | MC046-B01/G34 | Logic 34 | EN.EN3 Energy Sensor | [6 empty] | G34 | 0 | [10 empty] | No | No
MC046 | Bowland Main |  |  |  | MC046-B01/G35 | Logic 35 | EN.EN3 Energy Sensor | [6 empty] | G35 | 0 | [10 empty] | No | No
MC046 | Bowland Main |  |  |  | MC046-B01/G36 | Logic 36 | EN.EN3 Energy Sensor | [6 empty] | G36 | 0 | [10 empty] | No | No
MC046 | Bowland Main |  |  |  | MC046-B01/G37 | Logic 37 | EN.EN3 Energy Sensor | [6 empty] | G37 | 0 | [10 empty] | No | No
MC046 | Bowland Main |  |  |  | MC046-B01/G38 | Logic 38 | EN.EN3 Energy Sensor | [6 empty] | G38 | 0 | [10 empty] | No | No
MC046 | Bowland Main |  |  |  | MC046-B01/G39 | Logic 39 | EN.EN3 Energy Sensor | [6 empty] | G39 | 0 | [10 empty] | No | No
MC046 | Bowland Main |  |  |  | MC046-B01/G28 | Logic 28 | EN.EN3 Energy Sensor | [6 empty] | G28 | 0 | [10 empty] | No | No
MC046 | Bowland Main |  |  |  | MC046-B01/G29 | Logic 29 | EN.EN3 Energy Sensor | [6 empty] | G29 | 0 | [10 empty] | No | No
MC046 | Bowland Main |  |  |  | MC046-B01/G3 | DHW Sec Enable | EN.EN3 Energy Sensor | [6 empty] | G3 | 0 | [10 empty] | No | No
MC046 | Bowland Main |  |  |  | MC046-B01/G30 | Logic 30 | EN.EN3 Energy Sensor | [6 empty] | G30 | 0 | [10 empty] | No | No
MC046 | Bowland Main |  |  |  | MC046-B01/G32 | Logic 32 | EN.EN3 Energy Sensor | [6 empty] | G32 | 0 | [10 empty] | No | No
MC046 | Bowland Main |  |  |  | MC046-B01/G33 | Logic 33 | EN.EN3 Energy Sensor | [6 empty] | G33 | 0 | [10 empty] | No | No
MC046 | Bowland Main |  |  |  | MC046-B01/G20 | Logic 20 | EN.EN3 Energy Sensor | [6 empty] | G20 | 0 | [10 empty] | No | No
MC046 | Bowland Main |  |  |  | MC046-B01/G21 | Logic 21 | EN.EN3 Energy Sensor | [6 empty] | G21 | 0 | [10 empty] | No | No
MC046 | Bowland Main |  |  |  | MC046-B01/G22 | Logic 22 | EN.EN3 Energy Sensor | [6 empty] | G22 | 0 | [10 empty] | No | No
MC046 | Bowland Main |  |  |  | MC046-B01/G24 | Logic 24 | EN.EN3 Energy Sensor | [6 empty] | G24 | 0 | [10 empty] | No | No
MC046 | Bowland Main |  |  |  | MC046-B01/G25 | Logic 25 | EN.EN3 Energy Sensor | [6 empty] | G25 | 0 | [10 empty] | No | No
MC046 | Bowland Main |  |  |  | MC046-B01/G27 | Logic 27 | EN.EN3 Energy Sensor | [6 empty] | G27 | 0 | [10 empty] | No | No
MC046 | Bowland Main |  |  |  | MC046-B01/G19 | Logic 19 | EN.EN3 Energy Sensor | [6 empty] | G19 | 0 | [10 empty] | No | No
MC046 | Bowland Main |  |  |  | MC046-B01/G190 | Logic 190 | EN.EN3 Energy Sensor | [6 empty] | G190 | 0 | [10 empty] | No | No
MC046 | Bowland Main |  |  |  | MC046-B01/G191 | Logic 191 | EN.EN3 Energy Sensor | [6 empty] | G191 | 0 | [10 empty] | No | No
MC046 | Bowland Main |  |  |  | MC046-B01/G192 | Logic 192 | EN.EN3 Energy Sensor | [6 empty] | G192 | 0 | [10 empty] | No | No
MC046 | Bowland Main |  |  |  | MC046-B01/G193 | Logic 193 | EN.EN3 Energy Sensor | [6 empty] | G193 | 0 | [10 empty] | No | No
MC046 | Bowland Main |  |  |  | MC046-B01/G2 | Logic 2 | EN.EN3 Energy Sensor | [6 empty] | G2 | 0 | [10 empty] | No | No
MC046 | Bowland Main |  |  |  | MC046-B01/G184 | Logic 184 | EN.EN3 Energy Sensor | [6 empty] | G184 | 0 | [10 empty] | No | No
MC046 | Bowland Main |  |  |  | MC046-B01/G185 | Logic 185 | EN.EN3 Energy Sensor | [6 empty] | G185 | 0 | [10 empty] | No | No
MC046 | Bowland Main |  |  |  | MC046-B01/G186 | Logic 186 | EN.EN3 Energy Sensor | [6 empty] | G186 | 0 | [10 empty] | No | No
MC046 | Bowland Main |  |  |  | MC046-B01/G187 | Logic 187 | EN.EN3 Energy Sensor | [6 empty] | G187 | 0 | [10 empty] | No | No
MC046 | Bowland Main |  |  |  | MC046-B01/G188 | Logic 188 | EN.EN3 Energy Sensor | [6 empty] | G188 | 0 | [10 empty] | No | No
MC046 | Bowland Main |  |  |  | MC046-B01/G189 | EXTRACT FAN DELAY IF REQUIRED | EN.EN3 Energy Sensor | [6 empty] | G189 | 0 | [10 empty] | No | No
MC046 | Bowland Main |  |  |  | MC046-B01/G178 | Logic 178 | EN.EN3 Energy Sensor | [6 empty] | G178 | 0 | [10 empty] | No | No
MC046 | Bowland Main |  |  |  | MC046-B01/G179 | Delayed Weekly Pulse | EN.EN3 Energy Sensor | [6 empty] | G179 | 0 | [10 empty] | No | No
MC046 | Bowland Main |  |  |  | MC046-B01/G180 | Logic 180 | EN.EN3 Energy Sensor | [6 empty] | G180 | 0 | [10 empty] | No | No
MC046 | Bowland Main |  |  |  | MC046-B01/G181 | Logic 181 | EN.EN3 Energy Sensor | [6 empty] | G181 | 0 | [10 empty] | No | No
MC046 | Bowland Main |  |  |  | MC046-B01/G182 | Logic 182 | EN.EN3 Energy Sensor | [6 empty] | G182 | 0 | [10 empty] | No | No
MC046 | Bowland Main |  |  |  | MC046-B01/G183 | Logic 183 | EN.EN3 Energy Sensor | [6 empty] | G183 | 0 | [10 empty] | No | No
MC046 | Bowland Main |  |  |  | MC046-B01/G172 | Logic 172 | EN.EN3 Energy Sensor | [6 empty] | G172 | 0 | [10 empty] | No | No
MC046 | Bowland Main |  |  |  | MC046-B01/G173 | Logic 173 | EN.EN3 Energy Sensor | [6 empty] | G173 | 0 | [10 empty] | No | No
MC046 | Bowland Main |  |  |  | MC046-B01/G174 | Logic 174 | EN.EN3 Energy Sensor | [6 empty] | G174 | 0 | [10 empty] | No | No
MC046 | Bowland Main |  |  |  | MC046-B01/G175 | Logic 175 | EN.EN3 Energy Sensor | [6 empty] | G175 | 0 | [10 empty] | No | No
MC046 | Bowland Main |  |  |  | MC046-B01/G176 | Delayed Monthly Pulse | EN.EN3 Energy Sensor | [6 empty] | G176 | 0 | [10 empty] | No | No
MC046 | Bowland Main |  |  |  | MC046-B01/G177 | Logic 177 | EN.EN3 Energy Sensor | [6 empty] | G177 | 0 | [10 empty] | No | No
MC046 | Bowland Main |  |  |  | MC046-B01/G161 | Logic 161 | EN.EN3 Energy Sensor | [6 empty] | G161 | 0 | [10 empty] | No | No
MC046 | Bowland Main |  |  |  | MC046-B01/G162 | Logic 162 | EN.EN3 Energy Sensor | [6 empty] | G162 | 0 | [10 empty] | No | No
MC046 | Bowland Main |  |  |  | MC046-B01/G169 | Logic 169 | EN.EN3 Energy Sensor | [6 empty] | G169 | 0 | [10 empty] | No | No
MC046 | Bowland Main |  |  |  | MC046-B01/G17 | Logic 17 | EN.EN3 Energy Sensor | [6 empty] | G17 | 0 | [10 empty] | No | No
MC046 | Bowland Main |  |  |  | MC046-B01/G170 | Delayed Midnight Pulse | EN.EN3 Energy Sensor | [6 empty] | G170 | 0 | [10 empty] | No | No
MC046 | Bowland Main |  |  |  | MC046-B01/G171 | Logic 171 | EN.EN3 Energy Sensor | [6 empty] | G171 | 0 | [10 empty] | No | No
MC046 | Bowland Main |  |  |  | MC046-B01/G156 | Logic 156 | EN.EN3 Energy Sensor | [6 empty] | G156 | 0 | [10 empty] | No | No
MC046 | Bowland Main |  |  |  | MC046-B01/G157 | Logic 157 | EN.EN3 Energy Sensor | [6 empty] | G157 | 0 | [10 empty] | No | No
MC046 | Bowland Main |  |  |  | MC046-B01/G158 | VT Demands | EN.EN3 Energy Sensor | [6 empty] | G158 | 0 | [10 empty] | No | No
MC046 | Bowland Main |  |  |  | MC046-B01/G159 | Logic 159 | EN.EN3 Energy Sensor | [6 empty] | G159 | 0 | [10 empty] | No | No
MC046 | Bowland Main |  |  |  | MC046-B01/G16 | Immersion heater hours run | EN.EN3 Energy Sensor | [6 empty] | G16 | 0 | [10 empty] | No | No
MC046 | Bowland Main |  |  |  | MC046-B01/G160 | Logic 160 | EN.EN3 Energy Sensor | [6 empty] | G160 | 0 | [10 empty] | No | No
MC046 | Bowland Main |  |  |  | MC046-B01/G150 | OS Eco Active | EN.EN3 Energy Sensor | [6 empty] | G150 | 0 | [10 empty] | No | No
MC046 | Bowland Main |  |  |  | MC046-B01/G151 | P2 Demand | EN.EN3 Energy Sensor | [6 empty] | G151 | 0 | [10 empty] | No | No
MC046 | Bowland Main |  |  |  | MC046-B01/G152 | Demand for P1 | EN.EN3 Energy Sensor | [6 empty] | G152 | 0 | [10 empty] | No | No
MC046 | Bowland Main |  |  |  | MC046-B01/G153 | Logic 153 | EN.EN3 Energy Sensor | [6 empty] | G153 | 0 | [10 empty] | No | No
MC046 | Bowland Main |  |  |  | MC046-B01/G154 | Logic 154 | EN.EN3 Energy Sensor | [6 empty] | G154 | 0 | [10 empty] | No | No
MC046 | Bowland Main |  |  |  | MC046-B01/G155 | Logic 155 | EN.EN3 Energy Sensor | [6 empty] | G155 | 0 | [10 empty] | No | No
MC046 | Bowland Main |  |  |  | MC046-B01/G144 | P4 VT Pumps Reqd | EN.EN3 Energy Sensor | [6 empty] | G144 | 0 | [10 empty] | No | No
MC046 | Bowland Main |  |  |  | MC046-B01/G145 | Logic 145 | EN.EN3 Energy Sensor | [6 empty] | G145 | 0 | [10 empty] | No | No
MC046 | Bowland Main |  |  |  | MC046-B01/G146 | Logic 146 | EN.EN3 Energy Sensor | [6 empty] | G146 | 0 | [10 empty] | No | No
MC046 | Bowland Main |  |  |  | MC046-B01/G148 | Logic 148 | EN.EN3 Energy Sensor | [6 empty] | G148 | 0 | [10 empty] | No | No
MC046 | Bowland Main |  |  |  | MC046-B01/G149 | Logic 149 | EN.EN3 Energy Sensor | [6 empty] | G149 | 0 | [10 empty] | No | No
MC046 | Bowland Main |  |  |  | MC046-B01/G15 | Logic 15 | EN.EN3 Energy Sensor | [6 empty] | G15 | 0 | [10 empty] | No | No
MC046 | Bowland Main |  |  |  | MC046-B01/G138 | Frost Enables | EN.EN3 Energy Sensor | [6 empty] | G138 | 0 | [10 empty] | No | No
MC046 | Bowland Main |  |  |  | MC046-B01/G139 | P3 VT Reqd | EN.EN3 Energy Sensor | [6 empty] | G139 | 0 | [10 empty] | No | No
MC046 | Bowland Main |  |  |  | MC046-B01/G14 | Immersion heater hours run | EN.EN3 Energy Sensor | [6 empty] | G14 | 0 | [10 empty] | No | No
MC046 | Bowland Main |  |  |  | MC046-B01/G140 | P3 VT Pumps Reqd | EN.EN3 Energy Sensor | [6 empty] | G140 | 0 | [10 empty] | No | No
MC046 | Bowland Main |  |  |  | MC046-B01/G142 | Logic 142 | EN.EN3 Energy Sensor | [6 empty] | G142 | 0 | [10 empty] | No | No
MC046 | Bowland Main |  |  |  | MC046-B01/G143 | P4 VT Reqd | EN.EN3 Energy Sensor | [6 empty] | G143 | 0 | [10 empty] | No | No
MC046 | Bowland Main |  |  |  | MC046-B01/G132 | Logic 132 | EN.EN3 Energy Sensor | [6 empty] | G132 | 0 | [10 empty] | No | No
MC046 | Bowland Main |  |  |  | MC046-B01/G133 | Logic 133 | EN.EN3 Energy Sensor | [6 empty] | G133 | 0 | [10 empty] | No | No
MC046 | Bowland Main |  |  |  | MC046-B01/G134 | P4 VTPumpP1Reqd | EN.EN3 Energy Sensor | [6 empty] | G134 | 0 | [10 empty] | No | No
MC046 | Bowland Main |  |  |  | MC046-B01/G135 | Logic 135 | EN.EN3 Energy Sensor | [6 empty] | G135 | 0 | [10 empty] | No | No
MC046 | Bowland Main |  |  |  | MC046-B01/G136 | P4 Residential Pumps Go | EN.EN3 Energy Sensor | [6 empty] | G136 | 0 | [10 empty] | No | No
MC046 | Bowland Main |  |  |  | MC046-B01/G137 | Logic 137 | EN.EN3 Energy Sensor | [6 empty] | G137 | 0 | [10 empty] | No | No
MC046 | Bowland Main |  |  |  | MC046-B01/G127 | Logic 127 | EN.EN3 Energy Sensor | [6 empty] | G127 | 0 | [10 empty] | No | No
MC046 | Bowland Main |  |  |  | MC046-B01/G128 | Logic 128 | EN.EN3 Energy Sensor | [6 empty] | G128 | 0 | [10 empty] | No | No
MC046 | Bowland Main |  |  |  | MC046-B01/G129 | Logic 129 | EN.EN3 Energy Sensor | [6 empty] | G129 | 0 | [10 empty] | No | No
MC046 | Bowland Main |  |  |  | MC046-B01/G13 | Logic 13 | EN.EN3 Energy Sensor | [6 empty] | G13 | 0 | [10 empty] | No | No
MC046 | Bowland Main |  |  |  | MC046-B01/G130 | P4 VTPumpP2Reqd | EN.EN3 Energy Sensor | [6 empty] | G130 | 0 | [10 empty] | No | No
MC046 | Bowland Main |  |  |  | MC046-B01/G131 | Logic 131 | EN.EN3 Energy Sensor | [6 empty] | G131 | 0 | [10 empty] | No | No
MC046 | Bowland Main |  |  |  | MC046-B01/G120 | Logic 120 | EN.EN3 Energy Sensor | [6 empty] | G120 | 0 | [10 empty] | No | No
MC046 | Bowland Main |  |  |  | MC046-B01/G121 | Logic 121 | EN.EN3 Energy Sensor | [6 empty] | G121 | 0 | [10 empty] | No | No
MC046 | Bowland Main |  |  |  | MC046-B01/G122 | Logic 122 | EN.EN3 Energy Sensor | [6 empty] | G122 | 0 | [10 empty] | No | No
MC046 | Bowland Main |  |  |  | MC046-B01/G123 | P3 VTPumpP1Reqd | EN.EN3 Energy Sensor | [6 empty] | G123 | 0 | [10 empty] | No | No
MC046 | Bowland Main |  |  |  | MC046-B01/G124 | Logic 124 | EN.EN3 Energy Sensor | [6 empty] | G124 | 0 | [10 empty] | No | No
MC046 | Bowland Main |  |  |  | MC046-B01/G125 | P3 Office Pumps Go | EN.EN3 Energy Sensor | [6 empty] | G125 | 0 | [10 empty] | No | No
MC046 | Bowland Main |  |  |  | MC046-B01/G115 | Logic 115 | EN.EN3 Energy Sensor | [6 empty] | G115 | 0 | [10 empty] | No | No
MC046 | Bowland Main |  |  |  | MC046-B01/G116 | P2 Pumps Go | EN.EN3 Energy Sensor | [6 empty] | G116 | 0 | [10 empty] | No | No
MC046 | Bowland Main |  |  |  | MC046-B01/G117 | Logic 117 | EN.EN3 Energy Sensor | [6 empty] | G117 | 0 | [10 empty] | No | No
MC046 | Bowland Main |  |  |  | MC046-B01/G118 | Logic 118 | EN.EN3 Energy Sensor | [6 empty] | G118 | 0 | [10 empty] | No | No
MC046 | Bowland Main |  |  |  | MC046-B01/G119 | P3 VTPumpP2Reqd | EN.EN3 Energy Sensor | [6 empty] | G119 | 0 | [10 empty] | No | No
MC046 | Bowland Main |  |  |  | MC046-B01/G12 | Immersion heater hours run | EN.EN3 Energy Sensor | [6 empty] | G12 | 0 | [10 empty] | No | No
MC046 | Bowland Main |  |  |  | MC046-B01/G11 | Immersion heater hours run | EN.EN3 Energy Sensor | [6 empty] | G11 | 0 | [10 empty] | No | No
MC046 | Bowland Main |  |  |  | MC046-B01/G110 | P2 Pump B Reqd | EN.EN3 Energy Sensor | [6 empty] | G110 | 0 | [10 empty] | No | No
MC046 | Bowland Main |  |  |  | MC046-B01/G111 | Logic 111 | EN.EN3 Energy Sensor | [6 empty] | G111 | 0 | [10 empty] | No | No
MC046 | Bowland Main |  |  |  | MC046-B01/G112 | Logic 112 | EN.EN3 Energy Sensor | [6 empty] | G112 | 0 | [10 empty] | No | No
MC046 | Bowland Main |  |  |  | MC046-B01/G113 | Logic 113 | EN.EN3 Energy Sensor | [6 empty] | G113 | 0 | [10 empty] | No | No
MC046 | Bowland Main |  |  |  | MC046-B01/G114 | P2 Pump A Reqd | EN.EN3 Energy Sensor | [6 empty] | G114 | 0 | [10 empty] | No | No
MC046 | Bowland Main |  |  |  | MC046-B01/G104 | Change duty | EN.EN3 Energy Sensor | [6 empty] | G104 | 0 | [10 empty] | No | No
MC046 | Bowland Main |  |  |  | MC046-B01/G105 | Pump Allow 2 | EN.EN3 Energy Sensor | [6 empty] | G105 | 0 | [10 empty] | No | No
MC046 | Bowland Main |  |  |  | MC046-B01/G106 | Logic 106 | EN.EN3 Energy Sensor | [6 empty] | G106 | 0 | [10 empty] | No | No
MC046 | Bowland Main |  |  |  | MC046-B01/G107 | AHU Temp Allow | EN.EN3 Energy Sensor | [6 empty] | G107 | 0 | [10 empty] | No | No
MC046 | Bowland Main |  |  |  | MC046-B01/G108 | Logic 108 | EN.EN3 Energy Sensor | [6 empty] | G108 | 0 | [10 empty] | No | No
MC046 | Bowland Main |  |  |  | MC046-B01/G109 | Logic 109 | EN.EN3 Energy Sensor | [6 empty] | G109 | 0 | [10 empty] | No | No
MC046 | Bowland Main |  |  |  | MC046-B01/F99 | Function 99 | EN.EN3 Energy Sensor | [6 empty] | F99 | 0 | [10 empty] | No | No
MC046 | Bowland Main |  |  |  | MC046-B01/G1 | Logic 1 | EN.EN3 Energy Sensor | [6 empty] | G1 | 0 | [10 empty] | No | No
MC046 | Bowland Main |  |  |  | MC046-B01/G10 | Immersion heater hours run | EN.EN3 Energy Sensor | [6 empty] | G10 | 0 | [10 empty] | No | No
MC046 | Bowland Main |  |  |  | MC046-B01/G101 | Pumps Allow 1 | EN.EN3 Energy Sensor | [6 empty] | G101 | 0 | [10 empty] | No | No
MC046 | Bowland Main |  |  |  | MC046-B01/G102 | Logic 102 | EN.EN3 Energy Sensor | [6 empty] | G102 | 0 | [10 empty] | No | No
MC046 | Bowland Main |  |  |  | MC046-B01/G103 | Fail Reset | EN.EN3 Energy Sensor | [6 empty] | G103 | 0 | [10 empty] | No | No
MC046 | Bowland Main |  |  |  | MC046-B01/F93 | Electric Heating | EN.EN3 Energy Sensor | [6 empty] | F93 | 0 | [10 empty] | No | No
MC046 | Bowland Main |  |  |  | MC046-B01/F94 | CT Reqd AHU Frost | EN.EN3 Energy Sensor | [6 empty] | F94 | 0 | [10 empty] | No | No
MC046 | Bowland Main |  |  |  | MC046-B01/F95 | Function 95 | EN.EN3 Energy Sensor | [6 empty] | F95 | 0 | [10 empty] | No | No
MC046 | Bowland Main |  |  |  | MC046-B01/F96 | AHU Frost Coil Valve | EN.EN3 Energy Sensor | [6 empty] | F96 | 0 | [10 empty] | No | No
MC046 | Bowland Main |  |  |  | MC046-B01/F97 | Function 97 | EN.EN3 Energy Sensor | [6 empty] | F97 | 0 | [10 empty] | No | No
MC046 | Bowland Main |  |  |  | MC046-B01/F98 | Function 98 | EN.EN3 Energy Sensor | [6 empty] | F98 | 0 | [10 empty] | No | No
MC046 | Bowland Main |  |  |  | MC046-B01/F88 | PHE 1 MTHW plate temp | EN.EN3 Energy Sensor | [6 empty] | F88 | 0 | [10 empty] | No | No
MC046 | Bowland Main |  |  |  | MC046-B01/F89 | Function 89 | EN.EN3 Energy Sensor | [6 empty] | F89 | 0 | [10 empty] | No | No
MC046 | Bowland Main |  |  |  | MC046-B01/F9 | 4DIX - 9 | EN.EN3 Energy Sensor | [6 empty] | F9 | 0 | [10 empty] | No | No
MC046 | Bowland Main |  |  |  | MC046-B01/F90 | RmTempAv | EN.EN3 Energy Sensor | [6 empty] | F90 | 0 | [10 empty] | No | No
MC046 | Bowland Main |  |  |  | MC046-B01/F91 | RmCo2Ave | EN.EN3 Energy Sensor | [6 empty] | F91 | 0 | [10 empty] | No | No
MC046 | Bowland Main |  |  |  | MC046-B01/F92 | Function 92 | EN.EN3 Energy Sensor | [6 empty] | F92 | 0 | [10 empty] | No | No
MC046 | Bowland Main |  |  |  | MC046-B01/F82 | P4 B Speed | EN.EN3 Energy Sensor | [6 empty] | F82 | 0 | [10 empty] | No | No
MC046 | Bowland Main |  |  |  | MC046-B01/F83 | Function 83 | EN.EN3 Energy Sensor | [6 empty] | F83 | 0 | [10 empty] | No | No
MC046 | Bowland Main |  |  |  | MC046-B01/F84 | Function 84 | EN.EN3 Energy Sensor | [6 empty] | F84 | 0 | [10 empty] | No | No
MC046 | Bowland Main |  |  |  | MC046-B01/F85 | Function 85 | EN.EN3 Energy Sensor | [6 empty] | F85 | 0 | [10 empty] | No | No
MC046 | Bowland Main |  |  |  | MC046-B01/F86 | AHU Reheat Demand | EN.EN3 Energy Sensor | [6 empty] | F86 | 0 | [10 empty] | No | No
MC046 | Bowland Main |  |  |  | MC046-B01/F87 | PHE 1 MTHW plate temp | EN.EN3 Energy Sensor | [6 empty] | F87 | 0 | [10 empty] | No | No
MC046 | Bowland Main |  |  |  | MC046-B01/F73 | Function 73 | EN.EN3 Energy Sensor | [6 empty] | F73 | 0 | [10 empty] | No | No
MC046 | Bowland Main |  |  |  | MC046-B01/F74 | Function 74 | EN.EN3 Energy Sensor | [6 empty] | F74 | 0 | [10 empty] | No | No
MC046 | Bowland Main |  |  |  | MC046-B01/F79 | Function 79 | EN.EN3 Energy Sensor | [6 empty] | F79 | 0 | [10 empty] | No | No
MC046 | Bowland Main |  |  |  | MC046-B01/F8 | 4DIX - 8 | EN.EN3 Energy Sensor | [6 empty] | F8 | 0 | [10 empty] | No | No
MC046 | Bowland Main |  |  |  | MC046-B01/F80 | P4 A Speed | EN.EN3 Energy Sensor | [6 empty] | F80 | 0 | [10 empty] | No | No
MC046 | Bowland Main |  |  |  | MC046-B01/F81 | Function 81 | EN.EN3 Energy Sensor | [6 empty] | F81 | 0 | [10 empty] | No | No
MC046 | Bowland Main |  |  |  | MC046-B01/F68 | Function 68 | EN.EN3 Energy Sensor | [6 empty] | F68 | 0 | [10 empty] | No | No
MC046 | Bowland Main |  |  |  | MC046-B01/F69 | Function 69 | EN.EN3 Energy Sensor | [6 empty] | F69 | 0 | [10 empty] | No | No
MC046 | Bowland Main |  |  |  | MC046-B01/F7 | 4DIX - 7 | EN.EN3 Energy Sensor | [6 empty] | F7 | 0 | [10 empty] | No | No
MC046 | Bowland Main |  |  |  | MC046-B01/F70 | Function 70 | EN.EN3 Energy Sensor | [6 empty] | F70 | 0 | [10 empty] | No | No
MC046 | Bowland Main |  |  |  | MC046-B01/F71 | Function 71 | EN.EN3 Energy Sensor | [6 empty] | F71 | 0 | [10 empty] | No | No
MC046 | Bowland Main |  |  |  | MC046-B01/F72 | Function 72 | EN.EN3 Energy Sensor | [6 empty] | F72 | 0 | [10 empty] | No | No
MC046 | Bowland Main |  |  |  | MC046-B01/F62 | Litres per second | EN.EN3 Energy Sensor | [6 empty] | F62 | 0 | [10 empty] | No | No
MC046 | Bowland Main |  |  |  | MC046-B01/F63 | Subtract for delta-T | EN.EN3 Energy Sensor | [6 empty] | F63 | 0 | [10 empty] | No | No
MC046 | Bowland Main |  |  |  | MC046-B01/F64 | Function 64 | EN.EN3 Energy Sensor | [6 empty] | F64 | 0 | [10 empty] | No | No
MC046 | Bowland Main |  |  |  | MC046-B01/F65 | Function 65 | EN.EN3 Energy Sensor | [6 empty] | F65 | 0 | [10 empty] | No | No
MC046 | Bowland Main |  |  |  | MC046-B01/F66 | Function 66 | EN.EN3 Energy Sensor | [6 empty] | F66 | 0 | [10 empty] | No | No
MC046 | Bowland Main |  |  |  | MC046-B01/F67 | Function 67 | EN.EN3 Energy Sensor | [6 empty] | F67 | 0 | [10 empty] | No | No
MC046 | Bowland Main |  |  |  | MC046-B01/F57 | Function 57 | EN.EN3 Energy Sensor | [6 empty] | F57 | 0 | [10 empty] | No | No
MC046 | Bowland Main |  |  |  | MC046-B01/F58 | P3 A Speed | EN.EN3 Energy Sensor | [6 empty] | F58 | 0 | [10 empty] | No | No
MC046 | Bowland Main |  |  |  | MC046-B01/F59 | Function 59 | EN.EN3 Energy Sensor | [6 empty] | F59 | 0 | [10 empty] | No | No
MC046 | Bowland Main |  |  |  | MC046-B01/F6 | 4DIX - 6 | EN.EN3 Energy Sensor | [6 empty] | F6 | 0 | [10 empty] | No | No
MC046 | Bowland Main |  |  |  | MC046-B01/F60 | P3 B Speed | EN.EN3 Energy Sensor | [6 empty] | F60 | 0 | [10 empty] | No | No
MC046 | Bowland Main |  |  |  | MC046-B01/F61 | Function 61 | EN.EN3 Energy Sensor | [6 empty] | F61 | 0 | [10 empty] | No | No
MC046 | Bowland Main |  |  |  | MC046-B01/F5 | 4DIX - 5 | EN.EN3 Energy Sensor | [6 empty] | F5 | 0 | [10 empty] | No | No
MC046 | Bowland Main |  |  |  | MC046-B01/F50 | Cal 2 45KW | EN.EN3 Energy Sensor | [6 empty] | F50 | 0 | [10 empty] | No | No
MC046 | Bowland Main |  |  |  | MC046-B01/F51 | Cal 2 18KW | EN.EN3 Energy Sensor | [6 empty] | F51 | 0 | [10 empty] | No | No
MC046 | Bowland Main |  |  |  | MC046-B01/F54 | LPHW heating | EN.EN3 Energy Sensor | [6 empty] | F54 | 0 | [10 empty] | No | No
MC046 | Bowland Main |  |  |  | MC046-B01/F55 | DHW Selection LTHW or Electric | EN.EN3 Energy Sensor | [6 empty] | F55 | 0 | [10 empty] | No | No
MC046 | Bowland Main |  |  |  | MC046-B01/F56 | Function 56 | EN.EN3 Energy Sensor | [6 empty] | F56 | 0 | [10 empty] | No | No
MC046 | Bowland Main |  |  |  | MC046-B01/F44 | Function 44 | EN.EN3 Energy Sensor | [6 empty] | F44 | 0 | [10 empty] | No | No
MC046 | Bowland Main |  |  |  | MC046-B01/F45 | Function 45 | EN.EN3 Energy Sensor | [6 empty] | F45 | 0 | [10 empty] | No | No
MC046 | Bowland Main |  |  |  | MC046-B01/F46 | Function 46 | EN.EN3 Energy Sensor | [6 empty] | F46 | 0 | [10 empty] | No | No
MC046 | Bowland Main |  |  |  | MC046-B01/F47 | Function 47 | EN.EN3 Energy Sensor | [6 empty] | F47 | 0 | [10 empty] | No | No
MC046 | Bowland Main |  |  |  | MC046-B01/F48 | Cal 1 45KW | EN.EN3 Energy Sensor | [6 empty] | F48 | 0 | [10 empty] | No | No
MC046 | Bowland Main |  |  |  | MC046-B01/F49 | Cal 1 18KW | EN.EN3 Energy Sensor | [6 empty] | F49 | 0 | [10 empty] | No | No
MC046 | Bowland Main |  |  |  | MC046-B01/F39 | Function 39 | EN.EN3 Energy Sensor | [6 empty] | F39 | 0 | [10 empty] | No | No
MC046 | Bowland Main |  |  |  | MC046-B01/F4 | 4DIX - 4 | EN.EN3 Energy Sensor | [6 empty] | F4 | 0 | [10 empty] | No | No
MC046 | Bowland Main |  |  |  | MC046-B01/F40 | Function 40 | EN.EN3 Energy Sensor | [6 empty] | F40 | 0 | [10 empty] | No | No
MC046 | Bowland Main |  |  |  | MC046-B01/F41 | Function 41 | EN.EN3 Energy Sensor | [6 empty] | F41 | 0 | [10 empty] | No | No
MC046 | Bowland Main |  |  |  | MC046-B01/F42 | P4 Enable | EN.EN3 Energy Sensor | [6 empty] | F42 | 0 | [10 empty] | No | No
MC046 | Bowland Main |  |  |  | MC046-B01/F43 | 3rd stage frost protection | EN.EN3 Energy Sensor | [6 empty] | F43 | 0 | [10 empty] | No | No
MC046 | Bowland Main |  |  |  | MC046-B01/F33 | Function 33 | EN.EN3 Energy Sensor | [6 empty] | F33 | 0 | [10 empty] | No | No
MC046 | Bowland Main |  |  |  | MC046-B01/F34 | P3 Enable | EN.EN3 Energy Sensor | [6 empty] | F34 | 0 | [10 empty] | No | No
MC046 | Bowland Main |  |  |  | MC046-B01/F35 | Function 35 | EN.EN3 Energy Sensor | [6 empty] | F35 | 0 | [10 empty] | No | No
MC046 | Bowland Main |  |  |  | MC046-B01/F36 | Function 36 | EN.EN3 Energy Sensor | [6 empty] | F36 | 0 | [10 empty] | No | No
MC046 | Bowland Main |  |  |  | MC046-B01/F37 | Function 37 | EN.EN3 Energy Sensor | [6 empty] | F37 | 0 | [10 empty] | No | No
MC046 | Bowland Main |  |  |  | MC046-B01/F38 | Function 38 | EN.EN3 Energy Sensor | [6 empty] | F38 | 0 | [10 empty] | No | No
MC046 | Bowland Main |  |  |  | MC046-B01/F28 | P2 2RM Enables | EN.EN3 Energy Sensor | [6 empty] | F28 | 0 | [10 empty] | No | No
MC046 | Bowland Main |  |  |  | MC046-B01/F29 | Function 29 | EN.EN3 Energy Sensor | [6 empty] | F29 | 0 | [10 empty] | No | No
MC046 | Bowland Main |  |  |  | MC046-B01/F3 | 4DIX - 3 | EN.EN3 Energy Sensor | [6 empty] | F3 | 0 | [10 empty] | No | No
MC046 | Bowland Main |  |  |  | MC046-B01/F30 | P2 A Speed | EN.EN3 Energy Sensor | [6 empty] | F30 | 0 | [10 empty] | No | No
MC046 | Bowland Main |  |  |  | MC046-B01/F31 | Function 31 | EN.EN3 Energy Sensor | [6 empty] | F31 | 0 | [10 empty] | No | No
MC046 | Bowland Main |  |  |  | MC046-B01/F32 | P2 B Speed | EN.EN3 Energy Sensor | [6 empty] | F32 | 0 | [10 empty] | No | No
MC046 | Bowland Main |  |  |  | MC046-B01/F22 | PHE2 Valve | EN.EN3 Energy Sensor | [6 empty] | F22 | 0 | [10 empty] | No | No
MC046 | Bowland Main |  |  |  | MC046-B01/F23 | Function 23 | EN.EN3 Energy Sensor | [6 empty] | F23 | 0 | [10 empty] | No | No
MC046 | Bowland Main |  |  |  | MC046-B01/F24 | P1 2RM Enables | EN.EN3 Energy Sensor | [6 empty] | F24 | 0 | [10 empty] | No | No
MC046 | Bowland Main |  |  |  | MC046-B01/F25 | Function 25 | EN.EN3 Energy Sensor | [6 empty] | F25 | 0 | [10 empty] | No | No
MC046 | Bowland Main |  |  |  | MC046-B01/F26 | Function 26 | EN.EN3 Energy Sensor | [6 empty] | F26 | 0 | [10 empty] | No | No
MC046 | Bowland Main |  |  |  | MC046-B01/F27 | Function 27 | EN.EN3 Energy Sensor | [6 empty] | F27 | 0 | [10 empty] | No | No
MC046 | Bowland Main |  |  |  | MC046-B01/F17 | Function 17 | EN.EN3 Energy Sensor | [6 empty] | F17 | 0 | [10 empty] | No | No
MC046 | Bowland Main |  |  |  | MC046-B01/F18 | CT Low temp AHU disable | EN.EN3 Energy Sensor | [6 empty] | F18 | 0 | [10 empty] | No | No
MC046 | Bowland Main |  |  |  | MC046-B01/F19 | PHE1 Valve | EN.EN3 Energy Sensor | [6 empty] | F19 | 0 | [10 empty] | No | No
MC046 | Bowland Main |  |  |  | MC046-B01/F2 | 4DIX - 2 | EN.EN3 Energy Sensor | [6 empty] | F2 | 0 | [10 empty] | No | No
MC046 | Bowland Main |  |  |  | MC046-B01/F20 | Function 20 | EN.EN3 Energy Sensor | [6 empty] | F20 | 0 | [10 empty] | No | No
MC046 | Bowland Main |  |  |  | MC046-B01/F21 | AHU Cooling req | EN.EN3 Energy Sensor | [6 empty] | F21 | 0 | [10 empty] | No | No
MC046 | Bowland Main |  |  |  | MC046-B01/F112 | Function 112 | EN.EN3 Energy Sensor | [6 empty] | F112 | 0 | [10 empty] | No | No
MC046 | Bowland Main |  |  |  | MC046-B01/F12 | 4DIX - 12 | EN.EN3 Energy Sensor | [6 empty] | F12 | 0 | [10 empty] | No | No
MC046 | Bowland Main |  |  |  | MC046-B01/F13 | Function 13 | EN.EN3 Energy Sensor | [6 empty] | F13 | 0 | [10 empty] | No | No
MC046 | Bowland Main |  |  |  | MC046-B01/F14 | Function 14 | EN.EN3 Energy Sensor | [6 empty] | F14 | 0 | [10 empty] | No | No
MC046 | Bowland Main |  |  |  | MC046-B01/F15 | Function 15 | EN.EN3 Energy Sensor | [6 empty] | F15 | 0 | [10 empty] | No | No
MC046 | Bowland Main |  |  |  | MC046-B01/F16 | OS Frost | EN.EN3 Energy Sensor | [6 empty] | F16 | 0 | [10 empty] | No | No
MC046 | Bowland Main |  |  |  | MC046-B01/F107 | Rycroft 4-20ma Driver | EN.EN3 Energy Sensor | [6 empty] | F107 | 0 | [10 empty] | No | No
MC046 | Bowland Main |  |  |  | MC046-B01/F108 | Function 108 | EN.EN3 Energy Sensor | [6 empty] | F108 | 0 | [10 empty] | No | No
MC046 | Bowland Main |  |  |  | MC046-B01/F109 | Function 109 | EN.EN3 Energy Sensor | [6 empty] | F109 | 0 | [10 empty] | No | No
MC046 | Bowland Main |  |  |  | MC046-B01/F11 | 4DIX - 11 | EN.EN3 Energy Sensor | [6 empty] | F11 | 0 | [10 empty] | No | No
MC046 | Bowland Main |  |  |  | MC046-B01/F110 | Function 110 | EN.EN3 Energy Sensor | [6 empty] | F110 | 0 | [10 empty] | No | No
MC046 | Bowland Main |  |  |  | MC046-B01/F111 | Function 111 | EN.EN3 Energy Sensor | [6 empty] | F111 | 0 | [10 empty] | No | No
MC046 | Bowland Main |  |  |  | MC046-B01/F10 | 4DIX - 10 | EN.EN3 Energy Sensor | [6 empty] | F10 | 0 | [10 empty] | No | No
MC046 | Bowland Main |  |  |  | MC046-B01/F102 | Function 102 | EN.EN3 Energy Sensor | [6 empty] | F102 | 0 | [10 empty] | No | No
MC046 | Bowland Main |  |  |  | MC046-B01/F103 | Function 103 | EN.EN3 Energy Sensor | [6 empty] | F103 | 0 | [10 empty] | No | No
MC046 | Bowland Main |  |  |  | MC046-B01/F104 | Lecture Vent | EN.EN3 Energy Sensor | [6 empty] | F104 | 0 | [10 empty] | No | No
MC046 | Bowland Main |  |  |  | MC046-B01/F105 | Elec 45kW Offset | EN.EN3 Energy Sensor | [6 empty] | F105 | 0 | [10 empty] | No | No
MC046 | Bowland Main |  |  |  | MC046-B01/F106 | Function 106 | EN.EN3 Energy Sensor | [6 empty] | F106 | 0 | [10 empty] | No | No
MC046 | Bowland Main |  |  |  | MC046-B01/D6 | PHE 1 Control Valve | EN.EN3 Energy Sensor | [6 empty] | D6 | 0 | [10 empty] | No | No
MC046 | Bowland Main |  |  |  | MC046-B01/D7 | PHE 2 Control Valve | EN.EN3 Energy Sensor | [6 empty] | D7 | 0 | [10 empty] | No | No
MC046 | Bowland Main |  |  |  | MC046-B01/D8 | P1 Enable 2RM | EN.EN3 Energy Sensor | [6 empty] | D8 | 0 | [10 empty] | No | No
MC046 | Bowland Main |  |  |  | MC046-B01/D9 | P2 Enable 2RM | EN.EN3 Energy Sensor | [6 empty] | D9 | 0 | [10 empty] | No | No
MC046 | Bowland Main |  |  |  | MC046-B01/e1 | Supervisor | EN.EN3 Energy Sensor | [6 empty] | e1 | 0 | [10 empty] | No | No
MC046 | Bowland Main |  |  |  | MC046-B01/F1 | 4DIX - 1 | EN.EN3 Energy Sensor | [6 empty] | F1 | 0 | [10 empty] | No | No
MC046 | Bowland Main |  |  |  | MC046-B01/D26 | P2 B Speed | EN.EN3 Energy Sensor | [6 empty] | D26 | 0 | [10 empty] | No | No
MC046 | Bowland Main |  |  |  | MC046-B01/D27 | P3 A Speed | EN.EN3 Energy Sensor | [6 empty] | D27 | 0 | [10 empty] | No | No
MC046 | Bowland Main |  |  |  | MC046-B01/D28 | P3 B Speed | EN.EN3 Energy Sensor | [6 empty] | D28 | 0 | [10 empty] | No | No
MC046 | Bowland Main |  |  |  | MC046-B01/D29 | P4 A Speed | EN.EN3 Energy Sensor | [6 empty] | D29 | 0 | [10 empty] | No | No
MC046 | Bowland Main |  |  |  | MC046-B01/D30 | P4 B Speed | EN.EN3 Energy Sensor | [6 empty] | D30 | 0 | [10 empty] | No | No
MC046 | Bowland Main |  |  |  | MC046-B01/D31 | AHU Speed | EN.EN3 Energy Sensor | [6 empty] | D31 | 0 | [10 empty] | No | No
MC046 | Bowland Main |  |  |  | MC046-B01/D20 | DHW Secondary SRM | EN.EN3 Energy Sensor | [6 empty] | D20 | 0 | [10 empty] | No | No
MC046 | Bowland Main |  |  |  | MC046-B01/D21 | Lecture Theatre Fans | EN.EN3 Energy Sensor | [6 empty] | D21 | 0 | [10 empty] | No | No
MC046 | Bowland Main |  |  |  | MC046-B01/D22 | AHU Frost Valve | EN.EN3 Energy Sensor | [6 empty] | D22 | 0 | [10 empty] | No | No
MC046 | Bowland Main |  |  |  | MC046-B01/D23 | AHU Reheat Valve | EN.EN3 Energy Sensor | [6 empty] | D23 | 0 | [10 empty] | No | No
MC046 | Bowland Main |  |  |  | MC046-B01/D24 | P4 Residential VT Valve | EN.EN3 Energy Sensor | [6 empty] | D24 | 0 | [10 empty] | No | No
MC046 | Bowland Main |  |  |  | MC046-B01/D25 | P2 A Speed | EN.EN3 Energy Sensor | [6 empty] | D25 | 0 | [10 empty] | No | No
MC046 | Bowland Main |  |  |  | MC046-B01/D14 | DHW 1 system 4-20Ma | EN.EN3 Energy Sensor | [6 empty] | D14 | 0 | [10 empty] | No | No
MC046 | Bowland Main |  |  |  | MC046-B01/D15 | Cal 1 - 45kW Thyristor | EN.EN3 Energy Sensor | [6 empty] | D15 | 0 | [10 empty] | No | No
MC046 | Bowland Main |  |  |  | MC046-B01/D16 | Cal 1 - 18kW Thyristor | EN.EN3 Energy Sensor | [6 empty] | D16 | 0 | [10 empty] | No | No
MC046 | Bowland Main |  |  |  | MC046-B01/D17 | DHW 2 system 4-20Ma | EN.EN3 Energy Sensor | [6 empty] | D17 | 0 | [10 empty] | No | No
MC046 | Bowland Main |  |  |  | MC046-B01/D18 | Cal 2 - 45kW Thyristor | EN.EN3 Energy Sensor | [6 empty] | D18 | 0 | [10 empty] | No | No
MC046 | Bowland Main |  |  |  | MC046-B01/D19 | Cal 2 - 18kW Thyristor | EN.EN3 Energy Sensor | [6 empty] | D19 | 0 | [10 empty] | No | No
MC046 | Bowland Main |  |  |  | MC046-B01/A3 | Learning Zone - Zone 3 Temp | EN.EN3 Energy Sensor | [6 empty] | A3 | 0 | [10 empty] | No | No
MC046 | Bowland Main |  |  |  | MC046-B01/C1 | Virtual CNC 1 | EN.EN3 Energy Sensor | [6 empty] | C1 | 0 | [10 empty] | No | No
MC046 | Bowland Main |  |  |  | MC046-B01/D10 | Office VT valve | EN.EN3 Energy Sensor | [6 empty] | D10 | 0 | [10 empty] | No | No
MC046 | Bowland Main |  |  |  | MC046-B01/D11 | P3 Enable 2RM | EN.EN3 Energy Sensor | [6 empty] | D11 | 0 | [10 empty] | No | No
MC046 | Bowland Main |  |  |  | MC046-B01/D12 | P4 Enable 2RM | EN.EN3 Energy Sensor | [6 empty] | D12 | 0 | [10 empty] | No | No
MC046 | Bowland Main |  |  |  | MC046-B01/D13 | DHW Systems 4RM | EN.EN3 Energy Sensor | [6 empty] | D13 | 0 | [10 empty] | No | No
MC046 | Bowland Main |  |  |  | MC046-B01/Z4 | DHW Time schedule | EN.EN3 Energy Sensor | [6 empty] | Z4 | 0 | [10 empty] | No | No
MC046 | Bowland Main |  |  |  | MC046-B01/Z5 | Pasturisation Cycle | EN.EN3 Energy Sensor | [6 empty] | Z5 | 0 | [10 empty] | No | No
MC046 | Bowland Main |  |  |  | MC046-B01/Z6 | Triad time program | EN.EN3 Energy Sensor | [6 empty] | Z6 | 0 | [10 empty] | No | No
MC046 | Bowland Main |  |  |  | MC046-B01/A1 | Learning Zone - Zone 1 Temp | EN.EN3 Energy Sensor | [6 empty] | A1 | 0 | [10 empty] | No | No
MC046 | Bowland Main |  |  |  | MC046-B01/A101 | Outside air temperature | EN.EN3 Energy Sensor | [6 empty] | A101 | 0 | [10 empty] | No | No
MC046 | Bowland Main |  |  |  | MC046-B01/A2 | Learning Zone - Zone 2 Temp | EN.EN3 Energy Sensor | [6 empty] | A2 | 0 | [10 empty] | No | No
MC046 | Bowland Main |  |  |  | MC046-B01/Y7 | 4DIX I | EN.EN3 Energy Sensor | [6 empty] | Y7 | 0 | [10 empty] | No | No
MC046 | Bowland Main |  |  |  | MC046-B01/Y8 | 4DIX - AXIO | EN.EN3 Energy Sensor | [6 empty] | Y8 | 0 | [10 empty] | No | No
MC046 | Bowland Main |  |  |  | MC046-B01/Y9 | Current 4-20ma | EN.EN3 Energy Sensor | [6 empty] | Y9 | 0 | [10 empty] | No | No
MC046 | Bowland Main |  |  |  | MC046-B01/Z1 | Office VT Time schedule | EN.EN3 Energy Sensor | [6 empty] | Z1 | 0 | [10 empty] | No | No
MC046 | Bowland Main |  |  |  | MC046-B01/Z2 | Residential time schedule | EN.EN3 Energy Sensor | [6 empty] | Z2 | 0 | [10 empty] | No | No
MC046 | Bowland Main |  |  |  | MC046-B01/Z3 | AHU Time schedule | EN.EN3 Energy Sensor | [6 empty] | Z3 | 0 | [10 empty] | No | No
MC046 | Bowland Main |  |  |  | MC046-B01/Y1 | Thermistor TBTI | EN.EN3 Energy Sensor | [6 empty] | Y1 | 0 | [10 empty] | No | No
MC046 | Bowland Main |  |  |  | MC046-B01/Y2 | 4DIX V | EN.EN3 Energy Sensor | [6 empty] | Y2 | 0 | [10 empty] | No | No
MC046 | Bowland Main |  |  |  | MC046-B01/Y3 | Feedback V 0+10 | EN.EN3 Energy Sensor | [6 empty] | Y3 | 0 | [10 empty] | No | No
MC046 | Bowland Main |  |  |  | MC046-B01/Y4 | Exp OP | EN.EN3 Energy Sensor | [6 empty] | Y4 | 0 | [10 empty] | No | No
MC046 | Bowland Main |  |  |  | MC046-B01/Y5 | CO2 V | EN.EN3 Energy Sensor | [6 empty] | Y5 | 0 | [10 empty] | No | No
MC046 | Bowland Main |  |  |  | MC046-B01/Y6 | Pressure V 4bar | EN.EN3 Energy Sensor | [6 empty] | Y6 | 0 | [10 empty] | No | No
MC046 | Bowland Main |  |  |  | MC046-B01/W3 | Lecture EF ChangeDuty | EN.EN3 Energy Sensor | [6 empty] | W3 | 0 | [10 empty] | No | No
MC046 | Bowland Main |  |  |  | MC046-B01/W4 | DHW ElecDemandForce | EN.EN3 Energy Sensor | [6 empty] | W4 | 0 | [10 empty] | No | No
MC046 | Bowland Main |  |  |  | MC046-B01/W5 | DHW 24HR OPERATION | EN.EN3 Energy Sensor | [6 empty] | W5 | 0 | [10 empty] | No | No
MC046 | Bowland Main |  |  |  | MC046-B01/W6 | ELEC HEATER DISABLE | EN.EN3 Energy Sensor | [6 empty] | W6 | 0 | [10 empty] | No | No
MC046 | Bowland Main |  |  |  | MC046-B01/W7 | Switch 7 | EN.EN3 Energy Sensor | [6 empty] | W7 | 0 | [10 empty] | No | No
MC046 | Bowland Main |  |  |  | MC046-B01/W8 | Residence VT Valve override | EN.EN3 Energy Sensor | [6 empty] | W8 | 0 | [10 empty] | No | No
MC046 | Bowland Main |  |  |  | MC046-B01/V1 |  | EN.EN3 Energy Sensor | [6 empty] | V1 | 0 | [10 empty] | No | No
MC046 | Bowland Main |  |  |  | MC046-B01/W1 | ELEC HEATER DISABLE | EN.EN3 Energy Sensor | [6 empty] | W1 | 0 | [10 empty] | No | No
MC046 | Bowland Main |  |  |  | MC046-B01/W15 | Pump Fail Reset | EN.EN3 Energy Sensor | [6 empty] | W15 | 0 | [10 empty] | No | No
MC046 | Bowland Main |  |  |  | MC046-B01/W16 | Change duty | EN.EN3 Energy Sensor | [6 empty] | W16 | 0 | [10 empty] | No | No
MC046 | Bowland Main |  |  |  | MC046-B01/W17 | Summer Winter Switch | EN.EN3 Energy Sensor | [6 empty] | W17 | 0 | [10 empty] | No | No
MC046 | Bowland Main |  |  |  | MC046-B01/W2 | Holiday Switch | EN.EN3 Energy Sensor | [6 empty] | W2 | 0 | [10 empty] | No | No
MC046 | Bowland Main |  |  |  | MC046-B01/S73 | Elec1 Elec Daily | EN.EN3 Energy Sensor | [6 empty] | S73 | 0 | [10 empty] | No | No
MC046 | Bowland Main |  |  |  | MC046-B01/S74 | Elec1 Elec Weekly | EN.EN3 Energy Sensor | [6 empty] | S74 | 0 | [10 empty] | No | No
MC046 | Bowland Main |  |  |  | MC046-B01/S75 | Elec1 Elec Monthly | EN.EN3 Energy Sensor | [6 empty] | S75 | 0 | [10 empty] | No | No
MC046 | Bowland Main |  |  |  | MC046-B01/S76 | AHU Calc Supply Setpt | EN.EN3 Energy Sensor | [6 empty] | S76 | 0 | [10 empty] | No | No
MC046 | Bowland Main |  |  |  | MC046-B01/S8 | VT P3 Pressure Transducer | EN.EN3 Energy Sensor | [6 empty] | S8 | 0 | [10 empty] | No | No
MC046 | Bowland Main |  |  |  | MC046-B01/S9 | P3 VT Flow temp | EN.EN3 Energy Sensor | [6 empty] | S9 | 0 | [10 empty] | No | No
MC046 | Bowland Main |  |  |  | MC046-B01/S68 | Residential Calc VT Flow Temp | EN.EN3 Energy Sensor | [6 empty] | S68 | 0 | [10 empty] | No | No
MC046 | Bowland Main |  |  |  | MC046-B01/S69 | Cal Fow meter MTHW Ltrs Min | EN.EN3 Energy Sensor | [6 empty] | S69 | 0 | [10 empty] | No | No
MC046 | Bowland Main |  |  |  | MC046-B01/S7 | P2 Return Temp | EN.EN3 Energy Sensor | [6 empty] | S7 | 0 | [10 empty] | No | No
MC046 | Bowland Main |  |  |  | MC046-B01/S70 | Building kwh | EN.EN3 Energy Sensor | [6 empty] | S70 | 0 | [10 empty] | No | No
MC046 | Bowland Main |  |  |  | MC046-B01/S71 | Temperature difference | EN.EN3 Energy Sensor | [6 empty] | S71 | 0 | [10 empty] | No | No
MC046 | Bowland Main |  |  |  | MC046-B01/S72 | AHU Supply Fan Speed | EN.EN3 Energy Sensor | [6 empty] | S72 | 0 | [10 empty] | No | No
MC046 | Bowland Main |  |  |  | MC046-B01/S62 | Immersion heater hoursr run total | EN.EN3 Energy Sensor | [6 empty] | S62 | 0 | [10 empty] | No | No
MC046 | Bowland Main |  |  |  | MC046-B01/S63 | Immersion heater hours run | EN.EN3 Energy Sensor | [6 empty] | S63 | 0 | [10 empty] | No | No
MC046 | Bowland Main |  |  |  | MC046-B01/S64 | Immersion heater hoursr run total | EN.EN3 Energy Sensor | [6 empty] | S64 | 0 | [10 empty] | No | No
MC046 | Bowland Main |  |  |  | MC046-B01/S65 | Immersion heater hours run | EN.EN3 Energy Sensor | [6 empty] | S65 | 0 | [10 empty] | No | No
MC046 | Bowland Main |  |  |  | MC046-B01/S66 | Immersion heater hoursr run total | EN.EN3 Energy Sensor | [6 empty] | S66 | 0 | [10 empty] | No | No
MC046 | Bowland Main |  |  |  | MC046-B01/S67 | Rycroft 4-20ma Driver | EN.EN3 Energy Sensor | [6 empty] | S67 | 0 | [10 empty] | No | No
MC046 | Bowland Main |  |  |  | MC046-B01/S57 | Bar Heat meter GWhrs | EN.EN3 Energy Sensor | [6 empty] | S57 | 0 | [10 empty] | No | No
MC046 | Bowland Main |  |  |  | MC046-B01/S58 | MCC Electric meter kWhr | EN.EN3 Energy Sensor | [6 empty] | S58 | 0 | [10 empty] | No | No
MC046 | Bowland Main |  |  |  | MC046-B01/S59 | MCC Electric meter GWhrs | EN.EN3 Energy Sensor | [6 empty] | S59 | 0 | [10 empty] | No | No
MC046 | Bowland Main |  |  |  | MC046-B01/S6 | P2 Flow Temp | EN.EN3 Energy Sensor | [6 empty] | S6 | 0 | [10 empty] | No | No
MC046 | Bowland Main |  |  |  | MC046-B01/S60 | Immersion heater hoursr run total | EN.EN3 Energy Sensor | [6 empty] | S60 | 0 | [10 empty] | No | No
MC046 | Bowland Main |  |  |  | MC046-B01/S61 | Immersion heater hours run | EN.EN3 Energy Sensor | [6 empty] | S61 | 0 | [10 empty] | No | No
MC046 | Bowland Main |  |  |  | MC046-B01/S51 | MTHW RAW 4- 20ma | EN.EN3 Energy Sensor | [6 empty] | S51 | 0 | [10 empty] | No | No
MC046 | Bowland Main |  |  |  | MC046-B01/S52 | Medium temperature hot water return temperature | EN.EN3 Energy Sensor | [6 empty] | S52 | 0 | [10 empty] | No | No
MC046 | Bowland Main |  |  |  | MC046-B01/S53 | Bar Heat meter Weekly | EN.EN3 Energy Sensor | [6 empty] | S53 | 0 | [10 empty] | No | No
MC046 | Bowland Main |  |  |  | MC046-B01/S54 | Bar Heat meter Monthly | EN.EN3 Energy Sensor | [6 empty] | S54 | 0 | [10 empty] | No | No
MC046 | Bowland Main |  |  |  | MC046-B01/S55 | Bar Heat meter kWhr | EN.EN3 Energy Sensor | [6 empty] | S55 | 0 | [10 empty] | No | No
MC046 | Bowland Main |  |  |  | MC046-B01/S56 | Calc VT Flow Office Temp | EN.EN3 Energy Sensor | [6 empty] | S56 | 0 | [10 empty] | No | No
MC046 | Bowland Main |  |  |  | MC046-B01/S46 | Lecture High Temp | EN.EN3 Energy Sensor | [6 empty] | S46 | 0 | [10 empty] | No | No
MC046 | Bowland Main |  |  |  | MC046-B01/S47 | AHU Frost Temp | EN.EN3 Energy Sensor | [6 empty] | S47 | 0 | [10 empty] | No | No
MC046 | Bowland Main |  |  |  | MC046-B01/S48 | AHU Reheat | EN.EN3 Energy Sensor | [6 empty] | S48 | 0 | [10 empty] | No | No
MC046 | Bowland Main |  |  |  | MC046-B01/S49 | 4DIX - 12 | EN.EN3 Energy Sensor | [6 empty] | S49 | 0 | [10 empty] | No | No
MC046 | Bowland Main |  |  |  | MC046-B01/S5 | P2 A&amp;B Pressure Tranducer | EN.EN3 Energy Sensor | [6 empty] | S5 | 0 | [10 empty] | No | No
MC046 | Bowland Main |  |  |  | MC046-B01/S50 | 4DIX - 13 | EN.EN3 Energy Sensor | [6 empty] | S50 | 0 | [10 empty] | No | No
MC046 | Bowland Main |  |  |  | MC046-B01/S40 | 4DIX - 11 | EN.EN3 Energy Sensor | [6 empty] | S40 | 0 | [10 empty] | No | No
MC046 | Bowland Main |  |  |  | MC046-B01/S41 | Immersion heater hours run | EN.EN3 Energy Sensor | [6 empty] | S41 | 0 | [10 empty] | No | No
MC046 | Bowland Main |  |  |  | MC046-B01/S42 | Bar Heat meter | EN.EN3 Energy Sensor | [6 empty] | S42 | 0 | [10 empty] | No | No
MC046 | Bowland Main |  |  |  | MC046-B01/S43 | Lecture Low Co2 | EN.EN3 Energy Sensor | [6 empty] | S43 | 0 | [10 empty] | No | No
MC046 | Bowland Main |  |  |  | MC046-B01/S44 | Lecture Low Temp | EN.EN3 Energy Sensor | [6 empty] | S44 | 0 | [10 empty] | No | No
MC046 | Bowland Main |  |  |  | MC046-B01/S45 | Lecture High Co2 | EN.EN3 Energy Sensor | [6 empty] | S45 | 0 | [10 empty] | No | No
MC046 | Bowland Main |  |  |  | MC046-B01/S35 | Level D Space Temp | EN.EN3 Energy Sensor | [6 empty] | S35 | 0 | [10 empty] | No | No
MC046 | Bowland Main |  |  |  | MC046-B01/S36 | 4DIX - 7 | EN.EN3 Energy Sensor | [6 empty] | S36 | 0 | [10 empty] | No | No
MC046 | Bowland Main |  |  |  | MC046-B01/S37 | 4DIX - 8 | EN.EN3 Energy Sensor | [6 empty] | S37 | 0 | [10 empty] | No | No
MC046 | Bowland Main |  |  |  | MC046-B01/S38 | 4DIX - 9 | EN.EN3 Energy Sensor | [6 empty] | S38 | 0 | [10 empty] | No | No
MC046 | Bowland Main |  |  |  | MC046-B01/S39 | 4DIX - 10 | EN.EN3 Energy Sensor | [6 empty] | S39 | 0 | [10 empty] | No | No
MC046 | Bowland Main |  |  |  | MC046-B01/S4 | PHE 2 LTHW Temp | EN.EN3 Energy Sensor | [6 empty] | S4 | 0 | [10 empty] | No | No
MC046 | Bowland Main |  |  |  | MC046-B01/S3 | PHE 2 MTHW Temp | EN.EN3 Energy Sensor | [6 empty] | S3 | 0 | [10 empty] | No | No
MC046 | Bowland Main |  |  |  | MC046-B01/S30 | Level B Space Temp | EN.EN3 Energy Sensor | [6 empty] | S30 | 0 | [10 empty] | No | No
MC046 | Bowland Main |  |  |  | MC046-B01/S31 | Level B Space Temp | EN.EN3 Energy Sensor | [6 empty] | S31 | 0 | [10 empty] | No | No
MC046 | Bowland Main |  |  |  | MC046-B01/S32 | Level C Space Temp | EN.EN3 Energy Sensor | [6 empty] | S32 | 0 | [10 empty] | No | No
MC046 | Bowland Main |  |  |  | MC046-B01/S33 | Level C Space Temp | EN.EN3 Energy Sensor | [6 empty] | S33 | 0 | [10 empty] | No | No
MC046 | Bowland Main |  |  |  | MC046-B01/S34 | Level D Space Temp | EN.EN3 Energy Sensor | [6 empty] | S34 | 0 | [10 empty] | No | No
MC046 | Bowland Main |  |  |  | MC046-B01/S24 | 4DIX - 2 | EN.EN3 Energy Sensor | [6 empty] | S24 | 0 | [10 empty] | No | No
MC046 | Bowland Main |  |  |  | MC046-B01/S25 | 4DIX - 3 | EN.EN3 Energy Sensor | [6 empty] | S25 | 0 | [10 empty] | No | No
MC046 | Bowland Main |  |  |  | MC046-B01/S26 | 4DIX - 4 | EN.EN3 Energy Sensor | [6 empty] | S26 | 0 | [10 empty] | No | No
MC046 | Bowland Main |  |  |  | MC046-B01/S27 | 4DIX - 5 | EN.EN3 Energy Sensor | [6 empty] | S27 | 0 | [10 empty] | No | No
MC046 | Bowland Main |  |  |  | MC046-B01/S28 | 4DIX - 6 | EN.EN3 Energy Sensor | [6 empty] | S28 | 0 | [10 empty] | No | No
MC046 | Bowland Main |  |  |  | MC046-B01/S29 | P4 VT pressure | EN.EN3 Energy Sensor | [6 empty] | S29 | 0 | [10 empty] | No | No
MC046 | Bowland Main |  |  |  | MC046-B01/S19 | DHW Flow temp | EN.EN3 Energy Sensor | [6 empty] | S19 | 0 | [10 empty] | No | No
MC046 | Bowland Main |  |  |  | MC046-B01/S2 | PHE 1 LTHW Temp | EN.EN3 Energy Sensor | [6 empty] | S2 | 0 | [10 empty] | No | No
MC046 | Bowland Main |  |  |  | MC046-B01/S20 | DHW Sec Return Temp | EN.EN3 Energy Sensor | [6 empty] | S20 | 0 | [10 empty] | No | No
MC046 | Bowland Main |  |  |  | MC046-B01/S21 | Level A Space Temp | EN.EN3 Energy Sensor | [6 empty] | S21 | 0 | [10 empty] | No | No
MC046 | Bowland Main |  |  |  | MC046-B01/S22 | Spare | EN.EN3 Energy Sensor | [6 empty] | S22 | 0 | [10 empty] | No | No
MC046 | Bowland Main |  |  |  | MC046-B01/S23 | 4DIX - 1 | EN.EN3 Energy Sensor | [6 empty] | S23 | 0 | [10 empty] | No | No
MC046 | Bowland Main |  |  |  | MC046-B01/S13 | Learning Zone - Zone 3 Temp | EN.EN3 Energy Sensor | [6 empty] | S13 | 0 | [10 empty] | No | No
MC046 | Bowland Main |  |  |  | MC046-B01/S14 | OAT Temp | EN.EN3 Energy Sensor | [6 empty] | S14 | 0 | [10 empty] | No | No
MC046 | Bowland Main |  |  |  | MC046-B01/S15 | PHE 1 Control output | EN.EN3 Energy Sensor | [6 empty] | S15 | 0 | [10 empty] | No | No
MC046 | Bowland Main |  |  |  | MC046-B01/S16 | PHE2 Control Output | EN.EN3 Energy Sensor | [6 empty] | S16 | 0 | [10 empty] | No | No
MC046 | Bowland Main |  |  |  | MC046-B01/S17 | CAL1 Temp | EN.EN3 Energy Sensor | [6 empty] | S17 | 0 | [10 empty] | No | No
MC046 | Bowland Main |  |  |  | MC046-B01/S18 | CAL2 Temp | EN.EN3 Energy Sensor | [6 empty] | S18 | 0 | [10 empty] | No | No
MC046 | Bowland Main |  |  |  | MC046-B01/P9 | P2 Flow Temp | EN.EN3 Energy Sensor | [6 empty] | P9 | 0 | [10 empty] | No | No
MC046 | Bowland Main |  |  |  | MC046-B01/Q1 | Sequence Table 1 | EN.EN3 Energy Sensor | [6 empty] | Q1 | 0 | [10 empty] | No | No
MC046 | Bowland Main |  |  |  | MC046-B01/S1 | PHE 1 MTHW Temp | EN.EN3 Energy Sensor | [6 empty] | S1 | 0 | [10 empty] | No | No
MC046 | Bowland Main |  |  |  | MC046-B01/S10 | P4 VT Flow temp | EN.EN3 Energy Sensor | [6 empty] | S10 | 0 | [10 empty] | No | No
MC046 | Bowland Main |  |  |  | MC046-B01/S11 | Learning Zone - Zone 1 Temp | EN.EN3 Energy Sensor | [6 empty] | S11 | 0 | [10 empty] | No | No
MC046 | Bowland Main |  |  |  | MC046-B01/S12 | Learning Zone - Zone 2 Temp | EN.EN3 Energy Sensor | [6 empty] | S12 | 0 | [10 empty] | No | No
MC046 | Bowland Main |  |  |  | MC046-B01/P67 | Elec1 Elec Weekly | EN.EN3 Energy Sensor | [6 empty] | P67 | 0 | [10 empty] | No | No
MC046 | Bowland Main |  |  |  | MC046-B01/P68 | Elec1 Elec Monthly | EN.EN3 Energy Sensor | [6 empty] | P68 | 0 | [10 empty] | No | No
MC046 | Bowland Main |  |  |  | MC046-B01/P69 | AHU Calc Supply Setpt | EN.EN3 Energy Sensor | [6 empty] | P69 | 0 | [10 empty] | No | No
MC046 | Bowland Main |  |  |  | MC046-B01/P7 | PHE 2 LTHW Temp | EN.EN3 Energy Sensor | [6 empty] | P7 | 0 | [10 empty] | No | No
MC046 | Bowland Main |  |  |  | MC046-B01/P70 | Outside air temperature | EN.EN3 Energy Sensor | [6 empty] | P70 | 0 | [10 empty] | No | No
MC046 | Bowland Main |  |  |  | MC046-B01/P8 | P2 A&amp;B Pressure Tranducer | EN.EN3 Energy Sensor | [6 empty] | P8 | 0 | [10 empty] | No | No
MC046 | Bowland Main |  |  |  | MC046-B01/P6 | PHE 2 MTHW Temp | EN.EN3 Energy Sensor | [6 empty] | P6 | 0 | [10 empty] | No | No
MC046 | Bowland Main |  |  |  | MC046-B01/P60 | PHE 1 Control output | EN.EN3 Energy Sensor | [6 empty] | P60 | 0 | [10 empty] | No | No
MC046 | Bowland Main |  |  |  | MC046-B01/P61 | PHE2 Control Output | EN.EN3 Energy Sensor | [6 empty] | P61 | 0 | [10 empty] | No | No
MC046 | Bowland Main |  |  |  | MC046-B01/P62 | Calc VT Flow Office Temp | EN.EN3 Energy Sensor | [6 empty] | P62 | 0 | [10 empty] | No | No
MC046 | Bowland Main |  |  |  | MC046-B01/P63 | Residential Calc VT Flow Temp | EN.EN3 Energy Sensor | [6 empty] | P63 | 0 | [10 empty] | No | No
MC046 | Bowland Main |  |  |  | MC046-B01/P66 | Elec1 Elec Daily | EN.EN3 Energy Sensor | [6 empty] | P66 | 0 | [10 empty] | No | No
MC046 | Bowland Main |  |  |  | MC046-B01/P5 | PHE 1 LTHW Temp | EN.EN3 Energy Sensor | [6 empty] | P5 | 0 | [10 empty] | No | No
MC046 | Bowland Main |  |  |  | MC046-B01/P50 | Lecture High Temp | EN.EN3 Energy Sensor | [6 empty] | P50 | 0 | [10 empty] | No | No
MC046 | Bowland Main |  |  |  | MC046-B01/P51 | AHU Frost Temp | EN.EN3 Energy Sensor | [6 empty] | P51 | 0 | [10 empty] | No | No
MC046 | Bowland Main |  |  |  | MC046-B01/P52 | AHU Reheat | EN.EN3 Energy Sensor | [6 empty] | P52 | 0 | [10 empty] | No | No
MC046 | Bowland Main |  |  |  | MC046-B01/P55 | Spare | EN.EN3 Energy Sensor | [6 empty] | P55 | 0 | [10 empty] | No | No
MC046 | Bowland Main |  |  |  | MC046-B01/P56 | Spare | EN.EN3 Energy Sensor | [6 empty] | P56 | 0 | [10 empty] | No | No
MC046 | Bowland Main |  |  |  | MC046-B01/P4 | PHE 1 MTHW Temp | EN.EN3 Energy Sensor | [6 empty] | P4 | 0 | [10 empty] | No | No
MC046 | Bowland Main |  |  |  | MC046-B01/P40 | Building kwh | EN.EN3 Energy Sensor | [6 empty] | P40 | 0 | [10 empty] | No | No
MC046 | Bowland Main |  |  |  | MC046-B01/P41 | Temperature difference | EN.EN3 Energy Sensor | [6 empty] | P41 | 0 | [10 empty] | No | No
MC046 | Bowland Main |  |  |  | MC046-B01/P47 | Lecture Low Co2 | EN.EN3 Energy Sensor | [6 empty] | P47 | 0 | [10 empty] | No | No
MC046 | Bowland Main |  |  |  | MC046-B01/P48 | Lecture Low Temp | EN.EN3 Energy Sensor | [6 empty] | P48 | 0 | [10 empty] | No | No
MC046 | Bowland Main |  |  |  | MC046-B01/P49 | Lecture High Co2 | EN.EN3 Energy Sensor | [6 empty] | P49 | 0 | [10 empty] | No | No
MC046 | Bowland Main |  |  |  | MC046-B01/P34 | Level B Space Temp | EN.EN3 Energy Sensor | [6 empty] | P34 | 0 | [10 empty] | No | No
MC046 | Bowland Main |  |  |  | MC046-B01/P35 | Level B Space Temp | EN.EN3 Energy Sensor | [6 empty] | P35 | 0 | [10 empty] | No | No
MC046 | Bowland Main |  |  |  | MC046-B01/P36 | Level C Space Temp | EN.EN3 Energy Sensor | [6 empty] | P36 | 0 | [10 empty] | No | No
MC046 | Bowland Main |  |  |  | MC046-B01/P37 | Level C Space Temp | EN.EN3 Energy Sensor | [6 empty] | P37 | 0 | [10 empty] | No | No
MC046 | Bowland Main |  |  |  | MC046-B01/P38 | Level D Space Temp | EN.EN3 Energy Sensor | [6 empty] | P38 | 0 | [10 empty] | No | No
MC046 | Bowland Main |  |  |  | MC046-B01/P39 | Level D Space Temp | EN.EN3 Energy Sensor | [6 empty] | P39 | 0 | [10 empty] | No | No
MC046 | Bowland Main |  |  |  | MC046-B01/P29 | Immersion heater hours run | EN.EN3 Energy Sensor | [6 empty] | P29 | 0 | [10 empty] | No | No
MC046 | Bowland Main |  |  |  | MC046-B01/P3 | Main Elec Daily | EN.EN3 Energy Sensor | [6 empty] | P3 | 0 | [10 empty] | No | No
MC046 | Bowland Main |  |  |  | MC046-B01/P30 | Immersion heater hoursr run total | EN.EN3 Energy Sensor | [6 empty] | P30 | 0 | [10 empty] | No | No
MC046 | Bowland Main |  |  |  | MC046-B01/P31 | Rycroft 4-20ma Driver | EN.EN3 Energy Sensor | [6 empty] | P31 | 0 | [10 empty] | No | No
MC046 | Bowland Main |  |  |  | MC046-B01/P32 | Cal Fow meter MTHW Ltrs Min | EN.EN3 Energy Sensor | [6 empty] | P32 | 0 | [10 empty] | No | No
MC046 | Bowland Main |  |  |  | MC046-B01/P33 | P4 VT pressure | EN.EN3 Energy Sensor | [6 empty] | P33 | 0 | [10 empty] | No | No
MC046 | Bowland Main |  |  |  | MC046-B01/P23 | DHW Flow temp | EN.EN3 Energy Sensor | [6 empty] | P23 | 0 | [10 empty] | No | No
MC046 | Bowland Main |  |  |  | MC046-B01/P24 | DHW Sec Return Temp | EN.EN3 Energy Sensor | [6 empty] | P24 | 0 | [10 empty] | No | No
MC046 | Bowland Main |  |  |  | MC046-B01/P25 | Level A Space Temp | EN.EN3 Energy Sensor | [6 empty] | P25 | 0 | [10 empty] | No | No
MC046 | Bowland Main |  |  |  | MC046-B01/P26 | Spare | EN.EN3 Energy Sensor | [6 empty] | P26 | 0 | [10 empty] | No | No
MC046 | Bowland Main |  |  |  | MC046-B01/P27 | Immersion heater hours run | EN.EN3 Energy Sensor | [6 empty] | P27 | 0 | [10 empty] | No | No
MC046 | Bowland Main |  |  |  | MC046-B01/P28 | Immersion heater hoursr run total | EN.EN3 Energy Sensor | [6 empty] | P28 | 0 | [10 empty] | No | No
MC046 | Bowland Main |  |  |  | MC046-B01/P18 | Immersion heater hoursr run total | EN.EN3 Energy Sensor | [6 empty] | P18 | 0 | [10 empty] | No | No
MC046 | Bowland Main |  |  |  | MC046-B01/P19 | Immersion heater hours run | EN.EN3 Energy Sensor | [6 empty] | P19 | 0 | [10 empty] | No | No
MC046 | Bowland Main |  |  |  | MC046-B01/P2 | CAL2 Temp | EN.EN3 Energy Sensor | [6 empty] | P2 | 0 | [10 empty] | No | No
MC046 | Bowland Main |  |  |  | MC046-B01/P20 | Immersion heater hoursr run total | EN.EN3 Energy Sensor | [6 empty] | P20 | 0 | [10 empty] | No | No
MC046 | Bowland Main |  |  |  | MC046-B01/P21 | CAL1 Temp | EN.EN3 Energy Sensor | [6 empty] | P21 | 0 | [10 empty] | No | No
MC046 | Bowland Main |  |  |  | MC046-B01/P22 | CAL2 Temp | EN.EN3 Energy Sensor | [6 empty] | P22 | 0 | [10 empty] | No | No
MC046 | Bowland Main |  |  |  | MC046-B01/P12 | P3 VT Flow temp | EN.EN3 Energy Sensor | [6 empty] | P12 | 0 | [10 empty] | No | No
MC046 | Bowland Main |  |  |  | MC046-B01/P13 | P4 VT Flow temp | EN.EN3 Energy Sensor | [6 empty] | P13 | 0 | [10 empty] | No | No
MC046 | Bowland Main |  |  |  | MC046-B01/P14 | Main Elec Weekly | EN.EN3 Energy Sensor | [6 empty] | P14 | 0 | [10 empty] | No | No
MC046 | Bowland Main |  |  |  | MC046-B01/P15 | Main Elec Monthly | EN.EN3 Energy Sensor | [6 empty] | P15 | 0 | [10 empty] | No | No
MC046 | Bowland Main |  |  |  | MC046-B01/P16 | Sensor 72 | EN.EN3 Energy Sensor | [6 empty] | P16 | 0 | [10 empty] | No | No
MC046 | Bowland Main |  |  |  | MC046-B01/P17 | Immersion heater hours run | EN.EN3 Energy Sensor | [6 empty] | P17 | 0 | [10 empty] | No | No
MC046 | Bowland Main |  |  |  | MC046-B01/o3 | Optimum Start Stop 3 | EN.EN3 Energy Sensor | [6 empty] | o3 | 0 | [10 empty] | No | No
MC046 | Bowland Main |  |  |  | MC046-B01/o4 | Alarm Route 4 | EN.EN3 Energy Sensor | [6 empty] | o4 | 0 | [10 empty] | No | No
MC046 | Bowland Main |  |  |  | MC046-B01/P1 | CAL1 Temp | EN.EN3 Energy Sensor | [6 empty] | P1 | 0 | [10 empty] | No | No
MC046 | Bowland Main |  |  |  | MC046-B01/P10 | P2 Return Temp | EN.EN3 Energy Sensor | [6 empty] | P10 | 0 | [10 empty] | No | No
MC046 | Bowland Main |  |  |  | MC046-B01/P11 | VT P3 Pressure Transducer | EN.EN3 Energy Sensor | [6 empty] | P11 | 0 | [10 empty] | No | No
MC046 | Bowland Main |  |  |  | MC046-B01/n1 | TREND_0B_00_BF | EN.EN3 Energy Sensor | [6 empty] | n1 | 0 | [10 empty] | No | No
MC046 | Bowland Main |  |  |  | MC046-B01/N4 | IC Comms 4 | EN.EN3 Energy Sensor | [6 empty] | N4 | 0 | [10 empty] | No | No
MC046 | Bowland Main |  |  |  | MC046-B01/o1 | Heating | EN.EN3 Energy Sensor | [6 empty] | o1 | 0 | [10 empty] | No | No
MC046 | Bowland Main |  |  |  | MC046-B01/o2 | Heating | EN.EN3 Energy Sensor | [6 empty] | o2 | 0 | [10 empty] | No | No
MC043 | Bowland North | B062 | ISS Comms |  | MC043/DL01 | Data logger: Bowland North | EN.EN1 Data Logger |  |  |  |  | Multilog G2 | Enercom | 050157B3C100 | 0 |  |  | 10.23.10.74 |  | 00-50-C2-2C-3F-05
MC043 | Bowland North |  |  |  | MC043-B01 | BMS Controller: Bowland North | EN.EN4 BMS Controller |  |  |  |  | IQ4E128 | Trend | A7B8544A-F5AF-40B3-BBBB-46E7C72A6D4D | 0
MC043 | Bowland North |  |  |  | MC043/DL01/M001 | Bowland North | EN.EN2 Energy Meter | [6 empty] | 1 | 0 | [10 empty] | No | No
MC043 | Bowland North | A0 | Whole Building |  | MC043/DL01/M001 | Bowland North | EN.EN2 Energy Meter | [6 empty] | 1 | 0 | [10 empty] | No | No
MC043 | Bowland North |  |  |  | MC043/DL01/M002 | Bowland North | EN.EN2 Energy Meter | [6 empty] | 2 | 0 | [10 empty] | No | No
MC043 | Bowland North | A0 | Whole Building |  | MC043/DL01/M002 | Bowland North | EN.EN2 Energy Meter | [6 empty] | 2 | 0 | [10 empty] | No | No
MC043 | Bowland North |  |  |  | MC043/DL01/M003 | Bowland North | EN.EN2 Energy Meter | [6 empty] | 3 | 0 | [10 empty] | No | No
MC043 | Bowland North | A0 | Whole Building |  | MC043/DL01/M003 | Bowland North | EN.EN2 Energy Meter | [6 empty] | 3 | 0 | [10 empty] | No | No
MC043 | Bowland North |  |  |  | MC043-B01/C1 | Virtual CNC 1 | EN.EN3 Energy Sensor | [6 empty] | C1 | 0 | [10 empty] | No | No
MC043 | Bowland North |  |  |  | MC043-B01/C2 | Virtual CNC 2 | EN.EN3 Energy Sensor | [6 empty] | C2 | 0 | [10 empty] | No | No
MC043 | Bowland North |  |  |  | MC043-B01/C3 | Virtual CNC 3 | EN.EN3 Energy Sensor | [6 empty] | C3 | 0 | [10 empty] | No | No
MC043 | Bowland North |  |  |  | MC043-B01/D1 | RM3 Heat Exchangers | EN.EN3 Energy Sensor | [6 empty] | D1 | 0 | [10 empty] | No | No
MC043 | Bowland North |  |  |  | MC043-B01/D10 | AHU 7 Enable | EN.EN3 Energy Sensor | [6 empty] | D10 | 0 | [10 empty] | No | No
MC043 | Bowland North |  |  |  | MC043-B01/D11 | AHU 8 Enable | EN.EN3 Energy Sensor | [6 empty] | D11 | 0 | [10 empty] | No | No
MC043 | Bowland North |  |  |  | MC043-B01/Z7 | AHU No 6 Times | EN.EN3 Energy Sensor | [6 empty] | Z7 | 0 | [10 empty] | No | No
MC043 | Bowland North |  |  |  | MC043-B01/Z8 | AHU No 7 Times | EN.EN3 Energy Sensor | [6 empty] | Z8 | 0 | [10 empty] | No | No
MC043 | Bowland North |  |  |  | MC043-B01/Z9 | AHU No 8 Times | EN.EN3 Energy Sensor | [6 empty] | Z9 | 0 | [10 empty] | No | No
MC043 | Bowland North |  |  |  | MC043-B01/Z10 | Plant Room Extract | EN.EN3 Energy Sensor | [6 empty] | Z10 | 0 | [10 empty] | No | No
MC043 | Bowland North |  |  |  | MC043-B01/Z2 | AHU No 1 Times | EN.EN3 Energy Sensor | [6 empty] | Z2 | 0 | [10 empty] | No | No
MC043 | Bowland North |  |  |  | MC043-B01/Z3 | AHU No 2 Times | EN.EN3 Energy Sensor | [6 empty] | Z3 | 0 | [10 empty] | No | No
MC043 | Bowland North |  |  |  | MC043-B01/Z4 | AHU No 3 Times | EN.EN3 Energy Sensor | [6 empty] | Z4 | 0 | [10 empty] | No | No
MC043 | Bowland North |  |  |  | MC043-B01/Z5 | AHU No 4 Times | EN.EN3 Energy Sensor | [6 empty] | Z5 | 0 | [10 empty] | No | No
MC043 | Bowland North |  |  |  | MC043-B01/Z6 | AHU No 5 Times | EN.EN3 Energy Sensor | [6 empty] | Z6 | 0 | [10 empty] | No | No
MC043 | Bowland North |  |  |  | MC043-B01/Y2 | Trend Thermistor | EN.EN3 Energy Sensor | [6 empty] | Y2 | 0 | [10 empty] | No | No
MC043 | Bowland North |  |  |  | MC043-B01/Y3 | Thermistor HMDT | EN.EN3 Energy Sensor | [6 empty] | Y3 | 0 | [10 empty] | No | No
MC043 | Bowland North |  |  |  | MC043-B01/Y4 | Current 4-20ma | EN.EN3 Energy Sensor | [6 empty] | Y4 | 0 | [10 empty] | No | No
MC043 | Bowland North |  |  |  | MC043-B01/Y5 | Pressure I 4bar | EN.EN3 Energy Sensor | [6 empty] | Y5 | 0 | [10 empty] | No | No
MC043 | Bowland North |  |  |  | MC043-B01/Y6 | Current 4-20ma | EN.EN3 Energy Sensor | [6 empty] | Y6 | 0 | [10 empty] | No | No
MC043 | Bowland North |  |  |  | MC043-B01/Z1 | Heating | EN.EN3 Energy Sensor | [6 empty] | Z1 | 0 | [10 empty] | No | No
MC043 | Bowland North |  |  |  | MC043-B01/W5 | Summer Winter SW | EN.EN3 Energy Sensor | [6 empty] | W5 | 0 | [10 empty] | No | No
MC043 | Bowland North |  |  |  | MC043-B01/W6 | Fault reset | EN.EN3 Energy Sensor | [6 empty] | W6 | 0 | [10 empty] | No | No
MC043 | Bowland North |  |  |  | MC043-B01/W7 | Fault reset | EN.EN3 Energy Sensor | [6 empty] | W7 | 0 | [10 empty] | No | No
MC043 | Bowland North |  |  |  | MC043-B01/W8 | Fault reset | EN.EN3 Energy Sensor | [6 empty] | W8 | 0 | [10 empty] | No | No
MC043 | Bowland North |  |  |  | MC043-B01/W9 | Fault reset | EN.EN3 Energy Sensor | [6 empty] | W9 | 0 | [10 empty] | No | No
MC043 | Bowland North |  |  |  | MC043-B01/Y1 | Trend T -20+50 | EN.EN3 Energy Sensor | [6 empty] | Y1 | 0 | [10 empty] | No | No
MC043 | Bowland North |  |  |  | MC043-B01/W13 | Fault reset | EN.EN3 Energy Sensor | [6 empty] | W13 | 0 | [10 empty] | No | No
MC043 | Bowland North |  |  |  | MC043-B01/W14 | Fault reset | EN.EN3 Energy Sensor | [6 empty] | W14 | 0 | [10 empty] | No | No
MC043 | Bowland North |  |  |  | MC043-B01/W15 | Fault reset | EN.EN3 Energy Sensor | [6 empty] | W15 | 0 | [10 empty] | No | No
MC043 | Bowland North |  |  |  | MC043-B01/W2 | CT Htg Pumps Duty | EN.EN3 Energy Sensor | [6 empty] | W2 | 0 | [10 empty] | No | No
MC043 | Bowland North |  |  |  | MC043-B01/W3 | VT Htg Pumps Duty | EN.EN3 Energy Sensor | [6 empty] | W3 | 0 | [10 empty] | No | No
MC043 | Bowland North |  |  |  | MC043-B01/W4 | VT Maint Off | EN.EN3 Energy Sensor | [6 empty] | W4 | 0 | [10 empty] | No | No
MC043 | Bowland North |  |  |  | MC043-B01/V1 |  | EN.EN3 Energy Sensor | [6 empty] | V1 | 0 | [10 empty] | No | No
MC043 | Bowland North |  |  |  | MC043-B01/V2 |  | EN.EN3 Energy Sensor | [6 empty] | V2 | 0 | [10 empty] | No | No
MC043 | Bowland North |  |  |  | MC043-B01/W1 | 24Hr Fault Reset | EN.EN3 Energy Sensor | [6 empty] | W1 | 0 | [10 empty] | No | No
MC043 | Bowland North |  |  |  | MC043-B01/W10 | Fault reset | EN.EN3 Energy Sensor | [6 empty] | W10 | 0 | [10 empty] | No | No
MC043 | Bowland North |  |  |  | MC043-B01/W11 | Fault reset | EN.EN3 Energy Sensor | [6 empty] | W11 | 0 | [10 empty] | No | No
MC043 | Bowland North |  |  |  | MC043-B01/W12 | Fault reset | EN.EN3 Energy Sensor | [6 empty] | W12 | 0 | [10 empty] | No | No
MC043 | Bowland North |  |  |  | MC043-B01/S6 | CW Flow Temp No 1 | EN.EN3 Energy Sensor | [6 empty] | S6 | 0 | [10 empty] | No | No
MC043 | Bowland North |  |  |  | MC043-B01/S7 | CW Flow Temp No 2 | EN.EN3 Energy Sensor | [6 empty] | S7 | 0 | [10 empty] | No | No
MC043 | Bowland North |  |  |  | MC043-B01/S8 | CW Flow Temp No 3 | EN.EN3 Energy Sensor | [6 empty] | S8 | 0 | [10 empty] | No | No
MC043 | Bowland North |  |  |  | MC043-B01/S9 | CW Flow 4 SW | EN.EN3 Energy Sensor | [6 empty] | S9 | 0 | [10 empty] | No | No
MC043 | Bowland North |  |  |  | MC043-B01/U1 |  | EN.EN3 Energy Sensor | [6 empty] | U1 | 0 | [10 empty] | No | No
MC043 | Bowland North |  |  |  | MC043-B01/U2 |  | EN.EN3 Energy Sensor | [6 empty] | U2 | 0 | [10 empty] | No | No
MC043 | Bowland North |  |  |  | MC043-B01/S39 | Monthly Water Usage | EN.EN3 Energy Sensor | [6 empty] | S39 | 0 | [10 empty] | No | No
MC043 | Bowland North |  |  |  | MC043-B01/S4 | Heat Ex 1 Flow Temp | EN.EN3 Energy Sensor | [6 empty] | S4 | 0 | [10 empty] | No | No
MC043 | Bowland North |  |  |  | MC043-B01/S40 | Anual Water Usage | EN.EN3 Energy Sensor | [6 empty] | S40 | 0 | [10 empty] | No | No
MC043 | Bowland North |  |  |  | MC043-B01/S5 | Heat EX 2 Flow Temp | EN.EN3 Energy Sensor | [6 empty] | S5 | 0 | [10 empty] | No | No
MC043 | Bowland North |  |  |  | MC043-B01/S50 | Raw 4-20ma MTHW flow | EN.EN3 Energy Sensor | [6 empty] | S50 | 0 | [10 empty] | No | No
MC043 | Bowland North |  |  |  | MC043-B01/S51 | Sensor 51 | EN.EN3 Energy Sensor | [6 empty] | S51 | 0 | [10 empty] | No | No
MC043 | Bowland North |  |  |  | MC043-B01/S3 | Primary Return Temp | EN.EN3 Energy Sensor | [6 empty] | S3 | 0 | [10 empty] | No | No
MC043 | Bowland North |  |  |  | MC043-B01/S30 | Temperature difference | EN.EN3 Energy Sensor | [6 empty] | S30 | 0 | [10 empty] | No | No
MC043 | Bowland North |  |  |  | MC043-B01/S33 | Hourly Water Consump | EN.EN3 Energy Sensor | [6 empty] | S33 | 0 | [10 empty] | No | No
MC043 | Bowland North |  |  |  | MC043-B01/S34 | Daily Water Usage | EN.EN3 Energy Sensor | [6 empty] | S34 | 0 | [10 empty] | No | No
MC043 | Bowland North |  |  |  | MC043-B01/S37 | Calculated variable temperature circuit flow temperature | EN.EN3 Energy Sensor | [6 empty] | S37 | 0 | [10 empty] | No | No
MC043 | Bowland North |  |  |  | MC043-B01/S38 | Weekly Water Usage | EN.EN3 Energy Sensor | [6 empty] | S38 | 0 | [10 empty] | No | No
MC043 | Bowland North |  |  |  | MC043-B01/S24 | AHU 6 Supply Duct | EN.EN3 Energy Sensor | [6 empty] | S24 | 0 | [10 empty] | No | No
MC043 | Bowland North |  |  |  | MC043-B01/S25 | AHU 7 Supply Duct | EN.EN3 Energy Sensor | [6 empty] | S25 | 0 | [10 empty] | No | No
MC043 | Bowland North |  |  |  | MC043-B01/S26 | AHU 8 Supply Duct | EN.EN3 Energy Sensor | [6 empty] | S26 | 0 | [10 empty] | No | No
MC043 | Bowland North |  |  |  | MC043-B01/S27 | VT Pressure | EN.EN3 Energy Sensor | [6 empty] | S27 | 0 | [10 empty] | No | No
MC043 | Bowland North |  |  |  | MC043-B01/S28 | Cal Fow meter MTHW Ltrs Min | EN.EN3 Energy Sensor | [6 empty] | S28 | 0 | [10 empty] | No | No
MC043 | Bowland North |  |  |  | MC043-B01/S29 | Building kwh | EN.EN3 Energy Sensor | [6 empty] | S29 | 0 | [10 empty] | No | No
MC043 | Bowland North |  |  |  | MC043-B01/S19 | AHU 1 Supply Duct | EN.EN3 Energy Sensor | [6 empty] | S19 | 0 | [10 empty] | No | No
MC043 | Bowland North |  |  |  | MC043-B01/S2 | Primary Flow Temp | EN.EN3 Energy Sensor | [6 empty] | S2 | 0 | [10 empty] | No | No
MC043 | Bowland North |  |  |  | MC043-B01/S20 | AHU 2 Supply Duct | EN.EN3 Energy Sensor | [6 empty] | S20 | 0 | [10 empty] | No | No
MC043 | Bowland North |  |  |  | MC043-B01/S21 | AHU 3 Supply Duct | EN.EN3 Energy Sensor | [6 empty] | S21 | 0 | [10 empty] | No | No
MC043 | Bowland North |  |  |  | MC043-B01/S22 | AHU 4 Supply Duct | EN.EN3 Energy Sensor | [6 empty] | S22 | 0 | [10 empty] | No | No
MC043 | Bowland North |  |  |  | MC043-B01/S23 | AHU 5 Supply Duct | EN.EN3 Energy Sensor | [6 empty] | S23 | 0 | [10 empty] | No | No
MC043 | Bowland North |  |  |  | MC043-B01/S13 | Constant temperature circuit flow temperature | EN.EN3 Energy Sensor | [6 empty] | S13 | 0 | [10 empty] | No | No
MC043 | Bowland North |  |  |  | MC043-B01/S14 | Liz Livingston Rm | EN.EN3 Energy Sensor | [6 empty] | S14 | 0 | [10 empty] | No | No
MC043 | Bowland North |  |  |  | MC043-B01/S15 | Max Inside VT Space | EN.EN3 Energy Sensor | [6 empty] | S15 | 0 | [10 empty] | No | No
MC043 | Bowland North |  |  |  | MC043-B01/S16 | Outside air temperature eco override | EN.EN3 Energy Sensor | [6 empty] | S16 | 0 | [10 empty] | No | No
MC043 | Bowland North |  |  |  | MC043-B01/S17 | Heat Exch&apos; 1 Valve | EN.EN3 Energy Sensor | [6 empty] | S17 | 0 | [10 empty] | No | No
MC043 | Bowland North |  |  |  | MC043-B01/S18 | Heat Exch&apos; 2 Valve | EN.EN3 Energy Sensor | [6 empty] | S18 | 0 | [10 empty] | No | No
MC043 | Bowland North |  |  |  | MC043-B01/P9 | CW Flow 4 SW | EN.EN3 Energy Sensor | [6 empty] | P9 | 0 | [10 empty] | No | No
MC043 | Bowland North |  |  |  | MC043-B01/Q1 | Sequence Table 1 | EN.EN3 Energy Sensor | [6 empty] | Q1 | 0 | [10 empty] | No | No
MC043 | Bowland North |  |  |  | MC043-B01/S1 | Outside Air | EN.EN3 Energy Sensor | [6 empty] | S1 | 0 | [10 empty] | No | No
MC043 | Bowland North |  |  |  | MC043-B01/S10 | CW Flow Temp No 5 NW | EN.EN3 Energy Sensor | [6 empty] | S10 | 0 | [10 empty] | No | No
MC043 | Bowland North |  |  |  | MC043-B01/S11 | Variable temperature circuit flow temperature | EN.EN3 Energy Sensor | [6 empty] | S11 | 0 | [10 empty] | No | No
MC043 | Bowland North |  |  |  | MC043-B01/S12 | Inside Space Temp | EN.EN3 Energy Sensor | [6 empty] | S12 | 0 | [10 empty] | No | No
MC043 | Bowland North |  |  |  | MC043-B01/P35 | Sys31 P4 InverterDemand | EN.EN3 Energy Sensor | [6 empty] | P35 | 0 | [10 empty] | No | No
MC043 | Bowland North |  |  |  | MC043-B01/P4 | Heat Ex 1 Flow Temp | EN.EN3 Energy Sensor | [6 empty] | P4 | 0 | [10 empty] | No | No
MC043 | Bowland North |  |  |  | MC043-B01/P5 | Heat EX 2 Flow Temp | EN.EN3 Energy Sensor | [6 empty] | P5 | 0 | [10 empty] | No | No
MC043 | Bowland North |  |  |  | MC043-B01/P6 | CW Flow Temp No 1 | EN.EN3 Energy Sensor | [6 empty] | P6 | 0 | [10 empty] | No | No
MC043 | Bowland North |  |  |  | MC043-B01/P7 | CW Flow Temp No 2 | EN.EN3 Energy Sensor | [6 empty] | P7 | 0 | [10 empty] | No | No
MC043 | Bowland North |  |  |  | MC043-B01/P8 | CW Flow Temp No 3 | EN.EN3 Energy Sensor | [6 empty] | P8 | 0 | [10 empty] | No | No
MC043 | Bowland North |  |  |  | MC043-B01/P3 | Primary Return Temp | EN.EN3 Energy Sensor | [6 empty] | P3 | 0 | [10 empty] | No | No
MC043 | Bowland North |  |  |  | MC043-B01/P30 | AHU 8 Supply Duct | EN.EN3 Energy Sensor | [6 empty] | P30 | 0 | [10 empty] | No | No
MC043 | Bowland North |  |  |  | MC043-B01/P31 | Building kwh | EN.EN3 Energy Sensor | [6 empty] | P31 | 0 | [10 empty] | No | No
MC043 | Bowland North |  |  |  | MC043-B01/P32 | Temperature difference | EN.EN3 Energy Sensor | [6 empty] | P32 | 0 | [10 empty] | No | No
MC043 | Bowland North |  |  |  | MC043-B01/P33 | Sensor 27 | EN.EN3 Energy Sensor | [6 empty] | P33 | 0 | [10 empty] | No | No
MC043 | Bowland North |  |  |  | MC043-B01/P34 | Sys31 P4 InverterDemand | EN.EN3 Energy Sensor | [6 empty] | P34 | 0 | [10 empty] | No | No
MC043 | Bowland North |  |  |  | MC043-B01/P24 | Plot 24 | EN.EN3 Energy Sensor | [6 empty] | P24 | 0 | [10 empty] | No | No
MC043 | Bowland North |  |  |  | MC043-B01/P25 | Plot 25 | EN.EN3 Energy Sensor | [6 empty] | P25 | 0 | [10 empty] | No | No
MC043 | Bowland North |  |  |  | MC043-B01/P26 | Plot 26 | EN.EN3 Energy Sensor | [6 empty] | P26 | 0 | [10 empty] | No | No
MC043 | Bowland North |  |  |  | MC043-B01/P27 | AHU 5 Supply Duct | EN.EN3 Energy Sensor | [6 empty] | P27 | 0 | [10 empty] | No | No
MC043 | Bowland North |  |  |  | MC043-B01/P28 | AHU 6 Supply Duct | EN.EN3 Energy Sensor | [6 empty] | P28 | 0 | [10 empty] | No | No
MC043 | Bowland North |  |  |  | MC043-B01/P29 | AHU 7 Supply Duct | EN.EN3 Energy Sensor | [6 empty] | P29 | 0 | [10 empty] | No | No
MC043 | Bowland North |  |  |  | MC043-B01/P19 | Plot 19 | EN.EN3 Energy Sensor | [6 empty] | P19 | 0 | [10 empty] | No | No
MC043 | Bowland North |  |  |  | MC043-B01/P2 | Primary Flow Temp | EN.EN3 Energy Sensor | [6 empty] | P2 | 0 | [10 empty] | No | No
MC043 | Bowland North |  |  |  | MC043-B01/P20 | AHU 3 Supply Duct | EN.EN3 Energy Sensor | [6 empty] | P20 | 0 | [10 empty] | No | No
MC043 | Bowland North |  |  |  | MC043-B01/P21 | AHU 4 Supply Duct | EN.EN3 Energy Sensor | [6 empty] | P21 | 0 | [10 empty] | No | No
MC043 | Bowland North |  |  |  | MC043-B01/P22 | Variable temperature circuit flow temperature | EN.EN3 Energy Sensor | [6 empty] | P22 | 0 | [10 empty] | No | No
MC043 | Bowland North |  |  |  | MC043-B01/P23 | Inside Space Temp | EN.EN3 Energy Sensor | [6 empty] | P23 | 0 | [10 empty] | No | No
MC043 | Bowland North |  |  |  | MC043-B01/P13 | Cal Fow meter MTHW Ltrs Min | EN.EN3 Energy Sensor | [6 empty] | P13 | 0 | [10 empty] | No | No
MC043 | Bowland North |  |  |  | MC043-B01/P14 | Heat Exch&apos; 1 Valve | EN.EN3 Energy Sensor | [6 empty] | P14 | 0 | [10 empty] | No | No
MC043 | Bowland North |  |  |  | MC043-B01/P15 | Heat Exch&apos; 2 Valve | EN.EN3 Energy Sensor | [6 empty] | P15 | 0 | [10 empty] | No | No
MC043 | Bowland North |  |  |  | MC043-B01/P16 | AHU 1 Supply Duct | EN.EN3 Energy Sensor | [6 empty] | P16 | 0 | [10 empty] | No | No
MC043 | Bowland North |  |  |  | MC043-B01/P17 | AHU 2 Supply Duct | EN.EN3 Energy Sensor | [6 empty] | P17 | 0 | [10 empty] | No | No
MC043 | Bowland North |  |  |  | MC043-B01/P18 | Plot 18 | EN.EN3 Energy Sensor | [6 empty] | P18 | 0 | [10 empty] | No | No
MC043 | Bowland North |  |  |  | MC043-B01/o1 |  | EN.EN3 Energy Sensor | [6 empty] | o1 | 0 | [10 empty] | No | No
MC043 | Bowland North |  |  |  | MC043-B01/P1 | Outside Air | EN.EN3 Energy Sensor | [6 empty] | P1 | 0 | [10 empty] | No | No
MC043 | Bowland North |  |  |  | MC043-B01/P10 | CW Flow Temp No 5 NW | EN.EN3 Energy Sensor | [6 empty] | P10 | 0 | [10 empty] | No | No
MC043 | Bowland North |  |  |  | MC043-B01/P11 | Constant temperature circuit flow temperature | EN.EN3 Energy Sensor | [6 empty] | P11 | 0 | [10 empty] | No | No
MC043 | Bowland North |  |  |  | MC043-B01/P12 | Liz Livingston Rm | EN.EN3 Energy Sensor | [6 empty] | P12 | 0 | [10 empty] | No | No
MC043 | Bowland North |  |  |  | MC043-B01/L9 | Loop 9 | EN.EN3 Energy Sensor | [6 empty] | L9 | 0 | [10 empty] | No | No
MC043 | Bowland North |  |  |  | MC043-B01/n1 | TREND_0B_EF_89 | EN.EN3 Energy Sensor | [6 empty] | n1 | 0 | [10 empty] | No | No
MC043 | Bowland North |  |  |  | MC043-B01/n10 | Network 10 | EN.EN3 Energy Sensor | [6 empty] | n10 | 0 | [10 empty] | No | No
MC043 | Bowland North |  |  |  | MC043-B01/n11 | Network 11 | EN.EN3 Energy Sensor | [6 empty] | n11 | 0 | [10 empty] | No | No
MC043 | Bowland North |  |  |  | MC043-B01/n3 | BACnet IP | EN.EN3 Energy Sensor | [6 empty] | n3 | 0 | [10 empty] | No | No
MC043 | Bowland North |  |  |  | MC043-B01/n6 | BACnet Application | EN.EN3 Energy Sensor | [6 empty] | n6 | 0 | [10 empty] | No | No
MC043 | Bowland North |  |  |  | MC043-B01/L3 |  | EN.EN3 Energy Sensor | [6 empty] | L3 | 0 | [10 empty] | No | No
MC043 | Bowland North |  |  |  | MC043-B01/L4 |  | EN.EN3 Energy Sensor | [6 empty] | L4 | 0 | [10 empty] | No | No
MC043 | Bowland North |  |  |  | MC043-B01/L5 |  | EN.EN3 Energy Sensor | [6 empty] | L5 | 0 | [10 empty] | No | No
MC043 | Bowland North |  |  |  | MC043-B01/L6 |  | EN.EN3 Energy Sensor | [6 empty] | L6 | 0 | [10 empty] | No | No
MC043 | Bowland North |  |  |  | MC043-B01/L7 |  | EN.EN3 Energy Sensor | [6 empty] | L7 | 0 | [10 empty] | No | No
MC043 | Bowland North |  |  |  | MC043-B01/L8 | Loop 8 | EN.EN3 Energy Sensor | [6 empty] | L8 | 0 | [10 empty] | No | No
MC043 | Bowland North |  |  |  | MC043-B01/K9 | Max Inside VT Space | EN.EN3 Energy Sensor | [6 empty] | K9 | 0 | [10 empty] | No | No
MC043 | Bowland North |  |  |  | MC043-B01/L1 |  | EN.EN3 Energy Sensor | [6 empty] | L1 | 0 | [10 empty] | No | No
MC043 | Bowland North |  |  |  | MC043-B01/L10 | Loop 10 | EN.EN3 Energy Sensor | [6 empty] | L10 | 0 | [10 empty] | No | No
MC043 | Bowland North |  |  |  | MC043-B01/L11 | Loop 11 | EN.EN3 Energy Sensor | [6 empty] | L11 | 0 | [10 empty] | No | No
MC043 | Bowland North |  |  |  | MC043-B01/L12 | Loop 12 | EN.EN3 Energy Sensor | [6 empty] | L12 | 0 | [10 empty] | No | No
MC043 | Bowland North |  |  |  | MC043-B01/L2 |  | EN.EN3 Energy Sensor | [6 empty] | L2 | 0 | [10 empty] | No | No
MC043 | Bowland North |  |  |  | MC043-B01/K32 | Sys31 CHW PressureSetpt | EN.EN3 Energy Sensor | [6 empty] | K32 | 0 | [10 empty] | No | No
MC043 | Bowland North |  |  |  | MC043-B01/K4 | Heat Ex Flow SP | EN.EN3 Energy Sensor | [6 empty] | K4 | 0 | [10 empty] | No | No
MC043 | Bowland North |  |  |  | MC043-B01/K5 | VT @ 0degC OS | EN.EN3 Energy Sensor | [6 empty] | K5 | 0 | [10 empty] | No | No
MC043 | Bowland North |  |  |  | MC043-B01/K6 | VT @ 20degC OS | EN.EN3 Energy Sensor | [6 empty] | K6 | 0 | [10 empty] | No | No
MC043 | Bowland North |  |  |  | MC043-B01/K7 | CWS High Temp SP | EN.EN3 Energy Sensor | [6 empty] | K7 | 0 | [10 empty] | No | No
MC043 | Bowland North |  |  |  | MC043-B01/K8 | Space Set Point | EN.EN3 Energy Sensor | [6 empty] | K8 | 0 | [10 empty] | No | No
MC043 | Bowland North |  |  |  | MC043-B01/K27 | AHU 6 Supply Air SP | EN.EN3 Energy Sensor | [6 empty] | K27 | 0 | [10 empty] | No | No
MC043 | Bowland North |  |  |  | MC043-B01/K28 | Supply Air Frost SP | EN.EN3 Energy Sensor | [6 empty] | K28 | 0 | [10 empty] | No | No
MC043 | Bowland North |  |  |  | MC043-B01/K29 | AHU 7 Supply Air SP | EN.EN3 Energy Sensor | [6 empty] | K29 | 0 | [10 empty] | No | No
MC043 | Bowland North |  |  |  | MC043-B01/K3 | Outside air temperature eco override | EN.EN3 Energy Sensor | [6 empty] | K3 | 0 | [10 empty] | No | No
MC043 | Bowland North |  |  |  | MC043-B01/K30 | Supply Air Frost SP | EN.EN3 Energy Sensor | [6 empty] | K30 | 0 | [10 empty] | No | No
MC043 | Bowland North |  |  |  | MC043-B01/K31 | AHU 8 Supply Air SP | EN.EN3 Energy Sensor | [6 empty] | K31 | 0 | [10 empty] | No | No
MC043 | Bowland North |  |  |  | MC043-B01/K21 | AHU 3 Supply Air SP | EN.EN3 Energy Sensor | [6 empty] | K21 | 0 | [10 empty] | No | No
MC043 | Bowland North |  |  |  | MC043-B01/K22 | Supply Air Frost SP | EN.EN3 Energy Sensor | [6 empty] | K22 | 0 | [10 empty] | No | No
MC043 | Bowland North |  |  |  | MC043-B01/K23 | AHU 4 Supply Air SP | EN.EN3 Energy Sensor | [6 empty] | K23 | 0 | [10 empty] | No | No
MC043 | Bowland North |  |  |  | MC043-B01/K24 | Supply Air Frost SP | EN.EN3 Energy Sensor | [6 empty] | K24 | 0 | [10 empty] | No | No
MC043 | Bowland North |  |  |  | MC043-B01/K25 | AHU 5 Supply Air SP | EN.EN3 Energy Sensor | [6 empty] | K25 | 0 | [10 empty] | No | No
MC043 | Bowland North |  |  |  | MC043-B01/K26 | Supply Air Frost SP | EN.EN3 Energy Sensor | [6 empty] | K26 | 0 | [10 empty] | No | No
MC043 | Bowland North |  |  |  | MC043-B01/K16 | AHU 1 Supply Air SP | EN.EN3 Energy Sensor | [6 empty] | K16 | 0 | [10 empty] | No | No
MC043 | Bowland North |  |  |  | MC043-B01/K17 | Supply Air Frost SP | EN.EN3 Energy Sensor | [6 empty] | K17 | 0 | [10 empty] | No | No
MC043 | Bowland North |  |  |  | MC043-B01/K18 | Supply Air Frost SP | EN.EN3 Energy Sensor | [6 empty] | K18 | 0 | [10 empty] | No | No
MC043 | Bowland North |  |  |  | MC043-B01/K19 | AHU 2 Supply Air SP | EN.EN3 Energy Sensor | [6 empty] | K19 | 0 | [10 empty] | No | No
MC043 | Bowland North |  |  |  | MC043-B01/K2 | 2nd stage frost protection | EN.EN3 Energy Sensor | [6 empty] | K2 | 0 | [10 empty] | No | No
MC043 | Bowland North |  |  |  | MC043-B01/K20 | Supply Air Frost SP | EN.EN3 Energy Sensor | [6 empty] | K20 | 0 | [10 empty] | No | No
MC043 | Bowland North |  |  |  | MC043-B01/K1 | 1st stage frost protection | EN.EN3 Energy Sensor | [6 empty] | K1 | 0 | [10 empty] | No | No
MC043 | Bowland North |  |  |  | MC043-B01/K10 | 3rd stage frost protection | EN.EN3 Energy Sensor | [6 empty] | K10 | 0 | [10 empty] | No | No
MC043 | Bowland North |  |  |  | MC043-B01/K12 | Knob 12 | EN.EN3 Energy Sensor | [6 empty] | K12 | 0 | [10 empty] | No | No
MC043 | Bowland North |  |  |  | MC043-B01/K13 | Extension Time Sem 1 | EN.EN3 Energy Sensor | [6 empty] | K13 | 0 | [10 empty] | No | No
MC043 | Bowland North |  |  |  | MC043-B01/K14 | Extension Time Sem 2 | EN.EN3 Energy Sensor | [6 empty] | K14 | 0 | [10 empty] | No | No
MC043 | Bowland North |  |  |  | MC043-B01/K15 | Extension Time Sem 2 | EN.EN3 Energy Sensor | [6 empty] | K15 | 0 | [10 empty] | No | No
MC043 | Bowland North |  |  |  | MC043-B01/I60 | Comp suite 2 AC Flt | EN.EN3 Energy Sensor | [6 empty] | I60 | 0 | [10 empty] | No | No
MC043 | Bowland North |  |  |  | MC043-B01/I7 | Mod 7 | EN.EN3 Energy Sensor | [6 empty] | I7 | 0 | [10 empty] | No | No
MC043 | Bowland North |  |  |  | MC043-B01/i8 | VT Htg Pump 2 Trip | EN.EN3 Energy Sensor | [6 empty] | i8 | 0 | [10 empty] | No | No
MC043 | Bowland North |  |  |  | MC043-B01/I9 | Water Meter Pls | EN.EN3 Energy Sensor | [6 empty] | I9 | 0 | [10 empty] | No | No
MC043 | Bowland North |  |  |  | MC043-B01/I55 | Primary Pump DP | EN.EN3 Energy Sensor | [6 empty] | I55 | 0 | [10 empty] | No | No
MC043 | Bowland North |  |  |  | MC043-B01/I56 | Plant Ext Flow Fail | EN.EN3 Energy Sensor | [6 empty] | I56 | 0 | [10 empty] | No | No
MC043 | Bowland North |  |  |  | MC043-B01/I57 | LTHW Pri Pump Fail | EN.EN3 Energy Sensor | [6 empty] | I57 | 0 | [10 empty] | No | No
MC043 | Bowland North |  |  |  | MC043-B01/I59 | Comp Suite 1 AC2 Flt | EN.EN3 Energy Sensor | [6 empty] | I59 | 0 | [10 empty] | No | No
MC043 | Bowland North |  |  |  | MC043-B01/I6 | Mod 6 | EN.EN3 Energy Sensor | [6 empty] | I6 | 0 | [10 empty] | No | No
MC043 | Bowland North |  |  |  | MC043-B01/i5 | CT Htg Pump 1 Trip | EN.EN3 Energy Sensor | [6 empty] | i5 | 0 | [10 empty] | No | No
MC043 | Bowland North |  |  |  | MC043-B01/I50 | AHU 7 Frost Stat FLT | EN.EN3 Energy Sensor | [6 empty] | I50 | 0 | [10 empty] | No | No
MC043 | Bowland North |  |  |  | MC043-B01/I51 | AHU 7 Frost Alarm | EN.EN3 Energy Sensor | [6 empty] | I51 | 0 | [10 empty] | No | No
MC043 | Bowland North |  |  |  | MC043-B01/I52 | AHU 8 Frost Stat FLT | EN.EN3 Energy Sensor | [6 empty] | I52 | 0 | [10 empty] | No | No
MC043 | Bowland North |  |  |  | MC043-B01/I53 | AHU 8 Frost Alarm | EN.EN3 Energy Sensor | [6 empty] | I53 | 0 | [10 empty] | No | No
MC043 | Bowland North |  |  |  | MC043-B01/I44 | AHU 4 Frost Stat FLT | EN.EN3 Energy Sensor | [6 empty] | I44 | 0 | [10 empty] | No | No
MC043 | Bowland North |  |  |  | MC043-B01/I45 | AHU 4 Frost Alarm | EN.EN3 Energy Sensor | [6 empty] | I45 | 0 | [10 empty] | No | No
MC043 | Bowland North |  |  |  | MC043-B01/I46 | AHU 5 Frost Stat FLT | EN.EN3 Energy Sensor | [6 empty] | I46 | 0 | [10 empty] | No | No
MC043 | Bowland North |  |  |  | MC043-B01/I47 | AHU 5 Frost Alarm | EN.EN3 Energy Sensor | [6 empty] | I47 | 0 | [10 empty] | No | No
MC043 | Bowland North |  |  |  | MC043-B01/I48 | AHU 6 Frost Stat FLT | EN.EN3 Energy Sensor | [6 empty] | I48 | 0 | [10 empty] | No | No
MC043 | Bowland North |  |  |  | MC043-B01/I49 | AHU 6 Frost Alarm | EN.EN3 Energy Sensor | [6 empty] | I49 | 0 | [10 empty] | No | No
MC043 | Bowland North |  |  |  | MC043-B01/i4 | Heat EX Pump 2 Trip | EN.EN3 Energy Sensor | [6 empty] | i4 | 0 | [10 empty] | No | No
MC043 | Bowland North |  |  |  | MC043-B01/I40 | AHU 2 Frost Stat FLT | EN.EN3 Energy Sensor | [6 empty] | I40 | 0 | [10 empty] | No | No
MC043 | Bowland North |  |  |  | MC043-B01/I41 | AHU 2 Frost Alarm | EN.EN3 Energy Sensor | [6 empty] | I41 | 0 | [10 empty] | No | No
MC043 | Bowland North |  |  |  | MC043-B01/I42 | AHU 3 Frost Stat FLT | EN.EN3 Energy Sensor | [6 empty] | I42 | 0 | [10 empty] | No | No
MC043 | Bowland North |  |  |  | MC043-B01/I43 | AHU 3 Frost Alarm | EN.EN3 Energy Sensor | [6 empty] | I43 | 0 | [10 empty] | No | No
MC043 | Bowland North |  |  |  | MC043-B01/I34 | CWS Tank 2 High Temp | EN.EN3 Energy Sensor | [6 empty] | I34 | 0 | [10 empty] | No | No
MC043 | Bowland North |  |  |  | MC043-B01/I35 | CWS Tank 3 High Temp | EN.EN3 Energy Sensor | [6 empty] | I35 | 0 | [10 empty] | No | No
MC043 | Bowland North |  |  |  | MC043-B01/I36 | CWS Tank 4 High Temp | EN.EN3 Energy Sensor | [6 empty] | I36 | 0 | [10 empty] | No | No
MC043 | Bowland North |  |  |  | MC043-B01/I37 | CWS Tank 5 High Temp | EN.EN3 Energy Sensor | [6 empty] | I37 | 0 | [10 empty] | No | No
MC043 | Bowland North |  |  |  | MC043-B01/I38 | AHU 1 Frost Stat FLT | EN.EN3 Energy Sensor | [6 empty] | I38 | 0 | [10 empty] | No | No
MC043 | Bowland North |  |  |  | MC043-B01/I39 | AHU 1 Frost Alarm | EN.EN3 Energy Sensor | [6 empty] | I39 | 0 | [10 empty] | No | No
MC043 | Bowland North |  |  |  | MC043-B01/I3 | Mod 3 | EN.EN3 Energy Sensor | [6 empty] | I3 | 0 | [10 empty] | No | No
MC043 | Bowland North |  |  |  | MC043-B01/I30 | Seminar Rm 1 Man&apos; SW | EN.EN3 Energy Sensor | [6 empty] | I30 | 0 | [10 empty] | No | No
MC043 | Bowland North |  |  |  | MC043-B01/I31 | Seminar Rm 2 Man&apos; SW | EN.EN3 Energy Sensor | [6 empty] | I31 | 0 | [10 empty] | No | No
MC043 | Bowland North |  |  |  | MC043-B01/I32 | Seminar Rm 3 Man&apos; SW | EN.EN3 Energy Sensor | [6 empty] | I32 | 0 | [10 empty] | No | No
MC043 | Bowland North |  |  |  | MC043-B01/I33 | CWS Tank 1 High Temp | EN.EN3 Energy Sensor | [6 empty] | I33 | 0 | [10 empty] | No | No
MC043 | Bowland North |  |  |  | MC043-B01/I22 | Primary Pump DP | EN.EN3 Energy Sensor | [6 empty] | I22 | 0 | [10 empty] | No | No
MC043 | Bowland North |  |  |  | MC043-B01/I23 | Seminar Rm 1 Man&apos; SW | EN.EN3 Energy Sensor | [6 empty] | I23 | 0 | [10 empty] | No | No
MC043 | Bowland North |  |  |  | MC043-B01/I24 | Seminar Rm 2 Man&apos; SW | EN.EN3 Energy Sensor | [6 empty] | I24 | 0 | [10 empty] | No | No
MC043 | Bowland North |  |  |  | MC043-B01/I25 | Seminar Rm 3 Man&apos; SW | EN.EN3 Energy Sensor | [6 empty] | I25 | 0 | [10 empty] | No | No
MC043 | Bowland North |  |  |  | MC043-B01/I26 | Leak Detection Alarm | EN.EN3 Energy Sensor | [6 empty] | I26 | 0 | [10 empty] | No | No
MC043 | Bowland North |  |  |  | MC043-B01/I27 | Comp Suite 1 AC1 Flt | EN.EN3 Energy Sensor | [6 empty] | I27 | 0 | [10 empty] | No | No
MC043 | Bowland North |  |  |  | MC043-B01/I18 | AHU 6 Frost Stat FLT | EN.EN3 Energy Sensor | [6 empty] | I18 | 0 | [10 empty] | No | No
MC043 | Bowland North |  |  |  | MC043-B01/I19 | AHU 7 Frost Stat FLT | EN.EN3 Energy Sensor | [6 empty] | I19 | 0 | [10 empty] | No | No
MC043 | Bowland North |  |  |  | MC043-B01/i2 | Pressure Unit Fault | EN.EN3 Energy Sensor | [6 empty] | i2 | 0 | [10 empty] | No | No
MC043 | Bowland North |  |  |  | MC043-B01/I20 | AHU 8 Frost Stat FLT | EN.EN3 Energy Sensor | [6 empty] | I20 | 0 | [10 empty] | No | No
MC043 | Bowland North |  |  |  | MC043-B01/I21 | Plantroom Extract DP | EN.EN3 Energy Sensor | [6 empty] | I21 | 0 | [10 empty] | No | No
MC043 | Bowland North |  |  |  | MC043-B01/I12 | Heat Ex 2 High Limit | EN.EN3 Energy Sensor | [6 empty] | I12 | 0 | [10 empty] | No | No
MC043 | Bowland North |  |  |  | MC043-B01/I13 | AHU 1 Frost Stat FLT | EN.EN3 Energy Sensor | [6 empty] | I13 | 0 | [10 empty] | No | No
MC043 | Bowland North |  |  |  | MC043-B01/I14 | AHU 2 Frost Stat FLT | EN.EN3 Energy Sensor | [6 empty] | I14 | 0 | [10 empty] | No | No
MC043 | Bowland North |  |  |  | MC043-B01/I15 | AHU 3 Frost Stat FLT | EN.EN3 Energy Sensor | [6 empty] | I15 | 0 | [10 empty] | No | No
MC043 | Bowland North |  |  |  | MC043-B01/I16 | AHU 4 Frost Stat FLT | EN.EN3 Energy Sensor | [6 empty] | I16 | 0 | [10 empty] | No | No
MC043 | Bowland North |  |  |  | MC043-B01/I17 | AHU 5 Frost Stat FLT | EN.EN3 Energy Sensor | [6 empty] | I17 | 0 | [10 empty] | No | No
MC043 | Bowland North |  |  |  | MC043-B01/G98 | Logic 98 | EN.EN3 Energy Sensor | [6 empty] | G98 | 0 | [10 empty] | No | No
MC043 | Bowland North |  |  |  | MC043-B01/G99 | Logic 99 | EN.EN3 Energy Sensor | [6 empty] | G99 | 0 | [10 empty] | No | No
MC043 | Bowland North |  |  |  | MC043-B01/i1 | Fire Alarm | EN.EN3 Energy Sensor | [6 empty] | i1 | 0 | [10 empty] | No | No
MC043 | Bowland North |  |  |  | MC043-B01/I10 | Heat Meter Pls | EN.EN3 Energy Sensor | [6 empty] | I10 | 0 | [10 empty] | No | No
MC043 | Bowland North |  |  |  | MC043-B01/I11 | Heat Ex 1 High Limit | EN.EN3 Energy Sensor | [6 empty] | I11 | 0 | [10 empty] | No | No
MC043 | Bowland North |  |  |  | MC043-B01/G92 | Logic 92 | EN.EN3 Energy Sensor | [6 empty] | G92 | 0 | [10 empty] | No | No
MC043 | Bowland North |  |  |  | MC043-B01/G93 | Logic 93 | EN.EN3 Energy Sensor | [6 empty] | G93 | 0 | [10 empty] | No | No
MC043 | Bowland North |  |  |  | MC043-B01/G94 | Logic 94 | EN.EN3 Energy Sensor | [6 empty] | G94 | 0 | [10 empty] | No | No
MC043 | Bowland North |  |  |  | MC043-B01/G95 | Logic 95 | EN.EN3 Energy Sensor | [6 empty] | G95 | 0 | [10 empty] | No | No
MC043 | Bowland North |  |  |  | MC043-B01/G96 | Logic 96 | EN.EN3 Energy Sensor | [6 empty] | G96 | 0 | [10 empty] | No | No
MC043 | Bowland North |  |  |  | MC043-B01/G97 | Logic 97 | EN.EN3 Energy Sensor | [6 empty] | G97 | 0 | [10 empty] | No | No
MC043 | Bowland North |  |  |  | MC043-B01/G86 | Logic 86 | EN.EN3 Energy Sensor | [6 empty] | G86 | 0 | [10 empty] | No | No
MC043 | Bowland North |  |  |  | MC043-B01/G87 | Logic 87 | EN.EN3 Energy Sensor | [6 empty] | G87 | 0 | [10 empty] | No | No
MC043 | Bowland North |  |  |  | MC043-B01/G88 | Logic 88 | EN.EN3 Energy Sensor | [6 empty] | G88 | 0 | [10 empty] | No | No
MC043 | Bowland North |  |  |  | MC043-B01/G89 | Logic 89 | EN.EN3 Energy Sensor | [6 empty] | G89 | 0 | [10 empty] | No | No
MC043 | Bowland North |  |  |  | MC043-B01/G90 | Logic 90 | EN.EN3 Energy Sensor | [6 empty] | G90 | 0 | [10 empty] | No | No
MC043 | Bowland North |  |  |  | MC043-B01/G91 | Logic 91 | EN.EN3 Energy Sensor | [6 empty] | G91 | 0 | [10 empty] | No | No
MC043 | Bowland North |  |  |  | MC043-B01/G80 | Logic 80 | EN.EN3 Energy Sensor | [6 empty] | G80 | 0 | [10 empty] | No | No
MC043 | Bowland North |  |  |  | MC043-B01/G81 | Logic 81 | EN.EN3 Energy Sensor | [6 empty] | G81 | 0 | [10 empty] | No | No
MC043 | Bowland North |  |  |  | MC043-B01/G82 | Logic 82 | EN.EN3 Energy Sensor | [6 empty] | G82 | 0 | [10 empty] | No | No
MC043 | Bowland North |  |  |  | MC043-B01/G83 | Logic 83 | EN.EN3 Energy Sensor | [6 empty] | G83 | 0 | [10 empty] | No | No
MC043 | Bowland North |  |  |  | MC043-B01/G84 | Logic 84 | EN.EN3 Energy Sensor | [6 empty] | G84 | 0 | [10 empty] | No | No
MC043 | Bowland North |  |  |  | MC043-B01/G85 | Logic 85 | EN.EN3 Energy Sensor | [6 empty] | G85 | 0 | [10 empty] | No | No
MC043 | Bowland North |  |  |  | MC043-B01/G75 | Logic 75 | EN.EN3 Energy Sensor | [6 empty] | G75 | 0 | [10 empty] | No | No
MC043 | Bowland North |  |  |  | MC043-B01/G76 | Logic 76 | EN.EN3 Energy Sensor | [6 empty] | G76 | 0 | [10 empty] | No | No
MC043 | Bowland North |  |  |  | MC043-B01/G77 | Logic 77 | EN.EN3 Energy Sensor | [6 empty] | G77 | 0 | [10 empty] | No | No
MC043 | Bowland North |  |  |  | MC043-B01/G78 | Logic 78 | EN.EN3 Energy Sensor | [6 empty] | G78 | 0 | [10 empty] | No | No
MC043 | Bowland North |  |  |  | MC043-B01/G79 | Logic 79 | EN.EN3 Energy Sensor | [6 empty] | G79 | 0 | [10 empty] | No | No
MC043 | Bowland North |  |  |  | MC043-B01/G8 | Safety Interlock | EN.EN3 Energy Sensor | [6 empty] | G8 | 0 | [10 empty] | No | No
MC043 | Bowland North |  |  |  | MC043-B01/G67 | Logic 67 | EN.EN3 Energy Sensor | [6 empty] | G67 | 0 | [10 empty] | No | No
MC043 | Bowland North |  |  |  | MC043-B01/G68 | Seminar Room 3 Time Extnd | EN.EN3 Energy Sensor | [6 empty] | G68 | 0 | [10 empty] | No | No
MC043 | Bowland North |  |  |  | MC043-B01/G69 | Logic 69 | EN.EN3 Energy Sensor | [6 empty] | G69 | 0 | [10 empty] | No | No
MC043 | Bowland North |  |  |  | MC043-B01/G7 | Logic 7 | EN.EN3 Energy Sensor | [6 empty] | G7 | 0 | [10 empty] | No | No
MC043 | Bowland North |  |  |  | MC043-B01/G70 | Logic 70 | EN.EN3 Energy Sensor | [6 empty] | G70 | 0 | [10 empty] | No | No
MC043 | Bowland North |  |  |  | MC043-B01/G71 | Logic 71 | EN.EN3 Energy Sensor | [6 empty] | G71 | 0 | [10 empty] | No | No
MC043 | Bowland North |  |  |  | MC043-B01/G61 | Logic 61 | EN.EN3 Energy Sensor | [6 empty] | G61 | 0 | [10 empty] | No | No
MC043 | Bowland North |  |  |  | MC043-B01/G62 | Logic 62 | EN.EN3 Energy Sensor | [6 empty] | G62 | 0 | [10 empty] | No | No
MC043 | Bowland North |  |  |  | MC043-B01/G63 | Logic 63 | EN.EN3 Energy Sensor | [6 empty] | G63 | 0 | [10 empty] | No | No
MC043 | Bowland North |  |  |  | MC043-B01/G64 | Seminar Room 2 Time Extnd | EN.EN3 Energy Sensor | [6 empty] | G64 | 0 | [10 empty] | No | No
MC043 | Bowland North |  |  |  | MC043-B01/G65 | Logic 65 | EN.EN3 Energy Sensor | [6 empty] | G65 | 0 | [10 empty] | No | No
MC043 | Bowland North |  |  |  | MC043-B01/G66 | Logic 66 | EN.EN3 Energy Sensor | [6 empty] | G66 | 0 | [10 empty] | No | No
MC043 | Bowland North |  |  |  | MC043-B01/G55 | Logic 55 | EN.EN3 Energy Sensor | [6 empty] | G55 | 0 | [10 empty] | No | No
MC043 | Bowland North |  |  |  | MC043-B01/G56 | Logic 56 | EN.EN3 Energy Sensor | [6 empty] | G56 | 0 | [10 empty] | No | No
MC043 | Bowland North |  |  |  | MC043-B01/G57 | Logic 57 | EN.EN3 Energy Sensor | [6 empty] | G57 | 0 | [10 empty] | No | No
MC043 | Bowland North |  |  |  | MC043-B01/G58 | 3rd stage frost protection | EN.EN3 Energy Sensor | [6 empty] | G58 | 0 | [10 empty] | No | No
MC043 | Bowland North |  |  |  | MC043-B01/G6 | Logic 6 | EN.EN3 Energy Sensor | [6 empty] | G6 | 0 | [10 empty] | No | No
MC043 | Bowland North |  |  |  | MC043-B01/G60 | Logic 60 | EN.EN3 Energy Sensor | [6 empty] | G60 | 0 | [10 empty] | No | No
MC043 | Bowland North |  |  |  | MC043-B01/G5 | Logic 5 | EN.EN3 Energy Sensor | [6 empty] | G5 | 0 | [10 empty] | No | No
MC043 | Bowland North |  |  |  | MC043-B01/G50 | Logic 50 | EN.EN3 Energy Sensor | [6 empty] | G50 | 0 | [10 empty] | No | No
MC043 | Bowland North |  |  |  | MC043-B01/G51 | Logic 51 | EN.EN3 Energy Sensor | [6 empty] | G51 | 0 | [10 empty] | No | No
MC043 | Bowland North |  |  |  | MC043-B01/G52 | Logic 52 | EN.EN3 Energy Sensor | [6 empty] | G52 | 0 | [10 empty] | No | No
MC043 | Bowland North |  |  |  | MC043-B01/G53 | Seminar Room 1 Time Extnd | EN.EN3 Energy Sensor | [6 empty] | G53 | 0 | [10 empty] | No | No
MC043 | Bowland North |  |  |  | MC043-B01/G54 | Logic 54 | EN.EN3 Energy Sensor | [6 empty] | G54 | 0 | [10 empty] | No | No
MC043 | Bowland North |  |  |  | MC043-B01/G44 | Logic 44 | EN.EN3 Energy Sensor | [6 empty] | G44 | 0 | [10 empty] | No | No
MC043 | Bowland North |  |  |  | MC043-B01/G45 | Logic 45 | EN.EN3 Energy Sensor | [6 empty] | G45 | 0 | [10 empty] | No | No
MC043 | Bowland North |  |  |  | MC043-B01/G46 | Logic 46 | EN.EN3 Energy Sensor | [6 empty] | G46 | 0 | [10 empty] | No | No
MC043 | Bowland North |  |  |  | MC043-B01/G47 | Logic 47 | EN.EN3 Energy Sensor | [6 empty] | G47 | 0 | [10 empty] | No | No
MC043 | Bowland North |  |  |  | MC043-B01/G48 | Logic 48 | EN.EN3 Energy Sensor | [6 empty] | G48 | 0 | [10 empty] | No | No
MC043 | Bowland North |  |  |  | MC043-B01/G49 | Logic 49 | EN.EN3 Energy Sensor | [6 empty] | G49 | 0 | [10 empty] | No | No
MC043 | Bowland North |  |  |  | MC043-B01/G38 | Logic 38 | EN.EN3 Energy Sensor | [6 empty] | G38 | 0 | [10 empty] | No | No
MC043 | Bowland North |  |  |  | MC043-B01/G39 | Logic 39 | EN.EN3 Energy Sensor | [6 empty] | G39 | 0 | [10 empty] | No | No
MC043 | Bowland North |  |  |  | MC043-B01/G4 | Logic 4 | EN.EN3 Energy Sensor | [6 empty] | G4 | 0 | [10 empty] | No | No
MC043 | Bowland North |  |  |  | MC043-B01/G40 | Logic 40 | EN.EN3 Energy Sensor | [6 empty] | G40 | 0 | [10 empty] | No | No
MC043 | Bowland North |  |  |  | MC043-B01/G41 | Logic 41 | EN.EN3 Energy Sensor | [6 empty] | G41 | 0 | [10 empty] | No | No
MC043 | Bowland North |  |  |  | MC043-B01/G43 | Logic 43 | EN.EN3 Energy Sensor | [6 empty] | G43 | 0 | [10 empty] | No | No
MC043 | Bowland North |  |  |  | MC043-B01/G32 | Logic 32 | EN.EN3 Energy Sensor | [6 empty] | G32 | 0 | [10 empty] | No | No
MC043 | Bowland North |  |  |  | MC043-B01/G33 | Logic 33 | EN.EN3 Energy Sensor | [6 empty] | G33 | 0 | [10 empty] | No | No
MC043 | Bowland North |  |  |  | MC043-B01/G34 | Logic 34 | EN.EN3 Energy Sensor | [6 empty] | G34 | 0 | [10 empty] | No | No
MC043 | Bowland North |  |  |  | MC043-B01/G35 | Logic 35 | EN.EN3 Energy Sensor | [6 empty] | G35 | 0 | [10 empty] | No | No
MC043 | Bowland North |  |  |  | MC043-B01/G36 | Logic 36 | EN.EN3 Energy Sensor | [6 empty] | G36 | 0 | [10 empty] | No | No
MC043 | Bowland North |  |  |  | MC043-B01/G37 | Logic 37 | EN.EN3 Energy Sensor | [6 empty] | G37 | 0 | [10 empty] | No | No
MC043 | Bowland North |  |  |  | MC043-B01/G27 | Logic 27 | EN.EN3 Energy Sensor | [6 empty] | G27 | 0 | [10 empty] | No | No
MC043 | Bowland North |  |  |  | MC043-B01/G28 | Logic 28 | EN.EN3 Energy Sensor | [6 empty] | G28 | 0 | [10 empty] | No | No
MC043 | Bowland North |  |  |  | MC043-B01/G29 | Logic 29 | EN.EN3 Energy Sensor | [6 empty] | G29 | 0 | [10 empty] | No | No
MC043 | Bowland North |  |  |  | MC043-B01/G3 | Logic 3 | EN.EN3 Energy Sensor | [6 empty] | G3 | 0 | [10 empty] | No | No
MC043 | Bowland North |  |  |  | MC043-B01/G30 | Logic 30 | EN.EN3 Energy Sensor | [6 empty] | G30 | 0 | [10 empty] | No | No
MC043 | Bowland North |  |  |  | MC043-B01/G31 | Logic 31 | EN.EN3 Energy Sensor | [6 empty] | G31 | 0 | [10 empty] | No | No
MC043 | Bowland North |  |  |  | MC043-B01/G20 | Logic 20 | EN.EN3 Energy Sensor | [6 empty] | G20 | 0 | [10 empty] | No | No
MC043 | Bowland North |  |  |  | MC043-B01/G21 | Logic 21 | EN.EN3 Energy Sensor | [6 empty] | G21 | 0 | [10 empty] | No | No
MC043 | Bowland North |  |  |  | MC043-B01/G22 | Logic 22 | EN.EN3 Energy Sensor | [6 empty] | G22 | 0 | [10 empty] | No | No
MC043 | Bowland North |  |  |  | MC043-B01/G23 | Logic 23 | EN.EN3 Energy Sensor | [6 empty] | G23 | 0 | [10 empty] | No | No
MC043 | Bowland North |  |  |  | MC043-B01/G24 | Logic 24 | EN.EN3 Energy Sensor | [6 empty] | G24 | 0 | [10 empty] | No | No
MC043 | Bowland North |  |  |  | MC043-B01/G25 | Logic 25 | EN.EN3 Energy Sensor | [6 empty] | G25 | 0 | [10 empty] | No | No
MC043 | Bowland North |  |  |  | MC043-B01/G15 | Logic 15 | EN.EN3 Energy Sensor | [6 empty] | G15 | 0 | [10 empty] | No | No
MC043 | Bowland North |  |  |  | MC043-B01/G16 | Logic 16 | EN.EN3 Energy Sensor | [6 empty] | G16 | 0 | [10 empty] | No | No
MC043 | Bowland North |  |  |  | MC043-B01/G17 | Logic 17 | EN.EN3 Energy Sensor | [6 empty] | G17 | 0 | [10 empty] | No | No
MC043 | Bowland North |  |  |  | MC043-B01/G18 | Logic 18 | EN.EN3 Energy Sensor | [6 empty] | G18 | 0 | [10 empty] | No | No
MC043 | Bowland North |  |  |  | MC043-B01/G19 | Logic 19 | EN.EN3 Energy Sensor | [6 empty] | G19 | 0 | [10 empty] | No | No
MC043 | Bowland North |  |  |  | MC043-B01/G2 | Water Frost Active | EN.EN3 Energy Sensor | [6 empty] | G2 | 0 | [10 empty] | No | No
MC043 | Bowland North |  |  |  | MC043-B01/G121 | Logic 121 | EN.EN3 Energy Sensor | [6 empty] | G121 | 0 | [10 empty] | No | No
MC043 | Bowland North |  |  |  | MC043-B01/G122 | Logic 122 | EN.EN3 Energy Sensor | [6 empty] | G122 | 0 | [10 empty] | No | No
MC043 | Bowland North |  |  |  | MC043-B01/G123 | Logic 123 | EN.EN3 Energy Sensor | [6 empty] | G123 | 0 | [10 empty] | No | No
MC043 | Bowland North |  |  |  | MC043-B01/G124 | Logic 124 | EN.EN3 Energy Sensor | [6 empty] | G124 | 0 | [10 empty] | No | No
MC043 | Bowland North |  |  |  | MC043-B01/G125 | Logic 125 | EN.EN3 Energy Sensor | [6 empty] | G125 | 0 | [10 empty] | No | No
MC043 | Bowland North |  |  |  | MC043-B01/G13 | Logic 13 | EN.EN3 Energy Sensor | [6 empty] | G13 | 0 | [10 empty] | No | No
MC043 | Bowland North |  |  |  | MC043-B01/G116 | Logic 116 | EN.EN3 Energy Sensor | [6 empty] | G116 | 0 | [10 empty] | No | No
MC043 | Bowland North |  |  |  | MC043-B01/G117 | Logic 117 | EN.EN3 Energy Sensor | [6 empty] | G117 | 0 | [10 empty] | No | No
MC043 | Bowland North |  |  |  | MC043-B01/G118 | Logic 118 | EN.EN3 Energy Sensor | [6 empty] | G118 | 0 | [10 empty] | No | No
MC043 | Bowland North |  |  |  | MC043-B01/G119 | Logic 119 | EN.EN3 Energy Sensor | [6 empty] | G119 | 0 | [10 empty] | No | No
MC043 | Bowland North |  |  |  | MC043-B01/G12 | CT Pump&apos;s Demand | EN.EN3 Energy Sensor | [6 empty] | G12 | 0 | [10 empty] | No | No
MC043 | Bowland North |  |  |  | MC043-B01/G120 | Logic 120 | EN.EN3 Energy Sensor | [6 empty] | G120 | 0 | [10 empty] | No | No
MC043 | Bowland North |  |  |  | MC043-B01/G110 | Logic 110 | EN.EN3 Energy Sensor | [6 empty] | G110 | 0 | [10 empty] | No | No
MC043 | Bowland North |  |  |  | MC043-B01/G111 | Logic 111 | EN.EN3 Energy Sensor | [6 empty] | G111 | 0 | [10 empty] | No | No
MC043 | Bowland North |  |  |  | MC043-B01/G112 | Logic 112 | EN.EN3 Energy Sensor | [6 empty] | G112 | 0 | [10 empty] | No | No
MC043 | Bowland North |  |  |  | MC043-B01/G113 | Logic 113 | EN.EN3 Energy Sensor | [6 empty] | G113 | 0 | [10 empty] | No | No
MC043 | Bowland North |  |  |  | MC043-B01/G114 | Logic 114 | EN.EN3 Energy Sensor | [6 empty] | G114 | 0 | [10 empty] | No | No
MC043 | Bowland North |  |  |  | MC043-B01/G115 | Logic 115 | EN.EN3 Energy Sensor | [6 empty] | G115 | 0 | [10 empty] | No | No
MC043 | Bowland North |  |  |  | MC043-B01/G104 | Logic 104 | EN.EN3 Energy Sensor | [6 empty] | G104 | 0 | [10 empty] | No | No
MC043 | Bowland North |  |  |  | MC043-B01/G105 | Logic 105 | EN.EN3 Energy Sensor | [6 empty] | G105 | 0 | [10 empty] | No | No
MC043 | Bowland North |  |  |  | MC043-B01/G106 | Logic 106 | EN.EN3 Energy Sensor | [6 empty] | G106 | 0 | [10 empty] | No | No
MC043 | Bowland North |  |  |  | MC043-B01/G107 | Logic 107 | EN.EN3 Energy Sensor | [6 empty] | G107 | 0 | [10 empty] | No | No
MC043 | Bowland North |  |  |  | MC043-B01/G108 | Logic 108 | EN.EN3 Energy Sensor | [6 empty] | G108 | 0 | [10 empty] | No | No
MC043 | Bowland North |  |  |  | MC043-B01/G109 | Logic 109 | EN.EN3 Energy Sensor | [6 empty] | G109 | 0 | [10 empty] | No | No
MC043 | Bowland North |  |  |  | MC043-B01/F9 | Function 9 | EN.EN3 Energy Sensor | [6 empty] | F9 | 0 | [10 empty] | No | No
MC043 | Bowland North |  |  |  | MC043-B01/G1 | OAT Frost Active | EN.EN3 Energy Sensor | [6 empty] | G1 | 0 | [10 empty] | No | No
MC043 | Bowland North |  |  |  | MC043-B01/G100 | Logic 100 | EN.EN3 Energy Sensor | [6 empty] | G100 | 0 | [10 empty] | No | No
MC043 | Bowland North |  |  |  | MC043-B01/G101 | Logic 101 | EN.EN3 Energy Sensor | [6 empty] | G101 | 0 | [10 empty] | No | No
MC043 | Bowland North |  |  |  | MC043-B01/G102 | Logic 102 | EN.EN3 Energy Sensor | [6 empty] | G102 | 0 | [10 empty] | No | No
MC043 | Bowland North |  |  |  | MC043-B01/G103 | Logic 103 | EN.EN3 Energy Sensor | [6 empty] | G103 | 0 | [10 empty] | No | No
MC043 | Bowland North |  |  |  | MC043-B01/F62 | Function 62 | EN.EN3 Energy Sensor | [6 empty] | F62 | 0 | [10 empty] | No | No
MC043 | Bowland North |  |  |  | MC043-B01/F63 | Function 63 | EN.EN3 Energy Sensor | [6 empty] | F63 | 0 | [10 empty] | No | No
MC043 | Bowland North |  |  |  | MC043-B01/F64 | Sys31 P4 InverterDemand | EN.EN3 Energy Sensor | [6 empty] | F64 | 0 | [10 empty] | No | No
MC043 | Bowland North |  |  |  | MC043-B01/F65 | Function 65 | EN.EN3 Energy Sensor | [6 empty] | F65 | 0 | [10 empty] | No | No
MC043 | Bowland North |  |  |  | MC043-B01/F7 | Function 7 | EN.EN3 Energy Sensor | [6 empty] | F7 | 0 | [10 empty] | No | No
MC043 | Bowland North |  |  |  | MC043-B01/F8 | Function 8 | EN.EN3 Energy Sensor | [6 empty] | F8 | 0 | [10 empty] | No | No
MC043 | Bowland North |  |  |  | MC043-B01/F57 | Function 57 | EN.EN3 Energy Sensor | [6 empty] | F57 | 0 | [10 empty] | No | No
MC043 | Bowland North |  |  |  | MC043-B01/F58 | Function 58 | EN.EN3 Energy Sensor | [6 empty] | F58 | 0 | [10 empty] | No | No
MC043 | Bowland North |  |  |  | MC043-B01/F59 | Function 59 | EN.EN3 Energy Sensor | [6 empty] | F59 | 0 | [10 empty] | No | No
MC043 | Bowland North |  |  |  | MC043-B01/F6 | Function 6 | EN.EN3 Energy Sensor | [6 empty] | F6 | 0 | [10 empty] | No | No
MC043 | Bowland North |  |  |  | MC043-B01/F60 | Function 60 | EN.EN3 Energy Sensor | [6 empty] | F60 | 0 | [10 empty] | No | No
MC043 | Bowland North |  |  |  | MC043-B01/F61 | Function 61 | EN.EN3 Energy Sensor | [6 empty] | F61 | 0 | [10 empty] | No | No
MC043 | Bowland North |  |  |  | MC043-B01/F51 | Function 51 | EN.EN3 Energy Sensor | [6 empty] | F51 | 0 | [10 empty] | No | No
MC043 | Bowland North |  |  |  | MC043-B01/F52 | Function 52 | EN.EN3 Energy Sensor | [6 empty] | F52 | 0 | [10 empty] | No | No
MC043 | Bowland North |  |  |  | MC043-B01/F53 | Function 53 | EN.EN3 Energy Sensor | [6 empty] | F53 | 0 | [10 empty] | No | No
MC043 | Bowland North |  |  |  | MC043-B01/F54 | Function 54 | EN.EN3 Energy Sensor | [6 empty] | F54 | 0 | [10 empty] | No | No
MC043 | Bowland North |  |  |  | MC043-B01/F55 | Function 55 | EN.EN3 Energy Sensor | [6 empty] | F55 | 0 | [10 empty] | No | No
MC043 | Bowland North |  |  |  | MC043-B01/F56 | Function 56 | EN.EN3 Energy Sensor | [6 empty] | F56 | 0 | [10 empty] | No | No
MC043 | Bowland North |  |  |  | MC043-B01/F46 | Function 46 | EN.EN3 Energy Sensor | [6 empty] | F46 | 0 | [10 empty] | No | No
MC043 | Bowland North |  |  |  | MC043-B01/F47 | Function 47 | EN.EN3 Energy Sensor | [6 empty] | F47 | 0 | [10 empty] | No | No
MC043 | Bowland North |  |  |  | MC043-B01/F48 | Function 48 | EN.EN3 Energy Sensor | [6 empty] | F48 | 0 | [10 empty] | No | No
MC043 | Bowland North |  |  |  | MC043-B01/F49 | Function 49 | EN.EN3 Energy Sensor | [6 empty] | F49 | 0 | [10 empty] | No | No
MC043 | Bowland North |  |  |  | MC043-B01/F5 | Function 5 | EN.EN3 Energy Sensor | [6 empty] | F5 | 0 | [10 empty] | No | No
MC043 | Bowland North |  |  |  | MC043-B01/F50 | Function 50 | EN.EN3 Energy Sensor | [6 empty] | F50 | 0 | [10 empty] | No | No
MC043 | Bowland North |  |  |  | MC043-B01/F40 | Function 40 | EN.EN3 Energy Sensor | [6 empty] | F40 | 0 | [10 empty] | No | No
MC043 | Bowland North |  |  |  | MC043-B01/F41 | Function 41 | EN.EN3 Energy Sensor | [6 empty] | F41 | 0 | [10 empty] | No | No
MC043 | Bowland North |  |  |  | MC043-B01/F42 | Function 42 | EN.EN3 Energy Sensor | [6 empty] | F42 | 0 | [10 empty] | No | No
MC043 | Bowland North |  |  |  | MC043-B01/F43 | Function 43 | EN.EN3 Energy Sensor | [6 empty] | F43 | 0 | [10 empty] | No | No
MC043 | Bowland North |  |  |  | MC043-B01/F44 | Function 44 | EN.EN3 Energy Sensor | [6 empty] | F44 | 0 | [10 empty] | No | No
MC043 | Bowland North |  |  |  | MC043-B01/F45 | Function 45 | EN.EN3 Energy Sensor | [6 empty] | F45 | 0 | [10 empty] | No | No
MC043 | Bowland North |  |  |  | MC043-B01/F35 | Function 35 | EN.EN3 Energy Sensor | [6 empty] | F35 | 0 | [10 empty] | No | No
MC043 | Bowland North |  |  |  | MC043-B01/F36 | Space Eco | EN.EN3 Energy Sensor | [6 empty] | F36 | 0 | [10 empty] | No | No
MC043 | Bowland North |  |  |  | MC043-B01/F37 | Function 37 | EN.EN3 Energy Sensor | [6 empty] | F37 | 0 | [10 empty] | No | No
MC043 | Bowland North |  |  |  | MC043-B01/F38 | Function 38 | EN.EN3 Energy Sensor | [6 empty] | F38 | 0 | [10 empty] | No | No
MC043 | Bowland North |  |  |  | MC043-B01/F39 | Function 39 | EN.EN3 Energy Sensor | [6 empty] | F39 | 0 | [10 empty] | No | No
MC043 | Bowland North |  |  |  | MC043-B01/F4 | Function 4 | EN.EN3 Energy Sensor | [6 empty] | F4 | 0 | [10 empty] | No | No
MC043 | Bowland North |  |  |  | MC043-B01/F3 | Function 3 | EN.EN3 Energy Sensor | [6 empty] | F3 | 0 | [10 empty] | No | No
MC043 | Bowland North |  |  |  | MC043-B01/F30 | Function 30 | EN.EN3 Energy Sensor | [6 empty] | F30 | 0 | [10 empty] | No | No
MC043 | Bowland North |  |  |  | MC043-B01/F31 | Subtract for delta-T | EN.EN3 Energy Sensor | [6 empty] | F31 | 0 | [10 empty] | No | No
MC043 | Bowland North |  |  |  | MC043-B01/F32 | Function 32 | EN.EN3 Energy Sensor | [6 empty] | F32 | 0 | [10 empty] | No | No
MC043 | Bowland North |  |  |  | MC043-B01/F33 | Function 33 | EN.EN3 Energy Sensor | [6 empty] | F33 | 0 | [10 empty] | No | No
MC043 | Bowland North |  |  |  | MC043-B01/F34 | Function 34 | EN.EN3 Energy Sensor | [6 empty] | F34 | 0 | [10 empty] | No | No
MC043 | Bowland North |  |  |  | MC043-B01/F24 | Function 24 | EN.EN3 Energy Sensor | [6 empty] | F24 | 0 | [10 empty] | No | No
MC043 | Bowland North |  |  |  | MC043-B01/F25 | Function 25 | EN.EN3 Energy Sensor | [6 empty] | F25 | 0 | [10 empty] | No | No
MC043 | Bowland North |  |  |  | MC043-B01/F26 | Function 26 | EN.EN3 Energy Sensor | [6 empty] | F26 | 0 | [10 empty] | No | No
MC043 | Bowland North |  |  |  | MC043-B01/F27 | Litres per second | EN.EN3 Energy Sensor | [6 empty] | F27 | 0 | [10 empty] | No | No
MC043 | Bowland North |  |  |  | MC043-B01/F28 | Function 28 | EN.EN3 Energy Sensor | [6 empty] | F28 | 0 | [10 empty] | No | No
MC043 | Bowland North |  |  |  | MC043-B01/F29 | Function 29 | EN.EN3 Energy Sensor | [6 empty] | F29 | 0 | [10 empty] | No | No
MC043 | Bowland North |  |  |  | MC043-B01/F18 | Function 18 | EN.EN3 Energy Sensor | [6 empty] | F18 | 0 | [10 empty] | No | No
MC043 | Bowland North |  |  |  | MC043-B01/F2 | Function 2 | EN.EN3 Energy Sensor | [6 empty] | F2 | 0 | [10 empty] | No | No
MC043 | Bowland North |  |  |  | MC043-B01/F20 | Function 20 | EN.EN3 Energy Sensor | [6 empty] | F20 | 0 | [10 empty] | No | No
MC043 | Bowland North |  |  |  | MC043-B01/F21 | Function 21 | EN.EN3 Energy Sensor | [6 empty] | F21 | 0 | [10 empty] | No | No
MC043 | Bowland North |  |  |  | MC043-B01/F22 | Function 22 | EN.EN3 Energy Sensor | [6 empty] | F22 | 0 | [10 empty] | No | No
MC043 | Bowland North |  |  |  | MC043-B01/F23 | Function 23 | EN.EN3 Energy Sensor | [6 empty] | F23 | 0 | [10 empty] | No | No
MC043 | Bowland North |  |  |  | MC043-B01/F12 | Function 12 | EN.EN3 Energy Sensor | [6 empty] | F12 | 0 | [10 empty] | No | No
MC043 | Bowland North |  |  |  | MC043-B01/F13 | Function 13 | EN.EN3 Energy Sensor | [6 empty] | F13 | 0 | [10 empty] | No | No
MC043 | Bowland North |  |  |  | MC043-B01/F14 | Function 14 | EN.EN3 Energy Sensor | [6 empty] | F14 | 0 | [10 empty] | No | No
MC043 | Bowland North |  |  |  | MC043-B01/F15 | Function 15 | EN.EN3 Energy Sensor | [6 empty] | F15 | 0 | [10 empty] | No | No
MC043 | Bowland North |  |  |  | MC043-B01/F16 | Function 16 | EN.EN3 Energy Sensor | [6 empty] | F16 | 0 | [10 empty] | No | No
MC043 | Bowland North |  |  |  | MC043-B01/F17 | Function 17 | EN.EN3 Energy Sensor | [6 empty] | F17 | 0 | [10 empty] | No | No
MC043 | Bowland North |  |  |  | MC043-B01/D8 | AHU 5 Enable | EN.EN3 Energy Sensor | [6 empty] | D8 | 0 | [10 empty] | No | No
MC043 | Bowland North |  |  |  | MC043-B01/D9 | AHU 6 Enable | EN.EN3 Energy Sensor | [6 empty] | D9 | 0 | [10 empty] | No | No
MC043 | Bowland North |  |  |  | MC043-B01/e1 | Alarm Dest 1 | EN.EN3 Energy Sensor | [6 empty] | e1 | 0 | [10 empty] | No | No
MC043 | Bowland North |  |  |  | MC043-B01/F1 | Function 1 | EN.EN3 Energy Sensor | [6 empty] | F1 | 0 | [10 empty] | No | No
MC043 | Bowland North |  |  |  | MC043-B01/F10 | Function 10 | EN.EN3 Energy Sensor | [6 empty] | F10 | 0 | [10 empty] | No | No
MC043 | Bowland North |  |  |  | MC043-B01/F11 | Function 11 | EN.EN3 Energy Sensor | [6 empty] | F11 | 0 | [10 empty] | No | No
MC043 | Bowland North |  |  |  | MC043-B01/D29 | Inverter Demand | EN.EN3 Energy Sensor | [6 empty] | D29 | 0 | [10 empty] | No | No
MC043 | Bowland North |  |  |  | MC043-B01/D3 | VT Htg Pumps 2RM | EN.EN3 Energy Sensor | [6 empty] | D3 | 0 | [10 empty] | No | No
MC043 | Bowland North |  |  |  | MC043-B01/D4 | AHU 1 Enable | EN.EN3 Energy Sensor | [6 empty] | D4 | 0 | [10 empty] | No | No
MC043 | Bowland North |  |  |  | MC043-B01/D5 | AHU 2 Enable | EN.EN3 Energy Sensor | [6 empty] | D5 | 0 | [10 empty] | No | No
MC043 | Bowland North |  |  |  | MC043-B01/D6 | AHU 3 Enable | EN.EN3 Energy Sensor | [6 empty] | D6 | 0 | [10 empty] | No | No
MC043 | Bowland North |  |  |  | MC043-B01/D7 | AHU 4 Enable | EN.EN3 Energy Sensor | [6 empty] | D7 | 0 | [10 empty] | No | No
MC043 | Bowland North |  |  |  | MC043-B01/D23 | AHU 7 Heating Valve | EN.EN3 Energy Sensor | [6 empty] | D23 | 0 | [10 empty] | No | No
MC043 | Bowland North |  |  |  | MC043-B01/D24 | AHU 8 Heating Valve | EN.EN3 Energy Sensor | [6 empty] | D24 | 0 | [10 empty] | No | No
MC043 | Bowland North |  |  |  | MC043-B01/D25 | Plant Poom Extract | EN.EN3 Energy Sensor | [6 empty] | D25 | 0 | [10 empty] | No | No
MC043 | Bowland North |  |  |  | MC043-B01/D26 | LTHW Primary Pump | EN.EN3 Energy Sensor | [6 empty] | D26 | 0 | [10 empty] | No | No
MC043 | Bowland North |  |  |  | MC043-B01/D27 | Computer Suite 1 AC | EN.EN3 Energy Sensor | [6 empty] | D27 | 0 | [10 empty] | No | No
MC043 | Bowland North |  |  |  | MC043-B01/D28 | Computer Suite 1 AC | EN.EN3 Energy Sensor | [6 empty] | D28 | 0 | [10 empty] | No | No
MC043 | Bowland North |  |  |  | MC043-B01/D18 | AHU 2 Heating Valve | EN.EN3 Energy Sensor | [6 empty] | D18 | 0 | [10 empty] | No | No
MC043 | Bowland North |  |  |  | MC043-B01/D19 | AHU 3 Heating Valve | EN.EN3 Energy Sensor | [6 empty] | D19 | 0 | [10 empty] | No | No
MC043 | Bowland North |  |  |  | MC043-B01/D2 | CT Htg Pumps 2RM | EN.EN3 Energy Sensor | [6 empty] | D2 | 0 | [10 empty] | No | No
MC043 | Bowland North |  |  |  | MC043-B01/D20 | AHU 4 Heating Valve | EN.EN3 Energy Sensor | [6 empty] | D20 | 0 | [10 empty] | No | No
MC043 | Bowland North |  |  |  | MC043-B01/D21 | AHU 5 Heating Valve | EN.EN3 Energy Sensor | [6 empty] | D21 | 0 | [10 empty] | No | No
MC043 | Bowland North |  |  |  | MC043-B01/D22 | AHU 6 Heating Valve | EN.EN3 Energy Sensor | [6 empty] | D22 | 0 | [10 empty] | No | No
MC043 | Bowland North |  |  |  | MC043-B01/D12 | Heat Exch&apos; 1 Valve | EN.EN3 Energy Sensor | [6 empty] | D12 | 0 | [10 empty] | No | No
MC043 | Bowland North |  |  |  | MC043-B01/D13 | Heat Exch&apos; 2 Valve | EN.EN3 Energy Sensor | [6 empty] | D13 | 0 | [10 empty] | No | No
MC043 | Bowland North |  |  |  | MC043-B01/D14 | Variable temperature circuit valve | EN.EN3 Energy Sensor | [6 empty] | D14 | 0 | [10 empty] | No | No
MC043 | Bowland North |  |  |  | MC043-B01/D15 | AHU 1 Heating Valve | EN.EN3 Energy Sensor | [6 empty] | D15 | 0 | [10 empty] | No | No
MC043 | Bowland North |  |  |  | MC043-B01/D16 | Passivent No1 | EN.EN3 Energy Sensor | [6 empty] | D16 | 0 | [10 empty] | No | No
MC043 | Bowland North |  |  |  | MC043-B01/D17 | Passivent No2 | EN.EN3 Energy Sensor | [6 empty] | D17 | 0 | [10 empty] | No | No
MC064 | Bowland South | A2 | Barclays Bank |  | MC064-L03 | Data logger: Bowland South - Barclays Bank | EN.EN1 Data Logger |  |  |  |  | Multilog G2 | Enercom | 50198872600 | 0
MC064 | Bowland South | A6 | Post Office |  | MC064-L07 | Data logger: Bowland South - Post Office | EN.EN1 Data Logger |  |  |  |  | Multilog G2 | Enercom | 0501987DFA00 | 0 |  |  | 10.23.9.233 |  | 00-50-C2-2C-3D-9A
MC064 | Bowland South | A6 | Post Office |  | MC064-L04 | Data logger: Bowland South - Post Office | EN.EN1 Data Logger |  |  |  |  | Multilog G2 | Enercom | 050157C4B500 | 0
MC064 | Bowland South | A0 | Whole Building |  | MC064-L01 | Data logger: Bowland South - Costa | EN.EN1 Data Logger |  |  |  |  | Multilog G2 | Enercom | 050157A65900 | 0
MC064 | Bowland South | A1 | Uni Travel |  | MC064-L02 | Data logger: Bowland South - Uni Travel | EN.EN1 Data Logger |  |  |  |  | Multilog G2 | Enercom | 050157AF8200 | 0
MC064 | Bowland South | LG1 | St. Johns Hospice Charity Shop |  | MC064-L05 | Data logger: Bowland South - Charity Shop | EN.EN1 Data Logger |  |  |  |  | Multilog G2 | Enercom | 050157B58B00 | 0
MC064 | Bowland South |  |  |  | MC064-L06 | Data logger: Bowland South - Sultan Restaurant | EN.EN1 Data Logger |  |  |  |  | Multilog G2 | Enercom | 0501988FC000 | 0
MC064 | Bowland South |  |  |  | MC064-L03/M001 | Barclays Bank | EN.EN2 Energy Meter | [6 empty] | 1 | 0 | [10 empty] | Yes | No
MC064 | Bowland South |  |  |  | MC064-L03/M002 | Barclays Bank | EN.EN2 Energy Meter | [6 empty] | 2 | 0 | [10 empty] | Yes | No
MC064 | Bowland South |  |  |  | MC064-L07/M001 | Post Office | EN.EN2 Energy Meter | [6 empty] | 1 | 0 | [10 empty] | No | No
MC064 | Bowland South |  |  |  | MC064-L07/M002 | Post Office | EN.EN2 Energy Meter | [6 empty] | 2 | 0 | [10 empty] | No | No
MC064 | Bowland South |  |  |  | MC064-L04/M001 | Diggles | EN.EN2 Energy Meter | [6 empty] | 1 | 0 | [10 empty] | Yes | No
MC064 | Bowland South |  |  |  | MC064-L04/M002 | Diggles | EN.EN2 Energy Meter | [6 empty] | 2 | 0 | [10 empty] | Yes | No
MC064 | Bowland South |  |  |  | MC064-L04/M003 | Post Office | EN.EN2 Energy Meter | [6 empty] | 3 | 0 | [10 empty] | No | No
MC064 | Bowland South |  |  |  | MC064-L04/M004 | Post Office | EN.EN2 Energy Meter | [6 empty] | 4 | 0 | [10 empty] | No | No
MC064 | Bowland South |  |  |  | MC064-L01/M001 | NatWest Bank | EN.EN2 Energy Meter | [6 empty] | 1 | 0 | [10 empty] | Yes | No
MC064 | Bowland South |  |  |  | MC064-L01/M002 | NatWest Bank | EN.EN2 Energy Meter | [6 empty] | 2 | 0 | [10 empty] | Yes | No
MC064 | Bowland South |  |  |  | MC064-L02/M001 | Travel Agent Corr | EN.EN2 Energy Meter | [6 empty] | 1 | 0 | [10 empty] | Yes | No
MC064 | Bowland South |  |  |  | MC064-L02/M002 | Travel Agent Front | EN.EN2 Energy Meter | [6 empty] | 2 | 0 | [10 empty] | Yes | No
MC064 | Bowland South |  |  |  | MC064-L02/M003 | Travel Agent | EN.EN2 Energy Meter | [6 empty] | 3 | 0 | [10 empty] | Yes | No
MC064 | Bowland South |  |  |  | MC064-L05/M001 | Charity Shop | EN.EN2 Energy Meter | [6 empty] | 1 | 0 | [10 empty] | Yes | No
MC064 | Bowland South |  |  |  | MC064-L05/M002 | Charity Shop | EN.EN2 Energy Meter | [6 empty] | 2 | 0 | [10 empty] | Yes | No
MC064 | Bowland South |  |  |  | MC064-L05/M003 | LUSU Housing | EN.EN2 Energy Meter | [6 empty] | 3 | 0 | [10 empty] | Yes | No
MC064 | Bowland South |  |  |  | MC064-L06/M001 | The Sultan | EN.EN2 Energy Meter | [6 empty] | 1 | 0 | [10 empty] | Yes | No
MC064 | Bowland South |  |  |  | MC064-L06/M002 | The Sultan | EN.EN2 Energy Meter | [6 empty] | 2 | 0 | [10 empty] | Yes | No
MC064 | Bowland South |  |  |  | MC064-L06/M003 | Ketchup | EN.EN2 Energy Meter | [6 empty] | 3 | 0 | [10 empty] | Yes | No
MC062 | Bowland Tower |  |  |  | MC062-L02 | Data logger: Bowland Tower | EN.EN1 Data Logger |  |  |  |  | Multilog G2 | Enercom | 050157C69800 | 0 |  |  | 10.23.11.103 |  | 00-50-C2-2C-3D-C6
MC062 | Bowland Tower |  |  |  | MC062-L01 | Data logger: Bowland Tower | EN.EN1 Data Logger |  |  |  |  | Multilog G2 | Enercom | 050157C3C000 | 0
MC062 | Bowland Tower |  |  |  | MC062-L03 | Data logger: Bowland Tower | EN.EN1 Data Logger |  |  |  |  | Multilog G2 | Enercom | 050157BBFD00 | 0
MC062 | Bowland Tower |  |  |  | MC062-L02/M001 | Hairdressers No.1 | EN.EN2 Energy Meter | [6 empty] | 1 | 0 | [10 empty] | Yes | No
MC062 | Bowland Tower | A0 | Whole Building |  | MC062-L02/M002 | Bowland Tower | EN.EN2 Energy Meter | [6 empty] | 2 | 0 | [10 empty] | No | No
MC062 | Bowland Tower |  |  |  | MC062-L02/M002 | Bowland Tower | EN.EN2 Energy Meter | [6 empty] | 2 | 0 | [10 empty] | No | No
MC062 | Bowland Tower |  |  |  | MC062-L02/M003 | Create | EN.EN2 Energy Meter | [6 empty] | 3 | 0 | [10 empty] | Yes | No
MC062 | Bowland Tower |  |  |  | MC062-L02/M004 | Create | EN.EN2 Energy Meter | [6 empty] | 4 | 0 | [10 empty] | Yes | No
MC062 | Bowland Tower |  |  |  | MC062-L02/M005 | Greggs No.1 | EN.EN2 Energy Meter | [6 empty] | 5 | 0 | [10 empty] | Yes | No
MC062 | Bowland Tower |  |  |  | MC062-L02/M006 | Greggs No.2 | EN.EN2 Energy Meter | [6 empty] | 6 | 0 | [10 empty] | Yes | No
MC062 | Bowland Tower |  |  |  | MC062-L02/M007 | Greggs No.3 | EN.EN2 Energy Meter | [6 empty] | 7 | 0 | [10 empty] | Yes | No
MC062 | Bowland Tower |  |  |  | MC062-L02/M008 | Greggs | EN.EN2 Energy Meter | [6 empty] | 8 | 0 | [10 empty] | Yes | No
MC062 | Bowland Tower |  |  |  | MC062-L01/M001 | Slaidburn House | EN.EN2 Energy Meter | [6 empty] | 1 | 0 | [10 empty] | No | No
MC062 | Bowland Tower | A0 | Whole Building |  | MC062-L01/M001 | Slaidburn House | EN.EN2 Energy Meter | [6 empty] | 1 | 0 | [10 empty] | No | No
MC062 | Bowland Tower |  |  |  | MC062-L01/M002 | Bowland Tower South and East Wings | EN.EN2 Energy Meter | [6 empty] | 2 | 0 | [10 empty] | No | No
MC062 | Bowland Tower |  |  |  | MC062-L01/M003 | Slaidburn House | EN.EN2 Energy Meter | [6 empty] | 3 | 0 | [10 empty] | No | No
MC062 | Bowland Tower | A0 | Whole Building |  | MC062-L01/M003 | Slaidburn House | EN.EN2 Energy Meter | [6 empty] | 3 | 0 | [10 empty] | No | No
MC062 | Bowland Tower |  |  |  | MC062-L01/M004 | Bowland Tower | EN.EN2 Energy Meter | [6 empty] | 4 | 0 | [10 empty] | No | No
MC062 | Bowland Tower | A0 | Whole Building |  | MC062-L01/M004 | Bowland Tower | EN.EN2 Energy Meter | [6 empty] | 4 | 0 | [10 empty] | No | No
MC062 | Bowland Tower |  |  |  | MC062-L01/M005 | Ice Cream Shop | EN.EN2 Energy Meter | [6 empty] | 5 | 0 | [10 empty] | Yes | No
MC062 | Bowland Tower |  |  |  | MC062-L01/M006 | Ice Cream Shop | EN.EN2 Energy Meter | [6 empty] | 6 | 0 | [10 empty] | Yes | No
MC062 | Bowland Tower |  |  |  | MC062-L01/M007 | Hairdressers | EN.EN2 Energy Meter | [6 empty] | 7 | 0 | [10 empty] | Yes | No
MC062 | Bowland Tower |  |  |  | MC062-L01/M008 | Hairdressers No.2 | EN.EN2 Energy Meter | [6 empty] | 8 | 0 | [10 empty] | Yes | No
MC062 | Bowland Tower |  |  |  | MC062-L03/M001 | W H Smiths | EN.EN2 Energy Meter | [6 empty] | 1 | 0 | [10 empty] | Yes | No
MC062 | Bowland Tower |  |  |  | MC062-L03/M002 | Nat West Bank ATM Machine | EN.EN2 Energy Meter | [6 empty] | 2 | 0 | [10 empty] | Yes | No
MC062 | Bowland Tower | A03 | Store |  | MC062-L03/M002 | Nat West Bank ATM Machine | EN.EN2 Energy Meter | [6 empty] | 2 | 0 | [10 empty] | Yes | No
MC062 | Bowland Tower |  |  |  | MC062-L03/M003 | W H Smith | EN.EN2 Energy Meter | [6 empty] | 3 | 0 | [10 empty] | Yes | No
MC062 | Bowland Tower |  |  |  | MC062-L03/M004 | Immersion Heater | EN.EN2 Energy Meter | [6 empty] | 4 | 0 | [10 empty] | No | No
MC062 | Bowland Tower | A06 | Plantroom |  | MC062-L03/M004 | Immersion Heater | EN.EN2 Energy Meter | [6 empty] | 4 | 0 | [10 empty] | No | No
MC062 | Bowland Tower |  |  |  | MC062-L03/M005 | Bowland Tower Immersion Heater | EN.EN2 Energy Meter | [6 empty] | 5 | 0 | [10 empty] | No | No
MC062 | Bowland Tower | SW02 | SE Stairwell |  | MC062-L03/M006 | Bowland Tower MCCP Panel | EN.EN2 Energy Meter | [6 empty] | 6 | 0 | [10 empty] | No | No
MC062 | Bowland Tower | SW02 | SE Stairwell |  | MC062-L03/M006 | Bowland Tower MCCP Panel | EN.EN2 Energy Meter | [6 empty] | 6 | 0 | [10 empty] | No | No
MC062 | Bowland Tower | CR01 | Corridor |  | MC062-L03/M006 | Bowland Tower MCCP Panel | EN.EN2 Energy Meter | [6 empty] | 6 | 0 | [10 empty] | No | No
MC062 | Bowland Tower | CR01 | Corridor |  | MC062-L03/M006 | Bowland Tower MCCP Panel | EN.EN2 Energy Meter | [6 empty] | 6 | 0 | [10 empty] | No | No
MC062 | Bowland Tower |  |  |  | MC062-L03/M006 | Bowland Tower MCCP Panel | EN.EN2 Energy Meter | [6 empty] | 6 | 0 | [10 empty] | No | No
MC062 | Bowland Tower | SW02 | SE Stairwell |  | MC062-L03/M006 | Bowland Tower MCCP Panel | EN.EN2 Energy Meter | [6 empty] | 6 | 0 | [10 empty] | No | No
MC062 | Bowland Tower | SW02 | SE Stairwell |  | MC062-L03/M006 | Bowland Tower MCCP Panel | EN.EN2 Energy Meter | [6 empty] | 6 | 0 | [10 empty] | No | No
MC062 | Bowland Tower | SW02 | SE Stairwell |  | MC062-L03/M006 | Bowland Tower MCCP Panel | EN.EN2 Energy Meter | [6 empty] | 6 | 0 | [10 empty] | No | No
MC062 | Bowland Tower | SW02 | SE Stairwell |  | MC062-L03/M006 | Bowland Tower MCCP Panel | EN.EN2 Energy Meter | [6 empty] | 6 | 0 | [10 empty] | No | No
MC062 | Bowland Tower | SW02 | SE Stairwell |  | MC062-L03/M006 | Bowland Tower MCCP Panel | EN.EN2 Energy Meter | [6 empty] | 6 | 0 | [10 empty] | No | No
MC062 | Bowland Tower | SW02 | SE Stairwell |  | MC062-L03/M006 | Bowland Tower MCCP Panel | EN.EN2 Energy Meter | [6 empty] | 6 | 0 | [10 empty] | No | No
MC062 | Bowland Tower | SW02 | Stairwell 2 |  | MC062-L03/M006 | Bowland Tower MCCP Panel | EN.EN2 Energy Meter | [6 empty] | 6 | 0 | [10 empty] | No | No
MC062 | Bowland Tower | SW02 | SE Stairwell |  | MC062-L03/M006 | Bowland Tower MCCP Panel | EN.EN2 Energy Meter | [6 empty] | 6 | 0 | [10 empty] | No | No
MC062 | Bowland Tower | SW02 | Stairwell |  | MC062-L03/M006 | Bowland Tower MCCP Panel | EN.EN2 Energy Meter | [6 empty] | 6 | 0 | [10 empty] | No | No
MC062 | Bowland Tower | SW02 | Stairwell 2 |  | MC062-L03/M006 | Bowland Tower MCCP Panel | EN.EN2 Energy Meter | [6 empty] | 6 | 0 | [10 empty] | No | No
MC062 | Bowland Tower | SW02 | SE Stairwell |  | MC062-L03/M006 | Bowland Tower MCCP Panel | EN.EN2 Energy Meter | [6 empty] | 6 | 0 | [10 empty] | No | No
MC062 | Bowland Tower | SW02 | SE Stairwell |  | MC062-L03/M006 | Bowland Tower MCCP Panel | EN.EN2 Energy Meter | [6 empty] | 6 | 0 | [10 empty] | No | No
MC062 | Bowland Tower | A01 | Lobby |  | MC062-L03/M006 | Bowland Tower MCCP Panel | EN.EN2 Energy Meter | [6 empty] | 6 | 0 | [10 empty] | No | No
MC062 | Bowland Tower | A02 | Store |  | MC062-L03/M006 | Bowland Tower MCCP Panel | EN.EN2 Energy Meter | [6 empty] | 6 | 0 | [10 empty] | No | No
MC062 | Bowland Tower | A03 | Store |  | MC062-L03/M006 | Bowland Tower MCCP Panel | EN.EN2 Energy Meter | [6 empty] | 6 | 0 | [10 empty] | No | No
MC062 | Bowland Tower | A04 | Stairwell |  | MC062-L03/M006 | Bowland Tower MCCP Panel | EN.EN2 Energy Meter | [6 empty] | 6 | 0 | [10 empty] | No | No
MC062 | Bowland Tower | A05 | Sprinkler Tank room |  | MC062-L03/M006 | Bowland Tower MCCP Panel | EN.EN2 Energy Meter | [6 empty] | 6 | 0 | [10 empty] | No | No
MC062 | Bowland Tower | A06 | Plantroom |  | MC062-L03/M006 | Bowland Tower MCCP Panel | EN.EN2 Energy Meter | [6 empty] | 6 | 0 | [10 empty] | No | No
MC062 | Bowland Tower |  |  |  | MC062-L03/M006 | Bowland Tower MCCP Panel | EN.EN2 Energy Meter | [6 empty] | 6 | 0 | [10 empty] | No | No
MC062 | Bowland Tower |  |  |  | MC062-L03/M007 | Bowland Tower Sprinkler Panel | EN.EN2 Energy Meter | [6 empty] | 7 | 0 | [10 empty] | No | No
MC062 | Bowland Tower | A05 | Sprinkler Tank room |  | MC062-L03/M007 | Bowland Tower Sprinkler Panel | EN.EN2 Energy Meter | [6 empty] | 7 | 0 | [10 empty] | No | No
MC069 | CEH |  |  |  | MC069-L01 | Data logger: CEH | EN.EN1 Data Logger |  |  |  |  | Multilog G2 | Enercom | 050157AB9B00 | 0
MC069 | CEH | C089a | Plant Room |  | MC069-L02 | Data logger: CEH | EN.EN1 Data Logger |  |  |  |  | Multilog G2 | Enercom | 0501988C7A00 | 0 |  |  | 10.23.9.104 |  | 00-50-C2-2C-3F-1B
MC069 | CEH |  |  |  | MC069-L01/M001 | NERC Phase 2 | EN.EN2 Energy Meter | [6 empty] | 1 | 0 | [10 empty] | Yes | No
MC069 | CEH |  |  |  | MC070-L01/M002 | NERC Phase 1 IENS Refurbished | EN.EN2 Energy Meter | [6 empty] | 2 | 0 | [10 empty] | Yes | No
MC053 | Central Workshops |  |  |  | MC053-L01 | Data logger: Central Workshops | EN.EN1 Data Logger |  |  |  |  | Multilog G2 | Enercom | 050157AD8600 | 0
MC053 | Central Workshops |  |  |  | MC053-L01/M001 | Central Workshop | EN.EN2 Energy Meter | [6 empty] | 1 | 0 | [10 empty] | No | No
MC053 | Central Workshops |  |  |  | MC053-L01/M002 | Ann Helme Garage | EN.EN2 Energy Meter | [6 empty] | 2 | 0 | [10 empty] | Yes | No
MC053 | Central Workshops |  |  |  | MC053-L01/M003 | Ann Helme Garage | EN.EN2 Energy Meter | [6 empty] | 3 | 0 | [10 empty] | Yes | No
MC029 | CETAD |  |  |  | MC029-B01 | BMS Controller: Bowland Hall CETAD | EN.EN4 BMS Controller |  |  |  |  | IQ3xact12 | Trend | C5EB0995-CC13-4C45-B732-F9DC921BE834 | 0
MC029 | CETAD |  |  |  | MC029-B01/C1 | Virtual CNC 1 | EN.EN3 Energy Sensor | [6 empty] | C1 | 0 | [10 empty] | No | No
MC029 | CETAD |  |  |  | MC029-B01/D1 | Boiler No1 | EN.EN3 Energy Sensor | [6 empty] | D1 | 0 | [10 empty] | No | No
MC029 | CETAD |  |  |  | MC029-B01/D2 | Boiler No2 | EN.EN3 Energy Sensor | [6 empty] | D2 | 0 | [10 empty] | No | No
MC029 | CETAD |  |  |  | MC029-B01/D3 | Variable temperature circuit valve | EN.EN3 Energy Sensor | [6 empty] | D3 | 0 | [10 empty] | No | No
MC029 | CETAD |  |  |  | MC029-B01/D4 | Variable temperature pump | EN.EN3 Energy Sensor | [6 empty] | D4 | 0 | [10 empty] | No | No
MC029 | CETAD |  |  |  | MC029-B01/F1 | 1st stage frost enabled | EN.EN3 Energy Sensor | [6 empty] | F1 | 0 | [10 empty] | No | No
MC029 | CETAD |  |  |  | MC029-B01/W3 | Hol Auto A=On | EN.EN3 Energy Sensor | [6 empty] | W3 | 0 | [10 empty] | No | No
MC029 | CETAD |  |  |  | MC029-B01/W4 | Enable If 2 Blrs Installed | EN.EN3 Energy Sensor | [6 empty] | W4 | 0 | [10 empty] | No | No
MC029 | CETAD |  |  |  | MC029-B01/Y1 | Satchwell T Range | EN.EN3 Energy Sensor | [6 empty] | Y1 | 0 | [10 empty] | No | No
MC029 | CETAD |  |  |  | MC029-B01/Y2 | Thermistor TBTC | EN.EN3 Energy Sensor | [6 empty] | Y2 | 0 | [10 empty] | No | No
MC029 | CETAD |  |  |  | MC029-B01/Z1 | Heating times | EN.EN3 Energy Sensor | [6 empty] | Z1 | 0 | [10 empty] | No | No
MC029 | CETAD |  |  |  | MC029-B01/S4 | First Floor Large rm | EN.EN3 Energy Sensor | [6 empty] | S4 | 0 | [10 empty] | No | No
MC029 | CETAD |  |  |  | MC029-B01/S5 | Grd Floor Small Rm | EN.EN3 Energy Sensor | [6 empty] | S5 | 0 | [10 empty] | No | No
MC029 | CETAD |  |  |  | MC029-B01/S6 | Grd Floor Largel Rm | EN.EN3 Energy Sensor | [6 empty] | S6 | 0 | [10 empty] | No | No
MC029 | CETAD |  |  |  | MC029-B01/V1 |  | EN.EN3 Energy Sensor | [6 empty] | V1 | 0 | [10 empty] | No | No
MC029 | CETAD |  |  |  | MC029-B01/W1 | Lead Boiler | EN.EN3 Energy Sensor | [6 empty] | W1 | 0 | [10 empty] | No | No
MC029 | CETAD |  |  |  | MC029-B01/W2 | Summer Winter W=off | EN.EN3 Energy Sensor | [6 empty] | W2 | 0 | [10 empty] | No | No
MC029 | CETAD |  |  |  | MC029-B01/P6 | Grd Floor Largel Rm | EN.EN3 Energy Sensor | [6 empty] | P6 | 0 | [10 empty] | No | No
MC029 | CETAD |  |  |  | MC029-B01/Q1 | Sequence Table 1 | EN.EN3 Energy Sensor | [6 empty] | Q1 | 0 | [10 empty] | No | No
MC029 | CETAD |  |  |  | MC029-B01/S1 | Outside air temperature | EN.EN3 Energy Sensor | [6 empty] | S1 | 0 | [10 empty] | No | No
MC029 | CETAD |  |  |  | MC029-B01/S10 | Calculated temperature variable temperature circuit flow | EN.EN3 Energy Sensor | [6 empty] | S10 | 0 | [10 empty] | No | No
MC029 | CETAD |  |  |  | MC029-B01/S2 | Room temperature | EN.EN3 Energy Sensor | [6 empty] | S2 | 0 | [10 empty] | No | No
MC029 | CETAD |  |  |  | MC029-B01/S3 | Variable temperature circuit flow temperature | EN.EN3 Energy Sensor | [6 empty] | S3 | 0 | [10 empty] | No | No
MC029 | CETAD |  |  |  | MC029-B01/O1 | Heating times | EN.EN3 Energy Sensor | [6 empty] | O1 | 0 | [10 empty] | No | No
MC029 | CETAD |  |  |  | MC029-B01/P1 | Outside air temperature | EN.EN3 Energy Sensor | [6 empty] | P1 | 0 | [10 empty] | No | No
MC029 | CETAD |  |  |  | MC029-B01/P2 | Room temperature | EN.EN3 Energy Sensor | [6 empty] | P2 | 0 | [10 empty] | No | No
MC029 | CETAD |  |  |  | MC029-B01/P3 | Variable temperature circuit flow temperature | EN.EN3 Energy Sensor | [6 empty] | P3 | 0 | [10 empty] | No | No
MC029 | CETAD |  |  |  | MC029-B01/P4 | First Floor Large rm | EN.EN3 Energy Sensor | [6 empty] | P4 | 0 | [10 empty] | No | No
MC029 | CETAD |  |  |  | MC029-B01/P5 | Grd Floor Small Rm | EN.EN3 Energy Sensor | [6 empty] | P5 | 0 | [10 empty] | No | No
MC029 | CETAD |  |  |  | MC029-B01/K7 | VT Flow@ 20oC OAT | EN.EN3 Energy Sensor | [6 empty] | K7 | 0 | [10 empty] | No | No
MC029 | CETAD |  |  |  | MC029-B01/K8 | Room influence | EN.EN3 Energy Sensor | [6 empty] | K8 | 0 | [10 empty] | No | No
MC029 | CETAD |  |  |  | MC029-B01/K9 | Boiler hot water service diff | EN.EN3 Energy Sensor | [6 empty] | K9 | 0 | [10 empty] | No | No
MC029 | CETAD |  |  |  | MC029-B01/L3 | compensator | EN.EN3 Energy Sensor | [6 empty] | L3 | 0 | [10 empty] | No | No
MC029 | CETAD |  |  |  | MC029-B01/L4 |  | EN.EN3 Energy Sensor | [6 empty] | L4 | 0 | [10 empty] | No | No
MC029 | CETAD |  |  |  | MC029-B01/n1 | TREND_0C_27_D9 | EN.EN3 Energy Sensor | [6 empty] | n1 | 0 | [10 empty] | No | No
MC029 | CETAD |  |  |  | MC029-B01/K14 | Space Hil Limit Diff | EN.EN3 Energy Sensor | [6 empty] | K14 | 0 | [10 empty] | No | No
MC029 | CETAD |  |  |  | MC029-B01/K2 | 2nd stage frost setpoint | EN.EN3 Energy Sensor | [6 empty] | K2 | 0 | [10 empty] | No | No
MC029 | CETAD |  |  |  | MC029-B01/K3 | 3rd stage frost setpoint | EN.EN3 Energy Sensor | [6 empty] | K3 | 0 | [10 empty] | No | No
MC029 | CETAD |  |  |  | MC029-B01/K4 | Outside air temperature economy off setpoint | EN.EN3 Energy Sensor | [6 empty] | K4 | 0 | [10 empty] | No | No
MC029 | CETAD |  |  |  | MC029-B01/K5 | Occupied setpoint | EN.EN3 Energy Sensor | [6 empty] | K5 | 0 | [10 empty] | No | No
MC029 | CETAD |  |  |  | MC029-B01/K6 | VT Flow@0 degC | EN.EN3 Energy Sensor | [6 empty] | K6 | 0 | [10 empty] | No | No
MC029 | CETAD |  |  |  | MC029-B01/G23 | Heating enable | EN.EN3 Energy Sensor | [6 empty] | G23 | 0 | [10 empty] | No | No
MC029 | CETAD |  |  |  | MC029-B01/G24 | Logic 24 | EN.EN3 Energy Sensor | [6 empty] | G24 | 0 | [10 empty] | No | No
MC029 | CETAD |  |  |  | MC029-B01/G25 | Logic 25 | EN.EN3 Energy Sensor | [6 empty] | G25 | 0 | [10 empty] | No | No
MC029 | CETAD |  |  |  | MC029-B01/G9 | Boost | EN.EN3 Energy Sensor | [6 empty] | G9 | 0 | [10 empty] | No | No
MC029 | CETAD |  |  |  | MC029-B01/K1 | 1st stage frost setpoint | EN.EN3 Energy Sensor | [6 empty] | K1 | 0 | [10 empty] | No | No
MC029 | CETAD |  |  |  | MC029-B01/K10 | Boiler Valve Diff | EN.EN3 Energy Sensor | [6 empty] | K10 | 0 | [10 empty] | No | No
MC029 | CETAD |  |  |  | MC029-B01/G12 | Logic 12 | EN.EN3 Energy Sensor | [6 empty] | G12 | 0 | [10 empty] | No | No
MC029 | CETAD |  |  |  | MC029-B01/G13 | Logic 13 | EN.EN3 Energy Sensor | [6 empty] | G13 | 0 | [10 empty] | No | No
MC029 | CETAD |  |  |  | MC029-B01/G14 | Logic 14 | EN.EN3 Energy Sensor | [6 empty] | G14 | 0 | [10 empty] | No | No
MC029 | CETAD |  |  |  | MC029-B01/G15 | Logic 15 | EN.EN3 Energy Sensor | [6 empty] | G15 | 0 | [10 empty] | No | No
MC029 | CETAD |  |  |  | MC029-B01/G20 | 2nd stage frost protection enabled | EN.EN3 Energy Sensor | [6 empty] | G20 | 0 | [10 empty] | No | No
MC029 | CETAD |  |  |  | MC029-B01/G21 | Logic 21 | EN.EN3 Energy Sensor | [6 empty] | G21 | 0 | [10 empty] | No | No
MC029 | CETAD |  |  |  | MC029-B01/F28 | Lead boiler enable | EN.EN3 Energy Sensor | [6 empty] | F28 | 0 | [10 empty] | No | No
MC029 | CETAD |  |  |  | MC029-B01/F29 | Lag Boiler Enable | EN.EN3 Energy Sensor | [6 empty] | F29 | 0 | [10 empty] | No | No
MC029 | CETAD |  |  |  | MC029-B01/F3 | 3rd stage frost enabled | EN.EN3 Energy Sensor | [6 empty] | F3 | 0 | [10 empty] | No | No
MC029 | CETAD |  |  |  | MC029-B01/F4 | Economy off enabled | EN.EN3 Energy Sensor | [6 empty] | F4 | 0 | [10 empty] | No | No
MC029 | CETAD |  |  |  | MC029-B01/G10 | Boiler heating hot water service enable | EN.EN3 Energy Sensor | [6 empty] | G10 | 0 | [10 empty] | No | No
MC029 | CETAD |  |  |  | MC029-B01/G11 | Logic 11 | EN.EN3 Energy Sensor | [6 empty] | G11 | 0 | [10 empty] | No | No
MC029 | CETAD |  |  |  | MC029-B01/F22 | Calculated variable temperature circuit setpoint | EN.EN3 Energy Sensor | [6 empty] | F22 | 0 | [10 empty] | No | No
MC029 | CETAD |  |  |  | MC029-B01/F23 | Function 23 | EN.EN3 Energy Sensor | [6 empty] | F23 | 0 | [10 empty] | No | No
MC029 | CETAD |  |  |  | MC029-B01/F24 | Function 24 | EN.EN3 Energy Sensor | [6 empty] | F24 | 0 | [10 empty] | No | No
MC029 | CETAD |  |  |  | MC029-B01/F25 | Function 25 | EN.EN3 Energy Sensor | [6 empty] | F25 | 0 | [10 empty] | No | No
MC029 | CETAD |  |  |  | MC029-B01/F26 | Function 26 | EN.EN3 Energy Sensor | [6 empty] | F26 | 0 | [10 empty] | No | No
MC029 | CETAD |  |  |  | MC029-B01/F27 | Function 27 | EN.EN3 Energy Sensor | [6 empty] | F27 | 0 | [10 empty] | No | No
MC029 | CETAD |  |  |  | MC029-B01/F17 | Function 17 | EN.EN3 Energy Sensor | [6 empty] | F17 | 0 | [10 empty] | No | No
MC029 | CETAD |  |  |  | MC029-B01/F18 | Function 18 | EN.EN3 Energy Sensor | [6 empty] | F18 | 0 | [10 empty] | No | No
MC029 | CETAD |  |  |  | MC029-B01/F19 | Room high limit | EN.EN3 Energy Sensor | [6 empty] | F19 | 0 | [10 empty] | No | No
MC029 | CETAD |  |  |  | MC029-B01/F2 | 2nd stage frost protection enabled | EN.EN3 Energy Sensor | [6 empty] | F2 | 0 | [10 empty] | No | No
MC029 | CETAD |  |  |  | MC029-B01/F20 | Function 20 | EN.EN3 Energy Sensor | [6 empty] | F20 | 0 | [10 empty] | No | No
MC029 | CETAD |  |  |  | MC029-B01/F21 | Function 21 | EN.EN3 Energy Sensor | [6 empty] | F21 | 0 | [10 empty] | No | No
MC029 | CETAD |  |  |  | MC029-B01/F10 | Function 10 | EN.EN3 Energy Sensor | [6 empty] | F10 | 0 | [10 empty] | No | No
MC029 | CETAD |  |  |  | MC029-B01/F11 | Function 11 | EN.EN3 Energy Sensor | [6 empty] | F11 | 0 | [10 empty] | No | No
MC029 | CETAD |  |  |  | MC029-B01/F12 | Function 12 | EN.EN3 Energy Sensor | [6 empty] | F12 | 0 | [10 empty] | No | No
MC029 | CETAD |  |  |  | MC029-B01/F13 | limit at | EN.EN3 Energy Sensor | [6 empty] | F13 | 0 | [10 empty] | No | No
MC029 | CETAD |  |  |  | MC029-B01/F14 | Function 14 | EN.EN3 Energy Sensor | [6 empty] | F14 | 0 | [10 empty] | No | No
MC029 | CETAD |  |  |  | MC029-B01/F15 | Function 15 | EN.EN3 Energy Sensor | [6 empty] | F15 | 0 | [10 empty] | No | No
OC006 | Chancellor's Wharf, Kent House |  |  |  | OC006-B01 | BMS Controller: Chancellors Wharf | EN.EN4 BMS Controller |  |  |  |  | IQ3xact12 | Trend | BBD3685B-B0DC-417F-A0E8-20139B1074E1 | 0
OC006 | Chancellor's Wharf, Kent House |  |  |  | OC006-B01/C1 | Virtual CNC 1 | EN.EN3 Energy Sensor | [6 empty] | C1 | 0 | [10 empty] | No | No
OC006 | Chancellor's Wharf, Kent House |  |  |  | OC006-B01/D1 | 4DOMNo.1 | EN.EN3 Energy Sensor | [6 empty] | D1 | 0 | [10 empty] | No | No
OC006 | Chancellor's Wharf, Kent House |  |  |  | OC006-B01/D2 | PrimaryPumpsEnable | EN.EN3 Energy Sensor | [6 empty] | D2 | 0 | [10 empty] | No | No
OC006 | Chancellor's Wharf, Kent House |  |  |  | OC006-B01/D3 | ShuntPumpsEnable | EN.EN3 Energy Sensor | [6 empty] | D3 | 0 | [10 empty] | No | No
OC006 | Chancellor's Wharf, Kent House |  |  |  | OC006-B01/D4 | HeatingPumpsEnable | EN.EN3 Energy Sensor | [6 empty] | D4 | 0 | [10 empty] | No | No
OC006 | Chancellor's Wharf, Kent House |  |  |  | OC006-B01/D5 | Secondary &amp; Immersion | EN.EN3 Energy Sensor | [6 empty] | D5 | 0 | [10 empty] | No | No
OC006 | Chancellor's Wharf, Kent House |  |  |  | OC006-B01/Y5 | Thermistor TBTI | EN.EN3 Energy Sensor | [6 empty] | Y5 | 0 | [10 empty] | No | No
OC006 | Chancellor's Wharf, Kent House |  |  |  | OC006-B01/Y6 | 4DIX V | EN.EN3 Energy Sensor | [6 empty] | Y6 | 0 | [10 empty] | No | No
OC006 | Chancellor's Wharf, Kent House |  |  |  | OC006-B01/Z1 | Heating Boilers | EN.EN3 Energy Sensor | [6 empty] | Z1 | 0 | [10 empty] | No | No
OC006 | Chancellor's Wharf, Kent House |  |  |  | OC006-B01/Z2 | DHWS Immersion | EN.EN3 Energy Sensor | [6 empty] | Z2 | 0 | [10 empty] | No | No
OC006 | Chancellor's Wharf, Kent House |  |  |  | OC006-B01/W4 | ShuntPumpRotate | EN.EN3 Energy Sensor | [6 empty] | W4 | 0 | [10 empty] | No | No
OC006 | Chancellor's Wharf, Kent House |  |  |  | OC006-B01/W5 | Manual Shunt pump changeover | EN.EN3 Energy Sensor | [6 empty] | W5 | 0 | [10 empty] | No | No
OC006 | Chancellor's Wharf, Kent House |  |  |  | OC006-B01/Y1 | Outside air temperature | EN.EN3 Energy Sensor | [6 empty] | Y1 | 0 | [10 empty] | No | No
OC006 | Chancellor's Wharf, Kent House |  |  |  | OC006-B01/Y2 | Immersion Sensor | EN.EN3 Energy Sensor | [6 empty] | Y2 | 0 | [10 empty] | No | No
OC006 | Chancellor's Wharf, Kent House |  |  |  | OC006-B01/Y3 | Thermistor TBTC | EN.EN3 Energy Sensor | [6 empty] | Y3 | 0 | [10 empty] | No | No
OC006 | Chancellor's Wharf, Kent House |  |  |  | OC006-B01/Y4 | Room temperature | EN.EN3 Energy Sensor | [6 empty] | Y4 | 0 | [10 empty] | No | No
OC006 | Chancellor's Wharf, Kent House |  |  |  | OC006-B01/S9 | VT Loop Output | EN.EN3 Energy Sensor | [6 empty] | S9 | 0 | [10 empty] | No | No
OC006 | Chancellor's Wharf, Kent House |  |  |  | OC006-B01/V1 |  | EN.EN3 Energy Sensor | [6 empty] | V1 | 0 | [10 empty] | No | No
OC006 | Chancellor's Wharf, Kent House |  |  |  | OC006-B01/W1 | Rotate Boilers | EN.EN3 Energy Sensor | [6 empty] | W1 | 0 | [10 empty] | No | No
OC006 | Chancellor's Wharf, Kent House |  |  |  | OC006-B01/W10 | Elecric IMM override Turn OFF | EN.EN3 Energy Sensor | [6 empty] | W10 | 0 | [10 empty] | No | No
OC006 | Chancellor's Wharf, Kent House |  |  |  | OC006-B01/W2 | SummerWinter Winter=1 | EN.EN3 Energy Sensor | [6 empty] | W2 | 0 | [10 empty] | No | No
OC006 | Chancellor's Wharf, Kent House |  |  |  | OC006-B01/W3 | PrimaryPumpRotate | EN.EN3 Energy Sensor | [6 empty] | W3 | 0 | [10 empty] | No | No
OC006 | Chancellor's Wharf, Kent House |  |  |  | OC006-B01/S29 | Boiler 1 Stat | EN.EN3 Energy Sensor | [6 empty] | S29 | 0 | [10 empty] | No | No
OC006 | Chancellor's Wharf, Kent House |  |  |  | OC006-B01/S3 | VT Flow Sensor | EN.EN3 Energy Sensor | [6 empty] | S3 | 0 | [10 empty] | No | No
OC006 | Chancellor's Wharf, Kent House |  |  |  | OC006-B01/S4 | Space Sensor | EN.EN3 Energy Sensor | [6 empty] | S4 | 0 | [10 empty] | No | No
OC006 | Chancellor's Wharf, Kent House |  |  |  | OC006-B01/S5 | DHWS Flow | EN.EN3 Energy Sensor | [6 empty] | S5 | 0 | [10 empty] | No | No
OC006 | Chancellor's Wharf, Kent House |  |  |  | OC006-B01/S6 | 4DIX Module | EN.EN3 Energy Sensor | [6 empty] | S6 | 0 | [10 empty] | No | No
OC006 | Chancellor's Wharf, Kent House |  |  |  | OC006-B01/S8 | Calc VT Temp | EN.EN3 Energy Sensor | [6 empty] | S8 | 0 | [10 empty] | No | No
OC006 | Chancellor's Wharf, Kent House |  |  |  | OC006-B01/S23 | Boiler 3 Fault | EN.EN3 Energy Sensor | [6 empty] | S23 | 0 | [10 empty] | No | No
OC006 | Chancellor's Wharf, Kent House |  |  |  | OC006-B01/S24 | Boiler 2 fault | EN.EN3 Energy Sensor | [6 empty] | S24 | 0 | [10 empty] | No | No
OC006 | Chancellor's Wharf, Kent House |  |  |  | OC006-B01/S25 | Boiler 1 fault | EN.EN3 Energy Sensor | [6 empty] | S25 | 0 | [10 empty] | No | No
OC006 | Chancellor's Wharf, Kent House |  |  |  | OC006-B01/S26 | Boiler 4 Stat | EN.EN3 Energy Sensor | [6 empty] | S26 | 0 | [10 empty] | No | No
OC006 | Chancellor's Wharf, Kent House |  |  |  | OC006-B01/S27 | Boiler 3 Stat | EN.EN3 Energy Sensor | [6 empty] | S27 | 0 | [10 empty] | No | No
OC006 | Chancellor's Wharf, Kent House |  |  |  | OC006-B01/S28 | Boiler 2 Stat | EN.EN3 Energy Sensor | [6 empty] | S28 | 0 | [10 empty] | No | No
OC006 | Chancellor's Wharf, Kent House |  |  |  | OC006-B01/S18 | Boiler 1 Temp Reached | EN.EN3 Energy Sensor | [6 empty] | S18 | 0 | [10 empty] | No | No
OC006 | Chancellor's Wharf, Kent House |  |  |  | OC006-B01/S19 | Boiler 2 Temp Reached | EN.EN3 Energy Sensor | [6 empty] | S19 | 0 | [10 empty] | No | No
OC006 | Chancellor's Wharf, Kent House |  |  |  | OC006-B01/S2 | Boiler Return Sensor | EN.EN3 Energy Sensor | [6 empty] | S2 | 0 | [10 empty] | No | No
OC006 | Chancellor's Wharf, Kent House |  |  |  | OC006-B01/S20 | Boiler 3 Temp Reached | EN.EN3 Energy Sensor | [6 empty] | S20 | 0 | [10 empty] | No | No
OC006 | Chancellor's Wharf, Kent House |  |  |  | OC006-B01/S21 | Boiler 4 Temp Reached | EN.EN3 Energy Sensor | [6 empty] | S21 | 0 | [10 empty] | No | No
OC006 | Chancellor's Wharf, Kent House |  |  |  | OC006-B01/S22 | Boiler 4 Fault | EN.EN3 Energy Sensor | [6 empty] | S22 | 0 | [10 empty] | No | No
OC006 | Chancellor's Wharf, Kent House |  |  |  | OC006-B01/S12 | Shunt pump 1 Hrs run | EN.EN3 Energy Sensor | [6 empty] | S12 | 0 | [10 empty] | No | No
OC006 | Chancellor's Wharf, Kent House |  |  |  | OC006-B01/S13 | Shunt pump 2 Hrs run | EN.EN3 Energy Sensor | [6 empty] | S13 | 0 | [10 empty] | No | No
OC006 | Chancellor's Wharf, Kent House |  |  |  | OC006-B01/S14 | Heating pump1 Hrs run | EN.EN3 Energy Sensor | [6 empty] | S14 | 0 | [10 empty] | No | No
OC006 | Chancellor's Wharf, Kent House |  |  |  | OC006-B01/S15 | Heating pump 2 Hrs run | EN.EN3 Energy Sensor | [6 empty] | S15 | 0 | [10 empty] | No | No
OC006 | Chancellor's Wharf, Kent House |  |  |  | OC006-B01/S16 | Day immersion heater hours run | EN.EN3 Energy Sensor | [6 empty] | S16 | 0 | [10 empty] | No | No
OC006 | Chancellor's Wharf, Kent House |  |  |  | OC006-B01/S17 | Week immersion hours run | EN.EN3 Energy Sensor | [6 empty] | S17 | 0 | [10 empty] | No | No
OC006 | Chancellor's Wharf, Kent House |  |  |  | OC006-B01/P8 | 4DIX Module | EN.EN3 Energy Sensor | [6 empty] | P8 | 0 | [10 empty] | No | No
OC006 | Chancellor's Wharf, Kent House |  |  |  | OC006-B01/P9 | Sensor 18 | EN.EN3 Energy Sensor | [6 empty] | P9 | 0 | [10 empty] | No | No
OC006 | Chancellor's Wharf, Kent House |  |  |  | OC006-B01/Q1 | Sequence Table 1 | EN.EN3 Energy Sensor | [6 empty] | Q1 | 0 | [10 empty] | No | No
OC006 | Chancellor's Wharf, Kent House |  |  |  | OC006-B01/S1 | Outside Air | EN.EN3 Energy Sensor | [6 empty] | S1 | 0 | [10 empty] | No | No
OC006 | Chancellor's Wharf, Kent House |  |  |  | OC006-B01/S10 | Sensor 10 | EN.EN3 Energy Sensor | [6 empty] | S10 | 0 | [10 empty] | No | No
OC006 | Chancellor's Wharf, Kent House |  |  |  | OC006-B01/S11 | Sensor 11 | EN.EN3 Energy Sensor | [6 empty] | S11 | 0 | [10 empty] | No | No
OC006 | Chancellor's Wharf, Kent House |  |  |  | OC006-B01/P20 | Boiler 1 Stat | EN.EN3 Energy Sensor | [6 empty] | P20 | 0 | [10 empty] | No | No
OC006 | Chancellor's Wharf, Kent House |  |  |  | OC006-B01/P3 | VT Flow Sensor | EN.EN3 Energy Sensor | [6 empty] | P3 | 0 | [10 empty] | No | No
OC006 | Chancellor's Wharf, Kent House |  |  |  | OC006-B01/P4 | Space Sensor | EN.EN3 Energy Sensor | [6 empty] | P4 | 0 | [10 empty] | No | No
OC006 | Chancellor's Wharf, Kent House |  |  |  | OC006-B01/P5 | DHWS Flow | EN.EN3 Energy Sensor | [6 empty] | P5 | 0 | [10 empty] | No | No
OC006 | Chancellor's Wharf, Kent House |  |  |  | OC006-B01/P6 | Calc VT Temp | EN.EN3 Energy Sensor | [6 empty] | P6 | 0 | [10 empty] | No | No
OC006 | Chancellor's Wharf, Kent House |  |  |  | OC006-B01/P7 | VT Loop Output | EN.EN3 Energy Sensor | [6 empty] | P7 | 0 | [10 empty] | No | No
OC006 | Chancellor's Wharf, Kent House |  |  |  | OC006-B01/P15 | Boiler 2 fault | EN.EN3 Energy Sensor | [6 empty] | P15 | 0 | [10 empty] | No | No
OC006 | Chancellor's Wharf, Kent House |  |  |  | OC006-B01/P16 | Boiler 1 fault | EN.EN3 Energy Sensor | [6 empty] | P16 | 0 | [10 empty] | No | No
OC006 | Chancellor's Wharf, Kent House |  |  |  | OC006-B01/P17 | Boiler 4 Stat | EN.EN3 Energy Sensor | [6 empty] | P17 | 0 | [10 empty] | No | No
OC006 | Chancellor's Wharf, Kent House |  |  |  | OC006-B01/P18 | Boiler 3 Stat | EN.EN3 Energy Sensor | [6 empty] | P18 | 0 | [10 empty] | No | No
OC006 | Chancellor's Wharf, Kent House |  |  |  | OC006-B01/P19 | Boiler 2 Stat | EN.EN3 Energy Sensor | [6 empty] | P19 | 0 | [10 empty] | No | No
OC006 | Chancellor's Wharf, Kent House |  |  |  | OC006-B01/P2 | Boiler Return Sensor | EN.EN3 Energy Sensor | [6 empty] | P2 | 0 | [10 empty] | No | No
OC006 | Chancellor's Wharf, Kent House |  |  |  | OC006-B01/P1 | Outside Air | EN.EN3 Energy Sensor | [6 empty] | P1 | 0 | [10 empty] | No | No
OC006 | Chancellor's Wharf, Kent House |  |  |  | OC006-B01/P10 | Sensor 19 | EN.EN3 Energy Sensor | [6 empty] | P10 | 0 | [10 empty] | No | No
OC006 | Chancellor's Wharf, Kent House |  |  |  | OC006-B01/P11 | Sensor 18 | EN.EN3 Energy Sensor | [6 empty] | P11 | 0 | [10 empty] | No | No
OC006 | Chancellor's Wharf, Kent House |  |  |  | OC006-B01/P12 | Sensor 18 | EN.EN3 Energy Sensor | [6 empty] | P12 | 0 | [10 empty] | No | No
OC006 | Chancellor's Wharf, Kent House |  |  |  | OC006-B01/P13 | Boiler 4 Fault | EN.EN3 Energy Sensor | [6 empty] | P13 | 0 | [10 empty] | No | No
OC006 | Chancellor's Wharf, Kent House |  |  |  | OC006-B01/P14 | Boiler 3 Fault | EN.EN3 Energy Sensor | [6 empty] | P14 | 0 | [10 empty] | No | No
OC006 | Chancellor's Wharf, Kent House |  |  |  | OC006-B01/K9 | Immersion On Delay | EN.EN3 Energy Sensor | [6 empty] | K9 | 0 | [10 empty] | No | No
OC006 | Chancellor's Wharf, Kent House |  |  |  | OC006-B01/L1 |  | EN.EN3 Energy Sensor | [6 empty] | L1 | 0 | [10 empty] | No | No
OC006 | Chancellor's Wharf, Kent House |  |  |  | OC006-B01/L2 |  | EN.EN3 Energy Sensor | [6 empty] | L2 | 0 | [10 empty] | No | No
OC006 | Chancellor's Wharf, Kent House |  |  |  | OC006-B01/L3 |  | EN.EN3 Energy Sensor | [6 empty] | L3 | 0 | [10 empty] | No | No
OC006 | Chancellor's Wharf, Kent House |  |  |  | OC006-B01/L4 | Loop 4 | EN.EN3 Energy Sensor | [6 empty] | L4 | 0 | [10 empty] | No | No
OC006 | Chancellor's Wharf, Kent House |  |  |  | OC006-B01/n1 | TREND_0A_11_B1 | EN.EN3 Energy Sensor | [6 empty] | n1 | 0 | [10 empty] | No | No
OC006 | Chancellor's Wharf, Kent House |  |  |  | OC006-B01/K3 | Water Frost Level | EN.EN3 Energy Sensor | [6 empty] | K3 | 0 | [10 empty] | No | No
OC006 | Chancellor's Wharf, Kent House |  |  |  | OC006-B01/K4 | Boiler Sequence SP | EN.EN3 Energy Sensor | [6 empty] | K4 | 0 | [10 empty] | No | No
OC006 | Chancellor's Wharf, Kent House |  |  |  | OC006-B01/K5 | Boiler Stage Diff | EN.EN3 Energy Sensor | [6 empty] | K5 | 0 | [10 empty] | No | No
OC006 | Chancellor's Wharf, Kent House |  |  |  | OC006-B01/K6 | Space Setpoint | EN.EN3 Energy Sensor | [6 empty] | K6 | 0 | [10 empty] | No | No
OC006 | Chancellor's Wharf, Kent House |  |  |  | OC006-B01/K7 | Max Vt Flow | EN.EN3 Energy Sensor | [6 empty] | K7 | 0 | [10 empty] | No | No
OC006 | Chancellor's Wharf, Kent House |  |  |  | OC006-B01/K8 | Min VT Flow | EN.EN3 Energy Sensor | [6 empty] | K8 | 0 | [10 empty] | No | No
OC006 | Chancellor's Wharf, Kent House |  |  |  | OC006-B01/I9 | Boiler 1 fault | EN.EN3 Energy Sensor | [6 empty] | I9 | 0 | [10 empty] | No | No
OC006 | Chancellor's Wharf, Kent House |  |  |  | OC006-B01/K1 | 1st stage frost protection | EN.EN3 Energy Sensor | [6 empty] | K1 | 0 | [10 empty] | No | No
OC006 | Chancellor's Wharf, Kent House |  |  |  | OC006-B01/K10 | Immerion Override Time | EN.EN3 Energy Sensor | [6 empty] | K10 | 0 | [10 empty] | No | No
OC006 | Chancellor's Wharf, Kent House |  |  |  | OC006-B01/K11 | Immerion Low Limit | EN.EN3 Energy Sensor | [6 empty] | K11 | 0 | [10 empty] | No | No
OC006 | Chancellor's Wharf, Kent House |  |  |  | OC006-B01/K12 | Hot water service setpoint | EN.EN3 Energy Sensor | [6 empty] | K12 | 0 | [10 empty] | No | No
OC006 | Chancellor's Wharf, Kent House |  |  |  | OC006-B01/K2 | Space low limit | EN.EN3 Energy Sensor | [6 empty] | K2 | 0 | [10 empty] | No | No
OC006 | Chancellor's Wharf, Kent House |  |  |  | OC006-B01/I10 | Boiler 2 fault | EN.EN3 Energy Sensor | [6 empty] | I10 | 0 | [10 empty] | No | No
OC006 | Chancellor's Wharf, Kent House |  |  |  | OC006-B01/I11 | Boiler 3 Fault | EN.EN3 Energy Sensor | [6 empty] | I11 | 0 | [10 empty] | No | No
OC006 | Chancellor's Wharf, Kent House |  |  |  | OC006-B01/I12 | Boiler 4 Fault | EN.EN3 Energy Sensor | [6 empty] | I12 | 0 | [10 empty] | No | No
OC006 | Chancellor's Wharf, Kent House |  |  |  | OC006-B01/I2 | Boiler 2 Temp Reached | EN.EN3 Energy Sensor | [6 empty] | I2 | 0 | [10 empty] | No | No
OC006 | Chancellor's Wharf, Kent House |  |  |  | OC006-B01/I3 | Boiler 3 Temp Reached | EN.EN3 Energy Sensor | [6 empty] | I3 | 0 | [10 empty] | No | No
OC006 | Chancellor's Wharf, Kent House |  |  |  | OC006-B01/I4 | Boiler 4 Temp Reached | EN.EN3 Energy Sensor | [6 empty] | I4 | 0 | [10 empty] | No | No
OC006 | Chancellor's Wharf, Kent House |  |  |  | OC006-B01/G95 | Logic 95 | EN.EN3 Energy Sensor | [6 empty] | G95 | 0 | [10 empty] | No | No
OC006 | Chancellor's Wharf, Kent House |  |  |  | OC006-B01/G96 | Logic 96 | EN.EN3 Energy Sensor | [6 empty] | G96 | 0 | [10 empty] | No | No
OC006 | Chancellor's Wharf, Kent House |  |  |  | OC006-B01/G97 | Logic 97 | EN.EN3 Energy Sensor | [6 empty] | G97 | 0 | [10 empty] | No | No
OC006 | Chancellor's Wharf, Kent House |  |  |  | OC006-B01/G98 | Logic 98 | EN.EN3 Energy Sensor | [6 empty] | G98 | 0 | [10 empty] | No | No
OC006 | Chancellor's Wharf, Kent House |  |  |  | OC006-B01/G99 | Logic 99 | EN.EN3 Energy Sensor | [6 empty] | G99 | 0 | [10 empty] | No | No
OC006 | Chancellor's Wharf, Kent House |  |  |  | OC006-B01/I1 | Boiler 1 Temp Reached | EN.EN3 Energy Sensor | [6 empty] | I1 | 0 | [10 empty] | No | No
OC006 | Chancellor's Wharf, Kent House |  |  |  | OC006-B01/G9 | blr 4 lead | EN.EN3 Energy Sensor | [6 empty] | G9 | 0 | [10 empty] | No | No
OC006 | Chancellor's Wharf, Kent House |  |  |  | OC006-B01/G90 | Manual Shunt pump changeover | EN.EN3 Energy Sensor | [6 empty] | G90 | 0 | [10 empty] | No | No
OC006 | Chancellor's Wharf, Kent House |  |  |  | OC006-B01/G91 | Logic 91 | EN.EN3 Energy Sensor | [6 empty] | G91 | 0 | [10 empty] | No | No
OC006 | Chancellor's Wharf, Kent House |  |  |  | OC006-B01/G92 | BoilerShuntPump1 Enable | EN.EN3 Energy Sensor | [6 empty] | G92 | 0 | [10 empty] | No | No
OC006 | Chancellor's Wharf, Kent House |  |  |  | OC006-B01/G93 | BoilerShuntPump2 Enable | EN.EN3 Energy Sensor | [6 empty] | G93 | 0 | [10 empty] | No | No
OC006 | Chancellor's Wharf, Kent House |  |  |  | OC006-B01/G94 | Logic 94 | EN.EN3 Energy Sensor | [6 empty] | G94 | 0 | [10 empty] | No | No
OC006 | Chancellor's Wharf, Kent House |  |  |  | OC006-B01/G84 | Logic 84 | EN.EN3 Energy Sensor | [6 empty] | G84 | 0 | [10 empty] | No | No
OC006 | Chancellor's Wharf, Kent House |  |  |  | OC006-B01/G85 | Logic 85 | EN.EN3 Energy Sensor | [6 empty] | G85 | 0 | [10 empty] | No | No
OC006 | Chancellor's Wharf, Kent House |  |  |  | OC006-B01/G86 | BoilerShuntPump1 Enable | EN.EN3 Energy Sensor | [6 empty] | G86 | 0 | [10 empty] | No | No
OC006 | Chancellor's Wharf, Kent House |  |  |  | OC006-B01/G87 | BoilerShuntPump2 Enable | EN.EN3 Energy Sensor | [6 empty] | G87 | 0 | [10 empty] | No | No
OC006 | Chancellor's Wharf, Kent House |  |  |  | OC006-B01/G88 | Boiler Shunt Pump C O | EN.EN3 Energy Sensor | [6 empty] | G88 | 0 | [10 empty] | No | No
OC006 | Chancellor's Wharf, Kent House |  |  |  | OC006-B01/G89 | Manual Shunt pump changeover | EN.EN3 Energy Sensor | [6 empty] | G89 | 0 | [10 empty] | No | No
OC006 | Chancellor's Wharf, Kent House |  |  |  | OC006-B01/G79 | Logic 79 | EN.EN3 Energy Sensor | [6 empty] | G79 | 0 | [10 empty] | No | No
OC006 | Chancellor's Wharf, Kent House |  |  |  | OC006-B01/G8 | BOILER DEMAND | EN.EN3 Energy Sensor | [6 empty] | G8 | 0 | [10 empty] | No | No
OC006 | Chancellor's Wharf, Kent House |  |  |  | OC006-B01/G80 | Enable &amp; summer winter | EN.EN3 Energy Sensor | [6 empty] | G80 | 0 | [10 empty] | No | No
OC006 | Chancellor's Wharf, Kent House |  |  |  | OC006-B01/G81 | Logic 81 | EN.EN3 Energy Sensor | [6 empty] | G81 | 0 | [10 empty] | No | No
OC006 | Chancellor's Wharf, Kent House |  |  |  | OC006-B01/G82 | Boiler Shunt Pump C O | EN.EN3 Energy Sensor | [6 empty] | G82 | 0 | [10 empty] | No | No
OC006 | Chancellor's Wharf, Kent House |  |  |  | OC006-B01/G83 | Logic 83 | EN.EN3 Energy Sensor | [6 empty] | G83 | 0 | [10 empty] | No | No
OC006 | Chancellor's Wharf, Kent House |  |  |  | OC006-B01/G73 | Boiler Shunt Pump C O | EN.EN3 Energy Sensor | [6 empty] | G73 | 0 | [10 empty] | No | No
OC006 | Chancellor's Wharf, Kent House |  |  |  | OC006-B01/G74 | Logic 74 | EN.EN3 Energy Sensor | [6 empty] | G74 | 0 | [10 empty] | No | No
OC006 | Chancellor's Wharf, Kent House |  |  |  | OC006-B01/G75 | Logic 75 | EN.EN3 Energy Sensor | [6 empty] | G75 | 0 | [10 empty] | No | No
OC006 | Chancellor's Wharf, Kent House |  |  |  | OC006-B01/G76 | Logic 76 | EN.EN3 Energy Sensor | [6 empty] | G76 | 0 | [10 empty] | No | No
OC006 | Chancellor's Wharf, Kent House |  |  |  | OC006-B01/G77 | BoilerShuntPump1 Enable | EN.EN3 Energy Sensor | [6 empty] | G77 | 0 | [10 empty] | No | No
OC006 | Chancellor's Wharf, Kent House |  |  |  | OC006-B01/G78 | BoilerShuntPump2 Enable | EN.EN3 Energy Sensor | [6 empty] | G78 | 0 | [10 empty] | No | No
OC006 | Chancellor's Wharf, Kent House |  |  |  | OC006-B01/G68 | Boiler 1 2 3 &amp; 4 | EN.EN3 Energy Sensor | [6 empty] | G68 | 0 | [10 empty] | No | No
OC006 | Chancellor's Wharf, Kent House |  |  |  | OC006-B01/G69 | Heating pump2 Hrs run | EN.EN3 Energy Sensor | [6 empty] | G69 | 0 | [10 empty] | No | No
OC006 | Chancellor's Wharf, Kent House |  |  |  | OC006-B01/G7 | 4th boiler demand | EN.EN3 Energy Sensor | [6 empty] | G7 | 0 | [10 empty] | No | No
OC006 | Chancellor's Wharf, Kent House |  |  |  | OC006-B01/G70 | Logic 70 | EN.EN3 Energy Sensor | [6 empty] | G70 | 0 | [10 empty] | No | No
OC006 | Chancellor's Wharf, Kent House |  |  |  | OC006-B01/G71 | Day immersion heater hours run | EN.EN3 Energy Sensor | [6 empty] | G71 | 0 | [10 empty] | No | No
OC006 | Chancellor's Wharf, Kent House |  |  |  | OC006-B01/G72 | Week immersion hours run | EN.EN3 Energy Sensor | [6 empty] | G72 | 0 | [10 empty] | No | No
OC006 | Chancellor's Wharf, Kent House |  |  |  | OC006-B01/G62 | Boiler 1 &amp; 4 | EN.EN3 Energy Sensor | [6 empty] | G62 | 0 | [10 empty] | No | No
OC006 | Chancellor's Wharf, Kent House |  |  |  | OC006-B01/G63 | Boiler 2 &amp; 4 | EN.EN3 Energy Sensor | [6 empty] | G63 | 0 | [10 empty] | No | No
OC006 | Chancellor's Wharf, Kent House |  |  |  | OC006-B01/G64 | Boiler 1 2 &amp; 4 | EN.EN3 Energy Sensor | [6 empty] | G64 | 0 | [10 empty] | No | No
OC006 | Chancellor's Wharf, Kent House |  |  |  | OC006-B01/G65 | Boiler 3 &amp; 4 | EN.EN3 Energy Sensor | [6 empty] | G65 | 0 | [10 empty] | No | No
OC006 | Chancellor's Wharf, Kent House |  |  |  | OC006-B01/G66 | Boiler 1 3 &amp; 4 | EN.EN3 Energy Sensor | [6 empty] | G66 | 0 | [10 empty] | No | No
OC006 | Chancellor's Wharf, Kent House |  |  |  | OC006-B01/G67 | Boiler 2 3 &amp; 4 | EN.EN3 Energy Sensor | [6 empty] | G67 | 0 | [10 empty] | No | No
OC006 | Chancellor's Wharf, Kent House |  |  |  | OC006-B01/G57 | Boiler 3 | EN.EN3 Energy Sensor | [6 empty] | G57 | 0 | [10 empty] | No | No
OC006 | Chancellor's Wharf, Kent House |  |  |  | OC006-B01/G58 | Boiler 1 &amp; 3 | EN.EN3 Energy Sensor | [6 empty] | G58 | 0 | [10 empty] | No | No
OC006 | Chancellor's Wharf, Kent House |  |  |  | OC006-B01/G59 | Boiler 2 &amp; 3 | EN.EN3 Energy Sensor | [6 empty] | G59 | 0 | [10 empty] | No | No
OC006 | Chancellor's Wharf, Kent House |  |  |  | OC006-B01/G6 | Logic 6 | EN.EN3 Energy Sensor | [6 empty] | G6 | 0 | [10 empty] | No | No
OC006 | Chancellor's Wharf, Kent House |  |  |  | OC006-B01/G60 | Boiler 1 2 &amp; 3 | EN.EN3 Energy Sensor | [6 empty] | G60 | 0 | [10 empty] | No | No
OC006 | Chancellor's Wharf, Kent House |  |  |  | OC006-B01/G61 | Boiler 4 | EN.EN3 Energy Sensor | [6 empty] | G61 | 0 | [10 empty] | No | No
OC006 | Chancellor's Wharf, Kent House |  |  |  | OC006-B01/G51 | Boiler No.2 | EN.EN3 Energy Sensor | [6 empty] | G51 | 0 | [10 empty] | No | No
OC006 | Chancellor's Wharf, Kent House |  |  |  | OC006-B01/G52 | Boiler No.3 | EN.EN3 Energy Sensor | [6 empty] | G52 | 0 | [10 empty] | No | No
OC006 | Chancellor's Wharf, Kent House |  |  |  | OC006-B01/G53 | Boiler No.4 | EN.EN3 Energy Sensor | [6 empty] | G53 | 0 | [10 empty] | No | No
OC006 | Chancellor's Wharf, Kent House |  |  |  | OC006-B01/G54 | Boiler 1 | EN.EN3 Energy Sensor | [6 empty] | G54 | 0 | [10 empty] | No | No
OC006 | Chancellor's Wharf, Kent House |  |  |  | OC006-B01/G55 | Boiler 2 | EN.EN3 Energy Sensor | [6 empty] | G55 | 0 | [10 empty] | No | No
OC006 | Chancellor's Wharf, Kent House |  |  |  | OC006-B01/G56 | Boiler 1 &amp; 2 | EN.EN3 Energy Sensor | [6 empty] | G56 | 0 | [10 empty] | No | No
OC006 | Chancellor's Wharf, Kent House |  |  |  | OC006-B01/G46 | Logic 46 | EN.EN3 Energy Sensor | [6 empty] | G46 | 0 | [10 empty] | No | No
OC006 | Chancellor's Wharf, Kent House |  |  |  | OC006-B01/G47 | Logic 47 | EN.EN3 Energy Sensor | [6 empty] | G47 | 0 | [10 empty] | No | No
OC006 | Chancellor's Wharf, Kent House |  |  |  | OC006-B01/G48 | Logic 48 | EN.EN3 Energy Sensor | [6 empty] | G48 | 0 | [10 empty] | No | No
OC006 | Chancellor's Wharf, Kent House |  |  |  | OC006-B01/G49 | Heating pump1 Hrs run | EN.EN3 Energy Sensor | [6 empty] | G49 | 0 | [10 empty] | No | No
OC006 | Chancellor's Wharf, Kent House |  |  |  | OC006-B01/G5 | 3rd boiler demand | EN.EN3 Energy Sensor | [6 empty] | G5 | 0 | [10 empty] | No | No
OC006 | Chancellor's Wharf, Kent House |  |  |  | OC006-B01/G50 | Boiler No.1 | EN.EN3 Energy Sensor | [6 empty] | G50 | 0 | [10 empty] | No | No
OC006 | Chancellor's Wharf, Kent House |  |  |  | OC006-B01/G40 | Boiler Enable | EN.EN3 Energy Sensor | [6 empty] | G40 | 0 | [10 empty] | No | No
OC006 | Chancellor's Wharf, Kent House |  |  |  | OC006-B01/G41 | Pump Enable &amp; Runon | EN.EN3 Energy Sensor | [6 empty] | G41 | 0 | [10 empty] | No | No
OC006 | Chancellor's Wharf, Kent House |  |  |  | OC006-B01/G42 | Logic 42 | EN.EN3 Energy Sensor | [6 empty] | G42 | 0 | [10 empty] | No | No
OC006 | Chancellor's Wharf, Kent House |  |  |  | OC006-B01/G43 | Logic 43 | EN.EN3 Energy Sensor | [6 empty] | G43 | 0 | [10 empty] | No | No
OC006 | Chancellor's Wharf, Kent House |  |  |  | OC006-B01/G44 | Logic 44 | EN.EN3 Energy Sensor | [6 empty] | G44 | 0 | [10 empty] | No | No
OC006 | Chancellor's Wharf, Kent House |  |  |  | OC006-B01/G45 | Logic 45 | EN.EN3 Energy Sensor | [6 empty] | G45 | 0 | [10 empty] | No | No
OC006 | Chancellor's Wharf, Kent House |  |  |  | OC006-B01/G35 | Logic 35 | EN.EN3 Energy Sensor | [6 empty] | G35 | 0 | [10 empty] | No | No
OC006 | Chancellor's Wharf, Kent House |  |  |  | OC006-B01/G36 | Logic 36 | EN.EN3 Energy Sensor | [6 empty] | G36 | 0 | [10 empty] | No | No
OC006 | Chancellor's Wharf, Kent House |  |  |  | OC006-B01/G37 | Logic 37 | EN.EN3 Energy Sensor | [6 empty] | G37 | 0 | [10 empty] | No | No
OC006 | Chancellor's Wharf, Kent House |  |  |  | OC006-B01/G38 | Logic 38 | EN.EN3 Energy Sensor | [6 empty] | G38 | 0 | [10 empty] | No | No
OC006 | Chancellor's Wharf, Kent House |  |  |  | OC006-B01/G39 | Boiler No4 Enable | EN.EN3 Energy Sensor | [6 empty] | G39 | 0 | [10 empty] | No | No
OC006 | Chancellor's Wharf, Kent House |  |  |  | OC006-B01/G4 | Logic 4 | EN.EN3 Energy Sensor | [6 empty] | G4 | 0 | [10 empty] | No | No
OC006 | Chancellor's Wharf, Kent House |  |  |  | OC006-B01/G3 | 2nd boiler demand | EN.EN3 Energy Sensor | [6 empty] | G3 | 0 | [10 empty] | No | No
OC006 | Chancellor's Wharf, Kent House |  |  |  | OC006-B01/G30 | Logic 30 | EN.EN3 Energy Sensor | [6 empty] | G30 | 0 | [10 empty] | No | No
OC006 | Chancellor's Wharf, Kent House |  |  |  | OC006-B01/G31 | Logic 31 | EN.EN3 Energy Sensor | [6 empty] | G31 | 0 | [10 empty] | No | No
OC006 | Chancellor's Wharf, Kent House |  |  |  | OC006-B01/G32 | Logic 32 | EN.EN3 Energy Sensor | [6 empty] | G32 | 0 | [10 empty] | No | No
OC006 | Chancellor's Wharf, Kent House |  |  |  | OC006-B01/G33 | Boiler No3 Enable | EN.EN3 Energy Sensor | [6 empty] | G33 | 0 | [10 empty] | No | No
OC006 | Chancellor's Wharf, Kent House |  |  |  | OC006-B01/G34 | Logic 34 | EN.EN3 Energy Sensor | [6 empty] | G34 | 0 | [10 empty] | No | No
OC006 | Chancellor's Wharf, Kent House |  |  |  | OC006-B01/G24 | Logic 24 | EN.EN3 Energy Sensor | [6 empty] | G24 | 0 | [10 empty] | No | No
OC006 | Chancellor's Wharf, Kent House |  |  |  | OC006-B01/G25 | Logic 25 | EN.EN3 Energy Sensor | [6 empty] | G25 | 0 | [10 empty] | No | No
OC006 | Chancellor's Wharf, Kent House |  |  |  | OC006-B01/G26 | Logic 26 | EN.EN3 Energy Sensor | [6 empty] | G26 | 0 | [10 empty] | No | No
OC006 | Chancellor's Wharf, Kent House |  |  |  | OC006-B01/G27 | Boiler No2 Enable | EN.EN3 Energy Sensor | [6 empty] | G27 | 0 | [10 empty] | No | No
OC006 | Chancellor's Wharf, Kent House |  |  |  | OC006-B01/G28 | Logic 28 | EN.EN3 Energy Sensor | [6 empty] | G28 | 0 | [10 empty] | No | No
OC006 | Chancellor's Wharf, Kent House |  |  |  | OC006-B01/G29 | Logic 29 | EN.EN3 Energy Sensor | [6 empty] | G29 | 0 | [10 empty] | No | No
OC006 | Chancellor's Wharf, Kent House |  |  |  | OC006-B01/G19 | Boiler No1 Enable | EN.EN3 Energy Sensor | [6 empty] | G19 | 0 | [10 empty] | No | No
OC006 | Chancellor's Wharf, Kent House |  |  |  | OC006-B01/G2 | Logic 2 | EN.EN3 Energy Sensor | [6 empty] | G2 | 0 | [10 empty] | No | No
OC006 | Chancellor's Wharf, Kent House |  |  |  | OC006-B01/G20 | Logic 20 | EN.EN3 Energy Sensor | [6 empty] | G20 | 0 | [10 empty] | No | No
OC006 | Chancellor's Wharf, Kent House |  |  |  | OC006-B01/G21 | Logic 21 | EN.EN3 Energy Sensor | [6 empty] | G21 | 0 | [10 empty] | No | No
OC006 | Chancellor's Wharf, Kent House |  |  |  | OC006-B01/G22 | Logic 22 | EN.EN3 Energy Sensor | [6 empty] | G22 | 0 | [10 empty] | No | No
OC006 | Chancellor's Wharf, Kent House |  |  |  | OC006-B01/G23 | Logic 23 | EN.EN3 Energy Sensor | [6 empty] | G23 | 0 | [10 empty] | No | No
OC006 | Chancellor's Wharf, Kent House |  |  |  | OC006-B01/G13 | Logic 13 | EN.EN3 Energy Sensor | [6 empty] | G13 | 0 | [10 empty] | No | No
OC006 | Chancellor's Wharf, Kent House |  |  |  | OC006-B01/G14 | Logic 14 | EN.EN3 Energy Sensor | [6 empty] | G14 | 0 | [10 empty] | No | No
OC006 | Chancellor's Wharf, Kent House |  |  |  | OC006-B01/G15 | Logic 15 | EN.EN3 Energy Sensor | [6 empty] | G15 | 0 | [10 empty] | No | No
OC006 | Chancellor's Wharf, Kent House |  |  |  | OC006-B01/G16 | Logic 16 | EN.EN3 Energy Sensor | [6 empty] | G16 | 0 | [10 empty] | No | No
OC006 | Chancellor's Wharf, Kent House |  |  |  | OC006-B01/G17 | Logic 17 | EN.EN3 Energy Sensor | [6 empty] | G17 | 0 | [10 empty] | No | No
OC006 | Chancellor's Wharf, Kent House |  |  |  | OC006-B01/G18 | Logic 18 | EN.EN3 Energy Sensor | [6 empty] | G18 | 0 | [10 empty] | No | No
OC006 | Chancellor's Wharf, Kent House |  |  |  | OC006-B01/G106 | Logic 106 | EN.EN3 Energy Sensor | [6 empty] | G106 | 0 | [10 empty] | No | No
OC006 | Chancellor's Wharf, Kent House |  |  |  | OC006-B01/G107 | Logic 107 | EN.EN3 Energy Sensor | [6 empty] | G107 | 0 | [10 empty] | No | No
OC006 | Chancellor's Wharf, Kent House |  |  |  | OC006-B01/G108 | Logic 108 | EN.EN3 Energy Sensor | [6 empty] | G108 | 0 | [10 empty] | No | No
OC006 | Chancellor's Wharf, Kent House |  |  |  | OC006-B01/G109 | Logic 109 | EN.EN3 Energy Sensor | [6 empty] | G109 | 0 | [10 empty] | No | No
OC006 | Chancellor's Wharf, Kent House |  |  |  | OC006-B01/G11 | blr 2 lead | EN.EN3 Energy Sensor | [6 empty] | G11 | 0 | [10 empty] | No | No
OC006 | Chancellor's Wharf, Kent House |  |  |  | OC006-B01/G12 | blr 1 lead | EN.EN3 Energy Sensor | [6 empty] | G12 | 0 | [10 empty] | No | No
OC006 | Chancellor's Wharf, Kent House |  |  |  | OC006-B01/G100 | Logic 100 | EN.EN3 Energy Sensor | [6 empty] | G100 | 0 | [10 empty] | No | No
OC006 | Chancellor's Wharf, Kent House |  |  |  | OC006-B01/G101 | Logic 101 | EN.EN3 Energy Sensor | [6 empty] | G101 | 0 | [10 empty] | No | No
OC006 | Chancellor's Wharf, Kent House |  |  |  | OC006-B01/G102 | Logic 102 | EN.EN3 Energy Sensor | [6 empty] | G102 | 0 | [10 empty] | No | No
OC006 | Chancellor's Wharf, Kent House |  |  |  | OC006-B01/G103 | Logic 103 | EN.EN3 Energy Sensor | [6 empty] | G103 | 0 | [10 empty] | No | No
OC006 | Chancellor's Wharf, Kent House |  |  |  | OC006-B01/G104 | Logic 104 | EN.EN3 Energy Sensor | [6 empty] | G104 | 0 | [10 empty] | No | No
OC006 | Chancellor's Wharf, Kent House |  |  |  | OC006-B01/G105 | Logic 105 | EN.EN3 Energy Sensor | [6 empty] | G105 | 0 | [10 empty] | No | No
OC006 | Chancellor's Wharf, Kent House |  |  |  | OC006-B01/F62 | Function 62 | EN.EN3 Energy Sensor | [6 empty] | F62 | 0 | [10 empty] | No | No
OC006 | Chancellor's Wharf, Kent House |  |  |  | OC006-B01/F7 | Function 7 | EN.EN3 Energy Sensor | [6 empty] | F7 | 0 | [10 empty] | No | No
OC006 | Chancellor's Wharf, Kent House |  |  |  | OC006-B01/F8 | Economy Off when 1 | EN.EN3 Energy Sensor | [6 empty] | F8 | 0 | [10 empty] | No | No
OC006 | Chancellor's Wharf, Kent House |  |  |  | OC006-B01/F9 | 1ST BOILER DEMAND | EN.EN3 Energy Sensor | [6 empty] | F9 | 0 | [10 empty] | No | No
OC006 | Chancellor's Wharf, Kent House |  |  |  | OC006-B01/G1 | 2nd stage frost | EN.EN3 Energy Sensor | [6 empty] | G1 | 0 | [10 empty] | No | No
OC006 | Chancellor's Wharf, Kent House |  |  |  | OC006-B01/G10 | blr 3 lead | EN.EN3 Energy Sensor | [6 empty] | G10 | 0 | [10 empty] | No | No
OC006 | Chancellor's Wharf, Kent House |  |  |  | OC006-B01/F57 | Function 57 | EN.EN3 Energy Sensor | [6 empty] | F57 | 0 | [10 empty] | No | No
OC006 | Chancellor's Wharf, Kent House |  |  |  | OC006-B01/F58 | Function 58 | EN.EN3 Energy Sensor | [6 empty] | F58 | 0 | [10 empty] | No | No
OC006 | Chancellor's Wharf, Kent House |  |  |  | OC006-B01/F59 | Function 59 | EN.EN3 Energy Sensor | [6 empty] | F59 | 0 | [10 empty] | No | No
OC006 | Chancellor's Wharf, Kent House |  |  |  | OC006-B01/F6 | Space low limit On when =1 | EN.EN3 Energy Sensor | [6 empty] | F6 | 0 | [10 empty] | No | No
OC006 | Chancellor's Wharf, Kent House |  |  |  | OC006-B01/F60 | Function 60 | EN.EN3 Energy Sensor | [6 empty] | F60 | 0 | [10 empty] | No | No
OC006 | Chancellor's Wharf, Kent House |  |  |  | OC006-B01/F61 | Function 61 | EN.EN3 Energy Sensor | [6 empty] | F61 | 0 | [10 empty] | No | No
OC006 | Chancellor's Wharf, Kent House |  |  |  | OC006-B01/F47 | 4Dix Stable Value | EN.EN3 Energy Sensor | [6 empty] | F47 | 0 | [10 empty] | No | No
OC006 | Chancellor's Wharf, Kent House |  |  |  | OC006-B01/F48 | 4Dix Value Decoder | EN.EN3 Energy Sensor | [6 empty] | F48 | 0 | [10 empty] | No | No
OC006 | Chancellor's Wharf, Kent House |  |  |  | OC006-B01/F49 | Function 49 | EN.EN3 Energy Sensor | [6 empty] | F49 | 0 | [10 empty] | No | No
OC006 | Chancellor's Wharf, Kent House |  |  |  | OC006-B01/F5 | Function 5 | EN.EN3 Energy Sensor | [6 empty] | F5 | 0 | [10 empty] | No | No
OC006 | Chancellor's Wharf, Kent House |  |  |  | OC006-B01/F55 | Function 55 | EN.EN3 Energy Sensor | [6 empty] | F55 | 0 | [10 empty] | No | No
OC006 | Chancellor's Wharf, Kent House |  |  |  | OC006-B01/F56 | Function 56 | EN.EN3 Energy Sensor | [6 empty] | F56 | 0 | [10 empty] | No | No
OC006 | Chancellor's Wharf, Kent House |  |  |  | OC006-B01/F41 | Function 41 | EN.EN3 Energy Sensor | [6 empty] | F41 | 0 | [10 empty] | No | No
OC006 | Chancellor's Wharf, Kent House |  |  |  | OC006-B01/F42 | Function 42 | EN.EN3 Energy Sensor | [6 empty] | F42 | 0 | [10 empty] | No | No
OC006 | Chancellor's Wharf, Kent House |  |  |  | OC006-B01/F43 | Function 43 | EN.EN3 Energy Sensor | [6 empty] | F43 | 0 | [10 empty] | No | No
OC006 | Chancellor's Wharf, Kent House |  |  |  | OC006-B01/F44 | Function 44 | EN.EN3 Energy Sensor | [6 empty] | F44 | 0 | [10 empty] | No | No
OC006 | Chancellor's Wharf, Kent House |  |  |  | OC006-B01/F45 | Function 45 | EN.EN3 Energy Sensor | [6 empty] | F45 | 0 | [10 empty] | No | No
OC006 | Chancellor's Wharf, Kent House |  |  |  | OC006-B01/F46 | Function 46 | EN.EN3 Energy Sensor | [6 empty] | F46 | 0 | [10 empty] | No | No
OC006 | Chancellor's Wharf, Kent House |  |  |  | OC006-B01/F36 | Function 36 | EN.EN3 Energy Sensor | [6 empty] | F36 | 0 | [10 empty] | No | No
OC006 | Chancellor's Wharf, Kent House |  |  |  | OC006-B01/F37 | Function 37 | EN.EN3 Energy Sensor | [6 empty] | F37 | 0 | [10 empty] | No | No
OC006 | Chancellor's Wharf, Kent House |  |  |  | OC006-B01/F38 | Function 38 | EN.EN3 Energy Sensor | [6 empty] | F38 | 0 | [10 empty] | No | No
OC006 | Chancellor's Wharf, Kent House |  |  |  | OC006-B01/F39 | Function 39 | EN.EN3 Energy Sensor | [6 empty] | F39 | 0 | [10 empty] | No | No
OC006 | Chancellor's Wharf, Kent House |  |  |  | OC006-B01/F4 | 2nd stage frost | EN.EN3 Energy Sensor | [6 empty] | F4 | 0 | [10 empty] | No | No
OC006 | Chancellor's Wharf, Kent House |  |  |  | OC006-B01/F40 | Function 40 | EN.EN3 Energy Sensor | [6 empty] | F40 | 0 | [10 empty] | No | No
OC006 | Chancellor's Wharf, Kent House |  |  |  | OC006-B01/F30 | Is 4Dix Value Changing | EN.EN3 Energy Sensor | [6 empty] | F30 | 0 | [10 empty] | No | No
OC006 | Chancellor's Wharf, Kent House |  |  |  | OC006-B01/F31 | 4Dix Previous Value | EN.EN3 Energy Sensor | [6 empty] | F31 | 0 | [10 empty] | No | No
OC006 | Chancellor's Wharf, Kent House |  |  |  | OC006-B01/F32 | Function 32 | EN.EN3 Energy Sensor | [6 empty] | F32 | 0 | [10 empty] | No | No
OC006 | Chancellor's Wharf, Kent House |  |  |  | OC006-B01/F33 | Function 33 | EN.EN3 Energy Sensor | [6 empty] | F33 | 0 | [10 empty] | No | No
OC006 | Chancellor's Wharf, Kent House |  |  |  | OC006-B01/F34 | Function 34 | EN.EN3 Energy Sensor | [6 empty] | F34 | 0 | [10 empty] | No | No
OC006 | Chancellor's Wharf, Kent House |  |  |  | OC006-B01/F35 | Function 35 | EN.EN3 Energy Sensor | [6 empty] | F35 | 0 | [10 empty] | No | No
OC006 | Chancellor's Wharf, Kent House |  |  |  | OC006-B01/F25 | Function 25 | EN.EN3 Energy Sensor | [6 empty] | F25 | 0 | [10 empty] | No | No
OC006 | Chancellor's Wharf, Kent House |  |  |  | OC006-B01/F26 | Function 26 | EN.EN3 Energy Sensor | [6 empty] | F26 | 0 | [10 empty] | No | No
OC006 | Chancellor's Wharf, Kent House |  |  |  | OC006-B01/F27 | Function 27 | EN.EN3 Energy Sensor | [6 empty] | F27 | 0 | [10 empty] | No | No
OC006 | Chancellor's Wharf, Kent House |  |  |  | OC006-B01/F28 | Hot water service setpoint | EN.EN3 Energy Sensor | [6 empty] | F28 | 0 | [10 empty] | No | No
OC006 | Chancellor's Wharf, Kent House |  |  |  | OC006-B01/F29 | Function 29 | EN.EN3 Energy Sensor | [6 empty] | F29 | 0 | [10 empty] | No | No
OC006 | Chancellor's Wharf, Kent House |  |  |  | OC006-B01/F3 | Function 3 | EN.EN3 Energy Sensor | [6 empty] | F3 | 0 | [10 empty] | No | No
OC006 | Chancellor's Wharf, Kent House |  |  |  | OC006-B01/F2 | 1st Stage Frost ON when 1 | EN.EN3 Energy Sensor | [6 empty] | F2 | 0 | [10 empty] | No | No
OC006 | Chancellor's Wharf, Kent House |  |  |  | OC006-B01/F20 | Function 20 | EN.EN3 Energy Sensor | [6 empty] | F20 | 0 | [10 empty] | No | No
OC006 | Chancellor's Wharf, Kent House |  |  |  | OC006-B01/F21 | Function 21 | EN.EN3 Energy Sensor | [6 empty] | F21 | 0 | [10 empty] | No | No
OC006 | Chancellor's Wharf, Kent House |  |  |  | OC006-B01/F22 | Function 22 | EN.EN3 Energy Sensor | [6 empty] | F22 | 0 | [10 empty] | No | No
OC006 | Chancellor's Wharf, Kent House |  |  |  | OC006-B01/F23 | Function 23 | EN.EN3 Energy Sensor | [6 empty] | F23 | 0 | [10 empty] | No | No
OC006 | Chancellor's Wharf, Kent House |  |  |  | OC006-B01/F24 | Function 24 | EN.EN3 Energy Sensor | [6 empty] | F24 | 0 | [10 empty] | No | No
OC006 | Chancellor's Wharf, Kent House |  |  |  | OC006-B01/F14 | stage 3 diff | EN.EN3 Energy Sensor | [6 empty] | F14 | 0 | [10 empty] | No | No
OC006 | Chancellor's Wharf, Kent House |  |  |  | OC006-B01/F15 | stage 4diff | EN.EN3 Energy Sensor | [6 empty] | F15 | 0 | [10 empty] | No | No
OC006 | Chancellor's Wharf, Kent House |  |  |  | OC006-B01/F16 | Function 16 | EN.EN3 Energy Sensor | [6 empty] | F16 | 0 | [10 empty] | No | No
OC006 | Chancellor's Wharf, Kent House |  |  |  | OC006-B01/F17 | Function 17 | EN.EN3 Energy Sensor | [6 empty] | F17 | 0 | [10 empty] | No | No
OC006 | Chancellor's Wharf, Kent House |  |  |  | OC006-B01/F18 | Function 18 | EN.EN3 Energy Sensor | [6 empty] | F18 | 0 | [10 empty] | No | No
OC006 | Chancellor's Wharf, Kent House |  |  |  | OC006-B01/F19 | Function 19 | EN.EN3 Energy Sensor | [6 empty] | F19 | 0 | [10 empty] | No | No
OC006 | Chancellor's Wharf, Kent House |  |  |  | OC006-B01/D6 | Variable temperature circuit valve | EN.EN3 Energy Sensor | [6 empty] | D6 | 0 | [10 empty] | No | No
OC006 | Chancellor's Wharf, Kent House |  |  |  | OC006-B01/F1 | Function 1 | EN.EN3 Energy Sensor | [6 empty] | F1 | 0 | [10 empty] | No | No
OC006 | Chancellor's Wharf, Kent House |  |  |  | OC006-B01/F10 | Function 10 | EN.EN3 Energy Sensor | [6 empty] | F10 | 0 | [10 empty] | No | No
OC006 | Chancellor's Wharf, Kent House |  |  |  | OC006-B01/F11 | Function 11 | EN.EN3 Energy Sensor | [6 empty] | F11 | 0 | [10 empty] | No | No
OC006 | Chancellor's Wharf, Kent House |  |  |  | OC006-B01/F12 | Function 12 | EN.EN3 Energy Sensor | [6 empty] | F12 | 0 | [10 empty] | No | No
OC006 | Chancellor's Wharf, Kent House |  |  |  | OC006-B01/F13 | stage 2 diff | EN.EN3 Energy Sensor | [6 empty] | F13 | 0 | [10 empty] | No | No
OC005 | Chancellor's Wharf, Lune House |  |  |  | OC005-B01 | BMS Controller: Chancellors Wharf | EN.EN4 BMS Controller |  |  |  |  | IQ3xact12 | Trend | 281682DC-5479-4064-8290-E873933872B0 | 0
OC005 | Chancellor's Wharf, Lune House |  |  |  | OC005-B01/C1 | Virtual CNC 1 | EN.EN3 Energy Sensor | [6 empty] | C1 | 0 | [10 empty] | No | No
OC005 | Chancellor's Wharf, Lune House |  |  |  | OC005-B01/D1 | 4DOMNo.1 | EN.EN3 Energy Sensor | [6 empty] | D1 | 0 | [10 empty] | No | No
OC005 | Chancellor's Wharf, Lune House |  |  |  | OC005-B01/D2 | PrimaryPumpsEnable | EN.EN3 Energy Sensor | [6 empty] | D2 | 0 | [10 empty] | No | No
OC005 | Chancellor's Wharf, Lune House |  |  |  | OC005-B01/D3 | ShuntPumpsEnable | EN.EN3 Energy Sensor | [6 empty] | D3 | 0 | [10 empty] | No | No
OC005 | Chancellor's Wharf, Lune House |  |  |  | OC005-B01/D4 | HeatingPumpsEnable | EN.EN3 Energy Sensor | [6 empty] | D4 | 0 | [10 empty] | No | No
OC005 | Chancellor's Wharf, Lune House |  |  |  | OC005-B01/D5 | Secondary &amp; Immersion | EN.EN3 Energy Sensor | [6 empty] | D5 | 0 | [10 empty] | No | No
OC005 | Chancellor's Wharf, Lune House |  |  |  | OC005-B01/Y3 | Thermistor TBTC | EN.EN3 Energy Sensor | [6 empty] | Y3 | 0 | [10 empty] | No | No
OC005 | Chancellor's Wharf, Lune House |  |  |  | OC005-B01/Y4 | Room temperature | EN.EN3 Energy Sensor | [6 empty] | Y4 | 0 | [10 empty] | No | No
OC005 | Chancellor's Wharf, Lune House |  |  |  | OC005-B01/Y5 | Thermistor TBTI | EN.EN3 Energy Sensor | [6 empty] | Y5 | 0 | [10 empty] | No | No
OC005 | Chancellor's Wharf, Lune House |  |  |  | OC005-B01/Y6 | 4DIX V | EN.EN3 Energy Sensor | [6 empty] | Y6 | 0 | [10 empty] | No | No
OC005 | Chancellor's Wharf, Lune House |  |  |  | OC005-B01/Z1 | Heating Boilers | EN.EN3 Energy Sensor | [6 empty] | Z1 | 0 | [10 empty] | No | No
OC005 | Chancellor's Wharf, Lune House |  |  |  | OC005-B01/Z2 | DHWS Immersion | EN.EN3 Energy Sensor | [6 empty] | Z2 | 0 | [10 empty] | No | No
OC005 | Chancellor's Wharf, Lune House |  |  |  | OC005-B01/W2 | SummerWinter Winter=1 | EN.EN3 Energy Sensor | [6 empty] | W2 | 0 | [10 empty] | No | No
OC005 | Chancellor's Wharf, Lune House |  |  |  | OC005-B01/W3 | PrimaryPumpRotate | EN.EN3 Energy Sensor | [6 empty] | W3 | 0 | [10 empty] | No | No
OC005 | Chancellor's Wharf, Lune House |  |  |  | OC005-B01/W4 | ShuntPumpRotate | EN.EN3 Energy Sensor | [6 empty] | W4 | 0 | [10 empty] | No | No
OC005 | Chancellor's Wharf, Lune House |  |  |  | OC005-B01/W5 | Manual Duty Changeover | EN.EN3 Energy Sensor | [6 empty] | W5 | 0 | [10 empty] | No | No
OC005 | Chancellor's Wharf, Lune House |  |  |  | OC005-B01/Y1 | Outside air temperature | EN.EN3 Energy Sensor | [6 empty] | Y1 | 0 | [10 empty] | No | No
OC005 | Chancellor's Wharf, Lune House |  |  |  | OC005-B01/Y2 | Immersion Sensor | EN.EN3 Energy Sensor | [6 empty] | Y2 | 0 | [10 empty] | No | No
OC005 | Chancellor's Wharf, Lune House |  |  |  | OC005-B01/S7 | Boiler 4 Fault | EN.EN3 Energy Sensor | [6 empty] | S7 | 0 | [10 empty] | No | No
OC005 | Chancellor's Wharf, Lune House |  |  |  | OC005-B01/S8 | Calc VT Temp | EN.EN3 Energy Sensor | [6 empty] | S8 | 0 | [10 empty] | No | No
OC005 | Chancellor's Wharf, Lune House |  |  |  | OC005-B01/S9 | VT Loop Output | EN.EN3 Energy Sensor | [6 empty] | S9 | 0 | [10 empty] | No | No
OC005 | Chancellor's Wharf, Lune House |  |  |  | OC005-B01/V1 |  | EN.EN3 Energy Sensor | [6 empty] | V1 | 0 | [10 empty] | No | No
OC005 | Chancellor's Wharf, Lune House |  |  |  | OC005-B01/W1 | Rotate Boilers | EN.EN3 Energy Sensor | [6 empty] | W1 | 0 | [10 empty] | No | No
OC005 | Chancellor's Wharf, Lune House |  |  |  | OC005-B01/W10 | Elecric IMM override Turn OFF | EN.EN3 Energy Sensor | [6 empty] | W10 | 0 | [10 empty] | No | No
OC005 | Chancellor's Wharf, Lune House |  |  |  | OC005-B01/S24 | Boiler 1 Stat | EN.EN3 Energy Sensor | [6 empty] | S24 | 0 | [10 empty] | No | No
OC005 | Chancellor's Wharf, Lune House |  |  |  | OC005-B01/S25 | Outside air temperature eco override | EN.EN3 Energy Sensor | [6 empty] | S25 | 0 | [10 empty] | No | No
OC005 | Chancellor's Wharf, Lune House |  |  |  | OC005-B01/S3 | VT Flow Sensor | EN.EN3 Energy Sensor | [6 empty] | S3 | 0 | [10 empty] | No | No
OC005 | Chancellor's Wharf, Lune House |  |  |  | OC005-B01/S4 | Space Sensor | EN.EN3 Energy Sensor | [6 empty] | S4 | 0 | [10 empty] | No | No
OC005 | Chancellor's Wharf, Lune House |  |  |  | OC005-B01/S5 | DHWS Flow | EN.EN3 Energy Sensor | [6 empty] | S5 | 0 | [10 empty] | No | No
OC005 | Chancellor's Wharf, Lune House |  |  |  | OC005-B01/S6 | Diix 4 Boiler Faults | EN.EN3 Energy Sensor | [6 empty] | S6 | 0 | [10 empty] | No | No
OC005 | Chancellor's Wharf, Lune House |  |  |  | OC005-B01/S19 | Boiler 2 fault | EN.EN3 Energy Sensor | [6 empty] | S19 | 0 | [10 empty] | No | No
OC005 | Chancellor's Wharf, Lune House |  |  |  | OC005-B01/S2 | Boiler Return Sensor | EN.EN3 Energy Sensor | [6 empty] | S2 | 0 | [10 empty] | No | No
OC005 | Chancellor's Wharf, Lune House |  |  |  | OC005-B01/S20 | Boiler 1 fault | EN.EN3 Energy Sensor | [6 empty] | S20 | 0 | [10 empty] | No | No
OC005 | Chancellor's Wharf, Lune House |  |  |  | OC005-B01/S21 | Boiler 4 Stat | EN.EN3 Energy Sensor | [6 empty] | S21 | 0 | [10 empty] | No | No
OC005 | Chancellor's Wharf, Lune House |  |  |  | OC005-B01/S22 | Boiler 3 Stat | EN.EN3 Energy Sensor | [6 empty] | S22 | 0 | [10 empty] | No | No
OC005 | Chancellor's Wharf, Lune House |  |  |  | OC005-B01/S23 | Boiler 2 Stat | EN.EN3 Energy Sensor | [6 empty] | S23 | 0 | [10 empty] | No | No
OC005 | Chancellor's Wharf, Lune House |  |  |  | OC005-B01/S13 | Shunt pump 2 Hrs run | EN.EN3 Energy Sensor | [6 empty] | S13 | 0 | [10 empty] | No | No
OC005 | Chancellor's Wharf, Lune House |  |  |  | OC005-B01/S14 | Heating pump1 Hrs run | EN.EN3 Energy Sensor | [6 empty] | S14 | 0 | [10 empty] | No | No
OC005 | Chancellor's Wharf, Lune House |  |  |  | OC005-B01/S15 | Heating pump 2 Hrs run | EN.EN3 Energy Sensor | [6 empty] | S15 | 0 | [10 empty] | No | No
OC005 | Chancellor's Wharf, Lune House |  |  |  | OC005-B01/S16 | Day immersion heater hours run | EN.EN3 Energy Sensor | [6 empty] | S16 | 0 | [10 empty] | No | No
OC005 | Chancellor's Wharf, Lune House |  |  |  | OC005-B01/S17 | Week immersion hours run | EN.EN3 Energy Sensor | [6 empty] | S17 | 0 | [10 empty] | No | No
OC005 | Chancellor's Wharf, Lune House |  |  |  | OC005-B01/S18 | Boiler 3 Fault | EN.EN3 Energy Sensor | [6 empty] | S18 | 0 | [10 empty] | No | No
OC005 | Chancellor's Wharf, Lune House |  |  |  | OC005-B01/P9 | Boiler 3 Fault | EN.EN3 Energy Sensor | [6 empty] | P9 | 0 | [10 empty] | No | No
OC005 | Chancellor's Wharf, Lune House |  |  |  | OC005-B01/Q1 | Sequence Table 1 | EN.EN3 Energy Sensor | [6 empty] | Q1 | 0 | [10 empty] | No | No
OC005 | Chancellor's Wharf, Lune House |  |  |  | OC005-B01/S1 | Outside Air | EN.EN3 Energy Sensor | [6 empty] | S1 | 0 | [10 empty] | No | No
OC005 | Chancellor's Wharf, Lune House |  |  |  | OC005-B01/S10 | Primary Pump 2 Hrs Run | EN.EN3 Energy Sensor | [6 empty] | S10 | 0 | [10 empty] | No | No
OC005 | Chancellor's Wharf, Lune House |  |  |  | OC005-B01/S11 | Primary Pump 1 Hrs Run | EN.EN3 Energy Sensor | [6 empty] | S11 | 0 | [10 empty] | No | No
OC005 | Chancellor's Wharf, Lune House |  |  |  | OC005-B01/S12 | Shunt pump 1 Hrs run | EN.EN3 Energy Sensor | [6 empty] | S12 | 0 | [10 empty] | No | No
OC005 | Chancellor's Wharf, Lune House |  |  |  | OC005-B01/P3 | VT Flow Sensor | EN.EN3 Energy Sensor | [6 empty] | P3 | 0 | [10 empty] | No | No
OC005 | Chancellor's Wharf, Lune House |  |  |  | OC005-B01/P4 | Space Sensor | EN.EN3 Energy Sensor | [6 empty] | P4 | 0 | [10 empty] | No | No
OC005 | Chancellor's Wharf, Lune House |  |  |  | OC005-B01/P5 | DHWS Flow | EN.EN3 Energy Sensor | [6 empty] | P5 | 0 | [10 empty] | No | No
OC005 | Chancellor's Wharf, Lune House |  |  |  | OC005-B01/P6 | Calc VT Temp | EN.EN3 Energy Sensor | [6 empty] | P6 | 0 | [10 empty] | No | No
OC005 | Chancellor's Wharf, Lune House |  |  |  | OC005-B01/P7 | VT Loop Output | EN.EN3 Energy Sensor | [6 empty] | P7 | 0 | [10 empty] | No | No
OC005 | Chancellor's Wharf, Lune House |  |  |  | OC005-B01/P8 | Boiler 4 Fault | EN.EN3 Energy Sensor | [6 empty] | P8 | 0 | [10 empty] | No | No
OC005 | Chancellor's Wharf, Lune House |  |  |  | OC005-B01/P11 | Boiler 1 fault | EN.EN3 Energy Sensor | [6 empty] | P11 | 0 | [10 empty] | No | No
OC005 | Chancellor's Wharf, Lune House |  |  |  | OC005-B01/P12 | Boiler 4 Stat | EN.EN3 Energy Sensor | [6 empty] | P12 | 0 | [10 empty] | No | No
OC005 | Chancellor's Wharf, Lune House |  |  |  | OC005-B01/P13 | Boiler 3 Stat | EN.EN3 Energy Sensor | [6 empty] | P13 | 0 | [10 empty] | No | No
OC005 | Chancellor's Wharf, Lune House |  |  |  | OC005-B01/P14 | Boiler 2 Stat | EN.EN3 Energy Sensor | [6 empty] | P14 | 0 | [10 empty] | No | No
OC005 | Chancellor's Wharf, Lune House |  |  |  | OC005-B01/P15 | Boiler 1 Stat | EN.EN3 Energy Sensor | [6 empty] | P15 | 0 | [10 empty] | No | No
OC005 | Chancellor's Wharf, Lune House |  |  |  | OC005-B01/P2 | Boiler Return Sensor | EN.EN3 Energy Sensor | [6 empty] | P2 | 0 | [10 empty] | No | No
OC005 | Chancellor's Wharf, Lune House |  |  |  | OC005-B01/L2 |  | EN.EN3 Energy Sensor | [6 empty] | L2 | 0 | [10 empty] | No | No
OC005 | Chancellor's Wharf, Lune House |  |  |  | OC005-B01/L3 |  | EN.EN3 Energy Sensor | [6 empty] | L3 | 0 | [10 empty] | No | No
OC005 | Chancellor's Wharf, Lune House |  |  |  | OC005-B01/L4 | Loop 4 | EN.EN3 Energy Sensor | [6 empty] | L4 | 0 | [10 empty] | No | No
OC005 | Chancellor's Wharf, Lune House |  |  |  | OC005-B01/n1 | TREND_0A_11_B2 | EN.EN3 Energy Sensor | [6 empty] | n1 | 0 | [10 empty] | No | No
OC005 | Chancellor's Wharf, Lune House |  |  |  | OC005-B01/P1 | Outside Air | EN.EN3 Energy Sensor | [6 empty] | P1 | 0 | [10 empty] | No | No
OC005 | Chancellor's Wharf, Lune House |  |  |  | OC005-B01/P10 | Boiler 2 fault | EN.EN3 Energy Sensor | [6 empty] | P10 | 0 | [10 empty] | No | No
OC005 | Chancellor's Wharf, Lune House |  |  |  | OC005-B01/K5 | Boiler Stage Diff | EN.EN3 Energy Sensor | [6 empty] | K5 | 0 | [10 empty] | No | No
OC005 | Chancellor's Wharf, Lune House |  |  |  | OC005-B01/K6 | Space Setpoint | EN.EN3 Energy Sensor | [6 empty] | K6 | 0 | [10 empty] | No | No
OC005 | Chancellor's Wharf, Lune House |  |  |  | OC005-B01/K7 | Max Vt Flow | EN.EN3 Energy Sensor | [6 empty] | K7 | 0 | [10 empty] | No | No
OC005 | Chancellor's Wharf, Lune House |  |  |  | OC005-B01/K8 | Min VT Flow | EN.EN3 Energy Sensor | [6 empty] | K8 | 0 | [10 empty] | No | No
OC005 | Chancellor's Wharf, Lune House |  |  |  | OC005-B01/K9 | Immersion On Delay | EN.EN3 Energy Sensor | [6 empty] | K9 | 0 | [10 empty] | No | No
OC005 | Chancellor's Wharf, Lune House |  |  |  | OC005-B01/L1 |  | EN.EN3 Energy Sensor | [6 empty] | L1 | 0 | [10 empty] | No | No
OC005 | Chancellor's Wharf, Lune House |  |  |  | OC005-B01/K11 | Immerion Low Limit | EN.EN3 Energy Sensor | [6 empty] | K11 | 0 | [10 empty] | No | No
OC005 | Chancellor's Wharf, Lune House |  |  |  | OC005-B01/K12 | Hot water service setpoint | EN.EN3 Energy Sensor | [6 empty] | K12 | 0 | [10 empty] | No | No
OC005 | Chancellor's Wharf, Lune House |  |  |  | OC005-B01/K13 | Outside air temperature eco override | EN.EN3 Energy Sensor | [6 empty] | K13 | 0 | [10 empty] | No | No
OC005 | Chancellor's Wharf, Lune House |  |  |  | OC005-B01/K2 | Space low limit | EN.EN3 Energy Sensor | [6 empty] | K2 | 0 | [10 empty] | No | No
OC005 | Chancellor's Wharf, Lune House |  |  |  | OC005-B01/K3 | Water Frost Level | EN.EN3 Energy Sensor | [6 empty] | K3 | 0 | [10 empty] | No | No
OC005 | Chancellor's Wharf, Lune House |  |  |  | OC005-B01/K4 | Boiler Sequence SP | EN.EN3 Energy Sensor | [6 empty] | K4 | 0 | [10 empty] | No | No
OC005 | Chancellor's Wharf, Lune House |  |  |  | OC005-B01/I1 | Boiler 1 fault | EN.EN3 Energy Sensor | [6 empty] | I1 | 0 | [10 empty] | No | No
OC005 | Chancellor's Wharf, Lune House |  |  |  | OC005-B01/I2 | Boiler 2 fault | EN.EN3 Energy Sensor | [6 empty] | I2 | 0 | [10 empty] | No | No
OC005 | Chancellor's Wharf, Lune House |  |  |  | OC005-B01/I3 | Boiler 3 Fault | EN.EN3 Energy Sensor | [6 empty] | I3 | 0 | [10 empty] | No | No
OC005 | Chancellor's Wharf, Lune House |  |  |  | OC005-B01/I4 | Boiler 4 Fault | EN.EN3 Energy Sensor | [6 empty] | I4 | 0 | [10 empty] | No | No
OC005 | Chancellor's Wharf, Lune House |  |  |  | OC005-B01/K1 | 1st stage frost protection | EN.EN3 Energy Sensor | [6 empty] | K1 | 0 | [10 empty] | No | No
OC005 | Chancellor's Wharf, Lune House |  |  |  | OC005-B01/K10 | Immerion Override Time | EN.EN3 Energy Sensor | [6 empty] | K10 | 0 | [10 empty] | No | No
OC005 | Chancellor's Wharf, Lune House |  |  |  | OC005-B01/G94 | Logic 94 | EN.EN3 Energy Sensor | [6 empty] | G94 | 0 | [10 empty] | No | No
OC005 | Chancellor's Wharf, Lune House |  |  |  | OC005-B01/G95 | Logic 95 | EN.EN3 Energy Sensor | [6 empty] | G95 | 0 | [10 empty] | No | No
OC005 | Chancellor's Wharf, Lune House |  |  |  | OC005-B01/G96 | Logic 96 | EN.EN3 Energy Sensor | [6 empty] | G96 | 0 | [10 empty] | No | No
OC005 | Chancellor's Wharf, Lune House |  |  |  | OC005-B01/G97 | Logic 97 | EN.EN3 Energy Sensor | [6 empty] | G97 | 0 | [10 empty] | No | No
OC005 | Chancellor's Wharf, Lune House |  |  |  | OC005-B01/G98 | Logic 98 | EN.EN3 Energy Sensor | [6 empty] | G98 | 0 | [10 empty] | No | No
OC005 | Chancellor's Wharf, Lune House |  |  |  | OC005-B01/G99 | Logic 99 | EN.EN3 Energy Sensor | [6 empty] | G99 | 0 | [10 empty] | No | No
OC005 | Chancellor's Wharf, Lune House |  |  |  | OC005-B01/G89 | Manual Duty Changeover | EN.EN3 Energy Sensor | [6 empty] | G89 | 0 | [10 empty] | No | No
OC005 | Chancellor's Wharf, Lune House |  |  |  | OC005-B01/G9 | blr 4 lead | EN.EN3 Energy Sensor | [6 empty] | G9 | 0 | [10 empty] | No | No
OC005 | Chancellor's Wharf, Lune House |  |  |  | OC005-B01/G90 | Manual Duty Changeover | EN.EN3 Energy Sensor | [6 empty] | G90 | 0 | [10 empty] | No | No
OC005 | Chancellor's Wharf, Lune House |  |  |  | OC005-B01/G91 | Time pulse | EN.EN3 Energy Sensor | [6 empty] | G91 | 0 | [10 empty] | No | No
OC005 | Chancellor's Wharf, Lune House |  |  |  | OC005-B01/G92 | BoilerShuntPump1 Enable | EN.EN3 Energy Sensor | [6 empty] | G92 | 0 | [10 empty] | No | No
OC005 | Chancellor's Wharf, Lune House |  |  |  | OC005-B01/G93 | BoilerShuntPump2 Enable | EN.EN3 Energy Sensor | [6 empty] | G93 | 0 | [10 empty] | No | No
OC005 | Chancellor's Wharf, Lune House |  |  |  | OC005-B01/G83 | Logic 83 | EN.EN3 Energy Sensor | [6 empty] | G83 | 0 | [10 empty] | No | No
OC005 | Chancellor's Wharf, Lune House |  |  |  | OC005-B01/G84 | Logic 84 | EN.EN3 Energy Sensor | [6 empty] | G84 | 0 | [10 empty] | No | No
OC005 | Chancellor's Wharf, Lune House |  |  |  | OC005-B01/G85 | Logic 85 | EN.EN3 Energy Sensor | [6 empty] | G85 | 0 | [10 empty] | No | No
OC005 | Chancellor's Wharf, Lune House |  |  |  | OC005-B01/G86 | BoilerShuntPump1 Enable | EN.EN3 Energy Sensor | [6 empty] | G86 | 0 | [10 empty] | No | No
OC005 | Chancellor's Wharf, Lune House |  |  |  | OC005-B01/G87 | BoilerShuntPump2 Enable | EN.EN3 Energy Sensor | [6 empty] | G87 | 0 | [10 empty] | No | No
OC005 | Chancellor's Wharf, Lune House |  |  |  | OC005-B01/G88 | Boiler Shunt Pump C O | EN.EN3 Energy Sensor | [6 empty] | G88 | 0 | [10 empty] | No | No
OC005 | Chancellor's Wharf, Lune House |  |  |  | OC005-B01/G78 | BoilerShuntPump2 Enable | EN.EN3 Energy Sensor | [6 empty] | G78 | 0 | [10 empty] | No | No
OC005 | Chancellor's Wharf, Lune House |  |  |  | OC005-B01/G79 | Logic 79 | EN.EN3 Energy Sensor | [6 empty] | G79 | 0 | [10 empty] | No | No
OC005 | Chancellor's Wharf, Lune House |  |  |  | OC005-B01/G8 | BOILER DEMAND | EN.EN3 Energy Sensor | [6 empty] | G8 | 0 | [10 empty] | No | No
OC005 | Chancellor's Wharf, Lune House |  |  |  | OC005-B01/G80 | Enable &amp; summer winter | EN.EN3 Energy Sensor | [6 empty] | G80 | 0 | [10 empty] | No | No
OC005 | Chancellor's Wharf, Lune House |  |  |  | OC005-B01/G81 | Logic 81 | EN.EN3 Energy Sensor | [6 empty] | G81 | 0 | [10 empty] | No | No
OC005 | Chancellor's Wharf, Lune House |  |  |  | OC005-B01/G82 | Boiler Shunt Pump C O | EN.EN3 Energy Sensor | [6 empty] | G82 | 0 | [10 empty] | No | No
OC005 | Chancellor's Wharf, Lune House |  |  |  | OC005-B01/G72 | Week immersion hours run | EN.EN3 Energy Sensor | [6 empty] | G72 | 0 | [10 empty] | No | No
OC005 | Chancellor's Wharf, Lune House |  |  |  | OC005-B01/G73 | Boiler Shunt Pump C O | EN.EN3 Energy Sensor | [6 empty] | G73 | 0 | [10 empty] | No | No
OC005 | Chancellor's Wharf, Lune House |  |  |  | OC005-B01/G74 | Logic 74 | EN.EN3 Energy Sensor | [6 empty] | G74 | 0 | [10 empty] | No | No
OC005 | Chancellor's Wharf, Lune House |  |  |  | OC005-B01/G75 | Logic 75 | EN.EN3 Energy Sensor | [6 empty] | G75 | 0 | [10 empty] | No | No
OC005 | Chancellor's Wharf, Lune House |  |  |  | OC005-B01/G76 | Logic 76 | EN.EN3 Energy Sensor | [6 empty] | G76 | 0 | [10 empty] | No | No
OC005 | Chancellor's Wharf, Lune House |  |  |  | OC005-B01/G77 | BoilerShuntPump1 Enable | EN.EN3 Energy Sensor | [6 empty] | G77 | 0 | [10 empty] | No | No
OC005 | Chancellor's Wharf, Lune House |  |  |  | OC005-B01/G67 | Boiler 2 3 &amp; 4 | EN.EN3 Energy Sensor | [6 empty] | G67 | 0 | [10 empty] | No | No
OC005 | Chancellor's Wharf, Lune House |  |  |  | OC005-B01/G68 | Boiler 1 2 3 &amp; 4 | EN.EN3 Energy Sensor | [6 empty] | G68 | 0 | [10 empty] | No | No
OC005 | Chancellor's Wharf, Lune House |  |  |  | OC005-B01/G69 | Heating pump2 Hrs run | EN.EN3 Energy Sensor | [6 empty] | G69 | 0 | [10 empty] | No | No
OC005 | Chancellor's Wharf, Lune House |  |  |  | OC005-B01/G7 | 4th boiler demand | EN.EN3 Energy Sensor | [6 empty] | G7 | 0 | [10 empty] | No | No
OC005 | Chancellor's Wharf, Lune House |  |  |  | OC005-B01/G70 | Day immersion heater hours run | EN.EN3 Energy Sensor | [6 empty] | G70 | 0 | [10 empty] | No | No
OC005 | Chancellor's Wharf, Lune House |  |  |  | OC005-B01/G71 | Logic 71 | EN.EN3 Energy Sensor | [6 empty] | G71 | 0 | [10 empty] | No | No
OC005 | Chancellor's Wharf, Lune House |  |  |  | OC005-B01/G61 | Boiler 4 | EN.EN3 Energy Sensor | [6 empty] | G61 | 0 | [10 empty] | No | No
OC005 | Chancellor's Wharf, Lune House |  |  |  | OC005-B01/G62 | Boiler 1 &amp; 4 | EN.EN3 Energy Sensor | [6 empty] | G62 | 0 | [10 empty] | No | No
OC005 | Chancellor's Wharf, Lune House |  |  |  | OC005-B01/G63 | Boiler 2 &amp; 4 | EN.EN3 Energy Sensor | [6 empty] | G63 | 0 | [10 empty] | No | No
OC005 | Chancellor's Wharf, Lune House |  |  |  | OC005-B01/G64 | Boiler 1 2 &amp; 4 | EN.EN3 Energy Sensor | [6 empty] | G64 | 0 | [10 empty] | No | No
OC005 | Chancellor's Wharf, Lune House |  |  |  | OC005-B01/G65 | Boiler 3 &amp; 4 | EN.EN3 Energy Sensor | [6 empty] | G65 | 0 | [10 empty] | No | No
OC005 | Chancellor's Wharf, Lune House |  |  |  | OC005-B01/G66 | Boiler 1 3 &amp; 4 | EN.EN3 Energy Sensor | [6 empty] | G66 | 0 | [10 empty] | No | No
OC005 | Chancellor's Wharf, Lune House |  |  |  | OC005-B01/G56 | Boiler 1 &amp; 2 | EN.EN3 Energy Sensor | [6 empty] | G56 | 0 | [10 empty] | No | No
OC005 | Chancellor's Wharf, Lune House |  |  |  | OC005-B01/G57 | Boiler 3 | EN.EN3 Energy Sensor | [6 empty] | G57 | 0 | [10 empty] | No | No
OC005 | Chancellor's Wharf, Lune House |  |  |  | OC005-B01/G58 | Boiler 1 &amp; 3 | EN.EN3 Energy Sensor | [6 empty] | G58 | 0 | [10 empty] | No | No
OC005 | Chancellor's Wharf, Lune House |  |  |  | OC005-B01/G59 | Boiler 2 &amp; 3 | EN.EN3 Energy Sensor | [6 empty] | G59 | 0 | [10 empty] | No | No
OC005 | Chancellor's Wharf, Lune House |  |  |  | OC005-B01/G6 | Logic 6 | EN.EN3 Energy Sensor | [6 empty] | G6 | 0 | [10 empty] | No | No
OC005 | Chancellor's Wharf, Lune House |  |  |  | OC005-B01/G60 | Boiler 1 2 &amp; 3 | EN.EN3 Energy Sensor | [6 empty] | G60 | 0 | [10 empty] | No | No
OC005 | Chancellor's Wharf, Lune House |  |  |  | OC005-B01/G50 | Boiler No.1 | EN.EN3 Energy Sensor | [6 empty] | G50 | 0 | [10 empty] | No | No
OC005 | Chancellor's Wharf, Lune House |  |  |  | OC005-B01/G51 | Boiler No.2 | EN.EN3 Energy Sensor | [6 empty] | G51 | 0 | [10 empty] | No | No
OC005 | Chancellor's Wharf, Lune House |  |  |  | OC005-B01/G52 | Boiler No.3 | EN.EN3 Energy Sensor | [6 empty] | G52 | 0 | [10 empty] | No | No
OC005 | Chancellor's Wharf, Lune House |  |  |  | OC005-B01/G53 | Boiler No.4 | EN.EN3 Energy Sensor | [6 empty] | G53 | 0 | [10 empty] | No | No
OC005 | Chancellor's Wharf, Lune House |  |  |  | OC005-B01/G54 | Boiler 1 | EN.EN3 Energy Sensor | [6 empty] | G54 | 0 | [10 empty] | No | No
OC005 | Chancellor's Wharf, Lune House |  |  |  | OC005-B01/G55 | Boiler 2 | EN.EN3 Energy Sensor | [6 empty] | G55 | 0 | [10 empty] | No | No
OC005 | Chancellor's Wharf, Lune House |  |  |  | OC005-B01/G45 | Logic 45 | EN.EN3 Energy Sensor | [6 empty] | G45 | 0 | [10 empty] | No | No
OC005 | Chancellor's Wharf, Lune House |  |  |  | OC005-B01/G46 | Logic 46 | EN.EN3 Energy Sensor | [6 empty] | G46 | 0 | [10 empty] | No | No
OC005 | Chancellor's Wharf, Lune House |  |  |  | OC005-B01/G47 | Logic 47 | EN.EN3 Energy Sensor | [6 empty] | G47 | 0 | [10 empty] | No | No
OC005 | Chancellor's Wharf, Lune House |  |  |  | OC005-B01/G48 | Logic 48 | EN.EN3 Energy Sensor | [6 empty] | G48 | 0 | [10 empty] | No | No
OC005 | Chancellor's Wharf, Lune House |  |  |  | OC005-B01/G49 | Heating pump1 Hrs run | EN.EN3 Energy Sensor | [6 empty] | G49 | 0 | [10 empty] | No | No
OC005 | Chancellor's Wharf, Lune House |  |  |  | OC005-B01/G5 | 3rd boiler demand | EN.EN3 Energy Sensor | [6 empty] | G5 | 0 | [10 empty] | No | No
OC005 | Chancellor's Wharf, Lune House |  |  |  | OC005-B01/G4 | Logic 4 | EN.EN3 Energy Sensor | [6 empty] | G4 | 0 | [10 empty] | No | No
OC005 | Chancellor's Wharf, Lune House |  |  |  | OC005-B01/G40 | Boiler Enable | EN.EN3 Energy Sensor | [6 empty] | G40 | 0 | [10 empty] | No | No
OC005 | Chancellor's Wharf, Lune House |  |  |  | OC005-B01/G41 | Pump Enable &amp; Runon | EN.EN3 Energy Sensor | [6 empty] | G41 | 0 | [10 empty] | No | No
OC005 | Chancellor's Wharf, Lune House |  |  |  | OC005-B01/G42 | Logic 42 | EN.EN3 Energy Sensor | [6 empty] | G42 | 0 | [10 empty] | No | No
OC005 | Chancellor's Wharf, Lune House |  |  |  | OC005-B01/G43 | Logic 43 | EN.EN3 Energy Sensor | [6 empty] | G43 | 0 | [10 empty] | No | No
OC005 | Chancellor's Wharf, Lune House |  |  |  | OC005-B01/G44 | Immersion | EN.EN3 Energy Sensor | [6 empty] | G44 | 0 | [10 empty] | No | No
OC005 | Chancellor's Wharf, Lune House |  |  |  | OC005-B01/G34 | Logic 34 | EN.EN3 Energy Sensor | [6 empty] | G34 | 0 | [10 empty] | No | No
OC005 | Chancellor's Wharf, Lune House |  |  |  | OC005-B01/G35 | Logic 35 | EN.EN3 Energy Sensor | [6 empty] | G35 | 0 | [10 empty] | No | No
OC005 | Chancellor's Wharf, Lune House |  |  |  | OC005-B01/G36 | Logic 36 | EN.EN3 Energy Sensor | [6 empty] | G36 | 0 | [10 empty] | No | No
OC005 | Chancellor's Wharf, Lune House |  |  |  | OC005-B01/G37 | Logic 37 | EN.EN3 Energy Sensor | [6 empty] | G37 | 0 | [10 empty] | No | No
OC005 | Chancellor's Wharf, Lune House |  |  |  | OC005-B01/G38 | Logic 38 | EN.EN3 Energy Sensor | [6 empty] | G38 | 0 | [10 empty] | No | No
OC005 | Chancellor's Wharf, Lune House |  |  |  | OC005-B01/G39 | Boiler No4 Enable | EN.EN3 Energy Sensor | [6 empty] | G39 | 0 | [10 empty] | No | No
OC005 | Chancellor's Wharf, Lune House |  |  |  | OC005-B01/G29 | Logic 29 | EN.EN3 Energy Sensor | [6 empty] | G29 | 0 | [10 empty] | No | No
OC005 | Chancellor's Wharf, Lune House |  |  |  | OC005-B01/G3 | 2nd boiler demand | EN.EN3 Energy Sensor | [6 empty] | G3 | 0 | [10 empty] | No | No
OC005 | Chancellor's Wharf, Lune House |  |  |  | OC005-B01/G30 | Logic 30 | EN.EN3 Energy Sensor | [6 empty] | G30 | 0 | [10 empty] | No | No
OC005 | Chancellor's Wharf, Lune House |  |  |  | OC005-B01/G31 | Logic 31 | EN.EN3 Energy Sensor | [6 empty] | G31 | 0 | [10 empty] | No | No
OC005 | Chancellor's Wharf, Lune House |  |  |  | OC005-B01/G32 | Logic 32 | EN.EN3 Energy Sensor | [6 empty] | G32 | 0 | [10 empty] | No | No
OC005 | Chancellor's Wharf, Lune House |  |  |  | OC005-B01/G33 | Boiler No3 Enable | EN.EN3 Energy Sensor | [6 empty] | G33 | 0 | [10 empty] | No | No
OC005 | Chancellor's Wharf, Lune House |  |  |  | OC005-B01/G23 | Logic 23 | EN.EN3 Energy Sensor | [6 empty] | G23 | 0 | [10 empty] | No | No
OC005 | Chancellor's Wharf, Lune House |  |  |  | OC005-B01/G24 | Logic 24 | EN.EN3 Energy Sensor | [6 empty] | G24 | 0 | [10 empty] | No | No
OC005 | Chancellor's Wharf, Lune House |  |  |  | OC005-B01/G25 | Logic 25 | EN.EN3 Energy Sensor | [6 empty] | G25 | 0 | [10 empty] | No | No
OC005 | Chancellor's Wharf, Lune House |  |  |  | OC005-B01/G26 | Logic 26 | EN.EN3 Energy Sensor | [6 empty] | G26 | 0 | [10 empty] | No | No
OC005 | Chancellor's Wharf, Lune House |  |  |  | OC005-B01/G27 | Boiler No2 Enable | EN.EN3 Energy Sensor | [6 empty] | G27 | 0 | [10 empty] | No | No
OC005 | Chancellor's Wharf, Lune House |  |  |  | OC005-B01/G28 | Logic 28 | EN.EN3 Energy Sensor | [6 empty] | G28 | 0 | [10 empty] | No | No
OC005 | Chancellor's Wharf, Lune House |  |  |  | OC005-B01/G18 | Logic 18 | EN.EN3 Energy Sensor | [6 empty] | G18 | 0 | [10 empty] | No | No
OC005 | Chancellor's Wharf, Lune House |  |  |  | OC005-B01/G19 | Boiler No1 Enable | EN.EN3 Energy Sensor | [6 empty] | G19 | 0 | [10 empty] | No | No
OC005 | Chancellor's Wharf, Lune House |  |  |  | OC005-B01/G2 | Logic 2 | EN.EN3 Energy Sensor | [6 empty] | G2 | 0 | [10 empty] | No | No
OC005 | Chancellor's Wharf, Lune House |  |  |  | OC005-B01/G20 | Logic 20 | EN.EN3 Energy Sensor | [6 empty] | G20 | 0 | [10 empty] | No | No
OC005 | Chancellor's Wharf, Lune House |  |  |  | OC005-B01/G21 | Logic 21 | EN.EN3 Energy Sensor | [6 empty] | G21 | 0 | [10 empty] | No | No
OC005 | Chancellor's Wharf, Lune House |  |  |  | OC005-B01/G22 | Logic 22 | EN.EN3 Energy Sensor | [6 empty] | G22 | 0 | [10 empty] | No | No
OC005 | Chancellor's Wharf, Lune House |  |  |  | OC005-B01/G12 | blr 1 lead | EN.EN3 Energy Sensor | [6 empty] | G12 | 0 | [10 empty] | No | No
OC005 | Chancellor's Wharf, Lune House |  |  |  | OC005-B01/G13 | Logic 13 | EN.EN3 Energy Sensor | [6 empty] | G13 | 0 | [10 empty] | No | No
OC005 | Chancellor's Wharf, Lune House |  |  |  | OC005-B01/G14 | Logic 14 | EN.EN3 Energy Sensor | [6 empty] | G14 | 0 | [10 empty] | No | No
OC005 | Chancellor's Wharf, Lune House |  |  |  | OC005-B01/G15 | Logic 15 | EN.EN3 Energy Sensor | [6 empty] | G15 | 0 | [10 empty] | No | No
OC005 | Chancellor's Wharf, Lune House |  |  |  | OC005-B01/G16 | Logic 16 | EN.EN3 Energy Sensor | [6 empty] | G16 | 0 | [10 empty] | No | No
OC005 | Chancellor's Wharf, Lune House |  |  |  | OC005-B01/G17 | Logic 17 | EN.EN3 Energy Sensor | [6 empty] | G17 | 0 | [10 empty] | No | No
OC005 | Chancellor's Wharf, Lune House |  |  |  | OC005-B01/G106 | Logic 106 | EN.EN3 Energy Sensor | [6 empty] | G106 | 0 | [10 empty] | No | No
OC005 | Chancellor's Wharf, Lune House |  |  |  | OC005-B01/G107 | Logic 107 | EN.EN3 Energy Sensor | [6 empty] | G107 | 0 | [10 empty] | No | No
OC005 | Chancellor's Wharf, Lune House |  |  |  | OC005-B01/G108 | Logic 108 | EN.EN3 Energy Sensor | [6 empty] | G108 | 0 | [10 empty] | No | No
OC005 | Chancellor's Wharf, Lune House |  |  |  | OC005-B01/G109 | ECO | EN.EN3 Energy Sensor | [6 empty] | G109 | 0 | [10 empty] | No | No
OC005 | Chancellor's Wharf, Lune House |  |  |  | OC005-B01/G11 | blr 2 lead | EN.EN3 Energy Sensor | [6 empty] | G11 | 0 | [10 empty] | No | No
OC005 | Chancellor's Wharf, Lune House |  |  |  | OC005-B01/G110 | eco | EN.EN3 Energy Sensor | [6 empty] | G110 | 0 | [10 empty] | No | No
OC005 | Chancellor's Wharf, Lune House |  |  |  | OC005-B01/G100 | Logic 100 | EN.EN3 Energy Sensor | [6 empty] | G100 | 0 | [10 empty] | No | No
OC005 | Chancellor's Wharf, Lune House |  |  |  | OC005-B01/G101 | Logic 101 | EN.EN3 Energy Sensor | [6 empty] | G101 | 0 | [10 empty] | No | No
OC005 | Chancellor's Wharf, Lune House |  |  |  | OC005-B01/G102 | Logic 102 | EN.EN3 Energy Sensor | [6 empty] | G102 | 0 | [10 empty] | No | No
OC005 | Chancellor's Wharf, Lune House |  |  |  | OC005-B01/G103 | Logic 103 | EN.EN3 Energy Sensor | [6 empty] | G103 | 0 | [10 empty] | No | No
OC005 | Chancellor's Wharf, Lune House |  |  |  | OC005-B01/G104 | Logic 104 | EN.EN3 Energy Sensor | [6 empty] | G104 | 0 | [10 empty] | No | No
OC005 | Chancellor's Wharf, Lune House |  |  |  | OC005-B01/G105 | Logic 105 | EN.EN3 Energy Sensor | [6 empty] | G105 | 0 | [10 empty] | No | No
OC005 | Chancellor's Wharf, Lune House |  |  |  | OC005-B01/F62 | Function 62 | EN.EN3 Energy Sensor | [6 empty] | F62 | 0 | [10 empty] | No | No
OC005 | Chancellor's Wharf, Lune House |  |  |  | OC005-B01/F7 | Function 7 | EN.EN3 Energy Sensor | [6 empty] | F7 | 0 | [10 empty] | No | No
OC005 | Chancellor's Wharf, Lune House |  |  |  | OC005-B01/F8 | Economy Off when 1 | EN.EN3 Energy Sensor | [6 empty] | F8 | 0 | [10 empty] | No | No
OC005 | Chancellor's Wharf, Lune House |  |  |  | OC005-B01/F9 | 1ST BOILER DEMAND | EN.EN3 Energy Sensor | [6 empty] | F9 | 0 | [10 empty] | No | No
OC005 | Chancellor's Wharf, Lune House |  |  |  | OC005-B01/G1 | 2nd stage frost | EN.EN3 Energy Sensor | [6 empty] | G1 | 0 | [10 empty] | No | No
OC005 | Chancellor's Wharf, Lune House |  |  |  | OC005-B01/G10 | blr 3 lead | EN.EN3 Energy Sensor | [6 empty] | G10 | 0 | [10 empty] | No | No
OC005 | Chancellor's Wharf, Lune House |  |  |  | OC005-B01/F57 | Function 57 | EN.EN3 Energy Sensor | [6 empty] | F57 | 0 | [10 empty] | No | No
OC005 | Chancellor's Wharf, Lune House |  |  |  | OC005-B01/F58 | Function 58 | EN.EN3 Energy Sensor | [6 empty] | F58 | 0 | [10 empty] | No | No
OC005 | Chancellor's Wharf, Lune House |  |  |  | OC005-B01/F59 | Function 59 | EN.EN3 Energy Sensor | [6 empty] | F59 | 0 | [10 empty] | No | No
OC005 | Chancellor's Wharf, Lune House |  |  |  | OC005-B01/F6 | Space low limit On when =1 | EN.EN3 Energy Sensor | [6 empty] | F6 | 0 | [10 empty] | No | No
OC005 | Chancellor's Wharf, Lune House |  |  |  | OC005-B01/F60 | Function 60 | EN.EN3 Energy Sensor | [6 empty] | F60 | 0 | [10 empty] | No | No
OC005 | Chancellor's Wharf, Lune House |  |  |  | OC005-B01/F61 | Function 61 | EN.EN3 Energy Sensor | [6 empty] | F61 | 0 | [10 empty] | No | No
OC005 | Chancellor's Wharf, Lune House |  |  |  | OC005-B01/F47 | Function 47 | EN.EN3 Energy Sensor | [6 empty] | F47 | 0 | [10 empty] | No | No
OC005 | Chancellor's Wharf, Lune House |  |  |  | OC005-B01/F48 | Function 48 | EN.EN3 Energy Sensor | [6 empty] | F48 | 0 | [10 empty] | No | No
OC005 | Chancellor's Wharf, Lune House |  |  |  | OC005-B01/F49 | Function 49 | EN.EN3 Energy Sensor | [6 empty] | F49 | 0 | [10 empty] | No | No
OC005 | Chancellor's Wharf, Lune House |  |  |  | OC005-B01/F5 | Function 5 | EN.EN3 Energy Sensor | [6 empty] | F5 | 0 | [10 empty] | No | No
OC005 | Chancellor's Wharf, Lune House |  |  |  | OC005-B01/F55 | Function 55 | EN.EN3 Energy Sensor | [6 empty] | F55 | 0 | [10 empty] | No | No
OC005 | Chancellor's Wharf, Lune House |  |  |  | OC005-B01/F56 | Function 56 | EN.EN3 Energy Sensor | [6 empty] | F56 | 0 | [10 empty] | No | No
OC005 | Chancellor's Wharf, Lune House |  |  |  | OC005-B01/F41 | Function 41 | EN.EN3 Energy Sensor | [6 empty] | F41 | 0 | [10 empty] | No | No
OC005 | Chancellor's Wharf, Lune House |  |  |  | OC005-B01/F42 | Function 42 | EN.EN3 Energy Sensor | [6 empty] | F42 | 0 | [10 empty] | No | No
OC005 | Chancellor's Wharf, Lune House |  |  |  | OC005-B01/F43 | Function 43 | EN.EN3 Energy Sensor | [6 empty] | F43 | 0 | [10 empty] | No | No
OC005 | Chancellor's Wharf, Lune House |  |  |  | OC005-B01/F44 | Function 44 | EN.EN3 Energy Sensor | [6 empty] | F44 | 0 | [10 empty] | No | No
OC005 | Chancellor's Wharf, Lune House |  |  |  | OC005-B01/F45 | Function 45 | EN.EN3 Energy Sensor | [6 empty] | F45 | 0 | [10 empty] | No | No
OC005 | Chancellor's Wharf, Lune House |  |  |  | OC005-B01/F46 | Function 46 | EN.EN3 Energy Sensor | [6 empty] | F46 | 0 | [10 empty] | No | No
OC005 | Chancellor's Wharf, Lune House |  |  |  | OC005-B01/F36 | Function 36 | EN.EN3 Energy Sensor | [6 empty] | F36 | 0 | [10 empty] | No | No
OC005 | Chancellor's Wharf, Lune House |  |  |  | OC005-B01/F37 | Function 37 | EN.EN3 Energy Sensor | [6 empty] | F37 | 0 | [10 empty] | No | No
OC005 | Chancellor's Wharf, Lune House |  |  |  | OC005-B01/F38 | Function 38 | EN.EN3 Energy Sensor | [6 empty] | F38 | 0 | [10 empty] | No | No
OC005 | Chancellor's Wharf, Lune House |  |  |  | OC005-B01/F39 | Function 39 | EN.EN3 Energy Sensor | [6 empty] | F39 | 0 | [10 empty] | No | No
OC005 | Chancellor's Wharf, Lune House |  |  |  | OC005-B01/F4 | 2nd stage frost | EN.EN3 Energy Sensor | [6 empty] | F4 | 0 | [10 empty] | No | No
OC005 | Chancellor's Wharf, Lune House |  |  |  | OC005-B01/F40 | Function 40 | EN.EN3 Energy Sensor | [6 empty] | F40 | 0 | [10 empty] | No | No
OC005 | Chancellor's Wharf, Lune House |  |  |  | OC005-B01/F30 | Function 30 | EN.EN3 Energy Sensor | [6 empty] | F30 | 0 | [10 empty] | No | No
OC005 | Chancellor's Wharf, Lune House |  |  |  | OC005-B01/F31 | Function 31 | EN.EN3 Energy Sensor | [6 empty] | F31 | 0 | [10 empty] | No | No
OC005 | Chancellor's Wharf, Lune House |  |  |  | OC005-B01/F32 | Function 32 | EN.EN3 Energy Sensor | [6 empty] | F32 | 0 | [10 empty] | No | No
OC005 | Chancellor's Wharf, Lune House |  |  |  | OC005-B01/F33 | Function 33 | EN.EN3 Energy Sensor | [6 empty] | F33 | 0 | [10 empty] | No | No
OC005 | Chancellor's Wharf, Lune House |  |  |  | OC005-B01/F34 | Function 34 | EN.EN3 Energy Sensor | [6 empty] | F34 | 0 | [10 empty] | No | No
OC005 | Chancellor's Wharf, Lune House |  |  |  | OC005-B01/F35 | Function 35 | EN.EN3 Energy Sensor | [6 empty] | F35 | 0 | [10 empty] | No | No
OC005 | Chancellor's Wharf, Lune House |  |  |  | OC005-B01/F25 | Function 25 | EN.EN3 Energy Sensor | [6 empty] | F25 | 0 | [10 empty] | No | No
OC005 | Chancellor's Wharf, Lune House |  |  |  | OC005-B01/F26 | Function 26 | EN.EN3 Energy Sensor | [6 empty] | F26 | 0 | [10 empty] | No | No
OC005 | Chancellor's Wharf, Lune House |  |  |  | OC005-B01/F27 | Function 27 | EN.EN3 Energy Sensor | [6 empty] | F27 | 0 | [10 empty] | No | No
OC005 | Chancellor's Wharf, Lune House |  |  |  | OC005-B01/F28 | Hot water service setpoint | EN.EN3 Energy Sensor | [6 empty] | F28 | 0 | [10 empty] | No | No
OC005 | Chancellor's Wharf, Lune House |  |  |  | OC005-B01/F29 | Function 29 | EN.EN3 Energy Sensor | [6 empty] | F29 | 0 | [10 empty] | No | No
OC005 | Chancellor's Wharf, Lune House |  |  |  | OC005-B01/F3 | Function 3 | EN.EN3 Energy Sensor | [6 empty] | F3 | 0 | [10 empty] | No | No
OC005 | Chancellor's Wharf, Lune House |  |  |  | OC005-B01/F2 | 1st Stage Frost ON when 1 | EN.EN3 Energy Sensor | [6 empty] | F2 | 0 | [10 empty] | No | No
OC005 | Chancellor's Wharf, Lune House |  |  |  | OC005-B01/F20 | Function 20 | EN.EN3 Energy Sensor | [6 empty] | F20 | 0 | [10 empty] | No | No
OC005 | Chancellor's Wharf, Lune House |  |  |  | OC005-B01/F21 | Function 21 | EN.EN3 Energy Sensor | [6 empty] | F21 | 0 | [10 empty] | No | No
OC005 | Chancellor's Wharf, Lune House |  |  |  | OC005-B01/F22 | Function 22 | EN.EN3 Energy Sensor | [6 empty] | F22 | 0 | [10 empty] | No | No
OC005 | Chancellor's Wharf, Lune House |  |  |  | OC005-B01/F23 | Function 23 | EN.EN3 Energy Sensor | [6 empty] | F23 | 0 | [10 empty] | No | No
OC005 | Chancellor's Wharf, Lune House |  |  |  | OC005-B01/F24 | Function 24 | EN.EN3 Energy Sensor | [6 empty] | F24 | 0 | [10 empty] | No | No
OC005 | Chancellor's Wharf, Lune House |  |  |  | OC005-B01/F14 | stage 3 diff | EN.EN3 Energy Sensor | [6 empty] | F14 | 0 | [10 empty] | No | No
OC005 | Chancellor's Wharf, Lune House |  |  |  | OC005-B01/F15 | stage 4diff | EN.EN3 Energy Sensor | [6 empty] | F15 | 0 | [10 empty] | No | No
OC005 | Chancellor's Wharf, Lune House |  |  |  | OC005-B01/F16 | Function 16 | EN.EN3 Energy Sensor | [6 empty] | F16 | 0 | [10 empty] | No | No
OC005 | Chancellor's Wharf, Lune House |  |  |  | OC005-B01/F17 | Function 17 | EN.EN3 Energy Sensor | [6 empty] | F17 | 0 | [10 empty] | No | No
OC005 | Chancellor's Wharf, Lune House |  |  |  | OC005-B01/F18 | Function 18 | EN.EN3 Energy Sensor | [6 empty] | F18 | 0 | [10 empty] | No | No
OC005 | Chancellor's Wharf, Lune House |  |  |  | OC005-B01/F19 | Function 19 | EN.EN3 Energy Sensor | [6 empty] | F19 | 0 | [10 empty] | No | No
OC005 | Chancellor's Wharf, Lune House |  |  |  | OC005-B01/D6 | Variable temperature circuit valve | EN.EN3 Energy Sensor | [6 empty] | D6 | 0 | [10 empty] | No | No
OC005 | Chancellor's Wharf, Lune House |  |  |  | OC005-B01/F1 | Function 1 | EN.EN3 Energy Sensor | [6 empty] | F1 | 0 | [10 empty] | No | No
OC005 | Chancellor's Wharf, Lune House |  |  |  | OC005-B01/F10 | Function 10 | EN.EN3 Energy Sensor | [6 empty] | F10 | 0 | [10 empty] | No | No
OC005 | Chancellor's Wharf, Lune House |  |  |  | OC005-B01/F11 | Function 11 | EN.EN3 Energy Sensor | [6 empty] | F11 | 0 | [10 empty] | No | No
OC005 | Chancellor's Wharf, Lune House |  |  |  | OC005-B01/F12 | Function 12 | EN.EN3 Energy Sensor | [6 empty] | F12 | 0 | [10 empty] | No | No
OC005 | Chancellor's Wharf, Lune House |  |  |  | OC005-B01/F13 | stage 2 diff | EN.EN3 Energy Sensor | [6 empty] | F13 | 0 | [10 empty] | No | No
OC004 | Chancellor's Wharf, Wyre House |  |  |  | OC004-B01 | BMS Controller: Chancellors Wharf | EN.EN4 BMS Controller |  |  |  |  | IQ3xact12 | Trend | 48352BB4-4B1B-4013-AB9F-14E143E83948 | 0
OC004 | Chancellor's Wharf, Wyre House |  |  |  | OC004-B01/C1 | Virtual CNC 1 | EN.EN3 Energy Sensor | [6 empty] | C1 | 0 | [10 empty] | No | No
OC004 | Chancellor's Wharf, Wyre House |  |  |  | OC004-B01/D1 | 4DOMNo.1 | EN.EN3 Energy Sensor | [6 empty] | D1 | 0 | [10 empty] | No | No
OC004 | Chancellor's Wharf, Wyre House |  |  |  | OC004-B01/D2 | PrimaryPumpsEnable | EN.EN3 Energy Sensor | [6 empty] | D2 | 0 | [10 empty] | No | No
OC004 | Chancellor's Wharf, Wyre House |  |  |  | OC004-B01/D3 | ShuntPumpsEnable | EN.EN3 Energy Sensor | [6 empty] | D3 | 0 | [10 empty] | No | No
OC004 | Chancellor's Wharf, Wyre House |  |  |  | OC004-B01/D4 | HeatingPumpsEnable | EN.EN3 Energy Sensor | [6 empty] | D4 | 0 | [10 empty] | No | No
OC004 | Chancellor's Wharf, Wyre House |  |  |  | OC004-B01/D5 | Secondary &amp; Immersion | EN.EN3 Energy Sensor | [6 empty] | D5 | 0 | [10 empty] | No | No
OC004 | Chancellor's Wharf, Wyre House |  |  |  | OC004-B01/Y5 | Thermistor TBTI | EN.EN3 Energy Sensor | [6 empty] | Y5 | 0 | [10 empty] | No | No
OC004 | Chancellor's Wharf, Wyre House |  |  |  | OC004-B01/Y6 | 4DIX V | EN.EN3 Energy Sensor | [6 empty] | Y6 | 0 | [10 empty] | No | No
OC004 | Chancellor's Wharf, Wyre House |  |  |  | OC004-B01/Z1 | Heating Boilers | EN.EN3 Energy Sensor | [6 empty] | Z1 | 0 | [10 empty] | No | No
OC004 | Chancellor's Wharf, Wyre House |  |  |  | OC004-B01/Z2 | DHWS Immersion | EN.EN3 Energy Sensor | [6 empty] | Z2 | 0 | [10 empty] | No | No
OC004 | Chancellor's Wharf, Wyre House |  |  |  | OC004-B01/W4 | ShuntPumpRotate | EN.EN3 Energy Sensor | [6 empty] | W4 | 0 | [10 empty] | No | No
OC004 | Chancellor's Wharf, Wyre House |  |  |  | OC004-B01/W5 | Heating Pumps Manual changeove | EN.EN3 Energy Sensor | [6 empty] | W5 | 0 | [10 empty] | No | No
OC004 | Chancellor's Wharf, Wyre House |  |  |  | OC004-B01/Y1 | Outside air temperature | EN.EN3 Energy Sensor | [6 empty] | Y1 | 0 | [10 empty] | No | No
OC004 | Chancellor's Wharf, Wyre House |  |  |  | OC004-B01/Y2 | Immersion Sensor | EN.EN3 Energy Sensor | [6 empty] | Y2 | 0 | [10 empty] | No | No
OC004 | Chancellor's Wharf, Wyre House |  |  |  | OC004-B01/Y3 | Thermistor TBTC | EN.EN3 Energy Sensor | [6 empty] | Y3 | 0 | [10 empty] | No | No
OC004 | Chancellor's Wharf, Wyre House |  |  |  | OC004-B01/Y4 | Room temperature | EN.EN3 Energy Sensor | [6 empty] | Y4 | 0 | [10 empty] | No | No
OC004 | Chancellor's Wharf, Wyre House |  |  |  | OC004-B01/U1 | Trevor | EN.EN3 Energy Sensor | [6 empty] | U1 | 0 | [10 empty] | No | No
OC004 | Chancellor's Wharf, Wyre House |  |  |  | OC004-B01/V1 |  | EN.EN3 Energy Sensor | [6 empty] | V1 | 0 | [10 empty] | No | No
OC004 | Chancellor's Wharf, Wyre House |  |  |  | OC004-B01/W1 | Rotate Boilers | EN.EN3 Energy Sensor | [6 empty] | W1 | 0 | [10 empty] | No | No
OC004 | Chancellor's Wharf, Wyre House |  |  |  | OC004-B01/W10 | Elecric IMM override Turn OFF | EN.EN3 Energy Sensor | [6 empty] | W10 | 0 | [10 empty] | No | No
OC004 | Chancellor's Wharf, Wyre House |  |  |  | OC004-B01/W2 | SummerWinter Winter=1 | EN.EN3 Energy Sensor | [6 empty] | W2 | 0 | [10 empty] | No | No
OC004 | Chancellor's Wharf, Wyre House |  |  |  | OC004-B01/W3 | PrimaryPumpRotate | EN.EN3 Energy Sensor | [6 empty] | W3 | 0 | [10 empty] | No | No
OC004 | Chancellor's Wharf, Wyre House |  |  |  | OC004-B01/S4 | Space Sensor | EN.EN3 Energy Sensor | [6 empty] | S4 | 0 | [10 empty] | No | No
OC004 | Chancellor's Wharf, Wyre House |  |  |  | OC004-B01/S5 | DHWS Flow | EN.EN3 Energy Sensor | [6 empty] | S5 | 0 | [10 empty] | No | No
OC004 | Chancellor's Wharf, Wyre House |  |  |  | OC004-B01/S6 | DIX 4 Boiler Fault | EN.EN3 Energy Sensor | [6 empty] | S6 | 0 | [10 empty] | No | No
OC004 | Chancellor's Wharf, Wyre House |  |  |  | OC004-B01/S7 | Boiler 4 Fault | EN.EN3 Energy Sensor | [6 empty] | S7 | 0 | [10 empty] | No | No
OC004 | Chancellor's Wharf, Wyre House |  |  |  | OC004-B01/S8 | Calc VT Temp | EN.EN3 Energy Sensor | [6 empty] | S8 | 0 | [10 empty] | No | No
OC004 | Chancellor's Wharf, Wyre House |  |  |  | OC004-B01/S9 | VT Loop Output | EN.EN3 Energy Sensor | [6 empty] | S9 | 0 | [10 empty] | No | No
OC004 | Chancellor's Wharf, Wyre House |  |  |  | OC004-B01/S20 | Boiler 1 fault | EN.EN3 Energy Sensor | [6 empty] | S20 | 0 | [10 empty] | No | No
OC004 | Chancellor's Wharf, Wyre House |  |  |  | OC004-B01/S21 | Boiler 4 Stat | EN.EN3 Energy Sensor | [6 empty] | S21 | 0 | [10 empty] | No | No
OC004 | Chancellor's Wharf, Wyre House |  |  |  | OC004-B01/S22 | Boiler 3 Stat | EN.EN3 Energy Sensor | [6 empty] | S22 | 0 | [10 empty] | No | No
OC004 | Chancellor's Wharf, Wyre House |  |  |  | OC004-B01/S23 | Boiler 2 Stat | EN.EN3 Energy Sensor | [6 empty] | S23 | 0 | [10 empty] | No | No
OC004 | Chancellor's Wharf, Wyre House |  |  |  | OC004-B01/S24 | Boiler 1 Stat | EN.EN3 Energy Sensor | [6 empty] | S24 | 0 | [10 empty] | No | No
OC004 | Chancellor's Wharf, Wyre House |  |  |  | OC004-B01/S3 | VT Flow Sensor | EN.EN3 Energy Sensor | [6 empty] | S3 | 0 | [10 empty] | No | No
OC004 | Chancellor's Wharf, Wyre House |  |  |  | OC004-B01/S15 | Heating pump 2 Hrs run | EN.EN3 Energy Sensor | [6 empty] | S15 | 0 | [10 empty] | No | No
OC004 | Chancellor's Wharf, Wyre House |  |  |  | OC004-B01/S16 | Day immersion heater hours run | EN.EN3 Energy Sensor | [6 empty] | S16 | 0 | [10 empty] | No | No
OC004 | Chancellor's Wharf, Wyre House |  |  |  | OC004-B01/S17 | Week immersion hours run | EN.EN3 Energy Sensor | [6 empty] | S17 | 0 | [10 empty] | No | No
OC004 | Chancellor's Wharf, Wyre House |  |  |  | OC004-B01/S18 | Boiler 3 Fault | EN.EN3 Energy Sensor | [6 empty] | S18 | 0 | [10 empty] | No | No
OC004 | Chancellor's Wharf, Wyre House |  |  |  | OC004-B01/S19 | Boiler 2 fault | EN.EN3 Energy Sensor | [6 empty] | S19 | 0 | [10 empty] | No | No
OC004 | Chancellor's Wharf, Wyre House |  |  |  | OC004-B01/S2 | Boiler Return Sensor | EN.EN3 Energy Sensor | [6 empty] | S2 | 0 | [10 empty] | No | No
OC004 | Chancellor's Wharf, Wyre House |  |  |  | OC004-B01/S1 | Outside Air | EN.EN3 Energy Sensor | [6 empty] | S1 | 0 | [10 empty] | No | No
OC004 | Chancellor's Wharf, Wyre House |  |  |  | OC004-B01/S10 | Primary Pump 2 Hrs Run | EN.EN3 Energy Sensor | [6 empty] | S10 | 0 | [10 empty] | No | No
OC004 | Chancellor's Wharf, Wyre House |  |  |  | OC004-B01/S11 | Primary Pump 1 Hrs Run | EN.EN3 Energy Sensor | [6 empty] | S11 | 0 | [10 empty] | No | No
OC004 | Chancellor's Wharf, Wyre House |  |  |  | OC004-B01/S12 | Shunt pump 1 Hrs run | EN.EN3 Energy Sensor | [6 empty] | S12 | 0 | [10 empty] | No | No
OC004 | Chancellor's Wharf, Wyre House |  |  |  | OC004-B01/S13 | Shunt pump 2 Hrs run | EN.EN3 Energy Sensor | [6 empty] | S13 | 0 | [10 empty] | No | No
OC004 | Chancellor's Wharf, Wyre House |  |  |  | OC004-B01/S14 | Heating pump1 Hrs run | EN.EN3 Energy Sensor | [6 empty] | S14 | 0 | [10 empty] | No | No
OC004 | Chancellor's Wharf, Wyre House |  |  |  | OC004-B01/P5 | DHWS Flow | EN.EN3 Energy Sensor | [6 empty] | P5 | 0 | [10 empty] | No | No
OC004 | Chancellor's Wharf, Wyre House |  |  |  | OC004-B01/P6 | Calc VT Temp | EN.EN3 Energy Sensor | [6 empty] | P6 | 0 | [10 empty] | No | No
OC004 | Chancellor's Wharf, Wyre House |  |  |  | OC004-B01/P7 | VT Loop Output | EN.EN3 Energy Sensor | [6 empty] | P7 | 0 | [10 empty] | No | No
OC004 | Chancellor's Wharf, Wyre House |  |  |  | OC004-B01/P8 | DIX 4 Boiler Fault | EN.EN3 Energy Sensor | [6 empty] | P8 | 0 | [10 empty] | No | No
OC004 | Chancellor's Wharf, Wyre House |  |  |  | OC004-B01/P9 | Boiler 4 Fault | EN.EN3 Energy Sensor | [6 empty] | P9 | 0 | [10 empty] | No | No
OC004 | Chancellor's Wharf, Wyre House |  |  |  | OC004-B01/Q1 | Sequence Table 1 | EN.EN3 Energy Sensor | [6 empty] | Q1 | 0 | [10 empty] | No | No
OC004 | Chancellor's Wharf, Wyre House |  |  |  | OC004-B01/P14 | Boiler 3 Stat | EN.EN3 Energy Sensor | [6 empty] | P14 | 0 | [10 empty] | No | No
OC004 | Chancellor's Wharf, Wyre House |  |  |  | OC004-B01/P15 | Boiler 2 Stat | EN.EN3 Energy Sensor | [6 empty] | P15 | 0 | [10 empty] | No | No
OC004 | Chancellor's Wharf, Wyre House |  |  |  | OC004-B01/P16 | Boiler 1 Stat | EN.EN3 Energy Sensor | [6 empty] | P16 | 0 | [10 empty] | No | No
OC004 | Chancellor's Wharf, Wyre House |  |  |  | OC004-B01/P2 | Boiler Return Sensor | EN.EN3 Energy Sensor | [6 empty] | P2 | 0 | [10 empty] | No | No
OC004 | Chancellor's Wharf, Wyre House |  |  |  | OC004-B01/P3 | VT Flow Sensor | EN.EN3 Energy Sensor | [6 empty] | P3 | 0 | [10 empty] | No | No
OC004 | Chancellor's Wharf, Wyre House |  |  |  | OC004-B01/P4 | Space Sensor | EN.EN3 Energy Sensor | [6 empty] | P4 | 0 | [10 empty] | No | No
OC004 | Chancellor's Wharf, Wyre House |  |  |  | OC004-B01/O1 | Optimum Start Stop 1 | EN.EN3 Energy Sensor | [6 empty] | O1 | 0 | [10 empty] | No | No
OC004 | Chancellor's Wharf, Wyre House |  |  |  | OC004-B01/P1 | Outside Air | EN.EN3 Energy Sensor | [6 empty] | P1 | 0 | [10 empty] | No | No
OC004 | Chancellor's Wharf, Wyre House |  |  |  | OC004-B01/P10 | Boiler 3 Fault | EN.EN3 Energy Sensor | [6 empty] | P10 | 0 | [10 empty] | No | No
OC004 | Chancellor's Wharf, Wyre House |  |  |  | OC004-B01/P11 | Boiler 2 fault | EN.EN3 Energy Sensor | [6 empty] | P11 | 0 | [10 empty] | No | No
OC004 | Chancellor's Wharf, Wyre House |  |  |  | OC004-B01/P12 | Boiler 1 fault | EN.EN3 Energy Sensor | [6 empty] | P12 | 0 | [10 empty] | No | No
OC004 | Chancellor's Wharf, Wyre House |  |  |  | OC004-B01/P13 | Boiler 4 Stat | EN.EN3 Energy Sensor | [6 empty] | P13 | 0 | [10 empty] | No | No
OC004 | Chancellor's Wharf, Wyre House |  |  |  | OC004-B01/K9 | Immersion On Delay | EN.EN3 Energy Sensor | [6 empty] | K9 | 0 | [10 empty] | No | No
OC004 | Chancellor's Wharf, Wyre House |  |  |  | OC004-B01/L1 |  | EN.EN3 Energy Sensor | [6 empty] | L1 | 0 | [10 empty] | No | No
OC004 | Chancellor's Wharf, Wyre House |  |  |  | OC004-B01/L2 |  | EN.EN3 Energy Sensor | [6 empty] | L2 | 0 | [10 empty] | No | No
OC004 | Chancellor's Wharf, Wyre House |  |  |  | OC004-B01/L3 |  | EN.EN3 Energy Sensor | [6 empty] | L3 | 0 | [10 empty] | No | No
OC004 | Chancellor's Wharf, Wyre House |  |  |  | OC004-B01/L4 |  | EN.EN3 Energy Sensor | [6 empty] | L4 | 0 | [10 empty] | No | No
OC004 | Chancellor's Wharf, Wyre House |  |  |  | OC004-B01/n1 | TREND_05_6D_D4 | EN.EN3 Energy Sensor | [6 empty] | n1 | 0 | [10 empty] | No | No
OC004 | Chancellor's Wharf, Wyre House |  |  |  | OC004-B01/K3 | Water Frost Level | EN.EN3 Energy Sensor | [6 empty] | K3 | 0 | [10 empty] | No | No
OC004 | Chancellor's Wharf, Wyre House |  |  |  | OC004-B01/K4 | Boiler Sequence SP | EN.EN3 Energy Sensor | [6 empty] | K4 | 0 | [10 empty] | No | No
OC004 | Chancellor's Wharf, Wyre House |  |  |  | OC004-B01/K5 | Boiler Stage Diff | EN.EN3 Energy Sensor | [6 empty] | K5 | 0 | [10 empty] | No | No
OC004 | Chancellor's Wharf, Wyre House |  |  |  | OC004-B01/K6 | Space Setpoint | EN.EN3 Energy Sensor | [6 empty] | K6 | 0 | [10 empty] | No | No
OC004 | Chancellor's Wharf, Wyre House |  |  |  | OC004-B01/K7 | Max Vt Flow | EN.EN3 Energy Sensor | [6 empty] | K7 | 0 | [10 empty] | No | No
OC004 | Chancellor's Wharf, Wyre House |  |  |  | OC004-B01/K8 | Min VT Flow | EN.EN3 Energy Sensor | [6 empty] | K8 | 0 | [10 empty] | No | No
OC004 | Chancellor's Wharf, Wyre House |  |  |  | OC004-B01/I4 | Boiler 4 Fault | EN.EN3 Energy Sensor | [6 empty] | I4 | 0 | [10 empty] | No | No
OC004 | Chancellor's Wharf, Wyre House |  |  |  | OC004-B01/K1 | 1st stage frost protection | EN.EN3 Energy Sensor | [6 empty] | K1 | 0 | [10 empty] | No | No
OC004 | Chancellor's Wharf, Wyre House |  |  |  | OC004-B01/K10 | Immerion Override Time | EN.EN3 Energy Sensor | [6 empty] | K10 | 0 | [10 empty] | No | No
OC004 | Chancellor's Wharf, Wyre House |  |  |  | OC004-B01/K11 | Immerion Low Limit | EN.EN3 Energy Sensor | [6 empty] | K11 | 0 | [10 empty] | No | No
OC004 | Chancellor's Wharf, Wyre House |  |  |  | OC004-B01/K12 | Hot water service setpoint | EN.EN3 Energy Sensor | [6 empty] | K12 | 0 | [10 empty] | No | No
OC004 | Chancellor's Wharf, Wyre House |  |  |  | OC004-B01/K2 | Space low limit | EN.EN3 Energy Sensor | [6 empty] | K2 | 0 | [10 empty] | No | No
OC004 | Chancellor's Wharf, Wyre House |  |  |  | OC004-B01/G95 | Logic 95 | EN.EN3 Energy Sensor | [6 empty] | G95 | 0 | [10 empty] | No | No
OC004 | Chancellor's Wharf, Wyre House |  |  |  | OC004-B01/G96 | Logic 96 | EN.EN3 Energy Sensor | [6 empty] | G96 | 0 | [10 empty] | No | No
OC004 | Chancellor's Wharf, Wyre House |  |  |  | OC004-B01/G97 | Logic 97 | EN.EN3 Energy Sensor | [6 empty] | G97 | 0 | [10 empty] | No | No
OC004 | Chancellor's Wharf, Wyre House |  |  |  | OC004-B01/I1 | Boiler 1 fault | EN.EN3 Energy Sensor | [6 empty] | I1 | 0 | [10 empty] | No | No
OC004 | Chancellor's Wharf, Wyre House |  |  |  | OC004-B01/I2 | Boiler 2 fault | EN.EN3 Energy Sensor | [6 empty] | I2 | 0 | [10 empty] | No | No
OC004 | Chancellor's Wharf, Wyre House |  |  |  | OC004-B01/I3 | Boiler 3 Fault | EN.EN3 Energy Sensor | [6 empty] | I3 | 0 | [10 empty] | No | No
OC004 | Chancellor's Wharf, Wyre House |  |  |  | OC004-B01/G9 | blr 4 lead | EN.EN3 Energy Sensor | [6 empty] | G9 | 0 | [10 empty] | No | No
OC004 | Chancellor's Wharf, Wyre House |  |  |  | OC004-B01/G90 | Logic 90 | EN.EN3 Energy Sensor | [6 empty] | G90 | 0 | [10 empty] | No | No
OC004 | Chancellor's Wharf, Wyre House |  |  |  | OC004-B01/G91 | Logic 91 | EN.EN3 Energy Sensor | [6 empty] | G91 | 0 | [10 empty] | No | No
OC004 | Chancellor's Wharf, Wyre House |  |  |  | OC004-B01/G92 | Heating pump1 Enable | EN.EN3 Energy Sensor | [6 empty] | G92 | 0 | [10 empty] | No | No
OC004 | Chancellor's Wharf, Wyre House |  |  |  | OC004-B01/G93 | Heating pump 2 Enable | EN.EN3 Energy Sensor | [6 empty] | G93 | 0 | [10 empty] | No | No
OC004 | Chancellor's Wharf, Wyre House |  |  |  | OC004-B01/G94 | Logic 94 | EN.EN3 Energy Sensor | [6 empty] | G94 | 0 | [10 empty] | No | No
OC004 | Chancellor's Wharf, Wyre House |  |  |  | OC004-B01/G84 | Logic 84 | EN.EN3 Energy Sensor | [6 empty] | G84 | 0 | [10 empty] | No | No
OC004 | Chancellor's Wharf, Wyre House |  |  |  | OC004-B01/G85 | Logic 85 | EN.EN3 Energy Sensor | [6 empty] | G85 | 0 | [10 empty] | No | No
OC004 | Chancellor's Wharf, Wyre House |  |  |  | OC004-B01/G86 | BoilerShuntPump1 Enable | EN.EN3 Energy Sensor | [6 empty] | G86 | 0 | [10 empty] | No | No
OC004 | Chancellor's Wharf, Wyre House |  |  |  | OC004-B01/G87 | BoilerShuntPump2 Enable | EN.EN3 Energy Sensor | [6 empty] | G87 | 0 | [10 empty] | No | No
OC004 | Chancellor's Wharf, Wyre House |  |  |  | OC004-B01/G88 | Boiler Shunt Pump C O | EN.EN3 Energy Sensor | [6 empty] | G88 | 0 | [10 empty] | No | No
OC004 | Chancellor's Wharf, Wyre House |  |  |  | OC004-B01/G89 | Logic 89 | EN.EN3 Energy Sensor | [6 empty] | G89 | 0 | [10 empty] | No | No
OC004 | Chancellor's Wharf, Wyre House |  |  |  | OC004-B01/G79 | Logic 79 | EN.EN3 Energy Sensor | [6 empty] | G79 | 0 | [10 empty] | No | No
OC004 | Chancellor's Wharf, Wyre House |  |  |  | OC004-B01/G8 | BOILER DEMAND | EN.EN3 Energy Sensor | [6 empty] | G8 | 0 | [10 empty] | No | No
OC004 | Chancellor's Wharf, Wyre House |  |  |  | OC004-B01/G80 | Enable &amp; summer winter | EN.EN3 Energy Sensor | [6 empty] | G80 | 0 | [10 empty] | No | No
OC004 | Chancellor's Wharf, Wyre House |  |  |  | OC004-B01/G81 | Logic 81 | EN.EN3 Energy Sensor | [6 empty] | G81 | 0 | [10 empty] | No | No
OC004 | Chancellor's Wharf, Wyre House |  |  |  | OC004-B01/G82 | Boiler Shunt Pump C O | EN.EN3 Energy Sensor | [6 empty] | G82 | 0 | [10 empty] | No | No
OC004 | Chancellor's Wharf, Wyre House |  |  |  | OC004-B01/G83 | Logic 83 | EN.EN3 Energy Sensor | [6 empty] | G83 | 0 | [10 empty] | No | No
OC004 | Chancellor's Wharf, Wyre House |  |  |  | OC004-B01/G73 | Boiler Shunt Pump C O | EN.EN3 Energy Sensor | [6 empty] | G73 | 0 | [10 empty] | No | No
OC004 | Chancellor's Wharf, Wyre House |  |  |  | OC004-B01/G74 | Logic 74 | EN.EN3 Energy Sensor | [6 empty] | G74 | 0 | [10 empty] | No | No
OC004 | Chancellor's Wharf, Wyre House |  |  |  | OC004-B01/G75 | Logic 75 | EN.EN3 Energy Sensor | [6 empty] | G75 | 0 | [10 empty] | No | No
OC004 | Chancellor's Wharf, Wyre House |  |  |  | OC004-B01/G76 | Logic 76 | EN.EN3 Energy Sensor | [6 empty] | G76 | 0 | [10 empty] | No | No
OC004 | Chancellor's Wharf, Wyre House |  |  |  | OC004-B01/G77 | BoilerShuntPump1 Enable | EN.EN3 Energy Sensor | [6 empty] | G77 | 0 | [10 empty] | No | No
OC004 | Chancellor's Wharf, Wyre House |  |  |  | OC004-B01/G78 | BoilerShuntPump2 Enable | EN.EN3 Energy Sensor | [6 empty] | G78 | 0 | [10 empty] | No | No
OC004 | Chancellor's Wharf, Wyre House |  |  |  | OC004-B01/G68 | Boiler 1 2 3 &amp; 4 | EN.EN3 Energy Sensor | [6 empty] | G68 | 0 | [10 empty] | No | No
OC004 | Chancellor's Wharf, Wyre House |  |  |  | OC004-B01/G69 | Heating pump2 Hrs run | EN.EN3 Energy Sensor | [6 empty] | G69 | 0 | [10 empty] | No | No
OC004 | Chancellor's Wharf, Wyre House |  |  |  | OC004-B01/G7 | 4th boiler demand | EN.EN3 Energy Sensor | [6 empty] | G7 | 0 | [10 empty] | No | No
OC004 | Chancellor's Wharf, Wyre House |  |  |  | OC004-B01/G70 | Logic 70 | EN.EN3 Energy Sensor | [6 empty] | G70 | 0 | [10 empty] | No | No
OC004 | Chancellor's Wharf, Wyre House |  |  |  | OC004-B01/G71 | Day immersion heater hours run | EN.EN3 Energy Sensor | [6 empty] | G71 | 0 | [10 empty] | No | No
OC004 | Chancellor's Wharf, Wyre House |  |  |  | OC004-B01/G72 | Week immersion hours run | EN.EN3 Energy Sensor | [6 empty] | G72 | 0 | [10 empty] | No | No
OC004 | Chancellor's Wharf, Wyre House |  |  |  | OC004-B01/G62 | Boiler 1 &amp; 4 | EN.EN3 Energy Sensor | [6 empty] | G62 | 0 | [10 empty] | No | No
OC004 | Chancellor's Wharf, Wyre House |  |  |  | OC004-B01/G63 | Boiler 2 &amp; 4 | EN.EN3 Energy Sensor | [6 empty] | G63 | 0 | [10 empty] | No | No
OC004 | Chancellor's Wharf, Wyre House |  |  |  | OC004-B01/G64 | Boiler 1 2 &amp; 4 | EN.EN3 Energy Sensor | [6 empty] | G64 | 0 | [10 empty] | No | No
OC004 | Chancellor's Wharf, Wyre House |  |  |  | OC004-B01/G65 | Boiler 3 &amp; 4 | EN.EN3 Energy Sensor | [6 empty] | G65 | 0 | [10 empty] | No | No
OC004 | Chancellor's Wharf, Wyre House |  |  |  | OC004-B01/G66 | Boiler 1 3 &amp; 4 | EN.EN3 Energy Sensor | [6 empty] | G66 | 0 | [10 empty] | No | No
OC004 | Chancellor's Wharf, Wyre House |  |  |  | OC004-B01/G67 | Boiler 2 3 &amp; 4 | EN.EN3 Energy Sensor | [6 empty] | G67 | 0 | [10 empty] | No | No
OC004 | Chancellor's Wharf, Wyre House |  |  |  | OC004-B01/G57 | Boiler 3 | EN.EN3 Energy Sensor | [6 empty] | G57 | 0 | [10 empty] | No | No
OC004 | Chancellor's Wharf, Wyre House |  |  |  | OC004-B01/G58 | Boiler 1 &amp; 3 | EN.EN3 Energy Sensor | [6 empty] | G58 | 0 | [10 empty] | No | No
OC004 | Chancellor's Wharf, Wyre House |  |  |  | OC004-B01/G59 | Boiler 2 &amp; 3 | EN.EN3 Energy Sensor | [6 empty] | G59 | 0 | [10 empty] | No | No
OC004 | Chancellor's Wharf, Wyre House |  |  |  | OC004-B01/G6 | Boiler delays | EN.EN3 Energy Sensor | [6 empty] | G6 | 0 | [10 empty] | No | No
OC004 | Chancellor's Wharf, Wyre House |  |  |  | OC004-B01/G60 | Boiler 1 2 &amp; 3 | EN.EN3 Energy Sensor | [6 empty] | G60 | 0 | [10 empty] | No | No
OC004 | Chancellor's Wharf, Wyre House |  |  |  | OC004-B01/G61 | Boiler 4 | EN.EN3 Energy Sensor | [6 empty] | G61 | 0 | [10 empty] | No | No
OC004 | Chancellor's Wharf, Wyre House |  |  |  | OC004-B01/G51 | Boiler No.2 | EN.EN3 Energy Sensor | [6 empty] | G51 | 0 | [10 empty] | No | No
OC004 | Chancellor's Wharf, Wyre House |  |  |  | OC004-B01/G52 | Boiler No.3 | EN.EN3 Energy Sensor | [6 empty] | G52 | 0 | [10 empty] | No | No
OC004 | Chancellor's Wharf, Wyre House |  |  |  | OC004-B01/G53 | Boiler No.4 | EN.EN3 Energy Sensor | [6 empty] | G53 | 0 | [10 empty] | No | No
OC004 | Chancellor's Wharf, Wyre House |  |  |  | OC004-B01/G54 | Boiler 1 | EN.EN3 Energy Sensor | [6 empty] | G54 | 0 | [10 empty] | No | No
OC004 | Chancellor's Wharf, Wyre House |  |  |  | OC004-B01/G55 | Boiler 2 | EN.EN3 Energy Sensor | [6 empty] | G55 | 0 | [10 empty] | No | No
OC004 | Chancellor's Wharf, Wyre House |  |  |  | OC004-B01/G56 | Boiler 1 &amp; 2 | EN.EN3 Energy Sensor | [6 empty] | G56 | 0 | [10 empty] | No | No
OC004 | Chancellor's Wharf, Wyre House |  |  |  | OC004-B01/G46 | Primary Pump 1 Hrs Run | EN.EN3 Energy Sensor | [6 empty] | G46 | 0 | [10 empty] | No | No
OC004 | Chancellor's Wharf, Wyre House |  |  |  | OC004-B01/G47 | Shunt pump 1 Hrs run | EN.EN3 Energy Sensor | [6 empty] | G47 | 0 | [10 empty] | No | No
OC004 | Chancellor's Wharf, Wyre House |  |  |  | OC004-B01/G48 | Shunt pump 2 Hrs run | EN.EN3 Energy Sensor | [6 empty] | G48 | 0 | [10 empty] | No | No
OC004 | Chancellor's Wharf, Wyre House |  |  |  | OC004-B01/G49 | Heating pump1 Hrs run | EN.EN3 Energy Sensor | [6 empty] | G49 | 0 | [10 empty] | No | No
OC004 | Chancellor's Wharf, Wyre House |  |  |  | OC004-B01/G5 | 3rd boiler demand | EN.EN3 Energy Sensor | [6 empty] | G5 | 0 | [10 empty] | No | No
OC004 | Chancellor's Wharf, Wyre House |  |  |  | OC004-B01/G50 | Boiler No.1 | EN.EN3 Energy Sensor | [6 empty] | G50 | 0 | [10 empty] | No | No
OC004 | Chancellor's Wharf, Wyre House |  |  |  | OC004-B01/G40 | Boiler Enable | EN.EN3 Energy Sensor | [6 empty] | G40 | 0 | [10 empty] | No | No
OC004 | Chancellor's Wharf, Wyre House |  |  |  | OC004-B01/G41 | Pump Enable &amp; Runon | EN.EN3 Energy Sensor | [6 empty] | G41 | 0 | [10 empty] | No | No
OC004 | Chancellor's Wharf, Wyre House |  |  |  | OC004-B01/G42 | Logic 42 | EN.EN3 Energy Sensor | [6 empty] | G42 | 0 | [10 empty] | No | No
OC004 | Chancellor's Wharf, Wyre House |  |  |  | OC004-B01/G43 | Logic 43 | EN.EN3 Energy Sensor | [6 empty] | G43 | 0 | [10 empty] | No | No
OC004 | Chancellor's Wharf, Wyre House |  |  |  | OC004-B01/G44 | Immersion | EN.EN3 Energy Sensor | [6 empty] | G44 | 0 | [10 empty] | No | No
OC004 | Chancellor's Wharf, Wyre House |  |  |  | OC004-B01/G45 | Primary Pump 2 Hrs Run | EN.EN3 Energy Sensor | [6 empty] | G45 | 0 | [10 empty] | No | No
OC004 | Chancellor's Wharf, Wyre House |  |  |  | OC004-B01/G35 | Logic 35 | EN.EN3 Energy Sensor | [6 empty] | G35 | 0 | [10 empty] | No | No
OC004 | Chancellor's Wharf, Wyre House |  |  |  | OC004-B01/G36 | Logic 36 | EN.EN3 Energy Sensor | [6 empty] | G36 | 0 | [10 empty] | No | No
OC004 | Chancellor's Wharf, Wyre House |  |  |  | OC004-B01/G37 | Logic 37 | EN.EN3 Energy Sensor | [6 empty] | G37 | 0 | [10 empty] | No | No
OC004 | Chancellor's Wharf, Wyre House |  |  |  | OC004-B01/G38 | Logic 38 | EN.EN3 Energy Sensor | [6 empty] | G38 | 0 | [10 empty] | No | No
OC004 | Chancellor's Wharf, Wyre House |  |  |  | OC004-B01/G39 | Boiler No4 Enable | EN.EN3 Energy Sensor | [6 empty] | G39 | 0 | [10 empty] | No | No
OC004 | Chancellor's Wharf, Wyre House |  |  |  | OC004-B01/G4 | Boiler delays | EN.EN3 Energy Sensor | [6 empty] | G4 | 0 | [10 empty] | No | No
OC004 | Chancellor's Wharf, Wyre House |  |  |  | OC004-B01/G3 | 2nd boiler demand | EN.EN3 Energy Sensor | [6 empty] | G3 | 0 | [10 empty] | No | No
OC004 | Chancellor's Wharf, Wyre House |  |  |  | OC004-B01/G30 | Logic 30 | EN.EN3 Energy Sensor | [6 empty] | G30 | 0 | [10 empty] | No | No
OC004 | Chancellor's Wharf, Wyre House |  |  |  | OC004-B01/G31 | Logic 31 | EN.EN3 Energy Sensor | [6 empty] | G31 | 0 | [10 empty] | No | No
OC004 | Chancellor's Wharf, Wyre House |  |  |  | OC004-B01/G32 | Logic 32 | EN.EN3 Energy Sensor | [6 empty] | G32 | 0 | [10 empty] | No | No
OC004 | Chancellor's Wharf, Wyre House |  |  |  | OC004-B01/G33 | Boiler No3 Enable | EN.EN3 Energy Sensor | [6 empty] | G33 | 0 | [10 empty] | No | No
OC004 | Chancellor's Wharf, Wyre House |  |  |  | OC004-B01/G34 | Logic 34 | EN.EN3 Energy Sensor | [6 empty] | G34 | 0 | [10 empty] | No | No
OC004 | Chancellor's Wharf, Wyre House |  |  |  | OC004-B01/G24 | Logic 24 | EN.EN3 Energy Sensor | [6 empty] | G24 | 0 | [10 empty] | No | No
OC004 | Chancellor's Wharf, Wyre House |  |  |  | OC004-B01/G25 | Logic 25 | EN.EN3 Energy Sensor | [6 empty] | G25 | 0 | [10 empty] | No | No
OC004 | Chancellor's Wharf, Wyre House |  |  |  | OC004-B01/G26 | Logic 26 | EN.EN3 Energy Sensor | [6 empty] | G26 | 0 | [10 empty] | No | No
OC004 | Chancellor's Wharf, Wyre House |  |  |  | OC004-B01/G27 | Boiler No2 Enable | EN.EN3 Energy Sensor | [6 empty] | G27 | 0 | [10 empty] | No | No
OC004 | Chancellor's Wharf, Wyre House |  |  |  | OC004-B01/G28 | Logic 28 | EN.EN3 Energy Sensor | [6 empty] | G28 | 0 | [10 empty] | No | No
OC004 | Chancellor's Wharf, Wyre House |  |  |  | OC004-B01/G29 | Logic 29 | EN.EN3 Energy Sensor | [6 empty] | G29 | 0 | [10 empty] | No | No
OC004 | Chancellor's Wharf, Wyre House |  |  |  | OC004-B01/G19 | Boiler No1 Enable | EN.EN3 Energy Sensor | [6 empty] | G19 | 0 | [10 empty] | No | No
OC004 | Chancellor's Wharf, Wyre House |  |  |  | OC004-B01/G2 | Boiler delays | EN.EN3 Energy Sensor | [6 empty] | G2 | 0 | [10 empty] | No | No
OC004 | Chancellor's Wharf, Wyre House |  |  |  | OC004-B01/G20 | Logic 20 | EN.EN3 Energy Sensor | [6 empty] | G20 | 0 | [10 empty] | No | No
OC004 | Chancellor's Wharf, Wyre House |  |  |  | OC004-B01/G21 | Logic 21 | EN.EN3 Energy Sensor | [6 empty] | G21 | 0 | [10 empty] | No | No
OC004 | Chancellor's Wharf, Wyre House |  |  |  | OC004-B01/G22 | Logic 22 | EN.EN3 Energy Sensor | [6 empty] | G22 | 0 | [10 empty] | No | No
OC004 | Chancellor's Wharf, Wyre House |  |  |  | OC004-B01/G23 | Logic 23 | EN.EN3 Energy Sensor | [6 empty] | G23 | 0 | [10 empty] | No | No
OC004 | Chancellor's Wharf, Wyre House |  |  |  | OC004-B01/G13 | Logic 13 | EN.EN3 Energy Sensor | [6 empty] | G13 | 0 | [10 empty] | No | No
OC004 | Chancellor's Wharf, Wyre House |  |  |  | OC004-B01/G14 | Logic 14 | EN.EN3 Energy Sensor | [6 empty] | G14 | 0 | [10 empty] | No | No
OC004 | Chancellor's Wharf, Wyre House |  |  |  | OC004-B01/G15 | Logic 15 | EN.EN3 Energy Sensor | [6 empty] | G15 | 0 | [10 empty] | No | No
OC004 | Chancellor's Wharf, Wyre House |  |  |  | OC004-B01/G16 | Logic 16 | EN.EN3 Energy Sensor | [6 empty] | G16 | 0 | [10 empty] | No | No
OC004 | Chancellor's Wharf, Wyre House |  |  |  | OC004-B01/G17 | Logic 17 | EN.EN3 Energy Sensor | [6 empty] | G17 | 0 | [10 empty] | No | No
OC004 | Chancellor's Wharf, Wyre House |  |  |  | OC004-B01/G18 | Logic 18 | EN.EN3 Energy Sensor | [6 empty] | G18 | 0 | [10 empty] | No | No
OC004 | Chancellor's Wharf, Wyre House |  |  |  | OC004-B01/G104 | Logic 104 | EN.EN3 Energy Sensor | [6 empty] | G104 | 0 | [10 empty] | No | No
OC004 | Chancellor's Wharf, Wyre House |  |  |  | OC004-B01/G105 | Logic 105 | EN.EN3 Energy Sensor | [6 empty] | G105 | 0 | [10 empty] | No | No
OC004 | Chancellor's Wharf, Wyre House |  |  |  | OC004-B01/G106 | Logic 106 | EN.EN3 Energy Sensor | [6 empty] | G106 | 0 | [10 empty] | No | No
OC004 | Chancellor's Wharf, Wyre House |  |  |  | OC004-B01/G107 | Logic 107 | EN.EN3 Energy Sensor | [6 empty] | G107 | 0 | [10 empty] | No | No
OC004 | Chancellor's Wharf, Wyre House |  |  |  | OC004-B01/G11 | blr 2 lead | EN.EN3 Energy Sensor | [6 empty] | G11 | 0 | [10 empty] | No | No
OC004 | Chancellor's Wharf, Wyre House |  |  |  | OC004-B01/G12 | blr 1 lead | EN.EN3 Energy Sensor | [6 empty] | G12 | 0 | [10 empty] | No | No
OC004 | Chancellor's Wharf, Wyre House |  |  |  | OC004-B01/G1 | 2nd stage frost | EN.EN3 Energy Sensor | [6 empty] | G1 | 0 | [10 empty] | No | No
OC004 | Chancellor's Wharf, Wyre House |  |  |  | OC004-B01/G10 | blr 3 lead | EN.EN3 Energy Sensor | [6 empty] | G10 | 0 | [10 empty] | No | No
OC004 | Chancellor's Wharf, Wyre House |  |  |  | OC004-B01/G100 | Logic 100 | EN.EN3 Energy Sensor | [6 empty] | G100 | 0 | [10 empty] | No | No
OC004 | Chancellor's Wharf, Wyre House |  |  |  | OC004-B01/G101 | Logic 101 | EN.EN3 Energy Sensor | [6 empty] | G101 | 0 | [10 empty] | No | No
OC004 | Chancellor's Wharf, Wyre House |  |  |  | OC004-B01/G102 | Logic 102 | EN.EN3 Energy Sensor | [6 empty] | G102 | 0 | [10 empty] | No | No
OC004 | Chancellor's Wharf, Wyre House |  |  |  | OC004-B01/G103 | Logic 103 | EN.EN3 Energy Sensor | [6 empty] | G103 | 0 | [10 empty] | No | No
OC004 | Chancellor's Wharf, Wyre House |  |  |  | OC004-B01/F60 | Function 60 | EN.EN3 Energy Sensor | [6 empty] | F60 | 0 | [10 empty] | No | No
OC004 | Chancellor's Wharf, Wyre House |  |  |  | OC004-B01/F61 | Function 61 | EN.EN3 Energy Sensor | [6 empty] | F61 | 0 | [10 empty] | No | No
OC004 | Chancellor's Wharf, Wyre House |  |  |  | OC004-B01/F62 | Function 62 | EN.EN3 Energy Sensor | [6 empty] | F62 | 0 | [10 empty] | No | No
OC004 | Chancellor's Wharf, Wyre House |  |  |  | OC004-B01/F7 | Function 7 | EN.EN3 Energy Sensor | [6 empty] | F7 | 0 | [10 empty] | No | No
OC004 | Chancellor's Wharf, Wyre House |  |  |  | OC004-B01/F8 | Economy Off when 1 | EN.EN3 Energy Sensor | [6 empty] | F8 | 0 | [10 empty] | No | No
OC004 | Chancellor's Wharf, Wyre House |  |  |  | OC004-B01/F9 | 1ST BOILER DEMAND | EN.EN3 Energy Sensor | [6 empty] | F9 | 0 | [10 empty] | No | No
OC004 | Chancellor's Wharf, Wyre House |  |  |  | OC004-B01/F55 | Function 55 | EN.EN3 Energy Sensor | [6 empty] | F55 | 0 | [10 empty] | No | No
OC004 | Chancellor's Wharf, Wyre House |  |  |  | OC004-B01/F56 | Function 56 | EN.EN3 Energy Sensor | [6 empty] | F56 | 0 | [10 empty] | No | No
OC004 | Chancellor's Wharf, Wyre House |  |  |  | OC004-B01/F57 | Function 57 | EN.EN3 Energy Sensor | [6 empty] | F57 | 0 | [10 empty] | No | No
OC004 | Chancellor's Wharf, Wyre House |  |  |  | OC004-B01/F58 | Function 58 | EN.EN3 Energy Sensor | [6 empty] | F58 | 0 | [10 empty] | No | No
OC004 | Chancellor's Wharf, Wyre House |  |  |  | OC004-B01/F59 | Function 59 | EN.EN3 Energy Sensor | [6 empty] | F59 | 0 | [10 empty] | No | No
OC004 | Chancellor's Wharf, Wyre House |  |  |  | OC004-B01/F6 | Space low limit On when =1 | EN.EN3 Energy Sensor | [6 empty] | F6 | 0 | [10 empty] | No | No
OC004 | Chancellor's Wharf, Wyre House |  |  |  | OC004-B01/F42 | Function 42 | EN.EN3 Energy Sensor | [6 empty] | F42 | 0 | [10 empty] | No | No
OC004 | Chancellor's Wharf, Wyre House |  |  |  | OC004-B01/F43 | Function 43 | EN.EN3 Energy Sensor | [6 empty] | F43 | 0 | [10 empty] | No | No
OC004 | Chancellor's Wharf, Wyre House |  |  |  | OC004-B01/F44 | Function 44 | EN.EN3 Energy Sensor | [6 empty] | F44 | 0 | [10 empty] | No | No
OC004 | Chancellor's Wharf, Wyre House |  |  |  | OC004-B01/F45 | Function 45 | EN.EN3 Energy Sensor | [6 empty] | F45 | 0 | [10 empty] | No | No
OC004 | Chancellor's Wharf, Wyre House |  |  |  | OC004-B01/F46 | Function 46 | EN.EN3 Energy Sensor | [6 empty] | F46 | 0 | [10 empty] | No | No
OC004 | Chancellor's Wharf, Wyre House |  |  |  | OC004-B01/F5 | Function 5 | EN.EN3 Energy Sensor | [6 empty] | F5 | 0 | [10 empty] | No | No
OC004 | Chancellor's Wharf, Wyre House |  |  |  | OC004-B01/F37 | Function 37 | EN.EN3 Energy Sensor | [6 empty] | F37 | 0 | [10 empty] | No | No
OC004 | Chancellor's Wharf, Wyre House |  |  |  | OC004-B01/F38 | Function 38 | EN.EN3 Energy Sensor | [6 empty] | F38 | 0 | [10 empty] | No | No
OC004 | Chancellor's Wharf, Wyre House |  |  |  | OC004-B01/F39 | Function 39 | EN.EN3 Energy Sensor | [6 empty] | F39 | 0 | [10 empty] | No | No
OC004 | Chancellor's Wharf, Wyre House |  |  |  | OC004-B01/F4 | 2nd stage frost | EN.EN3 Energy Sensor | [6 empty] | F4 | 0 | [10 empty] | No | No
OC004 | Chancellor's Wharf, Wyre House |  |  |  | OC004-B01/F40 | Function 40 | EN.EN3 Energy Sensor | [6 empty] | F40 | 0 | [10 empty] | No | No
OC004 | Chancellor's Wharf, Wyre House |  |  |  | OC004-B01/F41 | Function 41 | EN.EN3 Energy Sensor | [6 empty] | F41 | 0 | [10 empty] | No | No
OC004 | Chancellor's Wharf, Wyre House |  |  |  | OC004-B01/F30 | Function 30 | EN.EN3 Energy Sensor | [6 empty] | F30 | 0 | [10 empty] | No | No
OC004 | Chancellor's Wharf, Wyre House |  |  |  | OC004-B01/F32 | Function 32 | EN.EN3 Energy Sensor | [6 empty] | F32 | 0 | [10 empty] | No | No
OC004 | Chancellor's Wharf, Wyre House |  |  |  | OC004-B01/F33 | Function 33 | EN.EN3 Energy Sensor | [6 empty] | F33 | 0 | [10 empty] | No | No
OC004 | Chancellor's Wharf, Wyre House |  |  |  | OC004-B01/F34 | Function 34 | EN.EN3 Energy Sensor | [6 empty] | F34 | 0 | [10 empty] | No | No
OC004 | Chancellor's Wharf, Wyre House |  |  |  | OC004-B01/F35 | Function 35 | EN.EN3 Energy Sensor | [6 empty] | F35 | 0 | [10 empty] | No | No
OC004 | Chancellor's Wharf, Wyre House |  |  |  | OC004-B01/F36 | Function 36 | EN.EN3 Energy Sensor | [6 empty] | F36 | 0 | [10 empty] | No | No
OC004 | Chancellor's Wharf, Wyre House |  |  |  | OC004-B01/F25 | Function 25 | EN.EN3 Energy Sensor | [6 empty] | F25 | 0 | [10 empty] | No | No
OC004 | Chancellor's Wharf, Wyre House |  |  |  | OC004-B01/F26 | Function 26 | EN.EN3 Energy Sensor | [6 empty] | F26 | 0 | [10 empty] | No | No
OC004 | Chancellor's Wharf, Wyre House |  |  |  | OC004-B01/F27 | Function 27 | EN.EN3 Energy Sensor | [6 empty] | F27 | 0 | [10 empty] | No | No
OC004 | Chancellor's Wharf, Wyre House |  |  |  | OC004-B01/F28 | Hot water service setpoint | EN.EN3 Energy Sensor | [6 empty] | F28 | 0 | [10 empty] | No | No
OC004 | Chancellor's Wharf, Wyre House |  |  |  | OC004-B01/F29 | Function 29 | EN.EN3 Energy Sensor | [6 empty] | F29 | 0 | [10 empty] | No | No
OC004 | Chancellor's Wharf, Wyre House |  |  |  | OC004-B01/F3 | Function 3 | EN.EN3 Energy Sensor | [6 empty] | F3 | 0 | [10 empty] | No | No
OC004 | Chancellor's Wharf, Wyre House |  |  |  | OC004-B01/F2 | 1st Stage Frost ON when 1 | EN.EN3 Energy Sensor | [6 empty] | F2 | 0 | [10 empty] | No | No
OC004 | Chancellor's Wharf, Wyre House |  |  |  | OC004-B01/F20 | Function 20 | EN.EN3 Energy Sensor | [6 empty] | F20 | 0 | [10 empty] | No | No
OC004 | Chancellor's Wharf, Wyre House |  |  |  | OC004-B01/F21 | Function 21 | EN.EN3 Energy Sensor | [6 empty] | F21 | 0 | [10 empty] | No | No
OC004 | Chancellor's Wharf, Wyre House |  |  |  | OC004-B01/F22 | Function 22 | EN.EN3 Energy Sensor | [6 empty] | F22 | 0 | [10 empty] | No | No
OC004 | Chancellor's Wharf, Wyre House |  |  |  | OC004-B01/F23 | Function 23 | EN.EN3 Energy Sensor | [6 empty] | F23 | 0 | [10 empty] | No | No
OC004 | Chancellor's Wharf, Wyre House |  |  |  | OC004-B01/F24 | Function 24 | EN.EN3 Energy Sensor | [6 empty] | F24 | 0 | [10 empty] | No | No
OC004 | Chancellor's Wharf, Wyre House |  |  |  | OC004-B01/F14 | stage 3 diff | EN.EN3 Energy Sensor | [6 empty] | F14 | 0 | [10 empty] | No | No
OC004 | Chancellor's Wharf, Wyre House |  |  |  | OC004-B01/F15 | stage 4diff | EN.EN3 Energy Sensor | [6 empty] | F15 | 0 | [10 empty] | No | No
OC004 | Chancellor's Wharf, Wyre House |  |  |  | OC004-B01/F16 | Function 16 | EN.EN3 Energy Sensor | [6 empty] | F16 | 0 | [10 empty] | No | No
OC004 | Chancellor's Wharf, Wyre House |  |  |  | OC004-B01/F17 | Function 17 | EN.EN3 Energy Sensor | [6 empty] | F17 | 0 | [10 empty] | No | No
OC004 | Chancellor's Wharf, Wyre House |  |  |  | OC004-B01/F18 | Function 18 | EN.EN3 Energy Sensor | [6 empty] | F18 | 0 | [10 empty] | No | No
OC004 | Chancellor's Wharf, Wyre House |  |  |  | OC004-B01/F19 | Function 19 | EN.EN3 Energy Sensor | [6 empty] | F19 | 0 | [10 empty] | No | No
OC004 | Chancellor's Wharf, Wyre House |  |  |  | OC004-B01/D6 | Variable temperature circuit valve | EN.EN3 Energy Sensor | [6 empty] | D6 | 0 | [10 empty] | No | No
OC004 | Chancellor's Wharf, Wyre House |  |  |  | OC004-B01/F1 | Function 1 | EN.EN3 Energy Sensor | [6 empty] | F1 | 0 | [10 empty] | No | No
OC004 | Chancellor's Wharf, Wyre House |  |  |  | OC004-B01/F10 | Function 10 | EN.EN3 Energy Sensor | [6 empty] | F10 | 0 | [10 empty] | No | No
OC004 | Chancellor's Wharf, Wyre House |  |  |  | OC004-B01/F11 | Function 11 | EN.EN3 Energy Sensor | [6 empty] | F11 | 0 | [10 empty] | No | No
OC004 | Chancellor's Wharf, Wyre House |  |  |  | OC004-B01/F12 | Function 12 | EN.EN3 Energy Sensor | [6 empty] | F12 | 0 | [10 empty] | No | No
OC004 | Chancellor's Wharf, Wyre House |  |  |  | OC004-B01/F13 | stage 2 diff | EN.EN3 Energy Sensor | [6 empty] | F13 | 0 | [10 empty] | No | No
MC048 | Chaplaincy Centre | A15r | Electrical Riser |  | MC048-L01 | Data logger: Chaplaincy Centre | EN.EN1 Data Logger |  |  |  |  | Multilog G2 | Enercom | 050137C72900 | 0 |  |  | 10.23.14.69 |  | 00-50-C2-2C-3E-44
MC048 | Chaplaincy Centre |  |  |  | MC048-B01 | BMS Controller: Chaplaincy Centre | EN.EN4 BMS Controller |  |  |  |  | IQ3xcite96 | Trend | F67CD63F-50B4-41F8-8AFF-5CCC63BC6455 | 0
MC048 | Chaplaincy Centre |  |  |  | MC048-L01/M001 | Chaplaincy Centre | EN.EN2 Energy Meter | [6 empty] | 1 | 0 | [10 empty] | No | No
MC048 | Chaplaincy Centre |  |  |  | MC048-L01/M002 | Chaplaincy Centre Kitchen | EN.EN2 Energy Meter | [6 empty] | 2 | 0 | [10 empty] | No | No
MC048 | Chaplaincy Centre |  |  |  | MC048-L01/M003 | Chaplaincy Centre | EN.EN2 Energy Meter | [6 empty] | 3 | 0 | [10 empty] | No | No
MC048 | Chaplaincy Centre |  |  |  | MC048-L01/M004 | Chaplaincy Centre Kitchen | EN.EN2 Energy Meter | [6 empty] | 4 | 0 | [10 empty] | No | No
MC048 | Chaplaincy Centre |  |  |  | MC048-L01/M005 | Chaplaincy Centre | EN.EN2 Energy Meter | [6 empty] | 5 | 0 | [10 empty] | No | No
MC048 | Chaplaincy Centre |  |  |  | MC048-L01/M006 | Chaplaincy Immersion Heater | EN.EN2 Energy Meter | [6 empty] | 6 | 0 | [10 empty] | No | No
MC048 | Chaplaincy Centre |  |  |  | MC048-L01/M007 |  | EN.EN2 Energy Meter | [6 empty] | 7 | 0 | [10 empty] | No | No
MC048 | Chaplaincy Centre |  |  |  | MC048-L01/M008 |  | EN.EN2 Energy Meter | [6 empty] | 8 | 0 | [10 empty] | No | No
MC048 | Chaplaincy Centre |  |  |  | MC048-B01/C1 | Virtual CNC 1 | EN.EN3 Energy Sensor | [6 empty] | C1 | 0 | [10 empty] | No | No
MC048 | Chaplaincy Centre |  |  |  | MC048-B01/D1 | MTHW PHE Valve | EN.EN3 Energy Sensor | [6 empty] | D1 | 0 | [10 empty] | No | No
MC048 | Chaplaincy Centre |  |  |  | MC048-B01/D10 | F WC Extr Fans En | EN.EN3 Energy Sensor | [6 empty] | D10 | 0 | [10 empty] | No | No
MC048 | Chaplaincy Centre |  |  |  | MC048-B01/D12 | Foyer Fans | EN.EN3 Energy Sensor | [6 empty] | D12 | 0 | [10 empty] | No | No
MC048 | Chaplaincy Centre |  |  |  | MC048-B01/D2 | CT Pumps En | EN.EN3 Energy Sensor | [6 empty] | D2 | 0 | [10 empty] | No | No
MC048 | Chaplaincy Centre |  |  |  | MC048-B01/D3 | VT Pumps En | EN.EN3 Energy Sensor | [6 empty] | D3 | 0 | [10 empty] | No | No
MC048 | Chaplaincy Centre |  |  |  | MC048-B01/Z7 | Triad time program | EN.EN3 Energy Sensor | [6 empty] | Z7 | 0 | [10 empty] | No | No
MC048 | Chaplaincy Centre |  |  |  | MC048-B01/Z1 | CT Pumps | EN.EN3 Energy Sensor | [6 empty] | Z1 | 0 | [10 empty] | No | No
MC048 | Chaplaincy Centre |  |  |  | MC048-B01/Z2 | VT Heating | EN.EN3 Energy Sensor | [6 empty] | Z2 | 0 | [10 empty] | No | No
MC048 | Chaplaincy Centre |  |  |  | MC048-B01/Z3 | DHW Plant | EN.EN3 Energy Sensor | [6 empty] | Z3 | 0 | [10 empty] | No | No
MC048 | Chaplaincy Centre |  |  |  | MC048-B01/Z4 | DHW Sec Pump | EN.EN3 Energy Sensor | [6 empty] | Z4 | 0 | [10 empty] | No | No
MC048 | Chaplaincy Centre |  |  |  | MC048-B01/Z5 | DeStrat Pump | EN.EN3 Energy Sensor | [6 empty] | Z5 | 0 | [10 empty] | No | No
MC048 | Chaplaincy Centre |  |  |  | MC048-B01/Z6 | Toilet Extract Fans | EN.EN3 Energy Sensor | [6 empty] | Z6 | 0 | [10 empty] | No | No
MC048 | Chaplaincy Centre |  |  |  | MC048-B01/Y2 | Trend T -20+50 | EN.EN3 Energy Sensor | [6 empty] | Y2 | 0 | [10 empty] | No | No
MC048 | Chaplaincy Centre |  |  |  | MC048-B01/Y3 | Trend T 0+130 | EN.EN3 Energy Sensor | [6 empty] | Y3 | 0 | [10 empty] | No | No
MC048 | Chaplaincy Centre |  |  |  | MC048-B01/Y4 | Trend T 0+160 | EN.EN3 Energy Sensor | [6 empty] | Y4 | 0 | [10 empty] | No | No
MC048 | Chaplaincy Centre |  |  |  | MC048-B01/Y5 | Knob TB 0.5deg trim | EN.EN3 Energy Sensor | [6 empty] | Y5 | 0 | [10 empty] | No | No
MC048 | Chaplaincy Centre |  |  |  | MC048-B01/Y6 | Knob TB 3deg trim | EN.EN3 Energy Sensor | [6 empty] | Y6 | 0 | [10 empty] | No | No
MC048 | Chaplaincy Centre |  |  |  | MC048-B01/Y7 | Current 4-20ma | EN.EN3 Energy Sensor | [6 empty] | Y7 | 0 | [10 empty] | No | No
MC048 | Chaplaincy Centre |  |  |  | MC048-B01/W5 | MTHW PHE Not Available | EN.EN3 Energy Sensor | [6 empty] | W5 | 0 | [10 empty] | No | No
MC048 | Chaplaincy Centre |  |  |  | MC048-B01/W6 | M WC Extr Fan Duty | EN.EN3 Energy Sensor | [6 empty] | W6 | 0 | [10 empty] | No | No
MC048 | Chaplaincy Centre |  |  |  | MC048-B01/W7 | F WC Extr Fan Duty | EN.EN3 Energy Sensor | [6 empty] | W7 | 0 | [10 empty] | No | No
MC048 | Chaplaincy Centre |  |  |  | MC048-B01/W8 | VT Pump Select | EN.EN3 Energy Sensor | [6 empty] | W8 | 0 | [10 empty] | No | No
MC048 | Chaplaincy Centre |  |  |  | MC048-B01/W9 | CT Pump Select | EN.EN3 Energy Sensor | [6 empty] | W9 | 0 | [10 empty] | No | No
MC048 | Chaplaincy Centre |  |  |  | MC048-B01/Y1 | Trend Thermistor | EN.EN3 Energy Sensor | [6 empty] | Y1 | 0 | [10 empty] | No | No
MC048 | Chaplaincy Centre |  |  |  | MC048-B01/V1 |  | EN.EN3 Energy Sensor | [6 empty] | V1 | 0 | [10 empty] | No | No
MC048 | Chaplaincy Centre |  |  |  | MC048-B01/W1 | Summer Override | EN.EN3 Energy Sensor | [6 empty] | W1 | 0 | [10 empty] | No | No
MC048 | Chaplaincy Centre |  |  |  | MC048-B01/W2 | Plant Fault Reset | EN.EN3 Energy Sensor | [6 empty] | W2 | 0 | [10 empty] | No | No
MC048 | Chaplaincy Centre |  |  |  | MC048-B01/W3 | Constant temperature circuit pump duty | EN.EN3 Energy Sensor | [6 empty] | W3 | 0 | [10 empty] | No | No
MC048 | Chaplaincy Centre |  |  |  | MC048-B01/W30 | Triad switch | EN.EN3 Energy Sensor | [6 empty] | W30 | 0 | [10 empty] | No | No
MC048 | Chaplaincy Centre |  |  |  | MC048-B01/W4 | Variable flow circuit pump duty | EN.EN3 Energy Sensor | [6 empty] | W4 | 0 | [10 empty] | No | No
MC048 | Chaplaincy Centre |  |  |  | MC048-B01/S5 | LTHW Retn Temp | EN.EN3 Energy Sensor | [6 empty] | S5 | 0 | [10 empty] | No | No
MC048 | Chaplaincy Centre |  |  |  | MC048-B01/S6 | DHW Flow Temp | EN.EN3 Energy Sensor | [6 empty] | S6 | 0 | [10 empty] | No | No
MC048 | Chaplaincy Centre |  |  |  | MC048-B01/S7 | foyer temp | EN.EN3 Energy Sensor | [6 empty] | S7 | 0 | [10 empty] | No | No
MC048 | Chaplaincy Centre |  |  |  | MC048-B01/S8 | Variable temperature circuit flow temperature | EN.EN3 Energy Sensor | [6 empty] | S8 | 0 | [10 empty] | No | No
MC048 | Chaplaincy Centre |  |  |  | MC048-B01/S9 | Gnd Flr Space Temp | EN.EN3 Energy Sensor | [6 empty] | S9 | 0 | [10 empty] | No | No
MC048 | Chaplaincy Centre |  |  |  | MC048-B01/U1 | Trevor | EN.EN3 Energy Sensor | [6 empty] | U1 | 0 | [10 empty] | No | No
MC048 | Chaplaincy Centre |  |  |  | MC048-B01/S21 | Calculated variable temperature circuit flow setpoint | EN.EN3 Energy Sensor | [6 empty] | S21 | 0 | [10 empty] | No | No
MC048 | Chaplaincy Centre |  |  |  | MC048-B01/S22 | Cal Fow meter MTHW Ltrs Min | EN.EN3 Energy Sensor | [6 empty] | S22 | 0 | [10 empty] | No | No
MC048 | Chaplaincy Centre |  |  |  | MC048-B01/S23 | Building kwh | EN.EN3 Energy Sensor | [6 empty] | S23 | 0 | [10 empty] | No | No
MC048 | Chaplaincy Centre |  |  |  | MC048-B01/S24 | Temperature difference | EN.EN3 Energy Sensor | [6 empty] | S24 | 0 | [10 empty] | No | No
MC048 | Chaplaincy Centre |  |  |  | MC048-B01/S3 | MTHW Retn Temp | EN.EN3 Energy Sensor | [6 empty] | S3 | 0 | [10 empty] | No | No
MC048 | Chaplaincy Centre |  |  |  | MC048-B01/S4 | LTHW Flow Temp | EN.EN3 Energy Sensor | [6 empty] | S4 | 0 | [10 empty] | No | No
MC048 | Chaplaincy Centre |  |  |  | MC048-B01/S16 | Override off button pressed | EN.EN3 Energy Sensor | [6 empty] | S16 | 0 | [10 empty] | No | No
MC048 | Chaplaincy Centre |  |  |  | MC048-B01/S17 | Medium temperature hot water flow temperature | EN.EN3 Energy Sensor | [6 empty] | S17 | 0 | [10 empty] | No | No
MC048 | Chaplaincy Centre |  |  |  | MC048-B01/S18 | Medium temperature hot water return temperature | EN.EN3 Energy Sensor | [6 empty] | S18 | 0 | [10 empty] | No | No
MC048 | Chaplaincy Centre |  |  |  | MC048-B01/S19 | MTHW Flow Raw 4-20ma | EN.EN3 Energy Sensor | [6 empty] | S19 | 0 | [10 empty] | No | No
MC048 | Chaplaincy Centre |  |  |  | MC048-B01/S2 | Medium temperature hot water flow temperature | EN.EN3 Energy Sensor | [6 empty] | S2 | 0 | [10 empty] | No | No
MC048 | Chaplaincy Centre |  |  |  | MC048-B01/S20 | Cal Fow meter MTHW Ltrs Min | EN.EN3 Energy Sensor | [6 empty] | S20 | 0 | [10 empty] | No | No
MC048 | Chaplaincy Centre |  |  |  | MC048-B01/S10 | 1st Flr Space Temp | EN.EN3 Energy Sensor | [6 empty] | S10 | 0 | [10 empty] | No | No
MC048 | Chaplaincy Centre |  |  |  | MC048-B01/S11 | Immersion heater hoursr run total | EN.EN3 Energy Sensor | [6 empty] | S11 | 0 | [10 empty] | No | No
MC048 | Chaplaincy Centre |  |  |  | MC048-B01/S12 | VT Valve Position | EN.EN3 Energy Sensor | [6 empty] | S12 | 0 | [10 empty] | No | No
MC048 | Chaplaincy Centre |  |  |  | MC048-B01/S13 | Imm Hrs Run Daily | EN.EN3 Energy Sensor | [6 empty] | S13 | 0 | [10 empty] | No | No
MC048 | Chaplaincy Centre |  |  |  | MC048-B01/S14 | MTHW RAW 4-20ma | EN.EN3 Energy Sensor | [6 empty] | S14 | 0 | [10 empty] | No | No
MC048 | Chaplaincy Centre |  |  |  | MC048-B01/S15 | Foyer space corrected SP | EN.EN3 Energy Sensor | [6 empty] | S15 | 0 | [10 empty] | No | No
MC048 | Chaplaincy Centre |  |  |  | MC048-B01/P6 | DHW Flow Temp | EN.EN3 Energy Sensor | [6 empty] | P6 | 0 | [10 empty] | No | No
MC048 | Chaplaincy Centre |  |  |  | MC048-B01/P7 | DHW Retn Temp | EN.EN3 Energy Sensor | [6 empty] | P7 | 0 | [10 empty] | No | No
MC048 | Chaplaincy Centre |  |  |  | MC048-B01/P8 | Variable temperature circuit flow temperature | EN.EN3 Energy Sensor | [6 empty] | P8 | 0 | [10 empty] | No | No
MC048 | Chaplaincy Centre |  |  |  | MC048-B01/P9 | Gnd Flr Space Temp | EN.EN3 Energy Sensor | [6 empty] | P9 | 0 | [10 empty] | No | No
MC048 | Chaplaincy Centre |  |  |  | MC048-B01/Q1 | Sequence Table 1 | EN.EN3 Energy Sensor | [6 empty] | Q1 | 0 | [10 empty] | No | No
MC048 | Chaplaincy Centre |  |  |  | MC048-B01/S1 | Outside air temperature | EN.EN3 Energy Sensor | [6 empty] | S1 | 0 | [10 empty] | No | No
MC048 | Chaplaincy Centre |  |  |  | MC048-B01/P2 | Medium temperature hot water flow temperature | EN.EN3 Energy Sensor | [6 empty] | P2 | 0 | [10 empty] | No | No
MC048 | Chaplaincy Centre |  |  |  | MC048-B01/P20 | Building kwh | EN.EN3 Energy Sensor | [6 empty] | P20 | 0 | [10 empty] | No | No
MC048 | Chaplaincy Centre |  |  |  | MC048-B01/P21 | Temperature difference | EN.EN3 Energy Sensor | [6 empty] | P21 | 0 | [10 empty] | No | No
MC048 | Chaplaincy Centre |  |  |  | MC048-B01/P3 | MTHW Retn Temp | EN.EN3 Energy Sensor | [6 empty] | P3 | 0 | [10 empty] | No | No
MC048 | Chaplaincy Centre |  |  |  | MC048-B01/P4 | LTHW Flow Temp | EN.EN3 Energy Sensor | [6 empty] | P4 | 0 | [10 empty] | No | No
MC048 | Chaplaincy Centre |  |  |  | MC048-B01/P5 | LTHW Retn Temp | EN.EN3 Energy Sensor | [6 empty] | P5 | 0 | [10 empty] | No | No
MC048 | Chaplaincy Centre |  |  |  | MC048-B01/P14 | Immersion Element | EN.EN3 Energy Sensor | [6 empty] | P14 | 0 | [10 empty] | No | No
MC048 | Chaplaincy Centre |  |  |  | MC048-B01/P15 | Sensor 12 | EN.EN3 Energy Sensor | [6 empty] | P15 | 0 | [10 empty] | No | No
MC048 | Chaplaincy Centre |  |  |  | MC048-B01/P16 | Greathall Space SP | EN.EN3 Energy Sensor | [6 empty] | P16 | 0 | [10 empty] | No | No
MC048 | Chaplaincy Centre |  |  |  | MC048-B01/P17 | override off button | EN.EN3 Energy Sensor | [6 empty] | P17 | 0 | [10 empty] | No | No
MC048 | Chaplaincy Centre |  |  |  | MC048-B01/P18 | MTHW RAW 4-20ma | EN.EN3 Energy Sensor | [6 empty] | P18 | 0 | [10 empty] | No | No
MC048 | Chaplaincy Centre |  |  |  | MC048-B01/P19 | Cal Fow meter MTHW Ltrs Min | EN.EN3 Energy Sensor | [6 empty] | P19 | 0 | [10 empty] | No | No
MC048 | Chaplaincy Centre |  |  |  | MC048-B01/o3 | Alarm Route 3 | EN.EN3 Energy Sensor | [6 empty] | o3 | 0 | [10 empty] | No | No
MC048 | Chaplaincy Centre |  |  |  | MC048-B01/P1 | Outside air temperature | EN.EN3 Energy Sensor | [6 empty] | P1 | 0 | [10 empty] | No | No
MC048 | Chaplaincy Centre |  |  |  | MC048-B01/P10 | 1st Flr Space Temp | EN.EN3 Energy Sensor | [6 empty] | P10 | 0 | [10 empty] | No | No
MC048 | Chaplaincy Centre |  |  |  | MC048-B01/P11 | Calculated variable temperature circuit flow setpoint | EN.EN3 Energy Sensor | [6 empty] | P11 | 0 | [10 empty] | No | No
MC048 | Chaplaincy Centre |  |  |  | MC048-B01/P12 | Immersion heater hours run | EN.EN3 Energy Sensor | [6 empty] | P12 | 0 | [10 empty] | No | No
MC048 | Chaplaincy Centre |  |  |  | MC048-B01/P13 | Immersion heater hoursr run total | EN.EN3 Energy Sensor | [6 empty] | P13 | 0 | [10 empty] | No | No
MC048 | Chaplaincy Centre |  |  |  | MC048-B01/L1 | Variable temperature circuit valve | EN.EN3 Energy Sensor | [6 empty] | L1 | 0 | [10 empty] | No | No
MC048 | Chaplaincy Centre |  |  |  | MC048-B01/L2 | Loop 2 | EN.EN3 Energy Sensor | [6 empty] | L2 | 0 | [10 empty] | No | No
MC048 | Chaplaincy Centre |  |  |  | MC048-B01/n1 | TREND_05_7F_4A | EN.EN3 Energy Sensor | [6 empty] | n1 | 0 | [10 empty] | No | No
MC048 | Chaplaincy Centre |  |  |  | MC048-B01/o1 | Alarm Route 1 | EN.EN3 Energy Sensor | [6 empty] | o1 | 0 | [10 empty] | No | No
MC048 | Chaplaincy Centre |  |  |  | MC048-B01/O2 | Alarm Route 2 | EN.EN3 Energy Sensor | [6 empty] | O2 | 0 | [10 empty] | No | No
MC048 | Chaplaincy Centre |  |  |  | MC048-B01/K4 | Outside air temperature heating inhibit | EN.EN3 Energy Sensor | [6 empty] | K4 | 0 | [10 empty] | No | No
MC048 | Chaplaincy Centre |  |  |  | MC048-B01/K5 | VT Htg OSS SP | EN.EN3 Energy Sensor | [6 empty] | K5 | 0 | [10 empty] | No | No
MC048 | Chaplaincy Centre |  |  |  | MC048-B01/K6 | Min VT Flow At | EN.EN3 Energy Sensor | [6 empty] | K6 | 0 | [10 empty] | No | No
MC048 | Chaplaincy Centre |  |  |  | MC048-B01/K7 | Max VT Flow At | EN.EN3 Energy Sensor | [6 empty] | K7 | 0 | [10 empty] | No | No
MC048 | Chaplaincy Centre |  |  |  | MC048-B01/K8 | Min VT Flow SP | EN.EN3 Energy Sensor | [6 empty] | K8 | 0 | [10 empty] | No | No
MC048 | Chaplaincy Centre |  |  |  | MC048-B01/K9 | Max VT Flow SP | EN.EN3 Energy Sensor | [6 empty] | K9 | 0 | [10 empty] | No | No
MC048 | Chaplaincy Centre |  |  |  | MC048-B01/K14 | DHW Flow HI Alarm | EN.EN3 Energy Sensor | [6 empty] | K14 | 0 | [10 empty] | No | No
MC048 | Chaplaincy Centre |  |  |  | MC048-B01/K15 | DHW Flow LO Alarm | EN.EN3 Energy Sensor | [6 empty] | K15 | 0 | [10 empty] | No | No
MC048 | Chaplaincy Centre |  |  |  | MC048-B01/K2 | Water frost protection | EN.EN3 Energy Sensor | [6 empty] | K2 | 0 | [10 empty] | No | No
MC048 | Chaplaincy Centre |  |  |  | MC048-B01/K20 | Foyer fans off Time | EN.EN3 Energy Sensor | [6 empty] | K20 | 0 | [10 empty] | No | No
MC048 | Chaplaincy Centre |  |  |  | MC048-B01/K21 | Foyer space setpoint | EN.EN3 Energy Sensor | [6 empty] | K21 | 0 | [10 empty] | No | No
MC048 | Chaplaincy Centre |  |  |  | MC048-B01/K3 | Space frost protection | EN.EN3 Energy Sensor | [6 empty] | K3 | 0 | [10 empty] | No | No
MC048 | Chaplaincy Centre |  |  |  | MC048-B01/I9 | VT Pump 2 Run | EN.EN3 Energy Sensor | [6 empty] | I9 | 0 | [10 empty] | No | No
MC048 | Chaplaincy Centre |  |  |  | MC048-B01/K1 | Outside air temperature frost protection | EN.EN3 Energy Sensor | [6 empty] | K1 | 0 | [10 empty] | No | No
MC048 | Chaplaincy Centre |  |  |  | MC048-B01/K10 | Water Frost SP | EN.EN3 Energy Sensor | [6 empty] | K10 | 0 | [10 empty] | No | No
MC048 | Chaplaincy Centre |  |  |  | MC048-B01/K11 | LTHW Flow SP | EN.EN3 Energy Sensor | [6 empty] | K11 | 0 | [10 empty] | No | No
MC048 | Chaplaincy Centre |  |  |  | MC048-B01/K12 | MTHW Flow LO Lmt | EN.EN3 Energy Sensor | [6 empty] | K12 | 0 | [10 empty] | No | No
MC048 | Chaplaincy Centre |  |  |  | MC048-B01/K13 | DHW Flow SP | EN.EN3 Energy Sensor | [6 empty] | K13 | 0 | [10 empty] | No | No
MC048 | Chaplaincy Centre |  |  |  | MC048-B01/I31 | F WC Extr Fan 2 Fail | EN.EN3 Energy Sensor | [6 empty] | I31 | 0 | [10 empty] | No | No
MC048 | Chaplaincy Centre |  |  |  | MC048-B01/I4 | F WC Extr Fan 1 Run | EN.EN3 Energy Sensor | [6 empty] | I4 | 0 | [10 empty] | No | No
MC048 | Chaplaincy Centre |  |  |  | MC048-B01/I5 | F WC Extr Fan 2 Run | EN.EN3 Energy Sensor | [6 empty] | I5 | 0 | [10 empty] | No | No
MC048 | Chaplaincy Centre |  |  |  | MC048-B01/I6 | CT Pump 1 Run | EN.EN3 Energy Sensor | [6 empty] | I6 | 0 | [10 empty] | No | No
MC048 | Chaplaincy Centre |  |  |  | MC048-B01/I7 | CT Pump 2 Run | EN.EN3 Energy Sensor | [6 empty] | I7 | 0 | [10 empty] | No | No
MC048 | Chaplaincy Centre |  |  |  | MC048-B01/I8 | VT Pump 1 Run | EN.EN3 Energy Sensor | [6 empty] | I8 | 0 | [10 empty] | No | No
MC048 | Chaplaincy Centre |  |  |  | MC048-B01/I27 | DHW Sec Pump Fail | EN.EN3 Energy Sensor | [6 empty] | I27 | 0 | [10 empty] | No | No
MC048 | Chaplaincy Centre |  |  |  | MC048-B01/I28 | M WC Extr Fan 1 Fail | EN.EN3 Energy Sensor | [6 empty] | I28 | 0 | [10 empty] | No | No
MC048 | Chaplaincy Centre |  |  |  | MC048-B01/I29 | M WC Extr Fan 2 Fail | EN.EN3 Energy Sensor | [6 empty] | I29 | 0 | [10 empty] | No | No
MC048 | Chaplaincy Centre |  |  |  | MC048-B01/i3 | M WC Extr Fan 2 Run | EN.EN3 Energy Sensor | [6 empty] | i3 | 0 | [10 empty] | No | No
MC048 | Chaplaincy Centre |  |  |  | MC048-B01/I30 | F WC Extr Fan 1 Fail | EN.EN3 Energy Sensor | [6 empty] | I30 | 0 | [10 empty] | No | No
MC048 | Chaplaincy Centre |  |  |  | MC048-B01/I21 | Summer ECO active | EN.EN3 Energy Sensor | [6 empty] | I21 | 0 | [10 empty] | No | No
MC048 | Chaplaincy Centre |  |  |  | MC048-B01/I22 | CT Pump 1 Fail | EN.EN3 Energy Sensor | [6 empty] | I22 | 0 | [10 empty] | No | No
MC048 | Chaplaincy Centre |  |  |  | MC048-B01/I23 | CT Pump 2 Fail | EN.EN3 Energy Sensor | [6 empty] | I23 | 0 | [10 empty] | No | No
MC048 | Chaplaincy Centre |  |  |  | MC048-B01/I24 | VT Pump 1 Fail | EN.EN3 Energy Sensor | [6 empty] | I24 | 0 | [10 empty] | No | No
MC048 | Chaplaincy Centre |  |  |  | MC048-B01/I25 | VT Pump 2 Fail | EN.EN3 Energy Sensor | [6 empty] | I25 | 0 | [10 empty] | No | No
MC048 | Chaplaincy Centre |  |  |  | MC048-B01/I26 | MTHW LO Flow Temp | EN.EN3 Energy Sensor | [6 empty] | I26 | 0 | [10 empty] | No | No
MC048 | Chaplaincy Centre |  |  |  | MC048-B01/I12 | DHW Imm Htr Run | EN.EN3 Energy Sensor | [6 empty] | I12 | 0 | [10 empty] | No | No
MC048 | Chaplaincy Centre |  |  |  | MC048-B01/I13 | DeStrat Pump Fault | EN.EN3 Energy Sensor | [6 empty] | I13 | 0 | [10 empty] | No | No
MC048 | Chaplaincy Centre |  |  |  | MC048-B01/I14 | Foyer Fans on off | EN.EN3 Energy Sensor | [6 empty] | I14 | 0 | [10 empty] | No | No
MC048 | Chaplaincy Centre |  |  |  | MC048-B01/I15 | 3 Foyer Fans Tripped | EN.EN3 Energy Sensor | [6 empty] | I15 | 0 | [10 empty] | No | No
MC048 | Chaplaincy Centre |  |  |  | MC048-B01/i2 | M WC Extr Fan 1 Run | EN.EN3 Energy Sensor | [6 empty] | i2 | 0 | [10 empty] | No | No
MC048 | Chaplaincy Centre |  |  |  | MC048-B01/G84 | Logic 84 | EN.EN3 Energy Sensor | [6 empty] | G84 | 0 | [10 empty] | No | No
MC048 | Chaplaincy Centre |  |  |  | MC048-B01/G9 | Logic 9 | EN.EN3 Energy Sensor | [6 empty] | G9 | 0 | [10 empty] | No | No
MC048 | Chaplaincy Centre |  |  |  | MC048-B01/i1 | Fire Alarm Healthy | EN.EN3 Energy Sensor | [6 empty] | i1 | 0 | [10 empty] | No | No
MC048 | Chaplaincy Centre |  |  |  | MC048-B01/I10 | DHW Sec Pump Run | EN.EN3 Energy Sensor | [6 empty] | I10 | 0 | [10 empty] | No | No
MC048 | Chaplaincy Centre |  |  |  | MC048-B01/I11 | DHW HI Limit | EN.EN3 Energy Sensor | [6 empty] | I11 | 0 | [10 empty] | No | No
MC048 | Chaplaincy Centre |  |  |  | MC048-B01/G78 | Logic 78 | EN.EN3 Energy Sensor | [6 empty] | G78 | 0 | [10 empty] | No | No
MC048 | Chaplaincy Centre |  |  |  | MC048-B01/G79 | Logic 79 | EN.EN3 Energy Sensor | [6 empty] | G79 | 0 | [10 empty] | No | No
MC048 | Chaplaincy Centre |  |  |  | MC048-B01/G8 | Reset | EN.EN3 Energy Sensor | [6 empty] | G8 | 0 | [10 empty] | No | No
MC048 | Chaplaincy Centre |  |  |  | MC048-B01/G81 | Logic 81 | EN.EN3 Energy Sensor | [6 empty] | G81 | 0 | [10 empty] | No | No
MC048 | Chaplaincy Centre |  |  |  | MC048-B01/G82 | Foyer fans temp off | EN.EN3 Energy Sensor | [6 empty] | G82 | 0 | [10 empty] | No | No
MC048 | Chaplaincy Centre |  |  |  | MC048-B01/G83 | Logic 83 | EN.EN3 Energy Sensor | [6 empty] | G83 | 0 | [10 empty] | No | No
MC048 | Chaplaincy Centre |  |  |  | MC048-B01/G70 | DHW Alarm | EN.EN3 Energy Sensor | [6 empty] | G70 | 0 | [10 empty] | No | No
MC048 | Chaplaincy Centre |  |  |  | MC048-B01/G71 | Immersion heater hoursr run total | EN.EN3 Energy Sensor | [6 empty] | G71 | 0 | [10 empty] | No | No
MC048 | Chaplaincy Centre |  |  |  | MC048-B01/G72 | Immersion heater hours run | EN.EN3 Energy Sensor | [6 empty] | G72 | 0 | [10 empty] | No | No
MC048 | Chaplaincy Centre |  |  |  | MC048-B01/G73 | Immersion heater hours run | EN.EN3 Energy Sensor | [6 empty] | G73 | 0 | [10 empty] | No | No
MC048 | Chaplaincy Centre |  |  |  | MC048-B01/G74 | PB fan off timer | EN.EN3 Energy Sensor | [6 empty] | G74 | 0 | [10 empty] | No | No
MC048 | Chaplaincy Centre |  |  |  | MC048-B01/G75 | Logic 75 | EN.EN3 Energy Sensor | [6 empty] | G75 | 0 | [10 empty] | No | No
MC048 | Chaplaincy Centre |  |  |  | MC048-B01/G65 | Logic 65 | EN.EN3 Energy Sensor | [6 empty] | G65 | 0 | [10 empty] | No | No
MC048 | Chaplaincy Centre |  |  |  | MC048-B01/G66 | Logic 66 | EN.EN3 Energy Sensor | [6 empty] | G66 | 0 | [10 empty] | No | No
MC048 | Chaplaincy Centre |  |  |  | MC048-B01/G67 | Logic 67 | EN.EN3 Energy Sensor | [6 empty] | G67 | 0 | [10 empty] | No | No
MC048 | Chaplaincy Centre |  |  |  | MC048-B01/G68 | P1 | EN.EN3 Energy Sensor | [6 empty] | G68 | 0 | [10 empty] | No | No
MC048 | Chaplaincy Centre |  |  |  | MC048-B01/G69 | P2 | EN.EN3 Energy Sensor | [6 empty] | G69 | 0 | [10 empty] | No | No
MC048 | Chaplaincy Centre |  |  |  | MC048-B01/G7 | Summer ECO | EN.EN3 Energy Sensor | [6 empty] | G7 | 0 | [10 empty] | No | No
MC048 | Chaplaincy Centre |  |  |  | MC048-B01/G6 | VT Space Frost | EN.EN3 Energy Sensor | [6 empty] | G6 | 0 | [10 empty] | No | No
MC048 | Chaplaincy Centre |  |  |  | MC048-B01/G60 | P1 | EN.EN3 Energy Sensor | [6 empty] | G60 | 0 | [10 empty] | No | No
MC048 | Chaplaincy Centre |  |  |  | MC048-B01/G61 | P2 | EN.EN3 Energy Sensor | [6 empty] | G61 | 0 | [10 empty] | No | No
MC048 | Chaplaincy Centre |  |  |  | MC048-B01/G62 | Logic 62 | EN.EN3 Energy Sensor | [6 empty] | G62 | 0 | [10 empty] | No | No
MC048 | Chaplaincy Centre |  |  |  | MC048-B01/G63 | F WC Extr Fan Duty | EN.EN3 Energy Sensor | [6 empty] | G63 | 0 | [10 empty] | No | No
MC048 | Chaplaincy Centre |  |  |  | MC048-B01/G64 | Logic 64 | EN.EN3 Energy Sensor | [6 empty] | G64 | 0 | [10 empty] | No | No
MC048 | Chaplaincy Centre |  |  |  | MC048-B01/G54 | Logic 54 | EN.EN3 Energy Sensor | [6 empty] | G54 | 0 | [10 empty] | No | No
MC048 | Chaplaincy Centre |  |  |  | MC048-B01/G55 | M WC Extr Fan Duty | EN.EN3 Energy Sensor | [6 empty] | G55 | 0 | [10 empty] | No | No
MC048 | Chaplaincy Centre |  |  |  | MC048-B01/G56 | Logic 56 | EN.EN3 Energy Sensor | [6 empty] | G56 | 0 | [10 empty] | No | No
MC048 | Chaplaincy Centre |  |  |  | MC048-B01/G57 | Logic 57 | EN.EN3 Energy Sensor | [6 empty] | G57 | 0 | [10 empty] | No | No
MC048 | Chaplaincy Centre |  |  |  | MC048-B01/G58 | Logic 58 | EN.EN3 Energy Sensor | [6 empty] | G58 | 0 | [10 empty] | No | No
MC048 | Chaplaincy Centre |  |  |  | MC048-B01/G59 | Logic 59 | EN.EN3 Energy Sensor | [6 empty] | G59 | 0 | [10 empty] | No | No
MC048 | Chaplaincy Centre |  |  |  | MC048-B01/G49 | Logic 49 | EN.EN3 Energy Sensor | [6 empty] | G49 | 0 | [10 empty] | No | No
MC048 | Chaplaincy Centre |  |  |  | MC048-B01/G5 | Water frost | EN.EN3 Energy Sensor | [6 empty] | G5 | 0 | [10 empty] | No | No
MC048 | Chaplaincy Centre |  |  |  | MC048-B01/G50 | Logic 50 | EN.EN3 Energy Sensor | [6 empty] | G50 | 0 | [10 empty] | No | No
MC048 | Chaplaincy Centre |  |  |  | MC048-B01/G51 | Logic 51 | EN.EN3 Energy Sensor | [6 empty] | G51 | 0 | [10 empty] | No | No
MC048 | Chaplaincy Centre |  |  |  | MC048-B01/G52 | M WC Extr | EN.EN3 Energy Sensor | [6 empty] | G52 | 0 | [10 empty] | No | No
MC048 | Chaplaincy Centre |  |  |  | MC048-B01/G53 | F WC Extr | EN.EN3 Energy Sensor | [6 empty] | G53 | 0 | [10 empty] | No | No
MC048 | Chaplaincy Centre |  |  |  | MC048-B01/G43 | Logic 43 | EN.EN3 Energy Sensor | [6 empty] | G43 | 0 | [10 empty] | No | No
MC048 | Chaplaincy Centre |  |  |  | MC048-B01/G44 | Logic 44 | EN.EN3 Energy Sensor | [6 empty] | G44 | 0 | [10 empty] | No | No
MC048 | Chaplaincy Centre |  |  |  | MC048-B01/G45 | Logic 45 | EN.EN3 Energy Sensor | [6 empty] | G45 | 0 | [10 empty] | No | No
MC048 | Chaplaincy Centre |  |  |  | MC048-B01/G46 | Logic 46 | EN.EN3 Energy Sensor | [6 empty] | G46 | 0 | [10 empty] | No | No
MC048 | Chaplaincy Centre |  |  |  | MC048-B01/G47 | Logic 47 | EN.EN3 Energy Sensor | [6 empty] | G47 | 0 | [10 empty] | No | No
MC048 | Chaplaincy Centre |  |  |  | MC048-B01/G48 | Logic 48 | EN.EN3 Energy Sensor | [6 empty] | G48 | 0 | [10 empty] | No | No
MC048 | Chaplaincy Centre |  |  |  | MC048-B01/G37 | Logic 37 | EN.EN3 Energy Sensor | [6 empty] | G37 | 0 | [10 empty] | No | No
MC048 | Chaplaincy Centre |  |  |  | MC048-B01/G38 | Logic 38 | EN.EN3 Energy Sensor | [6 empty] | G38 | 0 | [10 empty] | No | No
MC048 | Chaplaincy Centre |  |  |  | MC048-B01/G39 | Logic 39 | EN.EN3 Energy Sensor | [6 empty] | G39 | 0 | [10 empty] | No | No
MC048 | Chaplaincy Centre |  |  |  | MC048-B01/G4 | OAT Frost Htg ON | EN.EN3 Energy Sensor | [6 empty] | G4 | 0 | [10 empty] | No | No
MC048 | Chaplaincy Centre |  |  |  | MC048-B01/G40 | NO MTHW | EN.EN3 Energy Sensor | [6 empty] | G40 | 0 | [10 empty] | No | No
MC048 | Chaplaincy Centre |  |  |  | MC048-B01/G42 | DHW CT Dmd | EN.EN3 Energy Sensor | [6 empty] | G42 | 0 | [10 empty] | No | No
MC048 | Chaplaincy Centre |  |  |  | MC048-B01/G31 | Logic 31 | EN.EN3 Energy Sensor | [6 empty] | G31 | 0 | [10 empty] | No | No
MC048 | Chaplaincy Centre |  |  |  | MC048-B01/G32 | Logic 32 | EN.EN3 Energy Sensor | [6 empty] | G32 | 0 | [10 empty] | No | No
MC048 | Chaplaincy Centre |  |  |  | MC048-B01/G33 | P1 | EN.EN3 Energy Sensor | [6 empty] | G33 | 0 | [10 empty] | No | No
MC048 | Chaplaincy Centre |  |  |  | MC048-B01/G34 | P2 | EN.EN3 Energy Sensor | [6 empty] | G34 | 0 | [10 empty] | No | No
MC048 | Chaplaincy Centre |  |  |  | MC048-B01/G35 | Logic 35 | EN.EN3 Energy Sensor | [6 empty] | G35 | 0 | [10 empty] | No | No
MC048 | Chaplaincy Centre |  |  |  | MC048-B01/G36 | Logic 36 | EN.EN3 Energy Sensor | [6 empty] | G36 | 0 | [10 empty] | No | No
MC048 | Chaplaincy Centre |  |  |  | MC048-B01/G26 | VT Pumps | EN.EN3 Energy Sensor | [6 empty] | G26 | 0 | [10 empty] | No | No
MC048 | Chaplaincy Centre |  |  |  | MC048-B01/G27 | Logic 27 | EN.EN3 Energy Sensor | [6 empty] | G27 | 0 | [10 empty] | No | No
MC048 | Chaplaincy Centre |  |  |  | MC048-B01/G28 | Variable flow circuit pump duty | EN.EN3 Energy Sensor | [6 empty] | G28 | 0 | [10 empty] | No | No
MC048 | Chaplaincy Centre |  |  |  | MC048-B01/G29 | Logic 29 | EN.EN3 Energy Sensor | [6 empty] | G29 | 0 | [10 empty] | No | No
MC048 | Chaplaincy Centre |  |  |  | MC048-B01/G3 | OAT Frost Htg OFF | EN.EN3 Energy Sensor | [6 empty] | G3 | 0 | [10 empty] | No | No
MC048 | Chaplaincy Centre |  |  |  | MC048-B01/G30 | Logic 30 | EN.EN3 Energy Sensor | [6 empty] | G30 | 0 | [10 empty] | No | No
MC048 | Chaplaincy Centre |  |  |  | MC048-B01/G20 | Logic 20 | EN.EN3 Energy Sensor | [6 empty] | G20 | 0 | [10 empty] | No | No
MC048 | Chaplaincy Centre |  |  |  | MC048-B01/G21 | P1 | EN.EN3 Energy Sensor | [6 empty] | G21 | 0 | [10 empty] | No | No
MC048 | Chaplaincy Centre |  |  |  | MC048-B01/G22 | P2 | EN.EN3 Energy Sensor | [6 empty] | G22 | 0 | [10 empty] | No | No
MC048 | Chaplaincy Centre |  |  |  | MC048-B01/G23 | Logic 23 | EN.EN3 Energy Sensor | [6 empty] | G23 | 0 | [10 empty] | No | No
MC048 | Chaplaincy Centre |  |  |  | MC048-B01/G24 | VT Dmd | EN.EN3 Energy Sensor | [6 empty] | G24 | 0 | [10 empty] | No | No
MC048 | Chaplaincy Centre |  |  |  | MC048-B01/G25 | Logic 25 | EN.EN3 Energy Sensor | [6 empty] | G25 | 0 | [10 empty] | No | No
MC048 | Chaplaincy Centre |  |  |  | MC048-B01/G15 | Logic 15 | EN.EN3 Energy Sensor | [6 empty] | G15 | 0 | [10 empty] | No | No
MC048 | Chaplaincy Centre |  |  |  | MC048-B01/G16 | Constant temperature circuit pump duty | EN.EN3 Energy Sensor | [6 empty] | G16 | 0 | [10 empty] | No | No
MC048 | Chaplaincy Centre |  |  |  | MC048-B01/G17 | Logic 17 | EN.EN3 Energy Sensor | [6 empty] | G17 | 0 | [10 empty] | No | No
MC048 | Chaplaincy Centre |  |  |  | MC048-B01/G18 | Logic 18 | EN.EN3 Energy Sensor | [6 empty] | G18 | 0 | [10 empty] | No | No
MC048 | Chaplaincy Centre |  |  |  | MC048-B01/G19 | Logic 19 | EN.EN3 Energy Sensor | [6 empty] | G19 | 0 | [10 empty] | No | No
MC048 | Chaplaincy Centre |  |  |  | MC048-B01/G2 | Logic 2 | EN.EN3 Energy Sensor | [6 empty] | G2 | 0 | [10 empty] | No | No
MC048 | Chaplaincy Centre |  |  |  | MC048-B01/G1 | Logic 1 | EN.EN3 Energy Sensor | [6 empty] | G1 | 0 | [10 empty] | No | No
MC048 | Chaplaincy Centre |  |  |  | MC048-B01/G10 | Logic 10 | EN.EN3 Energy Sensor | [6 empty] | G10 | 0 | [10 empty] | No | No
MC048 | Chaplaincy Centre |  |  |  | MC048-B01/G11 | Logic 11 | EN.EN3 Energy Sensor | [6 empty] | G11 | 0 | [10 empty] | No | No
MC048 | Chaplaincy Centre |  |  |  | MC048-B01/G12 | CT Dmd | EN.EN3 Energy Sensor | [6 empty] | G12 | 0 | [10 empty] | No | No
MC048 | Chaplaincy Centre |  |  |  | MC048-B01/G13 | Logic 13 | EN.EN3 Energy Sensor | [6 empty] | G13 | 0 | [10 empty] | No | No
MC048 | Chaplaincy Centre |  |  |  | MC048-B01/G14 | CT Pumps | EN.EN3 Energy Sensor | [6 empty] | G14 | 0 | [10 empty] | No | No
MC048 | Chaplaincy Centre |  |  |  | MC048-B01/F42 | Function 42 | EN.EN3 Energy Sensor | [6 empty] | F42 | 0 | [10 empty] | No | No
MC048 | Chaplaincy Centre |  |  |  | MC048-B01/F5 | Function 5 | EN.EN3 Energy Sensor | [6 empty] | F5 | 0 | [10 empty] | No | No
MC048 | Chaplaincy Centre |  |  |  | MC048-B01/F6 | Function 6 | EN.EN3 Energy Sensor | [6 empty] | F6 | 0 | [10 empty] | No | No
MC048 | Chaplaincy Centre |  |  |  | MC048-B01/F7 | Min VT Room Temp | EN.EN3 Energy Sensor | [6 empty] | F7 | 0 | [10 empty] | No | No
MC048 | Chaplaincy Centre |  |  |  | MC048-B01/F8 | Function 8 | EN.EN3 Energy Sensor | [6 empty] | F8 | 0 | [10 empty] | No | No
MC048 | Chaplaincy Centre |  |  |  | MC048-B01/F9 | Function 9 | EN.EN3 Energy Sensor | [6 empty] | F9 | 0 | [10 empty] | No | No
MC048 | Chaplaincy Centre |  |  |  | MC048-B01/F37 | Function 37 | EN.EN3 Energy Sensor | [6 empty] | F37 | 0 | [10 empty] | No | No
MC048 | Chaplaincy Centre |  |  |  | MC048-B01/F38 | Function 38 | EN.EN3 Energy Sensor | [6 empty] | F38 | 0 | [10 empty] | No | No
MC048 | Chaplaincy Centre |  |  |  | MC048-B01/F39 | Function 39 | EN.EN3 Energy Sensor | [6 empty] | F39 | 0 | [10 empty] | No | No
MC048 | Chaplaincy Centre |  |  |  | MC048-B01/F4 | Function 4 | EN.EN3 Energy Sensor | [6 empty] | F4 | 0 | [10 empty] | No | No
MC048 | Chaplaincy Centre |  |  |  | MC048-B01/F40 | Litres per second | EN.EN3 Energy Sensor | [6 empty] | F40 | 0 | [10 empty] | No | No
MC048 | Chaplaincy Centre |  |  |  | MC048-B01/F41 | Subtract for delta-T | EN.EN3 Energy Sensor | [6 empty] | F41 | 0 | [10 empty] | No | No
MC048 | Chaplaincy Centre |  |  |  | MC048-B01/F31 | Function 31 | EN.EN3 Energy Sensor | [6 empty] | F31 | 0 | [10 empty] | No | No
MC048 | Chaplaincy Centre |  |  |  | MC048-B01/F32 | Function 32 | EN.EN3 Energy Sensor | [6 empty] | F32 | 0 | [10 empty] | No | No
MC048 | Chaplaincy Centre |  |  |  | MC048-B01/F33 | Function 33 | EN.EN3 Energy Sensor | [6 empty] | F33 | 0 | [10 empty] | No | No
MC048 | Chaplaincy Centre |  |  |  | MC048-B01/F34 | Function 34 | EN.EN3 Energy Sensor | [6 empty] | F34 | 0 | [10 empty] | No | No
MC048 | Chaplaincy Centre |  |  |  | MC048-B01/F35 | Function 35 | EN.EN3 Energy Sensor | [6 empty] | F35 | 0 | [10 empty] | No | No
MC048 | Chaplaincy Centre |  |  |  | MC048-B01/F36 | Function 36 | EN.EN3 Energy Sensor | [6 empty] | F36 | 0 | [10 empty] | No | No
MC048 | Chaplaincy Centre |  |  |  | MC048-B01/F26 | Function 26 | EN.EN3 Energy Sensor | [6 empty] | F26 | 0 | [10 empty] | No | No
MC048 | Chaplaincy Centre |  |  |  | MC048-B01/F27 | Function 27 | EN.EN3 Energy Sensor | [6 empty] | F27 | 0 | [10 empty] | No | No
MC048 | Chaplaincy Centre |  |  |  | MC048-B01/F28 | Function 28 | EN.EN3 Energy Sensor | [6 empty] | F28 | 0 | [10 empty] | No | No
MC048 | Chaplaincy Centre |  |  |  | MC048-B01/F29 | Function 29 | EN.EN3 Energy Sensor | [6 empty] | F29 | 0 | [10 empty] | No | No
MC048 | Chaplaincy Centre |  |  |  | MC048-B01/F3 | Function 3 | EN.EN3 Energy Sensor | [6 empty] | F3 | 0 | [10 empty] | No | No
MC048 | Chaplaincy Centre |  |  |  | MC048-B01/F30 | Function 30 | EN.EN3 Energy Sensor | [6 empty] | F30 | 0 | [10 empty] | No | No
MC048 | Chaplaincy Centre |  |  |  | MC048-B01/F2 | Outside air temperature frost | EN.EN3 Energy Sensor | [6 empty] | F2 | 0 | [10 empty] | No | No
MC048 | Chaplaincy Centre |  |  |  | MC048-B01/F20 | Function 20 | EN.EN3 Energy Sensor | [6 empty] | F20 | 0 | [10 empty] | No | No
MC048 | Chaplaincy Centre |  |  |  | MC048-B01/F22 | Function 22 | EN.EN3 Energy Sensor | [6 empty] | F22 | 0 | [10 empty] | No | No
MC048 | Chaplaincy Centre |  |  |  | MC048-B01/F23 | Function 23 | EN.EN3 Energy Sensor | [6 empty] | F23 | 0 | [10 empty] | No | No
MC048 | Chaplaincy Centre |  |  |  | MC048-B01/F24 | DHW Dmd | EN.EN3 Energy Sensor | [6 empty] | F24 | 0 | [10 empty] | No | No
MC048 | Chaplaincy Centre |  |  |  | MC048-B01/F25 | Function 25 | EN.EN3 Energy Sensor | [6 empty] | F25 | 0 | [10 empty] | No | No
MC048 | Chaplaincy Centre |  |  |  | MC048-B01/F14 | Function 14 | EN.EN3 Energy Sensor | [6 empty] | F14 | 0 | [10 empty] | No | No
MC048 | Chaplaincy Centre |  |  |  | MC048-B01/F15 | Function 15 | EN.EN3 Energy Sensor | [6 empty] | F15 | 0 | [10 empty] | No | No
MC048 | Chaplaincy Centre |  |  |  | MC048-B01/F16 | Function 16 | EN.EN3 Energy Sensor | [6 empty] | F16 | 0 | [10 empty] | No | No
MC048 | Chaplaincy Centre |  |  |  | MC048-B01/F17 | Function 17 | EN.EN3 Energy Sensor | [6 empty] | F17 | 0 | [10 empty] | No | No
MC048 | Chaplaincy Centre |  |  |  | MC048-B01/F18 | Function 18 | EN.EN3 Energy Sensor | [6 empty] | F18 | 0 | [10 empty] | No | No
MC048 | Chaplaincy Centre |  |  |  | MC048-B01/F19 | Function 19 | EN.EN3 Energy Sensor | [6 empty] | F19 | 0 | [10 empty] | No | No
MC048 | Chaplaincy Centre |  |  |  | MC048-B01/e1 | Supervisor | EN.EN3 Energy Sensor | [6 empty] | e1 | 0 | [10 empty] | No | No
MC048 | Chaplaincy Centre |  |  |  | MC048-B01/F1 | Function 1 | EN.EN3 Energy Sensor | [6 empty] | F1 | 0 | [10 empty] | No | No
MC048 | Chaplaincy Centre |  |  |  | MC048-B01/F10 | Outside air temperature heating inhibit | EN.EN3 Energy Sensor | [6 empty] | F10 | 0 | [10 empty] | No | No
MC048 | Chaplaincy Centre |  |  |  | MC048-B01/F11 | Function 11 | EN.EN3 Energy Sensor | [6 empty] | F11 | 0 | [10 empty] | No | No
MC048 | Chaplaincy Centre |  |  |  | MC048-B01/F12 | Function 12 | EN.EN3 Energy Sensor | [6 empty] | F12 | 0 | [10 empty] | No | No
MC048 | Chaplaincy Centre |  |  |  | MC048-B01/F13 | Function 13 | EN.EN3 Energy Sensor | [6 empty] | F13 | 0 | [10 empty] | No | No
MC048 | Chaplaincy Centre |  |  |  | MC048-B01/D4 | Variable temperature circuit valve | EN.EN3 Energy Sensor | [6 empty] | D4 | 0 | [10 empty] | No | No
MC048 | Chaplaincy Centre |  |  |  | MC048-B01/D5 | DHW Sec Pump En | EN.EN3 Energy Sensor | [6 empty] | D5 | 0 | [10 empty] | No | No
MC048 | Chaplaincy Centre |  |  |  | MC048-B01/D6 | DeStrat Pump En | EN.EN3 Energy Sensor | [6 empty] | D6 | 0 | [10 empty] | No | No
MC048 | Chaplaincy Centre |  |  |  | MC048-B01/D7 | DHW Cal Valve | EN.EN3 Energy Sensor | [6 empty] | D7 | 0 | [10 empty] | No | No
MC048 | Chaplaincy Centre |  |  |  | MC048-B01/D8 | DHW Imm Htr En | EN.EN3 Energy Sensor | [6 empty] | D8 | 0 | [10 empty] | No | No
MC048 | Chaplaincy Centre |  |  |  | MC048-B01/D9 | M WC Extr Fans En | EN.EN3 Energy Sensor | [6 empty] | D9 | 0 | [10 empty] | No | No
MC202 | Charles Carter Building | E02 | Plant Room |  | MC202-L02 | Data logger: Charles Carter | EN.EN1 Data Logger |  |  |  |  | Multilog G2 | Enercom | 0501E3E77B00 | 0
MC202 | Charles Carter Building | E02 | Plant Room |  | MC202-L01 | Data logger: Charles Carter | EN.EN1 Data Logger |  |  |  |  | Multilog G2 | Enercom | 0501E388CE00 | 0 |  |  | 10.23.15.103
MC202 | Charles Carter Building | E02 | Plant Room |  | MC202-L03 | Data logger: Charles Carter | EN.EN1 Data Logger |  |  |  |  | Multilog G2 | Enercom | 0501E389FE00 | 0
MC202 | Charles Carter Building |  |  |  | MC202-B15 | BMS Controller: Charles Carter Building | EN.EN4 BMS Controller |  |  |  |  | IQ3xact12 | Trend | 05937EE0-58E6-42F3-B6BD-A180D9634B6C | 0
MC202 | Charles Carter Building |  |  |  | MC202-B16 | BMS Controller: Charles Carter Building | EN.EN4 BMS Controller |  |  |  |  | IQ3xact12 | Trend | 0CD2E41C-8BF1-406E-A0E5-35FDE4D48448 | 0
MC202 | Charles Carter Building |  |  |  | MC202-B02 | BMS Controller: Charles Carter Building | EN.EN4 BMS Controller |  |  |  |  | IQ3xact12 | Trend | 12C7BEEE-7518-42B3-883D-9519578B26E2 | 0
MC202 | Charles Carter Building |  |  |  | MC202-B12 | BMS Controller: Charles Carter Building | EN.EN4 BMS Controller |  |  |  |  | IQ3xact12 | Trend | 2E84B259-DB7E-4828-9600-6894F43214B1 | 0
MC202 | Charles Carter Building |  |  |  | MC202-B13 | BMS Controller: Charles Carter Building | EN.EN4 BMS Controller |  |  |  |  | IQ3xact12 | Trend | 3A0BE3D4-E0FA-4C1F-9BA8-C322A69365F0 | 0
MC202 | Charles Carter Building |  |  |  | MC202-B17 | BMS Controller: Charles Carter Building | EN.EN4 BMS Controller |  |  |  |  | IQ3xcite96 Iss2.31 Aug 26 2010 | Trend | 52b02653-d689-4ef9-8bd3-c4235c70e2c8 | 0
MC202 | Charles Carter Building |  |  |  | MC202-B11 | BMS Controller: Charles Carter Building | EN.EN4 BMS Controller |  |  |  |  | IQ3xact12 | Trend | 5DC6DA44-0B71-4691-9570-B6779B702E56 | 0
MC202 | Charles Carter Building |  |  |  | MC202-B05 | BMS Controller: Charles Carter Building | EN.EN4 BMS Controller |  |  |  |  | IQ3xact12 | Trend | 7687621A-78C8-4D4E-A3F4-EC9E02B8E848 | 0
MC202 | Charles Carter Building |  |  |  | MC202-B07 | BMS Controller: Charles Carter Building | EN.EN4 BMS Controller |  |  |  |  | IQ3xact12 | Trend | 907C02B5-F146-489E-9F13-0FDAE906885F | 0
MC202 | Charles Carter Building |  |  |  | MC202-B14 | BMS Controller: Charles Carter Building | EN.EN4 BMS Controller |  |  |  |  | IQ3xact12 | Trend | 9F75D3D2-1142-45A2-91F1-7DF2F6A4135F | 0
MC202 | Charles Carter Building |  |  |  | MC202-B09 | BMS Controller: Charles Carter Building | EN.EN4 BMS Controller |  |  |  |  | IQ3xact12 | Trend | B4FF0FAC-56D8-4F05-8A3D-297CBB76B70D | 0
MC202 | Charles Carter Building |  |  |  | MC202-B04 | BMS Controller: Charles Carter Building | EN.EN4 BMS Controller |  |  |  |  | IQ3xact12 | Trend | B8C7EAD4-70EF-4C0D-8309-AE001535EA37 | 0
MC202 | Charles Carter Building |  |  |  | MC202-B06 | BMS Controller: Charles Carter Building | EN.EN4 BMS Controller |  |  |  |  | IQ3xact12 | Trend | C8004C1F-C326-49E6-B7D9-71A6E8D2AC9B | 0
MC202 | Charles Carter Building |  |  |  | MC202-B08 | BMS Controller: Charles Carter Building | EN.EN4 BMS Controller |  |  |  |  | IQ3xact12 | Trend | D3627F7E-A55D-4555-AC89-0B56B5268911 | 0
MC202 | Charles Carter Building |  |  |  | MC202-B10 | BMS Controller: Charles Carter Building | EN.EN4 BMS Controller |  |  |  |  | IQ3xact12 | Trend | D99DCE40-8245-46C1-9247-89E0CCE71E8F | 0
MC202 | Charles Carter Building |  |  |  | MC202-B03 | BMS Controller: Charles Carter Building | EN.EN4 BMS Controller |  |  |  |  | IQ3xact12 | Trend | DEEA835B-34A0-4FB9-8A35-2F0B40D6608D | 0
MC202 | Charles Carter Building |  |  |  | MC202-B01 | BMS Controller: Charles Carter Building | EN.EN4 BMS Controller |  |  |  |  | IQ3xact12 | Trend | E005F3A3-AF5C-4B90-BC0F-80968EE3BB91 | 0
MC202 | Charles Carter Building |  |  |  | MC202-L02/M001 | Charles Carter C Floor C1 Total | EN.EN2 Energy Meter | [6 empty] | 1 | 0 | [10 empty] | No | No
MC202 | Charles Carter Building | C29 | Office |  | MC202-L02/M001 | Charles Carter C Floor C1 Total | EN.EN2 Energy Meter | [6 empty] | 1 | 0 | [10 empty] | No | No
MC202 | Charles Carter Building | C30 | Office |  | MC202-L02/M001 | Charles Carter C Floor C1 Total | EN.EN2 Energy Meter | [6 empty] | 1 | 0 | [10 empty] | No | No
MC202 | Charles Carter Building | C31 | Office |  | MC202-L02/M001 | Charles Carter C Floor C1 Total | EN.EN2 Energy Meter | [6 empty] | 1 | 0 | [10 empty] | No | No
MC202 | Charles Carter Building | C24a | Maintenance Zone |  | MC202-L02/M001 | Charles Carter C Floor C1 Total | EN.EN2 Energy Meter | [6 empty] | 1 | 0 | [10 empty] | No | No
MC202 | Charles Carter Building | C24r2 | SR2 |  | MC202-L02/M001 | Charles Carter C Floor C1 Total | EN.EN2 Energy Meter | [6 empty] | 1 | 0 | [10 empty] | No | No
MC202 | Charles Carter Building | C25 | Office |  | MC202-L02/M001 | Charles Carter C Floor C1 Total | EN.EN2 Energy Meter | [6 empty] | 1 | 0 | [10 empty] | No | No
MC202 | Charles Carter Building | C26 | Office |  | MC202-L02/M001 | Charles Carter C Floor C1 Total | EN.EN2 Energy Meter | [6 empty] | 1 | 0 | [10 empty] | No | No
MC202 | Charles Carter Building | C27 | Office |  | MC202-L02/M001 | Charles Carter C Floor C1 Total | EN.EN2 Energy Meter | [6 empty] | 1 | 0 | [10 empty] | No | No
MC202 | Charles Carter Building | C28 | Office |  | MC202-L02/M001 | Charles Carter C Floor C1 Total | EN.EN2 Energy Meter | [6 empty] | 1 | 0 | [10 empty] | No | No
MC202 | Charles Carter Building | C19 | WC |  | MC202-L02/M001 | Charles Carter C Floor C1 Total | EN.EN2 Energy Meter | [6 empty] | 1 | 0 | [10 empty] | No | No
MC202 | Charles Carter Building | C20 | WC |  | MC202-L02/M001 | Charles Carter C Floor C1 Total | EN.EN2 Energy Meter | [6 empty] | 1 | 0 | [10 empty] | No | No
MC202 | Charles Carter Building | C21 | WC |  | MC202-L02/M001 | Charles Carter C Floor C1 Total | EN.EN2 Energy Meter | [6 empty] | 1 | 0 | [10 empty] | No | No
MC202 | Charles Carter Building | C22 | WC |  | MC202-L02/M001 | Charles Carter C Floor C1 Total | EN.EN2 Energy Meter | [6 empty] | 1 | 0 | [10 empty] | No | No
MC202 | Charles Carter Building | C23 | WC |  | MC202-L02/M001 | Charles Carter C Floor C1 Total | EN.EN2 Energy Meter | [6 empty] | 1 | 0 | [10 empty] | No | No
MC202 | Charles Carter Building | C24 | Tea Point |  | MC202-L02/M001 | Charles Carter C Floor C1 Total | EN.EN2 Energy Meter | [6 empty] | 1 | 0 | [10 empty] | No | No
MC202 | Charles Carter Building | C14 | Office |  | MC202-L02/M001 | Charles Carter C Floor C1 Total | EN.EN2 Energy Meter | [6 empty] | 1 | 0 | [10 empty] | No | No
MC202 | Charles Carter Building | C16 | Lobby |  | MC202-L02/M001 | Charles Carter C Floor C1 Total | EN.EN2 Energy Meter | [6 empty] | 1 | 0 | [10 empty] | No | No
MC202 | Charles Carter Building | C16r1 | Smoke Vent |  | MC202-L02/M001 | Charles Carter C Floor C1 Total | EN.EN2 Energy Meter | [6 empty] | 1 | 0 | [10 empty] | No | No
MC202 | Charles Carter Building | C17 | Accessible WC & Shower |  | MC202-L02/M001 | Charles Carter C Floor C1 Total | EN.EN2 Energy Meter | [6 empty] | 1 | 0 | [10 empty] | No | No
MC202 | Charles Carter Building | C17a | Cleaners |  | MC202-L02/M001 | Charles Carter C Floor C1 Total | EN.EN2 Energy Meter | [6 empty] | 1 | 0 | [10 empty] | No | No
MC202 | Charles Carter Building | C18 | WC |  | MC202-L02/M001 | Charles Carter C Floor C1 Total | EN.EN2 Energy Meter | [6 empty] | 1 | 0 | [10 empty] | No | No
MC202 | Charles Carter Building | C02c | Print |  | MC202-L02/M001 | Charles Carter C Floor C1 Total | EN.EN2 Energy Meter | [6 empty] | 1 | 0 | [10 empty] | No | No
MC202 | Charles Carter Building | C09 | Office |  | MC202-L02/M001 | Charles Carter C Floor C1 Total | EN.EN2 Energy Meter | [6 empty] | 1 | 0 | [10 empty] | No | No
MC202 | Charles Carter Building | C10 | Office |  | MC202-L02/M001 | Charles Carter C Floor C1 Total | EN.EN2 Energy Meter | [6 empty] | 1 | 0 | [10 empty] | No | No
MC202 | Charles Carter Building | C11 | Office |  | MC202-L02/M001 | Charles Carter C Floor C1 Total | EN.EN2 Energy Meter | [6 empty] | 1 | 0 | [10 empty] | No | No
MC202 | Charles Carter Building | C12 | Office |  | MC202-L02/M001 | Charles Carter C Floor C1 Total | EN.EN2 Energy Meter | [6 empty] | 1 | 0 | [10 empty] | No | No
MC202 | Charles Carter Building | C13 | Office |  | MC202-L02/M001 | Charles Carter C Floor C1 Total | EN.EN2 Energy Meter | [6 empty] | 1 | 0 | [10 empty] | No | No
MC202 | Charles Carter Building | C02a | Office |  | MC202-L02/M001 | Charles Carter C Floor C1 Total | EN.EN2 Energy Meter | [6 empty] | 1 | 0 | [10 empty] | No | No
MC202 | Charles Carter Building | C02b | Office |  | MC202-L02/M001 | Charles Carter C Floor C1 Total | EN.EN2 Energy Meter | [6 empty] | 1 | 0 | [10 empty] | No | No
MC202 | Charles Carter Building |  |  |  | MC202-L02/M002 | Charles Carter C Floor C1 Lighting | EN.EN2 Energy Meter | [6 empty] | 2 | 0 | [10 empty] | No | No
MC202 | Charles Carter Building | C31 | Office |  | MC202-L02/M002 | Charles Carter C Floor C1 Lighting | EN.EN2 Energy Meter | [6 empty] | 2 | 0 | [10 empty] | No | No
MC202 | Charles Carter Building | C25 | Office |  | MC202-L02/M002 | Charles Carter C Floor C1 Lighting | EN.EN2 Energy Meter | [6 empty] | 2 | 0 | [10 empty] | No | No
MC202 | Charles Carter Building | C26 | Office |  | MC202-L02/M002 | Charles Carter C Floor C1 Lighting | EN.EN2 Energy Meter | [6 empty] | 2 | 0 | [10 empty] | No | No
MC202 | Charles Carter Building | C27 | Office |  | MC202-L02/M002 | Charles Carter C Floor C1 Lighting | EN.EN2 Energy Meter | [6 empty] | 2 | 0 | [10 empty] | No | No
MC202 | Charles Carter Building | C28 | Office |  | MC202-L02/M002 | Charles Carter C Floor C1 Lighting | EN.EN2 Energy Meter | [6 empty] | 2 | 0 | [10 empty] | No | No
MC202 | Charles Carter Building | C29 | Office |  | MC202-L02/M002 | Charles Carter C Floor C1 Lighting | EN.EN2 Energy Meter | [6 empty] | 2 | 0 | [10 empty] | No | No
MC202 | Charles Carter Building | C30 | Office |  | MC202-L02/M002 | Charles Carter C Floor C1 Lighting | EN.EN2 Energy Meter | [6 empty] | 2 | 0 | [10 empty] | No | No
MC202 | Charles Carter Building | C21 | WC |  | MC202-L02/M002 | Charles Carter C Floor C1 Lighting | EN.EN2 Energy Meter | [6 empty] | 2 | 0 | [10 empty] | No | No
MC202 | Charles Carter Building | C22 | WC |  | MC202-L02/M002 | Charles Carter C Floor C1 Lighting | EN.EN2 Energy Meter | [6 empty] | 2 | 0 | [10 empty] | No | No
MC202 | Charles Carter Building | C23 | WC |  | MC202-L02/M002 | Charles Carter C Floor C1 Lighting | EN.EN2 Energy Meter | [6 empty] | 2 | 0 | [10 empty] | No | No
MC202 | Charles Carter Building | C24 | Tea Point |  | MC202-L02/M002 | Charles Carter C Floor C1 Lighting | EN.EN2 Energy Meter | [6 empty] | 2 | 0 | [10 empty] | No | No
MC202 | Charles Carter Building | C24a | Maintenance Zone |  | MC202-L02/M002 | Charles Carter C Floor C1 Lighting | EN.EN2 Energy Meter | [6 empty] | 2 | 0 | [10 empty] | No | No
MC202 | Charles Carter Building | C24r2 | SR2 |  | MC202-L02/M002 | Charles Carter C Floor C1 Lighting | EN.EN2 Energy Meter | [6 empty] | 2 | 0 | [10 empty] | No | No
MC202 | Charles Carter Building | C16r1 | Smoke Vent |  | MC202-L02/M002 | Charles Carter C Floor C1 Lighting | EN.EN2 Energy Meter | [6 empty] | 2 | 0 | [10 empty] | No | No
MC202 | Charles Carter Building | C17 | Accessible WC & Shower |  | MC202-L02/M002 | Charles Carter C Floor C1 Lighting | EN.EN2 Energy Meter | [6 empty] | 2 | 0 | [10 empty] | No | No
MC202 | Charles Carter Building | C17a | Cleaners |  | MC202-L02/M002 | Charles Carter C Floor C1 Lighting | EN.EN2 Energy Meter | [6 empty] | 2 | 0 | [10 empty] | No | No
MC202 | Charles Carter Building | C18 | WC |  | MC202-L02/M002 | Charles Carter C Floor C1 Lighting | EN.EN2 Energy Meter | [6 empty] | 2 | 0 | [10 empty] | No | No
MC202 | Charles Carter Building | C19 | WC |  | MC202-L02/M002 | Charles Carter C Floor C1 Lighting | EN.EN2 Energy Meter | [6 empty] | 2 | 0 | [10 empty] | No | No
MC202 | Charles Carter Building | C20 | WC |  | MC202-L02/M002 | Charles Carter C Floor C1 Lighting | EN.EN2 Energy Meter | [6 empty] | 2 | 0 | [10 empty] | No | No
MC202 | Charles Carter Building | C10 | Office |  | MC202-L02/M002 | Charles Carter C Floor C1 Lighting | EN.EN2 Energy Meter | [6 empty] | 2 | 0 | [10 empty] | No | No
MC202 | Charles Carter Building | C11 | Office |  | MC202-L02/M002 | Charles Carter C Floor C1 Lighting | EN.EN2 Energy Meter | [6 empty] | 2 | 0 | [10 empty] | No | No
MC202 | Charles Carter Building | C12 | Office |  | MC202-L02/M002 | Charles Carter C Floor C1 Lighting | EN.EN2 Energy Meter | [6 empty] | 2 | 0 | [10 empty] | No | No
MC202 | Charles Carter Building | C13 | Office |  | MC202-L02/M002 | Charles Carter C Floor C1 Lighting | EN.EN2 Energy Meter | [6 empty] | 2 | 0 | [10 empty] | No | No
MC202 | Charles Carter Building | C14 | Office |  | MC202-L02/M002 | Charles Carter C Floor C1 Lighting | EN.EN2 Energy Meter | [6 empty] | 2 | 0 | [10 empty] | No | No
MC202 | Charles Carter Building | C16 | Lobby |  | MC202-L02/M002 | Charles Carter C Floor C1 Lighting | EN.EN2 Energy Meter | [6 empty] | 2 | 0 | [10 empty] | No | No
MC202 | Charles Carter Building | C02a | Office |  | MC202-L02/M002 | Charles Carter C Floor C1 Lighting | EN.EN2 Energy Meter | [6 empty] | 2 | 0 | [10 empty] | No | No
MC202 | Charles Carter Building | C02b | Office |  | MC202-L02/M002 | Charles Carter C Floor C1 Lighting | EN.EN2 Energy Meter | [6 empty] | 2 | 0 | [10 empty] | No | No
MC202 | Charles Carter Building | C02c | Print |  | MC202-L02/M002 | Charles Carter C Floor C1 Lighting | EN.EN2 Energy Meter | [6 empty] | 2 | 0 | [10 empty] | No | No
MC202 | Charles Carter Building | C09 | Office |  | MC202-L02/M002 | Charles Carter C Floor C1 Lighting | EN.EN2 Energy Meter | [6 empty] | 2 | 0 | [10 empty] | No | No
MC202 | Charles Carter Building |  |  |  | MC202-L02/M003 | Charles Carter C Floor C2 Total | EN.EN2 Energy Meter | [6 empty] | 3 | 0 | [10 empty] | No | No
MC202 | Charles Carter Building | C41 | Office |  | MC202-L02/M003 | Charles Carter C Floor C2 Total | EN.EN2 Energy Meter | [6 empty] | 3 | 0 | [10 empty] | No | No
MC202 | Charles Carter Building |  |  |  | MC202-L02/M003 | Charles Carter C Floor C2 Total | EN.EN2 Energy Meter | [6 empty] | 3 | 0 | [10 empty] | No | No
MC202 | Charles Carter Building | C42 | Office |  | MC202-L02/M003 | Charles Carter C Floor C2 Total | EN.EN2 Energy Meter | [6 empty] | 3 | 0 | [10 empty] | No | No
MC202 | Charles Carter Building | C36 | Office |  | MC202-L02/M003 | Charles Carter C Floor C2 Total | EN.EN2 Energy Meter | [6 empty] | 3 | 0 | [10 empty] | No | No
MC202 | Charles Carter Building | C37 | Meeting Room |  | MC202-L02/M003 | Charles Carter C Floor C2 Total | EN.EN2 Energy Meter | [6 empty] | 3 | 0 | [10 empty] | No | No
MC202 | Charles Carter Building | C38 | Office |  | MC202-L02/M003 | Charles Carter C Floor C2 Total | EN.EN2 Energy Meter | [6 empty] | 3 | 0 | [10 empty] | No | No
MC202 | Charles Carter Building | C39 | Office |  | MC202-L02/M003 | Charles Carter C Floor C2 Total | EN.EN2 Energy Meter | [6 empty] | 3 | 0 | [10 empty] | No | No
MC202 | Charles Carter Building | C40 | Meeting Room |  | MC202-L02/M003 | Charles Carter C Floor C2 Total | EN.EN2 Energy Meter | [6 empty] | 3 | 0 | [10 empty] | No | No
MC202 | Charles Carter Building | C40a | Distribution Board |  | MC202-L02/M003 | Charles Carter C Floor C2 Total | EN.EN2 Energy Meter | [6 empty] | 3 | 0 | [10 empty] | No | No
MC202 | Charles Carter Building | C07 | Office |  | MC202-L02/M003 | Charles Carter C Floor C2 Total | EN.EN2 Energy Meter | [6 empty] | 3 | 0 | [10 empty] | No | No
MC202 | Charles Carter Building | C08 | Office |  | MC202-L02/M003 | Charles Carter C Floor C2 Total | EN.EN2 Energy Meter | [6 empty] | 3 | 0 | [10 empty] | No | No
MC202 | Charles Carter Building | C32 | Office |  | MC202-L02/M003 | Charles Carter C Floor C2 Total | EN.EN2 Energy Meter | [6 empty] | 3 | 0 | [10 empty] | No | No
MC202 | Charles Carter Building | C33 | Office |  | MC202-L02/M003 | Charles Carter C Floor C2 Total | EN.EN2 Energy Meter | [6 empty] | 3 | 0 | [10 empty] | No | No
MC202 | Charles Carter Building | C34 | Office |  | MC202-L02/M003 | Charles Carter C Floor C2 Total | EN.EN2 Energy Meter | [6 empty] | 3 | 0 | [10 empty] | No | No
MC202 | Charles Carter Building | C35 | Office |  | MC202-L02/M003 | Charles Carter C Floor C2 Total | EN.EN2 Energy Meter | [6 empty] | 3 | 0 | [10 empty] | No | No
MC202 | Charles Carter Building | C02b | Office |  | MC202-L02/M003 | Charles Carter C Floor C2 Total | EN.EN2 Energy Meter | [6 empty] | 3 | 0 | [10 empty] | No | No
MC202 | Charles Carter Building | C02c | Print |  | MC202-L02/M003 | Charles Carter C Floor C2 Total | EN.EN2 Energy Meter | [6 empty] | 3 | 0 | [10 empty] | No | No
MC202 | Charles Carter Building | C03 | Lobby |  | MC202-L02/M003 | Charles Carter C Floor C2 Total | EN.EN2 Energy Meter | [6 empty] | 3 | 0 | [10 empty] | No | No
MC202 | Charles Carter Building | C04 | Office |  | MC202-L02/M003 | Charles Carter C Floor C2 Total | EN.EN2 Energy Meter | [6 empty] | 3 | 0 | [10 empty] | No | No
MC202 | Charles Carter Building | C05 | Office |  | MC202-L02/M003 | Charles Carter C Floor C2 Total | EN.EN2 Energy Meter | [6 empty] | 3 | 0 | [10 empty] | No | No
MC202 | Charles Carter Building | C06 | Office |  | MC202-L02/M003 | Charles Carter C Floor C2 Total | EN.EN2 Energy Meter | [6 empty] | 3 | 0 | [10 empty] | No | No
MC202 | Charles Carter Building | C02a | Office |  | MC202-L02/M003 | Charles Carter C Floor C2 Total | EN.EN2 Energy Meter | [6 empty] | 3 | 0 | [10 empty] | No | No
MC202 | Charles Carter Building |  |  |  | MC202-L02/M004 | Charles Carter C Floor C2 Lighting | EN.EN2 Energy Meter | [6 empty] | 4 | 0 | [10 empty] | No | No
MC202 | Charles Carter Building | C40a | Distribution Board |  | MC202-L02/M004 | Charles Carter C Floor C2 Lighting | EN.EN2 Energy Meter | [6 empty] | 4 | 0 | [10 empty] | No | No
MC202 | Charles Carter Building | C41 | Office |  | MC202-L02/M004 | Charles Carter C Floor C2 Lighting | EN.EN2 Energy Meter | [6 empty] | 4 | 0 | [10 empty] | No | No
MC202 | Charles Carter Building |  |  |  | MC202-L02/M004 | Charles Carter C Floor C2 Lighting | EN.EN2 Energy Meter | [6 empty] | 4 | 0 | [10 empty] | No | No
MC202 | Charles Carter Building | C42 | Office |  | MC202-L02/M004 | Charles Carter C Floor C2 Lighting | EN.EN2 Energy Meter | [6 empty] | 4 | 0 | [10 empty] | No | No
MC202 | Charles Carter Building | C35 | Office |  | MC202-L02/M004 | Charles Carter C Floor C2 Lighting | EN.EN2 Energy Meter | [6 empty] | 4 | 0 | [10 empty] | No | No
MC202 | Charles Carter Building | C36 | Office |  | MC202-L02/M004 | Charles Carter C Floor C2 Lighting | EN.EN2 Energy Meter | [6 empty] | 4 | 0 | [10 empty] | No | No
MC202 | Charles Carter Building | C37 | Meeting Room |  | MC202-L02/M004 | Charles Carter C Floor C2 Lighting | EN.EN2 Energy Meter | [6 empty] | 4 | 0 | [10 empty] | No | No
MC202 | Charles Carter Building | C38 | Office |  | MC202-L02/M004 | Charles Carter C Floor C2 Lighting | EN.EN2 Energy Meter | [6 empty] | 4 | 0 | [10 empty] | No | No
MC202 | Charles Carter Building | C39 | Office |  | MC202-L02/M004 | Charles Carter C Floor C2 Lighting | EN.EN2 Energy Meter | [6 empty] | 4 | 0 | [10 empty] | No | No
MC202 | Charles Carter Building | C40 | Meeting Room |  | MC202-L02/M004 | Charles Carter C Floor C2 Lighting | EN.EN2 Energy Meter | [6 empty] | 4 | 0 | [10 empty] | No | No
MC202 | Charles Carter Building | C06 | Office |  | MC202-L02/M004 | Charles Carter C Floor C2 Lighting | EN.EN2 Energy Meter | [6 empty] | 4 | 0 | [10 empty] | No | No
MC202 | Charles Carter Building | C07 | Office |  | MC202-L02/M004 | Charles Carter C Floor C2 Lighting | EN.EN2 Energy Meter | [6 empty] | 4 | 0 | [10 empty] | No | No
MC202 | Charles Carter Building | C08 | Office |  | MC202-L02/M004 | Charles Carter C Floor C2 Lighting | EN.EN2 Energy Meter | [6 empty] | 4 | 0 | [10 empty] | No | No
MC202 | Charles Carter Building | C32 | Office |  | MC202-L02/M004 | Charles Carter C Floor C2 Lighting | EN.EN2 Energy Meter | [6 empty] | 4 | 0 | [10 empty] | No | No
MC202 | Charles Carter Building | C33 | Office |  | MC202-L02/M004 | Charles Carter C Floor C2 Lighting | EN.EN2 Energy Meter | [6 empty] | 4 | 0 | [10 empty] | No | No
MC202 | Charles Carter Building | C34 | Office |  | MC202-L02/M004 | Charles Carter C Floor C2 Lighting | EN.EN2 Energy Meter | [6 empty] | 4 | 0 | [10 empty] | No | No
MC202 | Charles Carter Building | C02a | Office |  | MC202-L02/M004 | Charles Carter C Floor C2 Lighting | EN.EN2 Energy Meter | [6 empty] | 4 | 0 | [10 empty] | No | No
MC202 | Charles Carter Building | C02b | Office |  | MC202-L02/M004 | Charles Carter C Floor C2 Lighting | EN.EN2 Energy Meter | [6 empty] | 4 | 0 | [10 empty] | No | No
MC202 | Charles Carter Building | C02c | Print |  | MC202-L02/M004 | Charles Carter C Floor C2 Lighting | EN.EN2 Energy Meter | [6 empty] | 4 | 0 | [10 empty] | No | No
MC202 | Charles Carter Building | C03 | Lobby |  | MC202-L02/M004 | Charles Carter C Floor C2 Lighting | EN.EN2 Energy Meter | [6 empty] | 4 | 0 | [10 empty] | No | No
MC202 | Charles Carter Building | C04 | Office |  | MC202-L02/M004 | Charles Carter C Floor C2 Lighting | EN.EN2 Energy Meter | [6 empty] | 4 | 0 | [10 empty] | No | No
MC202 | Charles Carter Building | C05 | Office |  | MC202-L02/M004 | Charles Carter C Floor C2 Lighting | EN.EN2 Energy Meter | [6 empty] | 4 | 0 | [10 empty] | No | No
MC202 | Charles Carter Building |  |  |  | MC202-L02/M005 | Charles Carter D Floor D1 Total | EN.EN2 Energy Meter | [6 empty] | 5 | 0 | [10 empty] | No | No
MC202 | Charles Carter Building | D32 | Office |  | MC202-L02/M005 | Charles Carter D Floor D1 Total | EN.EN2 Energy Meter | [6 empty] | 5 | 0 | [10 empty] | No | No
MC202 | Charles Carter Building | D26 | Office |  | MC202-L02/M005 | Charles Carter D Floor D1 Total | EN.EN2 Energy Meter | [6 empty] | 5 | 0 | [10 empty] | No | No
MC202 | Charles Carter Building | D27 | Office |  | MC202-L02/M005 | Charles Carter D Floor D1 Total | EN.EN2 Energy Meter | [6 empty] | 5 | 0 | [10 empty] | No | No
MC202 | Charles Carter Building | D28 | Office |  | MC202-L02/M005 | Charles Carter D Floor D1 Total | EN.EN2 Energy Meter | [6 empty] | 5 | 0 | [10 empty] | No | No
MC202 | Charles Carter Building | D29 | Office |  | MC202-L02/M005 | Charles Carter D Floor D1 Total | EN.EN2 Energy Meter | [6 empty] | 5 | 0 | [10 empty] | No | No
MC202 | Charles Carter Building | D30 | Office |  | MC202-L02/M005 | Charles Carter D Floor D1 Total | EN.EN2 Energy Meter | [6 empty] | 5 | 0 | [10 empty] | No | No
MC202 | Charles Carter Building | D31 | Office |  | MC202-L02/M005 | Charles Carter D Floor D1 Total | EN.EN2 Energy Meter | [6 empty] | 5 | 0 | [10 empty] | No | No
MC202 | Charles Carter Building | D22 | WC |  | MC202-L02/M005 | Charles Carter D Floor D1 Total | EN.EN2 Energy Meter | [6 empty] | 5 | 0 | [10 empty] | No | No
MC202 | Charles Carter Building | D23 | WC |  | MC202-L02/M005 | Charles Carter D Floor D1 Total | EN.EN2 Energy Meter | [6 empty] | 5 | 0 | [10 empty] | No | No
MC202 | Charles Carter Building | D24 | Tea Point |  | MC202-L02/M005 | Charles Carter D Floor D1 Total | EN.EN2 Energy Meter | [6 empty] | 5 | 0 | [10 empty] | No | No
MC202 | Charles Carter Building | D24a | Maintenance Zone |  | MC202-L02/M005 | Charles Carter D Floor D1 Total | EN.EN2 Energy Meter | [6 empty] | 5 | 0 | [10 empty] | No | No
MC202 | Charles Carter Building | D24r2 | Service Riser |  | MC202-L02/M005 | Charles Carter D Floor D1 Total | EN.EN2 Energy Meter | [6 empty] | 5 | 0 | [10 empty] | No | No
MC202 | Charles Carter Building | D25 | Office |  | MC202-L02/M005 | Charles Carter D Floor D1 Total | EN.EN2 Energy Meter | [6 empty] | 5 | 0 | [10 empty] | No | No
MC202 | Charles Carter Building | D16 | Accessible WC/Shower |  | MC202-L02/M005 | Charles Carter D Floor D1 Total | EN.EN2 Energy Meter | [6 empty] | 5 | 0 | [10 empty] | No | No
MC202 | Charles Carter Building | D17 | Cleaners |  | MC202-L02/M005 | Charles Carter D Floor D1 Total | EN.EN2 Energy Meter | [6 empty] | 5 | 0 | [10 empty] | No | No
MC202 | Charles Carter Building | D18 | WC |  | MC202-L02/M005 | Charles Carter D Floor D1 Total | EN.EN2 Energy Meter | [6 empty] | 5 | 0 | [10 empty] | No | No
MC202 | Charles Carter Building | D19 | WC |  | MC202-L02/M005 | Charles Carter D Floor D1 Total | EN.EN2 Energy Meter | [6 empty] | 5 | 0 | [10 empty] | No | No
MC202 | Charles Carter Building | D20 | WC |  | MC202-L02/M005 | Charles Carter D Floor D1 Total | EN.EN2 Energy Meter | [6 empty] | 5 | 0 | [10 empty] | No | No
MC202 | Charles Carter Building | D21 | WC |  | MC202-L02/M005 | Charles Carter D Floor D1 Total | EN.EN2 Energy Meter | [6 empty] | 5 | 0 | [10 empty] | No | No
MC202 | Charles Carter Building | D11 | Office |  | MC202-L02/M005 | Charles Carter D Floor D1 Total | EN.EN2 Energy Meter | [6 empty] | 5 | 0 | [10 empty] | No | No
MC202 | Charles Carter Building | D12 | Lobby |  | MC202-L02/M005 | Charles Carter D Floor D1 Total | EN.EN2 Energy Meter | [6 empty] | 5 | 0 | [10 empty] | No | No
MC202 | Charles Carter Building | D13 | Office |  | MC202-L02/M005 | Charles Carter D Floor D1 Total | EN.EN2 Energy Meter | [6 empty] | 5 | 0 | [10 empty] | No | No
MC202 | Charles Carter Building | D14 | Office |  | MC202-L02/M005 | Charles Carter D Floor D1 Total | EN.EN2 Energy Meter | [6 empty] | 5 | 0 | [10 empty] | No | No
MC202 | Charles Carter Building | D15 | Lobby |  | MC202-L02/M005 | Charles Carter D Floor D1 Total | EN.EN2 Energy Meter | [6 empty] | 5 | 0 | [10 empty] | No | No
MC202 | Charles Carter Building | D15r1 | Smoke Vent |  | MC202-L02/M005 | Charles Carter D Floor D1 Total | EN.EN2 Energy Meter | [6 empty] | 5 | 0 | [10 empty] | No | No
MC202 | Charles Carter Building | D02a | PGR Office |  | MC202-L02/M005 | Charles Carter D Floor D1 Total | EN.EN2 Energy Meter | [6 empty] | 5 | 0 | [10 empty] | No | No
MC202 | Charles Carter Building | D02b | PGR Office |  | MC202-L02/M005 | Charles Carter D Floor D1 Total | EN.EN2 Energy Meter | [6 empty] | 5 | 0 | [10 empty] | No | No
MC202 | Charles Carter Building | D02c | Print |  | MC202-L02/M005 | Charles Carter D Floor D1 Total | EN.EN2 Energy Meter | [6 empty] | 5 | 0 | [10 empty] | No | No
MC202 | Charles Carter Building | D09 | Office |  | MC202-L02/M005 | Charles Carter D Floor D1 Total | EN.EN2 Energy Meter | [6 empty] | 5 | 0 | [10 empty] | No | No
MC202 | Charles Carter Building | D10 | Office |  | MC202-L02/M005 | Charles Carter D Floor D1 Total | EN.EN2 Energy Meter | [6 empty] | 5 | 0 | [10 empty] | No | No
MC202 | Charles Carter Building | D32 | Office |  | MC202-L02/M006 | Charles Carter D Floor D1 Lighting | EN.EN2 Energy Meter | [6 empty] | 6 | 0 | [10 empty] | No | No
MC202 | Charles Carter Building | D26 | Office |  | MC202-L02/M006 | Charles Carter D Floor D1 Lighting | EN.EN2 Energy Meter | [6 empty] | 6 | 0 | [10 empty] | No | No
MC202 | Charles Carter Building | D27 | Office |  | MC202-L02/M006 | Charles Carter D Floor D1 Lighting | EN.EN2 Energy Meter | [6 empty] | 6 | 0 | [10 empty] | No | No
MC202 | Charles Carter Building | D28 | Office |  | MC202-L02/M006 | Charles Carter D Floor D1 Lighting | EN.EN2 Energy Meter | [6 empty] | 6 | 0 | [10 empty] | No | No
MC202 | Charles Carter Building | D29 | Office |  | MC202-L02/M006 | Charles Carter D Floor D1 Lighting | EN.EN2 Energy Meter | [6 empty] | 6 | 0 | [10 empty] | No | No
MC202 | Charles Carter Building | D30 | Office |  | MC202-L02/M006 | Charles Carter D Floor D1 Lighting | EN.EN2 Energy Meter | [6 empty] | 6 | 0 | [10 empty] | No | No
MC202 | Charles Carter Building | D31 | Office |  | MC202-L02/M006 | Charles Carter D Floor D1 Lighting | EN.EN2 Energy Meter | [6 empty] | 6 | 0 | [10 empty] | No | No
MC202 | Charles Carter Building | D22 | WC |  | MC202-L02/M006 | Charles Carter D Floor D1 Lighting | EN.EN2 Energy Meter | [6 empty] | 6 | 0 | [10 empty] | No | No
MC202 | Charles Carter Building | D23 | WC |  | MC202-L02/M006 | Charles Carter D Floor D1 Lighting | EN.EN2 Energy Meter | [6 empty] | 6 | 0 | [10 empty] | No | No
MC202 | Charles Carter Building | D24 | Tea Point |  | MC202-L02/M006 | Charles Carter D Floor D1 Lighting | EN.EN2 Energy Meter | [6 empty] | 6 | 0 | [10 empty] | No | No
MC202 | Charles Carter Building | D24a | Maintenance Zone |  | MC202-L02/M006 | Charles Carter D Floor D1 Lighting | EN.EN2 Energy Meter | [6 empty] | 6 | 0 | [10 empty] | No | No
MC202 | Charles Carter Building | D24r2 | Service Riser |  | MC202-L02/M006 | Charles Carter D Floor D1 Lighting | EN.EN2 Energy Meter | [6 empty] | 6 | 0 | [10 empty] | No | No
MC202 | Charles Carter Building | D25 | Office |  | MC202-L02/M006 | Charles Carter D Floor D1 Lighting | EN.EN2 Energy Meter | [6 empty] | 6 | 0 | [10 empty] | No | No
MC202 | Charles Carter Building | D16 | Accessible WC/Shower |  | MC202-L02/M006 | Charles Carter D Floor D1 Lighting | EN.EN2 Energy Meter | [6 empty] | 6 | 0 | [10 empty] | No | No
MC202 | Charles Carter Building | D17 | Cleaners |  | MC202-L02/M006 | Charles Carter D Floor D1 Lighting | EN.EN2 Energy Meter | [6 empty] | 6 | 0 | [10 empty] | No | No
MC202 | Charles Carter Building | D18 | WC |  | MC202-L02/M006 | Charles Carter D Floor D1 Lighting | EN.EN2 Energy Meter | [6 empty] | 6 | 0 | [10 empty] | No | No
MC202 | Charles Carter Building | D19 | WC |  | MC202-L02/M006 | Charles Carter D Floor D1 Lighting | EN.EN2 Energy Meter | [6 empty] | 6 | 0 | [10 empty] | No | No
MC202 | Charles Carter Building | D20 | WC |  | MC202-L02/M006 | Charles Carter D Floor D1 Lighting | EN.EN2 Energy Meter | [6 empty] | 6 | 0 | [10 empty] | No | No
MC202 | Charles Carter Building | D21 | WC |  | MC202-L02/M006 | Charles Carter D Floor D1 Lighting | EN.EN2 Energy Meter | [6 empty] | 6 | 0 | [10 empty] | No | No
MC202 | Charles Carter Building | D11 | Office |  | MC202-L02/M006 | Charles Carter D Floor D1 Lighting | EN.EN2 Energy Meter | [6 empty] | 6 | 0 | [10 empty] | No | No
MC202 | Charles Carter Building | D12 | Lobby |  | MC202-L02/M006 | Charles Carter D Floor D1 Lighting | EN.EN2 Energy Meter | [6 empty] | 6 | 0 | [10 empty] | No | No
MC202 | Charles Carter Building | D13 | Office |  | MC202-L02/M006 | Charles Carter D Floor D1 Lighting | EN.EN2 Energy Meter | [6 empty] | 6 | 0 | [10 empty] | No | No
MC202 | Charles Carter Building | D14 | Office |  | MC202-L02/M006 | Charles Carter D Floor D1 Lighting | EN.EN2 Energy Meter | [6 empty] | 6 | 0 | [10 empty] | No | No
MC202 | Charles Carter Building | D15 | Lobby |  | MC202-L02/M006 | Charles Carter D Floor D1 Lighting | EN.EN2 Energy Meter | [6 empty] | 6 | 0 | [10 empty] | No | No
MC202 | Charles Carter Building | D15r1 | Smoke Vent |  | MC202-L02/M006 | Charles Carter D Floor D1 Lighting | EN.EN2 Energy Meter | [6 empty] | 6 | 0 | [10 empty] | No | No
MC202 | Charles Carter Building |  |  |  | MC202-L02/M006 | Charles Carter D Floor D1 Lighting | EN.EN2 Energy Meter | [6 empty] | 6 | 0 | [10 empty] | No | No
MC202 | Charles Carter Building | D02a | PGR Office |  | MC202-L02/M006 | Charles Carter D Floor D1 Lighting | EN.EN2 Energy Meter | [6 empty] | 6 | 0 | [10 empty] | No | No
MC202 | Charles Carter Building | D02b | PGR Office |  | MC202-L02/M006 | Charles Carter D Floor D1 Lighting | EN.EN2 Energy Meter | [6 empty] | 6 | 0 | [10 empty] | No | No
MC202 | Charles Carter Building | D02c | Print |  | MC202-L02/M006 | Charles Carter D Floor D1 Lighting | EN.EN2 Energy Meter | [6 empty] | 6 | 0 | [10 empty] | No | No
MC202 | Charles Carter Building | D09 | Office |  | MC202-L02/M006 | Charles Carter D Floor D1 Lighting | EN.EN2 Energy Meter | [6 empty] | 6 | 0 | [10 empty] | No | No
MC202 | Charles Carter Building | D10 | Office |  | MC202-L02/M006 | Charles Carter D Floor D1 Lighting | EN.EN2 Energy Meter | [6 empty] | 6 | 0 | [10 empty] | No | No
MC202 | Charles Carter Building |  |  |  | MC202-L02/M007 | Charles Carter D Floor D2 Total | EN.EN2 Energy Meter | [6 empty] | 7 | 0 | [10 empty] | No | No
MC202 | Charles Carter Building | D41 | Meeting Room |  | MC202-L02/M007 | Charles Carter D Floor D2 Total | EN.EN2 Energy Meter | [6 empty] | 7 | 0 | [10 empty] | No | No
MC202 | Charles Carter Building | D42 | Office |  | MC202-L02/M007 | Charles Carter D Floor D2 Total | EN.EN2 Energy Meter | [6 empty] | 7 | 0 | [10 empty] | No | No
MC202 | Charles Carter Building | D43 | Office |  | MC202-L02/M007 | Charles Carter D Floor D2 Total | EN.EN2 Energy Meter | [6 empty] | 7 | 0 | [10 empty] | No | No
MC202 | Charles Carter Building | D35 | Office |  | MC202-L02/M007 | Charles Carter D Floor D2 Total | EN.EN2 Energy Meter | [6 empty] | 7 | 0 | [10 empty] | No | No
MC202 | Charles Carter Building | D36 | Office |  | MC202-L02/M007 | Charles Carter D Floor D2 Total | EN.EN2 Energy Meter | [6 empty] | 7 | 0 | [10 empty] | No | No
MC202 | Charles Carter Building | D37 | Office |  | MC202-L02/M007 | Charles Carter D Floor D2 Total | EN.EN2 Energy Meter | [6 empty] | 7 | 0 | [10 empty] | No | No
MC202 | Charles Carter Building | D38 | Meeting Room |  | MC202-L02/M007 | Charles Carter D Floor D2 Total | EN.EN2 Energy Meter | [6 empty] | 7 | 0 | [10 empty] | No | No
MC202 | Charles Carter Building | D39 | Office |  | MC202-L02/M007 | Charles Carter D Floor D2 Total | EN.EN2 Energy Meter | [6 empty] | 7 | 0 | [10 empty] | No | No
MC202 | Charles Carter Building | D40 | Office |  | MC202-L02/M007 | Charles Carter D Floor D2 Total | EN.EN2 Energy Meter | [6 empty] | 7 | 0 | [10 empty] | No | No
MC202 | Charles Carter Building | D05 | Office |  | MC202-L02/M007 | Charles Carter D Floor D2 Total | EN.EN2 Energy Meter | [6 empty] | 7 | 0 | [10 empty] | No | No
MC202 | Charles Carter Building | D06 | Office |  | MC202-L02/M007 | Charles Carter D Floor D2 Total | EN.EN2 Energy Meter | [6 empty] | 7 | 0 | [10 empty] | No | No
MC202 | Charles Carter Building | D07 | Office |  | MC202-L02/M007 | Charles Carter D Floor D2 Total | EN.EN2 Energy Meter | [6 empty] | 7 | 0 | [10 empty] | No | No
MC202 | Charles Carter Building | D08 | Office |  | MC202-L02/M007 | Charles Carter D Floor D2 Total | EN.EN2 Energy Meter | [6 empty] | 7 | 0 | [10 empty] | No | No
MC202 | Charles Carter Building | D33 | Office |  | MC202-L02/M007 | Charles Carter D Floor D2 Total | EN.EN2 Energy Meter | [6 empty] | 7 | 0 | [10 empty] | No | No
MC202 | Charles Carter Building | D34 | Office |  | MC202-L02/M007 | Charles Carter D Floor D2 Total | EN.EN2 Energy Meter | [6 empty] | 7 | 0 | [10 empty] | No | No
MC202 | Charles Carter Building | D02a | PGR Office |  | MC202-L02/M007 | Charles Carter D Floor D2 Total | EN.EN2 Energy Meter | [6 empty] | 7 | 0 | [10 empty] | No | No
MC202 | Charles Carter Building | D02b | PGR Office |  | MC202-L02/M007 | Charles Carter D Floor D2 Total | EN.EN2 Energy Meter | [6 empty] | 7 | 0 | [10 empty] | No | No
MC202 | Charles Carter Building | D02c | Print |  | MC202-L02/M007 | Charles Carter D Floor D2 Total | EN.EN2 Energy Meter | [6 empty] | 7 | 0 | [10 empty] | No | No
MC202 | Charles Carter Building | D03 | Lobby |  | MC202-L02/M007 | Charles Carter D Floor D2 Total | EN.EN2 Energy Meter | [6 empty] | 7 | 0 | [10 empty] | No | No
MC202 | Charles Carter Building | D04 | Office |  | MC202-L02/M007 | Charles Carter D Floor D2 Total | EN.EN2 Energy Meter | [6 empty] | 7 | 0 | [10 empty] | No | No
MC202 | Charles Carter Building | D41 | Meeting Room |  | MC202-L02/M008 | Charles Carter D Floor D2 Lighting | EN.EN2 Energy Meter | [6 empty] | 8 | 0 | [10 empty] | No | No
MC202 | Charles Carter Building | D42 | Office |  | MC202-L02/M008 | Charles Carter D Floor D2 Lighting | EN.EN2 Energy Meter | [6 empty] | 8 | 0 | [10 empty] | No | No
MC202 | Charles Carter Building | D43 | Office |  | MC202-L02/M008 | Charles Carter D Floor D2 Lighting | EN.EN2 Energy Meter | [6 empty] | 8 | 0 | [10 empty] | No | No
MC202 | Charles Carter Building | D35 | Office |  | MC202-L02/M008 | Charles Carter D Floor D2 Lighting | EN.EN2 Energy Meter | [6 empty] | 8 | 0 | [10 empty] | No | No
MC202 | Charles Carter Building | D36 | Office |  | MC202-L02/M008 | Charles Carter D Floor D2 Lighting | EN.EN2 Energy Meter | [6 empty] | 8 | 0 | [10 empty] | No | No
MC202 | Charles Carter Building | D37 | Office |  | MC202-L02/M008 | Charles Carter D Floor D2 Lighting | EN.EN2 Energy Meter | [6 empty] | 8 | 0 | [10 empty] | No | No
MC202 | Charles Carter Building | D38 | Meeting Room |  | MC202-L02/M008 | Charles Carter D Floor D2 Lighting | EN.EN2 Energy Meter | [6 empty] | 8 | 0 | [10 empty] | No | No
MC202 | Charles Carter Building | D39 | Office |  | MC202-L02/M008 | Charles Carter D Floor D2 Lighting | EN.EN2 Energy Meter | [6 empty] | 8 | 0 | [10 empty] | No | No
MC202 | Charles Carter Building | D40 | Office |  | MC202-L02/M008 | Charles Carter D Floor D2 Lighting | EN.EN2 Energy Meter | [6 empty] | 8 | 0 | [10 empty] | No | No
MC202 | Charles Carter Building | D05 | Office |  | MC202-L02/M008 | Charles Carter D Floor D2 Lighting | EN.EN2 Energy Meter | [6 empty] | 8 | 0 | [10 empty] | No | No
MC202 | Charles Carter Building | D06 | Office |  | MC202-L02/M008 | Charles Carter D Floor D2 Lighting | EN.EN2 Energy Meter | [6 empty] | 8 | 0 | [10 empty] | No | No
MC202 | Charles Carter Building | D07 | Office |  | MC202-L02/M008 | Charles Carter D Floor D2 Lighting | EN.EN2 Energy Meter | [6 empty] | 8 | 0 | [10 empty] | No | No
MC202 | Charles Carter Building | D08 | Office |  | MC202-L02/M008 | Charles Carter D Floor D2 Lighting | EN.EN2 Energy Meter | [6 empty] | 8 | 0 | [10 empty] | No | No
MC202 | Charles Carter Building | D33 | Office |  | MC202-L02/M008 | Charles Carter D Floor D2 Lighting | EN.EN2 Energy Meter | [6 empty] | 8 | 0 | [10 empty] | No | No
MC202 | Charles Carter Building | D34 | Office |  | MC202-L02/M008 | Charles Carter D Floor D2 Lighting | EN.EN2 Energy Meter | [6 empty] | 8 | 0 | [10 empty] | No | No
MC202 | Charles Carter Building | D02a | PGR Office |  | MC202-L02/M008 | Charles Carter D Floor D2 Lighting | EN.EN2 Energy Meter | [6 empty] | 8 | 0 | [10 empty] | No | No
MC202 | Charles Carter Building | D02b | PGR Office |  | MC202-L02/M008 | Charles Carter D Floor D2 Lighting | EN.EN2 Energy Meter | [6 empty] | 8 | 0 | [10 empty] | No | No
MC202 | Charles Carter Building | D02c | Print |  | MC202-L02/M008 | Charles Carter D Floor D2 Lighting | EN.EN2 Energy Meter | [6 empty] | 8 | 0 | [10 empty] | No | No
MC202 | Charles Carter Building | D03 | Lobby |  | MC202-L02/M008 | Charles Carter D Floor D2 Lighting | EN.EN2 Energy Meter | [6 empty] | 8 | 0 | [10 empty] | No | No
MC202 | Charles Carter Building | D04 | Office |  | MC202-L02/M008 | Charles Carter D Floor D2 Lighting | EN.EN2 Energy Meter | [6 empty] | 8 | 0 | [10 empty] | No | No
MC202 | Charles Carter Building |  |  |  | MC202-L02/M008 | Charles Carter D Floor D2 Lighting | EN.EN2 Energy Meter | [6 empty] | 8 | 0 | [10 empty] | No | No
MC202 | Charles Carter Building | ST02 | Primary Stairwell |  | MC202-L01/M001 | Charles Carter A Floor A1 Total | EN.EN2 Energy Meter | [6 empty] | 1 | 0 | [10 empty] | No | No
MC202 | Charles Carter Building | LT01 | Lift 1 |  | MC202-L01/M001 | Charles Carter A Floor A1 Total | EN.EN2 Energy Meter | [6 empty] | 1 | 0 | [10 empty] | No | No
MC202 | Charles Carter Building | LT02 | Lift 2 |  | MC202-L01/M001 | Charles Carter A Floor A1 Total | EN.EN2 Energy Meter | [6 empty] | 1 | 0 | [10 empty] | No | No
MC202 | Charles Carter Building | LT02 | Lift 2 |  | MC202-L01/M001 | Charles Carter A Floor A1 Total | EN.EN2 Energy Meter | [6 empty] | 1 | 0 | [10 empty] | No | No
MC202 | Charles Carter Building | LT02 | Lift 2 |  | MC202-L01/M001 | Charles Carter A Floor A1 Total | EN.EN2 Energy Meter | [6 empty] | 1 | 0 | [10 empty] | No | No
MC202 | Charles Carter Building | LT02 | Lift 2 |  | MC202-L01/M001 | Charles Carter A Floor A1 Total | EN.EN2 Energy Meter | [6 empty] | 1 | 0 | [10 empty] | No | No
MC202 | Charles Carter Building | ST02 | Primary Stairwell |  | MC202-L01/M001 | Charles Carter A Floor A1 Total | EN.EN2 Energy Meter | [6 empty] | 1 | 0 | [10 empty] | No | No
MC202 | Charles Carter Building | A15 | Lecture theatre |  | MC202-L01/M001 | Charles Carter A Floor A1 Total | EN.EN2 Energy Meter | [6 empty] | 1 | 0 | [10 empty] | No | No
MC202 | Charles Carter Building | A16 | Seminar Room |  | MC202-L01/M001 | Charles Carter A Floor A1 Total | EN.EN2 Energy Meter | [6 empty] | 1 | 0 | [10 empty] | No | No
MC202 | Charles Carter Building | A17 | Seminar Room |  | MC202-L01/M001 | Charles Carter A Floor A1 Total | EN.EN2 Energy Meter | [6 empty] | 1 | 0 | [10 empty] | No | No
MC202 | Charles Carter Building | LT01 | Lift 1 |  | MC202-L01/M001 | Charles Carter A Floor A1 Total | EN.EN2 Energy Meter | [6 empty] | 1 | 0 | [10 empty] | No | No
MC202 | Charles Carter Building | LT01 | Lift 1 |  | MC202-L01/M001 | Charles Carter A Floor A1 Total | EN.EN2 Energy Meter | [6 empty] | 1 | 0 | [10 empty] | No | No
MC202 | Charles Carter Building | LT01 | Lift 1 |  | MC202-L01/M001 | Charles Carter A Floor A1 Total | EN.EN2 Energy Meter | [6 empty] | 1 | 0 | [10 empty] | No | No
MC202 | Charles Carter Building | A09 | WC |  | MC202-L01/M001 | Charles Carter A Floor A1 Total | EN.EN2 Energy Meter | [6 empty] | 1 | 0 | [10 empty] | No | No
MC202 | Charles Carter Building | A10 | WC |  | MC202-L01/M001 | Charles Carter A Floor A1 Total | EN.EN2 Energy Meter | [6 empty] | 1 | 0 | [10 empty] | No | No
MC202 | Charles Carter Building | A11 | WC |  | MC202-L01/M001 | Charles Carter A Floor A1 Total | EN.EN2 Energy Meter | [6 empty] | 1 | 0 | [10 empty] | No | No
MC202 | Charles Carter Building | A12 | WC |  | MC202-L01/M001 | Charles Carter A Floor A1 Total | EN.EN2 Energy Meter | [6 empty] | 1 | 0 | [10 empty] | No | No
MC202 | Charles Carter Building | A13 | WC |  | MC202-L01/M001 | Charles Carter A Floor A1 Total | EN.EN2 Energy Meter | [6 empty] | 1 | 0 | [10 empty] | No | No
MC202 | Charles Carter Building | A14 | WC |  | MC202-L01/M001 | Charles Carter A Floor A1 Total | EN.EN2 Energy Meter | [6 empty] | 1 | 0 | [10 empty] | No | No
MC202 | Charles Carter Building | A06r1 | Smoke Vent |  | MC202-L01/M001 | Charles Carter A Floor A1 Total | EN.EN2 Energy Meter | [6 empty] | 1 | 0 | [10 empty] | No | No
MC202 | Charles Carter Building | A07 | Accessible WC/Shower |  | MC202-L01/M001 | Charles Carter A Floor A1 Total | EN.EN2 Energy Meter | [6 empty] | 1 | 0 | [10 empty] | No | No
MC202 | Charles Carter Building | A07a | Cleaners |  | MC202-L01/M001 | Charles Carter A Floor A1 Total | EN.EN2 Energy Meter | [6 empty] | 1 | 0 | [10 empty] | No | No
MC202 | Charles Carter Building | A08 | Fire Escape |  | MC202-L01/M001 | Charles Carter A Floor A1 Total | EN.EN2 Energy Meter | [6 empty] | 1 | 0 | [10 empty] | No | No
MC202 | Charles Carter Building | A08a | Maintenance Zone |  | MC202-L01/M001 | Charles Carter A Floor A1 Total | EN.EN2 Energy Meter | [6 empty] | 1 | 0 | [10 empty] | No | No
MC202 | Charles Carter Building | A08r2 | Service Riser |  | MC202-L01/M001 | Charles Carter A Floor A1 Total | EN.EN2 Energy Meter | [6 empty] | 1 | 0 | [10 empty] | No | No
MC202 | Charles Carter Building |  |  |  | MC202-L01/M001 | Charles Carter A Floor A1 Total | EN.EN2 Energy Meter | [6 empty] | 1 | 0 | [10 empty] | No | No
MC202 | Charles Carter Building | A04 | Seminar Room |  | MC202-L01/M001 | Charles Carter A Floor A1 Total | EN.EN2 Energy Meter | [6 empty] | 1 | 0 | [10 empty] | No | No
MC202 | Charles Carter Building | A05 | Seminar Room |  | MC202-L01/M001 | Charles Carter A Floor A1 Total | EN.EN2 Energy Meter | [6 empty] | 1 | 0 | [10 empty] | No | No
MC202 | Charles Carter Building | A06 | Lobby |  | MC202-L01/M001 | Charles Carter A Floor A1 Total | EN.EN2 Energy Meter | [6 empty] | 1 | 0 | [10 empty] | No | No
MC202 | Charles Carter Building | A06a | Distribution Board |  | MC202-L01/M001 | Charles Carter A Floor A1 Total | EN.EN2 Energy Meter | [6 empty] | 1 | 0 | [10 empty] | No | No
MC202 | Charles Carter Building | LT02 | Lift 2 |  | MC202-L01/M002 | Charles Carter A Floor A1 Lighting | EN.EN2 Energy Meter | [6 empty] | 2 | 0 | [10 empty] | No | No
MC202 | Charles Carter Building | LT02 | Lift 2 |  | MC202-L01/M002 | Charles Carter A Floor A1 Lighting | EN.EN2 Energy Meter | [6 empty] | 2 | 0 | [10 empty] | No | No
MC202 | Charles Carter Building | LT02 | Lift 2 |  | MC202-L01/M002 | Charles Carter A Floor A1 Lighting | EN.EN2 Energy Meter | [6 empty] | 2 | 0 | [10 empty] | No | No
MC202 | Charles Carter Building | LT02 | Lift 2 |  | MC202-L01/M002 | Charles Carter A Floor A1 Lighting | EN.EN2 Energy Meter | [6 empty] | 2 | 0 | [10 empty] | No | No
MC202 | Charles Carter Building | ST02 | Primary Stairwell |  | MC202-L01/M002 | Charles Carter A Floor A1 Lighting | EN.EN2 Energy Meter | [6 empty] | 2 | 0 | [10 empty] | No | No
MC202 | Charles Carter Building | ST02 | Primary Stairwell |  | MC202-L01/M002 | Charles Carter A Floor A1 Lighting | EN.EN2 Energy Meter | [6 empty] | 2 | 0 | [10 empty] | No | No
MC202 | Charles Carter Building | A16 | Seminar Room |  | MC202-L01/M002 | Charles Carter A Floor A1 Lighting | EN.EN2 Energy Meter | [6 empty] | 2 | 0 | [10 empty] | No | No
MC202 | Charles Carter Building | A17 | Seminar Room |  | MC202-L01/M002 | Charles Carter A Floor A1 Lighting | EN.EN2 Energy Meter | [6 empty] | 2 | 0 | [10 empty] | No | No
MC202 | Charles Carter Building | LT01 | Lift 1 |  | MC202-L01/M002 | Charles Carter A Floor A1 Lighting | EN.EN2 Energy Meter | [6 empty] | 2 | 0 | [10 empty] | No | No
MC202 | Charles Carter Building | LT01 | Lift 1 |  | MC202-L01/M002 | Charles Carter A Floor A1 Lighting | EN.EN2 Energy Meter | [6 empty] | 2 | 0 | [10 empty] | No | No
MC202 | Charles Carter Building | LT01 | Lift 1 |  | MC202-L01/M002 | Charles Carter A Floor A1 Lighting | EN.EN2 Energy Meter | [6 empty] | 2 | 0 | [10 empty] | No | No
MC202 | Charles Carter Building | LT01 | Lift 1 |  | MC202-L01/M002 | Charles Carter A Floor A1 Lighting | EN.EN2 Energy Meter | [6 empty] | 2 | 0 | [10 empty] | No | No
MC202 | Charles Carter Building | A10 | WC |  | MC202-L01/M002 | Charles Carter A Floor A1 Lighting | EN.EN2 Energy Meter | [6 empty] | 2 | 0 | [10 empty] | No | No
MC202 | Charles Carter Building | A11 | WC |  | MC202-L01/M002 | Charles Carter A Floor A1 Lighting | EN.EN2 Energy Meter | [6 empty] | 2 | 0 | [10 empty] | No | No
MC202 | Charles Carter Building | A12 | WC |  | MC202-L01/M002 | Charles Carter A Floor A1 Lighting | EN.EN2 Energy Meter | [6 empty] | 2 | 0 | [10 empty] | No | No
MC202 | Charles Carter Building | A13 | WC |  | MC202-L01/M002 | Charles Carter A Floor A1 Lighting | EN.EN2 Energy Meter | [6 empty] | 2 | 0 | [10 empty] | No | No
MC202 | Charles Carter Building | A14 | WC |  | MC202-L01/M002 | Charles Carter A Floor A1 Lighting | EN.EN2 Energy Meter | [6 empty] | 2 | 0 | [10 empty] | No | No
MC202 | Charles Carter Building | A15 | Lecture theatre |  | MC202-L01/M002 | Charles Carter A Floor A1 Lighting | EN.EN2 Energy Meter | [6 empty] | 2 | 0 | [10 empty] | No | No
MC202 | Charles Carter Building | A07 | Accessible WC/Shower |  | MC202-L01/M002 | Charles Carter A Floor A1 Lighting | EN.EN2 Energy Meter | [6 empty] | 2 | 0 | [10 empty] | No | No
MC202 | Charles Carter Building | A07a | Cleaners |  | MC202-L01/M002 | Charles Carter A Floor A1 Lighting | EN.EN2 Energy Meter | [6 empty] | 2 | 0 | [10 empty] | No | No
MC202 | Charles Carter Building | A08 | Fire Escape |  | MC202-L01/M002 | Charles Carter A Floor A1 Lighting | EN.EN2 Energy Meter | [6 empty] | 2 | 0 | [10 empty] | No | No
MC202 | Charles Carter Building | A08a | Maintenance Zone |  | MC202-L01/M002 | Charles Carter A Floor A1 Lighting | EN.EN2 Energy Meter | [6 empty] | 2 | 0 | [10 empty] | No | No
MC202 | Charles Carter Building | A08r2 | Service Riser |  | MC202-L01/M002 | Charles Carter A Floor A1 Lighting | EN.EN2 Energy Meter | [6 empty] | 2 | 0 | [10 empty] | No | No
MC202 | Charles Carter Building | A09 | WC |  | MC202-L01/M002 | Charles Carter A Floor A1 Lighting | EN.EN2 Energy Meter | [6 empty] | 2 | 0 | [10 empty] | No | No
MC202 | Charles Carter Building | A04 | Seminar Room |  | MC202-L01/M002 | Charles Carter A Floor A1 Lighting | EN.EN2 Energy Meter | [6 empty] | 2 | 0 | [10 empty] | No | No
MC202 | Charles Carter Building | A05 | Seminar Room |  | MC202-L01/M002 | Charles Carter A Floor A1 Lighting | EN.EN2 Energy Meter | [6 empty] | 2 | 0 | [10 empty] | No | No
MC202 | Charles Carter Building | A06 | Lobby |  | MC202-L01/M002 | Charles Carter A Floor A1 Lighting | EN.EN2 Energy Meter | [6 empty] | 2 | 0 | [10 empty] | No | No
MC202 | Charles Carter Building | A06a | Distribution Board |  | MC202-L01/M002 | Charles Carter A Floor A1 Lighting | EN.EN2 Energy Meter | [6 empty] | 2 | 0 | [10 empty] | No | No
MC202 | Charles Carter Building | A06r1 | Smoke Vent |  | MC202-L01/M002 | Charles Carter A Floor A1 Lighting | EN.EN2 Energy Meter | [6 empty] | 2 | 0 | [10 empty] | No | No
MC202 | Charles Carter Building |  |  |  | MC202-L01/M002 | Charles Carter A Floor A1 Lighting | EN.EN2 Energy Meter | [6 empty] | 2 | 0 | [10 empty] | No | No
MC202 | Charles Carter Building |  |  |  | MC202-L01/M003 | Charles Carter A Floor A2 Total | EN.EN2 Energy Meter | [6 empty] | 3 | 0 | [10 empty] | No | No
MC202 | Charles Carter Building | A19 | Executive Suite |  | MC202-L01/M003 | Charles Carter A Floor A2 Total | EN.EN2 Energy Meter | [6 empty] | 3 | 0 | [10 empty] | No | No
MC202 | Charles Carter Building | ST01 | Secondary Stairwell |  | MC202-L01/M003 | Charles Carter A Floor A2 Total | EN.EN2 Energy Meter | [6 empty] | 3 | 0 | [10 empty] | No | No
MC202 | Charles Carter Building | ST01 | Secondary Stairwell |  | MC202-L01/M003 | Charles Carter A Floor A2 Total | EN.EN2 Energy Meter | [6 empty] | 3 | 0 | [10 empty] | No | No
MC202 | Charles Carter Building | A01 | Entrance Foyer |  | MC202-L01/M003 | Charles Carter A Floor A2 Total | EN.EN2 Energy Meter | [6 empty] | 3 | 0 | [10 empty] | No | No
MC202 | Charles Carter Building | A02 | Seminar Room |  | MC202-L01/M003 | Charles Carter A Floor A2 Total | EN.EN2 Energy Meter | [6 empty] | 3 | 0 | [10 empty] | No | No
MC202 | Charles Carter Building | A02a | Distribution Board |  | MC202-L01/M003 | Charles Carter A Floor A2 Total | EN.EN2 Energy Meter | [6 empty] | 3 | 0 | [10 empty] | No | No
MC202 | Charles Carter Building | A03 | Lobby |  | MC202-L01/M003 | Charles Carter A Floor A2 Total | EN.EN2 Energy Meter | [6 empty] | 3 | 0 | [10 empty] | No | No
MC202 | Charles Carter Building | A18 | Seminar Room |  | MC202-L01/M003 | Charles Carter A Floor A2 Total | EN.EN2 Energy Meter | [6 empty] | 3 | 0 | [10 empty] | No | No
MC202 | Charles Carter Building |  |  |  | MC202-L01/M004 | Charles Carter A Floor A2 Lighting | EN.EN2 Energy Meter | [6 empty] | 4 | 0 | [10 empty] | No | No
MC202 | Charles Carter Building | A03 | Lobby |  | MC202-L01/M004 | Charles Carter A Floor A2 Lighting | EN.EN2 Energy Meter | [6 empty] | 4 | 0 | [10 empty] | No | No
MC202 | Charles Carter Building | A18 | Seminar Room |  | MC202-L01/M004 | Charles Carter A Floor A2 Lighting | EN.EN2 Energy Meter | [6 empty] | 4 | 0 | [10 empty] | No | No
MC202 | Charles Carter Building | A19 | Executive Suite |  | MC202-L01/M004 | Charles Carter A Floor A2 Lighting | EN.EN2 Energy Meter | [6 empty] | 4 | 0 | [10 empty] | No | No
MC202 | Charles Carter Building | ST01 | Secondary Stairwell |  | MC202-L01/M004 | Charles Carter A Floor A2 Lighting | EN.EN2 Energy Meter | [6 empty] | 4 | 0 | [10 empty] | No | No
MC202 | Charles Carter Building | ST01 | Secondary Stairwell |  | MC202-L01/M004 | Charles Carter A Floor A2 Lighting | EN.EN2 Energy Meter | [6 empty] | 4 | 0 | [10 empty] | No | No
MC202 | Charles Carter Building | A01 | Entrance Foyer |  | MC202-L01/M004 | Charles Carter A Floor A2 Lighting | EN.EN2 Energy Meter | [6 empty] | 4 | 0 | [10 empty] | No | No
MC202 | Charles Carter Building | A02 | Seminar Room |  | MC202-L01/M004 | Charles Carter A Floor A2 Lighting | EN.EN2 Energy Meter | [6 empty] | 4 | 0 | [10 empty] | No | No
MC202 | Charles Carter Building | A02a | Distribution Board |  | MC202-L01/M004 | Charles Carter A Floor A2 Lighting | EN.EN2 Energy Meter | [6 empty] | 4 | 0 | [10 empty] | No | No
MC202 | Charles Carter Building |  |  |  | MC202-L01/M005 | Charles Carter B Floor B1 Total | EN.EN2 Energy Meter | [6 empty] | 5 | 0 | [10 empty] | No | No
MC202 | Charles Carter Building | B24 | Office |  | MC202-L01/M005 | Charles Carter B Floor B1 Total | EN.EN2 Energy Meter | [6 empty] | 5 | 0 | [10 empty] | No | No
MC202 | Charles Carter Building | B25 | Office |  | MC202-L01/M005 | Charles Carter B Floor B1 Total | EN.EN2 Energy Meter | [6 empty] | 5 | 0 | [10 empty] | No | No
MC202 | Charles Carter Building | B26 | Office |  | MC202-L01/M005 | Charles Carter B Floor B1 Total | EN.EN2 Energy Meter | [6 empty] | 5 | 0 | [10 empty] | No | No
MC202 | Charles Carter Building | B18r2 | SR2 |  | MC202-L01/M005 | Charles Carter B Floor B1 Total | EN.EN2 Energy Meter | [6 empty] | 5 | 0 | [10 empty] | No | No
MC202 | Charles Carter Building | B19 | Office |  | MC202-L01/M005 | Charles Carter B Floor B1 Total | EN.EN2 Energy Meter | [6 empty] | 5 | 0 | [10 empty] | No | No
MC202 | Charles Carter Building | B20 | Office |  | MC202-L01/M005 | Charles Carter B Floor B1 Total | EN.EN2 Energy Meter | [6 empty] | 5 | 0 | [10 empty] | No | No
MC202 | Charles Carter Building | B21 | Office |  | MC202-L01/M005 | Charles Carter B Floor B1 Total | EN.EN2 Energy Meter | [6 empty] | 5 | 0 | [10 empty] | No | No
MC202 | Charles Carter Building | B22 | Office |  | MC202-L01/M005 | Charles Carter B Floor B1 Total | EN.EN2 Energy Meter | [6 empty] | 5 | 0 | [10 empty] | No | No
MC202 | Charles Carter Building | B23 | Office |  | MC202-L01/M005 | Charles Carter B Floor B1 Total | EN.EN2 Energy Meter | [6 empty] | 5 | 0 | [10 empty] | No | No
MC202 | Charles Carter Building | B14 | WC |  | MC202-L01/M005 | Charles Carter B Floor B1 Total | EN.EN2 Energy Meter | [6 empty] | 5 | 0 | [10 empty] | No | No
MC202 | Charles Carter Building | B15 | WC |  | MC202-L01/M005 | Charles Carter B Floor B1 Total | EN.EN2 Energy Meter | [6 empty] | 5 | 0 | [10 empty] | No | No
MC202 | Charles Carter Building | B16 | WC |  | MC202-L01/M005 | Charles Carter B Floor B1 Total | EN.EN2 Energy Meter | [6 empty] | 5 | 0 | [10 empty] | No | No
MC202 | Charles Carter Building | B17 | WC |  | MC202-L01/M005 | Charles Carter B Floor B1 Total | EN.EN2 Energy Meter | [6 empty] | 5 | 0 | [10 empty] | No | No
MC202 | Charles Carter Building | B18 | Tea Point |  | MC202-L01/M005 | Charles Carter B Floor B1 Total | EN.EN2 Energy Meter | [6 empty] | 5 | 0 | [10 empty] | No | No
MC202 | Charles Carter Building | B18a | Maintenance Zone |  | MC202-L01/M005 | Charles Carter B Floor B1 Total | EN.EN2 Energy Meter | [6 empty] | 5 | 0 | [10 empty] | No | No
MC202 | Charles Carter Building | B10 | Lobby |  | MC202-L01/M005 | Charles Carter B Floor B1 Total | EN.EN2 Energy Meter | [6 empty] | 5 | 0 | [10 empty] | No | No
MC202 | Charles Carter Building | B10r1 | Smoke Vent |  | MC202-L01/M005 | Charles Carter B Floor B1 Total | EN.EN2 Energy Meter | [6 empty] | 5 | 0 | [10 empty] | No | No
MC202 | Charles Carter Building | B11 | Accessible WC & Shower |  | MC202-L01/M005 | Charles Carter B Floor B1 Total | EN.EN2 Energy Meter | [6 empty] | 5 | 0 | [10 empty] | No | No
MC202 | Charles Carter Building | B11a | Cleaners |  | MC202-L01/M005 | Charles Carter B Floor B1 Total | EN.EN2 Energy Meter | [6 empty] | 5 | 0 | [10 empty] | No | No
MC202 | Charles Carter Building | B12 | WC |  | MC202-L01/M005 | Charles Carter B Floor B1 Total | EN.EN2 Energy Meter | [6 empty] | 5 | 0 | [10 empty] | No | No
MC202 | Charles Carter Building | B13 | WC |  | MC202-L01/M005 | Charles Carter B Floor B1 Total | EN.EN2 Energy Meter | [6 empty] | 5 | 0 | [10 empty] | No | No
MC202 | Charles Carter Building | B02a | PGR Office |  | MC202-L01/M005 | Charles Carter B Floor B1 Total | EN.EN2 Energy Meter | [6 empty] | 5 | 0 | [10 empty] | No | No
MC202 | Charles Carter Building | B02b | PGR Office |  | MC202-L01/M005 | Charles Carter B Floor B1 Total | EN.EN2 Energy Meter | [6 empty] | 5 | 0 | [10 empty] | No | No
MC202 | Charles Carter Building | B08 | Office |  | MC202-L01/M005 | Charles Carter B Floor B1 Total | EN.EN2 Energy Meter | [6 empty] | 5 | 0 | [10 empty] | No | No
MC202 | Charles Carter Building | B09 | Office |  | MC202-L01/M005 | Charles Carter B Floor B1 Total | EN.EN2 Energy Meter | [6 empty] | 5 | 0 | [10 empty] | No | No
MC202 | Charles Carter Building |  |  |  | MC202-L01/M006 | Charles Carter B Floor B1 Lighting | EN.EN2 Energy Meter | [6 empty] | 6 | 0 | [10 empty] | No | No
MC202 | Charles Carter Building | B23 | Office |  | MC202-L01/M006 | Charles Carter B Floor B1 Lighting | EN.EN2 Energy Meter | [6 empty] | 6 | 0 | [10 empty] | No | No
MC202 | Charles Carter Building | B24 | Office |  | MC202-L01/M006 | Charles Carter B Floor B1 Lighting | EN.EN2 Energy Meter | [6 empty] | 6 | 0 | [10 empty] | No | No
MC202 | Charles Carter Building | B25 | Office |  | MC202-L01/M006 | Charles Carter B Floor B1 Lighting | EN.EN2 Energy Meter | [6 empty] | 6 | 0 | [10 empty] | No | No
MC202 | Charles Carter Building | B26 | Office |  | MC202-L01/M006 | Charles Carter B Floor B1 Lighting | EN.EN2 Energy Meter | [6 empty] | 6 | 0 | [10 empty] | No | No
MC202 | Charles Carter Building | B18a | Maintenance Zone |  | MC202-L01/M006 | Charles Carter B Floor B1 Lighting | EN.EN2 Energy Meter | [6 empty] | 6 | 0 | [10 empty] | No | No
MC202 | Charles Carter Building | B18r2 | SR2 |  | MC202-L01/M006 | Charles Carter B Floor B1 Lighting | EN.EN2 Energy Meter | [6 empty] | 6 | 0 | [10 empty] | No | No
MC202 | Charles Carter Building | B19 | Office |  | MC202-L01/M006 | Charles Carter B Floor B1 Lighting | EN.EN2 Energy Meter | [6 empty] | 6 | 0 | [10 empty] | No | No
MC202 | Charles Carter Building | B20 | Office |  | MC202-L01/M006 | Charles Carter B Floor B1 Lighting | EN.EN2 Energy Meter | [6 empty] | 6 | 0 | [10 empty] | No | No
MC202 | Charles Carter Building | B21 | Office |  | MC202-L01/M006 | Charles Carter B Floor B1 Lighting | EN.EN2 Energy Meter | [6 empty] | 6 | 0 | [10 empty] | No | No
MC202 | Charles Carter Building | B22 | Office |  | MC202-L01/M006 | Charles Carter B Floor B1 Lighting | EN.EN2 Energy Meter | [6 empty] | 6 | 0 | [10 empty] | No | No
MC202 | Charles Carter Building | B13 | WC |  | MC202-L01/M006 | Charles Carter B Floor B1 Lighting | EN.EN2 Energy Meter | [6 empty] | 6 | 0 | [10 empty] | No | No
MC202 | Charles Carter Building | B14 | WC |  | MC202-L01/M006 | Charles Carter B Floor B1 Lighting | EN.EN2 Energy Meter | [6 empty] | 6 | 0 | [10 empty] | No | No
MC202 | Charles Carter Building | B15 | WC |  | MC202-L01/M006 | Charles Carter B Floor B1 Lighting | EN.EN2 Energy Meter | [6 empty] | 6 | 0 | [10 empty] | No | No
MC202 | Charles Carter Building | B16 | WC |  | MC202-L01/M006 | Charles Carter B Floor B1 Lighting | EN.EN2 Energy Meter | [6 empty] | 6 | 0 | [10 empty] | No | No
MC202 | Charles Carter Building | B17 | WC |  | MC202-L01/M006 | Charles Carter B Floor B1 Lighting | EN.EN2 Energy Meter | [6 empty] | 6 | 0 | [10 empty] | No | No
MC202 | Charles Carter Building | B18 | Tea Point |  | MC202-L01/M006 | Charles Carter B Floor B1 Lighting | EN.EN2 Energy Meter | [6 empty] | 6 | 0 | [10 empty] | No | No
MC202 | Charles Carter Building | B09 | Office |  | MC202-L01/M006 | Charles Carter B Floor B1 Lighting | EN.EN2 Energy Meter | [6 empty] | 6 | 0 | [10 empty] | No | No
MC202 | Charles Carter Building | B10 | Lobby |  | MC202-L01/M006 | Charles Carter B Floor B1 Lighting | EN.EN2 Energy Meter | [6 empty] | 6 | 0 | [10 empty] | No | No
MC202 | Charles Carter Building | B10r1 | Smoke Vent |  | MC202-L01/M006 | Charles Carter B Floor B1 Lighting | EN.EN2 Energy Meter | [6 empty] | 6 | 0 | [10 empty] | No | No
MC202 | Charles Carter Building | B11 | Accessible WC & Shower |  | MC202-L01/M006 | Charles Carter B Floor B1 Lighting | EN.EN2 Energy Meter | [6 empty] | 6 | 0 | [10 empty] | No | No
MC202 | Charles Carter Building | B11a | Cleaners |  | MC202-L01/M006 | Charles Carter B Floor B1 Lighting | EN.EN2 Energy Meter | [6 empty] | 6 | 0 | [10 empty] | No | No
MC202 | Charles Carter Building | B12 | WC |  | MC202-L01/M006 | Charles Carter B Floor B1 Lighting | EN.EN2 Energy Meter | [6 empty] | 6 | 0 | [10 empty] | No | No
MC202 | Charles Carter Building | B02a | PGR Office |  | MC202-L01/M006 | Charles Carter B Floor B1 Lighting | EN.EN2 Energy Meter | [6 empty] | 6 | 0 | [10 empty] | No | No
MC202 | Charles Carter Building | B02b | PGR Office |  | MC202-L01/M006 | Charles Carter B Floor B1 Lighting | EN.EN2 Energy Meter | [6 empty] | 6 | 0 | [10 empty] | No | No
MC202 | Charles Carter Building | B08 | Office |  | MC202-L01/M006 | Charles Carter B Floor B1 Lighting | EN.EN2 Energy Meter | [6 empty] | 6 | 0 | [10 empty] | No | No
MC202 | Charles Carter Building |  |  |  | MC202-L01/M007 | Charles Carter B Floor B2 Total | EN.EN2 Energy Meter | [6 empty] | 7 | 0 | [10 empty] | No | No
MC202 | Charles Carter Building | B34a | Distribution Board |  | MC202-L01/M007 | Charles Carter B Floor B2 Total | EN.EN2 Energy Meter | [6 empty] | 7 | 0 | [10 empty] | No | No
MC202 | Charles Carter Building | B35 | Office |  | MC202-L01/M007 | Charles Carter B Floor B2 Total | EN.EN2 Energy Meter | [6 empty] | 7 | 0 | [10 empty] | No | No
MC202 | Charles Carter Building | B36 | Lobby |  | MC202-L01/M007 | Charles Carter B Floor B2 Total | EN.EN2 Energy Meter | [6 empty] | 7 | 0 | [10 empty] | No | No
MC202 | Charles Carter Building | B29 | Office |  | MC202-L01/M007 | Charles Carter B Floor B2 Total | EN.EN2 Energy Meter | [6 empty] | 7 | 0 | [10 empty] | No | No
MC202 | Charles Carter Building | B30 | Office |  | MC202-L01/M007 | Charles Carter B Floor B2 Total | EN.EN2 Energy Meter | [6 empty] | 7 | 0 | [10 empty] | No | No
MC202 | Charles Carter Building | B31 | Office |  | MC202-L01/M007 | Charles Carter B Floor B2 Total | EN.EN2 Energy Meter | [6 empty] | 7 | 0 | [10 empty] | No | No
MC202 | Charles Carter Building | B32 | Meeting Room |  | MC202-L01/M007 | Charles Carter B Floor B2 Total | EN.EN2 Energy Meter | [6 empty] | 7 | 0 | [10 empty] | No | No
MC202 | Charles Carter Building | B33 | Office |  | MC202-L01/M007 | Charles Carter B Floor B2 Total | EN.EN2 Energy Meter | [6 empty] | 7 | 0 | [10 empty] | No | No
MC202 | Charles Carter Building | B34 | Meeting Room |  | MC202-L01/M007 | Charles Carter B Floor B2 Total | EN.EN2 Energy Meter | [6 empty] | 7 | 0 | [10 empty] | No | No
MC202 | Charles Carter Building | B04 | Office |  | MC202-L01/M007 | Charles Carter B Floor B2 Total | EN.EN2 Energy Meter | [6 empty] | 7 | 0 | [10 empty] | No | No
MC202 | Charles Carter Building | B05 | Office |  | MC202-L01/M007 | Charles Carter B Floor B2 Total | EN.EN2 Energy Meter | [6 empty] | 7 | 0 | [10 empty] | No | No
MC202 | Charles Carter Building | B06 | Office |  | MC202-L01/M007 | Charles Carter B Floor B2 Total | EN.EN2 Energy Meter | [6 empty] | 7 | 0 | [10 empty] | No | No
MC202 | Charles Carter Building | B07 | Office |  | MC202-L01/M007 | Charles Carter B Floor B2 Total | EN.EN2 Energy Meter | [6 empty] | 7 | 0 | [10 empty] | No | No
MC202 | Charles Carter Building | B27 | Office |  | MC202-L01/M007 | Charles Carter B Floor B2 Total | EN.EN2 Energy Meter | [6 empty] | 7 | 0 | [10 empty] | No | No
MC202 | Charles Carter Building | B28 | Office |  | MC202-L01/M007 | Charles Carter B Floor B2 Total | EN.EN2 Energy Meter | [6 empty] | 7 | 0 | [10 empty] | No | No
MC202 | Charles Carter Building | B02 | Space |  | MC202-L01/M007 | Charles Carter B Floor B2 Total | EN.EN2 Energy Meter | [6 empty] | 7 | 0 | [10 empty] | No | No
MC202 | Charles Carter Building | B03 | Office |  | MC202-L01/M007 | Charles Carter B Floor B2 Total | EN.EN2 Energy Meter | [6 empty] | 7 | 0 | [10 empty] | No | No
MC202 | Charles Carter Building |  |  |  | MC202-L01/M008 | Charles Carter B Floor B2 Lighting | EN.EN2 Energy Meter | [6 empty] | 8 | 0 | [10 empty] | No | No
MC202 | Charles Carter Building | B32 | Meeting Room |  | MC202-L01/M008 | Charles Carter B Floor B2 Lighting | EN.EN2 Energy Meter | [6 empty] | 8 | 0 | [10 empty] | No | No
MC202 | Charles Carter Building | B33 | Office |  | MC202-L01/M008 | Charles Carter B Floor B2 Lighting | EN.EN2 Energy Meter | [6 empty] | 8 | 0 | [10 empty] | No | No
MC202 | Charles Carter Building | B34 | Meeting Room |  | MC202-L01/M008 | Charles Carter B Floor B2 Lighting | EN.EN2 Energy Meter | [6 empty] | 8 | 0 | [10 empty] | No | No
MC202 | Charles Carter Building | B34a | Distribution Board |  | MC202-L01/M008 | Charles Carter B Floor B2 Lighting | EN.EN2 Energy Meter | [6 empty] | 8 | 0 | [10 empty] | No | No
MC202 | Charles Carter Building | B35 | Office |  | MC202-L01/M008 | Charles Carter B Floor B2 Lighting | EN.EN2 Energy Meter | [6 empty] | 8 | 0 | [10 empty] | No | No
MC202 | Charles Carter Building | B36 | Lobby |  | MC202-L01/M008 | Charles Carter B Floor B2 Lighting | EN.EN2 Energy Meter | [6 empty] | 8 | 0 | [10 empty] | No | No
MC202 | Charles Carter Building | B07 | Office |  | MC202-L01/M008 | Charles Carter B Floor B2 Lighting | EN.EN2 Energy Meter | [6 empty] | 8 | 0 | [10 empty] | No | No
MC202 | Charles Carter Building | B27 | Office |  | MC202-L01/M008 | Charles Carter B Floor B2 Lighting | EN.EN2 Energy Meter | [6 empty] | 8 | 0 | [10 empty] | No | No
MC202 | Charles Carter Building | B28 | Office |  | MC202-L01/M008 | Charles Carter B Floor B2 Lighting | EN.EN2 Energy Meter | [6 empty] | 8 | 0 | [10 empty] | No | No
MC202 | Charles Carter Building | B29 | Office |  | MC202-L01/M008 | Charles Carter B Floor B2 Lighting | EN.EN2 Energy Meter | [6 empty] | 8 | 0 | [10 empty] | No | No
MC202 | Charles Carter Building | B30 | Office |  | MC202-L01/M008 | Charles Carter B Floor B2 Lighting | EN.EN2 Energy Meter | [6 empty] | 8 | 0 | [10 empty] | No | No
MC202 | Charles Carter Building | B31 | Office |  | MC202-L01/M008 | Charles Carter B Floor B2 Lighting | EN.EN2 Energy Meter | [6 empty] | 8 | 0 | [10 empty] | No | No
MC202 | Charles Carter Building | B02 | Space |  | MC202-L01/M008 | Charles Carter B Floor B2 Lighting | EN.EN2 Energy Meter | [6 empty] | 8 | 0 | [10 empty] | No | No
MC202 | Charles Carter Building | B03 | Office |  | MC202-L01/M008 | Charles Carter B Floor B2 Lighting | EN.EN2 Energy Meter | [6 empty] | 8 | 0 | [10 empty] | No | No
MC202 | Charles Carter Building | B04 | Office |  | MC202-L01/M008 | Charles Carter B Floor B2 Lighting | EN.EN2 Energy Meter | [6 empty] | 8 | 0 | [10 empty] | No | No
MC202 | Charles Carter Building | B05 | Office |  | MC202-L01/M008 | Charles Carter B Floor B2 Lighting | EN.EN2 Energy Meter | [6 empty] | 8 | 0 | [10 empty] | No | No
MC202 | Charles Carter Building | B06 | Office |  | MC202-L01/M008 | Charles Carter B Floor B2 Lighting | EN.EN2 Energy Meter | [6 empty] | 8 | 0 | [10 empty] | No | No
MC202 | Charles Carter Building |  |  |  | MC202-L03/M001 | Charles Carter Plant Room DB | EN.EN2 Energy Meter | [6 empty] | 1 | 0 | [10 empty] | No | No
MC202 | Charles Carter Building | RF01 | External Plant |  | MC202-L03/M001 | Charles Carter Plant Room DB | EN.EN2 Energy Meter | [6 empty] | 1 | 0 | [10 empty] | No | No
MC202 | Charles Carter Building |  |  |  | MC202-L03/M002 | Charles Carter Comms Plant Room | EN.EN2 Energy Meter | [6 empty] | 2 | 0 | [10 empty] | No | No
MC202 | Charles Carter Building | C15 | Comms Room |  | MC202-L03/M002 | Charles Carter Comms Plant Room | EN.EN2 Energy Meter | [6 empty] | 2 | 0 | [10 empty] | No | No
MC202 | Charles Carter Building |  |  |  | MC202-L03/M003 | Charles Carter Plant Room Total | EN.EN2 Energy Meter | [6 empty] | 3 | 0 | [10 empty] | No | No
MC202 | Charles Carter Building | RF01 | External Plant |  | MC202-L03/M003 | Charles Carter Plant Room Total | EN.EN2 Energy Meter | [6 empty] | 3 | 0 | [10 empty] | No | No
MC202 | Charles Carter Building |  |  |  | MC202-L03/M004 | Charles Carter | EN.EN2 Energy Meter | [6 empty] | 4 | 0 | [10 empty] | No | No
MC202 | Charles Carter Building | A0 | Whole Building |  | MC202-L03/M004 | Charles Carter | EN.EN2 Energy Meter | [6 empty] | 4 | 0 | [10 empty] | No | No
MC202 | Charles Carter Building |  |  |  | MC202-L03/M005 | Charles Carter Mechanical Plant | EN.EN2 Energy Meter | [6 empty] | 5 | 0 | [10 empty] | No | No
MC202 | Charles Carter Building |  |  |  | MC202-L03/M006 | Charles Carter | EN.EN2 Energy Meter | [6 empty] | 6 | 0 | [10 empty] | No | No
MC202 | Charles Carter Building | A0 | Whole Building |  | MC202-L03/M006 | Charles Carter | EN.EN2 Energy Meter | [6 empty] | 6 | 0 | [10 empty] | No | No
MC202 | Charles Carter Building |  |  |  | MC202-L03/M007 | Charles Carter | EN.EN2 Energy Meter | [6 empty] | 7 | 0 | [10 empty] | No | No
MC202 | Charles Carter Building | A0 | Whole Building |  | MC202-L03/M007 | Charles Carter | EN.EN2 Energy Meter | [6 empty] | 7 | 0 | [10 empty] | No | No
MC202 | Charles Carter Building |  |  |  | MC202-B15/~1 |  | EN.EN3 Energy Sensor | [6 empty] | ~1 | 0 | [10 empty] | No | No
MC202 | Charles Carter Building |  |  |  | MC202-B15/~10 |  | EN.EN3 Energy Sensor | [6 empty] | ~10 | 0 | [10 empty] | No | No
MC202 | Charles Carter Building |  |  |  | MC202-B15/~11 |  | EN.EN3 Energy Sensor | [6 empty] | ~11 | 0 | [10 empty] | No | No
MC202 | Charles Carter Building |  |  |  | MC202-B15/~12 |  | EN.EN3 Energy Sensor | [6 empty] | ~12 | 0 | [10 empty] | No | No
MC202 | Charles Carter Building |  |  |  | MC202-B15/~13 |  | EN.EN3 Energy Sensor | [6 empty] | ~13 | 0 | [10 empty] | No | No
MC202 | Charles Carter Building |  |  |  | MC202-B15/~14 |  | EN.EN3 Energy Sensor | [6 empty] | ~14 | 0 | [10 empty] | No | No
MC202 | Charles Carter Building |  |  |  | MC202-B15/Y2 | CO2 V | EN.EN3 Energy Sensor | [6 empty] | Y2 | 0 | [10 empty] | No | No
MC202 | Charles Carter Building |  |  |  | MC202-B15/Y3 | 4DIX V | EN.EN3 Energy Sensor | [6 empty] | Y3 | 0 | [10 empty] | No | No
MC202 | Charles Carter Building |  |  |  | MC202-B15/Z1 | Local time clock | EN.EN3 Energy Sensor | [6 empty] | Z1 | 0 | [10 empty] | No | No
MC202 | Charles Carter Building | D38 | Meeting Room |  | MC202-B15/Z1 | Local time clock | EN.EN3 Energy Sensor | [6 empty] | Z1 | 0 | [10 empty] | No | No
MC202 | Charles Carter Building | D41 | Meeting Room |  | MC202-B15/Z1 | Local time clock | EN.EN3 Energy Sensor | [6 empty] | Z1 | 0 | [10 empty] | No | No
MC202 | Charles Carter Building |  |  |  | MC202-B15/W2 | Commissioning mode | EN.EN3 Energy Sensor | [6 empty] | W2 | 0 | [10 empty] | No | No
MC202 | Charles Carter Building | D38 | Meeting Room |  | MC202-B15/W2 | Commissioning mode | EN.EN3 Energy Sensor | [6 empty] | W2 | 0 | [10 empty] | No | No
MC202 | Charles Carter Building | D41 | Meeting Room |  | MC202-B15/W2 | Commissioning mode | EN.EN3 Energy Sensor | [6 empty] | W2 | 0 | [10 empty] | No | No
MC202 | Charles Carter Building |  |  |  | MC202-B15/W3 | Enable boost mode | EN.EN3 Energy Sensor | [6 empty] | W3 | 0 | [10 empty] | No | No
MC202 | Charles Carter Building | D38 | Meeting Room |  | MC202-B15/W3 | Enable boost mode | EN.EN3 Energy Sensor | [6 empty] | W3 | 0 | [10 empty] | No | No
MC202 | Charles Carter Building | D41 | Meeting Room |  | MC202-B15/W3 | Enable boost mode | EN.EN3 Energy Sensor | [6 empty] | W3 | 0 | [10 empty] | No | No
MC202 | Charles Carter Building |  |  |  | MC202-B15/W4 | Freeze protection reset | EN.EN3 Energy Sensor | [6 empty] | W4 | 0 | [10 empty] | No | No
MC202 | Charles Carter Building | D38 | Meeting Room |  | MC202-B15/W4 | Freeze protection reset | EN.EN3 Energy Sensor | [6 empty] | W4 | 0 | [10 empty] | No | No
MC202 | Charles Carter Building | D41 | Meeting Room |  | MC202-B15/W4 | Freeze protection reset | EN.EN3 Energy Sensor | [6 empty] | W4 | 0 | [10 empty] | No | No
MC202 | Charles Carter Building |  |  |  | MC202-B15/W5 | Enable alarms | EN.EN3 Energy Sensor | [6 empty] | W5 | 0 | [10 empty] | No | No
MC202 | Charles Carter Building | D38 | Meeting Room |  | MC202-B15/W5 | Enable alarms | EN.EN3 Energy Sensor | [6 empty] | W5 | 0 | [10 empty] | No | No
MC202 | Charles Carter Building | D41 | Meeting Room |  | MC202-B15/W5 | Enable alarms | EN.EN3 Energy Sensor | [6 empty] | W5 | 0 | [10 empty] | No | No
MC202 | Charles Carter Building |  |  |  | MC202-B15/W6 | Manual off | EN.EN3 Energy Sensor | [6 empty] | W6 | 0 | [10 empty] | No | No
MC202 | Charles Carter Building | D38 | Meeting Room |  | MC202-B15/W6 | Manual off | EN.EN3 Energy Sensor | [6 empty] | W6 | 0 | [10 empty] | No | No
MC202 | Charles Carter Building | D41 | Meeting Room |  | MC202-B15/W6 | Manual off | EN.EN3 Energy Sensor | [6 empty] | W6 | 0 | [10 empty] | No | No
MC202 | Charles Carter Building |  |  |  | MC202-B15/Y1 | Trend Thermistor | EN.EN3 Energy Sensor | [6 empty] | Y1 | 0 | [10 empty] | No | No
MC202 | Charles Carter Building |  |  |  | MC202-B15/S14 | Outside air temperature | EN.EN3 Energy Sensor | [6 empty] | S14 | 0 | [10 empty] | No | No
MC202 | Charles Carter Building | D38 | Meeting Room |  | MC202-B15/S14 | Outside air temperature | EN.EN3 Energy Sensor | [6 empty] | S14 | 0 | [10 empty] | No | No
MC202 | Charles Carter Building | D41 | Meeting Room |  | MC202-B15/S14 | Outside air temperature | EN.EN3 Energy Sensor | [6 empty] | S14 | 0 | [10 empty] | No | No
MC202 | Charles Carter Building |  |  |  | MC202-B15/S15 | Bypass damper | EN.EN3 Energy Sensor | [6 empty] | S15 | 0 | [10 empty] | No | No
MC202 | Charles Carter Building | D38 | Meeting Room |  | MC202-B15/S15 | Bypass damper | EN.EN3 Energy Sensor | [6 empty] | S15 | 0 | [10 empty] | No | No
MC202 | Charles Carter Building | D41 | Meeting Room |  | MC202-B15/S15 | Bypass damper | EN.EN3 Energy Sensor | [6 empty] | S15 | 0 | [10 empty] | No | No
MC202 | Charles Carter Building |  |  |  | MC202-B15/S2 | Return temperature | EN.EN3 Energy Sensor | [6 empty] | S2 | 0 | [10 empty] | No | No
MC202 | Charles Carter Building | D38 | Meeting Room |  | MC202-B15/S2 | Return temperature | EN.EN3 Energy Sensor | [6 empty] | S2 | 0 | [10 empty] | No | No
MC202 | Charles Carter Building | D41 | Meeting Room |  | MC202-B15/S2 | Return temperature | EN.EN3 Energy Sensor | [6 empty] | S2 | 0 | [10 empty] | No | No
MC202 | Charles Carter Building |  |  |  | MC202-B15/S3 | Extract CO2 level | EN.EN3 Energy Sensor | [6 empty] | S3 | 0 | [10 empty] | No | No
MC202 | Charles Carter Building | D38 | Meeting Room |  | MC202-B15/S3 | Extract CO2 level | EN.EN3 Energy Sensor | [6 empty] | S3 | 0 | [10 empty] | No | No
MC202 | Charles Carter Building | D41 | Meeting Room |  | MC202-B15/S3 | Extract CO2 level | EN.EN3 Energy Sensor | [6 empty] | S3 | 0 | [10 empty] | No | No
MC202 | Charles Carter Building |  |  |  | MC202-B15/S4 | DIM Module | EN.EN3 Energy Sensor | [6 empty] | S4 | 0 | [10 empty] | No | No
MC202 | Charles Carter Building | D38 | Meeting Room |  | MC202-B15/S4 | DIM Module | EN.EN3 Energy Sensor | [6 empty] | S4 | 0 | [10 empty] | No | No
MC202 | Charles Carter Building | D41 | Meeting Room |  | MC202-B15/S4 | DIM Module | EN.EN3 Energy Sensor | [6 empty] | S4 | 0 | [10 empty] | No | No
MC202 | Charles Carter Building |  |  |  | MC202-B15/V1 |  | EN.EN3 Energy Sensor | [6 empty] | V1 | 0 | [10 empty] | No | No
MC202 | Charles Carter Building |  |  |  | MC202-B15/P6 | Common fault signal | EN.EN3 Energy Sensor | [6 empty] | P6 | 0 | [10 empty] | No | No
MC202 | Charles Carter Building |  |  |  | MC202-B15/Q1 | Sequence Table 1 | EN.EN3 Energy Sensor | [6 empty] | Q1 | 0 | [10 empty] | No | No
MC202 | Charles Carter Building |  |  |  | MC202-B15/S1 | Supply air temperature | EN.EN3 Energy Sensor | [6 empty] | S1 | 0 | [10 empty] | No | No
MC202 | Charles Carter Building | D41 | Meeting Room |  | MC202-B15/S1 | Supply air temperature | EN.EN3 Energy Sensor | [6 empty] | S1 | 0 | [10 empty] | No | No
MC202 | Charles Carter Building | D38 | Meeting Room |  | MC202-B15/S1 | Supply air temperature | EN.EN3 Energy Sensor | [6 empty] | S1 | 0 | [10 empty] | No | No
MC202 | Charles Carter Building | D38 | Meeting Room |  | MC202-B15/S11 | Class vent heating demand | EN.EN3 Energy Sensor | [6 empty] | S11 | 0 | [10 empty] | No | No
MC202 | Charles Carter Building | D41 | Meeting Room |  | MC202-B15/S11 | Class vent heating demand | EN.EN3 Energy Sensor | [6 empty] | S11 | 0 | [10 empty] | No | No
MC202 | Charles Carter Building |  |  |  | MC202-B15/S11 | Class vent heating demand | EN.EN3 Energy Sensor | [6 empty] | S11 | 0 | [10 empty] | No | No
MC202 | Charles Carter Building |  |  |  | MC202-B15/S12 | Supply fan speed | EN.EN3 Energy Sensor | [6 empty] | S12 | 0 | [10 empty] | No | No
MC202 | Charles Carter Building | D38 | Meeting Room |  | MC202-B15/S12 | Supply fan speed | EN.EN3 Energy Sensor | [6 empty] | S12 | 0 | [10 empty] | No | No
MC202 | Charles Carter Building | D41 | Meeting Room |  | MC202-B15/S12 | Supply fan speed | EN.EN3 Energy Sensor | [6 empty] | S12 | 0 | [10 empty] | No | No
MC202 | Charles Carter Building |  |  |  | MC202-B15/S13 | Extract fan speed | EN.EN3 Energy Sensor | [6 empty] | S13 | 0 | [10 empty] | No | No
MC202 | Charles Carter Building | D41 | Meeting Room |  | MC202-B15/S13 | Extract fan speed | EN.EN3 Energy Sensor | [6 empty] | S13 | 0 | [10 empty] | No | No
MC202 | Charles Carter Building | D38 | Meeting Room |  | MC202-B15/S13 | Extract fan speed | EN.EN3 Energy Sensor | [6 empty] | S13 | 0 | [10 empty] | No | No
MC202 | Charles Carter Building |  |  |  | MC202-B15/P14 | Outside air temperature | EN.EN3 Energy Sensor | [6 empty] | P14 | 0 | [10 empty] | No | No
MC202 | Charles Carter Building |  |  |  | MC202-B15/P15 | Bypass damper | EN.EN3 Energy Sensor | [6 empty] | P15 | 0 | [10 empty] | No | No
MC202 | Charles Carter Building |  |  |  | MC202-B15/P2 | Return temperature | EN.EN3 Energy Sensor | [6 empty] | P2 | 0 | [10 empty] | No | No
MC202 | Charles Carter Building |  |  |  | MC202-B15/P3 | Extract CO2 level | EN.EN3 Energy Sensor | [6 empty] | P3 | 0 | [10 empty] | No | No
MC202 | Charles Carter Building |  |  |  | MC202-B15/P4 | DIM Module | EN.EN3 Energy Sensor | [6 empty] | P4 | 0 | [10 empty] | No | No
MC202 | Charles Carter Building |  |  |  | MC202-B15/P5 | Common fault signal | EN.EN3 Energy Sensor | [6 empty] | P5 | 0 | [10 empty] | No | No
MC202 | Charles Carter Building |  |  |  | MC202-B15/N2 | IC Comms 2 | EN.EN3 Energy Sensor | [6 empty] | N2 | 0 | [10 empty] | No | No
MC202 | Charles Carter Building |  |  |  | MC202-B15/o1 | Alarm Route 1 | EN.EN3 Energy Sensor | [6 empty] | o1 | 0 | [10 empty] | No | No
MC202 | Charles Carter Building |  |  |  | MC202-B15/P1 | Supply air temperature | EN.EN3 Energy Sensor | [6 empty] | P1 | 0 | [10 empty] | No | No
MC202 | Charles Carter Building |  |  |  | MC202-B15/P11 | Class vent heating demand | EN.EN3 Energy Sensor | [6 empty] | P11 | 0 | [10 empty] | No | No
MC202 | Charles Carter Building |  |  |  | MC202-B15/P12 | Supply fan speed | EN.EN3 Energy Sensor | [6 empty] | P12 | 0 | [10 empty] | No | No
MC202 | Charles Carter Building |  |  |  | MC202-B15/P13 | Extract fan speed | EN.EN3 Energy Sensor | [6 empty] | P13 | 0 | [10 empty] | No | No
MC202 | Charles Carter Building |  |  |  | MC202-B15/L3 | Fan Speed [CO2] | EN.EN3 Energy Sensor | [6 empty] | L3 | 0 | [10 empty] | No | No
MC202 | Charles Carter Building | D38 | Meeting Room |  | MC202-B15/L3 | Fan Speed [CO2] | EN.EN3 Energy Sensor | [6 empty] | L3 | 0 | [10 empty] | No | No
MC202 | Charles Carter Building | D41 | Meeting Room |  | MC202-B15/L3 | Fan Speed [CO2] | EN.EN3 Energy Sensor | [6 empty] | L3 | 0 | [10 empty] | No | No
MC202 | Charles Carter Building |  |  |  | MC202-B15/L4 | Fan Speed [Clg] | EN.EN3 Energy Sensor | [6 empty] | L4 | 0 | [10 empty] | No | No
MC202 | Charles Carter Building | D38 | Meeting Room |  | MC202-B15/L4 | Fan Speed [Clg] | EN.EN3 Energy Sensor | [6 empty] | L4 | 0 | [10 empty] | No | No
MC202 | Charles Carter Building | D41 | Meeting Room |  | MC202-B15/L4 | Fan Speed [Clg] | EN.EN3 Energy Sensor | [6 empty] | L4 | 0 | [10 empty] | No | No
MC202 | Charles Carter Building |  |  |  | MC202-B15/L5 | Loop 5 | EN.EN3 Energy Sensor | [6 empty] | L5 | 0 | [10 empty] | No | No
MC202 | Charles Carter Building | D38 | Meeting Room |  | MC202-B15/L5 | Loop 5 | EN.EN3 Energy Sensor | [6 empty] | L5 | 0 | [10 empty] | No | No
MC202 | Charles Carter Building | D41 | Meeting Room |  | MC202-B15/L5 | Loop 5 | EN.EN3 Energy Sensor | [6 empty] | L5 | 0 | [10 empty] | No | No
MC202 | Charles Carter Building | D41 | Meeting Room |  | MC202-B15/L6 | Loop 6 | EN.EN3 Energy Sensor | [6 empty] | L6 | 0 | [10 empty] | No | No
MC202 | Charles Carter Building |  |  |  | MC202-B15/L6 | Loop 6 | EN.EN3 Energy Sensor | [6 empty] | L6 | 0 | [10 empty] | No | No
MC202 | Charles Carter Building | D38 | Meeting Room |  | MC202-B15/L6 | Loop 6 | EN.EN3 Energy Sensor | [6 empty] | L6 | 0 | [10 empty] | No | No
MC202 | Charles Carter Building |  |  |  | MC202-B15/n1 | IC Comms 1 | EN.EN3 Energy Sensor | [6 empty] | n1 | 0 | [10 empty] | No | No
MC202 | Charles Carter Building |  |  |  | MC202-B15/K6 | OccupancyClgTempSP | EN.EN3 Energy Sensor | [6 empty] | K6 | 0 | [10 empty] | No | No
MC202 | Charles Carter Building | D38 | Meeting Room |  | MC202-B15/K6 | OccupancyClgTempSP | EN.EN3 Energy Sensor | [6 empty] | K6 | 0 | [10 empty] | No | No
MC202 | Charles Carter Building | D41 | Meeting Room |  | MC202-B15/K6 | OccupancyClgTempSP | EN.EN3 Energy Sensor | [6 empty] | K6 | 0 | [10 empty] | No | No
MC202 | Charles Carter Building |  |  |  | MC202-B15/K7 | Free cooling temperature setpoint | EN.EN3 Energy Sensor | [6 empty] | K7 | 0 | [10 empty] | No | No
MC202 | Charles Carter Building | D38 | Meeting Room |  | MC202-B15/K7 | Free cooling temperature setpoint | EN.EN3 Energy Sensor | [6 empty] | K7 | 0 | [10 empty] | No | No
MC202 | Charles Carter Building | D41 | Meeting Room |  | MC202-B15/K7 | Free cooling temperature setpoint | EN.EN3 Energy Sensor | [6 empty] | K7 | 0 | [10 empty] | No | No
MC202 | Charles Carter Building |  |  |  | MC202-B15/K8 | Spare | EN.EN3 Energy Sensor | [6 empty] | K8 | 0 | [10 empty] | No | No
MC202 | Charles Carter Building | D38 | Meeting Room |  | MC202-B15/K8 | Spare | EN.EN3 Energy Sensor | [6 empty] | K8 | 0 | [10 empty] | No | No
MC202 | Charles Carter Building | D41 | Meeting Room |  | MC202-B15/K8 | Spare | EN.EN3 Energy Sensor | [6 empty] | K8 | 0 | [10 empty] | No | No
MC202 | Charles Carter Building |  |  |  | MC202-B15/K9 | Supply air low limit | EN.EN3 Energy Sensor | [6 empty] | K9 | 0 | [10 empty] | No | No
MC202 | Charles Carter Building | D38 | Meeting Room |  | MC202-B15/K9 | Supply air low limit | EN.EN3 Energy Sensor | [6 empty] | K9 | 0 | [10 empty] | No | No
MC202 | Charles Carter Building | D41 | Meeting Room |  | MC202-B15/K9 | Supply air low limit | EN.EN3 Energy Sensor | [6 empty] | K9 | 0 | [10 empty] | No | No
MC202 | Charles Carter Building |  |  |  | MC202-B15/L1 | Loop 1 | EN.EN3 Energy Sensor | [6 empty] | L1 | 0 | [10 empty] | No | No
MC202 | Charles Carter Building | D38 | Meeting Room |  | MC202-B15/L1 | Loop 1 | EN.EN3 Energy Sensor | [6 empty] | L1 | 0 | [10 empty] | No | No
MC202 | Charles Carter Building | D41 | Meeting Room |  | MC202-B15/L1 | Loop 1 | EN.EN3 Energy Sensor | [6 empty] | L1 | 0 | [10 empty] | No | No
MC202 | Charles Carter Building |  |  |  | MC202-B15/L2 | Supply air low limit | EN.EN3 Energy Sensor | [6 empty] | L2 | 0 | [10 empty] | No | No
MC202 | Charles Carter Building | D38 | Meeting Room |  | MC202-B15/L2 | Supply air low limit | EN.EN3 Energy Sensor | [6 empty] | L2 | 0 | [10 empty] | No | No
MC202 | Charles Carter Building | D41 | Meeting Room |  | MC202-B15/L2 | Supply air low limit | EN.EN3 Energy Sensor | [6 empty] | L2 | 0 | [10 empty] | No | No
MC202 | Charles Carter Building |  |  |  | MC202-B15/K22 | Night time cooling extract fan speed | EN.EN3 Energy Sensor | [6 empty] | K22 | 0 | [10 empty] | No | No
MC202 | Charles Carter Building | D38 | Meeting Room |  | MC202-B15/K22 | Night time cooling extract fan speed | EN.EN3 Energy Sensor | [6 empty] | K22 | 0 | [10 empty] | No | No
MC202 | Charles Carter Building | D41 | Meeting Room |  | MC202-B15/K22 | Night time cooling extract fan speed | EN.EN3 Energy Sensor | [6 empty] | K22 | 0 | [10 empty] | No | No
MC202 | Charles Carter Building |  |  |  | MC202-B15/K23 | Night time cool temperature setpoint | EN.EN3 Energy Sensor | [6 empty] | K23 | 0 | [10 empty] | No | No
MC202 | Charles Carter Building | D38 | Meeting Room |  | MC202-B15/K23 | Night time cool temperature setpoint | EN.EN3 Energy Sensor | [6 empty] | K23 | 0 | [10 empty] | No | No
MC202 | Charles Carter Building | D41 | Meeting Room |  | MC202-B15/K23 | Night time cool temperature setpoint | EN.EN3 Energy Sensor | [6 empty] | K23 | 0 | [10 empty] | No | No
MC202 | Charles Carter Building |  |  |  | MC202-B15/K24 | Night cooling supply air low limit | EN.EN3 Energy Sensor | [6 empty] | K24 | 0 | [10 empty] | No | No
MC202 | Charles Carter Building | D38 | Meeting Room |  | MC202-B15/K24 | Night cooling supply air low limit | EN.EN3 Energy Sensor | [6 empty] | K24 | 0 | [10 empty] | No | No
MC202 | Charles Carter Building | D41 | Meeting Room |  | MC202-B15/K24 | Night cooling supply air low limit | EN.EN3 Energy Sensor | [6 empty] | K24 | 0 | [10 empty] | No | No
MC202 | Charles Carter Building |  |  |  | MC202-B15/K3 | Room frost protection | EN.EN3 Energy Sensor | [6 empty] | K3 | 0 | [10 empty] | No | No
MC202 | Charles Carter Building | D38 | Meeting Room |  | MC202-B15/K3 | Room frost protection | EN.EN3 Energy Sensor | [6 empty] | K3 | 0 | [10 empty] | No | No
MC202 | Charles Carter Building | D41 | Meeting Room |  | MC202-B15/K3 | Room frost protection | EN.EN3 Energy Sensor | [6 empty] | K3 | 0 | [10 empty] | No | No
MC202 | Charles Carter Building |  |  |  | MC202-B15/K4 | Spare | EN.EN3 Energy Sensor | [6 empty] | K4 | 0 | [10 empty] | No | No
MC202 | Charles Carter Building | D38 | Meeting Room |  | MC202-B15/K4 | Spare | EN.EN3 Energy Sensor | [6 empty] | K4 | 0 | [10 empty] | No | No
MC202 | Charles Carter Building | D41 | Meeting Room |  | MC202-B15/K4 | Spare | EN.EN3 Energy Sensor | [6 empty] | K4 | 0 | [10 empty] | No | No
MC202 | Charles Carter Building |  |  |  | MC202-B15/K5 | Occupancy heating temperature setpoint | EN.EN3 Energy Sensor | [6 empty] | K5 | 0 | [10 empty] | No | No
MC202 | Charles Carter Building | D38 | Meeting Room |  | MC202-B15/K5 | Occupancy heating temperature setpoint | EN.EN3 Energy Sensor | [6 empty] | K5 | 0 | [10 empty] | No | No
MC202 | Charles Carter Building | D41 | Meeting Room |  | MC202-B15/K5 | Occupancy heating temperature setpoint | EN.EN3 Energy Sensor | [6 empty] | K5 | 0 | [10 empty] | No | No
MC202 | Charles Carter Building |  |  |  | MC202-B15/K17 | Supply fan minimum speed | EN.EN3 Energy Sensor | [6 empty] | K17 | 0 | [10 empty] | No | No
MC202 | Charles Carter Building | D38 | Meeting Room |  | MC202-B15/K17 | Supply fan minimum speed | EN.EN3 Energy Sensor | [6 empty] | K17 | 0 | [10 empty] | No | No
MC202 | Charles Carter Building | D41 | Meeting Room |  | MC202-B15/K17 | Supply fan minimum speed | EN.EN3 Energy Sensor | [6 empty] | K17 | 0 | [10 empty] | No | No
MC202 | Charles Carter Building | D38 | Meeting Room |  | MC202-B15/K18 | Supply fan max speed | EN.EN3 Energy Sensor | [6 empty] | K18 | 0 | [10 empty] | No | No
MC202 | Charles Carter Building | D41 | Meeting Room |  | MC202-B15/K18 | Supply fan max speed | EN.EN3 Energy Sensor | [6 empty] | K18 | 0 | [10 empty] | No | No
MC202 | Charles Carter Building |  |  |  | MC202-B15/K18 | Supply fan max speed | EN.EN3 Energy Sensor | [6 empty] | K18 | 0 | [10 empty] | No | No
MC202 | Charles Carter Building |  |  |  | MC202-B15/K19 | Supply fan startup speed | EN.EN3 Energy Sensor | [6 empty] | K19 | 0 | [10 empty] | No | No
MC202 | Charles Carter Building | D38 | Meeting Room |  | MC202-B15/K19 | Supply fan startup speed | EN.EN3 Energy Sensor | [6 empty] | K19 | 0 | [10 empty] | No | No
MC202 | Charles Carter Building | D41 | Meeting Room |  | MC202-B15/K19 | Supply fan startup speed | EN.EN3 Energy Sensor | [6 empty] | K19 | 0 | [10 empty] | No | No
MC202 | Charles Carter Building |  |  |  | MC202-B15/K2 | Unit freeze protection | EN.EN3 Energy Sensor | [6 empty] | K2 | 0 | [10 empty] | No | No
MC202 | Charles Carter Building | D38 | Meeting Room |  | MC202-B15/K2 | Unit freeze protection | EN.EN3 Energy Sensor | [6 empty] | K2 | 0 | [10 empty] | No | No
MC202 | Charles Carter Building | D41 | Meeting Room |  | MC202-B15/K2 | Unit freeze protection | EN.EN3 Energy Sensor | [6 empty] | K2 | 0 | [10 empty] | No | No
MC202 | Charles Carter Building |  |  |  | MC202-B15/K20 | Extract fan startup speed | EN.EN3 Energy Sensor | [6 empty] | K20 | 0 | [10 empty] | No | No
MC202 | Charles Carter Building | D38 | Meeting Room |  | MC202-B15/K20 | Extract fan startup speed | EN.EN3 Energy Sensor | [6 empty] | K20 | 0 | [10 empty] | No | No
MC202 | Charles Carter Building | D41 | Meeting Room |  | MC202-B15/K20 | Extract fan startup speed | EN.EN3 Energy Sensor | [6 empty] | K20 | 0 | [10 empty] | No | No
MC202 | Charles Carter Building |  |  |  | MC202-B15/K21 | Night time cooling supply fan speed | EN.EN3 Energy Sensor | [6 empty] | K21 | 0 | [10 empty] | No | No
MC202 | Charles Carter Building | D38 | Meeting Room |  | MC202-B15/K21 | Night time cooling supply fan speed | EN.EN3 Energy Sensor | [6 empty] | K21 | 0 | [10 empty] | No | No
MC202 | Charles Carter Building | D41 | Meeting Room |  | MC202-B15/K21 | Night time cooling supply fan speed | EN.EN3 Energy Sensor | [6 empty] | K21 | 0 | [10 empty] | No | No
MC202 | Charles Carter Building |  |  |  | MC202-B15/K10 | Extract fan min speed | EN.EN3 Energy Sensor | [6 empty] | K10 | 0 | [10 empty] | No | No
MC202 | Charles Carter Building | D38 | Meeting Room |  | MC202-B15/K10 | Extract fan min speed | EN.EN3 Energy Sensor | [6 empty] | K10 | 0 | [10 empty] | No | No
MC202 | Charles Carter Building | D41 | Meeting Room |  | MC202-B15/K10 | Extract fan min speed | EN.EN3 Energy Sensor | [6 empty] | K10 | 0 | [10 empty] | No | No
MC202 | Charles Carter Building |  |  |  | MC202-B15/K11 | Extract fan max speed | EN.EN3 Energy Sensor | [6 empty] | K11 | 0 | [10 empty] | No | No
MC202 | Charles Carter Building | D38 | Meeting Room |  | MC202-B15/K11 | Extract fan max speed | EN.EN3 Energy Sensor | [6 empty] | K11 | 0 | [10 empty] | No | No
MC202 | Charles Carter Building | D41 | Meeting Room |  | MC202-B15/K11 | Extract fan max speed | EN.EN3 Energy Sensor | [6 empty] | K11 | 0 | [10 empty] | No | No
MC202 | Charles Carter Building |  |  |  | MC202-B15/K12 | Spare | EN.EN3 Energy Sensor | [6 empty] | K12 | 0 | [10 empty] | No | No
MC202 | Charles Carter Building | D38 | Meeting Room |  | MC202-B15/K12 | Spare | EN.EN3 Energy Sensor | [6 empty] | K12 | 0 | [10 empty] | No | No
MC202 | Charles Carter Building | D41 | Meeting Room |  | MC202-B15/K12 | Spare | EN.EN3 Energy Sensor | [6 empty] | K12 | 0 | [10 empty] | No | No
MC202 | Charles Carter Building |  |  |  | MC202-B15/K14 | Occupancy CO2 level | EN.EN3 Energy Sensor | [6 empty] | K14 | 0 | [10 empty] | No | No
MC202 | Charles Carter Building | D38 | Meeting Room |  | MC202-B15/K14 | Occupancy CO2 level | EN.EN3 Energy Sensor | [6 empty] | K14 | 0 | [10 empty] | No | No
MC202 | Charles Carter Building | D41 | Meeting Room |  | MC202-B15/K14 | Occupancy CO2 level | EN.EN3 Energy Sensor | [6 empty] | K14 | 0 | [10 empty] | No | No
MC202 | Charles Carter Building |  |  |  | MC202-B15/K15 | Outside air night cooling level | EN.EN3 Energy Sensor | [6 empty] | K15 | 0 | [10 empty] | No | No
MC202 | Charles Carter Building | D38 | Meeting Room |  | MC202-B15/K15 | Outside air night cooling level | EN.EN3 Energy Sensor | [6 empty] | K15 | 0 | [10 empty] | No | No
MC202 | Charles Carter Building | D41 | Meeting Room |  | MC202-B15/K15 | Outside air night cooling level | EN.EN3 Energy Sensor | [6 empty] | K15 | 0 | [10 empty] | No | No
MC202 | Charles Carter Building |  |  |  | MC202-B15/K16 | Supply air high limit | EN.EN3 Energy Sensor | [6 empty] | K16 | 0 | [10 empty] | No | No
MC202 | Charles Carter Building | D38 | Meeting Room |  | MC202-B15/K16 | Supply air high limit | EN.EN3 Energy Sensor | [6 empty] | K16 | 0 | [10 empty] | No | No
MC202 | Charles Carter Building | D41 | Meeting Room |  | MC202-B15/K16 | Supply air high limit | EN.EN3 Energy Sensor | [6 empty] | K16 | 0 | [10 empty] | No | No
MC202 | Charles Carter Building |  |  |  | MC202-B15/I24 | Extract fan fault | EN.EN3 Energy Sensor | [6 empty] | I24 | 0 | [10 empty] | No | No
MC202 | Charles Carter Building | D38 | Meeting Room |  | MC202-B15/I24 | Extract fan fault | EN.EN3 Energy Sensor | [6 empty] | I24 | 0 | [10 empty] | No | No
MC202 | Charles Carter Building | D41 | Meeting Room |  | MC202-B15/I24 | Extract fan fault | EN.EN3 Energy Sensor | [6 empty] | I24 | 0 | [10 empty] | No | No
MC202 | Charles Carter Building |  |  |  | MC202-B15/I25 | Class vent enable | EN.EN3 Energy Sensor | [6 empty] | I25 | 0 | [10 empty] | No | No
MC202 | Charles Carter Building | D38 | Meeting Room |  | MC202-B15/I25 | Class vent enable | EN.EN3 Energy Sensor | [6 empty] | I25 | 0 | [10 empty] | No | No
MC202 | Charles Carter Building | D41 | Meeting Room |  | MC202-B15/I25 | Class vent enable | EN.EN3 Energy Sensor | [6 empty] | I25 | 0 | [10 empty] | No | No
MC202 | Charles Carter Building |  |  |  | MC202-B15/I30 | Common fault signal | EN.EN3 Energy Sensor | [6 empty] | I30 | 0 | [10 empty] | No | No
MC202 | Charles Carter Building | D38 | Meeting Room |  | MC202-B15/I30 | Common fault signal | EN.EN3 Energy Sensor | [6 empty] | I30 | 0 | [10 empty] | No | No
MC202 | Charles Carter Building | D41 | Meeting Room |  | MC202-B15/I30 | Common fault signal | EN.EN3 Energy Sensor | [6 empty] | I30 | 0 | [10 empty] | No | No
MC202 | Charles Carter Building |  |  |  | MC202-B15/I5 | On-Off selector | EN.EN3 Energy Sensor | [6 empty] | I5 | 0 | [10 empty] | No | No
MC202 | Charles Carter Building | D38 | Meeting Room |  | MC202-B15/I5 | On-Off selector | EN.EN3 Energy Sensor | [6 empty] | I5 | 0 | [10 empty] | No | No
MC202 | Charles Carter Building | D41 | Meeting Room |  | MC202-B15/I5 | On-Off selector | EN.EN3 Energy Sensor | [6 empty] | I5 | 0 | [10 empty] | No | No
MC202 | Charles Carter Building |  |  |  | MC202-B15/I6 | Frost thermostat trip | EN.EN3 Energy Sensor | [6 empty] | I6 | 0 | [10 empty] | No | No
MC202 | Charles Carter Building | D38 | Meeting Room |  | MC202-B15/I6 | Frost thermostat trip | EN.EN3 Energy Sensor | [6 empty] | I6 | 0 | [10 empty] | No | No
MC202 | Charles Carter Building | D41 | Meeting Room |  | MC202-B15/I6 | Frost thermostat trip | EN.EN3 Energy Sensor | [6 empty] | I6 | 0 | [10 empty] | No | No
MC202 | Charles Carter Building |  |  |  | MC202-B15/K1 | Spare | EN.EN3 Energy Sensor | [6 empty] | K1 | 0 | [10 empty] | No | No
MC202 | Charles Carter Building | D38 | Meeting Room |  | MC202-B15/K1 | Spare | EN.EN3 Energy Sensor | [6 empty] | K1 | 0 | [10 empty] | No | No
MC202 | Charles Carter Building | D41 | Meeting Room |  | MC202-B15/K1 | Spare | EN.EN3 Energy Sensor | [6 empty] | K1 | 0 | [10 empty] | No | No
MC202 | Charles Carter Building |  |  |  | MC202-B15/I18 | Auto boost mode | EN.EN3 Energy Sensor | [6 empty] | I18 | 0 | [10 empty] | No | No
MC202 | Charles Carter Building | D38 | Meeting Room |  | MC202-B15/I18 | Auto boost mode | EN.EN3 Energy Sensor | [6 empty] | I18 | 0 | [10 empty] | No | No
MC202 | Charles Carter Building | D41 | Meeting Room |  | MC202-B15/I18 | Auto boost mode | EN.EN3 Energy Sensor | [6 empty] | I18 | 0 | [10 empty] | No | No
MC202 | Charles Carter Building | D41 | Meeting Room |  | MC202-B15/I19 | Night cooling | EN.EN3 Energy Sensor | [6 empty] | I19 | 0 | [10 empty] | No | No
MC202 | Charles Carter Building |  |  |  | MC202-B15/I19 | Night cooling | EN.EN3 Energy Sensor | [6 empty] | I19 | 0 | [10 empty] | No | No
MC202 | Charles Carter Building | D38 | Meeting Room |  | MC202-B15/I19 | Night cooling | EN.EN3 Energy Sensor | [6 empty] | I19 | 0 | [10 empty] | No | No
MC202 | Charles Carter Building |  |  |  | MC202-B15/I20 | Full fresh air | EN.EN3 Energy Sensor | [6 empty] | I20 | 0 | [10 empty] | No | No
MC202 | Charles Carter Building | D38 | Meeting Room |  | MC202-B15/I20 | Full fresh air | EN.EN3 Energy Sensor | [6 empty] | I20 | 0 | [10 empty] | No | No
MC202 | Charles Carter Building | D41 | Meeting Room |  | MC202-B15/I20 | Full fresh air | EN.EN3 Energy Sensor | [6 empty] | I20 | 0 | [10 empty] | No | No
MC202 | Charles Carter Building |  |  |  | MC202-B15/I21 | Open bypass damper | EN.EN3 Energy Sensor | [6 empty] | I21 | 0 | [10 empty] | No | No
MC202 | Charles Carter Building | D38 | Meeting Room |  | MC202-B15/I21 | Open bypass damper | EN.EN3 Energy Sensor | [6 empty] | I21 | 0 | [10 empty] | No | No
MC202 | Charles Carter Building | D41 | Meeting Room |  | MC202-B15/I21 | Open bypass damper | EN.EN3 Energy Sensor | [6 empty] | I21 | 0 | [10 empty] | No | No
MC202 | Charles Carter Building |  |  |  | MC202-B15/I22 | Unit freeze protection | EN.EN3 Energy Sensor | [6 empty] | I22 | 0 | [10 empty] | No | No
MC202 | Charles Carter Building | D38 | Meeting Room |  | MC202-B15/I22 | Unit freeze protection | EN.EN3 Energy Sensor | [6 empty] | I22 | 0 | [10 empty] | No | No
MC202 | Charles Carter Building | D41 | Meeting Room |  | MC202-B15/I22 | Unit freeze protection | EN.EN3 Energy Sensor | [6 empty] | I22 | 0 | [10 empty] | No | No
MC202 | Charles Carter Building | D41 | Meeting Room |  | MC202-B15/I23 | Supply fan fault | EN.EN3 Energy Sensor | [6 empty] | I23 | 0 | [10 empty] | No | No
MC202 | Charles Carter Building |  |  |  | MC202-B15/I23 | Supply fan fault | EN.EN3 Energy Sensor | [6 empty] | I23 | 0 | [10 empty] | No | No
MC202 | Charles Carter Building | D38 | Meeting Room |  | MC202-B15/I23 | Supply fan fault | EN.EN3 Energy Sensor | [6 empty] | I23 | 0 | [10 empty] | No | No
MC202 | Charles Carter Building |  |  |  | MC202-B15/I12 | Supply fan inverter status | EN.EN3 Energy Sensor | [6 empty] | I12 | 0 | [10 empty] | No | No
MC202 | Charles Carter Building | D38 | Meeting Room |  | MC202-B15/I12 | Supply fan inverter status | EN.EN3 Energy Sensor | [6 empty] | I12 | 0 | [10 empty] | No | No
MC202 | Charles Carter Building | D41 | Meeting Room |  | MC202-B15/I12 | Supply fan inverter status | EN.EN3 Energy Sensor | [6 empty] | I12 | 0 | [10 empty] | No | No
MC202 | Charles Carter Building |  |  |  | MC202-B15/I13 | Extract fan inverter status | EN.EN3 Energy Sensor | [6 empty] | I13 | 0 | [10 empty] | No | No
MC202 | Charles Carter Building | D38 | Meeting Room |  | MC202-B15/I13 | Extract fan inverter status | EN.EN3 Energy Sensor | [6 empty] | I13 | 0 | [10 empty] | No | No
MC202 | Charles Carter Building | D41 | Meeting Room |  | MC202-B15/I13 | Extract fan inverter status | EN.EN3 Energy Sensor | [6 empty] | I13 | 0 | [10 empty] | No | No
MC202 | Charles Carter Building |  |  |  | MC202-B15/I14 | Condensate pump alarm | EN.EN3 Energy Sensor | [6 empty] | I14 | 0 | [10 empty] | No | No
MC202 | Charles Carter Building | D38 | Meeting Room |  | MC202-B15/I14 | Condensate pump alarm | EN.EN3 Energy Sensor | [6 empty] | I14 | 0 | [10 empty] | No | No
MC202 | Charles Carter Building | D41 | Meeting Room |  | MC202-B15/I14 | Condensate pump alarm | EN.EN3 Energy Sensor | [6 empty] | I14 | 0 | [10 empty] | No | No
MC202 | Charles Carter Building |  |  |  | MC202-B15/I15 | Unit occupancy | EN.EN3 Energy Sensor | [6 empty] | I15 | 0 | [10 empty] | No | No
MC202 | Charles Carter Building | D38 | Meeting Room |  | MC202-B15/I15 | Unit occupancy | EN.EN3 Energy Sensor | [6 empty] | I15 | 0 | [10 empty] | No | No
MC202 | Charles Carter Building | D41 | Meeting Room |  | MC202-B15/I15 | Unit occupancy | EN.EN3 Energy Sensor | [6 empty] | I15 | 0 | [10 empty] | No | No
MC202 | Charles Carter Building |  |  |  | MC202-B15/I16 | Room frost protection | EN.EN3 Energy Sensor | [6 empty] | I16 | 0 | [10 empty] | No | No
MC202 | Charles Carter Building | D38 | Meeting Room |  | MC202-B15/I16 | Room frost protection | EN.EN3 Energy Sensor | [6 empty] | I16 | 0 | [10 empty] | No | No
MC202 | Charles Carter Building | D41 | Meeting Room |  | MC202-B15/I16 | Room frost protection | EN.EN3 Energy Sensor | [6 empty] | I16 | 0 | [10 empty] | No | No
MC202 | Charles Carter Building |  |  |  | MC202-B15/I17 | Staff boost mode | EN.EN3 Energy Sensor | [6 empty] | I17 | 0 | [10 empty] | No | No
MC202 | Charles Carter Building | D38 | Meeting Room |  | MC202-B15/I17 | Staff boost mode | EN.EN3 Energy Sensor | [6 empty] | I17 | 0 | [10 empty] | No | No
MC202 | Charles Carter Building | D41 | Meeting Room |  | MC202-B15/I17 | Staff boost mode | EN.EN3 Energy Sensor | [6 empty] | I17 | 0 | [10 empty] | No | No
MC202 | Charles Carter Building |  |  |  | MC202-B15/G6 | Class vent required | EN.EN3 Energy Sensor | [6 empty] | G6 | 0 | [10 empty] | No | No
MC202 | Charles Carter Building |  |  |  | MC202-B15/G7 | Logic 7 | EN.EN3 Energy Sensor | [6 empty] | G7 | 0 | [10 empty] | No | No
MC202 | Charles Carter Building |  |  |  | MC202-B15/G8 | Logic 8 | EN.EN3 Energy Sensor | [6 empty] | G8 | 0 | [10 empty] | No | No
MC202 | Charles Carter Building |  |  |  | MC202-B15/G9 | Class vent enable | EN.EN3 Energy Sensor | [6 empty] | G9 | 0 | [10 empty] | No | No
MC202 | Charles Carter Building |  |  |  | MC202-B15/I1 | Forced Cooling Required | EN.EN3 Energy Sensor | [6 empty] | I1 | 0 | [10 empty] | No | No
MC202 | Charles Carter Building | D38 | Meeting Room |  | MC202-B15/I1 | Forced Cooling Required | EN.EN3 Energy Sensor | [6 empty] | I1 | 0 | [10 empty] | No | No
MC202 | Charles Carter Building | D41 | Meeting Room |  | MC202-B15/I1 | Forced Cooling Required | EN.EN3 Energy Sensor | [6 empty] | I1 | 0 | [10 empty] | No | No
MC202 | Charles Carter Building |  |  |  | MC202-B15/I11 | Filter dirty | EN.EN3 Energy Sensor | [6 empty] | I11 | 0 | [10 empty] | No | No
MC202 | Charles Carter Building | D38 | Meeting Room |  | MC202-B15/I11 | Filter dirty | EN.EN3 Energy Sensor | [6 empty] | I11 | 0 | [10 empty] | No | No
MC202 | Charles Carter Building | D41 | Meeting Room |  | MC202-B15/I11 | Filter dirty | EN.EN3 Energy Sensor | [6 empty] | I11 | 0 | [10 empty] | No | No
MC202 | Charles Carter Building |  |  |  | MC202-B15/G35 | Remote night cooling available | EN.EN3 Energy Sensor | [6 empty] | G35 | 0 | [10 empty] | No | No
MC202 | Charles Carter Building |  |  |  | MC202-B15/G36 | Logic 36 | EN.EN3 Energy Sensor | [6 empty] | G36 | 0 | [10 empty] | No | No
MC202 | Charles Carter Building |  |  |  | MC202-B15/G37 | Logic 37 | EN.EN3 Energy Sensor | [6 empty] | G37 | 0 | [10 empty] | No | No
MC202 | Charles Carter Building |  |  |  | MC202-B15/G38 | Logic 38 | EN.EN3 Energy Sensor | [6 empty] | G38 | 0 | [10 empty] | No | No
MC202 | Charles Carter Building |  |  |  | MC202-B15/G4 | Logic 4 | EN.EN3 Energy Sensor | [6 empty] | G4 | 0 | [10 empty] | No | No
MC202 | Charles Carter Building |  |  |  | MC202-B15/G5 | Timeclock enable | EN.EN3 Energy Sensor | [6 empty] | G5 | 0 | [10 empty] | No | No
MC202 | Charles Carter Building |  |  |  | MC202-B15/G3 | Logic 3 | EN.EN3 Energy Sensor | [6 empty] | G3 | 0 | [10 empty] | No | No
MC202 | Charles Carter Building |  |  |  | MC202-B15/G30 | Logic 30 | EN.EN3 Energy Sensor | [6 empty] | G30 | 0 | [10 empty] | No | No
MC202 | Charles Carter Building |  |  |  | MC202-B15/G31 | Logic 31 | EN.EN3 Energy Sensor | [6 empty] | G31 | 0 | [10 empty] | No | No
MC202 | Charles Carter Building |  |  |  | MC202-B15/G32 | Logic 32 | EN.EN3 Energy Sensor | [6 empty] | G32 | 0 | [10 empty] | No | No
MC202 | Charles Carter Building |  |  |  | MC202-B15/G33 | Logic 33 | EN.EN3 Energy Sensor | [6 empty] | G33 | 0 | [10 empty] | No | No
MC202 | Charles Carter Building |  |  |  | MC202-B15/G34 | Logic 34 | EN.EN3 Energy Sensor | [6 empty] | G34 | 0 | [10 empty] | No | No
MC202 | Charles Carter Building |  |  |  | MC202-B15/G24 | Bypass damper control | EN.EN3 Energy Sensor | [6 empty] | G24 | 0 | [10 empty] | No | No
MC202 | Charles Carter Building |  |  |  | MC202-B15/G25 | Logic 25 | EN.EN3 Energy Sensor | [6 empty] | G25 | 0 | [10 empty] | No | No
MC202 | Charles Carter Building |  |  |  | MC202-B15/G26 | Supply fan max speed | EN.EN3 Energy Sensor | [6 empty] | G26 | 0 | [10 empty] | No | No
MC202 | Charles Carter Building |  |  |  | MC202-B15/G27 | Logic 27 | EN.EN3 Energy Sensor | [6 empty] | G27 | 0 | [10 empty] | No | No
MC202 | Charles Carter Building |  |  |  | MC202-B15/G28 | Logic 28 | EN.EN3 Energy Sensor | [6 empty] | G28 | 0 | [10 empty] | No | No
MC202 | Charles Carter Building |  |  |  | MC202-B15/G29 | Logic 29 | EN.EN3 Energy Sensor | [6 empty] | G29 | 0 | [10 empty] | No | No
MC202 | Charles Carter Building |  |  |  | MC202-B15/G19 | Logic 19 | EN.EN3 Energy Sensor | [6 empty] | G19 | 0 | [10 empty] | No | No
MC202 | Charles Carter Building |  |  |  | MC202-B15/G2 | Logic 2 | EN.EN3 Energy Sensor | [6 empty] | G2 | 0 | [10 empty] | No | No
MC202 | Charles Carter Building |  |  |  | MC202-B15/G20 | Logic 20 | EN.EN3 Energy Sensor | [6 empty] | G20 | 0 | [10 empty] | No | No
MC202 | Charles Carter Building |  |  |  | MC202-B15/G21 | Logic 21 | EN.EN3 Energy Sensor | [6 empty] | G21 | 0 | [10 empty] | No | No
MC202 | Charles Carter Building |  |  |  | MC202-B15/G22 | Logic 22 | EN.EN3 Energy Sensor | [6 empty] | G22 | 0 | [10 empty] | No | No
MC202 | Charles Carter Building |  |  |  | MC202-B15/G23 | Logic 23 | EN.EN3 Energy Sensor | [6 empty] | G23 | 0 | [10 empty] | No | No
MC202 | Charles Carter Building |  |  |  | MC202-B15/G13 | Logic 13 | EN.EN3 Energy Sensor | [6 empty] | G13 | 0 | [10 empty] | No | No
MC202 | Charles Carter Building |  |  |  | MC202-B15/G14 | Boost mode | EN.EN3 Energy Sensor | [6 empty] | G14 | 0 | [10 empty] | No | No
MC202 | Charles Carter Building |  |  |  | MC202-B15/G15 | Logic 15 | EN.EN3 Energy Sensor | [6 empty] | G15 | 0 | [10 empty] | No | No
MC202 | Charles Carter Building |  |  |  | MC202-B15/G16 | Logic 16 | EN.EN3 Energy Sensor | [6 empty] | G16 | 0 | [10 empty] | No | No
MC202 | Charles Carter Building |  |  |  | MC202-B15/G17 | Occ Htg SP Achieved [Full FA] | EN.EN3 Energy Sensor | [6 empty] | G17 | 0 | [10 empty] | No | No
MC202 | Charles Carter Building |  |  |  | MC202-B15/G18 | Logic 18 | EN.EN3 Energy Sensor | [6 empty] | G18 | 0 | [10 empty] | No | No
MC202 | Charles Carter Building |  |  |  | MC202-B15/F8 | Fan speed (heating) | EN.EN3 Energy Sensor | [6 empty] | F8 | 0 | [10 empty] | No | No
MC202 | Charles Carter Building |  |  |  | MC202-B15/F9 | Function 9 | EN.EN3 Energy Sensor | [6 empty] | F9 | 0 | [10 empty] | No | No
MC202 | Charles Carter Building |  |  |  | MC202-B15/G1 | Logic 1 | EN.EN3 Energy Sensor | [6 empty] | G1 | 0 | [10 empty] | No | No
MC202 | Charles Carter Building |  |  |  | MC202-B15/G10 | Logic 10 | EN.EN3 Energy Sensor | [6 empty] | G10 | 0 | [10 empty] | No | No
MC202 | Charles Carter Building |  |  |  | MC202-B15/G11 | Logic 11 | EN.EN3 Energy Sensor | [6 empty] | G11 | 0 | [10 empty] | No | No
MC202 | Charles Carter Building |  |  |  | MC202-B15/G12 | Logic 12 | EN.EN3 Energy Sensor | [6 empty] | G12 | 0 | [10 empty] | No | No
MC202 | Charles Carter Building |  |  |  | MC202-B15/F44 | Function 44 | EN.EN3 Energy Sensor | [6 empty] | F44 | 0 | [10 empty] | No | No
MC202 | Charles Carter Building |  |  |  | MC202-B15/F45 | Function 45 | EN.EN3 Energy Sensor | [6 empty] | F45 | 0 | [10 empty] | No | No
MC202 | Charles Carter Building |  |  |  | MC202-B15/F47 | Function 47 | EN.EN3 Energy Sensor | [6 empty] | F47 | 0 | [10 empty] | No | No
MC202 | Charles Carter Building |  |  |  | MC202-B15/F48 | Function 48 | EN.EN3 Energy Sensor | [6 empty] | F48 | 0 | [10 empty] | No | No
MC202 | Charles Carter Building |  |  |  | MC202-B15/F6 | Function 6 | EN.EN3 Energy Sensor | [6 empty] | F6 | 0 | [10 empty] | No | No
MC202 | Charles Carter Building |  |  |  | MC202-B15/F7 | Function 7 | EN.EN3 Energy Sensor | [6 empty] | F7 | 0 | [10 empty] | No | No
MC202 | Charles Carter Building |  |  |  | MC202-B15/F39 | Extract fan speed | EN.EN3 Energy Sensor | [6 empty] | F39 | 0 | [10 empty] | No | No
MC202 | Charles Carter Building |  |  |  | MC202-B15/F4 | Function 4 | EN.EN3 Energy Sensor | [6 empty] | F4 | 0 | [10 empty] | No | No
MC202 | Charles Carter Building |  |  |  | MC202-B15/F40 | Function 40 | EN.EN3 Energy Sensor | [6 empty] | F40 | 0 | [10 empty] | No | No
MC202 | Charles Carter Building |  |  |  | MC202-B15/F41 | Function 41 | EN.EN3 Energy Sensor | [6 empty] | F41 | 0 | [10 empty] | No | No
MC202 | Charles Carter Building |  |  |  | MC202-B15/F42 | Function 42 | EN.EN3 Energy Sensor | [6 empty] | F42 | 0 | [10 empty] | No | No
MC202 | Charles Carter Building |  |  |  | MC202-B15/F43 | Function 43 | EN.EN3 Energy Sensor | [6 empty] | F43 | 0 | [10 empty] | No | No
MC202 | Charles Carter Building |  |  |  | MC202-B15/F33 | Function 33 | EN.EN3 Energy Sensor | [6 empty] | F33 | 0 | [10 empty] | No | No
MC202 | Charles Carter Building |  |  |  | MC202-B15/F34 | Function 34 | EN.EN3 Energy Sensor | [6 empty] | F34 | 0 | [10 empty] | No | No
MC202 | Charles Carter Building |  |  |  | MC202-B15/F35 | Function 35 | EN.EN3 Energy Sensor | [6 empty] | F35 | 0 | [10 empty] | No | No
MC202 | Charles Carter Building |  |  |  | MC202-B15/F36 | Function 36 | EN.EN3 Energy Sensor | [6 empty] | F36 | 0 | [10 empty] | No | No
MC202 | Charles Carter Building |  |  |  | MC202-B15/F37 | Function 37 | EN.EN3 Energy Sensor | [6 empty] | F37 | 0 | [10 empty] | No | No
MC202 | Charles Carter Building |  |  |  | MC202-B15/F38 | Function 38 | EN.EN3 Energy Sensor | [6 empty] | F38 | 0 | [10 empty] | No | No
MC202 | Charles Carter Building |  |  |  | MC202-B15/F28 | Function 28 | EN.EN3 Energy Sensor | [6 empty] | F28 | 0 | [10 empty] | No | No
MC202 | Charles Carter Building |  |  |  | MC202-B15/F29 | Full Fresh Air [Clg] | EN.EN3 Energy Sensor | [6 empty] | F29 | 0 | [10 empty] | No | No
MC202 | Charles Carter Building |  |  |  | MC202-B15/F3 | Function 3 | EN.EN3 Energy Sensor | [6 empty] | F3 | 0 | [10 empty] | No | No
MC202 | Charles Carter Building |  |  |  | MC202-B15/F30 | Function 30 | EN.EN3 Energy Sensor | [6 empty] | F30 | 0 | [10 empty] | No | No
MC202 | Charles Carter Building |  |  |  | MC202-B15/F31 | Function 31 | EN.EN3 Energy Sensor | [6 empty] | F31 | 0 | [10 empty] | No | No
MC202 | Charles Carter Building |  |  |  | MC202-B15/F32 | Function 32 | EN.EN3 Energy Sensor | [6 empty] | F32 | 0 | [10 empty] | No | No
MC202 | Charles Carter Building |  |  |  | MC202-B15/F22 | Function 22 | EN.EN3 Energy Sensor | [6 empty] | F22 | 0 | [10 empty] | No | No
MC202 | Charles Carter Building |  |  |  | MC202-B15/F23 | Function 23 | EN.EN3 Energy Sensor | [6 empty] | F23 | 0 | [10 empty] | No | No
MC202 | Charles Carter Building |  |  |  | MC202-B15/F24 | Function 24 | EN.EN3 Energy Sensor | [6 empty] | F24 | 0 | [10 empty] | No | No
MC202 | Charles Carter Building |  |  |  | MC202-B15/F25 | Function 25 | EN.EN3 Energy Sensor | [6 empty] | F25 | 0 | [10 empty] | No | No
MC202 | Charles Carter Building |  |  |  | MC202-B15/F26 | Function 26 | EN.EN3 Energy Sensor | [6 empty] | F26 | 0 | [10 empty] | No | No
MC202 | Charles Carter Building |  |  |  | MC202-B15/F27 | Function 27 | EN.EN3 Energy Sensor | [6 empty] | F27 | 0 | [10 empty] | No | No
MC202 | Charles Carter Building |  |  |  | MC202-B15/F17 | Function 17 | EN.EN3 Energy Sensor | [6 empty] | F17 | 0 | [10 empty] | No | No
MC202 | Charles Carter Building |  |  |  | MC202-B15/F18 | Function 18 | EN.EN3 Energy Sensor | [6 empty] | F18 | 0 | [10 empty] | No | No
MC202 | Charles Carter Building |  |  |  | MC202-B15/F19 | Supply fan speed | EN.EN3 Energy Sensor | [6 empty] | F19 | 0 | [10 empty] | No | No
MC202 | Charles Carter Building |  |  |  | MC202-B15/F2 | Function 2 | EN.EN3 Energy Sensor | [6 empty] | F2 | 0 | [10 empty] | No | No
MC202 | Charles Carter Building |  |  |  | MC202-B15/F20 | Function 20 | EN.EN3 Energy Sensor | [6 empty] | F20 | 0 | [10 empty] | No | No
MC202 | Charles Carter Building |  |  |  | MC202-B15/F21 | Function 21 | EN.EN3 Energy Sensor | [6 empty] | F21 | 0 | [10 empty] | No | No
MC202 | Charles Carter Building |  |  |  | MC202-B15/F11 | Function 11 | EN.EN3 Energy Sensor | [6 empty] | F11 | 0 | [10 empty] | No | No
MC202 | Charles Carter Building |  |  |  | MC202-B15/F12 | Function 12 | EN.EN3 Energy Sensor | [6 empty] | F12 | 0 | [10 empty] | No | No
MC202 | Charles Carter Building |  |  |  | MC202-B15/F13 | Function 13 | EN.EN3 Energy Sensor | [6 empty] | F13 | 0 | [10 empty] | No | No
MC202 | Charles Carter Building |  |  |  | MC202-B15/F14 | Auto boost setpoint exceeded | EN.EN3 Energy Sensor | [6 empty] | F14 | 0 | [10 empty] | No | No
MC202 | Charles Carter Building |  |  |  | MC202-B15/F15 | Function 15 | EN.EN3 Energy Sensor | [6 empty] | F15 | 0 | [10 empty] | No | No
MC202 | Charles Carter Building |  |  |  | MC202-B15/F16 | Function 16 | EN.EN3 Energy Sensor | [6 empty] | F16 | 0 | [10 empty] | No | No
MC202 | Charles Carter Building |  |  |  | MC202-B15/D4 | Heating valve | EN.EN3 Energy Sensor | [6 empty] | D4 | 0 | [10 empty] | No | No
MC202 | Charles Carter Building | D38 | Meeting Room |  | MC202-B15/D4 | Heating valve | EN.EN3 Energy Sensor | [6 empty] | D4 | 0 | [10 empty] | No | No
MC202 | Charles Carter Building | D41 | Meeting Room |  | MC202-B15/D4 | Heating valve | EN.EN3 Energy Sensor | [6 empty] | D4 | 0 | [10 empty] | No | No
MC202 | Charles Carter Building | D38 | Meeting Room |  | MC202-B15/D5 | Supply fan speed | EN.EN3 Energy Sensor | [6 empty] | D5 | 0 | [10 empty] | No | No
MC202 | Charles Carter Building | D41 | Meeting Room |  | MC202-B15/D5 | Supply fan speed | EN.EN3 Energy Sensor | [6 empty] | D5 | 0 | [10 empty] | No | No
MC202 | Charles Carter Building |  |  |  | MC202-B15/D5 | Supply fan speed | EN.EN3 Energy Sensor | [6 empty] | D5 | 0 | [10 empty] | No | No
MC202 | Charles Carter Building |  |  |  | MC202-B15/D6 | Extract fan speed | EN.EN3 Energy Sensor | [6 empty] | D6 | 0 | [10 empty] | No | No
MC202 | Charles Carter Building | D38 | Meeting Room |  | MC202-B15/D6 | Extract fan speed | EN.EN3 Energy Sensor | [6 empty] | D6 | 0 | [10 empty] | No | No
MC202 | Charles Carter Building | D41 | Meeting Room |  | MC202-B15/D6 | Extract fan speed | EN.EN3 Energy Sensor | [6 empty] | D6 | 0 | [10 empty] | No | No
MC202 | Charles Carter Building |  |  |  | MC202-B15/e1 | 963 Supervisor | EN.EN3 Energy Sensor | [6 empty] | e1 | 0 | [10 empty] | No | No
MC202 | Charles Carter Building |  |  |  | MC202-B15/F1 | Function 1 | EN.EN3 Energy Sensor | [6 empty] | F1 | 0 | [10 empty] | No | No
MC202 | Charles Carter Building |  |  |  | MC202-B15/F10 | Function 10 | EN.EN3 Energy Sensor | [6 empty] | F10 | 0 | [10 empty] | No | No
MC202 | Charles Carter Building |  |  |  | MC202-B15/A14 | Outside air temperature | EN.EN3 Energy Sensor | [6 empty] | A14 | 0 | [10 empty] | No | No
MC202 | Charles Carter Building |  |  |  | MC202-B15/B1 | Frost from MCP | EN.EN3 Energy Sensor | [6 empty] | B1 | 0 | [10 empty] | No | No
MC202 | Charles Carter Building |  |  |  | MC202-B15/B2 | Remote signals | EN.EN3 Energy Sensor | [6 empty] | B2 | 0 | [10 empty] | No | No
MC202 | Charles Carter Building |  |  |  | MC202-B15/C1 | Virtual CNC 1 | EN.EN3 Energy Sensor | [6 empty] | C1 | 0 | [10 empty] | No | No
MC202 | Charles Carter Building |  |  |  | MC202-B15/D1 | Unit enable and fresh air damper | EN.EN3 Energy Sensor | [6 empty] | D1 | 0 | [10 empty] | No | No
MC202 | Charles Carter Building | D38 | Meeting Room |  | MC202-B15/D1 | Unit enable and fresh air damper | EN.EN3 Energy Sensor | [6 empty] | D1 | 0 | [10 empty] | No | No
MC202 | Charles Carter Building | D41 | Meeting Room |  | MC202-B15/D1 | Unit enable and fresh air damper | EN.EN3 Energy Sensor | [6 empty] | D1 | 0 | [10 empty] | No | No
MC202 | Charles Carter Building |  |  |  | MC202-B15/D2 | Bypass damper | EN.EN3 Energy Sensor | [6 empty] | D2 | 0 | [10 empty] | No | No
MC202 | Charles Carter Building | D38 | Meeting Room |  | MC202-B15/D2 | Bypass damper | EN.EN3 Energy Sensor | [6 empty] | D2 | 0 | [10 empty] | No | No
MC202 | Charles Carter Building | D41 | Meeting Room |  | MC202-B15/D2 | Bypass damper | EN.EN3 Energy Sensor | [6 empty] | D2 | 0 | [10 empty] | No | No
MC202 | Charles Carter Building |  |  |  | MC202-B15/~59 |  | EN.EN3 Energy Sensor | [6 empty] | ~59 | 0 | [10 empty] | No | No
MC202 | Charles Carter Building |  |  |  | MC202-B15/~6 |  | EN.EN3 Energy Sensor | [6 empty] | ~6 | 0 | [10 empty] | No | No
MC202 | Charles Carter Building |  |  |  | MC202-B15/~60 |  | EN.EN3 Energy Sensor | [6 empty] | ~60 | 0 | [10 empty] | No | No
MC202 | Charles Carter Building |  |  |  | MC202-B15/~7 |  | EN.EN3 Energy Sensor | [6 empty] | ~7 | 0 | [10 empty] | No | No
MC202 | Charles Carter Building |  |  |  | MC202-B15/~8 |  | EN.EN3 Energy Sensor | [6 empty] | ~8 | 0 | [10 empty] | No | No
MC202 | Charles Carter Building |  |  |  | MC202-B15/~9 |  | EN.EN3 Energy Sensor | [6 empty] | ~9 | 0 | [10 empty] | No | No
MC202 | Charles Carter Building |  |  |  | MC202-B15/~53 | Adjustments (night cool knobs) | EN.EN3 Energy Sensor | [6 empty] | ~53 | 0 | [10 empty] | No | No
MC202 | Charles Carter Building |  |  |  | MC202-B15/~54 |  | EN.EN3 Energy Sensor | [6 empty] | ~54 | 0 | [10 empty] | No | No
MC202 | Charles Carter Building |  |  |  | MC202-B15/~55 | Adjustments | EN.EN3 Energy Sensor | [6 empty] | ~55 | 0 | [10 empty] | No | No
MC202 | Charles Carter Building |  |  |  | MC202-B15/~56 | Knobs | EN.EN3 Energy Sensor | [6 empty] | ~56 | 0 | [10 empty] | No | No
MC202 | Charles Carter Building |  |  |  | MC202-B15/~57 | Switches | EN.EN3 Energy Sensor | [6 empty] | ~57 | 0 | [10 empty] | No | No
MC202 | Charles Carter Building |  |  |  | MC202-B15/~58 |  | EN.EN3 Energy Sensor | [6 empty] | ~58 | 0 | [10 empty] | No | No
MC202 | Charles Carter Building |  |  |  | MC202-B15/~48 |  | EN.EN3 Energy Sensor | [6 empty] | ~48 | 0 | [10 empty] | No | No
MC202 | Charles Carter Building |  |  |  | MC202-B15/~49 |  | EN.EN3 Energy Sensor | [6 empty] | ~49 | 0 | [10 empty] | No | No
MC202 | Charles Carter Building |  |  |  | MC202-B15/~5 |  | EN.EN3 Energy Sensor | [6 empty] | ~5 | 0 | [10 empty] | No | No
MC202 | Charles Carter Building |  |  |  | MC202-B15/~50 |  | EN.EN3 Energy Sensor | [6 empty] | ~50 | 0 | [10 empty] | No | No
MC202 | Charles Carter Building |  |  |  | MC202-B15/~51 |  | EN.EN3 Energy Sensor | [6 empty] | ~51 | 0 | [10 empty] | No | No
MC202 | Charles Carter Building |  |  |  | MC202-B15/~52 |  | EN.EN3 Energy Sensor | [6 empty] | ~52 | 0 | [10 empty] | No | No
MC202 | Charles Carter Building |  |  |  | MC202-B15/~42 |  | EN.EN3 Energy Sensor | [6 empty] | ~42 | 0 | [10 empty] | No | No
MC202 | Charles Carter Building |  |  |  | MC202-B15/~43 |  | EN.EN3 Energy Sensor | [6 empty] | ~43 | 0 | [10 empty] | No | No
MC202 | Charles Carter Building |  |  |  | MC202-B15/~44 |  | EN.EN3 Energy Sensor | [6 empty] | ~44 | 0 | [10 empty] | No | No
MC202 | Charles Carter Building |  |  |  | MC202-B15/~45 |  | EN.EN3 Energy Sensor | [6 empty] | ~45 | 0 | [10 empty] | No | No
MC202 | Charles Carter Building |  |  |  | MC202-B15/~46 | Adjustments (knobs) | EN.EN3 Energy Sensor | [6 empty] | ~46 | 0 | [10 empty] | No | No
MC202 | Charles Carter Building |  |  |  | MC202-B15/~47 | Adjustments (switches) | EN.EN3 Energy Sensor | [6 empty] | ~47 | 0 | [10 empty] | No | No
MC202 | Charles Carter Building |  |  |  | MC202-B15/~37 |  | EN.EN3 Energy Sensor | [6 empty] | ~37 | 0 | [10 empty] | No | No
MC202 | Charles Carter Building |  |  |  | MC202-B15/~38 |  | EN.EN3 Energy Sensor | [6 empty] | ~38 | 0 | [10 empty] | No | No
MC202 | Charles Carter Building |  |  |  | MC202-B15/~39 |  | EN.EN3 Energy Sensor | [6 empty] | ~39 | 0 | [10 empty] | No | No
MC202 | Charles Carter Building |  |  |  | MC202-B15/~4 |  | EN.EN3 Energy Sensor | [6 empty] | ~4 | 0 | [10 empty] | No | No
MC202 | Charles Carter Building |  |  |  | MC202-B15/~40 |  | EN.EN3 Energy Sensor | [6 empty] | ~40 | 0 | [10 empty] | No | No
MC202 | Charles Carter Building |  |  |  | MC202-B15/~41 |  | EN.EN3 Energy Sensor | [6 empty] | ~41 | 0 | [10 empty] | No | No
MC202 | Charles Carter Building |  |  |  | MC202-B15/~31 |  | EN.EN3 Energy Sensor | [6 empty] | ~31 | 0 | [10 empty] | No | No
MC202 | Charles Carter Building |  |  |  | MC202-B15/~32 |  | EN.EN3 Energy Sensor | [6 empty] | ~32 | 0 | [10 empty] | No | No
MC202 | Charles Carter Building |  |  |  | MC202-B15/~33 |  | EN.EN3 Energy Sensor | [6 empty] | ~33 | 0 | [10 empty] | No | No
MC202 | Charles Carter Building |  |  |  | MC202-B15/~34 |  | EN.EN3 Energy Sensor | [6 empty] | ~34 | 0 | [10 empty] | No | No
MC202 | Charles Carter Building |  |  |  | MC202-B15/~35 |  | EN.EN3 Energy Sensor | [6 empty] | ~35 | 0 | [10 empty] | No | No
MC202 | Charles Carter Building |  |  |  | MC202-B15/~36 |  | EN.EN3 Energy Sensor | [6 empty] | ~36 | 0 | [10 empty] | No | No
MC202 | Charles Carter Building |  |  |  | MC202-B15/~26 |  | EN.EN3 Energy Sensor | [6 empty] | ~26 | 0 | [10 empty] | No | No
MC202 | Charles Carter Building |  |  |  | MC202-B15/~27 |  | EN.EN3 Energy Sensor | [6 empty] | ~27 | 0 | [10 empty] | No | No
MC202 | Charles Carter Building |  |  |  | MC202-B15/~28 |  | EN.EN3 Energy Sensor | [6 empty] | ~28 | 0 | [10 empty] | No | No
MC202 | Charles Carter Building |  |  |  | MC202-B15/~29 |  | EN.EN3 Energy Sensor | [6 empty] | ~29 | 0 | [10 empty] | No | No
MC202 | Charles Carter Building |  |  |  | MC202-B15/~3 |  | EN.EN3 Energy Sensor | [6 empty] | ~3 | 0 | [10 empty] | No | No
MC202 | Charles Carter Building |  |  |  | MC202-B15/~30 |  | EN.EN3 Energy Sensor | [6 empty] | ~30 | 0 | [10 empty] | No | No
MC202 | Charles Carter Building |  |  |  | MC202-B15/~20 |  | EN.EN3 Energy Sensor | [6 empty] | ~20 | 0 | [10 empty] | No | No
MC202 | Charles Carter Building |  |  |  | MC202-B15/~21 |  | EN.EN3 Energy Sensor | [6 empty] | ~21 | 0 | [10 empty] | No | No
MC202 | Charles Carter Building |  |  |  | MC202-B15/~22 |  | EN.EN3 Energy Sensor | [6 empty] | ~22 | 0 | [10 empty] | No | No
MC202 | Charles Carter Building |  |  |  | MC202-B15/~23 |  | EN.EN3 Energy Sensor | [6 empty] | ~23 | 0 | [10 empty] | No | No
MC202 | Charles Carter Building |  |  |  | MC202-B15/~24 |  | EN.EN3 Energy Sensor | [6 empty] | ~24 | 0 | [10 empty] | No | No
MC202 | Charles Carter Building |  |  |  | MC202-B15/~25 |  | EN.EN3 Energy Sensor | [6 empty] | ~25 | 0 | [10 empty] | No | No
MC202 | Charles Carter Building |  |  |  | MC202-B15/~15 |  | EN.EN3 Energy Sensor | [6 empty] | ~15 | 0 | [10 empty] | No | No
MC202 | Charles Carter Building |  |  |  | MC202-B15/~16 |  | EN.EN3 Energy Sensor | [6 empty] | ~16 | 0 | [10 empty] | No | No
MC202 | Charles Carter Building |  |  |  | MC202-B15/~17 |  | EN.EN3 Energy Sensor | [6 empty] | ~17 | 0 | [10 empty] | No | No
MC202 | Charles Carter Building |  |  |  | MC202-B15/~18 |  | EN.EN3 Energy Sensor | [6 empty] | ~18 | 0 | [10 empty] | No | No
MC202 | Charles Carter Building |  |  |  | MC202-B15/~19 |  | EN.EN3 Energy Sensor | [6 empty] | ~19 | 0 | [10 empty] | No | No
MC202 | Charles Carter Building |  |  |  | MC202-B15/~2 |  | EN.EN3 Energy Sensor | [6 empty] | ~2 | 0 | [10 empty] | No | No
MC202 | Charles Carter Building |  |  |  | MC202-B16/I15 | Unit occupancy | EN.EN3 Energy Sensor | [6 empty] | I15 | 0 | [10 empty] | No | No
MC202 | Charles Carter Building | D10 | Office |  | MC202-B16/I15 | Unit occupancy | EN.EN3 Energy Sensor | [6 empty] | I15 | 0 | [10 empty] | No | No
MC202 | Charles Carter Building | D11 | Office |  | MC202-B16/I15 | Unit occupancy | EN.EN3 Energy Sensor | [6 empty] | I15 | 0 | [10 empty] | No | No
MC202 | Charles Carter Building | D10 | Office |  | MC202-B16/I16 | Room frost protection | EN.EN3 Energy Sensor | [6 empty] | I16 | 0 | [10 empty] | No | No
MC202 | Charles Carter Building | D11 | Office |  | MC202-B16/I16 | Room frost protection | EN.EN3 Energy Sensor | [6 empty] | I16 | 0 | [10 empty] | No | No
MC202 | Charles Carter Building |  |  |  | MC202-B16/I16 | Room frost protection | EN.EN3 Energy Sensor | [6 empty] | I16 | 0 | [10 empty] | No | No
MC202 | Charles Carter Building |  |  |  | MC202-B16/I17 | Staff boost mode | EN.EN3 Energy Sensor | [6 empty] | I17 | 0 | [10 empty] | No | No
MC202 | Charles Carter Building | D10 | Office |  | MC202-B16/I17 | Staff boost mode | EN.EN3 Energy Sensor | [6 empty] | I17 | 0 | [10 empty] | No | No
MC202 | Charles Carter Building | D11 | Office |  | MC202-B16/I17 | Staff boost mode | EN.EN3 Energy Sensor | [6 empty] | I17 | 0 | [10 empty] | No | No
MC202 | Charles Carter Building |  |  |  | MC202-B16/I18 | Auto boost mode | EN.EN3 Energy Sensor | [6 empty] | I18 | 0 | [10 empty] | No | No
MC202 | Charles Carter Building | D11 | Office |  | MC202-B16/I18 | Auto boost mode | EN.EN3 Energy Sensor | [6 empty] | I18 | 0 | [10 empty] | No | No
MC202 | Charles Carter Building | D10 | Office |  | MC202-B16/I18 | Auto boost mode | EN.EN3 Energy Sensor | [6 empty] | I18 | 0 | [10 empty] | No | No
MC202 | Charles Carter Building |  |  |  | MC202-B16/I19 | Night cooling | EN.EN3 Energy Sensor | [6 empty] | I19 | 0 | [10 empty] | No | No
MC202 | Charles Carter Building | D10 | Office |  | MC202-B16/I19 | Night cooling | EN.EN3 Energy Sensor | [6 empty] | I19 | 0 | [10 empty] | No | No
MC202 | Charles Carter Building | D11 | Office |  | MC202-B16/I19 | Night cooling | EN.EN3 Energy Sensor | [6 empty] | I19 | 0 | [10 empty] | No | No
MC202 | Charles Carter Building |  |  |  | MC202-B16/I20 | Full fresh air | EN.EN3 Energy Sensor | [6 empty] | I20 | 0 | [10 empty] | No | No
MC202 | Charles Carter Building | D10 | Office |  | MC202-B16/I20 | Full fresh air | EN.EN3 Energy Sensor | [6 empty] | I20 | 0 | [10 empty] | No | No
MC202 | Charles Carter Building | D11 | Office |  | MC202-B16/I20 | Full fresh air | EN.EN3 Energy Sensor | [6 empty] | I20 | 0 | [10 empty] | No | No
MC202 | Charles Carter Building |  |  |  | MC202-B16/I12 | Supply fan inverter status | EN.EN3 Energy Sensor | [6 empty] | I12 | 0 | [10 empty] | No | No
MC202 | Charles Carter Building | D11 | Office |  | MC202-B16/I12 | Supply fan inverter status | EN.EN3 Energy Sensor | [6 empty] | I12 | 0 | [10 empty] | No | No
MC202 | Charles Carter Building | D10 | Office |  | MC202-B16/I12 | Supply fan inverter status | EN.EN3 Energy Sensor | [6 empty] | I12 | 0 | [10 empty] | No | No
MC202 | Charles Carter Building |  |  |  | MC202-B16/I13 | Extract fan inverter status | EN.EN3 Energy Sensor | [6 empty] | I13 | 0 | [10 empty] | No | No
MC202 | Charles Carter Building | D10 | Office |  | MC202-B16/I13 | Extract fan inverter status | EN.EN3 Energy Sensor | [6 empty] | I13 | 0 | [10 empty] | No | No
MC202 | Charles Carter Building | D11 | Office |  | MC202-B16/I13 | Extract fan inverter status | EN.EN3 Energy Sensor | [6 empty] | I13 | 0 | [10 empty] | No | No
MC202 | Charles Carter Building |  |  |  | MC202-B16/I14 | Condensate pump alarm | EN.EN3 Energy Sensor | [6 empty] | I14 | 0 | [10 empty] | No | No
MC202 | Charles Carter Building | D10 | Office |  | MC202-B16/I14 | Condensate pump alarm | EN.EN3 Energy Sensor | [6 empty] | I14 | 0 | [10 empty] | No | No
MC202 | Charles Carter Building | D11 | Office |  | MC202-B16/I14 | Condensate pump alarm | EN.EN3 Energy Sensor | [6 empty] | I14 | 0 | [10 empty] | No | No
MC202 | Charles Carter Building |  |  |  | MC202-B16/G6 | Class vent required | EN.EN3 Energy Sensor | [6 empty] | G6 | 0 | [10 empty] | No | No
MC202 | Charles Carter Building |  |  |  | MC202-B16/G7 | Logic 7 | EN.EN3 Energy Sensor | [6 empty] | G7 | 0 | [10 empty] | No | No
MC202 | Charles Carter Building |  |  |  | MC202-B16/G8 | Logic 8 | EN.EN3 Energy Sensor | [6 empty] | G8 | 0 | [10 empty] | No | No
MC202 | Charles Carter Building |  |  |  | MC202-B16/G9 | Class vent enable | EN.EN3 Energy Sensor | [6 empty] | G9 | 0 | [10 empty] | No | No
MC202 | Charles Carter Building |  |  |  | MC202-B16/I1 | Forced Cooling Required | EN.EN3 Energy Sensor | [6 empty] | I1 | 0 | [10 empty] | No | No
MC202 | Charles Carter Building | D10 | Office |  | MC202-B16/I1 | Forced Cooling Required | EN.EN3 Energy Sensor | [6 empty] | I1 | 0 | [10 empty] | No | No
MC202 | Charles Carter Building | D11 | Office |  | MC202-B16/I1 | Forced Cooling Required | EN.EN3 Energy Sensor | [6 empty] | I1 | 0 | [10 empty] | No | No
MC202 | Charles Carter Building | D11 | Office |  | MC202-B16/I11 | Filter dirty | EN.EN3 Energy Sensor | [6 empty] | I11 | 0 | [10 empty] | No | No
MC202 | Charles Carter Building |  |  |  | MC202-B16/I11 | Filter dirty | EN.EN3 Energy Sensor | [6 empty] | I11 | 0 | [10 empty] | No | No
MC202 | Charles Carter Building | D10 | Office |  | MC202-B16/I11 | Filter dirty | EN.EN3 Energy Sensor | [6 empty] | I11 | 0 | [10 empty] | No | No
MC202 | Charles Carter Building |  |  |  | MC202-B16/G35 | Remote night cooling available | EN.EN3 Energy Sensor | [6 empty] | G35 | 0 | [10 empty] | No | No
MC202 | Charles Carter Building |  |  |  | MC202-B16/G36 | Logic 36 | EN.EN3 Energy Sensor | [6 empty] | G36 | 0 | [10 empty] | No | No
MC202 | Charles Carter Building |  |  |  | MC202-B16/G37 | Logic 37 | EN.EN3 Energy Sensor | [6 empty] | G37 | 0 | [10 empty] | No | No
MC202 | Charles Carter Building |  |  |  | MC202-B16/G38 | Logic 38 | EN.EN3 Energy Sensor | [6 empty] | G38 | 0 | [10 empty] | No | No
MC202 | Charles Carter Building |  |  |  | MC202-B16/G4 | Logic 4 | EN.EN3 Energy Sensor | [6 empty] | G4 | 0 | [10 empty] | No | No
MC202 | Charles Carter Building |  |  |  | MC202-B16/G5 | Timeclock enable | EN.EN3 Energy Sensor | [6 empty] | G5 | 0 | [10 empty] | No | No
MC202 | Charles Carter Building |  |  |  | MC202-B16/G3 | Logic 3 | EN.EN3 Energy Sensor | [6 empty] | G3 | 0 | [10 empty] | No | No
MC202 | Charles Carter Building |  |  |  | MC202-B16/G30 | Logic 30 | EN.EN3 Energy Sensor | [6 empty] | G30 | 0 | [10 empty] | No | No
MC202 | Charles Carter Building |  |  |  | MC202-B16/G31 | Logic 31 | EN.EN3 Energy Sensor | [6 empty] | G31 | 0 | [10 empty] | No | No
MC202 | Charles Carter Building |  |  |  | MC202-B16/G32 | Logic 32 | EN.EN3 Energy Sensor | [6 empty] | G32 | 0 | [10 empty] | No | No
MC202 | Charles Carter Building |  |  |  | MC202-B16/G33 | Logic 33 | EN.EN3 Energy Sensor | [6 empty] | G33 | 0 | [10 empty] | No | No
MC202 | Charles Carter Building |  |  |  | MC202-B16/G34 | Logic 34 | EN.EN3 Energy Sensor | [6 empty] | G34 | 0 | [10 empty] | No | No
MC202 | Charles Carter Building |  |  |  | MC202-B16/G24 | Bypass damper control | EN.EN3 Energy Sensor | [6 empty] | G24 | 0 | [10 empty] | No | No
MC202 | Charles Carter Building |  |  |  | MC202-B16/G25 | Logic 25 | EN.EN3 Energy Sensor | [6 empty] | G25 | 0 | [10 empty] | No | No
MC202 | Charles Carter Building |  |  |  | MC202-B16/G26 | Supply fan max speed | EN.EN3 Energy Sensor | [6 empty] | G26 | 0 | [10 empty] | No | No
MC202 | Charles Carter Building |  |  |  | MC202-B16/G27 | Logic 27 | EN.EN3 Energy Sensor | [6 empty] | G27 | 0 | [10 empty] | No | No
MC202 | Charles Carter Building |  |  |  | MC202-B16/G28 | Logic 28 | EN.EN3 Energy Sensor | [6 empty] | G28 | 0 | [10 empty] | No | No
MC202 | Charles Carter Building |  |  |  | MC202-B16/G29 | Logic 29 | EN.EN3 Energy Sensor | [6 empty] | G29 | 0 | [10 empty] | No | No
MC202 | Charles Carter Building |  |  |  | MC202-B16/G19 | Logic 19 | EN.EN3 Energy Sensor | [6 empty] | G19 | 0 | [10 empty] | No | No
MC202 | Charles Carter Building |  |  |  | MC202-B16/G2 | Logic 2 | EN.EN3 Energy Sensor | [6 empty] | G2 | 0 | [10 empty] | No | No
MC202 | Charles Carter Building |  |  |  | MC202-B16/G20 | Logic 20 | EN.EN3 Energy Sensor | [6 empty] | G20 | 0 | [10 empty] | No | No
MC202 | Charles Carter Building |  |  |  | MC202-B16/G21 | Logic 21 | EN.EN3 Energy Sensor | [6 empty] | G21 | 0 | [10 empty] | No | No
MC202 | Charles Carter Building |  |  |  | MC202-B16/G22 | Logic 22 | EN.EN3 Energy Sensor | [6 empty] | G22 | 0 | [10 empty] | No | No
MC202 | Charles Carter Building |  |  |  | MC202-B16/G23 | Logic 23 | EN.EN3 Energy Sensor | [6 empty] | G23 | 0 | [10 empty] | No | No
MC202 | Charles Carter Building |  |  |  | MC202-B16/G13 | Logic 13 | EN.EN3 Energy Sensor | [6 empty] | G13 | 0 | [10 empty] | No | No
MC202 | Charles Carter Building |  |  |  | MC202-B16/G14 | Boost mode | EN.EN3 Energy Sensor | [6 empty] | G14 | 0 | [10 empty] | No | No
MC202 | Charles Carter Building |  |  |  | MC202-B16/G15 | Logic 15 | EN.EN3 Energy Sensor | [6 empty] | G15 | 0 | [10 empty] | No | No
MC202 | Charles Carter Building |  |  |  | MC202-B16/G16 | Logic 16 | EN.EN3 Energy Sensor | [6 empty] | G16 | 0 | [10 empty] | No | No
MC202 | Charles Carter Building |  |  |  | MC202-B16/G17 | Occ Htg SP Achieved [Full FA] | EN.EN3 Energy Sensor | [6 empty] | G17 | 0 | [10 empty] | No | No
MC202 | Charles Carter Building |  |  |  | MC202-B16/G18 | Logic 18 | EN.EN3 Energy Sensor | [6 empty] | G18 | 0 | [10 empty] | No | No
MC202 | Charles Carter Building |  |  |  | MC202-B16/F8 | Fan speed (heating) | EN.EN3 Energy Sensor | [6 empty] | F8 | 0 | [10 empty] | No | No
MC202 | Charles Carter Building |  |  |  | MC202-B16/F9 | Function 9 | EN.EN3 Energy Sensor | [6 empty] | F9 | 0 | [10 empty] | No | No
MC202 | Charles Carter Building |  |  |  | MC202-B16/G1 | Logic 1 | EN.EN3 Energy Sensor | [6 empty] | G1 | 0 | [10 empty] | No | No
MC202 | Charles Carter Building |  |  |  | MC202-B16/G10 | Logic 10 | EN.EN3 Energy Sensor | [6 empty] | G10 | 0 | [10 empty] | No | No
MC202 | Charles Carter Building |  |  |  | MC202-B16/G11 | Logic 11 | EN.EN3 Energy Sensor | [6 empty] | G11 | 0 | [10 empty] | No | No
MC202 | Charles Carter Building |  |  |  | MC202-B16/G12 | Logic 12 | EN.EN3 Energy Sensor | [6 empty] | G12 | 0 | [10 empty] | No | No
MC202 | Charles Carter Building |  |  |  | MC202-B16/F44 | Function 44 | EN.EN3 Energy Sensor | [6 empty] | F44 | 0 | [10 empty] | No | No
MC202 | Charles Carter Building |  |  |  | MC202-B16/F45 | Function 45 | EN.EN3 Energy Sensor | [6 empty] | F45 | 0 | [10 empty] | No | No
MC202 | Charles Carter Building |  |  |  | MC202-B16/F47 | Function 47 | EN.EN3 Energy Sensor | [6 empty] | F47 | 0 | [10 empty] | No | No
MC202 | Charles Carter Building |  |  |  | MC202-B16/F48 | Function 48 | EN.EN3 Energy Sensor | [6 empty] | F48 | 0 | [10 empty] | No | No
MC202 | Charles Carter Building |  |  |  | MC202-B16/F6 | Function 6 | EN.EN3 Energy Sensor | [6 empty] | F6 | 0 | [10 empty] | No | No
MC202 | Charles Carter Building |  |  |  | MC202-B16/F7 | Function 7 | EN.EN3 Energy Sensor | [6 empty] | F7 | 0 | [10 empty] | No | No
MC202 | Charles Carter Building |  |  |  | MC202-B16/F39 | Extract fan speed | EN.EN3 Energy Sensor | [6 empty] | F39 | 0 | [10 empty] | No | No
MC202 | Charles Carter Building |  |  |  | MC202-B16/F4 | Function 4 | EN.EN3 Energy Sensor | [6 empty] | F4 | 0 | [10 empty] | No | No
MC202 | Charles Carter Building |  |  |  | MC202-B16/F40 | Function 40 | EN.EN3 Energy Sensor | [6 empty] | F40 | 0 | [10 empty] | No | No
MC202 | Charles Carter Building |  |  |  | MC202-B16/F41 | Function 41 | EN.EN3 Energy Sensor | [6 empty] | F41 | 0 | [10 empty] | No | No
MC202 | Charles Carter Building |  |  |  | MC202-B16/F42 | Function 42 | EN.EN3 Energy Sensor | [6 empty] | F42 | 0 | [10 empty] | No | No
MC202 | Charles Carter Building |  |  |  | MC202-B16/F43 | Function 43 | EN.EN3 Energy Sensor | [6 empty] | F43 | 0 | [10 empty] | No | No
MC202 | Charles Carter Building |  |  |  | MC202-B16/F33 | Function 33 | EN.EN3 Energy Sensor | [6 empty] | F33 | 0 | [10 empty] | No | No
MC202 | Charles Carter Building |  |  |  | MC202-B16/F34 | Function 34 | EN.EN3 Energy Sensor | [6 empty] | F34 | 0 | [10 empty] | No | No
MC202 | Charles Carter Building |  |  |  | MC202-B16/F35 | Function 35 | EN.EN3 Energy Sensor | [6 empty] | F35 | 0 | [10 empty] | No | No
MC202 | Charles Carter Building |  |  |  | MC202-B16/F36 | Function 36 | EN.EN3 Energy Sensor | [6 empty] | F36 | 0 | [10 empty] | No | No
MC202 | Charles Carter Building |  |  |  | MC202-B16/F37 | Function 37 | EN.EN3 Energy Sensor | [6 empty] | F37 | 0 | [10 empty] | No | No
MC202 | Charles Carter Building |  |  |  | MC202-B16/F38 | Function 38 | EN.EN3 Energy Sensor | [6 empty] | F38 | 0 | [10 empty] | No | No
MC202 | Charles Carter Building |  |  |  | MC202-B16/F28 | Function 28 | EN.EN3 Energy Sensor | [6 empty] | F28 | 0 | [10 empty] | No | No
MC202 | Charles Carter Building |  |  |  | MC202-B16/F29 | Full Fresh Air [Clg] | EN.EN3 Energy Sensor | [6 empty] | F29 | 0 | [10 empty] | No | No
MC202 | Charles Carter Building |  |  |  | MC202-B16/F3 | Function 3 | EN.EN3 Energy Sensor | [6 empty] | F3 | 0 | [10 empty] | No | No
MC202 | Charles Carter Building |  |  |  | MC202-B16/F30 | Function 30 | EN.EN3 Energy Sensor | [6 empty] | F30 | 0 | [10 empty] | No | No
MC202 | Charles Carter Building |  |  |  | MC202-B16/F31 | Function 31 | EN.EN3 Energy Sensor | [6 empty] | F31 | 0 | [10 empty] | No | No
MC202 | Charles Carter Building |  |  |  | MC202-B16/F32 | Function 32 | EN.EN3 Energy Sensor | [6 empty] | F32 | 0 | [10 empty] | No | No
MC202 | Charles Carter Building |  |  |  | MC202-B16/F22 | Function 22 | EN.EN3 Energy Sensor | [6 empty] | F22 | 0 | [10 empty] | No | No
MC202 | Charles Carter Building |  |  |  | MC202-B16/F23 | Function 23 | EN.EN3 Energy Sensor | [6 empty] | F23 | 0 | [10 empty] | No | No
MC202 | Charles Carter Building |  |  |  | MC202-B16/F24 | Function 24 | EN.EN3 Energy Sensor | [6 empty] | F24 | 0 | [10 empty] | No | No
MC202 | Charles Carter Building |  |  |  | MC202-B16/F25 | Function 25 | EN.EN3 Energy Sensor | [6 empty] | F25 | 0 | [10 empty] | No | No
MC202 | Charles Carter Building |  |  |  | MC202-B16/F26 | Function 26 | EN.EN3 Energy Sensor | [6 empty] | F26 | 0 | [10 empty] | No | No
MC202 | Charles Carter Building |  |  |  | MC202-B16/F27 | Function 27 | EN.EN3 Energy Sensor | [6 empty] | F27 | 0 | [10 empty] | No | No
MC202 | Charles Carter Building |  |  |  | MC202-B16/F17 | Function 17 | EN.EN3 Energy Sensor | [6 empty] | F17 | 0 | [10 empty] | No | No
MC202 | Charles Carter Building |  |  |  | MC202-B16/F18 | Function 18 | EN.EN3 Energy Sensor | [6 empty] | F18 | 0 | [10 empty] | No | No
MC202 | Charles Carter Building |  |  |  | MC202-B16/F19 | Supply fan speed | EN.EN3 Energy Sensor | [6 empty] | F19 | 0 | [10 empty] | No | No
MC202 | Charles Carter Building |  |  |  | MC202-B16/F2 | Function 2 | EN.EN3 Energy Sensor | [6 empty] | F2 | 0 | [10 empty] | No | No
MC202 | Charles Carter Building |  |  |  | MC202-B16/F20 | Function 20 | EN.EN3 Energy Sensor | [6 empty] | F20 | 0 | [10 empty] | No | No
MC202 | Charles Carter Building |  |  |  | MC202-B16/F21 | Function 21 | EN.EN3 Energy Sensor | [6 empty] | F21 | 0 | [10 empty] | No | No
MC202 | Charles Carter Building |  |  |  | MC202-B16/F11 | Function 11 | EN.EN3 Energy Sensor | [6 empty] | F11 | 0 | [10 empty] | No | No
MC202 | Charles Carter Building |  |  |  | MC202-B16/F12 | Function 12 | EN.EN3 Energy Sensor | [6 empty] | F12 | 0 | [10 empty] | No | No
MC202 | Charles Carter Building |  |  |  | MC202-B16/F13 | Function 13 | EN.EN3 Energy Sensor | [6 empty] | F13 | 0 | [10 empty] | No | No
MC202 | Charles Carter Building |  |  |  | MC202-B16/F14 | Auto boost setpoint exceeded | EN.EN3 Energy Sensor | [6 empty] | F14 | 0 | [10 empty] | No | No
MC202 | Charles Carter Building |  |  |  | MC202-B16/F15 | Function 15 | EN.EN3 Energy Sensor | [6 empty] | F15 | 0 | [10 empty] | No | No
MC202 | Charles Carter Building |  |  |  | MC202-B16/F16 | Function 16 | EN.EN3 Energy Sensor | [6 empty] | F16 | 0 | [10 empty] | No | No
MC202 | Charles Carter Building |  |  |  | MC202-B16/D4 | Heating valve | EN.EN3 Energy Sensor | [6 empty] | D4 | 0 | [10 empty] | No | No
MC202 | Charles Carter Building | D10 | Office |  | MC202-B16/D4 | Heating valve | EN.EN3 Energy Sensor | [6 empty] | D4 | 0 | [10 empty] | No | No
MC202 | Charles Carter Building | D11 | Office |  | MC202-B16/D4 | Heating valve | EN.EN3 Energy Sensor | [6 empty] | D4 | 0 | [10 empty] | No | No
MC202 | Charles Carter Building |  |  |  | MC202-B16/D5 | Supply fan speed | EN.EN3 Energy Sensor | [6 empty] | D5 | 0 | [10 empty] | No | No
MC202 | Charles Carter Building | D10 | Office |  | MC202-B16/D5 | Supply fan speed | EN.EN3 Energy Sensor | [6 empty] | D5 | 0 | [10 empty] | No | No
MC202 | Charles Carter Building | D11 | Office |  | MC202-B16/D5 | Supply fan speed | EN.EN3 Energy Sensor | [6 empty] | D5 | 0 | [10 empty] | No | No
MC202 | Charles Carter Building |  |  |  | MC202-B16/D6 | Extract fan speed | EN.EN3 Energy Sensor | [6 empty] | D6 | 0 | [10 empty] | No | No
MC202 | Charles Carter Building | D11 | Office |  | MC202-B16/D6 | Extract fan speed | EN.EN3 Energy Sensor | [6 empty] | D6 | 0 | [10 empty] | No | No
MC202 | Charles Carter Building | D10 | Office |  | MC202-B16/D6 | Extract fan speed | EN.EN3 Energy Sensor | [6 empty] | D6 | 0 | [10 empty] | No | No
MC202 | Charles Carter Building |  |  |  | MC202-B16/e1 | 963 Supervisor | EN.EN3 Energy Sensor | [6 empty] | e1 | 0 | [10 empty] | No | No
MC202 | Charles Carter Building |  |  |  | MC202-B16/F1 | Function 1 | EN.EN3 Energy Sensor | [6 empty] | F1 | 0 | [10 empty] | No | No
MC202 | Charles Carter Building |  |  |  | MC202-B16/F10 | Function 10 | EN.EN3 Energy Sensor | [6 empty] | F10 | 0 | [10 empty] | No | No
MC202 | Charles Carter Building |  |  |  | MC202-B16/A14 | Outside air temperature | EN.EN3 Energy Sensor | [6 empty] | A14 | 0 | [10 empty] | No | No
MC202 | Charles Carter Building |  |  |  | MC202-B16/B1 | Frost from MCP | EN.EN3 Energy Sensor | [6 empty] | B1 | 0 | [10 empty] | No | No
MC202 | Charles Carter Building |  |  |  | MC202-B16/B2 | Remote signals | EN.EN3 Energy Sensor | [6 empty] | B2 | 0 | [10 empty] | No | No
MC202 | Charles Carter Building |  |  |  | MC202-B16/C1 | Virtual CNC 1 | EN.EN3 Energy Sensor | [6 empty] | C1 | 0 | [10 empty] | No | No
MC202 | Charles Carter Building |  |  |  | MC202-B16/D1 | Unit enable and fresh air damper | EN.EN3 Energy Sensor | [6 empty] | D1 | 0 | [10 empty] | No | No
MC202 | Charles Carter Building | D10 | Office |  | MC202-B16/D1 | Unit enable and fresh air damper | EN.EN3 Energy Sensor | [6 empty] | D1 | 0 | [10 empty] | No | No
MC202 | Charles Carter Building | D11 | Office |  | MC202-B16/D1 | Unit enable and fresh air damper | EN.EN3 Energy Sensor | [6 empty] | D1 | 0 | [10 empty] | No | No
MC202 | Charles Carter Building |  |  |  | MC202-B16/D2 | Bypass damper | EN.EN3 Energy Sensor | [6 empty] | D2 | 0 | [10 empty] | No | No
MC202 | Charles Carter Building | D10 | Office |  | MC202-B16/D2 | Bypass damper | EN.EN3 Energy Sensor | [6 empty] | D2 | 0 | [10 empty] | No | No
MC202 | Charles Carter Building | D11 | Office |  | MC202-B16/D2 | Bypass damper | EN.EN3 Energy Sensor | [6 empty] | D2 | 0 | [10 empty] | No | No
MC202 | Charles Carter Building |  |  |  | MC202-B16/~59 |  | EN.EN3 Energy Sensor | [6 empty] | ~59 | 0 | [10 empty] | No | No
MC202 | Charles Carter Building |  |  |  | MC202-B16/~6 |  | EN.EN3 Energy Sensor | [6 empty] | ~6 | 0 | [10 empty] | No | No
MC202 | Charles Carter Building |  |  |  | MC202-B16/~60 |  | EN.EN3 Energy Sensor | [6 empty] | ~60 | 0 | [10 empty] | No | No
MC202 | Charles Carter Building |  |  |  | MC202-B16/~7 |  | EN.EN3 Energy Sensor | [6 empty] | ~7 | 0 | [10 empty] | No | No
MC202 | Charles Carter Building |  |  |  | MC202-B16/~8 |  | EN.EN3 Energy Sensor | [6 empty] | ~8 | 0 | [10 empty] | No | No
MC202 | Charles Carter Building |  |  |  | MC202-B16/~9 |  | EN.EN3 Energy Sensor | [6 empty] | ~9 | 0 | [10 empty] | No | No
MC202 | Charles Carter Building |  |  |  | MC202-B16/~53 | Adjustments (night cool knobs) | EN.EN3 Energy Sensor | [6 empty] | ~53 | 0 | [10 empty] | No | No
MC202 | Charles Carter Building |  |  |  | MC202-B16/~54 |  | EN.EN3 Energy Sensor | [6 empty] | ~54 | 0 | [10 empty] | No | No
MC202 | Charles Carter Building |  |  |  | MC202-B16/~55 | Adjustments | EN.EN3 Energy Sensor | [6 empty] | ~55 | 0 | [10 empty] | No | No
MC202 | Charles Carter Building |  |  |  | MC202-B16/~56 | Knobs | EN.EN3 Energy Sensor | [6 empty] | ~56 | 0 | [10 empty] | No | No
MC202 | Charles Carter Building |  |  |  | MC202-B16/~57 | Switches | EN.EN3 Energy Sensor | [6 empty] | ~57 | 0 | [10 empty] | No | No
MC202 | Charles Carter Building |  |  |  | MC202-B16/~58 |  | EN.EN3 Energy Sensor | [6 empty] | ~58 | 0 | [10 empty] | No | No
MC202 | Charles Carter Building |  |  |  | MC202-B16/~48 |  | EN.EN3 Energy Sensor | [6 empty] | ~48 | 0 | [10 empty] | No | No
MC202 | Charles Carter Building |  |  |  | MC202-B16/~49 |  | EN.EN3 Energy Sensor | [6 empty] | ~49 | 0 | [10 empty] | No | No
MC202 | Charles Carter Building |  |  |  | MC202-B16/~5 |  | EN.EN3 Energy Sensor | [6 empty] | ~5 | 0 | [10 empty] | No | No
MC202 | Charles Carter Building |  |  |  | MC202-B16/~50 |  | EN.EN3 Energy Sensor | [6 empty] | ~50 | 0 | [10 empty] | No | No
MC202 | Charles Carter Building |  |  |  | MC202-B16/~51 |  | EN.EN3 Energy Sensor | [6 empty] | ~51 | 0 | [10 empty] | No | No
MC202 | Charles Carter Building |  |  |  | MC202-B16/~52 |  | EN.EN3 Energy Sensor | [6 empty] | ~52 | 0 | [10 empty] | No | No
MC202 | Charles Carter Building |  |  |  | MC202-B16/~42 |  | EN.EN3 Energy Sensor | [6 empty] | ~42 | 0 | [10 empty] | No | No
MC202 | Charles Carter Building |  |  |  | MC202-B16/~43 |  | EN.EN3 Energy Sensor | [6 empty] | ~43 | 0 | [10 empty] | No | No
MC202 | Charles Carter Building |  |  |  | MC202-B16/~44 |  | EN.EN3 Energy Sensor | [6 empty] | ~44 | 0 | [10 empty] | No | No
MC202 | Charles Carter Building |  |  |  | MC202-B16/~45 |  | EN.EN3 Energy Sensor | [6 empty] | ~45 | 0 | [10 empty] | No | No
MC202 | Charles Carter Building |  |  |  | MC202-B16/~46 | Adjustments (knobs) | EN.EN3 Energy Sensor | [6 empty] | ~46 | 0 | [10 empty] | No | No
MC202 | Charles Carter Building |  |  |  | MC202-B16/~47 | Adjustments (switches) | EN.EN3 Energy Sensor | [6 empty] | ~47 | 0 | [10 empty] | No | No
MC202 | Charles Carter Building |  |  |  | MC202-B16/~37 |  | EN.EN3 Energy Sensor | [6 empty] | ~37 | 0 | [10 empty] | No | No
MC202 | Charles Carter Building |  |  |  | MC202-B16/~38 |  | EN.EN3 Energy Sensor | [6 empty] | ~38 | 0 | [10 empty] | No | No
MC202 | Charles Carter Building |  |  |  | MC202-B16/~39 |  | EN.EN3 Energy Sensor | [6 empty] | ~39 | 0 | [10 empty] | No | No
MC202 | Charles Carter Building |  |  |  | MC202-B16/~4 |  | EN.EN3 Energy Sensor | [6 empty] | ~4 | 0 | [10 empty] | No | No
MC202 | Charles Carter Building |  |  |  | MC202-B16/~40 |  | EN.EN3 Energy Sensor | [6 empty] | ~40 | 0 | [10 empty] | No | No
MC202 | Charles Carter Building |  |  |  | MC202-B16/~41 |  | EN.EN3 Energy Sensor | [6 empty] | ~41 | 0 | [10 empty] | No | No
MC202 | Charles Carter Building |  |  |  | MC202-B16/~31 |  | EN.EN3 Energy Sensor | [6 empty] | ~31 | 0 | [10 empty] | No | No
MC202 | Charles Carter Building |  |  |  | MC202-B16/~32 |  | EN.EN3 Energy Sensor | [6 empty] | ~32 | 0 | [10 empty] | No | No
MC202 | Charles Carter Building |  |  |  | MC202-B16/~33 |  | EN.EN3 Energy Sensor | [6 empty] | ~33 | 0 | [10 empty] | No | No
MC202 | Charles Carter Building |  |  |  | MC202-B16/~34 |  | EN.EN3 Energy Sensor | [6 empty] | ~34 | 0 | [10 empty] | No | No
MC202 | Charles Carter Building |  |  |  | MC202-B16/~35 |  | EN.EN3 Energy Sensor | [6 empty] | ~35 | 0 | [10 empty] | No | No
MC202 | Charles Carter Building |  |  |  | MC202-B16/~36 |  | EN.EN3 Energy Sensor | [6 empty] | ~36 | 0 | [10 empty] | No | No
MC202 | Charles Carter Building |  |  |  | MC202-B16/~26 |  | EN.EN3 Energy Sensor | [6 empty] | ~26 | 0 | [10 empty] | No | No
MC202 | Charles Carter Building |  |  |  | MC202-B16/~27 |  | EN.EN3 Energy Sensor | [6 empty] | ~27 | 0 | [10 empty] | No | No
MC202 | Charles Carter Building |  |  |  | MC202-B16/~28 |  | EN.EN3 Energy Sensor | [6 empty] | ~28 | 0 | [10 empty] | No | No
MC202 | Charles Carter Building |  |  |  | MC202-B16/~29 |  | EN.EN3 Energy Sensor | [6 empty] | ~29 | 0 | [10 empty] | No | No
MC202 | Charles Carter Building |  |  |  | MC202-B16/~3 |  | EN.EN3 Energy Sensor | [6 empty] | ~3 | 0 | [10 empty] | No | No
MC202 | Charles Carter Building |  |  |  | MC202-B16/~30 |  | EN.EN3 Energy Sensor | [6 empty] | ~30 | 0 | [10 empty] | No | No
MC202 | Charles Carter Building |  |  |  | MC202-B16/~20 |  | EN.EN3 Energy Sensor | [6 empty] | ~20 | 0 | [10 empty] | No | No
MC202 | Charles Carter Building |  |  |  | MC202-B16/~21 |  | EN.EN3 Energy Sensor | [6 empty] | ~21 | 0 | [10 empty] | No | No
MC202 | Charles Carter Building |  |  |  | MC202-B16/~22 |  | EN.EN3 Energy Sensor | [6 empty] | ~22 | 0 | [10 empty] | No | No
MC202 | Charles Carter Building |  |  |  | MC202-B16/~23 |  | EN.EN3 Energy Sensor | [6 empty] | ~23 | 0 | [10 empty] | No | No
MC202 | Charles Carter Building |  |  |  | MC202-B16/~24 |  | EN.EN3 Energy Sensor | [6 empty] | ~24 | 0 | [10 empty] | No | No
MC202 | Charles Carter Building |  |  |  | MC202-B16/~25 |  | EN.EN3 Energy Sensor | [6 empty] | ~25 | 0 | [10 empty] | No | No
MC202 | Charles Carter Building |  |  |  | MC202-B16/~15 |  | EN.EN3 Energy Sensor | [6 empty] | ~15 | 0 | [10 empty] | No | No
MC202 | Charles Carter Building |  |  |  | MC202-B16/~16 |  | EN.EN3 Energy Sensor | [6 empty] | ~16 | 0 | [10 empty] | No | No
MC202 | Charles Carter Building |  |  |  | MC202-B16/~17 |  | EN.EN3 Energy Sensor | [6 empty] | ~17 | 0 | [10 empty] | No | No
MC202 | Charles Carter Building |  |  |  | MC202-B16/~18 |  | EN.EN3 Energy Sensor | [6 empty] | ~18 | 0 | [10 empty] | No | No
MC202 | Charles Carter Building |  |  |  | MC202-B16/~19 |  | EN.EN3 Energy Sensor | [6 empty] | ~19 | 0 | [10 empty] | No | No
MC202 | Charles Carter Building |  |  |  | MC202-B16/~2 |  | EN.EN3 Energy Sensor | [6 empty] | ~2 | 0 | [10 empty] | No | No
MC202 | Charles Carter Building |  |  |  | MC202-B16/~1 |  | EN.EN3 Energy Sensor | [6 empty] | ~1 | 0 | [10 empty] | No | No
MC202 | Charles Carter Building |  |  |  | MC202-B16/~10 |  | EN.EN3 Energy Sensor | [6 empty] | ~10 | 0 | [10 empty] | No | No
MC202 | Charles Carter Building |  |  |  | MC202-B16/~11 |  | EN.EN3 Energy Sensor | [6 empty] | ~11 | 0 | [10 empty] | No | No
MC202 | Charles Carter Building |  |  |  | MC202-B16/~12 |  | EN.EN3 Energy Sensor | [6 empty] | ~12 | 0 | [10 empty] | No | No
MC202 | Charles Carter Building |  |  |  | MC202-B16/~13 |  | EN.EN3 Energy Sensor | [6 empty] | ~13 | 0 | [10 empty] | No | No
MC202 | Charles Carter Building |  |  |  | MC202-B16/~14 |  | EN.EN3 Energy Sensor | [6 empty] | ~14 | 0 | [10 empty] | No | No
MC202 | Charles Carter Building |  |  |  | MC202-B16/W5 | Enable alarms | EN.EN3 Energy Sensor | [6 empty] | W5 | 0 | [10 empty] | No | No
MC202 | Charles Carter Building | D10 | Office |  | MC202-B16/W5 | Enable alarms | EN.EN3 Energy Sensor | [6 empty] | W5 | 0 | [10 empty] | No | No
MC202 | Charles Carter Building | D11 | Office |  | MC202-B16/W5 | Enable alarms | EN.EN3 Energy Sensor | [6 empty] | W5 | 0 | [10 empty] | No | No
MC202 | Charles Carter Building |  |  |  | MC202-B16/W6 | Manual off | EN.EN3 Energy Sensor | [6 empty] | W6 | 0 | [10 empty] | No | No
MC202 | Charles Carter Building | D10 | Office |  | MC202-B16/W6 | Manual off | EN.EN3 Energy Sensor | [6 empty] | W6 | 0 | [10 empty] | No | No
MC202 | Charles Carter Building | D11 | Office |  | MC202-B16/W6 | Manual off | EN.EN3 Energy Sensor | [6 empty] | W6 | 0 | [10 empty] | No | No
MC202 | Charles Carter Building |  |  |  | MC202-B16/Y1 | Trend Thermistor | EN.EN3 Energy Sensor | [6 empty] | Y1 | 0 | [10 empty] | No | No
MC202 | Charles Carter Building |  |  |  | MC202-B16/Y2 | CO2 V | EN.EN3 Energy Sensor | [6 empty] | Y2 | 0 | [10 empty] | No | No
MC202 | Charles Carter Building |  |  |  | MC202-B16/Y3 | 4DIX V | EN.EN3 Energy Sensor | [6 empty] | Y3 | 0 | [10 empty] | No | No
MC202 | Charles Carter Building | D10 | Office |  | MC202-B16/Z1 | Local time clock | EN.EN3 Energy Sensor | [6 empty] | Z1 | 0 | [10 empty] | No | No
MC202 | Charles Carter Building | D11 | Office |  | MC202-B16/Z1 | Local time clock | EN.EN3 Energy Sensor | [6 empty] | Z1 | 0 | [10 empty] | No | No
MC202 | Charles Carter Building |  |  |  | MC202-B16/Z1 | Local time clock | EN.EN3 Energy Sensor | [6 empty] | Z1 | 0 | [10 empty] | No | No
MC202 | Charles Carter Building | D10 | Office |  | MC202-B16/S3 | Extract CO2 level | EN.EN3 Energy Sensor | [6 empty] | S3 | 0 | [10 empty] | No | No
MC202 | Charles Carter Building | D11 | Office |  | MC202-B16/S3 | Extract CO2 level | EN.EN3 Energy Sensor | [6 empty] | S3 | 0 | [10 empty] | No | No
MC202 | Charles Carter Building |  |  |  | MC202-B16/S3 | Extract CO2 level | EN.EN3 Energy Sensor | [6 empty] | S3 | 0 | [10 empty] | No | No
MC202 | Charles Carter Building |  |  |  | MC202-B16/S4 | DIM Module | EN.EN3 Energy Sensor | [6 empty] | S4 | 0 | [10 empty] | No | No
MC202 | Charles Carter Building | D10 | Office |  | MC202-B16/S4 | DIM Module | EN.EN3 Energy Sensor | [6 empty] | S4 | 0 | [10 empty] | No | No
MC202 | Charles Carter Building | D11 | Office |  | MC202-B16/S4 | DIM Module | EN.EN3 Energy Sensor | [6 empty] | S4 | 0 | [10 empty] | No | No
MC202 | Charles Carter Building |  |  |  | MC202-B16/V1 |  | EN.EN3 Energy Sensor | [6 empty] | V1 | 0 | [10 empty] | No | No
MC202 | Charles Carter Building |  |  |  | MC202-B16/W2 | Commissioning mode | EN.EN3 Energy Sensor | [6 empty] | W2 | 0 | [10 empty] | No | No
MC202 | Charles Carter Building | D10 | Office |  | MC202-B16/W2 | Commissioning mode | EN.EN3 Energy Sensor | [6 empty] | W2 | 0 | [10 empty] | No | No
MC202 | Charles Carter Building | D11 | Office |  | MC202-B16/W2 | Commissioning mode | EN.EN3 Energy Sensor | [6 empty] | W2 | 0 | [10 empty] | No | No
MC202 | Charles Carter Building |  |  |  | MC202-B16/W3 | Enable boost mode | EN.EN3 Energy Sensor | [6 empty] | W3 | 0 | [10 empty] | No | No
MC202 | Charles Carter Building | D10 | Office |  | MC202-B16/W3 | Enable boost mode | EN.EN3 Energy Sensor | [6 empty] | W3 | 0 | [10 empty] | No | No
MC202 | Charles Carter Building | D11 | Office |  | MC202-B16/W3 | Enable boost mode | EN.EN3 Energy Sensor | [6 empty] | W3 | 0 | [10 empty] | No | No
MC202 | Charles Carter Building |  |  |  | MC202-B16/W4 | Freeze protection reset | EN.EN3 Energy Sensor | [6 empty] | W4 | 0 | [10 empty] | No | No
MC202 | Charles Carter Building | D10 | Office |  | MC202-B16/W4 | Freeze protection reset | EN.EN3 Energy Sensor | [6 empty] | W4 | 0 | [10 empty] | No | No
MC202 | Charles Carter Building | D11 | Office |  | MC202-B16/W4 | Freeze protection reset | EN.EN3 Energy Sensor | [6 empty] | W4 | 0 | [10 empty] | No | No
MC202 | Charles Carter Building |  |  |  | MC202-B16/S11 | Class vent heating demand | EN.EN3 Energy Sensor | [6 empty] | S11 | 0 | [10 empty] | No | No
MC202 | Charles Carter Building | D10 | Office |  | MC202-B16/S11 | Class vent heating demand | EN.EN3 Energy Sensor | [6 empty] | S11 | 0 | [10 empty] | No | No
MC202 | Charles Carter Building | D11 | Office |  | MC202-B16/S11 | Class vent heating demand | EN.EN3 Energy Sensor | [6 empty] | S11 | 0 | [10 empty] | No | No
MC202 | Charles Carter Building |  |  |  | MC202-B16/S12 | Supply fan speed | EN.EN3 Energy Sensor | [6 empty] | S12 | 0 | [10 empty] | No | No
MC202 | Charles Carter Building | D10 | Office |  | MC202-B16/S12 | Supply fan speed | EN.EN3 Energy Sensor | [6 empty] | S12 | 0 | [10 empty] | No | No
MC202 | Charles Carter Building | D11 | Office |  | MC202-B16/S12 | Supply fan speed | EN.EN3 Energy Sensor | [6 empty] | S12 | 0 | [10 empty] | No | No
MC202 | Charles Carter Building |  |  |  | MC202-B16/S13 | Extract fan speed | EN.EN3 Energy Sensor | [6 empty] | S13 | 0 | [10 empty] | No | No
MC202 | Charles Carter Building | D10 | Office |  | MC202-B16/S13 | Extract fan speed | EN.EN3 Energy Sensor | [6 empty] | S13 | 0 | [10 empty] | No | No
MC202 | Charles Carter Building | D11 | Office |  | MC202-B16/S13 | Extract fan speed | EN.EN3 Energy Sensor | [6 empty] | S13 | 0 | [10 empty] | No | No
MC202 | Charles Carter Building |  |  |  | MC202-B16/S14 | Outside air temperature | EN.EN3 Energy Sensor | [6 empty] | S14 | 0 | [10 empty] | No | No
MC202 | Charles Carter Building | D10 | Office |  | MC202-B16/S14 | Outside air temperature | EN.EN3 Energy Sensor | [6 empty] | S14 | 0 | [10 empty] | No | No
MC202 | Charles Carter Building | D11 | Office |  | MC202-B16/S14 | Outside air temperature | EN.EN3 Energy Sensor | [6 empty] | S14 | 0 | [10 empty] | No | No
MC202 | Charles Carter Building |  |  |  | MC202-B16/S15 | Bypass damper | EN.EN3 Energy Sensor | [6 empty] | S15 | 0 | [10 empty] | No | No
MC202 | Charles Carter Building | D10 | Office |  | MC202-B16/S15 | Bypass damper | EN.EN3 Energy Sensor | [6 empty] | S15 | 0 | [10 empty] | No | No
MC202 | Charles Carter Building | D11 | Office |  | MC202-B16/S15 | Bypass damper | EN.EN3 Energy Sensor | [6 empty] | S15 | 0 | [10 empty] | No | No
MC202 | Charles Carter Building |  |  |  | MC202-B16/S2 | Return temperature | EN.EN3 Energy Sensor | [6 empty] | S2 | 0 | [10 empty] | No | No
MC202 | Charles Carter Building | D10 | Office |  | MC202-B16/S2 | Return temperature | EN.EN3 Energy Sensor | [6 empty] | S2 | 0 | [10 empty] | No | No
MC202 | Charles Carter Building | D11 | Office |  | MC202-B16/S2 | Return temperature | EN.EN3 Energy Sensor | [6 empty] | S2 | 0 | [10 empty] | No | No
MC202 | Charles Carter Building |  |  |  | MC202-B16/P3 | Extract CO2 level | EN.EN3 Energy Sensor | [6 empty] | P3 | 0 | [10 empty] | No | No
MC202 | Charles Carter Building |  |  |  | MC202-B16/P4 | DIM Module | EN.EN3 Energy Sensor | [6 empty] | P4 | 0 | [10 empty] | No | No
MC202 | Charles Carter Building |  |  |  | MC202-B16/P6 | Common fault signal | EN.EN3 Energy Sensor | [6 empty] | P6 | 0 | [10 empty] | No | No
MC202 | Charles Carter Building |  |  |  | MC202-B16/P7 | Common fault signal | EN.EN3 Energy Sensor | [6 empty] | P7 | 0 | [10 empty] | No | No
MC202 | Charles Carter Building |  |  |  | MC202-B16/Q1 | Sequence Table 1 | EN.EN3 Energy Sensor | [6 empty] | Q1 | 0 | [10 empty] | No | No
MC202 | Charles Carter Building |  |  |  | MC202-B16/S1 | Supply air temperature | EN.EN3 Energy Sensor | [6 empty] | S1 | 0 | [10 empty] | No | No
MC202 | Charles Carter Building | D10 | Office |  | MC202-B16/S1 | Supply air temperature | EN.EN3 Energy Sensor | [6 empty] | S1 | 0 | [10 empty] | No | No
MC202 | Charles Carter Building | D11 | Office |  | MC202-B16/S1 | Supply air temperature | EN.EN3 Energy Sensor | [6 empty] | S1 | 0 | [10 empty] | No | No
MC202 | Charles Carter Building |  |  |  | MC202-B16/P11 | Class vent heating demand | EN.EN3 Energy Sensor | [6 empty] | P11 | 0 | [10 empty] | No | No
MC202 | Charles Carter Building |  |  |  | MC202-B16/P12 | Supply fan speed | EN.EN3 Energy Sensor | [6 empty] | P12 | 0 | [10 empty] | No | No
MC202 | Charles Carter Building |  |  |  | MC202-B16/P13 | Extract fan speed | EN.EN3 Energy Sensor | [6 empty] | P13 | 0 | [10 empty] | No | No
MC202 | Charles Carter Building |  |  |  | MC202-B16/P14 | Outside air temperature | EN.EN3 Energy Sensor | [6 empty] | P14 | 0 | [10 empty] | No | No
MC202 | Charles Carter Building |  |  |  | MC202-B16/P15 | Bypass damper | EN.EN3 Energy Sensor | [6 empty] | P15 | 0 | [10 empty] | No | No
MC202 | Charles Carter Building |  |  |  | MC202-B16/P2 | Return temperature | EN.EN3 Energy Sensor | [6 empty] | P2 | 0 | [10 empty] | No | No
MC202 | Charles Carter Building |  |  |  | MC202-B16/L6 | Loop 6 | EN.EN3 Energy Sensor | [6 empty] | L6 | 0 | [10 empty] | No | No
MC202 | Charles Carter Building | D10 | Office |  | MC202-B16/L6 | Loop 6 | EN.EN3 Energy Sensor | [6 empty] | L6 | 0 | [10 empty] | No | No
MC202 | Charles Carter Building | D11 | Office |  | MC202-B16/L6 | Loop 6 | EN.EN3 Energy Sensor | [6 empty] | L6 | 0 | [10 empty] | No | No
MC202 | Charles Carter Building |  |  |  | MC202-B16/N1 | Waterside | EN.EN3 Energy Sensor | [6 empty] | N1 | 0 | [10 empty] | No | No
MC202 | Charles Carter Building |  |  |  | MC202-B16/N2 | IC Comms 2 | EN.EN3 Energy Sensor | [6 empty] | N2 | 0 | [10 empty] | No | No
MC202 | Charles Carter Building |  |  |  | MC202-B16/o1 | Alarm Route 1 | EN.EN3 Energy Sensor | [6 empty] | o1 | 0 | [10 empty] | No | No
MC202 | Charles Carter Building |  |  |  | MC202-B16/P1 | Supply air temperature | EN.EN3 Energy Sensor | [6 empty] | P1 | 0 | [10 empty] | No | No
MC202 | Charles Carter Building |  |  |  | MC202-B16/K9 | Supply air low limit | EN.EN3 Energy Sensor | [6 empty] | K9 | 0 | [10 empty] | No | No
MC202 | Charles Carter Building | D10 | Office |  | MC202-B16/K9 | Supply air low limit | EN.EN3 Energy Sensor | [6 empty] | K9 | 0 | [10 empty] | No | No
MC202 | Charles Carter Building | D11 | Office |  | MC202-B16/K9 | Supply air low limit | EN.EN3 Energy Sensor | [6 empty] | K9 | 0 | [10 empty] | No | No
MC202 | Charles Carter Building | D11 | Office |  | MC202-B16/L1 | Loop 1 | EN.EN3 Energy Sensor | [6 empty] | L1 | 0 | [10 empty] | No | No
MC202 | Charles Carter Building |  |  |  | MC202-B16/L1 | Loop 1 | EN.EN3 Energy Sensor | [6 empty] | L1 | 0 | [10 empty] | No | No
MC202 | Charles Carter Building | D10 | Office |  | MC202-B16/L1 | Loop 1 | EN.EN3 Energy Sensor | [6 empty] | L1 | 0 | [10 empty] | No | No
MC202 | Charles Carter Building |  |  |  | MC202-B16/L2 | Supply air low limit | EN.EN3 Energy Sensor | [6 empty] | L2 | 0 | [10 empty] | No | No
MC202 | Charles Carter Building | D10 | Office |  | MC202-B16/L2 | Supply air low limit | EN.EN3 Energy Sensor | [6 empty] | L2 | 0 | [10 empty] | No | No
MC202 | Charles Carter Building | D11 | Office |  | MC202-B16/L2 | Supply air low limit | EN.EN3 Energy Sensor | [6 empty] | L2 | 0 | [10 empty] | No | No
MC202 | Charles Carter Building |  |  |  | MC202-B16/L3 | Fan Speed [CO2] | EN.EN3 Energy Sensor | [6 empty] | L3 | 0 | [10 empty] | No | No
MC202 | Charles Carter Building | D10 | Office |  | MC202-B16/L3 | Fan Speed [CO2] | EN.EN3 Energy Sensor | [6 empty] | L3 | 0 | [10 empty] | No | No
MC202 | Charles Carter Building | D11 | Office |  | MC202-B16/L3 | Fan Speed [CO2] | EN.EN3 Energy Sensor | [6 empty] | L3 | 0 | [10 empty] | No | No
MC202 | Charles Carter Building |  |  |  | MC202-B16/L4 | Fan Speed [Clg] | EN.EN3 Energy Sensor | [6 empty] | L4 | 0 | [10 empty] | No | No
MC202 | Charles Carter Building | D10 | Office |  | MC202-B16/L4 | Fan Speed [Clg] | EN.EN3 Energy Sensor | [6 empty] | L4 | 0 | [10 empty] | No | No
MC202 | Charles Carter Building | D11 | Office |  | MC202-B16/L4 | Fan Speed [Clg] | EN.EN3 Energy Sensor | [6 empty] | L4 | 0 | [10 empty] | No | No
MC202 | Charles Carter Building | D10 | Office |  | MC202-B16/L5 | Loop 5 | EN.EN3 Energy Sensor | [6 empty] | L5 | 0 | [10 empty] | No | No
MC202 | Charles Carter Building | D11 | Office |  | MC202-B16/L5 | Loop 5 | EN.EN3 Energy Sensor | [6 empty] | L5 | 0 | [10 empty] | No | No
MC202 | Charles Carter Building |  |  |  | MC202-B16/L5 | Loop 5 | EN.EN3 Energy Sensor | [6 empty] | L5 | 0 | [10 empty] | No | No
MC202 | Charles Carter Building | D10 | Office |  | MC202-B16/K3 | Room frost protection | EN.EN3 Energy Sensor | [6 empty] | K3 | 0 | [10 empty] | No | No
MC202 | Charles Carter Building | D11 | Office |  | MC202-B16/K3 | Room frost protection | EN.EN3 Energy Sensor | [6 empty] | K3 | 0 | [10 empty] | No | No
MC202 | Charles Carter Building |  |  |  | MC202-B16/K3 | Room frost protection | EN.EN3 Energy Sensor | [6 empty] | K3 | 0 | [10 empty] | No | No
MC202 | Charles Carter Building |  |  |  | MC202-B16/K4 | Spare | EN.EN3 Energy Sensor | [6 empty] | K4 | 0 | [10 empty] | No | No
MC202 | Charles Carter Building | D10 | Office |  | MC202-B16/K4 | Spare | EN.EN3 Energy Sensor | [6 empty] | K4 | 0 | [10 empty] | No | No
MC202 | Charles Carter Building | D11 | Office |  | MC202-B16/K4 | Spare | EN.EN3 Energy Sensor | [6 empty] | K4 | 0 | [10 empty] | No | No
MC202 | Charles Carter Building |  |  |  | MC202-B16/K5 | Occupancy heating temperature setpoint | EN.EN3 Energy Sensor | [6 empty] | K5 | 0 | [10 empty] | No | No
MC202 | Charles Carter Building | D10 | Office |  | MC202-B16/K5 | Occupancy heating temperature setpoint | EN.EN3 Energy Sensor | [6 empty] | K5 | 0 | [10 empty] | No | No
MC202 | Charles Carter Building | D11 | Office |  | MC202-B16/K5 | Occupancy heating temperature setpoint | EN.EN3 Energy Sensor | [6 empty] | K5 | 0 | [10 empty] | No | No
MC202 | Charles Carter Building | D11 | Office |  | MC202-B16/K6 | OccupancyClgTempSP | EN.EN3 Energy Sensor | [6 empty] | K6 | 0 | [10 empty] | No | No
MC202 | Charles Carter Building |  |  |  | MC202-B16/K6 | OccupancyClgTempSP | EN.EN3 Energy Sensor | [6 empty] | K6 | 0 | [10 empty] | No | No
MC202 | Charles Carter Building | D10 | Office |  | MC202-B16/K6 | OccupancyClgTempSP | EN.EN3 Energy Sensor | [6 empty] | K6 | 0 | [10 empty] | No | No
MC202 | Charles Carter Building |  |  |  | MC202-B16/K7 | Free cooling temperature setpoint | EN.EN3 Energy Sensor | [6 empty] | K7 | 0 | [10 empty] | No | No
MC202 | Charles Carter Building | D10 | Office |  | MC202-B16/K7 | Free cooling temperature setpoint | EN.EN3 Energy Sensor | [6 empty] | K7 | 0 | [10 empty] | No | No
MC202 | Charles Carter Building | D11 | Office |  | MC202-B16/K7 | Free cooling temperature setpoint | EN.EN3 Energy Sensor | [6 empty] | K7 | 0 | [10 empty] | No | No
MC202 | Charles Carter Building |  |  |  | MC202-B16/K8 | Spare | EN.EN3 Energy Sensor | [6 empty] | K8 | 0 | [10 empty] | No | No
MC202 | Charles Carter Building | D10 | Office |  | MC202-B16/K8 | Spare | EN.EN3 Energy Sensor | [6 empty] | K8 | 0 | [10 empty] | No | No
MC202 | Charles Carter Building | D11 | Office |  | MC202-B16/K8 | Spare | EN.EN3 Energy Sensor | [6 empty] | K8 | 0 | [10 empty] | No | No
MC202 | Charles Carter Building |  |  |  | MC202-B16/K2 | Unit freeze protection | EN.EN3 Energy Sensor | [6 empty] | K2 | 0 | [10 empty] | No | No
MC202 | Charles Carter Building | D10 | Office |  | MC202-B16/K2 | Unit freeze protection | EN.EN3 Energy Sensor | [6 empty] | K2 | 0 | [10 empty] | No | No
MC202 | Charles Carter Building | D11 | Office |  | MC202-B16/K2 | Unit freeze protection | EN.EN3 Energy Sensor | [6 empty] | K2 | 0 | [10 empty] | No | No
MC202 | Charles Carter Building |  |  |  | MC202-B16/K20 | Extract fan startup speed | EN.EN3 Energy Sensor | [6 empty] | K20 | 0 | [10 empty] | No | No
MC202 | Charles Carter Building | D10 | Office |  | MC202-B16/K20 | Extract fan startup speed | EN.EN3 Energy Sensor | [6 empty] | K20 | 0 | [10 empty] | No | No
MC202 | Charles Carter Building | D11 | Office |  | MC202-B16/K20 | Extract fan startup speed | EN.EN3 Energy Sensor | [6 empty] | K20 | 0 | [10 empty] | No | No
MC202 | Charles Carter Building |  |  |  | MC202-B16/K21 | Night time cooling supply fan speed | EN.EN3 Energy Sensor | [6 empty] | K21 | 0 | [10 empty] | No | No
MC202 | Charles Carter Building | D10 | Office |  | MC202-B16/K21 | Night time cooling supply fan speed | EN.EN3 Energy Sensor | [6 empty] | K21 | 0 | [10 empty] | No | No
MC202 | Charles Carter Building | D11 | Office |  | MC202-B16/K21 | Night time cooling supply fan speed | EN.EN3 Energy Sensor | [6 empty] | K21 | 0 | [10 empty] | No | No
MC202 | Charles Carter Building |  |  |  | MC202-B16/K22 | Night time cooling extract fan speed | EN.EN3 Energy Sensor | [6 empty] | K22 | 0 | [10 empty] | No | No
MC202 | Charles Carter Building | D10 | Office |  | MC202-B16/K22 | Night time cooling extract fan speed | EN.EN3 Energy Sensor | [6 empty] | K22 | 0 | [10 empty] | No | No
MC202 | Charles Carter Building | D11 | Office |  | MC202-B16/K22 | Night time cooling extract fan speed | EN.EN3 Energy Sensor | [6 empty] | K22 | 0 | [10 empty] | No | No
MC202 | Charles Carter Building |  |  |  | MC202-B16/K23 | Night time cool temperature setpoint | EN.EN3 Energy Sensor | [6 empty] | K23 | 0 | [10 empty] | No | No
MC202 | Charles Carter Building | D10 | Office |  | MC202-B16/K23 | Night time cool temperature setpoint | EN.EN3 Energy Sensor | [6 empty] | K23 | 0 | [10 empty] | No | No
MC202 | Charles Carter Building | D11 | Office |  | MC202-B16/K23 | Night time cool temperature setpoint | EN.EN3 Energy Sensor | [6 empty] | K23 | 0 | [10 empty] | No | No
MC202 | Charles Carter Building |  |  |  | MC202-B16/K24 | Night cooling supply air low limit | EN.EN3 Energy Sensor | [6 empty] | K24 | 0 | [10 empty] | No | No
MC202 | Charles Carter Building | D10 | Office |  | MC202-B16/K24 | Night cooling supply air low limit | EN.EN3 Energy Sensor | [6 empty] | K24 | 0 | [10 empty] | No | No
MC202 | Charles Carter Building | D11 | Office |  | MC202-B16/K24 | Night cooling supply air low limit | EN.EN3 Energy Sensor | [6 empty] | K24 | 0 | [10 empty] | No | No
MC202 | Charles Carter Building |  |  |  | MC202-B16/K14 | Occupancy CO2 level | EN.EN3 Energy Sensor | [6 empty] | K14 | 0 | [10 empty] | No | No
MC202 | Charles Carter Building | D10 | Office |  | MC202-B16/K14 | Occupancy CO2 level | EN.EN3 Energy Sensor | [6 empty] | K14 | 0 | [10 empty] | No | No
MC202 | Charles Carter Building | D11 | Office |  | MC202-B16/K14 | Occupancy CO2 level | EN.EN3 Energy Sensor | [6 empty] | K14 | 0 | [10 empty] | No | No
MC202 | Charles Carter Building |  |  |  | MC202-B16/K15 | Outside air night cooling level | EN.EN3 Energy Sensor | [6 empty] | K15 | 0 | [10 empty] | No | No
MC202 | Charles Carter Building | D10 | Office |  | MC202-B16/K15 | Outside air night cooling level | EN.EN3 Energy Sensor | [6 empty] | K15 | 0 | [10 empty] | No | No
MC202 | Charles Carter Building | D11 | Office |  | MC202-B16/K15 | Outside air night cooling level | EN.EN3 Energy Sensor | [6 empty] | K15 | 0 | [10 empty] | No | No
MC202 | Charles Carter Building |  |  |  | MC202-B16/K16 | Supply air high limit | EN.EN3 Energy Sensor | [6 empty] | K16 | 0 | [10 empty] | No | No
MC202 | Charles Carter Building | D10 | Office |  | MC202-B16/K16 | Supply air high limit | EN.EN3 Energy Sensor | [6 empty] | K16 | 0 | [10 empty] | No | No
MC202 | Charles Carter Building | D11 | Office |  | MC202-B16/K16 | Supply air high limit | EN.EN3 Energy Sensor | [6 empty] | K16 | 0 | [10 empty] | No | No
MC202 | Charles Carter Building |  |  |  | MC202-B16/K17 | Supply fan minimum speed | EN.EN3 Energy Sensor | [6 empty] | K17 | 0 | [10 empty] | No | No
MC202 | Charles Carter Building | D10 | Office |  | MC202-B16/K17 | Supply fan minimum speed | EN.EN3 Energy Sensor | [6 empty] | K17 | 0 | [10 empty] | No | No
MC202 | Charles Carter Building | D11 | Office |  | MC202-B16/K17 | Supply fan minimum speed | EN.EN3 Energy Sensor | [6 empty] | K17 | 0 | [10 empty] | No | No
MC202 | Charles Carter Building |  |  |  | MC202-B16/K18 | Supply fan max speed | EN.EN3 Energy Sensor | [6 empty] | K18 | 0 | [10 empty] | No | No
MC202 | Charles Carter Building | D10 | Office |  | MC202-B16/K18 | Supply fan max speed | EN.EN3 Energy Sensor | [6 empty] | K18 | 0 | [10 empty] | No | No
MC202 | Charles Carter Building | D11 | Office |  | MC202-B16/K18 | Supply fan max speed | EN.EN3 Energy Sensor | [6 empty] | K18 | 0 | [10 empty] | No | No
MC202 | Charles Carter Building |  |  |  | MC202-B16/K19 | Supply fan startup speed | EN.EN3 Energy Sensor | [6 empty] | K19 | 0 | [10 empty] | No | No
MC202 | Charles Carter Building | D10 | Office |  | MC202-B16/K19 | Supply fan startup speed | EN.EN3 Energy Sensor | [6 empty] | K19 | 0 | [10 empty] | No | No
MC202 | Charles Carter Building | D11 | Office |  | MC202-B16/K19 | Supply fan startup speed | EN.EN3 Energy Sensor | [6 empty] | K19 | 0 | [10 empty] | No | No
MC202 | Charles Carter Building |  |  |  | MC202-B16/I5 | On-Off selector | EN.EN3 Energy Sensor | [6 empty] | I5 | 0 | [10 empty] | No | No
MC202 | Charles Carter Building | D10 | Office |  | MC202-B16/I5 | On-Off selector | EN.EN3 Energy Sensor | [6 empty] | I5 | 0 | [10 empty] | No | No
MC202 | Charles Carter Building | D11 | Office |  | MC202-B16/I5 | On-Off selector | EN.EN3 Energy Sensor | [6 empty] | I5 | 0 | [10 empty] | No | No
MC202 | Charles Carter Building | D11 | Office |  | MC202-B16/I6 | Frost thermostat trip | EN.EN3 Energy Sensor | [6 empty] | I6 | 0 | [10 empty] | No | No
MC202 | Charles Carter Building |  |  |  | MC202-B16/I6 | Frost thermostat trip | EN.EN3 Energy Sensor | [6 empty] | I6 | 0 | [10 empty] | No | No
MC202 | Charles Carter Building | D10 | Office |  | MC202-B16/I6 | Frost thermostat trip | EN.EN3 Energy Sensor | [6 empty] | I6 | 0 | [10 empty] | No | No
MC202 | Charles Carter Building |  |  |  | MC202-B16/K1 | Spare | EN.EN3 Energy Sensor | [6 empty] | K1 | 0 | [10 empty] | No | No
MC202 | Charles Carter Building | D10 | Office |  | MC202-B16/K1 | Spare | EN.EN3 Energy Sensor | [6 empty] | K1 | 0 | [10 empty] | No | No
MC202 | Charles Carter Building | D11 | Office |  | MC202-B16/K1 | Spare | EN.EN3 Energy Sensor | [6 empty] | K1 | 0 | [10 empty] | No | No
MC202 | Charles Carter Building |  |  |  | MC202-B16/K10 | Extract fan min speed | EN.EN3 Energy Sensor | [6 empty] | K10 | 0 | [10 empty] | No | No
MC202 | Charles Carter Building | D10 | Office |  | MC202-B16/K10 | Extract fan min speed | EN.EN3 Energy Sensor | [6 empty] | K10 | 0 | [10 empty] | No | No
MC202 | Charles Carter Building | D11 | Office |  | MC202-B16/K10 | Extract fan min speed | EN.EN3 Energy Sensor | [6 empty] | K10 | 0 | [10 empty] | No | No
MC202 | Charles Carter Building |  |  |  | MC202-B16/K11 | Extract fan max speed | EN.EN3 Energy Sensor | [6 empty] | K11 | 0 | [10 empty] | No | No
MC202 | Charles Carter Building | D10 | Office |  | MC202-B16/K11 | Extract fan max speed | EN.EN3 Energy Sensor | [6 empty] | K11 | 0 | [10 empty] | No | No
MC202 | Charles Carter Building | D11 | Office |  | MC202-B16/K11 | Extract fan max speed | EN.EN3 Energy Sensor | [6 empty] | K11 | 0 | [10 empty] | No | No
MC202 | Charles Carter Building | D11 | Office |  | MC202-B16/K12 | Spare | EN.EN3 Energy Sensor | [6 empty] | K12 | 0 | [10 empty] | No | No
MC202 | Charles Carter Building |  |  |  | MC202-B16/K12 | Spare | EN.EN3 Energy Sensor | [6 empty] | K12 | 0 | [10 empty] | No | No
MC202 | Charles Carter Building | D10 | Office |  | MC202-B16/K12 | Spare | EN.EN3 Energy Sensor | [6 empty] | K12 | 0 | [10 empty] | No | No
MC202 | Charles Carter Building |  |  |  | MC202-B16/I21 | Open bypass damper | EN.EN3 Energy Sensor | [6 empty] | I21 | 0 | [10 empty] | No | No
MC202 | Charles Carter Building | D11 | Office |  | MC202-B16/I21 | Open bypass damper | EN.EN3 Energy Sensor | [6 empty] | I21 | 0 | [10 empty] | No | No
MC202 | Charles Carter Building | D10 | Office |  | MC202-B16/I21 | Open bypass damper | EN.EN3 Energy Sensor | [6 empty] | I21 | 0 | [10 empty] | No | No
MC202 | Charles Carter Building | D10 | Office |  | MC202-B16/I22 | Unit freeze protection | EN.EN3 Energy Sensor | [6 empty] | I22 | 0 | [10 empty] | No | No
MC202 | Charles Carter Building | D11 | Office |  | MC202-B16/I22 | Unit freeze protection | EN.EN3 Energy Sensor | [6 empty] | I22 | 0 | [10 empty] | No | No
MC202 | Charles Carter Building |  |  |  | MC202-B16/I22 | Unit freeze protection | EN.EN3 Energy Sensor | [6 empty] | I22 | 0 | [10 empty] | No | No
MC202 | Charles Carter Building |  |  |  | MC202-B16/I23 | Supply fan fault | EN.EN3 Energy Sensor | [6 empty] | I23 | 0 | [10 empty] | No | No
MC202 | Charles Carter Building | D10 | Office |  | MC202-B16/I23 | Supply fan fault | EN.EN3 Energy Sensor | [6 empty] | I23 | 0 | [10 empty] | No | No
MC202 | Charles Carter Building | D11 | Office |  | MC202-B16/I23 | Supply fan fault | EN.EN3 Energy Sensor | [6 empty] | I23 | 0 | [10 empty] | No | No
MC202 | Charles Carter Building |  |  |  | MC202-B16/I24 | Extract fan fault | EN.EN3 Energy Sensor | [6 empty] | I24 | 0 | [10 empty] | No | No
MC202 | Charles Carter Building | D10 | Office |  | MC202-B16/I24 | Extract fan fault | EN.EN3 Energy Sensor | [6 empty] | I24 | 0 | [10 empty] | No | No
MC202 | Charles Carter Building | D11 | Office |  | MC202-B16/I24 | Extract fan fault | EN.EN3 Energy Sensor | [6 empty] | I24 | 0 | [10 empty] | No | No
MC202 | Charles Carter Building |  |  |  | MC202-B16/I25 | Class vent enable | EN.EN3 Energy Sensor | [6 empty] | I25 | 0 | [10 empty] | No | No
MC202 | Charles Carter Building | D10 | Office |  | MC202-B16/I25 | Class vent enable | EN.EN3 Energy Sensor | [6 empty] | I25 | 0 | [10 empty] | No | No
MC202 | Charles Carter Building | D11 | Office |  | MC202-B16/I25 | Class vent enable | EN.EN3 Energy Sensor | [6 empty] | I25 | 0 | [10 empty] | No | No
MC202 | Charles Carter Building |  |  |  | MC202-B16/I30 | Common fault signal | EN.EN3 Energy Sensor | [6 empty] | I30 | 0 | [10 empty] | No | No
MC202 | Charles Carter Building | D10 | Office |  | MC202-B16/I30 | Common fault signal | EN.EN3 Energy Sensor | [6 empty] | I30 | 0 | [10 empty] | No | No
MC202 | Charles Carter Building | D11 | Office |  | MC202-B16/I30 | Common fault signal | EN.EN3 Energy Sensor | [6 empty] | I30 | 0 | [10 empty] | No | No
MC202 | Charles Carter Building |  |  |  | MC202-B02/D2 | Bypass damper | EN.EN3 Energy Sensor | [6 empty] | D2 | 0 | [10 empty] | No | No
MC202 | Charles Carter Building | A17 | Seminar Room |  | MC202-B02/D2 | Bypass damper | EN.EN3 Energy Sensor | [6 empty] | D2 | 0 | [10 empty] | No | No
MC202 | Charles Carter Building |  |  |  | MC202-B02/D4 | Heating valve | EN.EN3 Energy Sensor | [6 empty] | D4 | 0 | [10 empty] | No | No
MC202 | Charles Carter Building | A17 | Seminar Room |  | MC202-B02/D4 | Heating valve | EN.EN3 Energy Sensor | [6 empty] | D4 | 0 | [10 empty] | No | No
MC202 | Charles Carter Building |  |  |  | MC202-B02/D5 | Supply fan speed | EN.EN3 Energy Sensor | [6 empty] | D5 | 0 | [10 empty] | No | No
MC202 | Charles Carter Building | A17 | Seminar Room |  | MC202-B02/D5 | Supply fan speed | EN.EN3 Energy Sensor | [6 empty] | D5 | 0 | [10 empty] | No | No
MC202 | Charles Carter Building |  |  |  | MC202-B02/D6 | Extract fan speed | EN.EN3 Energy Sensor | [6 empty] | D6 | 0 | [10 empty] | No | No
MC202 | Charles Carter Building | A17 | Seminar Room |  | MC202-B02/D6 | Extract fan speed | EN.EN3 Energy Sensor | [6 empty] | D6 | 0 | [10 empty] | No | No
MC202 | Charles Carter Building |  |  |  | MC202-B02/e1 | 963 Supervisor | EN.EN3 Energy Sensor | [6 empty] | e1 | 0 | [10 empty] | No | No
MC202 | Charles Carter Building |  |  |  | MC202-B02/F1 | Function 1 | EN.EN3 Energy Sensor | [6 empty] | F1 | 0 | [10 empty] | No | No
MC202 | Charles Carter Building |  |  |  | MC202-B02/~9 |  | EN.EN3 Energy Sensor | [6 empty] | ~9 | 0 | [10 empty] | No | No
MC202 | Charles Carter Building |  |  |  | MC202-B02/A14 | Outside air temperature | EN.EN3 Energy Sensor | [6 empty] | A14 | 0 | [10 empty] | No | No
MC202 | Charles Carter Building |  |  |  | MC202-B02/B1 | Frost from MCP | EN.EN3 Energy Sensor | [6 empty] | B1 | 0 | [10 empty] | No | No
MC202 | Charles Carter Building |  |  |  | MC202-B02/B2 | Remote signals | EN.EN3 Energy Sensor | [6 empty] | B2 | 0 | [10 empty] | No | No
MC202 | Charles Carter Building |  |  |  | MC202-B02/C1 | Virtual CNC 1 | EN.EN3 Energy Sensor | [6 empty] | C1 | 0 | [10 empty] | No | No
MC202 | Charles Carter Building |  |  |  | MC202-B02/D1 | Unit enable and fresh air damper | EN.EN3 Energy Sensor | [6 empty] | D1 | 0 | [10 empty] | No | No
MC202 | Charles Carter Building | A17 | Seminar Room |  | MC202-B02/D1 | Unit enable and fresh air damper | EN.EN3 Energy Sensor | [6 empty] | D1 | 0 | [10 empty] | No | No
MC202 | Charles Carter Building |  |  |  | MC202-B02/~58 |  | EN.EN3 Energy Sensor | [6 empty] | ~58 | 0 | [10 empty] | No | No
MC202 | Charles Carter Building |  |  |  | MC202-B02/~59 |  | EN.EN3 Energy Sensor | [6 empty] | ~59 | 0 | [10 empty] | No | No
MC202 | Charles Carter Building |  |  |  | MC202-B02/~6 |  | EN.EN3 Energy Sensor | [6 empty] | ~6 | 0 | [10 empty] | No | No
MC202 | Charles Carter Building |  |  |  | MC202-B02/~60 |  | EN.EN3 Energy Sensor | [6 empty] | ~60 | 0 | [10 empty] | No | No
MC202 | Charles Carter Building |  |  |  | MC202-B02/~7 |  | EN.EN3 Energy Sensor | [6 empty] | ~7 | 0 | [10 empty] | No | No
MC202 | Charles Carter Building |  |  |  | MC202-B02/~8 |  | EN.EN3 Energy Sensor | [6 empty] | ~8 | 0 | [10 empty] | No | No
MC202 | Charles Carter Building |  |  |  | MC202-B02/~52 |  | EN.EN3 Energy Sensor | [6 empty] | ~52 | 0 | [10 empty] | No | No
MC202 | Charles Carter Building |  |  |  | MC202-B02/~53 | Adjustments (night cool knobs) | EN.EN3 Energy Sensor | [6 empty] | ~53 | 0 | [10 empty] | No | No
MC202 | Charles Carter Building |  |  |  | MC202-B02/~54 |  | EN.EN3 Energy Sensor | [6 empty] | ~54 | 0 | [10 empty] | No | No
MC202 | Charles Carter Building |  |  |  | MC202-B02/~55 | Adjustments | EN.EN3 Energy Sensor | [6 empty] | ~55 | 0 | [10 empty] | No | No
MC202 | Charles Carter Building |  |  |  | MC202-B02/~56 | Knobs | EN.EN3 Energy Sensor | [6 empty] | ~56 | 0 | [10 empty] | No | No
MC202 | Charles Carter Building |  |  |  | MC202-B02/~57 | Switches | EN.EN3 Energy Sensor | [6 empty] | ~57 | 0 | [10 empty] | No | No
MC202 | Charles Carter Building |  |  |  | MC202-B02/~47 | Adjustments (switches) | EN.EN3 Energy Sensor | [6 empty] | ~47 | 0 | [10 empty] | No | No
MC202 | Charles Carter Building |  |  |  | MC202-B02/~48 |  | EN.EN3 Energy Sensor | [6 empty] | ~48 | 0 | [10 empty] | No | No
MC202 | Charles Carter Building |  |  |  | MC202-B02/~49 |  | EN.EN3 Energy Sensor | [6 empty] | ~49 | 0 | [10 empty] | No | No
MC202 | Charles Carter Building |  |  |  | MC202-B02/~5 |  | EN.EN3 Energy Sensor | [6 empty] | ~5 | 0 | [10 empty] | No | No
MC202 | Charles Carter Building |  |  |  | MC202-B02/~50 |  | EN.EN3 Energy Sensor | [6 empty] | ~50 | 0 | [10 empty] | No | No
MC202 | Charles Carter Building |  |  |  | MC202-B02/~51 |  | EN.EN3 Energy Sensor | [6 empty] | ~51 | 0 | [10 empty] | No | No
MC202 | Charles Carter Building |  |  |  | MC202-B02/~41 |  | EN.EN3 Energy Sensor | [6 empty] | ~41 | 0 | [10 empty] | No | No
MC202 | Charles Carter Building |  |  |  | MC202-B02/~42 |  | EN.EN3 Energy Sensor | [6 empty] | ~42 | 0 | [10 empty] | No | No
MC202 | Charles Carter Building |  |  |  | MC202-B02/~43 |  | EN.EN3 Energy Sensor | [6 empty] | ~43 | 0 | [10 empty] | No | No
MC202 | Charles Carter Building |  |  |  | MC202-B02/~44 |  | EN.EN3 Energy Sensor | [6 empty] | ~44 | 0 | [10 empty] | No | No
MC202 | Charles Carter Building |  |  |  | MC202-B02/~45 |  | EN.EN3 Energy Sensor | [6 empty] | ~45 | 0 | [10 empty] | No | No
MC202 | Charles Carter Building |  |  |  | MC202-B02/~46 | Adjustments (knobs) | EN.EN3 Energy Sensor | [6 empty] | ~46 | 0 | [10 empty] | No | No
MC202 | Charles Carter Building |  |  |  | MC202-B02/~36 |  | EN.EN3 Energy Sensor | [6 empty] | ~36 | 0 | [10 empty] | No | No
MC202 | Charles Carter Building |  |  |  | MC202-B02/~37 |  | EN.EN3 Energy Sensor | [6 empty] | ~37 | 0 | [10 empty] | No | No
MC202 | Charles Carter Building |  |  |  | MC202-B02/~38 |  | EN.EN3 Energy Sensor | [6 empty] | ~38 | 0 | [10 empty] | No | No
MC202 | Charles Carter Building |  |  |  | MC202-B02/~39 |  | EN.EN3 Energy Sensor | [6 empty] | ~39 | 0 | [10 empty] | No | No
MC202 | Charles Carter Building |  |  |  | MC202-B02/~4 |  | EN.EN3 Energy Sensor | [6 empty] | ~4 | 0 | [10 empty] | No | No
MC202 | Charles Carter Building |  |  |  | MC202-B02/~40 |  | EN.EN3 Energy Sensor | [6 empty] | ~40 | 0 | [10 empty] | No | No
MC202 | Charles Carter Building |  |  |  | MC202-B02/~30 |  | EN.EN3 Energy Sensor | [6 empty] | ~30 | 0 | [10 empty] | No | No
MC202 | Charles Carter Building |  |  |  | MC202-B02/~31 |  | EN.EN3 Energy Sensor | [6 empty] | ~31 | 0 | [10 empty] | No | No
MC202 | Charles Carter Building |  |  |  | MC202-B02/~32 |  | EN.EN3 Energy Sensor | [6 empty] | ~32 | 0 | [10 empty] | No | No
MC202 | Charles Carter Building |  |  |  | MC202-B02/~33 |  | EN.EN3 Energy Sensor | [6 empty] | ~33 | 0 | [10 empty] | No | No
MC202 | Charles Carter Building |  |  |  | MC202-B02/~34 |  | EN.EN3 Energy Sensor | [6 empty] | ~34 | 0 | [10 empty] | No | No
MC202 | Charles Carter Building |  |  |  | MC202-B02/~35 |  | EN.EN3 Energy Sensor | [6 empty] | ~35 | 0 | [10 empty] | No | No
MC202 | Charles Carter Building |  |  |  | MC202-B02/~25 |  | EN.EN3 Energy Sensor | [6 empty] | ~25 | 0 | [10 empty] | No | No
MC202 | Charles Carter Building |  |  |  | MC202-B02/~26 |  | EN.EN3 Energy Sensor | [6 empty] | ~26 | 0 | [10 empty] | No | No
MC202 | Charles Carter Building |  |  |  | MC202-B02/~27 |  | EN.EN3 Energy Sensor | [6 empty] | ~27 | 0 | [10 empty] | No | No
MC202 | Charles Carter Building |  |  |  | MC202-B02/~28 |  | EN.EN3 Energy Sensor | [6 empty] | ~28 | 0 | [10 empty] | No | No
MC202 | Charles Carter Building |  |  |  | MC202-B02/~29 |  | EN.EN3 Energy Sensor | [6 empty] | ~29 | 0 | [10 empty] | No | No
MC202 | Charles Carter Building |  |  |  | MC202-B02/~3 |  | EN.EN3 Energy Sensor | [6 empty] | ~3 | 0 | [10 empty] | No | No
MC202 | Charles Carter Building |  |  |  | MC202-B02/~2 |  | EN.EN3 Energy Sensor | [6 empty] | ~2 | 0 | [10 empty] | No | No
MC202 | Charles Carter Building |  |  |  | MC202-B02/~20 |  | EN.EN3 Energy Sensor | [6 empty] | ~20 | 0 | [10 empty] | No | No
MC202 | Charles Carter Building |  |  |  | MC202-B02/~21 |  | EN.EN3 Energy Sensor | [6 empty] | ~21 | 0 | [10 empty] | No | No
MC202 | Charles Carter Building |  |  |  | MC202-B02/~22 |  | EN.EN3 Energy Sensor | [6 empty] | ~22 | 0 | [10 empty] | No | No
MC202 | Charles Carter Building |  |  |  | MC202-B02/~23 |  | EN.EN3 Energy Sensor | [6 empty] | ~23 | 0 | [10 empty] | No | No
MC202 | Charles Carter Building |  |  |  | MC202-B02/~24 |  | EN.EN3 Energy Sensor | [6 empty] | ~24 | 0 | [10 empty] | No | No
MC202 | Charles Carter Building |  |  |  | MC202-B02/~14 |  | EN.EN3 Energy Sensor | [6 empty] | ~14 | 0 | [10 empty] | No | No
MC202 | Charles Carter Building |  |  |  | MC202-B02/~15 |  | EN.EN3 Energy Sensor | [6 empty] | ~15 | 0 | [10 empty] | No | No
MC202 | Charles Carter Building |  |  |  | MC202-B02/~16 |  | EN.EN3 Energy Sensor | [6 empty] | ~16 | 0 | [10 empty] | No | No
MC202 | Charles Carter Building |  |  |  | MC202-B02/~17 |  | EN.EN3 Energy Sensor | [6 empty] | ~17 | 0 | [10 empty] | No | No
MC202 | Charles Carter Building |  |  |  | MC202-B02/~18 |  | EN.EN3 Energy Sensor | [6 empty] | ~18 | 0 | [10 empty] | No | No
MC202 | Charles Carter Building |  |  |  | MC202-B02/~19 |  | EN.EN3 Energy Sensor | [6 empty] | ~19 | 0 | [10 empty] | No | No
MC202 | Charles Carter Building |  |  |  | MC202-B02/Z1 | Local time clock | EN.EN3 Energy Sensor | [6 empty] | Z1 | 0 | [10 empty] | No | No
MC202 | Charles Carter Building | A17 | Seminar Room |  | MC202-B02/Z1 | Local time clock | EN.EN3 Energy Sensor | [6 empty] | Z1 | 0 | [10 empty] | No | No
MC202 | Charles Carter Building |  |  |  | MC202-B02/~1 |  | EN.EN3 Energy Sensor | [6 empty] | ~1 | 0 | [10 empty] | No | No
MC202 | Charles Carter Building |  |  |  | MC202-B02/~10 |  | EN.EN3 Energy Sensor | [6 empty] | ~10 | 0 | [10 empty] | No | No
MC202 | Charles Carter Building |  |  |  | MC202-B02/~11 |  | EN.EN3 Energy Sensor | [6 empty] | ~11 | 0 | [10 empty] | No | No
MC202 | Charles Carter Building |  |  |  | MC202-B02/~12 |  | EN.EN3 Energy Sensor | [6 empty] | ~12 | 0 | [10 empty] | No | No
MC202 | Charles Carter Building |  |  |  | MC202-B02/~13 |  | EN.EN3 Energy Sensor | [6 empty] | ~13 | 0 | [10 empty] | No | No
MC202 | Charles Carter Building |  |  |  | MC202-B02/W4 | Freeze protection reset | EN.EN3 Energy Sensor | [6 empty] | W4 | 0 | [10 empty] | No | No
MC202 | Charles Carter Building | A17 | Seminar Room |  | MC202-B02/W4 | Freeze protection reset | EN.EN3 Energy Sensor | [6 empty] | W4 | 0 | [10 empty] | No | No
MC202 | Charles Carter Building |  |  |  | MC202-B02/W5 | Enable alarms | EN.EN3 Energy Sensor | [6 empty] | W5 | 0 | [10 empty] | No | No
MC202 | Charles Carter Building | A17 | Seminar Room |  | MC202-B02/W5 | Enable alarms | EN.EN3 Energy Sensor | [6 empty] | W5 | 0 | [10 empty] | No | No
MC202 | Charles Carter Building |  |  |  | MC202-B02/W6 | Manual off | EN.EN3 Energy Sensor | [6 empty] | W6 | 0 | [10 empty] | No | No
MC202 | Charles Carter Building | A17 | Seminar Room |  | MC202-B02/W6 | Manual off | EN.EN3 Energy Sensor | [6 empty] | W6 | 0 | [10 empty] | No | No
MC202 | Charles Carter Building |  |  |  | MC202-B02/Y1 | Trend Thermistor | EN.EN3 Energy Sensor | [6 empty] | Y1 | 0 | [10 empty] | No | No
MC202 | Charles Carter Building |  |  |  | MC202-B02/Y2 | CO2 V | EN.EN3 Energy Sensor | [6 empty] | Y2 | 0 | [10 empty] | No | No
MC202 | Charles Carter Building |  |  |  | MC202-B02/Y3 | 4DIX V | EN.EN3 Energy Sensor | [6 empty] | Y3 | 0 | [10 empty] | No | No
MC202 | Charles Carter Building |  |  |  | MC202-B02/S2 | Return temperature | EN.EN3 Energy Sensor | [6 empty] | S2 | 0 | [10 empty] | No | No
MC202 | Charles Carter Building | A17 | Seminar Room |  | MC202-B02/S2 | Return temperature | EN.EN3 Energy Sensor | [6 empty] | S2 | 0 | [10 empty] | No | No
MC202 | Charles Carter Building |  |  |  | MC202-B02/S3 | Extract CO2 level | EN.EN3 Energy Sensor | [6 empty] | S3 | 0 | [10 empty] | No | No
MC202 | Charles Carter Building | A17 | Seminar Room |  | MC202-B02/S3 | Extract CO2 level | EN.EN3 Energy Sensor | [6 empty] | S3 | 0 | [10 empty] | No | No
MC202 | Charles Carter Building |  |  |  | MC202-B02/S4 | DIM Module | EN.EN3 Energy Sensor | [6 empty] | S4 | 0 | [10 empty] | No | No
MC202 | Charles Carter Building | A17 | Seminar Room |  | MC202-B02/S4 | DIM Module | EN.EN3 Energy Sensor | [6 empty] | S4 | 0 | [10 empty] | No | No
MC202 | Charles Carter Building |  |  |  | MC202-B02/V1 |  | EN.EN3 Energy Sensor | [6 empty] | V1 | 0 | [10 empty] | No | No
MC202 | Charles Carter Building |  |  |  | MC202-B02/W2 | Commissioning mode | EN.EN3 Energy Sensor | [6 empty] | W2 | 0 | [10 empty] | No | No
MC202 | Charles Carter Building | A17 | Seminar Room |  | MC202-B02/W2 | Commissioning mode | EN.EN3 Energy Sensor | [6 empty] | W2 | 0 | [10 empty] | No | No
MC202 | Charles Carter Building |  |  |  | MC202-B02/W3 | Enable boost mode | EN.EN3 Energy Sensor | [6 empty] | W3 | 0 | [10 empty] | No | No
MC202 | Charles Carter Building | A17 | Seminar Room |  | MC202-B02/W3 | Enable boost mode | EN.EN3 Energy Sensor | [6 empty] | W3 | 0 | [10 empty] | No | No
MC202 | Charles Carter Building |  |  |  | MC202-B02/S1 | Supply air temperature | EN.EN3 Energy Sensor | [6 empty] | S1 | 0 | [10 empty] | No | No
MC202 | Charles Carter Building | A17 | Seminar Room |  | MC202-B02/S1 | Supply air temperature | EN.EN3 Energy Sensor | [6 empty] | S1 | 0 | [10 empty] | No | No
MC202 | Charles Carter Building |  |  |  | MC202-B02/S11 | Class vent heating demand | EN.EN3 Energy Sensor | [6 empty] | S11 | 0 | [10 empty] | No | No
MC202 | Charles Carter Building | A17 | Seminar Room |  | MC202-B02/S11 | Class vent heating demand | EN.EN3 Energy Sensor | [6 empty] | S11 | 0 | [10 empty] | No | No
MC202 | Charles Carter Building |  |  |  | MC202-B02/S12 | Supply fan speed | EN.EN3 Energy Sensor | [6 empty] | S12 | 0 | [10 empty] | No | No
MC202 | Charles Carter Building | A17 | Seminar Room |  | MC202-B02/S12 | Supply fan speed | EN.EN3 Energy Sensor | [6 empty] | S12 | 0 | [10 empty] | No | No
MC202 | Charles Carter Building | A17 | Seminar Room |  | MC202-B02/S13 | Extract fan speed | EN.EN3 Energy Sensor | [6 empty] | S13 | 0 | [10 empty] | No | No
MC202 | Charles Carter Building |  |  |  | MC202-B02/S13 | Extract fan speed | EN.EN3 Energy Sensor | [6 empty] | S13 | 0 | [10 empty] | No | No
MC202 | Charles Carter Building |  |  |  | MC202-B02/S14 | Outside air temperature | EN.EN3 Energy Sensor | [6 empty] | S14 | 0 | [10 empty] | No | No
MC202 | Charles Carter Building | A17 | Seminar Room |  | MC202-B02/S14 | Outside air temperature | EN.EN3 Energy Sensor | [6 empty] | S14 | 0 | [10 empty] | No | No
MC202 | Charles Carter Building |  |  |  | MC202-B02/S15 | Bypass damper | EN.EN3 Energy Sensor | [6 empty] | S15 | 0 | [10 empty] | No | No
MC202 | Charles Carter Building | A17 | Seminar Room |  | MC202-B02/S15 | Bypass damper | EN.EN3 Energy Sensor | [6 empty] | S15 | 0 | [10 empty] | No | No
MC202 | Charles Carter Building |  |  |  | MC202-B02/P2 | Return temperature | EN.EN3 Energy Sensor | [6 empty] | P2 | 0 | [10 empty] | No | No
MC202 | Charles Carter Building |  |  |  | MC202-B02/P3 | Extract CO2 level | EN.EN3 Energy Sensor | [6 empty] | P3 | 0 | [10 empty] | No | No
MC202 | Charles Carter Building |  |  |  | MC202-B02/P4 | DIM Module | EN.EN3 Energy Sensor | [6 empty] | P4 | 0 | [10 empty] | No | No
MC202 | Charles Carter Building |  |  |  | MC202-B02/P5 | Common fault signal | EN.EN3 Energy Sensor | [6 empty] | P5 | 0 | [10 empty] | No | No
MC202 | Charles Carter Building |  |  |  | MC202-B02/P6 | Common fault signal | EN.EN3 Energy Sensor | [6 empty] | P6 | 0 | [10 empty] | No | No
MC202 | Charles Carter Building |  |  |  | MC202-B02/Q1 | Sequence Table 1 | EN.EN3 Energy Sensor | [6 empty] | Q1 | 0 | [10 empty] | No | No
MC202 | Charles Carter Building |  |  |  | MC202-B02/P1 | Supply air temperature | EN.EN3 Energy Sensor | [6 empty] | P1 | 0 | [10 empty] | No | No
MC202 | Charles Carter Building |  |  |  | MC202-B02/P11 | Class vent heating demand | EN.EN3 Energy Sensor | [6 empty] | P11 | 0 | [10 empty] | No | No
MC202 | Charles Carter Building |  |  |  | MC202-B02/P12 | Supply fan speed | EN.EN3 Energy Sensor | [6 empty] | P12 | 0 | [10 empty] | No | No
MC202 | Charles Carter Building |  |  |  | MC202-B02/P13 | Extract fan speed | EN.EN3 Energy Sensor | [6 empty] | P13 | 0 | [10 empty] | No | No
MC202 | Charles Carter Building |  |  |  | MC202-B02/P14 | Outside air temperature | EN.EN3 Energy Sensor | [6 empty] | P14 | 0 | [10 empty] | No | No
MC202 | Charles Carter Building |  |  |  | MC202-B02/P15 | Bypass damper | EN.EN3 Energy Sensor | [6 empty] | P15 | 0 | [10 empty] | No | No
MC202 | Charles Carter Building |  |  |  | MC202-B02/L4 | Fan Speed [Clg] | EN.EN3 Energy Sensor | [6 empty] | L4 | 0 | [10 empty] | No | No
MC202 | Charles Carter Building | A17 | Seminar Room |  | MC202-B02/L4 | Fan Speed [Clg] | EN.EN3 Energy Sensor | [6 empty] | L4 | 0 | [10 empty] | No | No
MC202 | Charles Carter Building | A17 | Seminar Room |  | MC202-B02/L5 | Loop 5 | EN.EN3 Energy Sensor | [6 empty] | L5 | 0 | [10 empty] | No | No
MC202 | Charles Carter Building |  |  |  | MC202-B02/L5 | Loop 5 | EN.EN3 Energy Sensor | [6 empty] | L5 | 0 | [10 empty] | No | No
MC202 | Charles Carter Building |  |  |  | MC202-B02/L6 | Loop 6 | EN.EN3 Energy Sensor | [6 empty] | L6 | 0 | [10 empty] | No | No
MC202 | Charles Carter Building | A17 | Seminar Room |  | MC202-B02/L6 | Loop 6 | EN.EN3 Energy Sensor | [6 empty] | L6 | 0 | [10 empty] | No | No
MC202 | Charles Carter Building |  |  |  | MC202-B02/N1 | Waterside | EN.EN3 Energy Sensor | [6 empty] | N1 | 0 | [10 empty] | No | No
MC202 | Charles Carter Building |  |  |  | MC202-B02/o1 | Alarm Route 1 | EN.EN3 Energy Sensor | [6 empty] | o1 | 0 | [10 empty] | No | No
MC202 | Charles Carter Building | A17 | Seminar Room |  | MC202-B02/K7 | Free cooling temperature setpoint | EN.EN3 Energy Sensor | [6 empty] | K7 | 0 | [10 empty] | No | No
MC202 | Charles Carter Building |  |  |  | MC202-B02/K7 | Free cooling temperature setpoint | EN.EN3 Energy Sensor | [6 empty] | K7 | 0 | [10 empty] | No | No
MC202 | Charles Carter Building |  |  |  | MC202-B02/K8 | Spare | EN.EN3 Energy Sensor | [6 empty] | K8 | 0 | [10 empty] | No | No
MC202 | Charles Carter Building | A17 | Seminar Room |  | MC202-B02/K8 | Spare | EN.EN3 Energy Sensor | [6 empty] | K8 | 0 | [10 empty] | No | No
MC202 | Charles Carter Building |  |  |  | MC202-B02/K9 | Supply air low limit | EN.EN3 Energy Sensor | [6 empty] | K9 | 0 | [10 empty] | No | No
MC202 | Charles Carter Building | A17 | Seminar Room |  | MC202-B02/K9 | Supply air low limit | EN.EN3 Energy Sensor | [6 empty] | K9 | 0 | [10 empty] | No | No
MC202 | Charles Carter Building |  |  |  | MC202-B02/L1 | Loop 1 | EN.EN3 Energy Sensor | [6 empty] | L1 | 0 | [10 empty] | No | No
MC202 | Charles Carter Building | A17 | Seminar Room |  | MC202-B02/L1 | Loop 1 | EN.EN3 Energy Sensor | [6 empty] | L1 | 0 | [10 empty] | No | No
MC202 | Charles Carter Building |  |  |  | MC202-B02/L2 | Supply air low limit | EN.EN3 Energy Sensor | [6 empty] | L2 | 0 | [10 empty] | No | No
MC202 | Charles Carter Building | A17 | Seminar Room |  | MC202-B02/L2 | Supply air low limit | EN.EN3 Energy Sensor | [6 empty] | L2 | 0 | [10 empty] | No | No
MC202 | Charles Carter Building |  |  |  | MC202-B02/L3 | Fan Speed [CO2] | EN.EN3 Energy Sensor | [6 empty] | L3 | 0 | [10 empty] | No | No
MC202 | Charles Carter Building | A17 | Seminar Room |  | MC202-B02/L3 | Fan Speed [CO2] | EN.EN3 Energy Sensor | [6 empty] | L3 | 0 | [10 empty] | No | No
MC202 | Charles Carter Building |  |  |  | MC202-B02/K23 | Night time cool temperature setpoint | EN.EN3 Energy Sensor | [6 empty] | K23 | 0 | [10 empty] | No | No
MC202 | Charles Carter Building | A17 | Seminar Room |  | MC202-B02/K23 | Night time cool temperature setpoint | EN.EN3 Energy Sensor | [6 empty] | K23 | 0 | [10 empty] | No | No
MC202 | Charles Carter Building |  |  |  | MC202-B02/K24 | Night cooling supply air low limit | EN.EN3 Energy Sensor | [6 empty] | K24 | 0 | [10 empty] | No | No
MC202 | Charles Carter Building | A17 | Seminar Room |  | MC202-B02/K24 | Night cooling supply air low limit | EN.EN3 Energy Sensor | [6 empty] | K24 | 0 | [10 empty] | No | No
MC202 | Charles Carter Building |  |  |  | MC202-B02/K3 | Room frost protection | EN.EN3 Energy Sensor | [6 empty] | K3 | 0 | [10 empty] | No | No
MC202 | Charles Carter Building | A17 | Seminar Room |  | MC202-B02/K3 | Room frost protection | EN.EN3 Energy Sensor | [6 empty] | K3 | 0 | [10 empty] | No | No
MC202 | Charles Carter Building |  |  |  | MC202-B02/K4 | Spare | EN.EN3 Energy Sensor | [6 empty] | K4 | 0 | [10 empty] | No | No
MC202 | Charles Carter Building | A17 | Seminar Room |  | MC202-B02/K4 | Spare | EN.EN3 Energy Sensor | [6 empty] | K4 | 0 | [10 empty] | No | No
MC202 | Charles Carter Building |  |  |  | MC202-B02/K5 | Occupancy heating temperature setpoint | EN.EN3 Energy Sensor | [6 empty] | K5 | 0 | [10 empty] | No | No
MC202 | Charles Carter Building | A17 | Seminar Room |  | MC202-B02/K5 | Occupancy heating temperature setpoint | EN.EN3 Energy Sensor | [6 empty] | K5 | 0 | [10 empty] | No | No
MC202 | Charles Carter Building |  |  |  | MC202-B02/K6 | OccupancyClgTempSP | EN.EN3 Energy Sensor | [6 empty] | K6 | 0 | [10 empty] | No | No
MC202 | Charles Carter Building | A17 | Seminar Room |  | MC202-B02/K6 | OccupancyClgTempSP | EN.EN3 Energy Sensor | [6 empty] | K6 | 0 | [10 empty] | No | No
MC202 | Charles Carter Building |  |  |  | MC202-B02/K18 | Supply fan max speed | EN.EN3 Energy Sensor | [6 empty] | K18 | 0 | [10 empty] | No | No
MC202 | Charles Carter Building | A17 | Seminar Room |  | MC202-B02/K18 | Supply fan max speed | EN.EN3 Energy Sensor | [6 empty] | K18 | 0 | [10 empty] | No | No
MC202 | Charles Carter Building |  |  |  | MC202-B02/K19 | Supply fan startup speed | EN.EN3 Energy Sensor | [6 empty] | K19 | 0 | [10 empty] | No | No
MC202 | Charles Carter Building | A17 | Seminar Room |  | MC202-B02/K19 | Supply fan startup speed | EN.EN3 Energy Sensor | [6 empty] | K19 | 0 | [10 empty] | No | No
MC202 | Charles Carter Building |  |  |  | MC202-B02/K2 | Unit freeze protection | EN.EN3 Energy Sensor | [6 empty] | K2 | 0 | [10 empty] | No | No
MC202 | Charles Carter Building | A17 | Seminar Room |  | MC202-B02/K2 | Unit freeze protection | EN.EN3 Energy Sensor | [6 empty] | K2 | 0 | [10 empty] | No | No
MC202 | Charles Carter Building |  |  |  | MC202-B02/K20 | Extract fan startup speed | EN.EN3 Energy Sensor | [6 empty] | K20 | 0 | [10 empty] | No | No
MC202 | Charles Carter Building | A17 | Seminar Room |  | MC202-B02/K20 | Extract fan startup speed | EN.EN3 Energy Sensor | [6 empty] | K20 | 0 | [10 empty] | No | No
MC202 | Charles Carter Building | A17 | Seminar Room |  | MC202-B02/K21 | Night time cooling supply fan speed | EN.EN3 Energy Sensor | [6 empty] | K21 | 0 | [10 empty] | No | No
MC202 | Charles Carter Building |  |  |  | MC202-B02/K21 | Night time cooling supply fan speed | EN.EN3 Energy Sensor | [6 empty] | K21 | 0 | [10 empty] | No | No
MC202 | Charles Carter Building |  |  |  | MC202-B02/K22 | Night time cooling extract fan speed | EN.EN3 Energy Sensor | [6 empty] | K22 | 0 | [10 empty] | No | No
MC202 | Charles Carter Building | A17 | Seminar Room |  | MC202-B02/K22 | Night time cooling extract fan speed | EN.EN3 Energy Sensor | [6 empty] | K22 | 0 | [10 empty] | No | No
MC202 | Charles Carter Building |  |  |  | MC202-B02/K11 | Extract fan max speed | EN.EN3 Energy Sensor | [6 empty] | K11 | 0 | [10 empty] | No | No
MC202 | Charles Carter Building | A17 | Seminar Room |  | MC202-B02/K11 | Extract fan max speed | EN.EN3 Energy Sensor | [6 empty] | K11 | 0 | [10 empty] | No | No
MC202 | Charles Carter Building |  |  |  | MC202-B02/K12 | Spare | EN.EN3 Energy Sensor | [6 empty] | K12 | 0 | [10 empty] | No | No
MC202 | Charles Carter Building | A17 | Seminar Room |  | MC202-B02/K12 | Spare | EN.EN3 Energy Sensor | [6 empty] | K12 | 0 | [10 empty] | No | No
MC202 | Charles Carter Building |  |  |  | MC202-B02/K14 | Occupancy CO2 level | EN.EN3 Energy Sensor | [6 empty] | K14 | 0 | [10 empty] | No | No
MC202 | Charles Carter Building | A17 | Seminar Room |  | MC202-B02/K14 | Occupancy CO2 level | EN.EN3 Energy Sensor | [6 empty] | K14 | 0 | [10 empty] | No | No
MC202 | Charles Carter Building |  |  |  | MC202-B02/K15 | Outside air night cooling level | EN.EN3 Energy Sensor | [6 empty] | K15 | 0 | [10 empty] | No | No
MC202 | Charles Carter Building | A17 | Seminar Room |  | MC202-B02/K15 | Outside air night cooling level | EN.EN3 Energy Sensor | [6 empty] | K15 | 0 | [10 empty] | No | No
MC202 | Charles Carter Building |  |  |  | MC202-B02/K16 | Supply air high limit | EN.EN3 Energy Sensor | [6 empty] | K16 | 0 | [10 empty] | No | No
MC202 | Charles Carter Building | A17 | Seminar Room |  | MC202-B02/K16 | Supply air high limit | EN.EN3 Energy Sensor | [6 empty] | K16 | 0 | [10 empty] | No | No
MC202 | Charles Carter Building |  |  |  | MC202-B02/K17 | Supply fan minimum speed | EN.EN3 Energy Sensor | [6 empty] | K17 | 0 | [10 empty] | No | No
MC202 | Charles Carter Building | A17 | Seminar Room |  | MC202-B02/K17 | Supply fan minimum speed | EN.EN3 Energy Sensor | [6 empty] | K17 | 0 | [10 empty] | No | No
MC202 | Charles Carter Building |  |  |  | MC202-B02/I25 | Class vent enable | EN.EN3 Energy Sensor | [6 empty] | I25 | 0 | [10 empty] | No | No
MC202 | Charles Carter Building | A17 | Seminar Room |  | MC202-B02/I25 | Class vent enable | EN.EN3 Energy Sensor | [6 empty] | I25 | 0 | [10 empty] | No | No
MC202 | Charles Carter Building |  |  |  | MC202-B02/I30 | Common fault signal | EN.EN3 Energy Sensor | [6 empty] | I30 | 0 | [10 empty] | No | No
MC202 | Charles Carter Building | A17 | Seminar Room |  | MC202-B02/I30 | Common fault signal | EN.EN3 Energy Sensor | [6 empty] | I30 | 0 | [10 empty] | No | No
MC202 | Charles Carter Building |  |  |  | MC202-B02/I5 | On-Off selector | EN.EN3 Energy Sensor | [6 empty] | I5 | 0 | [10 empty] | No | No
MC202 | Charles Carter Building | A17 | Seminar Room |  | MC202-B02/I5 | On-Off selector | EN.EN3 Energy Sensor | [6 empty] | I5 | 0 | [10 empty] | No | No
MC202 | Charles Carter Building |  |  |  | MC202-B02/I6 | Frost thermostat trip | EN.EN3 Energy Sensor | [6 empty] | I6 | 0 | [10 empty] | No | No
MC202 | Charles Carter Building | A17 | Seminar Room |  | MC202-B02/I6 | Frost thermostat trip | EN.EN3 Energy Sensor | [6 empty] | I6 | 0 | [10 empty] | No | No
MC202 | Charles Carter Building |  |  |  | MC202-B02/K1 | Spare | EN.EN3 Energy Sensor | [6 empty] | K1 | 0 | [10 empty] | No | No
MC202 | Charles Carter Building | A17 | Seminar Room |  | MC202-B02/K1 | Spare | EN.EN3 Energy Sensor | [6 empty] | K1 | 0 | [10 empty] | No | No
MC202 | Charles Carter Building |  |  |  | MC202-B02/K10 | Extract fan min speed | EN.EN3 Energy Sensor | [6 empty] | K10 | 0 | [10 empty] | No | No
MC202 | Charles Carter Building | A17 | Seminar Room |  | MC202-B02/K10 | Extract fan min speed | EN.EN3 Energy Sensor | [6 empty] | K10 | 0 | [10 empty] | No | No
MC202 | Charles Carter Building |  |  |  | MC202-B02/I19 | Night cooling | EN.EN3 Energy Sensor | [6 empty] | I19 | 0 | [10 empty] | No | No
MC202 | Charles Carter Building | A17 | Seminar Room |  | MC202-B02/I19 | Night cooling | EN.EN3 Energy Sensor | [6 empty] | I19 | 0 | [10 empty] | No | No
MC202 | Charles Carter Building | A17 | Seminar Room |  | MC202-B02/I20 | Full fresh air | EN.EN3 Energy Sensor | [6 empty] | I20 | 0 | [10 empty] | No | No
MC202 | Charles Carter Building |  |  |  | MC202-B02/I20 | Full fresh air | EN.EN3 Energy Sensor | [6 empty] | I20 | 0 | [10 empty] | No | No
MC202 | Charles Carter Building |  |  |  | MC202-B02/I21 | Open bypass damper | EN.EN3 Energy Sensor | [6 empty] | I21 | 0 | [10 empty] | No | No
MC202 | Charles Carter Building | A17 | Seminar Room |  | MC202-B02/I21 | Open bypass damper | EN.EN3 Energy Sensor | [6 empty] | I21 | 0 | [10 empty] | No | No
MC202 | Charles Carter Building |  |  |  | MC202-B02/I22 | Unit freeze protection | EN.EN3 Energy Sensor | [6 empty] | I22 | 0 | [10 empty] | No | No
MC202 | Charles Carter Building | A17 | Seminar Room |  | MC202-B02/I22 | Unit freeze protection | EN.EN3 Energy Sensor | [6 empty] | I22 | 0 | [10 empty] | No | No
MC202 | Charles Carter Building |  |  |  | MC202-B02/I23 | Supply fan fault | EN.EN3 Energy Sensor | [6 empty] | I23 | 0 | [10 empty] | No | No
MC202 | Charles Carter Building | A17 | Seminar Room |  | MC202-B02/I23 | Supply fan fault | EN.EN3 Energy Sensor | [6 empty] | I23 | 0 | [10 empty] | No | No
MC202 | Charles Carter Building |  |  |  | MC202-B02/I24 | Extract fan fault | EN.EN3 Energy Sensor | [6 empty] | I24 | 0 | [10 empty] | No | No
MC202 | Charles Carter Building | A17 | Seminar Room |  | MC202-B02/I24 | Extract fan fault | EN.EN3 Energy Sensor | [6 empty] | I24 | 0 | [10 empty] | No | No
MC202 | Charles Carter Building |  |  |  | MC202-B02/I13 | Extract fan inverter status | EN.EN3 Energy Sensor | [6 empty] | I13 | 0 | [10 empty] | No | No
MC202 | Charles Carter Building | A17 | Seminar Room |  | MC202-B02/I13 | Extract fan inverter status | EN.EN3 Energy Sensor | [6 empty] | I13 | 0 | [10 empty] | No | No
MC202 | Charles Carter Building |  |  |  | MC202-B02/I14 | Condensate pump alarm | EN.EN3 Energy Sensor | [6 empty] | I14 | 0 | [10 empty] | No | No
MC202 | Charles Carter Building | A17 | Seminar Room |  | MC202-B02/I14 | Condensate pump alarm | EN.EN3 Energy Sensor | [6 empty] | I14 | 0 | [10 empty] | No | No
MC202 | Charles Carter Building |  |  |  | MC202-B02/I15 | Unit occupancy | EN.EN3 Energy Sensor | [6 empty] | I15 | 0 | [10 empty] | No | No
MC202 | Charles Carter Building | A17 | Seminar Room |  | MC202-B02/I15 | Unit occupancy | EN.EN3 Energy Sensor | [6 empty] | I15 | 0 | [10 empty] | No | No
MC202 | Charles Carter Building |  |  |  | MC202-B02/I16 | Room frost protection | EN.EN3 Energy Sensor | [6 empty] | I16 | 0 | [10 empty] | No | No
MC202 | Charles Carter Building | A17 | Seminar Room |  | MC202-B02/I16 | Room frost protection | EN.EN3 Energy Sensor | [6 empty] | I16 | 0 | [10 empty] | No | No
MC202 | Charles Carter Building |  |  |  | MC202-B02/I17 | Staff boost mode | EN.EN3 Energy Sensor | [6 empty] | I17 | 0 | [10 empty] | No | No
MC202 | Charles Carter Building | A17 | Seminar Room |  | MC202-B02/I17 | Staff boost mode | EN.EN3 Energy Sensor | [6 empty] | I17 | 0 | [10 empty] | No | No
MC202 | Charles Carter Building | A17 | Seminar Room |  | MC202-B02/I18 | Auto boost mode | EN.EN3 Energy Sensor | [6 empty] | I18 | 0 | [10 empty] | No | No
MC202 | Charles Carter Building |  |  |  | MC202-B02/I18 | Auto boost mode | EN.EN3 Energy Sensor | [6 empty] | I18 | 0 | [10 empty] | No | No
MC202 | Charles Carter Building |  |  |  | MC202-B02/G6 | Class vent required | EN.EN3 Energy Sensor | [6 empty] | G6 | 0 | [10 empty] | No | No
MC202 | Charles Carter Building |  |  |  | MC202-B02/G7 | Logic 7 | EN.EN3 Energy Sensor | [6 empty] | G7 | 0 | [10 empty] | No | No
MC202 | Charles Carter Building |  |  |  | MC202-B02/G8 | Logic 8 | EN.EN3 Energy Sensor | [6 empty] | G8 | 0 | [10 empty] | No | No
MC202 | Charles Carter Building |  |  |  | MC202-B02/G9 | Class vent enable | EN.EN3 Energy Sensor | [6 empty] | G9 | 0 | [10 empty] | No | No
MC202 | Charles Carter Building |  |  |  | MC202-B02/I11 | Filter dirty | EN.EN3 Energy Sensor | [6 empty] | I11 | 0 | [10 empty] | No | No
MC202 | Charles Carter Building | A17 | Seminar Room |  | MC202-B02/I11 | Filter dirty | EN.EN3 Energy Sensor | [6 empty] | I11 | 0 | [10 empty] | No | No
MC202 | Charles Carter Building |  |  |  | MC202-B02/I12 | Supply fan inverter status | EN.EN3 Energy Sensor | [6 empty] | I12 | 0 | [10 empty] | No | No
MC202 | Charles Carter Building | A17 | Seminar Room |  | MC202-B02/I12 | Supply fan inverter status | EN.EN3 Energy Sensor | [6 empty] | I12 | 0 | [10 empty] | No | No
MC202 | Charles Carter Building |  |  |  | MC202-B02/G35 | Remote night cooling available | EN.EN3 Energy Sensor | [6 empty] | G35 | 0 | [10 empty] | No | No
MC202 | Charles Carter Building |  |  |  | MC202-B02/G36 | Logic 36 | EN.EN3 Energy Sensor | [6 empty] | G36 | 0 | [10 empty] | No | No
MC202 | Charles Carter Building |  |  |  | MC202-B02/G37 | Logic 37 | EN.EN3 Energy Sensor | [6 empty] | G37 | 0 | [10 empty] | No | No
MC202 | Charles Carter Building |  |  |  | MC202-B02/G38 | Logic 38 | EN.EN3 Energy Sensor | [6 empty] | G38 | 0 | [10 empty] | No | No
MC202 | Charles Carter Building |  |  |  | MC202-B02/G4 | Logic 4 | EN.EN3 Energy Sensor | [6 empty] | G4 | 0 | [10 empty] | No | No
MC202 | Charles Carter Building |  |  |  | MC202-B02/G5 | Timeclock enable | EN.EN3 Energy Sensor | [6 empty] | G5 | 0 | [10 empty] | No | No
MC202 | Charles Carter Building |  |  |  | MC202-B02/G3 | Logic 3 | EN.EN3 Energy Sensor | [6 empty] | G3 | 0 | [10 empty] | No | No
MC202 | Charles Carter Building |  |  |  | MC202-B02/G30 | Logic 30 | EN.EN3 Energy Sensor | [6 empty] | G30 | 0 | [10 empty] | No | No
MC202 | Charles Carter Building |  |  |  | MC202-B02/G31 | Logic 31 | EN.EN3 Energy Sensor | [6 empty] | G31 | 0 | [10 empty] | No | No
MC202 | Charles Carter Building |  |  |  | MC202-B02/G32 | Logic 32 | EN.EN3 Energy Sensor | [6 empty] | G32 | 0 | [10 empty] | No | No
MC202 | Charles Carter Building |  |  |  | MC202-B02/G33 | Logic 33 | EN.EN3 Energy Sensor | [6 empty] | G33 | 0 | [10 empty] | No | No
MC202 | Charles Carter Building |  |  |  | MC202-B02/G34 | Logic 34 | EN.EN3 Energy Sensor | [6 empty] | G34 | 0 | [10 empty] | No | No
MC202 | Charles Carter Building |  |  |  | MC202-B02/G24 | Bypass damper control | EN.EN3 Energy Sensor | [6 empty] | G24 | 0 | [10 empty] | No | No
MC202 | Charles Carter Building |  |  |  | MC202-B02/G25 | Logic 25 | EN.EN3 Energy Sensor | [6 empty] | G25 | 0 | [10 empty] | No | No
MC202 | Charles Carter Building |  |  |  | MC202-B02/G26 | Supply fan max speed | EN.EN3 Energy Sensor | [6 empty] | G26 | 0 | [10 empty] | No | No
MC202 | Charles Carter Building |  |  |  | MC202-B02/G27 | Logic 27 | EN.EN3 Energy Sensor | [6 empty] | G27 | 0 | [10 empty] | No | No
MC202 | Charles Carter Building |  |  |  | MC202-B02/G28 | Logic 28 | EN.EN3 Energy Sensor | [6 empty] | G28 | 0 | [10 empty] | No | No
MC202 | Charles Carter Building |  |  |  | MC202-B02/G29 | Logic 29 | EN.EN3 Energy Sensor | [6 empty] | G29 | 0 | [10 empty] | No | No
MC202 | Charles Carter Building |  |  |  | MC202-B02/G19 | Logic 19 | EN.EN3 Energy Sensor | [6 empty] | G19 | 0 | [10 empty] | No | No
MC202 | Charles Carter Building |  |  |  | MC202-B02/G2 | Logic 2 | EN.EN3 Energy Sensor | [6 empty] | G2 | 0 | [10 empty] | No | No
MC202 | Charles Carter Building |  |  |  | MC202-B02/G20 | Logic 20 | EN.EN3 Energy Sensor | [6 empty] | G20 | 0 | [10 empty] | No | No
MC202 | Charles Carter Building |  |  |  | MC202-B02/G21 | Logic 21 | EN.EN3 Energy Sensor | [6 empty] | G21 | 0 | [10 empty] | No | No
MC202 | Charles Carter Building |  |  |  | MC202-B02/G22 | Logic 22 | EN.EN3 Energy Sensor | [6 empty] | G22 | 0 | [10 empty] | No | No
MC202 | Charles Carter Building |  |  |  | MC202-B02/G23 | Logic 23 | EN.EN3 Energy Sensor | [6 empty] | G23 | 0 | [10 empty] | No | No
MC202 | Charles Carter Building |  |  |  | MC202-B02/G13 | Logic 13 | EN.EN3 Energy Sensor | [6 empty] | G13 | 0 | [10 empty] | No | No
MC202 | Charles Carter Building |  |  |  | MC202-B02/G14 | Boost mode | EN.EN3 Energy Sensor | [6 empty] | G14 | 0 | [10 empty] | No | No
MC202 | Charles Carter Building |  |  |  | MC202-B02/G15 | Logic 15 | EN.EN3 Energy Sensor | [6 empty] | G15 | 0 | [10 empty] | No | No
MC202 | Charles Carter Building |  |  |  | MC202-B02/G16 | Logic 16 | EN.EN3 Energy Sensor | [6 empty] | G16 | 0 | [10 empty] | No | No
MC202 | Charles Carter Building |  |  |  | MC202-B02/G17 | Occ Htg SP Achieved [Full FA] | EN.EN3 Energy Sensor | [6 empty] | G17 | 0 | [10 empty] | No | No
MC202 | Charles Carter Building |  |  |  | MC202-B02/G18 | Logic 18 | EN.EN3 Energy Sensor | [6 empty] | G18 | 0 | [10 empty] | No | No
MC202 | Charles Carter Building |  |  |  | MC202-B02/F8 | Fan speed (heating) | EN.EN3 Energy Sensor | [6 empty] | F8 | 0 | [10 empty] | No | No
MC202 | Charles Carter Building |  |  |  | MC202-B02/F9 | Function 9 | EN.EN3 Energy Sensor | [6 empty] | F9 | 0 | [10 empty] | No | No
MC202 | Charles Carter Building |  |  |  | MC202-B02/G1 | Logic 1 | EN.EN3 Energy Sensor | [6 empty] | G1 | 0 | [10 empty] | No | No
MC202 | Charles Carter Building |  |  |  | MC202-B02/G10 | Logic 10 | EN.EN3 Energy Sensor | [6 empty] | G10 | 0 | [10 empty] | No | No
MC202 | Charles Carter Building |  |  |  | MC202-B02/G11 | Logic 11 | EN.EN3 Energy Sensor | [6 empty] | G11 | 0 | [10 empty] | No | No
MC202 | Charles Carter Building |  |  |  | MC202-B02/G12 | Logic 12 | EN.EN3 Energy Sensor | [6 empty] | G12 | 0 | [10 empty] | No | No
MC202 | Charles Carter Building |  |  |  | MC202-B02/F44 | Function 44 | EN.EN3 Energy Sensor | [6 empty] | F44 | 0 | [10 empty] | No | No
MC202 | Charles Carter Building |  |  |  | MC202-B02/F45 | Function 45 | EN.EN3 Energy Sensor | [6 empty] | F45 | 0 | [10 empty] | No | No
MC202 | Charles Carter Building |  |  |  | MC202-B02/F47 | Function 47 | EN.EN3 Energy Sensor | [6 empty] | F47 | 0 | [10 empty] | No | No
MC202 | Charles Carter Building |  |  |  | MC202-B02/F48 | Function 48 | EN.EN3 Energy Sensor | [6 empty] | F48 | 0 | [10 empty] | No | No
MC202 | Charles Carter Building |  |  |  | MC202-B02/F6 | Function 6 | EN.EN3 Energy Sensor | [6 empty] | F6 | 0 | [10 empty] | No | No
MC202 | Charles Carter Building |  |  |  | MC202-B02/F7 | Function 7 | EN.EN3 Energy Sensor | [6 empty] | F7 | 0 | [10 empty] | No | No
MC202 | Charles Carter Building |  |  |  | MC202-B02/F39 | Extract fan speed | EN.EN3 Energy Sensor | [6 empty] | F39 | 0 | [10 empty] | No | No
MC202 | Charles Carter Building |  |  |  | MC202-B02/F4 | Function 4 | EN.EN3 Energy Sensor | [6 empty] | F4 | 0 | [10 empty] | No | No
MC202 | Charles Carter Building |  |  |  | MC202-B02/F40 | Function 40 | EN.EN3 Energy Sensor | [6 empty] | F40 | 0 | [10 empty] | No | No
MC202 | Charles Carter Building |  |  |  | MC202-B02/F41 | Function 41 | EN.EN3 Energy Sensor | [6 empty] | F41 | 0 | [10 empty] | No | No
MC202 | Charles Carter Building |  |  |  | MC202-B02/F42 | Function 42 | EN.EN3 Energy Sensor | [6 empty] | F42 | 0 | [10 empty] | No | No
MC202 | Charles Carter Building |  |  |  | MC202-B02/F43 | Function 43 | EN.EN3 Energy Sensor | [6 empty] | F43 | 0 | [10 empty] | No | No
MC202 | Charles Carter Building |  |  |  | MC202-B02/F33 | Function 33 | EN.EN3 Energy Sensor | [6 empty] | F33 | 0 | [10 empty] | No | No
MC202 | Charles Carter Building |  |  |  | MC202-B02/F34 | Function 34 | EN.EN3 Energy Sensor | [6 empty] | F34 | 0 | [10 empty] | No | No
MC202 | Charles Carter Building |  |  |  | MC202-B02/F35 | Function 35 | EN.EN3 Energy Sensor | [6 empty] | F35 | 0 | [10 empty] | No | No
MC202 | Charles Carter Building |  |  |  | MC202-B02/F36 | Function 36 | EN.EN3 Energy Sensor | [6 empty] | F36 | 0 | [10 empty] | No | No
MC202 | Charles Carter Building |  |  |  | MC202-B02/F37 | Function 37 | EN.EN3 Energy Sensor | [6 empty] | F37 | 0 | [10 empty] | No | No
MC202 | Charles Carter Building |  |  |  | MC202-B02/F38 | Function 38 | EN.EN3 Energy Sensor | [6 empty] | F38 | 0 | [10 empty] | No | No
MC202 | Charles Carter Building |  |  |  | MC202-B02/F28 | Function 28 | EN.EN3 Energy Sensor | [6 empty] | F28 | 0 | [10 empty] | No | No
MC202 | Charles Carter Building |  |  |  | MC202-B02/F29 | Full Fresh Air [Clg] | EN.EN3 Energy Sensor | [6 empty] | F29 | 0 | [10 empty] | No | No
MC202 | Charles Carter Building |  |  |  | MC202-B02/F3 | Function 3 | EN.EN3 Energy Sensor | [6 empty] | F3 | 0 | [10 empty] | No | No
MC202 | Charles Carter Building |  |  |  | MC202-B02/F30 | Function 30 | EN.EN3 Energy Sensor | [6 empty] | F30 | 0 | [10 empty] | No | No
MC202 | Charles Carter Building |  |  |  | MC202-B02/F31 | Function 31 | EN.EN3 Energy Sensor | [6 empty] | F31 | 0 | [10 empty] | No | No
MC202 | Charles Carter Building |  |  |  | MC202-B02/F32 | Function 32 | EN.EN3 Energy Sensor | [6 empty] | F32 | 0 | [10 empty] | No | No
MC202 | Charles Carter Building |  |  |  | MC202-B02/F22 | Function 22 | EN.EN3 Energy Sensor | [6 empty] | F22 | 0 | [10 empty] | No | No
MC202 | Charles Carter Building |  |  |  | MC202-B02/F23 | Function 23 | EN.EN3 Energy Sensor | [6 empty] | F23 | 0 | [10 empty] | No | No
MC202 | Charles Carter Building |  |  |  | MC202-B02/F24 | Function 24 | EN.EN3 Energy Sensor | [6 empty] | F24 | 0 | [10 empty] | No | No
MC202 | Charles Carter Building |  |  |  | MC202-B02/F25 | Function 25 | EN.EN3 Energy Sensor | [6 empty] | F25 | 0 | [10 empty] | No | No
MC202 | Charles Carter Building |  |  |  | MC202-B02/F26 | Function 26 | EN.EN3 Energy Sensor | [6 empty] | F26 | 0 | [10 empty] | No | No
MC202 | Charles Carter Building |  |  |  | MC202-B02/F27 | Function 27 | EN.EN3 Energy Sensor | [6 empty] | F27 | 0 | [10 empty] | No | No
MC202 | Charles Carter Building |  |  |  | MC202-B02/F16 | Function 16 | EN.EN3 Energy Sensor | [6 empty] | F16 | 0 | [10 empty] | No | No
MC202 | Charles Carter Building |  |  |  | MC202-B02/F17 | Function 17 | EN.EN3 Energy Sensor | [6 empty] | F17 | 0 | [10 empty] | No | No
MC202 | Charles Carter Building |  |  |  | MC202-B02/F18 | Function 18 | EN.EN3 Energy Sensor | [6 empty] | F18 | 0 | [10 empty] | No | No
MC202 | Charles Carter Building |  |  |  | MC202-B02/F19 | Supply fan speed | EN.EN3 Energy Sensor | [6 empty] | F19 | 0 | [10 empty] | No | No
MC202 | Charles Carter Building |  |  |  | MC202-B02/F20 | Function 20 | EN.EN3 Energy Sensor | [6 empty] | F20 | 0 | [10 empty] | No | No
MC202 | Charles Carter Building |  |  |  | MC202-B02/F21 | Function 21 | EN.EN3 Energy Sensor | [6 empty] | F21 | 0 | [10 empty] | No | No
MC202 | Charles Carter Building |  |  |  | MC202-B02/F10 | Function 10 | EN.EN3 Energy Sensor | [6 empty] | F10 | 0 | [10 empty] | No | No
MC202 | Charles Carter Building |  |  |  | MC202-B02/F11 | Function 11 | EN.EN3 Energy Sensor | [6 empty] | F11 | 0 | [10 empty] | No | No
MC202 | Charles Carter Building |  |  |  | MC202-B02/F12 | Function 12 | EN.EN3 Energy Sensor | [6 empty] | F12 | 0 | [10 empty] | No | No
MC202 | Charles Carter Building |  |  |  | MC202-B02/F13 | Function 13 | EN.EN3 Energy Sensor | [6 empty] | F13 | 0 | [10 empty] | No | No
MC202 | Charles Carter Building |  |  |  | MC202-B02/F14 | Auto boost setpoint exceeded | EN.EN3 Energy Sensor | [6 empty] | F14 | 0 | [10 empty] | No | No
MC202 | Charles Carter Building |  |  |  | MC202-B02/F15 | Function 15 | EN.EN3 Energy Sensor | [6 empty] | F15 | 0 | [10 empty] | No | No
MC202 | Charles Carter Building |  |  |  | MC202-B12/~1 |  | EN.EN3 Energy Sensor | [6 empty] | ~1 | 0 | [10 empty] | No | No
MC202 | Charles Carter Building |  |  |  | MC202-B12/~10 |  | EN.EN3 Energy Sensor | [6 empty] | ~10 | 0 | [10 empty] | No | No
MC202 | Charles Carter Building |  |  |  | MC202-B12/~11 |  | EN.EN3 Energy Sensor | [6 empty] | ~11 | 0 | [10 empty] | No | No
MC202 | Charles Carter Building |  |  |  | MC202-B12/~12 |  | EN.EN3 Energy Sensor | [6 empty] | ~12 | 0 | [10 empty] | No | No
MC202 | Charles Carter Building |  |  |  | MC202-B12/~13 |  | EN.EN3 Energy Sensor | [6 empty] | ~13 | 0 | [10 empty] | No | No
MC202 | Charles Carter Building |  |  |  | MC202-B12/~14 |  | EN.EN3 Energy Sensor | [6 empty] | ~14 | 0 | [10 empty] | No | No
MC202 | Charles Carter Building |  |  |  | MC202-B12/Y2 | CO2 V | EN.EN3 Energy Sensor | [6 empty] | Y2 | 0 | [10 empty] | No | No
MC202 | Charles Carter Building |  |  |  | MC202-B12/Y3 | 4DIX V | EN.EN3 Energy Sensor | [6 empty] | Y3 | 0 | [10 empty] | No | No
MC202 | Charles Carter Building |  |  |  | MC202-B12/Z1 | Local time clock | EN.EN3 Energy Sensor | [6 empty] | Z1 | 0 | [10 empty] | No | No
MC202 | Charles Carter Building | C10 | Office |  | MC202-B12/Z1 | Local time clock | EN.EN3 Energy Sensor | [6 empty] | Z1 | 0 | [10 empty] | No | No
MC202 | Charles Carter Building | C11 | Office |  | MC202-B12/Z1 | Local time clock | EN.EN3 Energy Sensor | [6 empty] | Z1 | 0 | [10 empty] | No | No
MC202 | Charles Carter Building | C10 | Office |  | MC202-B12/W2 | Commissioning mode | EN.EN3 Energy Sensor | [6 empty] | W2 | 0 | [10 empty] | No | No
MC202 | Charles Carter Building | C11 | Office |  | MC202-B12/W2 | Commissioning mode | EN.EN3 Energy Sensor | [6 empty] | W2 | 0 | [10 empty] | No | No
MC202 | Charles Carter Building |  |  |  | MC202-B12/W2 | Commissioning mode | EN.EN3 Energy Sensor | [6 empty] | W2 | 0 | [10 empty] | No | No
MC202 | Charles Carter Building | C11 | Office |  | MC202-B12/W3 | Enable boost mode | EN.EN3 Energy Sensor | [6 empty] | W3 | 0 | [10 empty] | No | No
MC202 | Charles Carter Building | C10 | Office |  | MC202-B12/W3 | Enable boost mode | EN.EN3 Energy Sensor | [6 empty] | W3 | 0 | [10 empty] | No | No
MC202 | Charles Carter Building |  |  |  | MC202-B12/W3 | Enable boost mode | EN.EN3 Energy Sensor | [6 empty] | W3 | 0 | [10 empty] | No | No
MC202 | Charles Carter Building |  |  |  | MC202-B12/W4 | Freeze protection reset | EN.EN3 Energy Sensor | [6 empty] | W4 | 0 | [10 empty] | No | No
MC202 | Charles Carter Building | C10 | Office |  | MC202-B12/W4 | Freeze protection reset | EN.EN3 Energy Sensor | [6 empty] | W4 | 0 | [10 empty] | No | No
MC202 | Charles Carter Building | C11 | Office |  | MC202-B12/W4 | Freeze protection reset | EN.EN3 Energy Sensor | [6 empty] | W4 | 0 | [10 empty] | No | No
MC202 | Charles Carter Building |  |  |  | MC202-B12/W5 | Enable alarms | EN.EN3 Energy Sensor | [6 empty] | W5 | 0 | [10 empty] | No | No
MC202 | Charles Carter Building | C10 | Office |  | MC202-B12/W5 | Enable alarms | EN.EN3 Energy Sensor | [6 empty] | W5 | 0 | [10 empty] | No | No
MC202 | Charles Carter Building | C11 | Office |  | MC202-B12/W5 | Enable alarms | EN.EN3 Energy Sensor | [6 empty] | W5 | 0 | [10 empty] | No | No
MC202 | Charles Carter Building |  |  |  | MC202-B12/W6 | Manual off | EN.EN3 Energy Sensor | [6 empty] | W6 | 0 | [10 empty] | No | No
MC202 | Charles Carter Building | C10 | Office |  | MC202-B12/W6 | Manual off | EN.EN3 Energy Sensor | [6 empty] | W6 | 0 | [10 empty] | No | No
MC202 | Charles Carter Building | C11 | Office |  | MC202-B12/W6 | Manual off | EN.EN3 Energy Sensor | [6 empty] | W6 | 0 | [10 empty] | No | No
MC202 | Charles Carter Building |  |  |  | MC202-B12/Y1 | Trend Thermistor | EN.EN3 Energy Sensor | [6 empty] | Y1 | 0 | [10 empty] | No | No
MC202 | Charles Carter Building |  |  |  | MC202-B12/S14 | Outside air temperature | EN.EN3 Energy Sensor | [6 empty] | S14 | 0 | [10 empty] | No | No
MC202 | Charles Carter Building | C10 | Office |  | MC202-B12/S14 | Outside air temperature | EN.EN3 Energy Sensor | [6 empty] | S14 | 0 | [10 empty] | No | No
MC202 | Charles Carter Building | C11 | Office |  | MC202-B12/S14 | Outside air temperature | EN.EN3 Energy Sensor | [6 empty] | S14 | 0 | [10 empty] | No | No
MC202 | Charles Carter Building |  |  |  | MC202-B12/S15 | Bypass damper | EN.EN3 Energy Sensor | [6 empty] | S15 | 0 | [10 empty] | No | No
MC202 | Charles Carter Building | C10 | Office |  | MC202-B12/S15 | Bypass damper | EN.EN3 Energy Sensor | [6 empty] | S15 | 0 | [10 empty] | No | No
MC202 | Charles Carter Building | C11 | Office |  | MC202-B12/S15 | Bypass damper | EN.EN3 Energy Sensor | [6 empty] | S15 | 0 | [10 empty] | No | No
MC202 | Charles Carter Building |  |  |  | MC202-B12/S2 | Return temperature | EN.EN3 Energy Sensor | [6 empty] | S2 | 0 | [10 empty] | No | No
MC202 | Charles Carter Building | C10 | Office |  | MC202-B12/S2 | Return temperature | EN.EN3 Energy Sensor | [6 empty] | S2 | 0 | [10 empty] | No | No
MC202 | Charles Carter Building | C11 | Office |  | MC202-B12/S2 | Return temperature | EN.EN3 Energy Sensor | [6 empty] | S2 | 0 | [10 empty] | No | No
MC202 | Charles Carter Building |  |  |  | MC202-B12/S3 | Extract CO2 level | EN.EN3 Energy Sensor | [6 empty] | S3 | 0 | [10 empty] | No | No
MC202 | Charles Carter Building | C10 | Office |  | MC202-B12/S3 | Extract CO2 level | EN.EN3 Energy Sensor | [6 empty] | S3 | 0 | [10 empty] | No | No
MC202 | Charles Carter Building | C11 | Office |  | MC202-B12/S3 | Extract CO2 level | EN.EN3 Energy Sensor | [6 empty] | S3 | 0 | [10 empty] | No | No
MC202 | Charles Carter Building |  |  |  | MC202-B12/S4 | DIM Module | EN.EN3 Energy Sensor | [6 empty] | S4 | 0 | [10 empty] | No | No
MC202 | Charles Carter Building | C10 | Office |  | MC202-B12/S4 | DIM Module | EN.EN3 Energy Sensor | [6 empty] | S4 | 0 | [10 empty] | No | No
MC202 | Charles Carter Building | C11 | Office |  | MC202-B12/S4 | DIM Module | EN.EN3 Energy Sensor | [6 empty] | S4 | 0 | [10 empty] | No | No
MC202 | Charles Carter Building |  |  |  | MC202-B12/V1 |  | EN.EN3 Energy Sensor | [6 empty] | V1 | 0 | [10 empty] | No | No
MC202 | Charles Carter Building |  |  |  | MC202-B12/P6 | Common fault signal | EN.EN3 Energy Sensor | [6 empty] | P6 | 0 | [10 empty] | No | No
MC202 | Charles Carter Building |  |  |  | MC202-B12/Q1 | Sequence Table 1 | EN.EN3 Energy Sensor | [6 empty] | Q1 | 0 | [10 empty] | No | No
MC202 | Charles Carter Building | C10 | Office |  | MC202-B12/S1 | Supply air temperature | EN.EN3 Energy Sensor | [6 empty] | S1 | 0 | [10 empty] | No | No
MC202 | Charles Carter Building | C11 | Office |  | MC202-B12/S1 | Supply air temperature | EN.EN3 Energy Sensor | [6 empty] | S1 | 0 | [10 empty] | No | No
MC202 | Charles Carter Building |  |  |  | MC202-B12/S1 | Supply air temperature | EN.EN3 Energy Sensor | [6 empty] | S1 | 0 | [10 empty] | No | No
MC202 | Charles Carter Building |  |  |  | MC202-B12/S11 | Class vent heating demand | EN.EN3 Energy Sensor | [6 empty] | S11 | 0 | [10 empty] | No | No
MC202 | Charles Carter Building | C10 | Office |  | MC202-B12/S11 | Class vent heating demand | EN.EN3 Energy Sensor | [6 empty] | S11 | 0 | [10 empty] | No | No
MC202 | Charles Carter Building | C11 | Office |  | MC202-B12/S11 | Class vent heating demand | EN.EN3 Energy Sensor | [6 empty] | S11 | 0 | [10 empty] | No | No
MC202 | Charles Carter Building |  |  |  | MC202-B12/S12 | Supply fan speed | EN.EN3 Energy Sensor | [6 empty] | S12 | 0 | [10 empty] | No | No
MC202 | Charles Carter Building | C10 | Office |  | MC202-B12/S12 | Supply fan speed | EN.EN3 Energy Sensor | [6 empty] | S12 | 0 | [10 empty] | No | No
MC202 | Charles Carter Building | C11 | Office |  | MC202-B12/S12 | Supply fan speed | EN.EN3 Energy Sensor | [6 empty] | S12 | 0 | [10 empty] | No | No
MC202 | Charles Carter Building |  |  |  | MC202-B12/S13 | Extract fan speed | EN.EN3 Energy Sensor | [6 empty] | S13 | 0 | [10 empty] | No | No
MC202 | Charles Carter Building | C10 | Office |  | MC202-B12/S13 | Extract fan speed | EN.EN3 Energy Sensor | [6 empty] | S13 | 0 | [10 empty] | No | No
MC202 | Charles Carter Building | C11 | Office |  | MC202-B12/S13 | Extract fan speed | EN.EN3 Energy Sensor | [6 empty] | S13 | 0 | [10 empty] | No | No
MC202 | Charles Carter Building |  |  |  | MC202-B12/P14 | Outside air temperature | EN.EN3 Energy Sensor | [6 empty] | P14 | 0 | [10 empty] | No | No
MC202 | Charles Carter Building |  |  |  | MC202-B12/P15 | Bypass damper | EN.EN3 Energy Sensor | [6 empty] | P15 | 0 | [10 empty] | No | No
MC202 | Charles Carter Building |  |  |  | MC202-B12/P2 | Return temperature | EN.EN3 Energy Sensor | [6 empty] | P2 | 0 | [10 empty] | No | No
MC202 | Charles Carter Building |  |  |  | MC202-B12/P3 | Extract CO2 level | EN.EN3 Energy Sensor | [6 empty] | P3 | 0 | [10 empty] | No | No
MC202 | Charles Carter Building |  |  |  | MC202-B12/P4 | DIM Module | EN.EN3 Energy Sensor | [6 empty] | P4 | 0 | [10 empty] | No | No
MC202 | Charles Carter Building |  |  |  | MC202-B12/P5 | Common fault signal | EN.EN3 Energy Sensor | [6 empty] | P5 | 0 | [10 empty] | No | No
MC202 | Charles Carter Building |  |  |  | MC202-B12/N2 | IC Comms 2 | EN.EN3 Energy Sensor | [6 empty] | N2 | 0 | [10 empty] | No | No
MC202 | Charles Carter Building |  |  |  | MC202-B12/o1 | Alarm Route 1 | EN.EN3 Energy Sensor | [6 empty] | o1 | 0 | [10 empty] | No | No
MC202 | Charles Carter Building |  |  |  | MC202-B12/P1 | Supply air temperature | EN.EN3 Energy Sensor | [6 empty] | P1 | 0 | [10 empty] | No | No
MC202 | Charles Carter Building |  |  |  | MC202-B12/P11 | Class vent heating demand | EN.EN3 Energy Sensor | [6 empty] | P11 | 0 | [10 empty] | No | No
MC202 | Charles Carter Building |  |  |  | MC202-B12/P12 | Supply fan speed | EN.EN3 Energy Sensor | [6 empty] | P12 | 0 | [10 empty] | No | No
MC202 | Charles Carter Building |  |  |  | MC202-B12/P13 | Extract fan speed | EN.EN3 Energy Sensor | [6 empty] | P13 | 0 | [10 empty] | No | No
MC202 | Charles Carter Building |  |  |  | MC202-B12/L3 | Fan Speed [CO2] | EN.EN3 Energy Sensor | [6 empty] | L3 | 0 | [10 empty] | No | No
MC202 | Charles Carter Building | C10 | Office |  | MC202-B12/L3 | Fan Speed [CO2] | EN.EN3 Energy Sensor | [6 empty] | L3 | 0 | [10 empty] | No | No
MC202 | Charles Carter Building | C11 | Office |  | MC202-B12/L3 | Fan Speed [CO2] | EN.EN3 Energy Sensor | [6 empty] | L3 | 0 | [10 empty] | No | No
MC202 | Charles Carter Building |  |  |  | MC202-B12/L4 | Fan Speed [Clg] | EN.EN3 Energy Sensor | [6 empty] | L4 | 0 | [10 empty] | No | No
MC202 | Charles Carter Building | C10 | Office |  | MC202-B12/L4 | Fan Speed [Clg] | EN.EN3 Energy Sensor | [6 empty] | L4 | 0 | [10 empty] | No | No
MC202 | Charles Carter Building | C11 | Office |  | MC202-B12/L4 | Fan Speed [Clg] | EN.EN3 Energy Sensor | [6 empty] | L4 | 0 | [10 empty] | No | No
MC202 | Charles Carter Building |  |  |  | MC202-B12/L5 | Loop 5 | EN.EN3 Energy Sensor | [6 empty] | L5 | 0 | [10 empty] | No | No
MC202 | Charles Carter Building | C10 | Office |  | MC202-B12/L5 | Loop 5 | EN.EN3 Energy Sensor | [6 empty] | L5 | 0 | [10 empty] | No | No
MC202 | Charles Carter Building | C11 | Office |  | MC202-B12/L5 | Loop 5 | EN.EN3 Energy Sensor | [6 empty] | L5 | 0 | [10 empty] | No | No
MC202 | Charles Carter Building |  |  |  | MC202-B12/L6 | Loop 6 | EN.EN3 Energy Sensor | [6 empty] | L6 | 0 | [10 empty] | No | No
MC202 | Charles Carter Building | C10 | Office |  | MC202-B12/L6 | Loop 6 | EN.EN3 Energy Sensor | [6 empty] | L6 | 0 | [10 empty] | No | No
MC202 | Charles Carter Building | C11 | Office |  | MC202-B12/L6 | Loop 6 | EN.EN3 Energy Sensor | [6 empty] | L6 | 0 | [10 empty] | No | No
MC202 | Charles Carter Building |  |  |  | MC202-B12/N1 | Watersidevent | EN.EN3 Energy Sensor | [6 empty] | N1 | 0 | [10 empty] | No | No
MC202 | Charles Carter Building |  |  |  | MC202-B12/K6 | OccupancyClgTempSP | EN.EN3 Energy Sensor | [6 empty] | K6 | 0 | [10 empty] | No | No
MC202 | Charles Carter Building | C10 | Office |  | MC202-B12/K6 | OccupancyClgTempSP | EN.EN3 Energy Sensor | [6 empty] | K6 | 0 | [10 empty] | No | No
MC202 | Charles Carter Building | C11 | Office |  | MC202-B12/K6 | OccupancyClgTempSP | EN.EN3 Energy Sensor | [6 empty] | K6 | 0 | [10 empty] | No | No
MC202 | Charles Carter Building |  |  |  | MC202-B12/K7 | Free cooling temperature setpoint | EN.EN3 Energy Sensor | [6 empty] | K7 | 0 | [10 empty] | No | No
MC202 | Charles Carter Building | C10 | Office |  | MC202-B12/K7 | Free cooling temperature setpoint | EN.EN3 Energy Sensor | [6 empty] | K7 | 0 | [10 empty] | No | No
MC202 | Charles Carter Building | C11 | Office |  | MC202-B12/K7 | Free cooling temperature setpoint | EN.EN3 Energy Sensor | [6 empty] | K7 | 0 | [10 empty] | No | No
MC202 | Charles Carter Building |  |  |  | MC202-B12/K8 | Spare | EN.EN3 Energy Sensor | [6 empty] | K8 | 0 | [10 empty] | No | No
MC202 | Charles Carter Building | C10 | Office |  | MC202-B12/K8 | Spare | EN.EN3 Energy Sensor | [6 empty] | K8 | 0 | [10 empty] | No | No
MC202 | Charles Carter Building | C11 | Office |  | MC202-B12/K8 | Spare | EN.EN3 Energy Sensor | [6 empty] | K8 | 0 | [10 empty] | No | No
MC202 | Charles Carter Building |  |  |  | MC202-B12/K9 | Supply air low limit | EN.EN3 Energy Sensor | [6 empty] | K9 | 0 | [10 empty] | No | No
MC202 | Charles Carter Building | C10 | Office |  | MC202-B12/K9 | Supply air low limit | EN.EN3 Energy Sensor | [6 empty] | K9 | 0 | [10 empty] | No | No
MC202 | Charles Carter Building | C11 | Office |  | MC202-B12/K9 | Supply air low limit | EN.EN3 Energy Sensor | [6 empty] | K9 | 0 | [10 empty] | No | No
MC202 | Charles Carter Building |  |  |  | MC202-B12/L1 | Loop 1 | EN.EN3 Energy Sensor | [6 empty] | L1 | 0 | [10 empty] | No | No
MC202 | Charles Carter Building | C10 | Office |  | MC202-B12/L1 | Loop 1 | EN.EN3 Energy Sensor | [6 empty] | L1 | 0 | [10 empty] | No | No
MC202 | Charles Carter Building | C11 | Office |  | MC202-B12/L1 | Loop 1 | EN.EN3 Energy Sensor | [6 empty] | L1 | 0 | [10 empty] | No | No
MC202 | Charles Carter Building |  |  |  | MC202-B12/L2 | Supply air low limit | EN.EN3 Energy Sensor | [6 empty] | L2 | 0 | [10 empty] | No | No
MC202 | Charles Carter Building | C10 | Office |  | MC202-B12/L2 | Supply air low limit | EN.EN3 Energy Sensor | [6 empty] | L2 | 0 | [10 empty] | No | No
MC202 | Charles Carter Building | C11 | Office |  | MC202-B12/L2 | Supply air low limit | EN.EN3 Energy Sensor | [6 empty] | L2 | 0 | [10 empty] | No | No
MC202 | Charles Carter Building |  |  |  | MC202-B12/K22 | Night time cooling extract fan speed | EN.EN3 Energy Sensor | [6 empty] | K22 | 0 | [10 empty] | No | No
MC202 | Charles Carter Building | C10 | Office |  | MC202-B12/K22 | Night time cooling extract fan speed | EN.EN3 Energy Sensor | [6 empty] | K22 | 0 | [10 empty] | No | No
MC202 | Charles Carter Building | C11 | Office |  | MC202-B12/K22 | Night time cooling extract fan speed | EN.EN3 Energy Sensor | [6 empty] | K22 | 0 | [10 empty] | No | No
MC202 | Charles Carter Building |  |  |  | MC202-B12/K23 | Night time cool temperature setpoint | EN.EN3 Energy Sensor | [6 empty] | K23 | 0 | [10 empty] | No | No
MC202 | Charles Carter Building | C10 | Office |  | MC202-B12/K23 | Night time cool temperature setpoint | EN.EN3 Energy Sensor | [6 empty] | K23 | 0 | [10 empty] | No | No
MC202 | Charles Carter Building | C11 | Office |  | MC202-B12/K23 | Night time cool temperature setpoint | EN.EN3 Energy Sensor | [6 empty] | K23 | 0 | [10 empty] | No | No
MC202 | Charles Carter Building |  |  |  | MC202-B12/K24 | Night cooling supply air low limit | EN.EN3 Energy Sensor | [6 empty] | K24 | 0 | [10 empty] | No | No
MC202 | Charles Carter Building | C10 | Office |  | MC202-B12/K24 | Night cooling supply air low limit | EN.EN3 Energy Sensor | [6 empty] | K24 | 0 | [10 empty] | No | No
MC202 | Charles Carter Building | C11 | Office |  | MC202-B12/K24 | Night cooling supply air low limit | EN.EN3 Energy Sensor | [6 empty] | K24 | 0 | [10 empty] | No | No
MC202 | Charles Carter Building |  |  |  | MC202-B12/K3 | Room frost protection | EN.EN3 Energy Sensor | [6 empty] | K3 | 0 | [10 empty] | No | No
MC202 | Charles Carter Building | C10 | Office |  | MC202-B12/K3 | Room frost protection | EN.EN3 Energy Sensor | [6 empty] | K3 | 0 | [10 empty] | No | No
MC202 | Charles Carter Building | C11 | Office |  | MC202-B12/K3 | Room frost protection | EN.EN3 Energy Sensor | [6 empty] | K3 | 0 | [10 empty] | No | No
MC202 | Charles Carter Building |  |  |  | MC202-B12/K4 | Spare | EN.EN3 Energy Sensor | [6 empty] | K4 | 0 | [10 empty] | No | No
MC202 | Charles Carter Building | C10 | Office |  | MC202-B12/K4 | Spare | EN.EN3 Energy Sensor | [6 empty] | K4 | 0 | [10 empty] | No | No
MC202 | Charles Carter Building | C11 | Office |  | MC202-B12/K4 | Spare | EN.EN3 Energy Sensor | [6 empty] | K4 | 0 | [10 empty] | No | No
MC202 | Charles Carter Building |  |  |  | MC202-B12/K5 | Occupancy heating temperature setpoint | EN.EN3 Energy Sensor | [6 empty] | K5 | 0 | [10 empty] | No | No
MC202 | Charles Carter Building | C10 | Office |  | MC202-B12/K5 | Occupancy heating temperature setpoint | EN.EN3 Energy Sensor | [6 empty] | K5 | 0 | [10 empty] | No | No
MC202 | Charles Carter Building | C11 | Office |  | MC202-B12/K5 | Occupancy heating temperature setpoint | EN.EN3 Energy Sensor | [6 empty] | K5 | 0 | [10 empty] | No | No
MC202 | Charles Carter Building |  |  |  | MC202-B12/K17 | Supply fan minimum speed | EN.EN3 Energy Sensor | [6 empty] | K17 | 0 | [10 empty] | No | No
MC202 | Charles Carter Building | C10 | Office |  | MC202-B12/K17 | Supply fan minimum speed | EN.EN3 Energy Sensor | [6 empty] | K17 | 0 | [10 empty] | No | No
MC202 | Charles Carter Building | C11 | Office |  | MC202-B12/K17 | Supply fan minimum speed | EN.EN3 Energy Sensor | [6 empty] | K17 | 0 | [10 empty] | No | No
MC202 | Charles Carter Building | C11 | Office |  | MC202-B12/K18 | Supply fan max speed | EN.EN3 Energy Sensor | [6 empty] | K18 | 0 | [10 empty] | No | No
MC202 | Charles Carter Building |  |  |  | MC202-B12/K18 | Supply fan max speed | EN.EN3 Energy Sensor | [6 empty] | K18 | 0 | [10 empty] | No | No
MC202 | Charles Carter Building | C10 | Office |  | MC202-B12/K18 | Supply fan max speed | EN.EN3 Energy Sensor | [6 empty] | K18 | 0 | [10 empty] | No | No
MC202 | Charles Carter Building | C10 | Office |  | MC202-B12/K19 | Supply fan startup speed | EN.EN3 Energy Sensor | [6 empty] | K19 | 0 | [10 empty] | No | No
MC202 | Charles Carter Building | C11 | Office |  | MC202-B12/K19 | Supply fan startup speed | EN.EN3 Energy Sensor | [6 empty] | K19 | 0 | [10 empty] | No | No
MC202 | Charles Carter Building |  |  |  | MC202-B12/K19 | Supply fan startup speed | EN.EN3 Energy Sensor | [6 empty] | K19 | 0 | [10 empty] | No | No
MC202 | Charles Carter Building | C10 | Office |  | MC202-B12/K2 | Unit freeze protection | EN.EN3 Energy Sensor | [6 empty] | K2 | 0 | [10 empty] | No | No
MC202 | Charles Carter Building | C11 | Office |  | MC202-B12/K2 | Unit freeze protection | EN.EN3 Energy Sensor | [6 empty] | K2 | 0 | [10 empty] | No | No
MC202 | Charles Carter Building |  |  |  | MC202-B12/K2 | Unit freeze protection | EN.EN3 Energy Sensor | [6 empty] | K2 | 0 | [10 empty] | No | No
MC202 | Charles Carter Building |  |  |  | MC202-B12/K20 | Extract fan startup speed | EN.EN3 Energy Sensor | [6 empty] | K20 | 0 | [10 empty] | No | No
MC202 | Charles Carter Building | C11 | Office |  | MC202-B12/K20 | Extract fan startup speed | EN.EN3 Energy Sensor | [6 empty] | K20 | 0 | [10 empty] | No | No
MC202 | Charles Carter Building | C10 | Office |  | MC202-B12/K20 | Extract fan startup speed | EN.EN3 Energy Sensor | [6 empty] | K20 | 0 | [10 empty] | No | No
MC202 | Charles Carter Building |  |  |  | MC202-B12/K21 | Night time cooling supply fan speed | EN.EN3 Energy Sensor | [6 empty] | K21 | 0 | [10 empty] | No | No
MC202 | Charles Carter Building | C10 | Office |  | MC202-B12/K21 | Night time cooling supply fan speed | EN.EN3 Energy Sensor | [6 empty] | K21 | 0 | [10 empty] | No | No
MC202 | Charles Carter Building | C11 | Office |  | MC202-B12/K21 | Night time cooling supply fan speed | EN.EN3 Energy Sensor | [6 empty] | K21 | 0 | [10 empty] | No | No
MC202 | Charles Carter Building | C10 | Office |  | MC202-B12/K10 | Extract fan min speed | EN.EN3 Energy Sensor | [6 empty] | K10 | 0 | [10 empty] | No | No
MC202 | Charles Carter Building | C11 | Office |  | MC202-B12/K10 | Extract fan min speed | EN.EN3 Energy Sensor | [6 empty] | K10 | 0 | [10 empty] | No | No
MC202 | Charles Carter Building |  |  |  | MC202-B12/K10 | Extract fan min speed | EN.EN3 Energy Sensor | [6 empty] | K10 | 0 | [10 empty] | No | No
MC202 | Charles Carter Building |  |  |  | MC202-B12/K11 | Extract fan max speed | EN.EN3 Energy Sensor | [6 empty] | K11 | 0 | [10 empty] | No | No
MC202 | Charles Carter Building | C10 | Office |  | MC202-B12/K11 | Extract fan max speed | EN.EN3 Energy Sensor | [6 empty] | K11 | 0 | [10 empty] | No | No
MC202 | Charles Carter Building | C11 | Office |  | MC202-B12/K11 | Extract fan max speed | EN.EN3 Energy Sensor | [6 empty] | K11 | 0 | [10 empty] | No | No
MC202 | Charles Carter Building |  |  |  | MC202-B12/K12 | Spare | EN.EN3 Energy Sensor | [6 empty] | K12 | 0 | [10 empty] | No | No
MC202 | Charles Carter Building | C10 | Office |  | MC202-B12/K12 | Spare | EN.EN3 Energy Sensor | [6 empty] | K12 | 0 | [10 empty] | No | No
MC202 | Charles Carter Building | C11 | Office |  | MC202-B12/K12 | Spare | EN.EN3 Energy Sensor | [6 empty] | K12 | 0 | [10 empty] | No | No
MC202 | Charles Carter Building |  |  |  | MC202-B12/K14 | Occupancy CO2 level | EN.EN3 Energy Sensor | [6 empty] | K14 | 0 | [10 empty] | No | No
MC202 | Charles Carter Building | C10 | Office |  | MC202-B12/K14 | Occupancy CO2 level | EN.EN3 Energy Sensor | [6 empty] | K14 | 0 | [10 empty] | No | No
MC202 | Charles Carter Building | C11 | Office |  | MC202-B12/K14 | Occupancy CO2 level | EN.EN3 Energy Sensor | [6 empty] | K14 | 0 | [10 empty] | No | No
MC202 | Charles Carter Building |  |  |  | MC202-B12/K15 | Outside air night cooling level | EN.EN3 Energy Sensor | [6 empty] | K15 | 0 | [10 empty] | No | No
MC202 | Charles Carter Building | C10 | Office |  | MC202-B12/K15 | Outside air night cooling level | EN.EN3 Energy Sensor | [6 empty] | K15 | 0 | [10 empty] | No | No
MC202 | Charles Carter Building | C11 | Office |  | MC202-B12/K15 | Outside air night cooling level | EN.EN3 Energy Sensor | [6 empty] | K15 | 0 | [10 empty] | No | No
MC202 | Charles Carter Building | C11 | Office |  | MC202-B12/K16 | Supply air high limit | EN.EN3 Energy Sensor | [6 empty] | K16 | 0 | [10 empty] | No | No
MC202 | Charles Carter Building | C10 | Office |  | MC202-B12/K16 | Supply air high limit | EN.EN3 Energy Sensor | [6 empty] | K16 | 0 | [10 empty] | No | No
MC202 | Charles Carter Building |  |  |  | MC202-B12/K16 | Supply air high limit | EN.EN3 Energy Sensor | [6 empty] | K16 | 0 | [10 empty] | No | No
MC202 | Charles Carter Building |  |  |  | MC202-B12/I24 | Extract fan fault | EN.EN3 Energy Sensor | [6 empty] | I24 | 0 | [10 empty] | No | No
MC202 | Charles Carter Building | C10 | Office |  | MC202-B12/I24 | Extract fan fault | EN.EN3 Energy Sensor | [6 empty] | I24 | 0 | [10 empty] | No | No
MC202 | Charles Carter Building | C11 | Office |  | MC202-B12/I24 | Extract fan fault | EN.EN3 Energy Sensor | [6 empty] | I24 | 0 | [10 empty] | No | No
MC202 | Charles Carter Building |  |  |  | MC202-B12/I25 | Class vent enable | EN.EN3 Energy Sensor | [6 empty] | I25 | 0 | [10 empty] | No | No
MC202 | Charles Carter Building | C11 | Office |  | MC202-B12/I25 | Class vent enable | EN.EN3 Energy Sensor | [6 empty] | I25 | 0 | [10 empty] | No | No
MC202 | Charles Carter Building | C10 | Office |  | MC202-B12/I25 | Class vent enable | EN.EN3 Energy Sensor | [6 empty] | I25 | 0 | [10 empty] | No | No
MC202 | Charles Carter Building | C10 | Office |  | MC202-B12/I30 | Common fault signal | EN.EN3 Energy Sensor | [6 empty] | I30 | 0 | [10 empty] | No | No
MC202 | Charles Carter Building | C11 | Office |  | MC202-B12/I30 | Common fault signal | EN.EN3 Energy Sensor | [6 empty] | I30 | 0 | [10 empty] | No | No
MC202 | Charles Carter Building |  |  |  | MC202-B12/I30 | Common fault signal | EN.EN3 Energy Sensor | [6 empty] | I30 | 0 | [10 empty] | No | No
MC202 | Charles Carter Building |  |  |  | MC202-B12/I5 | On-Off selector | EN.EN3 Energy Sensor | [6 empty] | I5 | 0 | [10 empty] | No | No
MC202 | Charles Carter Building | C10 | Office |  | MC202-B12/I5 | On-Off selector | EN.EN3 Energy Sensor | [6 empty] | I5 | 0 | [10 empty] | No | No
MC202 | Charles Carter Building | C11 | Office |  | MC202-B12/I5 | On-Off selector | EN.EN3 Energy Sensor | [6 empty] | I5 | 0 | [10 empty] | No | No
MC202 | Charles Carter Building |  |  |  | MC202-B12/I6 | Frost thermostat trip | EN.EN3 Energy Sensor | [6 empty] | I6 | 0 | [10 empty] | No | No
MC202 | Charles Carter Building | C10 | Office |  | MC202-B12/I6 | Frost thermostat trip | EN.EN3 Energy Sensor | [6 empty] | I6 | 0 | [10 empty] | No | No
MC202 | Charles Carter Building | C11 | Office |  | MC202-B12/I6 | Frost thermostat trip | EN.EN3 Energy Sensor | [6 empty] | I6 | 0 | [10 empty] | No | No
MC202 | Charles Carter Building |  |  |  | MC202-B12/K1 | Spare | EN.EN3 Energy Sensor | [6 empty] | K1 | 0 | [10 empty] | No | No
MC202 | Charles Carter Building | C10 | Office |  | MC202-B12/K1 | Spare | EN.EN3 Energy Sensor | [6 empty] | K1 | 0 | [10 empty] | No | No
MC202 | Charles Carter Building | C11 | Office |  | MC202-B12/K1 | Spare | EN.EN3 Energy Sensor | [6 empty] | K1 | 0 | [10 empty] | No | No
MC202 | Charles Carter Building |  |  |  | MC202-B12/I18 | Auto boost mode | EN.EN3 Energy Sensor | [6 empty] | I18 | 0 | [10 empty] | No | No
MC202 | Charles Carter Building | C10 | Office |  | MC202-B12/I18 | Auto boost mode | EN.EN3 Energy Sensor | [6 empty] | I18 | 0 | [10 empty] | No | No
MC202 | Charles Carter Building | C11 | Office |  | MC202-B12/I18 | Auto boost mode | EN.EN3 Energy Sensor | [6 empty] | I18 | 0 | [10 empty] | No | No
MC202 | Charles Carter Building | C10 | Office |  | MC202-B12/I19 | Night cooling | EN.EN3 Energy Sensor | [6 empty] | I19 | 0 | [10 empty] | No | No
MC202 | Charles Carter Building | C11 | Office |  | MC202-B12/I19 | Night cooling | EN.EN3 Energy Sensor | [6 empty] | I19 | 0 | [10 empty] | No | No
MC202 | Charles Carter Building |  |  |  | MC202-B12/I19 | Night cooling | EN.EN3 Energy Sensor | [6 empty] | I19 | 0 | [10 empty] | No | No
MC202 | Charles Carter Building |  |  |  | MC202-B12/I20 | Full fresh air | EN.EN3 Energy Sensor | [6 empty] | I20 | 0 | [10 empty] | No | No
MC202 | Charles Carter Building | C10 | Office |  | MC202-B12/I20 | Full fresh air | EN.EN3 Energy Sensor | [6 empty] | I20 | 0 | [10 empty] | No | No
MC202 | Charles Carter Building | C11 | Office |  | MC202-B12/I20 | Full fresh air | EN.EN3 Energy Sensor | [6 empty] | I20 | 0 | [10 empty] | No | No
MC202 | Charles Carter Building |  |  |  | MC202-B12/I21 | Open bypass damper | EN.EN3 Energy Sensor | [6 empty] | I21 | 0 | [10 empty] | No | No
MC202 | Charles Carter Building | C10 | Office |  | MC202-B12/I21 | Open bypass damper | EN.EN3 Energy Sensor | [6 empty] | I21 | 0 | [10 empty] | No | No
MC202 | Charles Carter Building | C11 | Office |  | MC202-B12/I21 | Open bypass damper | EN.EN3 Energy Sensor | [6 empty] | I21 | 0 | [10 empty] | No | No
MC202 | Charles Carter Building |  |  |  | MC202-B12/I22 | Unit freeze protection | EN.EN3 Energy Sensor | [6 empty] | I22 | 0 | [10 empty] | No | No
MC202 | Charles Carter Building | C10 | Office |  | MC202-B12/I22 | Unit freeze protection | EN.EN3 Energy Sensor | [6 empty] | I22 | 0 | [10 empty] | No | No
MC202 | Charles Carter Building | C11 | Office |  | MC202-B12/I22 | Unit freeze protection | EN.EN3 Energy Sensor | [6 empty] | I22 | 0 | [10 empty] | No | No
MC202 | Charles Carter Building |  |  |  | MC202-B12/I23 | Supply fan fault | EN.EN3 Energy Sensor | [6 empty] | I23 | 0 | [10 empty] | No | No
MC202 | Charles Carter Building | C10 | Office |  | MC202-B12/I23 | Supply fan fault | EN.EN3 Energy Sensor | [6 empty] | I23 | 0 | [10 empty] | No | No
MC202 | Charles Carter Building | C11 | Office |  | MC202-B12/I23 | Supply fan fault | EN.EN3 Energy Sensor | [6 empty] | I23 | 0 | [10 empty] | No | No
MC202 | Charles Carter Building |  |  |  | MC202-B12/I12 | Supply fan inverter status | EN.EN3 Energy Sensor | [6 empty] | I12 | 0 | [10 empty] | No | No
MC202 | Charles Carter Building | C10 | Office |  | MC202-B12/I12 | Supply fan inverter status | EN.EN3 Energy Sensor | [6 empty] | I12 | 0 | [10 empty] | No | No
MC202 | Charles Carter Building | C11 | Office |  | MC202-B12/I12 | Supply fan inverter status | EN.EN3 Energy Sensor | [6 empty] | I12 | 0 | [10 empty] | No | No
MC202 | Charles Carter Building |  |  |  | MC202-B12/I13 | Extract fan inverter status | EN.EN3 Energy Sensor | [6 empty] | I13 | 0 | [10 empty] | No | No
MC202 | Charles Carter Building | C10 | Office |  | MC202-B12/I13 | Extract fan inverter status | EN.EN3 Energy Sensor | [6 empty] | I13 | 0 | [10 empty] | No | No
MC202 | Charles Carter Building | C11 | Office |  | MC202-B12/I13 | Extract fan inverter status | EN.EN3 Energy Sensor | [6 empty] | I13 | 0 | [10 empty] | No | No
MC202 | Charles Carter Building |  |  |  | MC202-B12/I14 | Condensate pump alarm | EN.EN3 Energy Sensor | [6 empty] | I14 | 0 | [10 empty] | No | No
MC202 | Charles Carter Building | C10 | Office |  | MC202-B12/I14 | Condensate pump alarm | EN.EN3 Energy Sensor | [6 empty] | I14 | 0 | [10 empty] | No | No
MC202 | Charles Carter Building | C11 | Office |  | MC202-B12/I14 | Condensate pump alarm | EN.EN3 Energy Sensor | [6 empty] | I14 | 0 | [10 empty] | No | No
MC202 | Charles Carter Building | C10 | Office |  | MC202-B12/I15 | Unit occupancy | EN.EN3 Energy Sensor | [6 empty] | I15 | 0 | [10 empty] | No | No
MC202 | Charles Carter Building | C11 | Office |  | MC202-B12/I15 | Unit occupancy | EN.EN3 Energy Sensor | [6 empty] | I15 | 0 | [10 empty] | No | No
MC202 | Charles Carter Building |  |  |  | MC202-B12/I15 | Unit occupancy | EN.EN3 Energy Sensor | [6 empty] | I15 | 0 | [10 empty] | No | No
MC202 | Charles Carter Building |  |  |  | MC202-B12/I16 | Room frost protection | EN.EN3 Energy Sensor | [6 empty] | I16 | 0 | [10 empty] | No | No
MC202 | Charles Carter Building | C10 | Office |  | MC202-B12/I16 | Room frost protection | EN.EN3 Energy Sensor | [6 empty] | I16 | 0 | [10 empty] | No | No
MC202 | Charles Carter Building | C11 | Office |  | MC202-B12/I16 | Room frost protection | EN.EN3 Energy Sensor | [6 empty] | I16 | 0 | [10 empty] | No | No
MC202 | Charles Carter Building |  |  |  | MC202-B12/I17 | Staff boost mode | EN.EN3 Energy Sensor | [6 empty] | I17 | 0 | [10 empty] | No | No
MC202 | Charles Carter Building | C10 | Office |  | MC202-B12/I17 | Staff boost mode | EN.EN3 Energy Sensor | [6 empty] | I17 | 0 | [10 empty] | No | No
MC202 | Charles Carter Building | C11 | Office |  | MC202-B12/I17 | Staff boost mode | EN.EN3 Energy Sensor | [6 empty] | I17 | 0 | [10 empty] | No | No
MC202 | Charles Carter Building |  |  |  | MC202-B12/G6 | Class vent required | EN.EN3 Energy Sensor | [6 empty] | G6 | 0 | [10 empty] | No | No
MC202 | Charles Carter Building |  |  |  | MC202-B12/G7 | Logic 7 | EN.EN3 Energy Sensor | [6 empty] | G7 | 0 | [10 empty] | No | No
MC202 | Charles Carter Building |  |  |  | MC202-B12/G8 | Logic 8 | EN.EN3 Energy Sensor | [6 empty] | G8 | 0 | [10 empty] | No | No
MC202 | Charles Carter Building |  |  |  | MC202-B12/G9 | Class vent enable | EN.EN3 Energy Sensor | [6 empty] | G9 | 0 | [10 empty] | No | No
MC202 | Charles Carter Building |  |  |  | MC202-B12/I1 | Forced Cooling Required | EN.EN3 Energy Sensor | [6 empty] | I1 | 0 | [10 empty] | No | No
MC202 | Charles Carter Building | D02b | PGR Office |  | MC202-B12/I1 | Forced Cooling Required | EN.EN3 Energy Sensor | [6 empty] | I1 | 0 | [10 empty] | No | No
MC202 | Charles Carter Building | D02a | PGR Office |  | MC202-B12/I1 | Forced Cooling Required | EN.EN3 Energy Sensor | [6 empty] | I1 | 0 | [10 empty] | No | No
MC202 | Charles Carter Building |  |  |  | MC202-B12/I11 | Filter dirty | EN.EN3 Energy Sensor | [6 empty] | I11 | 0 | [10 empty] | No | No
MC202 | Charles Carter Building | C10 | Office |  | MC202-B12/I11 | Filter dirty | EN.EN3 Energy Sensor | [6 empty] | I11 | 0 | [10 empty] | No | No
MC202 | Charles Carter Building | C11 | Office |  | MC202-B12/I11 | Filter dirty | EN.EN3 Energy Sensor | [6 empty] | I11 | 0 | [10 empty] | No | No
MC202 | Charles Carter Building |  |  |  | MC202-B12/G35 | Remote night cooling available | EN.EN3 Energy Sensor | [6 empty] | G35 | 0 | [10 empty] | No | No
MC202 | Charles Carter Building |  |  |  | MC202-B12/G36 | Logic 36 | EN.EN3 Energy Sensor | [6 empty] | G36 | 0 | [10 empty] | No | No
MC202 | Charles Carter Building |  |  |  | MC202-B12/G37 | Logic 37 | EN.EN3 Energy Sensor | [6 empty] | G37 | 0 | [10 empty] | No | No
MC202 | Charles Carter Building |  |  |  | MC202-B12/G38 | Logic 38 | EN.EN3 Energy Sensor | [6 empty] | G38 | 0 | [10 empty] | No | No
MC202 | Charles Carter Building |  |  |  | MC202-B12/G4 | Logic 4 | EN.EN3 Energy Sensor | [6 empty] | G4 | 0 | [10 empty] | No | No
MC202 | Charles Carter Building |  |  |  | MC202-B12/G5 | Timeclock enable | EN.EN3 Energy Sensor | [6 empty] | G5 | 0 | [10 empty] | No | No
MC202 | Charles Carter Building |  |  |  | MC202-B12/G3 | Logic 3 | EN.EN3 Energy Sensor | [6 empty] | G3 | 0 | [10 empty] | No | No
MC202 | Charles Carter Building |  |  |  | MC202-B12/G30 | Logic 30 | EN.EN3 Energy Sensor | [6 empty] | G30 | 0 | [10 empty] | No | No
MC202 | Charles Carter Building |  |  |  | MC202-B12/G31 | Logic 31 | EN.EN3 Energy Sensor | [6 empty] | G31 | 0 | [10 empty] | No | No
MC202 | Charles Carter Building |  |  |  | MC202-B12/G32 | Logic 32 | EN.EN3 Energy Sensor | [6 empty] | G32 | 0 | [10 empty] | No | No
MC202 | Charles Carter Building |  |  |  | MC202-B12/G33 | Logic 33 | EN.EN3 Energy Sensor | [6 empty] | G33 | 0 | [10 empty] | No | No
MC202 | Charles Carter Building |  |  |  | MC202-B12/G34 | Logic 34 | EN.EN3 Energy Sensor | [6 empty] | G34 | 0 | [10 empty] | No | No
MC202 | Charles Carter Building |  |  |  | MC202-B12/G24 | Bypass damper control | EN.EN3 Energy Sensor | [6 empty] | G24 | 0 | [10 empty] | No | No
MC202 | Charles Carter Building |  |  |  | MC202-B12/G25 | Logic 25 | EN.EN3 Energy Sensor | [6 empty] | G25 | 0 | [10 empty] | No | No
MC202 | Charles Carter Building |  |  |  | MC202-B12/G26 | Supply fan max speed | EN.EN3 Energy Sensor | [6 empty] | G26 | 0 | [10 empty] | No | No
MC202 | Charles Carter Building |  |  |  | MC202-B12/G27 | Logic 27 | EN.EN3 Energy Sensor | [6 empty] | G27 | 0 | [10 empty] | No | No
MC202 | Charles Carter Building |  |  |  | MC202-B12/G28 | Logic 28 | EN.EN3 Energy Sensor | [6 empty] | G28 | 0 | [10 empty] | No | No
MC202 | Charles Carter Building |  |  |  | MC202-B12/G29 | Logic 29 | EN.EN3 Energy Sensor | [6 empty] | G29 | 0 | [10 empty] | No | No
MC202 | Charles Carter Building |  |  |  | MC202-B12/G19 | Logic 19 | EN.EN3 Energy Sensor | [6 empty] | G19 | 0 | [10 empty] | No | No
MC202 | Charles Carter Building |  |  |  | MC202-B12/G2 | Logic 2 | EN.EN3 Energy Sensor | [6 empty] | G2 | 0 | [10 empty] | No | No
MC202 | Charles Carter Building |  |  |  | MC202-B12/G20 | Logic 20 | EN.EN3 Energy Sensor | [6 empty] | G20 | 0 | [10 empty] | No | No
MC202 | Charles Carter Building |  |  |  | MC202-B12/G21 | Logic 21 | EN.EN3 Energy Sensor | [6 empty] | G21 | 0 | [10 empty] | No | No
MC202 | Charles Carter Building |  |  |  | MC202-B12/G22 | Logic 22 | EN.EN3 Energy Sensor | [6 empty] | G22 | 0 | [10 empty] | No | No
MC202 | Charles Carter Building |  |  |  | MC202-B12/G23 | Logic 23 | EN.EN3 Energy Sensor | [6 empty] | G23 | 0 | [10 empty] | No | No
MC202 | Charles Carter Building |  |  |  | MC202-B12/G13 | Logic 13 | EN.EN3 Energy Sensor | [6 empty] | G13 | 0 | [10 empty] | No | No
MC202 | Charles Carter Building |  |  |  | MC202-B12/G14 | Boost mode | EN.EN3 Energy Sensor | [6 empty] | G14 | 0 | [10 empty] | No | No
MC202 | Charles Carter Building |  |  |  | MC202-B12/G15 | Logic 15 | EN.EN3 Energy Sensor | [6 empty] | G15 | 0 | [10 empty] | No | No
MC202 | Charles Carter Building |  |  |  | MC202-B12/G16 | Logic 16 | EN.EN3 Energy Sensor | [6 empty] | G16 | 0 | [10 empty] | No | No
MC202 | Charles Carter Building |  |  |  | MC202-B12/G17 | Occ Htg SP Achieved [Full FA] | EN.EN3 Energy Sensor | [6 empty] | G17 | 0 | [10 empty] | No | No
MC202 | Charles Carter Building |  |  |  | MC202-B12/G18 | Logic 18 | EN.EN3 Energy Sensor | [6 empty] | G18 | 0 | [10 empty] | No | No
MC202 | Charles Carter Building |  |  |  | MC202-B12/F8 | Fan speed (heating) | EN.EN3 Energy Sensor | [6 empty] | F8 | 0 | [10 empty] | No | No
MC202 | Charles Carter Building |  |  |  | MC202-B12/F9 | Function 9 | EN.EN3 Energy Sensor | [6 empty] | F9 | 0 | [10 empty] | No | No
MC202 | Charles Carter Building |  |  |  | MC202-B12/G1 | Logic 1 | EN.EN3 Energy Sensor | [6 empty] | G1 | 0 | [10 empty] | No | No
MC202 | Charles Carter Building |  |  |  | MC202-B12/G10 | Logic 10 | EN.EN3 Energy Sensor | [6 empty] | G10 | 0 | [10 empty] | No | No
MC202 | Charles Carter Building |  |  |  | MC202-B12/G11 | Logic 11 | EN.EN3 Energy Sensor | [6 empty] | G11 | 0 | [10 empty] | No | No
MC202 | Charles Carter Building |  |  |  | MC202-B12/G12 | Logic 12 | EN.EN3 Energy Sensor | [6 empty] | G12 | 0 | [10 empty] | No | No
MC202 | Charles Carter Building |  |  |  | MC202-B12/F44 | Function 44 | EN.EN3 Energy Sensor | [6 empty] | F44 | 0 | [10 empty] | No | No
MC202 | Charles Carter Building |  |  |  | MC202-B12/F45 | Function 45 | EN.EN3 Energy Sensor | [6 empty] | F45 | 0 | [10 empty] | No | No
MC202 | Charles Carter Building |  |  |  | MC202-B12/F47 | Function 47 | EN.EN3 Energy Sensor | [6 empty] | F47 | 0 | [10 empty] | No | No
MC202 | Charles Carter Building |  |  |  | MC202-B12/F48 | Function 48 | EN.EN3 Energy Sensor | [6 empty] | F48 | 0 | [10 empty] | No | No
MC202 | Charles Carter Building |  |  |  | MC202-B12/F6 | Function 6 | EN.EN3 Energy Sensor | [6 empty] | F6 | 0 | [10 empty] | No | No
MC202 | Charles Carter Building |  |  |  | MC202-B12/F7 | Function 7 | EN.EN3 Energy Sensor | [6 empty] | F7 | 0 | [10 empty] | No | No
MC202 | Charles Carter Building |  |  |  | MC202-B12/F39 | Extract fan speed | EN.EN3 Energy Sensor | [6 empty] | F39 | 0 | [10 empty] | No | No
MC202 | Charles Carter Building |  |  |  | MC202-B12/F4 | Function 4 | EN.EN3 Energy Sensor | [6 empty] | F4 | 0 | [10 empty] | No | No
MC202 | Charles Carter Building |  |  |  | MC202-B12/F40 | Function 40 | EN.EN3 Energy Sensor | [6 empty] | F40 | 0 | [10 empty] | No | No
MC202 | Charles Carter Building |  |  |  | MC202-B12/F41 | Function 41 | EN.EN3 Energy Sensor | [6 empty] | F41 | 0 | [10 empty] | No | No
MC202 | Charles Carter Building |  |  |  | MC202-B12/F42 | Function 42 | EN.EN3 Energy Sensor | [6 empty] | F42 | 0 | [10 empty] | No | No
MC202 | Charles Carter Building |  |  |  | MC202-B12/F43 | Function 43 | EN.EN3 Energy Sensor | [6 empty] | F43 | 0 | [10 empty] | No | No
MC202 | Charles Carter Building |  |  |  | MC202-B12/F33 | Function 33 | EN.EN3 Energy Sensor | [6 empty] | F33 | 0 | [10 empty] | No | No
MC202 | Charles Carter Building |  |  |  | MC202-B12/F34 | Function 34 | EN.EN3 Energy Sensor | [6 empty] | F34 | 0 | [10 empty] | No | No
MC202 | Charles Carter Building |  |  |  | MC202-B12/F35 | Function 35 | EN.EN3 Energy Sensor | [6 empty] | F35 | 0 | [10 empty] | No | No
MC202 | Charles Carter Building |  |  |  | MC202-B12/F36 | Function 36 | EN.EN3 Energy Sensor | [6 empty] | F36 | 0 | [10 empty] | No | No
MC202 | Charles Carter Building |  |  |  | MC202-B12/F37 | Function 37 | EN.EN3 Energy Sensor | [6 empty] | F37 | 0 | [10 empty] | No | No
MC202 | Charles Carter Building |  |  |  | MC202-B12/F38 | Function 38 | EN.EN3 Energy Sensor | [6 empty] | F38 | 0 | [10 empty] | No | No
MC202 | Charles Carter Building |  |  |  | MC202-B12/F28 | Function 28 | EN.EN3 Energy Sensor | [6 empty] | F28 | 0 | [10 empty] | No | No
MC202 | Charles Carter Building |  |  |  | MC202-B12/F29 | Full Fresh Air [Clg] | EN.EN3 Energy Sensor | [6 empty] | F29 | 0 | [10 empty] | No | No
MC202 | Charles Carter Building |  |  |  | MC202-B12/F3 | Function 3 | EN.EN3 Energy Sensor | [6 empty] | F3 | 0 | [10 empty] | No | No
MC202 | Charles Carter Building |  |  |  | MC202-B12/F30 | Function 30 | EN.EN3 Energy Sensor | [6 empty] | F30 | 0 | [10 empty] | No | No
MC202 | Charles Carter Building |  |  |  | MC202-B12/F31 | Function 31 | EN.EN3 Energy Sensor | [6 empty] | F31 | 0 | [10 empty] | No | No
MC202 | Charles Carter Building |  |  |  | MC202-B12/F32 | Function 32 | EN.EN3 Energy Sensor | [6 empty] | F32 | 0 | [10 empty] | No | No
MC202 | Charles Carter Building |  |  |  | MC202-B12/F22 | Function 22 | EN.EN3 Energy Sensor | [6 empty] | F22 | 0 | [10 empty] | No | No
MC202 | Charles Carter Building |  |  |  | MC202-B12/F23 | Function 23 | EN.EN3 Energy Sensor | [6 empty] | F23 | 0 | [10 empty] | No | No
MC202 | Charles Carter Building |  |  |  | MC202-B12/F24 | Function 24 | EN.EN3 Energy Sensor | [6 empty] | F24 | 0 | [10 empty] | No | No
MC202 | Charles Carter Building |  |  |  | MC202-B12/F25 | Function 25 | EN.EN3 Energy Sensor | [6 empty] | F25 | 0 | [10 empty] | No | No
MC202 | Charles Carter Building |  |  |  | MC202-B12/F26 | Function 26 | EN.EN3 Energy Sensor | [6 empty] | F26 | 0 | [10 empty] | No | No
MC202 | Charles Carter Building |  |  |  | MC202-B12/F27 | Function 27 | EN.EN3 Energy Sensor | [6 empty] | F27 | 0 | [10 empty] | No | No
MC202 | Charles Carter Building |  |  |  | MC202-B12/F17 | Function 17 | EN.EN3 Energy Sensor | [6 empty] | F17 | 0 | [10 empty] | No | No
MC202 | Charles Carter Building |  |  |  | MC202-B12/F18 | Function 18 | EN.EN3 Energy Sensor | [6 empty] | F18 | 0 | [10 empty] | No | No
MC202 | Charles Carter Building |  |  |  | MC202-B12/F19 | Supply fan speed | EN.EN3 Energy Sensor | [6 empty] | F19 | 0 | [10 empty] | No | No
MC202 | Charles Carter Building |  |  |  | MC202-B12/F2 | Function 2 | EN.EN3 Energy Sensor | [6 empty] | F2 | 0 | [10 empty] | No | No
MC202 | Charles Carter Building |  |  |  | MC202-B12/F20 | Function 20 | EN.EN3 Energy Sensor | [6 empty] | F20 | 0 | [10 empty] | No | No
MC202 | Charles Carter Building |  |  |  | MC202-B12/F21 | Function 21 | EN.EN3 Energy Sensor | [6 empty] | F21 | 0 | [10 empty] | No | No
MC202 | Charles Carter Building |  |  |  | MC202-B12/F11 | Function 11 | EN.EN3 Energy Sensor | [6 empty] | F11 | 0 | [10 empty] | No | No
MC202 | Charles Carter Building |  |  |  | MC202-B12/F12 | Function 12 | EN.EN3 Energy Sensor | [6 empty] | F12 | 0 | [10 empty] | No | No
MC202 | Charles Carter Building |  |  |  | MC202-B12/F13 | Function 13 | EN.EN3 Energy Sensor | [6 empty] | F13 | 0 | [10 empty] | No | No
MC202 | Charles Carter Building |  |  |  | MC202-B12/F14 | Auto boost setpoint exceeded | EN.EN3 Energy Sensor | [6 empty] | F14 | 0 | [10 empty] | No | No
MC202 | Charles Carter Building |  |  |  | MC202-B12/F15 | Function 15 | EN.EN3 Energy Sensor | [6 empty] | F15 | 0 | [10 empty] | No | No
MC202 | Charles Carter Building |  |  |  | MC202-B12/F16 | Function 16 | EN.EN3 Energy Sensor | [6 empty] | F16 | 0 | [10 empty] | No | No
MC202 | Charles Carter Building |  |  |  | MC202-B12/D4 | Heating valve | EN.EN3 Energy Sensor | [6 empty] | D4 | 0 | [10 empty] | No | No
MC202 | Charles Carter Building | C10 | Office |  | MC202-B12/D4 | Heating valve | EN.EN3 Energy Sensor | [6 empty] | D4 | 0 | [10 empty] | No | No
MC202 | Charles Carter Building | C11 | Office |  | MC202-B12/D4 | Heating valve | EN.EN3 Energy Sensor | [6 empty] | D4 | 0 | [10 empty] | No | No
MC202 | Charles Carter Building | C10 | Office |  | MC202-B12/D5 | Supply fan speed | EN.EN3 Energy Sensor | [6 empty] | D5 | 0 | [10 empty] | No | No
MC202 | Charles Carter Building | C11 | Office |  | MC202-B12/D5 | Supply fan speed | EN.EN3 Energy Sensor | [6 empty] | D5 | 0 | [10 empty] | No | No
MC202 | Charles Carter Building |  |  |  | MC202-B12/D5 | Supply fan speed | EN.EN3 Energy Sensor | [6 empty] | D5 | 0 | [10 empty] | No | No
MC202 | Charles Carter Building |  |  |  | MC202-B12/D6 | Extract fan speed | EN.EN3 Energy Sensor | [6 empty] | D6 | 0 | [10 empty] | No | No
MC202 | Charles Carter Building | C10 | Office |  | MC202-B12/D6 | Extract fan speed | EN.EN3 Energy Sensor | [6 empty] | D6 | 0 | [10 empty] | No | No
MC202 | Charles Carter Building | C11 | Office |  | MC202-B12/D6 | Extract fan speed | EN.EN3 Energy Sensor | [6 empty] | D6 | 0 | [10 empty] | No | No
MC202 | Charles Carter Building |  |  |  | MC202-B12/e1 | 963 Supervisor | EN.EN3 Energy Sensor | [6 empty] | e1 | 0 | [10 empty] | No | No
MC202 | Charles Carter Building |  |  |  | MC202-B12/F1 | Function 1 | EN.EN3 Energy Sensor | [6 empty] | F1 | 0 | [10 empty] | No | No
MC202 | Charles Carter Building |  |  |  | MC202-B12/F10 | Function 10 | EN.EN3 Energy Sensor | [6 empty] | F10 | 0 | [10 empty] | No | No
MC202 | Charles Carter Building |  |  |  | MC202-B12/A14 | Outside air temperature | EN.EN3 Energy Sensor | [6 empty] | A14 | 0 | [10 empty] | No | No
MC202 | Charles Carter Building |  |  |  | MC202-B12/B1 | Frost from MCP | EN.EN3 Energy Sensor | [6 empty] | B1 | 0 | [10 empty] | No | No
MC202 | Charles Carter Building |  |  |  | MC202-B12/B2 | Remote signals | EN.EN3 Energy Sensor | [6 empty] | B2 | 0 | [10 empty] | No | No
MC202 | Charles Carter Building |  |  |  | MC202-B12/C1 | Virtual CNC 1 | EN.EN3 Energy Sensor | [6 empty] | C1 | 0 | [10 empty] | No | No
MC202 | Charles Carter Building |  |  |  | MC202-B12/D1 | Unit enable and fresh air damper | EN.EN3 Energy Sensor | [6 empty] | D1 | 0 | [10 empty] | No | No
MC202 | Charles Carter Building | C10 | Office |  | MC202-B12/D1 | Unit enable and fresh air damper | EN.EN3 Energy Sensor | [6 empty] | D1 | 0 | [10 empty] | No | No
MC202 | Charles Carter Building | C11 | Office |  | MC202-B12/D1 | Unit enable and fresh air damper | EN.EN3 Energy Sensor | [6 empty] | D1 | 0 | [10 empty] | No | No
MC202 | Charles Carter Building |  |  |  | MC202-B12/D2 | Bypass damper | EN.EN3 Energy Sensor | [6 empty] | D2 | 0 | [10 empty] | No | No
MC202 | Charles Carter Building | C10 | Office |  | MC202-B12/D2 | Bypass damper | EN.EN3 Energy Sensor | [6 empty] | D2 | 0 | [10 empty] | No | No
MC202 | Charles Carter Building | C11 | Office |  | MC202-B12/D2 | Bypass damper | EN.EN3 Energy Sensor | [6 empty] | D2 | 0 | [10 empty] | No | No
MC202 | Charles Carter Building |  |  |  | MC202-B12/~59 |  | EN.EN3 Energy Sensor | [6 empty] | ~59 | 0 | [10 empty] | No | No
MC202 | Charles Carter Building |  |  |  | MC202-B12/~6 |  | EN.EN3 Energy Sensor | [6 empty] | ~6 | 0 | [10 empty] | No | No
MC202 | Charles Carter Building |  |  |  | MC202-B12/~60 |  | EN.EN3 Energy Sensor | [6 empty] | ~60 | 0 | [10 empty] | No | No
MC202 | Charles Carter Building |  |  |  | MC202-B12/~7 |  | EN.EN3 Energy Sensor | [6 empty] | ~7 | 0 | [10 empty] | No | No
MC202 | Charles Carter Building |  |  |  | MC202-B12/~8 |  | EN.EN3 Energy Sensor | [6 empty] | ~8 | 0 | [10 empty] | No | No
MC202 | Charles Carter Building |  |  |  | MC202-B12/~9 |  | EN.EN3 Energy Sensor | [6 empty] | ~9 | 0 | [10 empty] | No | No
MC202 | Charles Carter Building |  |  |  | MC202-B12/~53 | Adjustments (night cool knobs) | EN.EN3 Energy Sensor | [6 empty] | ~53 | 0 | [10 empty] | No | No
MC202 | Charles Carter Building |  |  |  | MC202-B12/~54 |  | EN.EN3 Energy Sensor | [6 empty] | ~54 | 0 | [10 empty] | No | No
MC202 | Charles Carter Building |  |  |  | MC202-B12/~55 | Adjustments | EN.EN3 Energy Sensor | [6 empty] | ~55 | 0 | [10 empty] | No | No
MC202 | Charles Carter Building |  |  |  | MC202-B12/~56 | Knobs | EN.EN3 Energy Sensor | [6 empty] | ~56 | 0 | [10 empty] | No | No
MC202 | Charles Carter Building |  |  |  | MC202-B12/~57 | Switches | EN.EN3 Energy Sensor | [6 empty] | ~57 | 0 | [10 empty] | No | No
MC202 | Charles Carter Building |  |  |  | MC202-B12/~58 |  | EN.EN3 Energy Sensor | [6 empty] | ~58 | 0 | [10 empty] | No | No
MC202 | Charles Carter Building |  |  |  | MC202-B12/~48 |  | EN.EN3 Energy Sensor | [6 empty] | ~48 | 0 | [10 empty] | No | No
MC202 | Charles Carter Building |  |  |  | MC202-B12/~49 |  | EN.EN3 Energy Sensor | [6 empty] | ~49 | 0 | [10 empty] | No | No
MC202 | Charles Carter Building |  |  |  | MC202-B12/~5 |  | EN.EN3 Energy Sensor | [6 empty] | ~5 | 0 | [10 empty] | No | No
MC202 | Charles Carter Building |  |  |  | MC202-B12/~50 |  | EN.EN3 Energy Sensor | [6 empty] | ~50 | 0 | [10 empty] | No | No
MC202 | Charles Carter Building |  |  |  | MC202-B12/~51 |  | EN.EN3 Energy Sensor | [6 empty] | ~51 | 0 | [10 empty] | No | No
MC202 | Charles Carter Building |  |  |  | MC202-B12/~52 |  | EN.EN3 Energy Sensor | [6 empty] | ~52 | 0 | [10 empty] | No | No
MC202 | Charles Carter Building |  |  |  | MC202-B12/~42 |  | EN.EN3 Energy Sensor | [6 empty] | ~42 | 0 | [10 empty] | No | No
MC202 | Charles Carter Building |  |  |  | MC202-B12/~43 |  | EN.EN3 Energy Sensor | [6 empty] | ~43 | 0 | [10 empty] | No | No
MC202 | Charles Carter Building |  |  |  | MC202-B12/~44 |  | EN.EN3 Energy Sensor | [6 empty] | ~44 | 0 | [10 empty] | No | No
MC202 | Charles Carter Building |  |  |  | MC202-B12/~45 |  | EN.EN3 Energy Sensor | [6 empty] | ~45 | 0 | [10 empty] | No | No
MC202 | Charles Carter Building |  |  |  | MC202-B12/~46 | Adjustments (knobs) | EN.EN3 Energy Sensor | [6 empty] | ~46 | 0 | [10 empty] | No | No
MC202 | Charles Carter Building |  |  |  | MC202-B12/~47 | Adjustments (switches) | EN.EN3 Energy Sensor | [6 empty] | ~47 | 0 | [10 empty] | No | No
MC202 | Charles Carter Building |  |  |  | MC202-B12/~37 |  | EN.EN3 Energy Sensor | [6 empty] | ~37 | 0 | [10 empty] | No | No
MC202 | Charles Carter Building |  |  |  | MC202-B12/~38 |  | EN.EN3 Energy Sensor | [6 empty] | ~38 | 0 | [10 empty] | No | No
MC202 | Charles Carter Building |  |  |  | MC202-B12/~39 |  | EN.EN3 Energy Sensor | [6 empty] | ~39 | 0 | [10 empty] | No | No
MC202 | Charles Carter Building |  |  |  | MC202-B12/~4 |  | EN.EN3 Energy Sensor | [6 empty] | ~4 | 0 | [10 empty] | No | No
MC202 | Charles Carter Building |  |  |  | MC202-B12/~40 |  | EN.EN3 Energy Sensor | [6 empty] | ~40 | 0 | [10 empty] | No | No
MC202 | Charles Carter Building |  |  |  | MC202-B12/~41 |  | EN.EN3 Energy Sensor | [6 empty] | ~41 | 0 | [10 empty] | No | No
MC202 | Charles Carter Building |  |  |  | MC202-B12/~31 |  | EN.EN3 Energy Sensor | [6 empty] | ~31 | 0 | [10 empty] | No | No
MC202 | Charles Carter Building |  |  |  | MC202-B12/~32 |  | EN.EN3 Energy Sensor | [6 empty] | ~32 | 0 | [10 empty] | No | No
MC202 | Charles Carter Building |  |  |  | MC202-B12/~33 |  | EN.EN3 Energy Sensor | [6 empty] | ~33 | 0 | [10 empty] | No | No
MC202 | Charles Carter Building |  |  |  | MC202-B12/~34 |  | EN.EN3 Energy Sensor | [6 empty] | ~34 | 0 | [10 empty] | No | No
MC202 | Charles Carter Building |  |  |  | MC202-B12/~35 |  | EN.EN3 Energy Sensor | [6 empty] | ~35 | 0 | [10 empty] | No | No
MC202 | Charles Carter Building |  |  |  | MC202-B12/~36 |  | EN.EN3 Energy Sensor | [6 empty] | ~36 | 0 | [10 empty] | No | No
MC202 | Charles Carter Building |  |  |  | MC202-B12/~26 |  | EN.EN3 Energy Sensor | [6 empty] | ~26 | 0 | [10 empty] | No | No
MC202 | Charles Carter Building |  |  |  | MC202-B12/~27 |  | EN.EN3 Energy Sensor | [6 empty] | ~27 | 0 | [10 empty] | No | No
MC202 | Charles Carter Building |  |  |  | MC202-B12/~28 |  | EN.EN3 Energy Sensor | [6 empty] | ~28 | 0 | [10 empty] | No | No
MC202 | Charles Carter Building |  |  |  | MC202-B12/~29 |  | EN.EN3 Energy Sensor | [6 empty] | ~29 | 0 | [10 empty] | No | No
MC202 | Charles Carter Building |  |  |  | MC202-B12/~3 |  | EN.EN3 Energy Sensor | [6 empty] | ~3 | 0 | [10 empty] | No | No
MC202 | Charles Carter Building |  |  |  | MC202-B12/~30 |  | EN.EN3 Energy Sensor | [6 empty] | ~30 | 0 | [10 empty] | No | No
MC202 | Charles Carter Building |  |  |  | MC202-B12/~20 |  | EN.EN3 Energy Sensor | [6 empty] | ~20 | 0 | [10 empty] | No | No
MC202 | Charles Carter Building |  |  |  | MC202-B12/~21 |  | EN.EN3 Energy Sensor | [6 empty] | ~21 | 0 | [10 empty] | No | No
MC202 | Charles Carter Building |  |  |  | MC202-B12/~22 |  | EN.EN3 Energy Sensor | [6 empty] | ~22 | 0 | [10 empty] | No | No
MC202 | Charles Carter Building |  |  |  | MC202-B12/~23 |  | EN.EN3 Energy Sensor | [6 empty] | ~23 | 0 | [10 empty] | No | No
MC202 | Charles Carter Building |  |  |  | MC202-B12/~24 |  | EN.EN3 Energy Sensor | [6 empty] | ~24 | 0 | [10 empty] | No | No
MC202 | Charles Carter Building |  |  |  | MC202-B12/~25 |  | EN.EN3 Energy Sensor | [6 empty] | ~25 | 0 | [10 empty] | No | No
MC202 | Charles Carter Building |  |  |  | MC202-B12/~15 |  | EN.EN3 Energy Sensor | [6 empty] | ~15 | 0 | [10 empty] | No | No
MC202 | Charles Carter Building |  |  |  | MC202-B12/~16 |  | EN.EN3 Energy Sensor | [6 empty] | ~16 | 0 | [10 empty] | No | No
MC202 | Charles Carter Building |  |  |  | MC202-B12/~17 |  | EN.EN3 Energy Sensor | [6 empty] | ~17 | 0 | [10 empty] | No | No
MC202 | Charles Carter Building |  |  |  | MC202-B12/~18 |  | EN.EN3 Energy Sensor | [6 empty] | ~18 | 0 | [10 empty] | No | No
MC202 | Charles Carter Building |  |  |  | MC202-B12/~19 |  | EN.EN3 Energy Sensor | [6 empty] | ~19 | 0 | [10 empty] | No | No
MC202 | Charles Carter Building |  |  |  | MC202-B12/~2 |  | EN.EN3 Energy Sensor | [6 empty] | ~2 | 0 | [10 empty] | No | No
MC202 | Charles Carter Building |  |  |  | MC202-B13/~1 |  | EN.EN3 Energy Sensor | [6 empty] | ~1 | 0 | [10 empty] | No | No
MC202 | Charles Carter Building |  |  |  | MC202-B13/~10 |  | EN.EN3 Energy Sensor | [6 empty] | ~10 | 0 | [10 empty] | No | No
MC202 | Charles Carter Building |  |  |  | MC202-B13/~11 |  | EN.EN3 Energy Sensor | [6 empty] | ~11 | 0 | [10 empty] | No | No
MC202 | Charles Carter Building |  |  |  | MC202-B13/~12 |  | EN.EN3 Energy Sensor | [6 empty] | ~12 | 0 | [10 empty] | No | No
MC202 | Charles Carter Building |  |  |  | MC202-B13/~13 |  | EN.EN3 Energy Sensor | [6 empty] | ~13 | 0 | [10 empty] | No | No
MC202 | Charles Carter Building |  |  |  | MC202-B13/~14 |  | EN.EN3 Energy Sensor | [6 empty] | ~14 | 0 | [10 empty] | No | No
MC202 | Charles Carter Building |  |  |  | MC202-B13/Y2 | CO2 V | EN.EN3 Energy Sensor | [6 empty] | Y2 | 0 | [10 empty] | No | No
MC202 | Charles Carter Building |  |  |  | MC202-B13/Y3 | 4DIX V | EN.EN3 Energy Sensor | [6 empty] | Y3 | 0 | [10 empty] | No | No
MC202 | Charles Carter Building |  |  |  | MC202-B13/Z1 | Local time clock | EN.EN3 Energy Sensor | [6 empty] | Z1 | 0 | [10 empty] | No | No
MC202 | Charles Carter Building | D02b | PGR Office |  | MC202-B13/Z1 | Local time clock | EN.EN3 Energy Sensor | [6 empty] | Z1 | 0 | [10 empty] | No | No
MC202 | Charles Carter Building | D02a | PGR Office |  | MC202-B13/Z1 | Local time clock | EN.EN3 Energy Sensor | [6 empty] | Z1 | 0 | [10 empty] | No | No
MC202 | Charles Carter Building |  |  |  | MC202-B13/W2 | Commissioning mode | EN.EN3 Energy Sensor | [6 empty] | W2 | 0 | [10 empty] | No | No
MC202 | Charles Carter Building | D02b | PGR Office |  | MC202-B13/W2 | Commissioning mode | EN.EN3 Energy Sensor | [6 empty] | W2 | 0 | [10 empty] | No | No
MC202 | Charles Carter Building | D02a | PGR Office |  | MC202-B13/W2 | Commissioning mode | EN.EN3 Energy Sensor | [6 empty] | W2 | 0 | [10 empty] | No | No
MC202 | Charles Carter Building |  |  |  | MC202-B13/W3 | Enable boost mode | EN.EN3 Energy Sensor | [6 empty] | W3 | 0 | [10 empty] | No | No
MC202 | Charles Carter Building | D02b | PGR Office |  | MC202-B13/W3 | Enable boost mode | EN.EN3 Energy Sensor | [6 empty] | W3 | 0 | [10 empty] | No | No
MC202 | Charles Carter Building | D02a | PGR Office |  | MC202-B13/W3 | Enable boost mode | EN.EN3 Energy Sensor | [6 empty] | W3 | 0 | [10 empty] | No | No
MC202 | Charles Carter Building |  |  |  | MC202-B13/W4 | Freeze protection reset | EN.EN3 Energy Sensor | [6 empty] | W4 | 0 | [10 empty] | No | No
MC202 | Charles Carter Building | D02b | PGR Office |  | MC202-B13/W4 | Freeze protection reset | EN.EN3 Energy Sensor | [6 empty] | W4 | 0 | [10 empty] | No | No
MC202 | Charles Carter Building | D02a | PGR Office |  | MC202-B13/W4 | Freeze protection reset | EN.EN3 Energy Sensor | [6 empty] | W4 | 0 | [10 empty] | No | No
MC202 | Charles Carter Building |  |  |  | MC202-B13/W5 | Enable alarms | EN.EN3 Energy Sensor | [6 empty] | W5 | 0 | [10 empty] | No | No
MC202 | Charles Carter Building | D02b | PGR Office |  | MC202-B13/W5 | Enable alarms | EN.EN3 Energy Sensor | [6 empty] | W5 | 0 | [10 empty] | No | No
MC202 | Charles Carter Building | D02a | PGR Office |  | MC202-B13/W5 | Enable alarms | EN.EN3 Energy Sensor | [6 empty] | W5 | 0 | [10 empty] | No | No
MC202 | Charles Carter Building |  |  |  | MC202-B13/W6 | Manual off | EN.EN3 Energy Sensor | [6 empty] | W6 | 0 | [10 empty] | No | No
MC202 | Charles Carter Building | D02b | PGR Office |  | MC202-B13/W6 | Manual off | EN.EN3 Energy Sensor | [6 empty] | W6 | 0 | [10 empty] | No | No
MC202 | Charles Carter Building | D02a | PGR Office |  | MC202-B13/W6 | Manual off | EN.EN3 Energy Sensor | [6 empty] | W6 | 0 | [10 empty] | No | No
MC202 | Charles Carter Building |  |  |  | MC202-B13/Y1 | Trend Thermistor | EN.EN3 Energy Sensor | [6 empty] | Y1 | 0 | [10 empty] | No | No
MC202 | Charles Carter Building |  |  |  | MC202-B13/S14 | Outside air temperature | EN.EN3 Energy Sensor | [6 empty] | S14 | 0 | [10 empty] | No | No
MC202 | Charles Carter Building | D02b | PGR Office |  | MC202-B13/S14 | Outside air temperature | EN.EN3 Energy Sensor | [6 empty] | S14 | 0 | [10 empty] | No | No
MC202 | Charles Carter Building | D02a | PGR Office |  | MC202-B13/S14 | Outside air temperature | EN.EN3 Energy Sensor | [6 empty] | S14 | 0 | [10 empty] | No | No
MC202 | Charles Carter Building |  |  |  | MC202-B13/S15 | Bypass damper | EN.EN3 Energy Sensor | [6 empty] | S15 | 0 | [10 empty] | No | No
MC202 | Charles Carter Building | D02b | PGR Office |  | MC202-B13/S15 | Bypass damper | EN.EN3 Energy Sensor | [6 empty] | S15 | 0 | [10 empty] | No | No
MC202 | Charles Carter Building | D02a | PGR Office |  | MC202-B13/S15 | Bypass damper | EN.EN3 Energy Sensor | [6 empty] | S15 | 0 | [10 empty] | No | No
MC202 | Charles Carter Building | D02b | PGR Office |  | MC202-B13/S2 | Return temperature | EN.EN3 Energy Sensor | [6 empty] | S2 | 0 | [10 empty] | No | No
MC202 | Charles Carter Building | D02a | PGR Office |  | MC202-B13/S2 | Return temperature | EN.EN3 Energy Sensor | [6 empty] | S2 | 0 | [10 empty] | No | No
MC202 | Charles Carter Building |  |  |  | MC202-B13/S2 | Return temperature | EN.EN3 Energy Sensor | [6 empty] | S2 | 0 | [10 empty] | No | No
MC202 | Charles Carter Building |  |  |  | MC202-B13/S3 | Extract CO2 level | EN.EN3 Energy Sensor | [6 empty] | S3 | 0 | [10 empty] | No | No
MC202 | Charles Carter Building | D02b | PGR Office |  | MC202-B13/S3 | Extract CO2 level | EN.EN3 Energy Sensor | [6 empty] | S3 | 0 | [10 empty] | No | No
MC202 | Charles Carter Building | D02a | PGR Office |  | MC202-B13/S3 | Extract CO2 level | EN.EN3 Energy Sensor | [6 empty] | S3 | 0 | [10 empty] | No | No
MC202 | Charles Carter Building | D02b | PGR Office |  | MC202-B13/S4 | DIM Module | EN.EN3 Energy Sensor | [6 empty] | S4 | 0 | [10 empty] | No | No
MC202 | Charles Carter Building | D02a | PGR Office |  | MC202-B13/S4 | DIM Module | EN.EN3 Energy Sensor | [6 empty] | S4 | 0 | [10 empty] | No | No
MC202 | Charles Carter Building |  |  |  | MC202-B13/S4 | DIM Module | EN.EN3 Energy Sensor | [6 empty] | S4 | 0 | [10 empty] | No | No
MC202 | Charles Carter Building |  |  |  | MC202-B13/V1 |  | EN.EN3 Energy Sensor | [6 empty] | V1 | 0 | [10 empty] | No | No
MC202 | Charles Carter Building |  |  |  | MC202-B13/P6 | Common fault signal | EN.EN3 Energy Sensor | [6 empty] | P6 | 0 | [10 empty] | No | No
MC202 | Charles Carter Building |  |  |  | MC202-B13/Q1 | Sequence Table 1 | EN.EN3 Energy Sensor | [6 empty] | Q1 | 0 | [10 empty] | No | No
MC202 | Charles Carter Building | D02b | PGR Office |  | MC202-B13/S1 | Supply air temperature | EN.EN3 Energy Sensor | [6 empty] | S1 | 0 | [10 empty] | No | No
MC202 | Charles Carter Building | D02a | PGR Office |  | MC202-B13/S1 | Supply air temperature | EN.EN3 Energy Sensor | [6 empty] | S1 | 0 | [10 empty] | No | No
MC202 | Charles Carter Building |  |  |  | MC202-B13/S1 | Supply air temperature | EN.EN3 Energy Sensor | [6 empty] | S1 | 0 | [10 empty] | No | No
MC202 | Charles Carter Building |  |  |  | MC202-B13/S11 | Class vent heating demand | EN.EN3 Energy Sensor | [6 empty] | S11 | 0 | [10 empty] | No | No
MC202 | Charles Carter Building | D02b | PGR Office |  | MC202-B13/S11 | Class vent heating demand | EN.EN3 Energy Sensor | [6 empty] | S11 | 0 | [10 empty] | No | No
MC202 | Charles Carter Building | D02a | PGR Office |  | MC202-B13/S11 | Class vent heating demand | EN.EN3 Energy Sensor | [6 empty] | S11 | 0 | [10 empty] | No | No
MC202 | Charles Carter Building |  |  |  | MC202-B13/S12 | Supply fan speed | EN.EN3 Energy Sensor | [6 empty] | S12 | 0 | [10 empty] | No | No
MC202 | Charles Carter Building | D02b | PGR Office |  | MC202-B13/S12 | Supply fan speed | EN.EN3 Energy Sensor | [6 empty] | S12 | 0 | [10 empty] | No | No
MC202 | Charles Carter Building | D02a | PGR Office |  | MC202-B13/S12 | Supply fan speed | EN.EN3 Energy Sensor | [6 empty] | S12 | 0 | [10 empty] | No | No
MC202 | Charles Carter Building |  |  |  | MC202-B13/S13 | Extract fan speed | EN.EN3 Energy Sensor | [6 empty] | S13 | 0 | [10 empty] | No | No
MC202 | Charles Carter Building | D02b | PGR Office |  | MC202-B13/S13 | Extract fan speed | EN.EN3 Energy Sensor | [6 empty] | S13 | 0 | [10 empty] | No | No
MC202 | Charles Carter Building | D02a | PGR Office |  | MC202-B13/S13 | Extract fan speed | EN.EN3 Energy Sensor | [6 empty] | S13 | 0 | [10 empty] | No | No
MC202 | Charles Carter Building |  |  |  | MC202-B13/P14 | Outside air temperature | EN.EN3 Energy Sensor | [6 empty] | P14 | 0 | [10 empty] | No | No
MC202 | Charles Carter Building |  |  |  | MC202-B13/P15 | Bypass damper | EN.EN3 Energy Sensor | [6 empty] | P15 | 0 | [10 empty] | No | No
MC202 | Charles Carter Building |  |  |  | MC202-B13/P2 | Return temperature | EN.EN3 Energy Sensor | [6 empty] | P2 | 0 | [10 empty] | No | No
MC202 | Charles Carter Building |  |  |  | MC202-B13/P3 | Extract CO2 level | EN.EN3 Energy Sensor | [6 empty] | P3 | 0 | [10 empty] | No | No
MC202 | Charles Carter Building |  |  |  | MC202-B13/P4 | DIM Module | EN.EN3 Energy Sensor | [6 empty] | P4 | 0 | [10 empty] | No | No
MC202 | Charles Carter Building |  |  |  | MC202-B13/P5 | Common fault signal | EN.EN3 Energy Sensor | [6 empty] | P5 | 0 | [10 empty] | No | No
MC202 | Charles Carter Building |  |  |  | MC202-B13/N2 | IC Comms 2 | EN.EN3 Energy Sensor | [6 empty] | N2 | 0 | [10 empty] | No | No
MC202 | Charles Carter Building |  |  |  | MC202-B13/o1 | Alarm Route 1 | EN.EN3 Energy Sensor | [6 empty] | o1 | 0 | [10 empty] | No | No
MC202 | Charles Carter Building |  |  |  | MC202-B13/P1 | Supply air temperature | EN.EN3 Energy Sensor | [6 empty] | P1 | 0 | [10 empty] | No | No
MC202 | Charles Carter Building |  |  |  | MC202-B13/P11 | Class vent heating demand | EN.EN3 Energy Sensor | [6 empty] | P11 | 0 | [10 empty] | No | No
MC202 | Charles Carter Building |  |  |  | MC202-B13/P12 | Supply fan speed | EN.EN3 Energy Sensor | [6 empty] | P12 | 0 | [10 empty] | No | No
MC202 | Charles Carter Building |  |  |  | MC202-B13/P13 | Extract fan speed | EN.EN3 Energy Sensor | [6 empty] | P13 | 0 | [10 empty] | No | No
MC202 | Charles Carter Building |  |  |  | MC202-B13/L3 | Fan Speed [CO2] | EN.EN3 Energy Sensor | [6 empty] | L3 | 0 | [10 empty] | No | No
MC202 | Charles Carter Building | D02b | PGR Office |  | MC202-B13/L3 | Fan Speed [CO2] | EN.EN3 Energy Sensor | [6 empty] | L3 | 0 | [10 empty] | No | No
MC202 | Charles Carter Building | D02a | PGR Office |  | MC202-B13/L3 | Fan Speed [CO2] | EN.EN3 Energy Sensor | [6 empty] | L3 | 0 | [10 empty] | No | No
MC202 | Charles Carter Building |  |  |  | MC202-B13/L4 | Fan Speed [Clg] | EN.EN3 Energy Sensor | [6 empty] | L4 | 0 | [10 empty] | No | No
MC202 | Charles Carter Building | D02b | PGR Office |  | MC202-B13/L4 | Fan Speed [Clg] | EN.EN3 Energy Sensor | [6 empty] | L4 | 0 | [10 empty] | No | No
MC202 | Charles Carter Building | D02a | PGR Office |  | MC202-B13/L4 | Fan Speed [Clg] | EN.EN3 Energy Sensor | [6 empty] | L4 | 0 | [10 empty] | No | No
MC202 | Charles Carter Building | D02a | PGR Office |  | MC202-B13/L5 | Loop 5 | EN.EN3 Energy Sensor | [6 empty] | L5 | 0 | [10 empty] | No | No
MC202 | Charles Carter Building |  |  |  | MC202-B13/L5 | Loop 5 | EN.EN3 Energy Sensor | [6 empty] | L5 | 0 | [10 empty] | No | No
MC202 | Charles Carter Building | D02b | PGR Office |  | MC202-B13/L5 | Loop 5 | EN.EN3 Energy Sensor | [6 empty] | L5 | 0 | [10 empty] | No | No
MC202 | Charles Carter Building |  |  |  | MC202-B13/L6 | Loop 6 | EN.EN3 Energy Sensor | [6 empty] | L6 | 0 | [10 empty] | No | No
MC202 | Charles Carter Building | D02b | PGR Office |  | MC202-B13/L6 | Loop 6 | EN.EN3 Energy Sensor | [6 empty] | L6 | 0 | [10 empty] | No | No
MC202 | Charles Carter Building | D02a | PGR Office |  | MC202-B13/L6 | Loop 6 | EN.EN3 Energy Sensor | [6 empty] | L6 | 0 | [10 empty] | No | No
MC202 | Charles Carter Building |  |  |  | MC202-B13/n1 | IC Comms 1 | EN.EN3 Energy Sensor | [6 empty] | n1 | 0 | [10 empty] | No | No
MC202 | Charles Carter Building |  |  |  | MC202-B13/K6 | OccupancyClgTempSP | EN.EN3 Energy Sensor | [6 empty] | K6 | 0 | [10 empty] | No | No
MC202 | Charles Carter Building | D02b | PGR Office |  | MC202-B13/K6 | OccupancyClgTempSP | EN.EN3 Energy Sensor | [6 empty] | K6 | 0 | [10 empty] | No | No
MC202 | Charles Carter Building | D02a | PGR Office |  | MC202-B13/K6 | OccupancyClgTempSP | EN.EN3 Energy Sensor | [6 empty] | K6 | 0 | [10 empty] | No | No
MC202 | Charles Carter Building |  |  |  | MC202-B13/K7 | Free cooling temperature setpoint | EN.EN3 Energy Sensor | [6 empty] | K7 | 0 | [10 empty] | No | No
MC202 | Charles Carter Building | D02b | PGR Office |  | MC202-B13/K7 | Free cooling temperature setpoint | EN.EN3 Energy Sensor | [6 empty] | K7 | 0 | [10 empty] | No | No
MC202 | Charles Carter Building | D02a | PGR Office |  | MC202-B13/K7 | Free cooling temperature setpoint | EN.EN3 Energy Sensor | [6 empty] | K7 | 0 | [10 empty] | No | No
MC202 | Charles Carter Building |  |  |  | MC202-B13/K8 | Spare | EN.EN3 Energy Sensor | [6 empty] | K8 | 0 | [10 empty] | No | No
MC202 | Charles Carter Building | D02b | PGR Office |  | MC202-B13/K8 | Spare | EN.EN3 Energy Sensor | [6 empty] | K8 | 0 | [10 empty] | No | No
MC202 | Charles Carter Building | D02a | PGR Office |  | MC202-B13/K8 | Spare | EN.EN3 Energy Sensor | [6 empty] | K8 | 0 | [10 empty] | No | No
MC202 | Charles Carter Building |  |  |  | MC202-B13/K9 | Supply air low limit | EN.EN3 Energy Sensor | [6 empty] | K9 | 0 | [10 empty] | No | No
MC202 | Charles Carter Building | D02b | PGR Office |  | MC202-B13/K9 | Supply air low limit | EN.EN3 Energy Sensor | [6 empty] | K9 | 0 | [10 empty] | No | No
MC202 | Charles Carter Building | D02a | PGR Office |  | MC202-B13/K9 | Supply air low limit | EN.EN3 Energy Sensor | [6 empty] | K9 | 0 | [10 empty] | No | No
MC202 | Charles Carter Building |  |  |  | MC202-B13/L1 | Loop 1 | EN.EN3 Energy Sensor | [6 empty] | L1 | 0 | [10 empty] | No | No
MC202 | Charles Carter Building | D02b | PGR Office |  | MC202-B13/L1 | Loop 1 | EN.EN3 Energy Sensor | [6 empty] | L1 | 0 | [10 empty] | No | No
MC202 | Charles Carter Building | D02a | PGR Office |  | MC202-B13/L1 | Loop 1 | EN.EN3 Energy Sensor | [6 empty] | L1 | 0 | [10 empty] | No | No
MC202 | Charles Carter Building |  |  |  | MC202-B13/L2 | Supply air low limit | EN.EN3 Energy Sensor | [6 empty] | L2 | 0 | [10 empty] | No | No
MC202 | Charles Carter Building | D02b | PGR Office |  | MC202-B13/L2 | Supply air low limit | EN.EN3 Energy Sensor | [6 empty] | L2 | 0 | [10 empty] | No | No
MC202 | Charles Carter Building | D02a | PGR Office |  | MC202-B13/L2 | Supply air low limit | EN.EN3 Energy Sensor | [6 empty] | L2 | 0 | [10 empty] | No | No
MC202 | Charles Carter Building |  |  |  | MC202-B13/K22 | Night time cooling extract fan speed | EN.EN3 Energy Sensor | [6 empty] | K22 | 0 | [10 empty] | No | No
MC202 | Charles Carter Building | D02b | PGR Office |  | MC202-B13/K22 | Night time cooling extract fan speed | EN.EN3 Energy Sensor | [6 empty] | K22 | 0 | [10 empty] | No | No
MC202 | Charles Carter Building | D02a | PGR Office |  | MC202-B13/K22 | Night time cooling extract fan speed | EN.EN3 Energy Sensor | [6 empty] | K22 | 0 | [10 empty] | No | No
MC202 | Charles Carter Building |  |  |  | MC202-B13/K23 | Night time cool temperature setpoint | EN.EN3 Energy Sensor | [6 empty] | K23 | 0 | [10 empty] | No | No
MC202 | Charles Carter Building | D02b | PGR Office |  | MC202-B13/K23 | Night time cool temperature setpoint | EN.EN3 Energy Sensor | [6 empty] | K23 | 0 | [10 empty] | No | No
MC202 | Charles Carter Building | D02a | PGR Office |  | MC202-B13/K23 | Night time cool temperature setpoint | EN.EN3 Energy Sensor | [6 empty] | K23 | 0 | [10 empty] | No | No
MC202 | Charles Carter Building | D02a | PGR Office |  | MC202-B13/K24 | Night cooling supply air low limit | EN.EN3 Energy Sensor | [6 empty] | K24 | 0 | [10 empty] | No | No
MC202 | Charles Carter Building |  |  |  | MC202-B13/K24 | Night cooling supply air low limit | EN.EN3 Energy Sensor | [6 empty] | K24 | 0 | [10 empty] | No | No
MC202 | Charles Carter Building | D02b | PGR Office |  | MC202-B13/K24 | Night cooling supply air low limit | EN.EN3 Energy Sensor | [6 empty] | K24 | 0 | [10 empty] | No | No
MC202 | Charles Carter Building |  |  |  | MC202-B13/K3 | Room frost protection | EN.EN3 Energy Sensor | [6 empty] | K3 | 0 | [10 empty] | No | No
MC202 | Charles Carter Building | D02b | PGR Office |  | MC202-B13/K3 | Room frost protection | EN.EN3 Energy Sensor | [6 empty] | K3 | 0 | [10 empty] | No | No
MC202 | Charles Carter Building | D02a | PGR Office |  | MC202-B13/K3 | Room frost protection | EN.EN3 Energy Sensor | [6 empty] | K3 | 0 | [10 empty] | No | No
MC202 | Charles Carter Building | D02b | PGR Office |  | MC202-B13/K4 | Spare | EN.EN3 Energy Sensor | [6 empty] | K4 | 0 | [10 empty] | No | No
MC202 | Charles Carter Building | D02a | PGR Office |  | MC202-B13/K4 | Spare | EN.EN3 Energy Sensor | [6 empty] | K4 | 0 | [10 empty] | No | No
MC202 | Charles Carter Building |  |  |  | MC202-B13/K4 | Spare | EN.EN3 Energy Sensor | [6 empty] | K4 | 0 | [10 empty] | No | No
MC202 | Charles Carter Building |  |  |  | MC202-B13/K5 | Occupancy heating temperature setpoint | EN.EN3 Energy Sensor | [6 empty] | K5 | 0 | [10 empty] | No | No
MC202 | Charles Carter Building | D02b | PGR Office |  | MC202-B13/K5 | Occupancy heating temperature setpoint | EN.EN3 Energy Sensor | [6 empty] | K5 | 0 | [10 empty] | No | No
MC202 | Charles Carter Building | D02a | PGR Office |  | MC202-B13/K5 | Occupancy heating temperature setpoint | EN.EN3 Energy Sensor | [6 empty] | K5 | 0 | [10 empty] | No | No
MC202 | Charles Carter Building |  |  |  | MC202-B13/K17 | Supply fan minimum speed | EN.EN3 Energy Sensor | [6 empty] | K17 | 0 | [10 empty] | No | No
MC202 | Charles Carter Building | D02b | PGR Office |  | MC202-B13/K17 | Supply fan minimum speed | EN.EN3 Energy Sensor | [6 empty] | K17 | 0 | [10 empty] | No | No
MC202 | Charles Carter Building | D02a | PGR Office |  | MC202-B13/K17 | Supply fan minimum speed | EN.EN3 Energy Sensor | [6 empty] | K17 | 0 | [10 empty] | No | No
MC202 | Charles Carter Building |  |  |  | MC202-B13/K18 | Supply fan max speed | EN.EN3 Energy Sensor | [6 empty] | K18 | 0 | [10 empty] | No | No
MC202 | Charles Carter Building | D02b | PGR Office |  | MC202-B13/K18 | Supply fan max speed | EN.EN3 Energy Sensor | [6 empty] | K18 | 0 | [10 empty] | No | No
MC202 | Charles Carter Building | D02a | PGR Office |  | MC202-B13/K18 | Supply fan max speed | EN.EN3 Energy Sensor | [6 empty] | K18 | 0 | [10 empty] | No | No
MC202 | Charles Carter Building |  |  |  | MC202-B13/K19 | Supply fan startup speed | EN.EN3 Energy Sensor | [6 empty] | K19 | 0 | [10 empty] | No | No
MC202 | Charles Carter Building | D02b | PGR Office |  | MC202-B13/K19 | Supply fan startup speed | EN.EN3 Energy Sensor | [6 empty] | K19 | 0 | [10 empty] | No | No
MC202 | Charles Carter Building | D02a | PGR Office |  | MC202-B13/K19 | Supply fan startup speed | EN.EN3 Energy Sensor | [6 empty] | K19 | 0 | [10 empty] | No | No
MC202 | Charles Carter Building |  |  |  | MC202-B13/K2 | Unit freeze protection | EN.EN3 Energy Sensor | [6 empty] | K2 | 0 | [10 empty] | No | No
MC202 | Charles Carter Building | D02b | PGR Office |  | MC202-B13/K2 | Unit freeze protection | EN.EN3 Energy Sensor | [6 empty] | K2 | 0 | [10 empty] | No | No
MC202 | Charles Carter Building | D02a | PGR Office |  | MC202-B13/K2 | Unit freeze protection | EN.EN3 Energy Sensor | [6 empty] | K2 | 0 | [10 empty] | No | No
MC202 | Charles Carter Building |  |  |  | MC202-B13/K20 | Extract fan startup speed | EN.EN3 Energy Sensor | [6 empty] | K20 | 0 | [10 empty] | No | No
MC202 | Charles Carter Building | D02b | PGR Office |  | MC202-B13/K20 | Extract fan startup speed | EN.EN3 Energy Sensor | [6 empty] | K20 | 0 | [10 empty] | No | No
MC202 | Charles Carter Building | D02a | PGR Office |  | MC202-B13/K20 | Extract fan startup speed | EN.EN3 Energy Sensor | [6 empty] | K20 | 0 | [10 empty] | No | No
MC202 | Charles Carter Building |  |  |  | MC202-B13/K21 | Night time cooling supply fan speed | EN.EN3 Energy Sensor | [6 empty] | K21 | 0 | [10 empty] | No | No
MC202 | Charles Carter Building | D02b | PGR Office |  | MC202-B13/K21 | Night time cooling supply fan speed | EN.EN3 Energy Sensor | [6 empty] | K21 | 0 | [10 empty] | No | No
MC202 | Charles Carter Building | D02a | PGR Office |  | MC202-B13/K21 | Night time cooling supply fan speed | EN.EN3 Energy Sensor | [6 empty] | K21 | 0 | [10 empty] | No | No
MC202 | Charles Carter Building |  |  |  | MC202-B13/K10 | Extract fan min speed | EN.EN3 Energy Sensor | [6 empty] | K10 | 0 | [10 empty] | No | No
MC202 | Charles Carter Building | D02b | PGR Office |  | MC202-B13/K10 | Extract fan min speed | EN.EN3 Energy Sensor | [6 empty] | K10 | 0 | [10 empty] | No | No
MC202 | Charles Carter Building | D02a | PGR Office |  | MC202-B13/K10 | Extract fan min speed | EN.EN3 Energy Sensor | [6 empty] | K10 | 0 | [10 empty] | No | No
MC202 | Charles Carter Building |  |  |  | MC202-B13/K11 | Extract fan max speed | EN.EN3 Energy Sensor | [6 empty] | K11 | 0 | [10 empty] | No | No
MC202 | Charles Carter Building | D02b | PGR Office |  | MC202-B13/K11 | Extract fan max speed | EN.EN3 Energy Sensor | [6 empty] | K11 | 0 | [10 empty] | No | No
MC202 | Charles Carter Building | D02a | PGR Office |  | MC202-B13/K11 | Extract fan max speed | EN.EN3 Energy Sensor | [6 empty] | K11 | 0 | [10 empty] | No | No
MC202 | Charles Carter Building |  |  |  | MC202-B13/K12 | Spare | EN.EN3 Energy Sensor | [6 empty] | K12 | 0 | [10 empty] | No | No
MC202 | Charles Carter Building | D02b | PGR Office |  | MC202-B13/K12 | Spare | EN.EN3 Energy Sensor | [6 empty] | K12 | 0 | [10 empty] | No | No
MC202 | Charles Carter Building | D02a | PGR Office |  | MC202-B13/K12 | Spare | EN.EN3 Energy Sensor | [6 empty] | K12 | 0 | [10 empty] | No | No
MC202 | Charles Carter Building |  |  |  | MC202-B13/K14 | Occupancy CO2 level | EN.EN3 Energy Sensor | [6 empty] | K14 | 0 | [10 empty] | No | No
MC202 | Charles Carter Building | D02b | PGR Office |  | MC202-B13/K14 | Occupancy CO2 level | EN.EN3 Energy Sensor | [6 empty] | K14 | 0 | [10 empty] | No | No
MC202 | Charles Carter Building | D02a | PGR Office |  | MC202-B13/K14 | Occupancy CO2 level | EN.EN3 Energy Sensor | [6 empty] | K14 | 0 | [10 empty] | No | No
MC202 | Charles Carter Building |  |  |  | MC202-B13/K15 | Outside air night cooling level | EN.EN3 Energy Sensor | [6 empty] | K15 | 0 | [10 empty] | No | No
MC202 | Charles Carter Building | D02b | PGR Office |  | MC202-B13/K15 | Outside air night cooling level | EN.EN3 Energy Sensor | [6 empty] | K15 | 0 | [10 empty] | No | No
MC202 | Charles Carter Building | D02a | PGR Office |  | MC202-B13/K15 | Outside air night cooling level | EN.EN3 Energy Sensor | [6 empty] | K15 | 0 | [10 empty] | No | No
MC202 | Charles Carter Building |  |  |  | MC202-B13/K16 | Supply air high limit | EN.EN3 Energy Sensor | [6 empty] | K16 | 0 | [10 empty] | No | No
MC202 | Charles Carter Building | D02b | PGR Office |  | MC202-B13/K16 | Supply air high limit | EN.EN3 Energy Sensor | [6 empty] | K16 | 0 | [10 empty] | No | No
MC202 | Charles Carter Building | D02a | PGR Office |  | MC202-B13/K16 | Supply air high limit | EN.EN3 Energy Sensor | [6 empty] | K16 | 0 | [10 empty] | No | No
MC202 | Charles Carter Building |  |  |  | MC202-B13/I24 | Extract fan fault | EN.EN3 Energy Sensor | [6 empty] | I24 | 0 | [10 empty] | No | No
MC202 | Charles Carter Building | D02b | PGR Office |  | MC202-B13/I24 | Extract fan fault | EN.EN3 Energy Sensor | [6 empty] | I24 | 0 | [10 empty] | No | No
MC202 | Charles Carter Building | D02a | PGR Office |  | MC202-B13/I24 | Extract fan fault | EN.EN3 Energy Sensor | [6 empty] | I24 | 0 | [10 empty] | No | No
MC202 | Charles Carter Building | D02b | PGR Office |  | MC202-B13/I25 | Class vent enable | EN.EN3 Energy Sensor | [6 empty] | I25 | 0 | [10 empty] | No | No
MC202 | Charles Carter Building | D02a | PGR Office |  | MC202-B13/I25 | Class vent enable | EN.EN3 Energy Sensor | [6 empty] | I25 | 0 | [10 empty] | No | No
MC202 | Charles Carter Building |  |  |  | MC202-B13/I25 | Class vent enable | EN.EN3 Energy Sensor | [6 empty] | I25 | 0 | [10 empty] | No | No
MC202 | Charles Carter Building | D02b | PGR Office |  | MC202-B13/I30 | Common fault signal | EN.EN3 Energy Sensor | [6 empty] | I30 | 0 | [10 empty] | No | No
MC202 | Charles Carter Building | D02a | PGR Office |  | MC202-B13/I30 | Common fault signal | EN.EN3 Energy Sensor | [6 empty] | I30 | 0 | [10 empty] | No | No
MC202 | Charles Carter Building |  |  |  | MC202-B13/I30 | Common fault signal | EN.EN3 Energy Sensor | [6 empty] | I30 | 0 | [10 empty] | No | No
MC202 | Charles Carter Building | D02a | PGR Office |  | MC202-B13/I5 | On-Off selector | EN.EN3 Energy Sensor | [6 empty] | I5 | 0 | [10 empty] | No | No
MC202 | Charles Carter Building |  |  |  | MC202-B13/I5 | On-Off selector | EN.EN3 Energy Sensor | [6 empty] | I5 | 0 | [10 empty] | No | No
MC202 | Charles Carter Building | D02b | PGR Office |  | MC202-B13/I5 | On-Off selector | EN.EN3 Energy Sensor | [6 empty] | I5 | 0 | [10 empty] | No | No
MC202 | Charles Carter Building |  |  |  | MC202-B13/I6 | Frost thermostat trip | EN.EN3 Energy Sensor | [6 empty] | I6 | 0 | [10 empty] | No | No
MC202 | Charles Carter Building | D02b | PGR Office |  | MC202-B13/I6 | Frost thermostat trip | EN.EN3 Energy Sensor | [6 empty] | I6 | 0 | [10 empty] | No | No
MC202 | Charles Carter Building | D02a | PGR Office |  | MC202-B13/I6 | Frost thermostat trip | EN.EN3 Energy Sensor | [6 empty] | I6 | 0 | [10 empty] | No | No
MC202 | Charles Carter Building | D02b | PGR Office |  | MC202-B13/K1 | Spare | EN.EN3 Energy Sensor | [6 empty] | K1 | 0 | [10 empty] | No | No
MC202 | Charles Carter Building | D02a | PGR Office |  | MC202-B13/K1 | Spare | EN.EN3 Energy Sensor | [6 empty] | K1 | 0 | [10 empty] | No | No
MC202 | Charles Carter Building |  |  |  | MC202-B13/K1 | Spare | EN.EN3 Energy Sensor | [6 empty] | K1 | 0 | [10 empty] | No | No
MC202 | Charles Carter Building |  |  |  | MC202-B13/I18 | Auto boost mode | EN.EN3 Energy Sensor | [6 empty] | I18 | 0 | [10 empty] | No | No
MC202 | Charles Carter Building | D02b | PGR Office |  | MC202-B13/I18 | Auto boost mode | EN.EN3 Energy Sensor | [6 empty] | I18 | 0 | [10 empty] | No | No
MC202 | Charles Carter Building | D02a | PGR Office |  | MC202-B13/I18 | Auto boost mode | EN.EN3 Energy Sensor | [6 empty] | I18 | 0 | [10 empty] | No | No
MC202 | Charles Carter Building |  |  |  | MC202-B13/I19 | Night cooling | EN.EN3 Energy Sensor | [6 empty] | I19 | 0 | [10 empty] | No | No
MC202 | Charles Carter Building | D02b | PGR Office |  | MC202-B13/I19 | Night cooling | EN.EN3 Energy Sensor | [6 empty] | I19 | 0 | [10 empty] | No | No
MC202 | Charles Carter Building | D02a | PGR Office |  | MC202-B13/I19 | Night cooling | EN.EN3 Energy Sensor | [6 empty] | I19 | 0 | [10 empty] | No | No
MC202 | Charles Carter Building |  |  |  | MC202-B13/I20 | Full fresh air | EN.EN3 Energy Sensor | [6 empty] | I20 | 0 | [10 empty] | No | No
MC202 | Charles Carter Building | D02b | PGR Office |  | MC202-B13/I20 | Full fresh air | EN.EN3 Energy Sensor | [6 empty] | I20 | 0 | [10 empty] | No | No
MC202 | Charles Carter Building | D02a | PGR Office |  | MC202-B13/I20 | Full fresh air | EN.EN3 Energy Sensor | [6 empty] | I20 | 0 | [10 empty] | No | No
MC202 | Charles Carter Building |  |  |  | MC202-B13/I21 | Open bypass damper | EN.EN3 Energy Sensor | [6 empty] | I21 | 0 | [10 empty] | No | No
MC202 | Charles Carter Building | D02b | PGR Office |  | MC202-B13/I21 | Open bypass damper | EN.EN3 Energy Sensor | [6 empty] | I21 | 0 | [10 empty] | No | No
MC202 | Charles Carter Building | D02a | PGR Office |  | MC202-B13/I21 | Open bypass damper | EN.EN3 Energy Sensor | [6 empty] | I21 | 0 | [10 empty] | No | No
MC202 | Charles Carter Building |  |  |  | MC202-B13/I22 | Unit freeze protection | EN.EN3 Energy Sensor | [6 empty] | I22 | 0 | [10 empty] | No | No
MC202 | Charles Carter Building | D02b | PGR Office |  | MC202-B13/I22 | Unit freeze protection | EN.EN3 Energy Sensor | [6 empty] | I22 | 0 | [10 empty] | No | No
MC202 | Charles Carter Building | D02a | PGR Office |  | MC202-B13/I22 | Unit freeze protection | EN.EN3 Energy Sensor | [6 empty] | I22 | 0 | [10 empty] | No | No
MC202 | Charles Carter Building |  |  |  | MC202-B13/I23 | Supply fan fault | EN.EN3 Energy Sensor | [6 empty] | I23 | 0 | [10 empty] | No | No
MC202 | Charles Carter Building | D02b | PGR Office |  | MC202-B13/I23 | Supply fan fault | EN.EN3 Energy Sensor | [6 empty] | I23 | 0 | [10 empty] | No | No
MC202 | Charles Carter Building | D02a | PGR Office |  | MC202-B13/I23 | Supply fan fault | EN.EN3 Energy Sensor | [6 empty] | I23 | 0 | [10 empty] | No | No
MC202 | Charles Carter Building |  |  |  | MC202-B13/I12 | Supply fan inverter status | EN.EN3 Energy Sensor | [6 empty] | I12 | 0 | [10 empty] | No | No
MC202 | Charles Carter Building | D02b | PGR Office |  | MC202-B13/I12 | Supply fan inverter status | EN.EN3 Energy Sensor | [6 empty] | I12 | 0 | [10 empty] | No | No
MC202 | Charles Carter Building | D02a | PGR Office |  | MC202-B13/I12 | Supply fan inverter status | EN.EN3 Energy Sensor | [6 empty] | I12 | 0 | [10 empty] | No | No
MC202 | Charles Carter Building |  |  |  | MC202-B13/I13 | Extract fan inverter status | EN.EN3 Energy Sensor | [6 empty] | I13 | 0 | [10 empty] | No | No
MC202 | Charles Carter Building | D02a | PGR Office |  | MC202-B13/I13 | Extract fan inverter status | EN.EN3 Energy Sensor | [6 empty] | I13 | 0 | [10 empty] | No | No
MC202 | Charles Carter Building | D02b | PGR Office |  | MC202-B13/I13 | Extract fan inverter status | EN.EN3 Energy Sensor | [6 empty] | I13 | 0 | [10 empty] | No | No
MC202 | Charles Carter Building |  |  |  | MC202-B13/I14 | Condensate pump alarm | EN.EN3 Energy Sensor | [6 empty] | I14 | 0 | [10 empty] | No | No
MC202 | Charles Carter Building | D02b | PGR Office |  | MC202-B13/I14 | Condensate pump alarm | EN.EN3 Energy Sensor | [6 empty] | I14 | 0 | [10 empty] | No | No
MC202 | Charles Carter Building | D02a | PGR Office |  | MC202-B13/I14 | Condensate pump alarm | EN.EN3 Energy Sensor | [6 empty] | I14 | 0 | [10 empty] | No | No
MC202 | Charles Carter Building |  |  |  | MC202-B13/I15 | Unit occupancy | EN.EN3 Energy Sensor | [6 empty] | I15 | 0 | [10 empty] | No | No
MC202 | Charles Carter Building | D02b | PGR Office |  | MC202-B13/I15 | Unit occupancy | EN.EN3 Energy Sensor | [6 empty] | I15 | 0 | [10 empty] | No | No
MC202 | Charles Carter Building | D02a | PGR Office |  | MC202-B13/I15 | Unit occupancy | EN.EN3 Energy Sensor | [6 empty] | I15 | 0 | [10 empty] | No | No
MC202 | Charles Carter Building |  |  |  | MC202-B13/I16 | Room frost protection | EN.EN3 Energy Sensor | [6 empty] | I16 | 0 | [10 empty] | No | No
MC202 | Charles Carter Building | D02b | PGR Office |  | MC202-B13/I16 | Room frost protection | EN.EN3 Energy Sensor | [6 empty] | I16 | 0 | [10 empty] | No | No
MC202 | Charles Carter Building | D02a | PGR Office |  | MC202-B13/I16 | Room frost protection | EN.EN3 Energy Sensor | [6 empty] | I16 | 0 | [10 empty] | No | No
MC202 | Charles Carter Building |  |  |  | MC202-B13/I17 | Staff boost mode | EN.EN3 Energy Sensor | [6 empty] | I17 | 0 | [10 empty] | No | No
MC202 | Charles Carter Building | D02b | PGR Office |  | MC202-B13/I17 | Staff boost mode | EN.EN3 Energy Sensor | [6 empty] | I17 | 0 | [10 empty] | No | No
MC202 | Charles Carter Building | D02a | PGR Office |  | MC202-B13/I17 | Staff boost mode | EN.EN3 Energy Sensor | [6 empty] | I17 | 0 | [10 empty] | No | No
MC202 | Charles Carter Building |  |  |  | MC202-B13/G6 | Class vent required | EN.EN3 Energy Sensor | [6 empty] | G6 | 0 | [10 empty] | No | No
MC202 | Charles Carter Building |  |  |  | MC202-B13/G7 | Logic 7 | EN.EN3 Energy Sensor | [6 empty] | G7 | 0 | [10 empty] | No | No
MC202 | Charles Carter Building |  |  |  | MC202-B13/G8 | Logic 8 | EN.EN3 Energy Sensor | [6 empty] | G8 | 0 | [10 empty] | No | No
MC202 | Charles Carter Building |  |  |  | MC202-B13/G9 | Class vent enable | EN.EN3 Energy Sensor | [6 empty] | G9 | 0 | [10 empty] | No | No
MC202 | Charles Carter Building | D02b | PGR Office |  | MC202-B13/I1 | Forced Cooling Required | EN.EN3 Energy Sensor | [6 empty] | I1 | 0 | [10 empty] | No | No
MC202 | Charles Carter Building | D02a | PGR Office |  | MC202-B13/I1 | Forced Cooling Required | EN.EN3 Energy Sensor | [6 empty] | I1 | 0 | [10 empty] | No | No
MC202 | Charles Carter Building |  |  |  | MC202-B13/I1 | Forced Cooling Required | EN.EN3 Energy Sensor | [6 empty] | I1 | 0 | [10 empty] | No | No
MC202 | Charles Carter Building |  |  |  | MC202-B13/I11 | Filter dirty | EN.EN3 Energy Sensor | [6 empty] | I11 | 0 | [10 empty] | No | No
MC202 | Charles Carter Building | D02b | PGR Office |  | MC202-B13/I11 | Filter dirty | EN.EN3 Energy Sensor | [6 empty] | I11 | 0 | [10 empty] | No | No
MC202 | Charles Carter Building | D02a | PGR Office |  | MC202-B13/I11 | Filter dirty | EN.EN3 Energy Sensor | [6 empty] | I11 | 0 | [10 empty] | No | No
MC202 | Charles Carter Building |  |  |  | MC202-B13/G35 | Remote night cooling available | EN.EN3 Energy Sensor | [6 empty] | G35 | 0 | [10 empty] | No | No
MC202 | Charles Carter Building |  |  |  | MC202-B13/G36 | Logic 36 | EN.EN3 Energy Sensor | [6 empty] | G36 | 0 | [10 empty] | No | No
MC202 | Charles Carter Building |  |  |  | MC202-B13/G37 | Logic 37 | EN.EN3 Energy Sensor | [6 empty] | G37 | 0 | [10 empty] | No | No
MC202 | Charles Carter Building |  |  |  | MC202-B13/G38 | Logic 38 | EN.EN3 Energy Sensor | [6 empty] | G38 | 0 | [10 empty] | No | No
MC202 | Charles Carter Building |  |  |  | MC202-B13/G4 | Logic 4 | EN.EN3 Energy Sensor | [6 empty] | G4 | 0 | [10 empty] | No | No
MC202 | Charles Carter Building |  |  |  | MC202-B13/G5 | Timeclock enable | EN.EN3 Energy Sensor | [6 empty] | G5 | 0 | [10 empty] | No | No
MC202 | Charles Carter Building |  |  |  | MC202-B13/G3 | Logic 3 | EN.EN3 Energy Sensor | [6 empty] | G3 | 0 | [10 empty] | No | No
MC202 | Charles Carter Building |  |  |  | MC202-B13/G30 | Logic 30 | EN.EN3 Energy Sensor | [6 empty] | G30 | 0 | [10 empty] | No | No
MC202 | Charles Carter Building |  |  |  | MC202-B13/G31 | Logic 31 | EN.EN3 Energy Sensor | [6 empty] | G31 | 0 | [10 empty] | No | No
MC202 | Charles Carter Building |  |  |  | MC202-B13/G32 | Logic 32 | EN.EN3 Energy Sensor | [6 empty] | G32 | 0 | [10 empty] | No | No
MC202 | Charles Carter Building |  |  |  | MC202-B13/G33 | Logic 33 | EN.EN3 Energy Sensor | [6 empty] | G33 | 0 | [10 empty] | No | No
MC202 | Charles Carter Building |  |  |  | MC202-B13/G34 | Logic 34 | EN.EN3 Energy Sensor | [6 empty] | G34 | 0 | [10 empty] | No | No
MC202 | Charles Carter Building |  |  |  | MC202-B13/G24 | Bypass damper control | EN.EN3 Energy Sensor | [6 empty] | G24 | 0 | [10 empty] | No | No
MC202 | Charles Carter Building |  |  |  | MC202-B13/G25 | Logic 25 | EN.EN3 Energy Sensor | [6 empty] | G25 | 0 | [10 empty] | No | No
MC202 | Charles Carter Building |  |  |  | MC202-B13/G26 | Supply fan max speed | EN.EN3 Energy Sensor | [6 empty] | G26 | 0 | [10 empty] | No | No
MC202 | Charles Carter Building |  |  |  | MC202-B13/G27 | Logic 27 | EN.EN3 Energy Sensor | [6 empty] | G27 | 0 | [10 empty] | No | No
MC202 | Charles Carter Building |  |  |  | MC202-B13/G28 | Logic 28 | EN.EN3 Energy Sensor | [6 empty] | G28 | 0 | [10 empty] | No | No
MC202 | Charles Carter Building |  |  |  | MC202-B13/G29 | Logic 29 | EN.EN3 Energy Sensor | [6 empty] | G29 | 0 | [10 empty] | No | No
MC202 | Charles Carter Building |  |  |  | MC202-B13/G19 | Logic 19 | EN.EN3 Energy Sensor | [6 empty] | G19 | 0 | [10 empty] | No | No
MC202 | Charles Carter Building |  |  |  | MC202-B13/G2 | Logic 2 | EN.EN3 Energy Sensor | [6 empty] | G2 | 0 | [10 empty] | No | No
MC202 | Charles Carter Building |  |  |  | MC202-B13/G20 | Logic 20 | EN.EN3 Energy Sensor | [6 empty] | G20 | 0 | [10 empty] | No | No
MC202 | Charles Carter Building |  |  |  | MC202-B13/G21 | Logic 21 | EN.EN3 Energy Sensor | [6 empty] | G21 | 0 | [10 empty] | No | No
MC202 | Charles Carter Building |  |  |  | MC202-B13/G22 | Logic 22 | EN.EN3 Energy Sensor | [6 empty] | G22 | 0 | [10 empty] | No | No
MC202 | Charles Carter Building |  |  |  | MC202-B13/G23 | Logic 23 | EN.EN3 Energy Sensor | [6 empty] | G23 | 0 | [10 empty] | No | No
MC202 | Charles Carter Building |  |  |  | MC202-B13/G13 | Logic 13 | EN.EN3 Energy Sensor | [6 empty] | G13 | 0 | [10 empty] | No | No
MC202 | Charles Carter Building |  |  |  | MC202-B13/G14 | Boost mode | EN.EN3 Energy Sensor | [6 empty] | G14 | 0 | [10 empty] | No | No
MC202 | Charles Carter Building |  |  |  | MC202-B13/G15 | Logic 15 | EN.EN3 Energy Sensor | [6 empty] | G15 | 0 | [10 empty] | No | No
MC202 | Charles Carter Building |  |  |  | MC202-B13/G16 | Logic 16 | EN.EN3 Energy Sensor | [6 empty] | G16 | 0 | [10 empty] | No | No
MC202 | Charles Carter Building |  |  |  | MC202-B13/G17 | Occ Htg SP Achieved [Full FA] | EN.EN3 Energy Sensor | [6 empty] | G17 | 0 | [10 empty] | No | No
MC202 | Charles Carter Building |  |  |  | MC202-B13/G18 | Logic 18 | EN.EN3 Energy Sensor | [6 empty] | G18 | 0 | [10 empty] | No | No
MC202 | Charles Carter Building |  |  |  | MC202-B13/F8 | Fan speed (heating) | EN.EN3 Energy Sensor | [6 empty] | F8 | 0 | [10 empty] | No | No
MC202 | Charles Carter Building |  |  |  | MC202-B13/F9 | Function 9 | EN.EN3 Energy Sensor | [6 empty] | F9 | 0 | [10 empty] | No | No
MC202 | Charles Carter Building |  |  |  | MC202-B13/G1 | Logic 1 | EN.EN3 Energy Sensor | [6 empty] | G1 | 0 | [10 empty] | No | No
MC202 | Charles Carter Building |  |  |  | MC202-B13/G10 | Logic 10 | EN.EN3 Energy Sensor | [6 empty] | G10 | 0 | [10 empty] | No | No
MC202 | Charles Carter Building |  |  |  | MC202-B13/G11 | Logic 11 | EN.EN3 Energy Sensor | [6 empty] | G11 | 0 | [10 empty] | No | No
MC202 | Charles Carter Building |  |  |  | MC202-B13/G12 | Logic 12 | EN.EN3 Energy Sensor | [6 empty] | G12 | 0 | [10 empty] | No | No
MC202 | Charles Carter Building |  |  |  | MC202-B13/F44 | Function 44 | EN.EN3 Energy Sensor | [6 empty] | F44 | 0 | [10 empty] | No | No
MC202 | Charles Carter Building |  |  |  | MC202-B13/F45 | Function 45 | EN.EN3 Energy Sensor | [6 empty] | F45 | 0 | [10 empty] | No | No
MC202 | Charles Carter Building |  |  |  | MC202-B13/F47 | Function 47 | EN.EN3 Energy Sensor | [6 empty] | F47 | 0 | [10 empty] | No | No
MC202 | Charles Carter Building |  |  |  | MC202-B13/F48 | Function 48 | EN.EN3 Energy Sensor | [6 empty] | F48 | 0 | [10 empty] | No | No
MC202 | Charles Carter Building |  |  |  | MC202-B13/F6 | Function 6 | EN.EN3 Energy Sensor | [6 empty] | F6 | 0 | [10 empty] | No | No
MC202 | Charles Carter Building |  |  |  | MC202-B13/F7 | Function 7 | EN.EN3 Energy Sensor | [6 empty] | F7 | 0 | [10 empty] | No | No
MC202 | Charles Carter Building |  |  |  | MC202-B13/F39 | Extract fan speed | EN.EN3 Energy Sensor | [6 empty] | F39 | 0 | [10 empty] | No | No
MC202 | Charles Carter Building |  |  |  | MC202-B13/F4 | Function 4 | EN.EN3 Energy Sensor | [6 empty] | F4 | 0 | [10 empty] | No | No
MC202 | Charles Carter Building |  |  |  | MC202-B13/F40 | Function 40 | EN.EN3 Energy Sensor | [6 empty] | F40 | 0 | [10 empty] | No | No
MC202 | Charles Carter Building |  |  |  | MC202-B13/F41 | Function 41 | EN.EN3 Energy Sensor | [6 empty] | F41 | 0 | [10 empty] | No | No
MC202 | Charles Carter Building |  |  |  | MC202-B13/F42 | Function 42 | EN.EN3 Energy Sensor | [6 empty] | F42 | 0 | [10 empty] | No | No
MC202 | Charles Carter Building |  |  |  | MC202-B13/F43 | Function 43 | EN.EN3 Energy Sensor | [6 empty] | F43 | 0 | [10 empty] | No | No
MC202 | Charles Carter Building |  |  |  | MC202-B13/F33 | Function 33 | EN.EN3 Energy Sensor | [6 empty] | F33 | 0 | [10 empty] | No | No
MC202 | Charles Carter Building |  |  |  | MC202-B13/F34 | Function 34 | EN.EN3 Energy Sensor | [6 empty] | F34 | 0 | [10 empty] | No | No
MC202 | Charles Carter Building |  |  |  | MC202-B13/F35 | Function 35 | EN.EN3 Energy Sensor | [6 empty] | F35 | 0 | [10 empty] | No | No
MC202 | Charles Carter Building |  |  |  | MC202-B13/F36 | Function 36 | EN.EN3 Energy Sensor | [6 empty] | F36 | 0 | [10 empty] | No | No
MC202 | Charles Carter Building |  |  |  | MC202-B13/F37 | Function 37 | EN.EN3 Energy Sensor | [6 empty] | F37 | 0 | [10 empty] | No | No
MC202 | Charles Carter Building |  |  |  | MC202-B13/F38 | Function 38 | EN.EN3 Energy Sensor | [6 empty] | F38 | 0 | [10 empty] | No | No
MC202 | Charles Carter Building |  |  |  | MC202-B13/F28 | Function 28 | EN.EN3 Energy Sensor | [6 empty] | F28 | 0 | [10 empty] | No | No
MC202 | Charles Carter Building |  |  |  | MC202-B13/F29 | Full Fresh Air [Clg] | EN.EN3 Energy Sensor | [6 empty] | F29 | 0 | [10 empty] | No | No
MC202 | Charles Carter Building |  |  |  | MC202-B13/F3 | Function 3 | EN.EN3 Energy Sensor | [6 empty] | F3 | 0 | [10 empty] | No | No
MC202 | Charles Carter Building |  |  |  | MC202-B13/F30 | Function 30 | EN.EN3 Energy Sensor | [6 empty] | F30 | 0 | [10 empty] | No | No
MC202 | Charles Carter Building |  |  |  | MC202-B13/F31 | Function 31 | EN.EN3 Energy Sensor | [6 empty] | F31 | 0 | [10 empty] | No | No
MC202 | Charles Carter Building |  |  |  | MC202-B13/F32 | Function 32 | EN.EN3 Energy Sensor | [6 empty] | F32 | 0 | [10 empty] | No | No
MC202 | Charles Carter Building |  |  |  | MC202-B13/F22 | Function 22 | EN.EN3 Energy Sensor | [6 empty] | F22 | 0 | [10 empty] | No | No
MC202 | Charles Carter Building |  |  |  | MC202-B13/F23 | Function 23 | EN.EN3 Energy Sensor | [6 empty] | F23 | 0 | [10 empty] | No | No
MC202 | Charles Carter Building |  |  |  | MC202-B13/F24 | Function 24 | EN.EN3 Energy Sensor | [6 empty] | F24 | 0 | [10 empty] | No | No
MC202 | Charles Carter Building |  |  |  | MC202-B13/F25 | Function 25 | EN.EN3 Energy Sensor | [6 empty] | F25 | 0 | [10 empty] | No | No
MC202 | Charles Carter Building |  |  |  | MC202-B13/F26 | Function 26 | EN.EN3 Energy Sensor | [6 empty] | F26 | 0 | [10 empty] | No | No
MC202 | Charles Carter Building |  |  |  | MC202-B13/F27 | Function 27 | EN.EN3 Energy Sensor | [6 empty] | F27 | 0 | [10 empty] | No | No
MC202 | Charles Carter Building |  |  |  | MC202-B13/F17 | Function 17 | EN.EN3 Energy Sensor | [6 empty] | F17 | 0 | [10 empty] | No | No
MC202 | Charles Carter Building |  |  |  | MC202-B13/F18 | Function 18 | EN.EN3 Energy Sensor | [6 empty] | F18 | 0 | [10 empty] | No | No
MC202 | Charles Carter Building |  |  |  | MC202-B13/F19 | Supply fan speed | EN.EN3 Energy Sensor | [6 empty] | F19 | 0 | [10 empty] | No | No
MC202 | Charles Carter Building |  |  |  | MC202-B13/F2 | Function 2 | EN.EN3 Energy Sensor | [6 empty] | F2 | 0 | [10 empty] | No | No
MC202 | Charles Carter Building |  |  |  | MC202-B13/F20 | Function 20 | EN.EN3 Energy Sensor | [6 empty] | F20 | 0 | [10 empty] | No | No
MC202 | Charles Carter Building |  |  |  | MC202-B13/F21 | Function 21 | EN.EN3 Energy Sensor | [6 empty] | F21 | 0 | [10 empty] | No | No
MC202 | Charles Carter Building |  |  |  | MC202-B13/F11 | Function 11 | EN.EN3 Energy Sensor | [6 empty] | F11 | 0 | [10 empty] | No | No
MC202 | Charles Carter Building |  |  |  | MC202-B13/F12 | Function 12 | EN.EN3 Energy Sensor | [6 empty] | F12 | 0 | [10 empty] | No | No
MC202 | Charles Carter Building |  |  |  | MC202-B13/F13 | Function 13 | EN.EN3 Energy Sensor | [6 empty] | F13 | 0 | [10 empty] | No | No
MC202 | Charles Carter Building |  |  |  | MC202-B13/F14 | Auto boost setpoint exceeded | EN.EN3 Energy Sensor | [6 empty] | F14 | 0 | [10 empty] | No | No
MC202 | Charles Carter Building |  |  |  | MC202-B13/F15 | Function 15 | EN.EN3 Energy Sensor | [6 empty] | F15 | 0 | [10 empty] | No | No
MC202 | Charles Carter Building |  |  |  | MC202-B13/F16 | Function 16 | EN.EN3 Energy Sensor | [6 empty] | F16 | 0 | [10 empty] | No | No
MC202 | Charles Carter Building |  |  |  | MC202-B13/D4 | Heating valve | EN.EN3 Energy Sensor | [6 empty] | D4 | 0 | [10 empty] | No | No
MC202 | Charles Carter Building | D02b | PGR Office |  | MC202-B13/D4 | Heating valve | EN.EN3 Energy Sensor | [6 empty] | D4 | 0 | [10 empty] | No | No
MC202 | Charles Carter Building | D02a | PGR Office |  | MC202-B13/D4 | Heating valve | EN.EN3 Energy Sensor | [6 empty] | D4 | 0 | [10 empty] | No | No
MC202 | Charles Carter Building |  |  |  | MC202-B13/D5 | Supply fan speed | EN.EN3 Energy Sensor | [6 empty] | D5 | 0 | [10 empty] | No | No
MC202 | Charles Carter Building | D02b | PGR Office |  | MC202-B13/D5 | Supply fan speed | EN.EN3 Energy Sensor | [6 empty] | D5 | 0 | [10 empty] | No | No
MC202 | Charles Carter Building | D02a | PGR Office |  | MC202-B13/D5 | Supply fan speed | EN.EN3 Energy Sensor | [6 empty] | D5 | 0 | [10 empty] | No | No
MC202 | Charles Carter Building |  |  |  | MC202-B13/D6 | Extract fan speed | EN.EN3 Energy Sensor | [6 empty] | D6 | 0 | [10 empty] | No | No
MC202 | Charles Carter Building | D02b | PGR Office |  | MC202-B13/D6 | Extract fan speed | EN.EN3 Energy Sensor | [6 empty] | D6 | 0 | [10 empty] | No | No
MC202 | Charles Carter Building | D02a | PGR Office |  | MC202-B13/D6 | Extract fan speed | EN.EN3 Energy Sensor | [6 empty] | D6 | 0 | [10 empty] | No | No
MC202 | Charles Carter Building |  |  |  | MC202-B13/e1 | 963 Supervisor | EN.EN3 Energy Sensor | [6 empty] | e1 | 0 | [10 empty] | No | No
MC202 | Charles Carter Building |  |  |  | MC202-B13/F1 | Function 1 | EN.EN3 Energy Sensor | [6 empty] | F1 | 0 | [10 empty] | No | No
MC202 | Charles Carter Building |  |  |  | MC202-B13/F10 | Function 10 | EN.EN3 Energy Sensor | [6 empty] | F10 | 0 | [10 empty] | No | No
MC202 | Charles Carter Building |  |  |  | MC202-B13/A14 | Outside air temperature | EN.EN3 Energy Sensor | [6 empty] | A14 | 0 | [10 empty] | No | No
MC202 | Charles Carter Building |  |  |  | MC202-B13/B1 | Frost from MCP | EN.EN3 Energy Sensor | [6 empty] | B1 | 0 | [10 empty] | No | No
MC202 | Charles Carter Building |  |  |  | MC202-B13/B2 | Remote signals | EN.EN3 Energy Sensor | [6 empty] | B2 | 0 | [10 empty] | No | No
MC202 | Charles Carter Building |  |  |  | MC202-B13/C1 | Virtual CNC 1 | EN.EN3 Energy Sensor | [6 empty] | C1 | 0 | [10 empty] | No | No
MC202 | Charles Carter Building |  |  |  | MC202-B13/D1 | Unit enable and fresh air damper | EN.EN3 Energy Sensor | [6 empty] | D1 | 0 | [10 empty] | No | No
MC202 | Charles Carter Building | D02b | PGR Office |  | MC202-B13/D1 | Unit enable and fresh air damper | EN.EN3 Energy Sensor | [6 empty] | D1 | 0 | [10 empty] | No | No
MC202 | Charles Carter Building | D02a | PGR Office |  | MC202-B13/D1 | Unit enable and fresh air damper | EN.EN3 Energy Sensor | [6 empty] | D1 | 0 | [10 empty] | No | No
MC202 | Charles Carter Building |  |  |  | MC202-B13/D2 | Bypass damper | EN.EN3 Energy Sensor | [6 empty] | D2 | 0 | [10 empty] | No | No
MC202 | Charles Carter Building | D02b | PGR Office |  | MC202-B13/D2 | Bypass damper | EN.EN3 Energy Sensor | [6 empty] | D2 | 0 | [10 empty] | No | No
MC202 | Charles Carter Building | D02a | PGR Office |  | MC202-B13/D2 | Bypass damper | EN.EN3 Energy Sensor | [6 empty] | D2 | 0 | [10 empty] | No | No
MC202 | Charles Carter Building |  |  |  | MC202-B13/~59 |  | EN.EN3 Energy Sensor | [6 empty] | ~59 | 0 | [10 empty] | No | No
MC202 | Charles Carter Building |  |  |  | MC202-B13/~6 |  | EN.EN3 Energy Sensor | [6 empty] | ~6 | 0 | [10 empty] | No | No
MC202 | Charles Carter Building |  |  |  | MC202-B13/~60 |  | EN.EN3 Energy Sensor | [6 empty] | ~60 | 0 | [10 empty] | No | No
MC202 | Charles Carter Building |  |  |  | MC202-B13/~7 |  | EN.EN3 Energy Sensor | [6 empty] | ~7 | 0 | [10 empty] | No | No
MC202 | Charles Carter Building |  |  |  | MC202-B13/~8 |  | EN.EN3 Energy Sensor | [6 empty] | ~8 | 0 | [10 empty] | No | No
MC202 | Charles Carter Building |  |  |  | MC202-B13/~9 |  | EN.EN3 Energy Sensor | [6 empty] | ~9 | 0 | [10 empty] | No | No
MC202 | Charles Carter Building |  |  |  | MC202-B13/~53 | Adjustments (night cool knobs) | EN.EN3 Energy Sensor | [6 empty] | ~53 | 0 | [10 empty] | No | No
MC202 | Charles Carter Building |  |  |  | MC202-B13/~54 |  | EN.EN3 Energy Sensor | [6 empty] | ~54 | 0 | [10 empty] | No | No
MC202 | Charles Carter Building |  |  |  | MC202-B13/~55 | Adjustments | EN.EN3 Energy Sensor | [6 empty] | ~55 | 0 | [10 empty] | No | No
MC202 | Charles Carter Building |  |  |  | MC202-B13/~56 | Knobs | EN.EN3 Energy Sensor | [6 empty] | ~56 | 0 | [10 empty] | No | No
MC202 | Charles Carter Building |  |  |  | MC202-B13/~57 | Switches | EN.EN3 Energy Sensor | [6 empty] | ~57 | 0 | [10 empty] | No | No
MC202 | Charles Carter Building |  |  |  | MC202-B13/~58 |  | EN.EN3 Energy Sensor | [6 empty] | ~58 | 0 | [10 empty] | No | No
MC202 | Charles Carter Building |  |  |  | MC202-B13/~48 |  | EN.EN3 Energy Sensor | [6 empty] | ~48 | 0 | [10 empty] | No | No
MC202 | Charles Carter Building |  |  |  | MC202-B13/~49 |  | EN.EN3 Energy Sensor | [6 empty] | ~49 | 0 | [10 empty] | No | No
MC202 | Charles Carter Building |  |  |  | MC202-B13/~5 |  | EN.EN3 Energy Sensor | [6 empty] | ~5 | 0 | [10 empty] | No | No
MC202 | Charles Carter Building |  |  |  | MC202-B13/~50 |  | EN.EN3 Energy Sensor | [6 empty] | ~50 | 0 | [10 empty] | No | No
MC202 | Charles Carter Building |  |  |  | MC202-B13/~51 |  | EN.EN3 Energy Sensor | [6 empty] | ~51 | 0 | [10 empty] | No | No
MC202 | Charles Carter Building |  |  |  | MC202-B13/~52 |  | EN.EN3 Energy Sensor | [6 empty] | ~52 | 0 | [10 empty] | No | No
MC202 | Charles Carter Building |  |  |  | MC202-B13/~42 |  | EN.EN3 Energy Sensor | [6 empty] | ~42 | 0 | [10 empty] | No | No
MC202 | Charles Carter Building |  |  |  | MC202-B13/~43 |  | EN.EN3 Energy Sensor | [6 empty] | ~43 | 0 | [10 empty] | No | No
MC202 | Charles Carter Building |  |  |  | MC202-B13/~44 |  | EN.EN3 Energy Sensor | [6 empty] | ~44 | 0 | [10 empty] | No | No
MC202 | Charles Carter Building |  |  |  | MC202-B13/~45 |  | EN.EN3 Energy Sensor | [6 empty] | ~45 | 0 | [10 empty] | No | No
MC202 | Charles Carter Building |  |  |  | MC202-B13/~46 | Adjustments (knobs) | EN.EN3 Energy Sensor | [6 empty] | ~46 | 0 | [10 empty] | No | No
MC202 | Charles Carter Building |  |  |  | MC202-B13/~47 | Adjustments (switches) | EN.EN3 Energy Sensor | [6 empty] | ~47 | 0 | [10 empty] | No | No
MC202 | Charles Carter Building |  |  |  | MC202-B13/~37 |  | EN.EN3 Energy Sensor | [6 empty] | ~37 | 0 | [10 empty] | No | No
MC202 | Charles Carter Building |  |  |  | MC202-B13/~38 |  | EN.EN3 Energy Sensor | [6 empty] | ~38 | 0 | [10 empty] | No | No
MC202 | Charles Carter Building |  |  |  | MC202-B13/~39 |  | EN.EN3 Energy Sensor | [6 empty] | ~39 | 0 | [10 empty] | No | No
MC202 | Charles Carter Building |  |  |  | MC202-B13/~4 |  | EN.EN3 Energy Sensor | [6 empty] | ~4 | 0 | [10 empty] | No | No
MC202 | Charles Carter Building |  |  |  | MC202-B13/~40 |  | EN.EN3 Energy Sensor | [6 empty] | ~40 | 0 | [10 empty] | No | No
MC202 | Charles Carter Building |  |  |  | MC202-B13/~41 |  | EN.EN3 Energy Sensor | [6 empty] | ~41 | 0 | [10 empty] | No | No
MC202 | Charles Carter Building |  |  |  | MC202-B13/~31 |  | EN.EN3 Energy Sensor | [6 empty] | ~31 | 0 | [10 empty] | No | No
MC202 | Charles Carter Building |  |  |  | MC202-B13/~32 |  | EN.EN3 Energy Sensor | [6 empty] | ~32 | 0 | [10 empty] | No | No
MC202 | Charles Carter Building |  |  |  | MC202-B13/~33 |  | EN.EN3 Energy Sensor | [6 empty] | ~33 | 0 | [10 empty] | No | No
MC202 | Charles Carter Building |  |  |  | MC202-B13/~34 |  | EN.EN3 Energy Sensor | [6 empty] | ~34 | 0 | [10 empty] | No | No
MC202 | Charles Carter Building |  |  |  | MC202-B13/~35 |  | EN.EN3 Energy Sensor | [6 empty] | ~35 | 0 | [10 empty] | No | No
MC202 | Charles Carter Building |  |  |  | MC202-B13/~36 |  | EN.EN3 Energy Sensor | [6 empty] | ~36 | 0 | [10 empty] | No | No
MC202 | Charles Carter Building |  |  |  | MC202-B13/~26 |  | EN.EN3 Energy Sensor | [6 empty] | ~26 | 0 | [10 empty] | No | No
MC202 | Charles Carter Building |  |  |  | MC202-B13/~27 |  | EN.EN3 Energy Sensor | [6 empty] | ~27 | 0 | [10 empty] | No | No
MC202 | Charles Carter Building |  |  |  | MC202-B13/~28 |  | EN.EN3 Energy Sensor | [6 empty] | ~28 | 0 | [10 empty] | No | No
MC202 | Charles Carter Building |  |  |  | MC202-B13/~29 |  | EN.EN3 Energy Sensor | [6 empty] | ~29 | 0 | [10 empty] | No | No
MC202 | Charles Carter Building |  |  |  | MC202-B13/~3 |  | EN.EN3 Energy Sensor | [6 empty] | ~3 | 0 | [10 empty] | No | No
MC202 | Charles Carter Building |  |  |  | MC202-B13/~30 |  | EN.EN3 Energy Sensor | [6 empty] | ~30 | 0 | [10 empty] | No | No
MC202 | Charles Carter Building |  |  |  | MC202-B13/~20 |  | EN.EN3 Energy Sensor | [6 empty] | ~20 | 0 | [10 empty] | No | No
MC202 | Charles Carter Building |  |  |  | MC202-B13/~21 |  | EN.EN3 Energy Sensor | [6 empty] | ~21 | 0 | [10 empty] | No | No
MC202 | Charles Carter Building |  |  |  | MC202-B13/~22 |  | EN.EN3 Energy Sensor | [6 empty] | ~22 | 0 | [10 empty] | No | No
MC202 | Charles Carter Building |  |  |  | MC202-B13/~23 |  | EN.EN3 Energy Sensor | [6 empty] | ~23 | 0 | [10 empty] | No | No
MC202 | Charles Carter Building |  |  |  | MC202-B13/~24 |  | EN.EN3 Energy Sensor | [6 empty] | ~24 | 0 | [10 empty] | No | No
MC202 | Charles Carter Building |  |  |  | MC202-B13/~25 |  | EN.EN3 Energy Sensor | [6 empty] | ~25 | 0 | [10 empty] | No | No
MC202 | Charles Carter Building |  |  |  | MC202-B13/~15 |  | EN.EN3 Energy Sensor | [6 empty] | ~15 | 0 | [10 empty] | No | No
MC202 | Charles Carter Building |  |  |  | MC202-B13/~16 |  | EN.EN3 Energy Sensor | [6 empty] | ~16 | 0 | [10 empty] | No | No
MC202 | Charles Carter Building |  |  |  | MC202-B13/~17 |  | EN.EN3 Energy Sensor | [6 empty] | ~17 | 0 | [10 empty] | No | No
MC202 | Charles Carter Building |  |  |  | MC202-B13/~18 |  | EN.EN3 Energy Sensor | [6 empty] | ~18 | 0 | [10 empty] | No | No
MC202 | Charles Carter Building |  |  |  | MC202-B13/~19 |  | EN.EN3 Energy Sensor | [6 empty] | ~19 | 0 | [10 empty] | No | No
MC202 | Charles Carter Building |  |  |  | MC202-B13/~2 |  | EN.EN3 Energy Sensor | [6 empty] | ~2 | 0 | [10 empty] | No | No
MC202 | Charles Carter Building |  |  |  | MC202-B11/~1 |  | EN.EN3 Energy Sensor | [6 empty] | ~1 | 0 | [10 empty] | No | No
MC202 | Charles Carter Building |  |  |  | MC202-B11/~10 |  | EN.EN3 Energy Sensor | [6 empty] | ~10 | 0 | [10 empty] | No | No
MC202 | Charles Carter Building |  |  |  | MC202-B11/~11 |  | EN.EN3 Energy Sensor | [6 empty] | ~11 | 0 | [10 empty] | No | No
MC202 | Charles Carter Building |  |  |  | MC202-B11/~12 |  | EN.EN3 Energy Sensor | [6 empty] | ~12 | 0 | [10 empty] | No | No
MC202 | Charles Carter Building |  |  |  | MC202-B11/~13 |  | EN.EN3 Energy Sensor | [6 empty] | ~13 | 0 | [10 empty] | No | No
MC202 | Charles Carter Building |  |  |  | MC202-B11/~14 |  | EN.EN3 Energy Sensor | [6 empty] | ~14 | 0 | [10 empty] | No | No
MC202 | Charles Carter Building |  |  |  | MC202-B11/W5 | Enable alarms | EN.EN3 Energy Sensor | [6 empty] | W5 | 0 | [10 empty] | No | No
MC202 | Charles Carter Building | C37 | Meeting Room |  | MC202-B11/W5 | Enable alarms | EN.EN3 Energy Sensor | [6 empty] | W5 | 0 | [10 empty] | No | No
MC202 | Charles Carter Building | C40 | Meeting Room |  | MC202-B11/W5 | Enable alarms | EN.EN3 Energy Sensor | [6 empty] | W5 | 0 | [10 empty] | No | No
MC202 | Charles Carter Building |  |  |  | MC202-B11/W6 | Manual off | EN.EN3 Energy Sensor | [6 empty] | W6 | 0 | [10 empty] | No | No
MC202 | Charles Carter Building | C37 | Meeting Room |  | MC202-B11/W6 | Manual off | EN.EN3 Energy Sensor | [6 empty] | W6 | 0 | [10 empty] | No | No
MC202 | Charles Carter Building | C40 | Meeting Room |  | MC202-B11/W6 | Manual off | EN.EN3 Energy Sensor | [6 empty] | W6 | 0 | [10 empty] | No | No
MC202 | Charles Carter Building |  |  |  | MC202-B11/Y1 | Trend Thermistor | EN.EN3 Energy Sensor | [6 empty] | Y1 | 0 | [10 empty] | No | No
MC202 | Charles Carter Building |  |  |  | MC202-B11/Y2 | CO2 V | EN.EN3 Energy Sensor | [6 empty] | Y2 | 0 | [10 empty] | No | No
MC202 | Charles Carter Building |  |  |  | MC202-B11/Y3 | 4DIX V | EN.EN3 Energy Sensor | [6 empty] | Y3 | 0 | [10 empty] | No | No
MC202 | Charles Carter Building |  |  |  | MC202-B11/Z1 | Local time clock | EN.EN3 Energy Sensor | [6 empty] | Z1 | 0 | [10 empty] | No | No
MC202 | Charles Carter Building | C37 | Meeting Room |  | MC202-B11/Z1 | Local time clock | EN.EN3 Energy Sensor | [6 empty] | Z1 | 0 | [10 empty] | No | No
MC202 | Charles Carter Building | C40 | Meeting Room |  | MC202-B11/Z1 | Local time clock | EN.EN3 Energy Sensor | [6 empty] | Z1 | 0 | [10 empty] | No | No
MC202 | Charles Carter Building |  |  |  | MC202-B11/S3 | Extract CO2 level | EN.EN3 Energy Sensor | [6 empty] | S3 | 0 | [10 empty] | No | No
MC202 | Charles Carter Building | C37 | Meeting Room |  | MC202-B11/S3 | Extract CO2 level | EN.EN3 Energy Sensor | [6 empty] | S3 | 0 | [10 empty] | No | No
MC202 | Charles Carter Building | C40 | Meeting Room |  | MC202-B11/S3 | Extract CO2 level | EN.EN3 Energy Sensor | [6 empty] | S3 | 0 | [10 empty] | No | No
MC202 | Charles Carter Building |  |  |  | MC202-B11/S4 | DIM Module | EN.EN3 Energy Sensor | [6 empty] | S4 | 0 | [10 empty] | No | No
MC202 | Charles Carter Building | C37 | Meeting Room |  | MC202-B11/S4 | DIM Module | EN.EN3 Energy Sensor | [6 empty] | S4 | 0 | [10 empty] | No | No
MC202 | Charles Carter Building | C40 | Meeting Room |  | MC202-B11/S4 | DIM Module | EN.EN3 Energy Sensor | [6 empty] | S4 | 0 | [10 empty] | No | No
MC202 | Charles Carter Building |  |  |  | MC202-B11/V1 |  | EN.EN3 Energy Sensor | [6 empty] | V1 | 0 | [10 empty] | No | No
MC202 | Charles Carter Building |  |  |  | MC202-B11/W2 | Commissioning mode | EN.EN3 Energy Sensor | [6 empty] | W2 | 0 | [10 empty] | No | No
MC202 | Charles Carter Building | C37 | Meeting Room |  | MC202-B11/W2 | Commissioning mode | EN.EN3 Energy Sensor | [6 empty] | W2 | 0 | [10 empty] | No | No
MC202 | Charles Carter Building | C40 | Meeting Room |  | MC202-B11/W2 | Commissioning mode | EN.EN3 Energy Sensor | [6 empty] | W2 | 0 | [10 empty] | No | No
MC202 | Charles Carter Building |  |  |  | MC202-B11/W3 | Enable boost mode | EN.EN3 Energy Sensor | [6 empty] | W3 | 0 | [10 empty] | No | No
MC202 | Charles Carter Building | C37 | Meeting Room |  | MC202-B11/W3 | Enable boost mode | EN.EN3 Energy Sensor | [6 empty] | W3 | 0 | [10 empty] | No | No
MC202 | Charles Carter Building | C40 | Meeting Room |  | MC202-B11/W3 | Enable boost mode | EN.EN3 Energy Sensor | [6 empty] | W3 | 0 | [10 empty] | No | No
MC202 | Charles Carter Building | C40 | Meeting Room |  | MC202-B11/W4 | Freeze protection reset | EN.EN3 Energy Sensor | [6 empty] | W4 | 0 | [10 empty] | No | No
MC202 | Charles Carter Building |  |  |  | MC202-B11/W4 | Freeze protection reset | EN.EN3 Energy Sensor | [6 empty] | W4 | 0 | [10 empty] | No | No
MC202 | Charles Carter Building | C37 | Meeting Room |  | MC202-B11/W4 | Freeze protection reset | EN.EN3 Energy Sensor | [6 empty] | W4 | 0 | [10 empty] | No | No
MC202 | Charles Carter Building | C37 | Meeting Room |  | MC202-B11/S11 | Class vent heating demand | EN.EN3 Energy Sensor | [6 empty] | S11 | 0 | [10 empty] | No | No
MC202 | Charles Carter Building | C40 | Meeting Room |  | MC202-B11/S11 | Class vent heating demand | EN.EN3 Energy Sensor | [6 empty] | S11 | 0 | [10 empty] | No | No
MC202 | Charles Carter Building |  |  |  | MC202-B11/S11 | Class vent heating demand | EN.EN3 Energy Sensor | [6 empty] | S11 | 0 | [10 empty] | No | No
MC202 | Charles Carter Building | C40 | Meeting Room |  | MC202-B11/S12 | Supply fan speed | EN.EN3 Energy Sensor | [6 empty] | S12 | 0 | [10 empty] | No | No
MC202 | Charles Carter Building |  |  |  | MC202-B11/S12 | Supply fan speed | EN.EN3 Energy Sensor | [6 empty] | S12 | 0 | [10 empty] | No | No
MC202 | Charles Carter Building | C37 | Meeting Room |  | MC202-B11/S12 | Supply fan speed | EN.EN3 Energy Sensor | [6 empty] | S12 | 0 | [10 empty] | No | No
MC202 | Charles Carter Building |  |  |  | MC202-B11/S13 | Extract fan speed | EN.EN3 Energy Sensor | [6 empty] | S13 | 0 | [10 empty] | No | No
MC202 | Charles Carter Building | C37 | Meeting Room |  | MC202-B11/S13 | Extract fan speed | EN.EN3 Energy Sensor | [6 empty] | S13 | 0 | [10 empty] | No | No
MC202 | Charles Carter Building | C40 | Meeting Room |  | MC202-B11/S13 | Extract fan speed | EN.EN3 Energy Sensor | [6 empty] | S13 | 0 | [10 empty] | No | No
MC202 | Charles Carter Building |  |  |  | MC202-B11/S14 | Outside air temperature | EN.EN3 Energy Sensor | [6 empty] | S14 | 0 | [10 empty] | No | No
MC202 | Charles Carter Building | C37 | Meeting Room |  | MC202-B11/S14 | Outside air temperature | EN.EN3 Energy Sensor | [6 empty] | S14 | 0 | [10 empty] | No | No
MC202 | Charles Carter Building | C40 | Meeting Room |  | MC202-B11/S14 | Outside air temperature | EN.EN3 Energy Sensor | [6 empty] | S14 | 0 | [10 empty] | No | No
MC202 | Charles Carter Building | C40 | Meeting Room |  | MC202-B11/S15 | Bypass damper | EN.EN3 Energy Sensor | [6 empty] | S15 | 0 | [10 empty] | No | No
MC202 | Charles Carter Building |  |  |  | MC202-B11/S15 | Bypass damper | EN.EN3 Energy Sensor | [6 empty] | S15 | 0 | [10 empty] | No | No
MC202 | Charles Carter Building | C37 | Meeting Room |  | MC202-B11/S15 | Bypass damper | EN.EN3 Energy Sensor | [6 empty] | S15 | 0 | [10 empty] | No | No
MC202 | Charles Carter Building |  |  |  | MC202-B11/S2 | Return temperature | EN.EN3 Energy Sensor | [6 empty] | S2 | 0 | [10 empty] | No | No
MC202 | Charles Carter Building | C37 | Meeting Room |  | MC202-B11/S2 | Return temperature | EN.EN3 Energy Sensor | [6 empty] | S2 | 0 | [10 empty] | No | No
MC202 | Charles Carter Building | C40 | Meeting Room |  | MC202-B11/S2 | Return temperature | EN.EN3 Energy Sensor | [6 empty] | S2 | 0 | [10 empty] | No | No
MC202 | Charles Carter Building |  |  |  | MC202-B11/P3 | Extract CO2 level | EN.EN3 Energy Sensor | [6 empty] | P3 | 0 | [10 empty] | No | No
MC202 | Charles Carter Building |  |  |  | MC202-B11/P4 | DIM Module | EN.EN3 Energy Sensor | [6 empty] | P4 | 0 | [10 empty] | No | No
MC202 | Charles Carter Building |  |  |  | MC202-B11/P5 | Common fault signal | EN.EN3 Energy Sensor | [6 empty] | P5 | 0 | [10 empty] | No | No
MC202 | Charles Carter Building |  |  |  | MC202-B11/P6 | Common fault signal | EN.EN3 Energy Sensor | [6 empty] | P6 | 0 | [10 empty] | No | No
MC202 | Charles Carter Building |  |  |  | MC202-B11/Q1 | Sequence Table 1 | EN.EN3 Energy Sensor | [6 empty] | Q1 | 0 | [10 empty] | No | No
MC202 | Charles Carter Building |  |  |  | MC202-B11/S1 | Supply air temperature | EN.EN3 Energy Sensor | [6 empty] | S1 | 0 | [10 empty] | No | No
MC202 | Charles Carter Building | C37 | Meeting Room |  | MC202-B11/S1 | Supply air temperature | EN.EN3 Energy Sensor | [6 empty] | S1 | 0 | [10 empty] | No | No
MC202 | Charles Carter Building | C40 | Meeting Room |  | MC202-B11/S1 | Supply air temperature | EN.EN3 Energy Sensor | [6 empty] | S1 | 0 | [10 empty] | No | No
MC202 | Charles Carter Building |  |  |  | MC202-B11/P11 | Class vent heating demand | EN.EN3 Energy Sensor | [6 empty] | P11 | 0 | [10 empty] | No | No
MC202 | Charles Carter Building |  |  |  | MC202-B11/P12 | Supply fan speed | EN.EN3 Energy Sensor | [6 empty] | P12 | 0 | [10 empty] | No | No
MC202 | Charles Carter Building |  |  |  | MC202-B11/P13 | Extract fan speed | EN.EN3 Energy Sensor | [6 empty] | P13 | 0 | [10 empty] | No | No
MC202 | Charles Carter Building |  |  |  | MC202-B11/P14 | Outside air temperature | EN.EN3 Energy Sensor | [6 empty] | P14 | 0 | [10 empty] | No | No
MC202 | Charles Carter Building |  |  |  | MC202-B11/P15 | Bypass damper | EN.EN3 Energy Sensor | [6 empty] | P15 | 0 | [10 empty] | No | No
MC202 | Charles Carter Building |  |  |  | MC202-B11/P2 | Return temperature | EN.EN3 Energy Sensor | [6 empty] | P2 | 0 | [10 empty] | No | No
MC202 | Charles Carter Building |  |  |  | MC202-B11/L5 | Loop 5 | EN.EN3 Energy Sensor | [6 empty] | L5 | 0 | [10 empty] | No | No
MC202 | Charles Carter Building | C37 | Meeting Room |  | MC202-B11/L5 | Loop 5 | EN.EN3 Energy Sensor | [6 empty] | L5 | 0 | [10 empty] | No | No
MC202 | Charles Carter Building | C40 | Meeting Room |  | MC202-B11/L5 | Loop 5 | EN.EN3 Energy Sensor | [6 empty] | L5 | 0 | [10 empty] | No | No
MC202 | Charles Carter Building |  |  |  | MC202-B11/L6 | Loop 6 | EN.EN3 Energy Sensor | [6 empty] | L6 | 0 | [10 empty] | No | No
MC202 | Charles Carter Building | C37 | Meeting Room |  | MC202-B11/L6 | Loop 6 | EN.EN3 Energy Sensor | [6 empty] | L6 | 0 | [10 empty] | No | No
MC202 | Charles Carter Building | C40 | Meeting Room |  | MC202-B11/L6 | Loop 6 | EN.EN3 Energy Sensor | [6 empty] | L6 | 0 | [10 empty] | No | No
MC202 | Charles Carter Building |  |  |  | MC202-B11/n1 | IC Comms 1 | EN.EN3 Energy Sensor | [6 empty] | n1 | 0 | [10 empty] | No | No
MC202 | Charles Carter Building |  |  |  | MC202-B11/o1 | Alarm Route 1 | EN.EN3 Energy Sensor | [6 empty] | o1 | 0 | [10 empty] | No | No
MC202 | Charles Carter Building |  |  |  | MC202-B11/P1 | Supply air temperature | EN.EN3 Energy Sensor | [6 empty] | P1 | 0 | [10 empty] | No | No
MC202 | Charles Carter Building |  |  |  | MC202-B11/K8 | Spare | EN.EN3 Energy Sensor | [6 empty] | K8 | 0 | [10 empty] | No | No
MC202 | Charles Carter Building | C37 | Meeting Room |  | MC202-B11/K8 | Spare | EN.EN3 Energy Sensor | [6 empty] | K8 | 0 | [10 empty] | No | No
MC202 | Charles Carter Building | C40 | Meeting Room |  | MC202-B11/K8 | Spare | EN.EN3 Energy Sensor | [6 empty] | K8 | 0 | [10 empty] | No | No
MC202 | Charles Carter Building |  |  |  | MC202-B11/K9 | Supply air low limit | EN.EN3 Energy Sensor | [6 empty] | K9 | 0 | [10 empty] | No | No
MC202 | Charles Carter Building | C37 | Meeting Room |  | MC202-B11/K9 | Supply air low limit | EN.EN3 Energy Sensor | [6 empty] | K9 | 0 | [10 empty] | No | No
MC202 | Charles Carter Building | C40 | Meeting Room |  | MC202-B11/K9 | Supply air low limit | EN.EN3 Energy Sensor | [6 empty] | K9 | 0 | [10 empty] | No | No
MC202 | Charles Carter Building |  |  |  | MC202-B11/L1 | Loop 1 | EN.EN3 Energy Sensor | [6 empty] | L1 | 0 | [10 empty] | No | No
MC202 | Charles Carter Building | C37 | Meeting Room |  | MC202-B11/L1 | Loop 1 | EN.EN3 Energy Sensor | [6 empty] | L1 | 0 | [10 empty] | No | No
MC202 | Charles Carter Building | C40 | Meeting Room |  | MC202-B11/L1 | Loop 1 | EN.EN3 Energy Sensor | [6 empty] | L1 | 0 | [10 empty] | No | No
MC202 | Charles Carter Building |  |  |  | MC202-B11/L2 | Supply air low limit | EN.EN3 Energy Sensor | [6 empty] | L2 | 0 | [10 empty] | No | No
MC202 | Charles Carter Building | C37 | Meeting Room |  | MC202-B11/L2 | Supply air low limit | EN.EN3 Energy Sensor | [6 empty] | L2 | 0 | [10 empty] | No | No
MC202 | Charles Carter Building | C40 | Meeting Room |  | MC202-B11/L2 | Supply air low limit | EN.EN3 Energy Sensor | [6 empty] | L2 | 0 | [10 empty] | No | No
MC202 | Charles Carter Building | C37 | Meeting Room |  | MC202-B11/L3 | Fan Speed [CO2] | EN.EN3 Energy Sensor | [6 empty] | L3 | 0 | [10 empty] | No | No
MC202 | Charles Carter Building | C40 | Meeting Room |  | MC202-B11/L3 | Fan Speed [CO2] | EN.EN3 Energy Sensor | [6 empty] | L3 | 0 | [10 empty] | No | No
MC202 | Charles Carter Building |  |  |  | MC202-B11/L3 | Fan Speed [CO2] | EN.EN3 Energy Sensor | [6 empty] | L3 | 0 | [10 empty] | No | No
MC202 | Charles Carter Building |  |  |  | MC202-B11/L4 | Fan Speed [Clg] | EN.EN3 Energy Sensor | [6 empty] | L4 | 0 | [10 empty] | No | No
MC202 | Charles Carter Building | C37 | Meeting Room |  | MC202-B11/L4 | Fan Speed [Clg] | EN.EN3 Energy Sensor | [6 empty] | L4 | 0 | [10 empty] | No | No
MC202 | Charles Carter Building | C40 | Meeting Room |  | MC202-B11/L4 | Fan Speed [Clg] | EN.EN3 Energy Sensor | [6 empty] | L4 | 0 | [10 empty] | No | No
MC202 | Charles Carter Building |  |  |  | MC202-B11/K24 | Night cooling supply air low limit | EN.EN3 Energy Sensor | [6 empty] | K24 | 0 | [10 empty] | No | No
MC202 | Charles Carter Building | C37 | Meeting Room |  | MC202-B11/K24 | Night cooling supply air low limit | EN.EN3 Energy Sensor | [6 empty] | K24 | 0 | [10 empty] | No | No
MC202 | Charles Carter Building | C40 | Meeting Room |  | MC202-B11/K24 | Night cooling supply air low limit | EN.EN3 Energy Sensor | [6 empty] | K24 | 0 | [10 empty] | No | No
MC202 | Charles Carter Building | C37 | Meeting Room |  | MC202-B11/K3 | Room frost protection | EN.EN3 Energy Sensor | [6 empty] | K3 | 0 | [10 empty] | No | No
MC202 | Charles Carter Building | C40 | Meeting Room |  | MC202-B11/K3 | Room frost protection | EN.EN3 Energy Sensor | [6 empty] | K3 | 0 | [10 empty] | No | No
MC202 | Charles Carter Building |  |  |  | MC202-B11/K3 | Room frost protection | EN.EN3 Energy Sensor | [6 empty] | K3 | 0 | [10 empty] | No | No
MC202 | Charles Carter Building |  |  |  | MC202-B11/K4 | Spare | EN.EN3 Energy Sensor | [6 empty] | K4 | 0 | [10 empty] | No | No
MC202 | Charles Carter Building | C37 | Meeting Room |  | MC202-B11/K4 | Spare | EN.EN3 Energy Sensor | [6 empty] | K4 | 0 | [10 empty] | No | No
MC202 | Charles Carter Building | C40 | Meeting Room |  | MC202-B11/K4 | Spare | EN.EN3 Energy Sensor | [6 empty] | K4 | 0 | [10 empty] | No | No
MC202 | Charles Carter Building | C37 | Meeting Room |  | MC202-B11/K5 | Occupancy heating temperature setpoint | EN.EN3 Energy Sensor | [6 empty] | K5 | 0 | [10 empty] | No | No
MC202 | Charles Carter Building | C40 | Meeting Room |  | MC202-B11/K5 | Occupancy heating temperature setpoint | EN.EN3 Energy Sensor | [6 empty] | K5 | 0 | [10 empty] | No | No
MC202 | Charles Carter Building |  |  |  | MC202-B11/K5 | Occupancy heating temperature setpoint | EN.EN3 Energy Sensor | [6 empty] | K5 | 0 | [10 empty] | No | No
MC202 | Charles Carter Building |  |  |  | MC202-B11/K6 | OccupancyClgTempSP | EN.EN3 Energy Sensor | [6 empty] | K6 | 0 | [10 empty] | No | No
MC202 | Charles Carter Building | C37 | Meeting Room |  | MC202-B11/K6 | OccupancyClgTempSP | EN.EN3 Energy Sensor | [6 empty] | K6 | 0 | [10 empty] | No | No
MC202 | Charles Carter Building | C40 | Meeting Room |  | MC202-B11/K6 | OccupancyClgTempSP | EN.EN3 Energy Sensor | [6 empty] | K6 | 0 | [10 empty] | No | No
MC202 | Charles Carter Building |  |  |  | MC202-B11/K7 | Free cooling temperature setpoint | EN.EN3 Energy Sensor | [6 empty] | K7 | 0 | [10 empty] | No | No
MC202 | Charles Carter Building | C37 | Meeting Room |  | MC202-B11/K7 | Free cooling temperature setpoint | EN.EN3 Energy Sensor | [6 empty] | K7 | 0 | [10 empty] | No | No
MC202 | Charles Carter Building | C40 | Meeting Room |  | MC202-B11/K7 | Free cooling temperature setpoint | EN.EN3 Energy Sensor | [6 empty] | K7 | 0 | [10 empty] | No | No
MC202 | Charles Carter Building |  |  |  | MC202-B11/K19 | Supply fan startup speed | EN.EN3 Energy Sensor | [6 empty] | K19 | 0 | [10 empty] | No | No
MC202 | Charles Carter Building | C37 | Meeting Room |  | MC202-B11/K19 | Supply fan startup speed | EN.EN3 Energy Sensor | [6 empty] | K19 | 0 | [10 empty] | No | No
MC202 | Charles Carter Building | C40 | Meeting Room |  | MC202-B11/K19 | Supply fan startup speed | EN.EN3 Energy Sensor | [6 empty] | K19 | 0 | [10 empty] | No | No
MC202 | Charles Carter Building |  |  |  | MC202-B11/K2 | Unit freeze protection | EN.EN3 Energy Sensor | [6 empty] | K2 | 0 | [10 empty] | No | No
MC202 | Charles Carter Building | C37 | Meeting Room |  | MC202-B11/K2 | Unit freeze protection | EN.EN3 Energy Sensor | [6 empty] | K2 | 0 | [10 empty] | No | No
MC202 | Charles Carter Building | C40 | Meeting Room |  | MC202-B11/K2 | Unit freeze protection | EN.EN3 Energy Sensor | [6 empty] | K2 | 0 | [10 empty] | No | No
MC202 | Charles Carter Building | C37 | Meeting Room |  | MC202-B11/K20 | Extract fan startup speed | EN.EN3 Energy Sensor | [6 empty] | K20 | 0 | [10 empty] | No | No
MC202 | Charles Carter Building | C40 | Meeting Room |  | MC202-B11/K20 | Extract fan startup speed | EN.EN3 Energy Sensor | [6 empty] | K20 | 0 | [10 empty] | No | No
MC202 | Charles Carter Building |  |  |  | MC202-B11/K20 | Extract fan startup speed | EN.EN3 Energy Sensor | [6 empty] | K20 | 0 | [10 empty] | No | No
MC202 | Charles Carter Building |  |  |  | MC202-B11/K21 | Night time cooling supply fan speed | EN.EN3 Energy Sensor | [6 empty] | K21 | 0 | [10 empty] | No | No
MC202 | Charles Carter Building | C37 | Meeting Room |  | MC202-B11/K21 | Night time cooling supply fan speed | EN.EN3 Energy Sensor | [6 empty] | K21 | 0 | [10 empty] | No | No
MC202 | Charles Carter Building | C40 | Meeting Room |  | MC202-B11/K21 | Night time cooling supply fan speed | EN.EN3 Energy Sensor | [6 empty] | K21 | 0 | [10 empty] | No | No
MC202 | Charles Carter Building |  |  |  | MC202-B11/K22 | Night time cooling extract fan speed | EN.EN3 Energy Sensor | [6 empty] | K22 | 0 | [10 empty] | No | No
MC202 | Charles Carter Building | C37 | Meeting Room |  | MC202-B11/K22 | Night time cooling extract fan speed | EN.EN3 Energy Sensor | [6 empty] | K22 | 0 | [10 empty] | No | No
MC202 | Charles Carter Building | C40 | Meeting Room |  | MC202-B11/K22 | Night time cooling extract fan speed | EN.EN3 Energy Sensor | [6 empty] | K22 | 0 | [10 empty] | No | No
MC202 | Charles Carter Building |  |  |  | MC202-B11/K23 | Night time cool temperature setpoint | EN.EN3 Energy Sensor | [6 empty] | K23 | 0 | [10 empty] | No | No
MC202 | Charles Carter Building | C37 | Meeting Room |  | MC202-B11/K23 | Night time cool temperature setpoint | EN.EN3 Energy Sensor | [6 empty] | K23 | 0 | [10 empty] | No | No
MC202 | Charles Carter Building | C40 | Meeting Room |  | MC202-B11/K23 | Night time cool temperature setpoint | EN.EN3 Energy Sensor | [6 empty] | K23 | 0 | [10 empty] | No | No
MC202 | Charles Carter Building |  |  |  | MC202-B11/K12 | Spare | EN.EN3 Energy Sensor | [6 empty] | K12 | 0 | [10 empty] | No | No
MC202 | Charles Carter Building | C37 | Meeting Room |  | MC202-B11/K12 | Spare | EN.EN3 Energy Sensor | [6 empty] | K12 | 0 | [10 empty] | No | No
MC202 | Charles Carter Building | C40 | Meeting Room |  | MC202-B11/K12 | Spare | EN.EN3 Energy Sensor | [6 empty] | K12 | 0 | [10 empty] | No | No
MC202 | Charles Carter Building |  |  |  | MC202-B11/K14 | Occupancy CO2 level | EN.EN3 Energy Sensor | [6 empty] | K14 | 0 | [10 empty] | No | No
MC202 | Charles Carter Building | C37 | Meeting Room |  | MC202-B11/K14 | Occupancy CO2 level | EN.EN3 Energy Sensor | [6 empty] | K14 | 0 | [10 empty] | No | No
MC202 | Charles Carter Building | C40 | Meeting Room |  | MC202-B11/K14 | Occupancy CO2 level | EN.EN3 Energy Sensor | [6 empty] | K14 | 0 | [10 empty] | No | No
MC202 | Charles Carter Building | C37 | Meeting Room |  | MC202-B11/K15 | Outside air night cooling level | EN.EN3 Energy Sensor | [6 empty] | K15 | 0 | [10 empty] | No | No
MC202 | Charles Carter Building | C40 | Meeting Room |  | MC202-B11/K15 | Outside air night cooling level | EN.EN3 Energy Sensor | [6 empty] | K15 | 0 | [10 empty] | No | No
MC202 | Charles Carter Building |  |  |  | MC202-B11/K15 | Outside air night cooling level | EN.EN3 Energy Sensor | [6 empty] | K15 | 0 | [10 empty] | No | No
MC202 | Charles Carter Building |  |  |  | MC202-B11/K16 | Supply air high limit | EN.EN3 Energy Sensor | [6 empty] | K16 | 0 | [10 empty] | No | No
MC202 | Charles Carter Building | C37 | Meeting Room |  | MC202-B11/K16 | Supply air high limit | EN.EN3 Energy Sensor | [6 empty] | K16 | 0 | [10 empty] | No | No
MC202 | Charles Carter Building | C40 | Meeting Room |  | MC202-B11/K16 | Supply air high limit | EN.EN3 Energy Sensor | [6 empty] | K16 | 0 | [10 empty] | No | No
MC202 | Charles Carter Building |  |  |  | MC202-B11/K17 | Supply fan minimum speed | EN.EN3 Energy Sensor | [6 empty] | K17 | 0 | [10 empty] | No | No
MC202 | Charles Carter Building | C37 | Meeting Room |  | MC202-B11/K17 | Supply fan minimum speed | EN.EN3 Energy Sensor | [6 empty] | K17 | 0 | [10 empty] | No | No
MC202 | Charles Carter Building | C40 | Meeting Room |  | MC202-B11/K17 | Supply fan minimum speed | EN.EN3 Energy Sensor | [6 empty] | K17 | 0 | [10 empty] | No | No
MC202 | Charles Carter Building |  |  |  | MC202-B11/K18 | Supply fan max speed | EN.EN3 Energy Sensor | [6 empty] | K18 | 0 | [10 empty] | No | No
MC202 | Charles Carter Building | C37 | Meeting Room |  | MC202-B11/K18 | Supply fan max speed | EN.EN3 Energy Sensor | [6 empty] | K18 | 0 | [10 empty] | No | No
MC202 | Charles Carter Building | C40 | Meeting Room |  | MC202-B11/K18 | Supply fan max speed | EN.EN3 Energy Sensor | [6 empty] | K18 | 0 | [10 empty] | No | No
MC202 | Charles Carter Building | C40 | Meeting Room |  | MC202-B11/I30 | Common fault signal | EN.EN3 Energy Sensor | [6 empty] | I30 | 0 | [10 empty] | No | No
MC202 | Charles Carter Building |  |  |  | MC202-B11/I30 | Common fault signal | EN.EN3 Energy Sensor | [6 empty] | I30 | 0 | [10 empty] | No | No
MC202 | Charles Carter Building | C37 | Meeting Room |  | MC202-B11/I30 | Common fault signal | EN.EN3 Energy Sensor | [6 empty] | I30 | 0 | [10 empty] | No | No
MC202 | Charles Carter Building | C40 | Meeting Room |  | MC202-B11/I5 | On-Off selector | EN.EN3 Energy Sensor | [6 empty] | I5 | 0 | [10 empty] | No | No
MC202 | Charles Carter Building |  |  |  | MC202-B11/I5 | On-Off selector | EN.EN3 Energy Sensor | [6 empty] | I5 | 0 | [10 empty] | No | No
MC202 | Charles Carter Building | C37 | Meeting Room |  | MC202-B11/I5 | On-Off selector | EN.EN3 Energy Sensor | [6 empty] | I5 | 0 | [10 empty] | No | No
MC202 | Charles Carter Building |  |  |  | MC202-B11/I6 | Frost thermostat trip | EN.EN3 Energy Sensor | [6 empty] | I6 | 0 | [10 empty] | No | No
MC202 | Charles Carter Building | C37 | Meeting Room |  | MC202-B11/I6 | Frost thermostat trip | EN.EN3 Energy Sensor | [6 empty] | I6 | 0 | [10 empty] | No | No
MC202 | Charles Carter Building | C40 | Meeting Room |  | MC202-B11/I6 | Frost thermostat trip | EN.EN3 Energy Sensor | [6 empty] | I6 | 0 | [10 empty] | No | No
MC202 | Charles Carter Building |  |  |  | MC202-B11/K1 | Spare | EN.EN3 Energy Sensor | [6 empty] | K1 | 0 | [10 empty] | No | No
MC202 | Charles Carter Building | C37 | Meeting Room |  | MC202-B11/K1 | Spare | EN.EN3 Energy Sensor | [6 empty] | K1 | 0 | [10 empty] | No | No
MC202 | Charles Carter Building | C40 | Meeting Room |  | MC202-B11/K1 | Spare | EN.EN3 Energy Sensor | [6 empty] | K1 | 0 | [10 empty] | No | No
MC202 | Charles Carter Building |  |  |  | MC202-B11/K10 | Extract fan min speed | EN.EN3 Energy Sensor | [6 empty] | K10 | 0 | [10 empty] | No | No
MC202 | Charles Carter Building | C37 | Meeting Room |  | MC202-B11/K10 | Extract fan min speed | EN.EN3 Energy Sensor | [6 empty] | K10 | 0 | [10 empty] | No | No
MC202 | Charles Carter Building | C40 | Meeting Room |  | MC202-B11/K10 | Extract fan min speed | EN.EN3 Energy Sensor | [6 empty] | K10 | 0 | [10 empty] | No | No
MC202 | Charles Carter Building | C37 | Meeting Room |  | MC202-B11/K11 | Extract fan max speed | EN.EN3 Energy Sensor | [6 empty] | K11 | 0 | [10 empty] | No | No
MC202 | Charles Carter Building | C40 | Meeting Room |  | MC202-B11/K11 | Extract fan max speed | EN.EN3 Energy Sensor | [6 empty] | K11 | 0 | [10 empty] | No | No
MC202 | Charles Carter Building |  |  |  | MC202-B11/K11 | Extract fan max speed | EN.EN3 Energy Sensor | [6 empty] | K11 | 0 | [10 empty] | No | No
MC202 | Charles Carter Building |  |  |  | MC202-B11/I20 | Full fresh air | EN.EN3 Energy Sensor | [6 empty] | I20 | 0 | [10 empty] | No | No
MC202 | Charles Carter Building | C37 | Meeting Room |  | MC202-B11/I20 | Full fresh air | EN.EN3 Energy Sensor | [6 empty] | I20 | 0 | [10 empty] | No | No
MC202 | Charles Carter Building | C40 | Meeting Room |  | MC202-B11/I20 | Full fresh air | EN.EN3 Energy Sensor | [6 empty] | I20 | 0 | [10 empty] | No | No
MC202 | Charles Carter Building |  |  |  | MC202-B11/I21 | Open bypass damper | EN.EN3 Energy Sensor | [6 empty] | I21 | 0 | [10 empty] | No | No
MC202 | Charles Carter Building | C37 | Meeting Room |  | MC202-B11/I21 | Open bypass damper | EN.EN3 Energy Sensor | [6 empty] | I21 | 0 | [10 empty] | No | No
MC202 | Charles Carter Building | C40 | Meeting Room |  | MC202-B11/I21 | Open bypass damper | EN.EN3 Energy Sensor | [6 empty] | I21 | 0 | [10 empty] | No | No
MC202 | Charles Carter Building |  |  |  | MC202-B11/I22 | Unit freeze protection | EN.EN3 Energy Sensor | [6 empty] | I22 | 0 | [10 empty] | No | No
MC202 | Charles Carter Building | C37 | Meeting Room |  | MC202-B11/I22 | Unit freeze protection | EN.EN3 Energy Sensor | [6 empty] | I22 | 0 | [10 empty] | No | No
MC202 | Charles Carter Building | C40 | Meeting Room |  | MC202-B11/I22 | Unit freeze protection | EN.EN3 Energy Sensor | [6 empty] | I22 | 0 | [10 empty] | No | No
MC202 | Charles Carter Building |  |  |  | MC202-B11/I23 | Supply fan fault | EN.EN3 Energy Sensor | [6 empty] | I23 | 0 | [10 empty] | No | No
MC202 | Charles Carter Building | C37 | Meeting Room |  | MC202-B11/I23 | Supply fan fault | EN.EN3 Energy Sensor | [6 empty] | I23 | 0 | [10 empty] | No | No
MC202 | Charles Carter Building | C40 | Meeting Room |  | MC202-B11/I23 | Supply fan fault | EN.EN3 Energy Sensor | [6 empty] | I23 | 0 | [10 empty] | No | No
MC202 | Charles Carter Building |  |  |  | MC202-B11/I24 | Extract fan fault | EN.EN3 Energy Sensor | [6 empty] | I24 | 0 | [10 empty] | No | No
MC202 | Charles Carter Building | C37 | Meeting Room |  | MC202-B11/I24 | Extract fan fault | EN.EN3 Energy Sensor | [6 empty] | I24 | 0 | [10 empty] | No | No
MC202 | Charles Carter Building | C40 | Meeting Room |  | MC202-B11/I24 | Extract fan fault | EN.EN3 Energy Sensor | [6 empty] | I24 | 0 | [10 empty] | No | No
MC202 | Charles Carter Building |  |  |  | MC202-B11/I25 | Class vent enable | EN.EN3 Energy Sensor | [6 empty] | I25 | 0 | [10 empty] | No | No
MC202 | Charles Carter Building | C37 | Meeting Room |  | MC202-B11/I25 | Class vent enable | EN.EN3 Energy Sensor | [6 empty] | I25 | 0 | [10 empty] | No | No
MC202 | Charles Carter Building | C40 | Meeting Room |  | MC202-B11/I25 | Class vent enable | EN.EN3 Energy Sensor | [6 empty] | I25 | 0 | [10 empty] | No | No
MC202 | Charles Carter Building |  |  |  | MC202-B11/I14 | Condensate pump alarm | EN.EN3 Energy Sensor | [6 empty] | I14 | 0 | [10 empty] | No | No
MC202 | Charles Carter Building | C37 | Meeting Room |  | MC202-B11/I14 | Condensate pump alarm | EN.EN3 Energy Sensor | [6 empty] | I14 | 0 | [10 empty] | No | No
MC202 | Charles Carter Building | C40 | Meeting Room |  | MC202-B11/I14 | Condensate pump alarm | EN.EN3 Energy Sensor | [6 empty] | I14 | 0 | [10 empty] | No | No
MC202 | Charles Carter Building |  |  |  | MC202-B11/I15 | Unit occupancy | EN.EN3 Energy Sensor | [6 empty] | I15 | 0 | [10 empty] | No | No
MC202 | Charles Carter Building | C37 | Meeting Room |  | MC202-B11/I15 | Unit occupancy | EN.EN3 Energy Sensor | [6 empty] | I15 | 0 | [10 empty] | No | No
MC202 | Charles Carter Building | C40 | Meeting Room |  | MC202-B11/I15 | Unit occupancy | EN.EN3 Energy Sensor | [6 empty] | I15 | 0 | [10 empty] | No | No
MC202 | Charles Carter Building |  |  |  | MC202-B11/I16 | Room frost protection | EN.EN3 Energy Sensor | [6 empty] | I16 | 0 | [10 empty] | No | No
MC202 | Charles Carter Building | C37 | Meeting Room |  | MC202-B11/I16 | Room frost protection | EN.EN3 Energy Sensor | [6 empty] | I16 | 0 | [10 empty] | No | No
MC202 | Charles Carter Building | C40 | Meeting Room |  | MC202-B11/I16 | Room frost protection | EN.EN3 Energy Sensor | [6 empty] | I16 | 0 | [10 empty] | No | No
MC202 | Charles Carter Building |  |  |  | MC202-B11/I17 | Staff boost mode | EN.EN3 Energy Sensor | [6 empty] | I17 | 0 | [10 empty] | No | No
MC202 | Charles Carter Building | C37 | Meeting Room |  | MC202-B11/I17 | Staff boost mode | EN.EN3 Energy Sensor | [6 empty] | I17 | 0 | [10 empty] | No | No
MC202 | Charles Carter Building | C40 | Meeting Room |  | MC202-B11/I17 | Staff boost mode | EN.EN3 Energy Sensor | [6 empty] | I17 | 0 | [10 empty] | No | No
MC202 | Charles Carter Building |  |  |  | MC202-B11/I18 | Auto boost mode | EN.EN3 Energy Sensor | [6 empty] | I18 | 0 | [10 empty] | No | No
MC202 | Charles Carter Building | C37 | Meeting Room |  | MC202-B11/I18 | Auto boost mode | EN.EN3 Energy Sensor | [6 empty] | I18 | 0 | [10 empty] | No | No
MC202 | Charles Carter Building | C40 | Meeting Room |  | MC202-B11/I18 | Auto boost mode | EN.EN3 Energy Sensor | [6 empty] | I18 | 0 | [10 empty] | No | No
MC202 | Charles Carter Building |  |  |  | MC202-B11/I19 | Night cooling | EN.EN3 Energy Sensor | [6 empty] | I19 | 0 | [10 empty] | No | No
MC202 | Charles Carter Building | C37 | Meeting Room |  | MC202-B11/I19 | Night cooling | EN.EN3 Energy Sensor | [6 empty] | I19 | 0 | [10 empty] | No | No
MC202 | Charles Carter Building | C40 | Meeting Room |  | MC202-B11/I19 | Night cooling | EN.EN3 Energy Sensor | [6 empty] | I19 | 0 | [10 empty] | No | No
MC202 | Charles Carter Building |  |  |  | MC202-B11/G7 | Logic 7 | EN.EN3 Energy Sensor | [6 empty] | G7 | 0 | [10 empty] | No | No
MC202 | Charles Carter Building |  |  |  | MC202-B11/G8 | Logic 8 | EN.EN3 Energy Sensor | [6 empty] | G8 | 0 | [10 empty] | No | No
MC202 | Charles Carter Building |  |  |  | MC202-B11/G9 | Class vent enable | EN.EN3 Energy Sensor | [6 empty] | G9 | 0 | [10 empty] | No | No
MC202 | Charles Carter Building |  |  |  | MC202-B11/I11 | Filter dirty | EN.EN3 Energy Sensor | [6 empty] | I11 | 0 | [10 empty] | No | No
MC202 | Charles Carter Building | C37 | Meeting Room |  | MC202-B11/I11 | Filter dirty | EN.EN3 Energy Sensor | [6 empty] | I11 | 0 | [10 empty] | No | No
MC202 | Charles Carter Building | C40 | Meeting Room |  | MC202-B11/I11 | Filter dirty | EN.EN3 Energy Sensor | [6 empty] | I11 | 0 | [10 empty] | No | No
MC202 | Charles Carter Building |  |  |  | MC202-B11/I12 | Supply fan inverter status | EN.EN3 Energy Sensor | [6 empty] | I12 | 0 | [10 empty] | No | No
MC202 | Charles Carter Building | C37 | Meeting Room |  | MC202-B11/I12 | Supply fan inverter status | EN.EN3 Energy Sensor | [6 empty] | I12 | 0 | [10 empty] | No | No
MC202 | Charles Carter Building | C40 | Meeting Room |  | MC202-B11/I12 | Supply fan inverter status | EN.EN3 Energy Sensor | [6 empty] | I12 | 0 | [10 empty] | No | No
MC202 | Charles Carter Building |  |  |  | MC202-B11/I13 | Extract fan inverter status | EN.EN3 Energy Sensor | [6 empty] | I13 | 0 | [10 empty] | No | No
MC202 | Charles Carter Building | C37 | Meeting Room |  | MC202-B11/I13 | Extract fan inverter status | EN.EN3 Energy Sensor | [6 empty] | I13 | 0 | [10 empty] | No | No
MC202 | Charles Carter Building | C40 | Meeting Room |  | MC202-B11/I13 | Extract fan inverter status | EN.EN3 Energy Sensor | [6 empty] | I13 | 0 | [10 empty] | No | No
MC202 | Charles Carter Building |  |  |  | MC202-B11/G36 | Logic 36 | EN.EN3 Energy Sensor | [6 empty] | G36 | 0 | [10 empty] | No | No
MC202 | Charles Carter Building |  |  |  | MC202-B11/G37 | Logic 37 | EN.EN3 Energy Sensor | [6 empty] | G37 | 0 | [10 empty] | No | No
MC202 | Charles Carter Building |  |  |  | MC202-B11/G38 | Logic 38 | EN.EN3 Energy Sensor | [6 empty] | G38 | 0 | [10 empty] | No | No
MC202 | Charles Carter Building |  |  |  | MC202-B11/G4 | Logic 4 | EN.EN3 Energy Sensor | [6 empty] | G4 | 0 | [10 empty] | No | No
MC202 | Charles Carter Building |  |  |  | MC202-B11/G5 | Timeclock enable | EN.EN3 Energy Sensor | [6 empty] | G5 | 0 | [10 empty] | No | No
MC202 | Charles Carter Building |  |  |  | MC202-B11/G6 | Class vent required | EN.EN3 Energy Sensor | [6 empty] | G6 | 0 | [10 empty] | No | No
MC202 | Charles Carter Building |  |  |  | MC202-B11/G30 | Logic 30 | EN.EN3 Energy Sensor | [6 empty] | G30 | 0 | [10 empty] | No | No
MC202 | Charles Carter Building |  |  |  | MC202-B11/G31 | Logic 31 | EN.EN3 Energy Sensor | [6 empty] | G31 | 0 | [10 empty] | No | No
MC202 | Charles Carter Building |  |  |  | MC202-B11/G32 | Logic 32 | EN.EN3 Energy Sensor | [6 empty] | G32 | 0 | [10 empty] | No | No
MC202 | Charles Carter Building |  |  |  | MC202-B11/G33 | Logic 33 | EN.EN3 Energy Sensor | [6 empty] | G33 | 0 | [10 empty] | No | No
MC202 | Charles Carter Building |  |  |  | MC202-B11/G34 | Logic 34 | EN.EN3 Energy Sensor | [6 empty] | G34 | 0 | [10 empty] | No | No
MC202 | Charles Carter Building |  |  |  | MC202-B11/G35 | Remote night cooling available | EN.EN3 Energy Sensor | [6 empty] | G35 | 0 | [10 empty] | No | No
MC202 | Charles Carter Building |  |  |  | MC202-B11/G25 | Logic 25 | EN.EN3 Energy Sensor | [6 empty] | G25 | 0 | [10 empty] | No | No
MC202 | Charles Carter Building |  |  |  | MC202-B11/G26 | Supply fan max speed | EN.EN3 Energy Sensor | [6 empty] | G26 | 0 | [10 empty] | No | No
MC202 | Charles Carter Building |  |  |  | MC202-B11/G27 | Logic 27 | EN.EN3 Energy Sensor | [6 empty] | G27 | 0 | [10 empty] | No | No
MC202 | Charles Carter Building |  |  |  | MC202-B11/G28 | Logic 28 | EN.EN3 Energy Sensor | [6 empty] | G28 | 0 | [10 empty] | No | No
MC202 | Charles Carter Building |  |  |  | MC202-B11/G29 | Logic 29 | EN.EN3 Energy Sensor | [6 empty] | G29 | 0 | [10 empty] | No | No
MC202 | Charles Carter Building |  |  |  | MC202-B11/G3 | Logic 3 | EN.EN3 Energy Sensor | [6 empty] | G3 | 0 | [10 empty] | No | No
MC202 | Charles Carter Building |  |  |  | MC202-B11/G2 | Logic 2 | EN.EN3 Energy Sensor | [6 empty] | G2 | 0 | [10 empty] | No | No
MC202 | Charles Carter Building |  |  |  | MC202-B11/G20 | Logic 20 | EN.EN3 Energy Sensor | [6 empty] | G20 | 0 | [10 empty] | No | No
MC202 | Charles Carter Building |  |  |  | MC202-B11/G21 | Logic 21 | EN.EN3 Energy Sensor | [6 empty] | G21 | 0 | [10 empty] | No | No
MC202 | Charles Carter Building |  |  |  | MC202-B11/G22 | Logic 22 | EN.EN3 Energy Sensor | [6 empty] | G22 | 0 | [10 empty] | No | No
MC202 | Charles Carter Building |  |  |  | MC202-B11/G23 | Logic 23 | EN.EN3 Energy Sensor | [6 empty] | G23 | 0 | [10 empty] | No | No
MC202 | Charles Carter Building |  |  |  | MC202-B11/G24 | Bypass damper control | EN.EN3 Energy Sensor | [6 empty] | G24 | 0 | [10 empty] | No | No
MC202 | Charles Carter Building |  |  |  | MC202-B11/G14 | Boost mode | EN.EN3 Energy Sensor | [6 empty] | G14 | 0 | [10 empty] | No | No
MC202 | Charles Carter Building |  |  |  | MC202-B11/G15 | Logic 15 | EN.EN3 Energy Sensor | [6 empty] | G15 | 0 | [10 empty] | No | No
MC202 | Charles Carter Building |  |  |  | MC202-B11/G16 | Logic 16 | EN.EN3 Energy Sensor | [6 empty] | G16 | 0 | [10 empty] | No | No
MC202 | Charles Carter Building |  |  |  | MC202-B11/G17 | Occ Htg SP Achieved [Full FA] | EN.EN3 Energy Sensor | [6 empty] | G17 | 0 | [10 empty] | No | No
MC202 | Charles Carter Building |  |  |  | MC202-B11/G18 | Logic 18 | EN.EN3 Energy Sensor | [6 empty] | G18 | 0 | [10 empty] | No | No
MC202 | Charles Carter Building |  |  |  | MC202-B11/G19 | Logic 19 | EN.EN3 Energy Sensor | [6 empty] | G19 | 0 | [10 empty] | No | No
MC202 | Charles Carter Building |  |  |  | MC202-B11/F9 | Function 9 | EN.EN3 Energy Sensor | [6 empty] | F9 | 0 | [10 empty] | No | No
MC202 | Charles Carter Building |  |  |  | MC202-B11/G1 | Logic 1 | EN.EN3 Energy Sensor | [6 empty] | G1 | 0 | [10 empty] | No | No
MC202 | Charles Carter Building |  |  |  | MC202-B11/G10 | Logic 10 | EN.EN3 Energy Sensor | [6 empty] | G10 | 0 | [10 empty] | No | No
MC202 | Charles Carter Building |  |  |  | MC202-B11/G11 | Logic 11 | EN.EN3 Energy Sensor | [6 empty] | G11 | 0 | [10 empty] | No | No
MC202 | Charles Carter Building |  |  |  | MC202-B11/G12 | Logic 12 | EN.EN3 Energy Sensor | [6 empty] | G12 | 0 | [10 empty] | No | No
MC202 | Charles Carter Building |  |  |  | MC202-B11/G13 | Logic 13 | EN.EN3 Energy Sensor | [6 empty] | G13 | 0 | [10 empty] | No | No
MC202 | Charles Carter Building |  |  |  | MC202-B11/F45 | Function 45 | EN.EN3 Energy Sensor | [6 empty] | F45 | 0 | [10 empty] | No | No
MC202 | Charles Carter Building |  |  |  | MC202-B11/F47 | Function 47 | EN.EN3 Energy Sensor | [6 empty] | F47 | 0 | [10 empty] | No | No
MC202 | Charles Carter Building |  |  |  | MC202-B11/F48 | Function 48 | EN.EN3 Energy Sensor | [6 empty] | F48 | 0 | [10 empty] | No | No
MC202 | Charles Carter Building |  |  |  | MC202-B11/F6 | Function 6 | EN.EN3 Energy Sensor | [6 empty] | F6 | 0 | [10 empty] | No | No
MC202 | Charles Carter Building |  |  |  | MC202-B11/F7 | Function 7 | EN.EN3 Energy Sensor | [6 empty] | F7 | 0 | [10 empty] | No | No
MC202 | Charles Carter Building |  |  |  | MC202-B11/F8 | Fan speed (heating) | EN.EN3 Energy Sensor | [6 empty] | F8 | 0 | [10 empty] | No | No
MC202 | Charles Carter Building |  |  |  | MC202-B11/F4 | Function 4 | EN.EN3 Energy Sensor | [6 empty] | F4 | 0 | [10 empty] | No | No
MC202 | Charles Carter Building |  |  |  | MC202-B11/F40 | Function 40 | EN.EN3 Energy Sensor | [6 empty] | F40 | 0 | [10 empty] | No | No
MC202 | Charles Carter Building |  |  |  | MC202-B11/F41 | Function 41 | EN.EN3 Energy Sensor | [6 empty] | F41 | 0 | [10 empty] | No | No
MC202 | Charles Carter Building |  |  |  | MC202-B11/F42 | Function 42 | EN.EN3 Energy Sensor | [6 empty] | F42 | 0 | [10 empty] | No | No
MC202 | Charles Carter Building |  |  |  | MC202-B11/F43 | Function 43 | EN.EN3 Energy Sensor | [6 empty] | F43 | 0 | [10 empty] | No | No
MC202 | Charles Carter Building |  |  |  | MC202-B11/F44 | Function 44 | EN.EN3 Energy Sensor | [6 empty] | F44 | 0 | [10 empty] | No | No
MC202 | Charles Carter Building |  |  |  | MC202-B11/F34 | Function 34 | EN.EN3 Energy Sensor | [6 empty] | F34 | 0 | [10 empty] | No | No
MC202 | Charles Carter Building |  |  |  | MC202-B11/F35 | Function 35 | EN.EN3 Energy Sensor | [6 empty] | F35 | 0 | [10 empty] | No | No
MC202 | Charles Carter Building |  |  |  | MC202-B11/F36 | Function 36 | EN.EN3 Energy Sensor | [6 empty] | F36 | 0 | [10 empty] | No | No
MC202 | Charles Carter Building |  |  |  | MC202-B11/F37 | Function 37 | EN.EN3 Energy Sensor | [6 empty] | F37 | 0 | [10 empty] | No | No
MC202 | Charles Carter Building |  |  |  | MC202-B11/F38 | Function 38 | EN.EN3 Energy Sensor | [6 empty] | F38 | 0 | [10 empty] | No | No
MC202 | Charles Carter Building |  |  |  | MC202-B11/F39 | Extract fan speed | EN.EN3 Energy Sensor | [6 empty] | F39 | 0 | [10 empty] | No | No
MC202 | Charles Carter Building |  |  |  | MC202-B11/F29 | Full Fresh Air [Clg] | EN.EN3 Energy Sensor | [6 empty] | F29 | 0 | [10 empty] | No | No
MC202 | Charles Carter Building |  |  |  | MC202-B11/F3 | Function 3 | EN.EN3 Energy Sensor | [6 empty] | F3 | 0 | [10 empty] | No | No
MC202 | Charles Carter Building |  |  |  | MC202-B11/F30 | Function 30 | EN.EN3 Energy Sensor | [6 empty] | F30 | 0 | [10 empty] | No | No
MC202 | Charles Carter Building |  |  |  | MC202-B11/F31 | Function 31 | EN.EN3 Energy Sensor | [6 empty] | F31 | 0 | [10 empty] | No | No
MC202 | Charles Carter Building |  |  |  | MC202-B11/F32 | Function 32 | EN.EN3 Energy Sensor | [6 empty] | F32 | 0 | [10 empty] | No | No
MC202 | Charles Carter Building |  |  |  | MC202-B11/F33 | Function 33 | EN.EN3 Energy Sensor | [6 empty] | F33 | 0 | [10 empty] | No | No
MC202 | Charles Carter Building |  |  |  | MC202-B11/F23 | Function 23 | EN.EN3 Energy Sensor | [6 empty] | F23 | 0 | [10 empty] | No | No
MC202 | Charles Carter Building |  |  |  | MC202-B11/F24 | Function 24 | EN.EN3 Energy Sensor | [6 empty] | F24 | 0 | [10 empty] | No | No
MC202 | Charles Carter Building |  |  |  | MC202-B11/F25 | Function 25 | EN.EN3 Energy Sensor | [6 empty] | F25 | 0 | [10 empty] | No | No
MC202 | Charles Carter Building |  |  |  | MC202-B11/F26 | Function 26 | EN.EN3 Energy Sensor | [6 empty] | F26 | 0 | [10 empty] | No | No
MC202 | Charles Carter Building |  |  |  | MC202-B11/F27 | Function 27 | EN.EN3 Energy Sensor | [6 empty] | F27 | 0 | [10 empty] | No | No
MC202 | Charles Carter Building |  |  |  | MC202-B11/F28 | Function 28 | EN.EN3 Energy Sensor | [6 empty] | F28 | 0 | [10 empty] | No | No
MC202 | Charles Carter Building |  |  |  | MC202-B11/F17 | Function 17 | EN.EN3 Energy Sensor | [6 empty] | F17 | 0 | [10 empty] | No | No
MC202 | Charles Carter Building |  |  |  | MC202-B11/F18 | Function 18 | EN.EN3 Energy Sensor | [6 empty] | F18 | 0 | [10 empty] | No | No
MC202 | Charles Carter Building |  |  |  | MC202-B11/F19 | Supply fan speed | EN.EN3 Energy Sensor | [6 empty] | F19 | 0 | [10 empty] | No | No
MC202 | Charles Carter Building |  |  |  | MC202-B11/F20 | Function 20 | EN.EN3 Energy Sensor | [6 empty] | F20 | 0 | [10 empty] | No | No
MC202 | Charles Carter Building |  |  |  | MC202-B11/F21 | Function 21 | EN.EN3 Energy Sensor | [6 empty] | F21 | 0 | [10 empty] | No | No
MC202 | Charles Carter Building |  |  |  | MC202-B11/F22 | Function 22 | EN.EN3 Energy Sensor | [6 empty] | F22 | 0 | [10 empty] | No | No
MC202 | Charles Carter Building |  |  |  | MC202-B11/F11 | Function 11 | EN.EN3 Energy Sensor | [6 empty] | F11 | 0 | [10 empty] | No | No
MC202 | Charles Carter Building |  |  |  | MC202-B11/F12 | Function 12 | EN.EN3 Energy Sensor | [6 empty] | F12 | 0 | [10 empty] | No | No
MC202 | Charles Carter Building |  |  |  | MC202-B11/F13 | Function 13 | EN.EN3 Energy Sensor | [6 empty] | F13 | 0 | [10 empty] | No | No
MC202 | Charles Carter Building |  |  |  | MC202-B11/F14 | Auto boost setpoint exceeded | EN.EN3 Energy Sensor | [6 empty] | F14 | 0 | [10 empty] | No | No
MC202 | Charles Carter Building |  |  |  | MC202-B11/F15 | Function 15 | EN.EN3 Energy Sensor | [6 empty] | F15 | 0 | [10 empty] | No | No
MC202 | Charles Carter Building |  |  |  | MC202-B11/F16 | Function 16 | EN.EN3 Energy Sensor | [6 empty] | F16 | 0 | [10 empty] | No | No
MC202 | Charles Carter Building |  |  |  | MC202-B11/D4 | Heating valve | EN.EN3 Energy Sensor | [6 empty] | D4 | 0 | [10 empty] | No | No
MC202 | Charles Carter Building | C37 | Meeting Room |  | MC202-B11/D4 | Heating valve | EN.EN3 Energy Sensor | [6 empty] | D4 | 0 | [10 empty] | No | No
MC202 | Charles Carter Building | C40 | Meeting Room |  | MC202-B11/D4 | Heating valve | EN.EN3 Energy Sensor | [6 empty] | D4 | 0 | [10 empty] | No | No
MC202 | Charles Carter Building |  |  |  | MC202-B11/D5 | Supply fan speed | EN.EN3 Energy Sensor | [6 empty] | D5 | 0 | [10 empty] | No | No
MC202 | Charles Carter Building | C37 | Meeting Room |  | MC202-B11/D5 | Supply fan speed | EN.EN3 Energy Sensor | [6 empty] | D5 | 0 | [10 empty] | No | No
MC202 | Charles Carter Building | C40 | Meeting Room |  | MC202-B11/D5 | Supply fan speed | EN.EN3 Energy Sensor | [6 empty] | D5 | 0 | [10 empty] | No | No
MC202 | Charles Carter Building |  |  |  | MC202-B11/D6 | Extract fan speed | EN.EN3 Energy Sensor | [6 empty] | D6 | 0 | [10 empty] | No | No
MC202 | Charles Carter Building | C37 | Meeting Room |  | MC202-B11/D6 | Extract fan speed | EN.EN3 Energy Sensor | [6 empty] | D6 | 0 | [10 empty] | No | No
MC202 | Charles Carter Building | C40 | Meeting Room |  | MC202-B11/D6 | Extract fan speed | EN.EN3 Energy Sensor | [6 empty] | D6 | 0 | [10 empty] | No | No
MC202 | Charles Carter Building |  |  |  | MC202-B11/e1 | 963 Supervisor | EN.EN3 Energy Sensor | [6 empty] | e1 | 0 | [10 empty] | No | No
MC202 | Charles Carter Building |  |  |  | MC202-B11/F1 | Function 1 | EN.EN3 Energy Sensor | [6 empty] | F1 | 0 | [10 empty] | No | No
MC202 | Charles Carter Building |  |  |  | MC202-B11/F10 | Function 10 | EN.EN3 Energy Sensor | [6 empty] | F10 | 0 | [10 empty] | No | No
MC202 | Charles Carter Building |  |  |  | MC202-B11/A14 | Outside air temperature | EN.EN3 Energy Sensor | [6 empty] | A14 | 0 | [10 empty] | No | No
MC202 | Charles Carter Building |  |  |  | MC202-B11/B1 | Frost from MCP | EN.EN3 Energy Sensor | [6 empty] | B1 | 0 | [10 empty] | No | No
MC202 | Charles Carter Building |  |  |  | MC202-B11/B2 | Remote signals | EN.EN3 Energy Sensor | [6 empty] | B2 | 0 | [10 empty] | No | No
MC202 | Charles Carter Building |  |  |  | MC202-B11/C1 | Virtual CNC 1 | EN.EN3 Energy Sensor | [6 empty] | C1 | 0 | [10 empty] | No | No
MC202 | Charles Carter Building |  |  |  | MC202-B11/D1 | Unit enable and fresh air damper | EN.EN3 Energy Sensor | [6 empty] | D1 | 0 | [10 empty] | No | No
MC202 | Charles Carter Building | C37 | Meeting Room |  | MC202-B11/D1 | Unit enable and fresh air damper | EN.EN3 Energy Sensor | [6 empty] | D1 | 0 | [10 empty] | No | No
MC202 | Charles Carter Building | C40 | Meeting Room |  | MC202-B11/D1 | Unit enable and fresh air damper | EN.EN3 Energy Sensor | [6 empty] | D1 | 0 | [10 empty] | No | No
MC202 | Charles Carter Building |  |  |  | MC202-B11/D2 | Bypass damper | EN.EN3 Energy Sensor | [6 empty] | D2 | 0 | [10 empty] | No | No
MC202 | Charles Carter Building | C37 | Meeting Room |  | MC202-B11/D2 | Bypass damper | EN.EN3 Energy Sensor | [6 empty] | D2 | 0 | [10 empty] | No | No
MC202 | Charles Carter Building | C40 | Meeting Room |  | MC202-B11/D2 | Bypass damper | EN.EN3 Energy Sensor | [6 empty] | D2 | 0 | [10 empty] | No | No
MC202 | Charles Carter Building |  |  |  | MC202-B11/~59 |  | EN.EN3 Energy Sensor | [6 empty] | ~59 | 0 | [10 empty] | No | No
MC202 | Charles Carter Building |  |  |  | MC202-B11/~6 |  | EN.EN3 Energy Sensor | [6 empty] | ~6 | 0 | [10 empty] | No | No
MC202 | Charles Carter Building |  |  |  | MC202-B11/~60 |  | EN.EN3 Energy Sensor | [6 empty] | ~60 | 0 | [10 empty] | No | No
MC202 | Charles Carter Building |  |  |  | MC202-B11/~7 |  | EN.EN3 Energy Sensor | [6 empty] | ~7 | 0 | [10 empty] | No | No
MC202 | Charles Carter Building |  |  |  | MC202-B11/~8 |  | EN.EN3 Energy Sensor | [6 empty] | ~8 | 0 | [10 empty] | No | No
MC202 | Charles Carter Building |  |  |  | MC202-B11/~9 |  | EN.EN3 Energy Sensor | [6 empty] | ~9 | 0 | [10 empty] | No | No
MC202 | Charles Carter Building |  |  |  | MC202-B11/~53 | Adjustments (night cool knobs) | EN.EN3 Energy Sensor | [6 empty] | ~53 | 0 | [10 empty] | No | No
MC202 | Charles Carter Building |  |  |  | MC202-B11/~54 |  | EN.EN3 Energy Sensor | [6 empty] | ~54 | 0 | [10 empty] | No | No
MC202 | Charles Carter Building |  |  |  | MC202-B11/~55 | Adjustments | EN.EN3 Energy Sensor | [6 empty] | ~55 | 0 | [10 empty] | No | No
MC202 | Charles Carter Building |  |  |  | MC202-B11/~56 | Knobs | EN.EN3 Energy Sensor | [6 empty] | ~56 | 0 | [10 empty] | No | No
MC202 | Charles Carter Building |  |  |  | MC202-B11/~57 | Switches | EN.EN3 Energy Sensor | [6 empty] | ~57 | 0 | [10 empty] | No | No
MC202 | Charles Carter Building |  |  |  | MC202-B11/~58 |  | EN.EN3 Energy Sensor | [6 empty] | ~58 | 0 | [10 empty] | No | No
MC202 | Charles Carter Building |  |  |  | MC202-B11/~48 |  | EN.EN3 Energy Sensor | [6 empty] | ~48 | 0 | [10 empty] | No | No
MC202 | Charles Carter Building |  |  |  | MC202-B11/~49 |  | EN.EN3 Energy Sensor | [6 empty] | ~49 | 0 | [10 empty] | No | No
MC202 | Charles Carter Building |  |  |  | MC202-B11/~5 |  | EN.EN3 Energy Sensor | [6 empty] | ~5 | 0 | [10 empty] | No | No
MC202 | Charles Carter Building |  |  |  | MC202-B11/~50 |  | EN.EN3 Energy Sensor | [6 empty] | ~50 | 0 | [10 empty] | No | No
MC202 | Charles Carter Building |  |  |  | MC202-B11/~51 |  | EN.EN3 Energy Sensor | [6 empty] | ~51 | 0 | [10 empty] | No | No
MC202 | Charles Carter Building |  |  |  | MC202-B11/~52 |  | EN.EN3 Energy Sensor | [6 empty] | ~52 | 0 | [10 empty] | No | No
MC202 | Charles Carter Building |  |  |  | MC202-B11/~42 |  | EN.EN3 Energy Sensor | [6 empty] | ~42 | 0 | [10 empty] | No | No
MC202 | Charles Carter Building |  |  |  | MC202-B11/~43 |  | EN.EN3 Energy Sensor | [6 empty] | ~43 | 0 | [10 empty] | No | No
MC202 | Charles Carter Building |  |  |  | MC202-B11/~44 |  | EN.EN3 Energy Sensor | [6 empty] | ~44 | 0 | [10 empty] | No | No
MC202 | Charles Carter Building |  |  |  | MC202-B11/~45 |  | EN.EN3 Energy Sensor | [6 empty] | ~45 | 0 | [10 empty] | No | No
MC202 | Charles Carter Building |  |  |  | MC202-B11/~46 | Adjustments (knobs) | EN.EN3 Energy Sensor | [6 empty] | ~46 | 0 | [10 empty] | No | No
MC202 | Charles Carter Building |  |  |  | MC202-B11/~47 | Adjustments (switches) | EN.EN3 Energy Sensor | [6 empty] | ~47 | 0 | [10 empty] | No | No
MC202 | Charles Carter Building |  |  |  | MC202-B11/~37 |  | EN.EN3 Energy Sensor | [6 empty] | ~37 | 0 | [10 empty] | No | No
MC202 | Charles Carter Building |  |  |  | MC202-B11/~38 |  | EN.EN3 Energy Sensor | [6 empty] | ~38 | 0 | [10 empty] | No | No
MC202 | Charles Carter Building |  |  |  | MC202-B11/~39 |  | EN.EN3 Energy Sensor | [6 empty] | ~39 | 0 | [10 empty] | No | No
MC202 | Charles Carter Building |  |  |  | MC202-B11/~4 |  | EN.EN3 Energy Sensor | [6 empty] | ~4 | 0 | [10 empty] | No | No
MC202 | Charles Carter Building |  |  |  | MC202-B11/~40 |  | EN.EN3 Energy Sensor | [6 empty] | ~40 | 0 | [10 empty] | No | No
MC202 | Charles Carter Building |  |  |  | MC202-B11/~41 |  | EN.EN3 Energy Sensor | [6 empty] | ~41 | 0 | [10 empty] | No | No
MC202 | Charles Carter Building |  |  |  | MC202-B11/~31 |  | EN.EN3 Energy Sensor | [6 empty] | ~31 | 0 | [10 empty] | No | No
MC202 | Charles Carter Building |  |  |  | MC202-B11/~32 |  | EN.EN3 Energy Sensor | [6 empty] | ~32 | 0 | [10 empty] | No | No
MC202 | Charles Carter Building |  |  |  | MC202-B11/~33 |  | EN.EN3 Energy Sensor | [6 empty] | ~33 | 0 | [10 empty] | No | No
MC202 | Charles Carter Building |  |  |  | MC202-B11/~34 |  | EN.EN3 Energy Sensor | [6 empty] | ~34 | 0 | [10 empty] | No | No
MC202 | Charles Carter Building |  |  |  | MC202-B11/~35 |  | EN.EN3 Energy Sensor | [6 empty] | ~35 | 0 | [10 empty] | No | No
MC202 | Charles Carter Building |  |  |  | MC202-B11/~36 |  | EN.EN3 Energy Sensor | [6 empty] | ~36 | 0 | [10 empty] | No | No
MC202 | Charles Carter Building |  |  |  | MC202-B11/~26 |  | EN.EN3 Energy Sensor | [6 empty] | ~26 | 0 | [10 empty] | No | No
MC202 | Charles Carter Building |  |  |  | MC202-B11/~27 |  | EN.EN3 Energy Sensor | [6 empty] | ~27 | 0 | [10 empty] | No | No
MC202 | Charles Carter Building |  |  |  | MC202-B11/~28 |  | EN.EN3 Energy Sensor | [6 empty] | ~28 | 0 | [10 empty] | No | No
MC202 | Charles Carter Building |  |  |  | MC202-B11/~29 |  | EN.EN3 Energy Sensor | [6 empty] | ~29 | 0 | [10 empty] | No | No
MC202 | Charles Carter Building |  |  |  | MC202-B11/~3 |  | EN.EN3 Energy Sensor | [6 empty] | ~3 | 0 | [10 empty] | No | No
MC202 | Charles Carter Building |  |  |  | MC202-B11/~30 |  | EN.EN3 Energy Sensor | [6 empty] | ~30 | 0 | [10 empty] | No | No
MC202 | Charles Carter Building |  |  |  | MC202-B11/~20 |  | EN.EN3 Energy Sensor | [6 empty] | ~20 | 0 | [10 empty] | No | No
MC202 | Charles Carter Building |  |  |  | MC202-B11/~21 |  | EN.EN3 Energy Sensor | [6 empty] | ~21 | 0 | [10 empty] | No | No
MC202 | Charles Carter Building |  |  |  | MC202-B11/~22 |  | EN.EN3 Energy Sensor | [6 empty] | ~22 | 0 | [10 empty] | No | No
MC202 | Charles Carter Building |  |  |  | MC202-B11/~23 |  | EN.EN3 Energy Sensor | [6 empty] | ~23 | 0 | [10 empty] | No | No
MC202 | Charles Carter Building |  |  |  | MC202-B11/~24 |  | EN.EN3 Energy Sensor | [6 empty] | ~24 | 0 | [10 empty] | No | No
MC202 | Charles Carter Building |  |  |  | MC202-B11/~25 |  | EN.EN3 Energy Sensor | [6 empty] | ~25 | 0 | [10 empty] | No | No
MC202 | Charles Carter Building |  |  |  | MC202-B11/~15 |  | EN.EN3 Energy Sensor | [6 empty] | ~15 | 0 | [10 empty] | No | No
MC202 | Charles Carter Building |  |  |  | MC202-B11/~16 |  | EN.EN3 Energy Sensor | [6 empty] | ~16 | 0 | [10 empty] | No | No
MC202 | Charles Carter Building |  |  |  | MC202-B11/~17 |  | EN.EN3 Energy Sensor | [6 empty] | ~17 | 0 | [10 empty] | No | No
MC202 | Charles Carter Building |  |  |  | MC202-B11/~18 |  | EN.EN3 Energy Sensor | [6 empty] | ~18 | 0 | [10 empty] | No | No
MC202 | Charles Carter Building |  |  |  | MC202-B11/~19 |  | EN.EN3 Energy Sensor | [6 empty] | ~19 | 0 | [10 empty] | No | No
MC202 | Charles Carter Building |  |  |  | MC202-B11/~2 |  | EN.EN3 Energy Sensor | [6 empty] | ~2 | 0 | [10 empty] | No | No
MC202 | Charles Carter Building |  |  |  | MC202-B05/~1 |  | EN.EN3 Energy Sensor | [6 empty] | ~1 | 0 | [10 empty] | No | No
MC202 | Charles Carter Building |  |  |  | MC202-B05/~10 |  | EN.EN3 Energy Sensor | [6 empty] | ~10 | 0 | [10 empty] | No | No
MC202 | Charles Carter Building |  |  |  | MC202-B05/~11 |  | EN.EN3 Energy Sensor | [6 empty] | ~11 | 0 | [10 empty] | No | No
MC202 | Charles Carter Building |  |  |  | MC202-B05/~12 |  | EN.EN3 Energy Sensor | [6 empty] | ~12 | 0 | [10 empty] | No | No
MC202 | Charles Carter Building |  |  |  | MC202-B05/~13 |  | EN.EN3 Energy Sensor | [6 empty] | ~13 | 0 | [10 empty] | No | No
MC202 | Charles Carter Building |  |  |  | MC202-B05/~14 |  | EN.EN3 Energy Sensor | [6 empty] | ~14 | 0 | [10 empty] | No | No
MC202 | Charles Carter Building |  |  |  | MC202-B05/Z1 | Local time clock | EN.EN3 Energy Sensor | [6 empty] | Z1 | 0 | [10 empty] | No | No
MC202 | Charles Carter Building | A15 | Lecture theatre |  | MC202-B05/Z1 | Local time clock | EN.EN3 Energy Sensor | [6 empty] | Z1 | 0 | [10 empty] | No | No
MC202 | Charles Carter Building |  |  |  | MC202-B05/W4 | Freeze protection reset | EN.EN3 Energy Sensor | [6 empty] | W4 | 0 | [10 empty] | No | No
MC202 | Charles Carter Building | A15 | Lecture theatre |  | MC202-B05/W4 | Freeze protection reset | EN.EN3 Energy Sensor | [6 empty] | W4 | 0 | [10 empty] | No | No
MC202 | Charles Carter Building |  |  |  | MC202-B05/W5 | Enable alarms | EN.EN3 Energy Sensor | [6 empty] | W5 | 0 | [10 empty] | No | No
MC202 | Charles Carter Building | A15 | Lecture theatre |  | MC202-B05/W5 | Enable alarms | EN.EN3 Energy Sensor | [6 empty] | W5 | 0 | [10 empty] | No | No
MC202 | Charles Carter Building |  |  |  | MC202-B05/W6 | Manual off | EN.EN3 Energy Sensor | [6 empty] | W6 | 0 | [10 empty] | No | No
MC202 | Charles Carter Building | A15 | Lecture theatre |  | MC202-B05/W6 | Manual off | EN.EN3 Energy Sensor | [6 empty] | W6 | 0 | [10 empty] | No | No
MC202 | Charles Carter Building |  |  |  | MC202-B05/Y1 | Trend Thermistor | EN.EN3 Energy Sensor | [6 empty] | Y1 | 0 | [10 empty] | No | No
MC202 | Charles Carter Building |  |  |  | MC202-B05/Y2 | CO2 V | EN.EN3 Energy Sensor | [6 empty] | Y2 | 0 | [10 empty] | No | No
MC202 | Charles Carter Building |  |  |  | MC202-B05/Y3 | 4DIX V | EN.EN3 Energy Sensor | [6 empty] | Y3 | 0 | [10 empty] | No | No
MC202 | Charles Carter Building |  |  |  | MC202-B05/S2 | Return temperature | EN.EN3 Energy Sensor | [6 empty] | S2 | 0 | [10 empty] | No | No
MC202 | Charles Carter Building | A15 | Lecture theatre |  | MC202-B05/S2 | Return temperature | EN.EN3 Energy Sensor | [6 empty] | S2 | 0 | [10 empty] | No | No
MC202 | Charles Carter Building |  |  |  | MC202-B05/S3 | Extract CO2 level | EN.EN3 Energy Sensor | [6 empty] | S3 | 0 | [10 empty] | No | No
MC202 | Charles Carter Building | A15 | Lecture theatre |  | MC202-B05/S3 | Extract CO2 level | EN.EN3 Energy Sensor | [6 empty] | S3 | 0 | [10 empty] | No | No
MC202 | Charles Carter Building |  |  |  | MC202-B05/S4 | DIM Module | EN.EN3 Energy Sensor | [6 empty] | S4 | 0 | [10 empty] | No | No
MC202 | Charles Carter Building | A15 | Lecture theatre |  | MC202-B05/S4 | DIM Module | EN.EN3 Energy Sensor | [6 empty] | S4 | 0 | [10 empty] | No | No
MC202 | Charles Carter Building |  |  |  | MC202-B05/V1 |  | EN.EN3 Energy Sensor | [6 empty] | V1 | 0 | [10 empty] | No | No
MC202 | Charles Carter Building |  |  |  | MC202-B05/W2 | Commissioning mode | EN.EN3 Energy Sensor | [6 empty] | W2 | 0 | [10 empty] | No | No
MC202 | Charles Carter Building | A15 | Lecture theatre |  | MC202-B05/W2 | Commissioning mode | EN.EN3 Energy Sensor | [6 empty] | W2 | 0 | [10 empty] | No | No
MC202 | Charles Carter Building |  |  |  | MC202-B05/W3 | Enable boost mode | EN.EN3 Energy Sensor | [6 empty] | W3 | 0 | [10 empty] | No | No
MC202 | Charles Carter Building | A15 | Lecture theatre |  | MC202-B05/W3 | Enable boost mode | EN.EN3 Energy Sensor | [6 empty] | W3 | 0 | [10 empty] | No | No
MC202 | Charles Carter Building |  |  |  | MC202-B05/S1 | Supply air temperature | EN.EN3 Energy Sensor | [6 empty] | S1 | 0 | [10 empty] | No | No
MC202 | Charles Carter Building | A15 | Lecture theatre |  | MC202-B05/S1 | Supply air temperature | EN.EN3 Energy Sensor | [6 empty] | S1 | 0 | [10 empty] | No | No
MC202 | Charles Carter Building |  |  |  | MC202-B05/S11 | Class vent heating demand | EN.EN3 Energy Sensor | [6 empty] | S11 | 0 | [10 empty] | No | No
MC202 | Charles Carter Building | A15 | Lecture theatre |  | MC202-B05/S11 | Class vent heating demand | EN.EN3 Energy Sensor | [6 empty] | S11 | 0 | [10 empty] | No | No
MC202 | Charles Carter Building |  |  |  | MC202-B05/S12 | Supply fan speed | EN.EN3 Energy Sensor | [6 empty] | S12 | 0 | [10 empty] | No | No
MC202 | Charles Carter Building | A15 | Lecture theatre |  | MC202-B05/S12 | Supply fan speed | EN.EN3 Energy Sensor | [6 empty] | S12 | 0 | [10 empty] | No | No
MC202 | Charles Carter Building | A15 | Lecture theatre |  | MC202-B05/S13 | Extract fan speed | EN.EN3 Energy Sensor | [6 empty] | S13 | 0 | [10 empty] | No | No
MC202 | Charles Carter Building |  |  |  | MC202-B05/S13 | Extract fan speed | EN.EN3 Energy Sensor | [6 empty] | S13 | 0 | [10 empty] | No | No
MC202 | Charles Carter Building |  |  |  | MC202-B05/S14 | Outside air temperature | EN.EN3 Energy Sensor | [6 empty] | S14 | 0 | [10 empty] | No | No
MC202 | Charles Carter Building | A15 | Lecture theatre |  | MC202-B05/S14 | Outside air temperature | EN.EN3 Energy Sensor | [6 empty] | S14 | 0 | [10 empty] | No | No
MC202 | Charles Carter Building |  |  |  | MC202-B05/S15 | Bypass damper | EN.EN3 Energy Sensor | [6 empty] | S15 | 0 | [10 empty] | No | No
MC202 | Charles Carter Building | A15 | Lecture theatre |  | MC202-B05/S15 | Bypass damper | EN.EN3 Energy Sensor | [6 empty] | S15 | 0 | [10 empty] | No | No
MC202 | Charles Carter Building |  |  |  | MC202-B05/P2 | Return temperature | EN.EN3 Energy Sensor | [6 empty] | P2 | 0 | [10 empty] | No | No
MC202 | Charles Carter Building |  |  |  | MC202-B05/P3 | Extract CO2 level | EN.EN3 Energy Sensor | [6 empty] | P3 | 0 | [10 empty] | No | No
MC202 | Charles Carter Building |  |  |  | MC202-B05/P4 | DIM Module | EN.EN3 Energy Sensor | [6 empty] | P4 | 0 | [10 empty] | No | No
MC202 | Charles Carter Building |  |  |  | MC202-B05/P5 | Common fault signal | EN.EN3 Energy Sensor | [6 empty] | P5 | 0 | [10 empty] | No | No
MC202 | Charles Carter Building |  |  |  | MC202-B05/P6 | Common fault signal | EN.EN3 Energy Sensor | [6 empty] | P6 | 0 | [10 empty] | No | No
MC202 | Charles Carter Building |  |  |  | MC202-B05/Q1 | Sequence Table 1 | EN.EN3 Energy Sensor | [6 empty] | Q1 | 0 | [10 empty] | No | No
MC202 | Charles Carter Building |  |  |  | MC202-B05/P1 | Supply air temperature | EN.EN3 Energy Sensor | [6 empty] | P1 | 0 | [10 empty] | No | No
MC202 | Charles Carter Building |  |  |  | MC202-B05/P11 | Class vent heating demand | EN.EN3 Energy Sensor | [6 empty] | P11 | 0 | [10 empty] | No | No
MC202 | Charles Carter Building |  |  |  | MC202-B05/P12 | Supply fan speed | EN.EN3 Energy Sensor | [6 empty] | P12 | 0 | [10 empty] | No | No
MC202 | Charles Carter Building |  |  |  | MC202-B05/P13 | Extract fan speed | EN.EN3 Energy Sensor | [6 empty] | P13 | 0 | [10 empty] | No | No
MC202 | Charles Carter Building |  |  |  | MC202-B05/P14 | Outside air temperature | EN.EN3 Energy Sensor | [6 empty] | P14 | 0 | [10 empty] | No | No
MC202 | Charles Carter Building |  |  |  | MC202-B05/P15 | Bypass damper | EN.EN3 Energy Sensor | [6 empty] | P15 | 0 | [10 empty] | No | No
MC202 | Charles Carter Building |  |  |  | MC202-B05/L4 | Fan Speed [Clg] | EN.EN3 Energy Sensor | [6 empty] | L4 | 0 | [10 empty] | No | No
MC202 | Charles Carter Building | A15 | Lecture theatre |  | MC202-B05/L4 | Fan Speed [Clg] | EN.EN3 Energy Sensor | [6 empty] | L4 | 0 | [10 empty] | No | No
MC202 | Charles Carter Building |  |  |  | MC202-B05/L5 | Loop 5 | EN.EN3 Energy Sensor | [6 empty] | L5 | 0 | [10 empty] | No | No
MC202 | Charles Carter Building | A15 | Lecture theatre |  | MC202-B05/L5 | Loop 5 | EN.EN3 Energy Sensor | [6 empty] | L5 | 0 | [10 empty] | No | No
MC202 | Charles Carter Building |  |  |  | MC202-B05/L6 | Loop 6 | EN.EN3 Energy Sensor | [6 empty] | L6 | 0 | [10 empty] | No | No
MC202 | Charles Carter Building | A15 | Lecture theatre |  | MC202-B05/L6 | Loop 6 | EN.EN3 Energy Sensor | [6 empty] | L6 | 0 | [10 empty] | No | No
MC202 | Charles Carter Building |  |  |  | MC202-B05/n1 | IC Comms 1 | EN.EN3 Energy Sensor | [6 empty] | n1 | 0 | [10 empty] | No | No
MC202 | Charles Carter Building |  |  |  | MC202-B05/o1 | Alarm Route 1 | EN.EN3 Energy Sensor | [6 empty] | o1 | 0 | [10 empty] | No | No
MC202 | Charles Carter Building |  |  |  | MC202-B05/K7 | Free cooling temperature setpoint | EN.EN3 Energy Sensor | [6 empty] | K7 | 0 | [10 empty] | No | No
MC202 | Charles Carter Building | A15 | Lecture theatre |  | MC202-B05/K7 | Free cooling temperature setpoint | EN.EN3 Energy Sensor | [6 empty] | K7 | 0 | [10 empty] | No | No
MC202 | Charles Carter Building |  |  |  | MC202-B05/K8 | Spare | EN.EN3 Energy Sensor | [6 empty] | K8 | 0 | [10 empty] | No | No
MC202 | Charles Carter Building | A15 | Lecture theatre |  | MC202-B05/K8 | Spare | EN.EN3 Energy Sensor | [6 empty] | K8 | 0 | [10 empty] | No | No
MC202 | Charles Carter Building |  |  |  | MC202-B05/K9 | Supply air low limit | EN.EN3 Energy Sensor | [6 empty] | K9 | 0 | [10 empty] | No | No
MC202 | Charles Carter Building | A15 | Lecture theatre |  | MC202-B05/K9 | Supply air low limit | EN.EN3 Energy Sensor | [6 empty] | K9 | 0 | [10 empty] | No | No
MC202 | Charles Carter Building |  |  |  | MC202-B05/L1 | Loop 1 | EN.EN3 Energy Sensor | [6 empty] | L1 | 0 | [10 empty] | No | No
MC202 | Charles Carter Building | A15 | Lecture theatre |  | MC202-B05/L1 | Loop 1 | EN.EN3 Energy Sensor | [6 empty] | L1 | 0 | [10 empty] | No | No
MC202 | Charles Carter Building |  |  |  | MC202-B05/L2 | Supply air low limit | EN.EN3 Energy Sensor | [6 empty] | L2 | 0 | [10 empty] | No | No
MC202 | Charles Carter Building | A15 | Lecture theatre |  | MC202-B05/L2 | Supply air low limit | EN.EN3 Energy Sensor | [6 empty] | L2 | 0 | [10 empty] | No | No
MC202 | Charles Carter Building |  |  |  | MC202-B05/L3 | Fan Speed [CO2] | EN.EN3 Energy Sensor | [6 empty] | L3 | 0 | [10 empty] | No | No
MC202 | Charles Carter Building | A15 | Lecture theatre |  | MC202-B05/L3 | Fan Speed [CO2] | EN.EN3 Energy Sensor | [6 empty] | L3 | 0 | [10 empty] | No | No
MC202 | Charles Carter Building |  |  |  | MC202-B05/K23 | Night time cool temperature setpoint | EN.EN3 Energy Sensor | [6 empty] | K23 | 0 | [10 empty] | No | No
MC202 | Charles Carter Building | A15 | Lecture theatre |  | MC202-B05/K23 | Night time cool temperature setpoint | EN.EN3 Energy Sensor | [6 empty] | K23 | 0 | [10 empty] | No | No
MC202 | Charles Carter Building |  |  |  | MC202-B05/K24 | Night cooling supply air low limit | EN.EN3 Energy Sensor | [6 empty] | K24 | 0 | [10 empty] | No | No
MC202 | Charles Carter Building | A15 | Lecture theatre |  | MC202-B05/K24 | Night cooling supply air low limit | EN.EN3 Energy Sensor | [6 empty] | K24 | 0 | [10 empty] | No | No
MC202 | Charles Carter Building |  |  |  | MC202-B05/K3 | Room frost protection | EN.EN3 Energy Sensor | [6 empty] | K3 | 0 | [10 empty] | No | No
MC202 | Charles Carter Building | A15 | Lecture theatre |  | MC202-B05/K3 | Room frost protection | EN.EN3 Energy Sensor | [6 empty] | K3 | 0 | [10 empty] | No | No
MC202 | Charles Carter Building |  |  |  | MC202-B05/K4 | Spare | EN.EN3 Energy Sensor | [6 empty] | K4 | 0 | [10 empty] | No | No
MC202 | Charles Carter Building | A15 | Lecture theatre |  | MC202-B05/K4 | Spare | EN.EN3 Energy Sensor | [6 empty] | K4 | 0 | [10 empty] | No | No
MC202 | Charles Carter Building |  |  |  | MC202-B05/K5 | Occupancy heating temperature setpoint | EN.EN3 Energy Sensor | [6 empty] | K5 | 0 | [10 empty] | No | No
MC202 | Charles Carter Building | A15 | Lecture theatre |  | MC202-B05/K5 | Occupancy heating temperature setpoint | EN.EN3 Energy Sensor | [6 empty] | K5 | 0 | [10 empty] | No | No
MC202 | Charles Carter Building |  |  |  | MC202-B05/K6 | OccupancyClgTempSP | EN.EN3 Energy Sensor | [6 empty] | K6 | 0 | [10 empty] | No | No
MC202 | Charles Carter Building | A15 | Lecture theatre |  | MC202-B05/K6 | OccupancyClgTempSP | EN.EN3 Energy Sensor | [6 empty] | K6 | 0 | [10 empty] | No | No
MC202 | Charles Carter Building |  |  |  | MC202-B05/K18 | Supply fan max speed | EN.EN3 Energy Sensor | [6 empty] | K18 | 0 | [10 empty] | No | No
MC202 | Charles Carter Building | A15 | Lecture theatre |  | MC202-B05/K18 | Supply fan max speed | EN.EN3 Energy Sensor | [6 empty] | K18 | 0 | [10 empty] | No | No
MC202 | Charles Carter Building |  |  |  | MC202-B05/K19 | Supply fan startup speed | EN.EN3 Energy Sensor | [6 empty] | K19 | 0 | [10 empty] | No | No
MC202 | Charles Carter Building | A15 | Lecture theatre |  | MC202-B05/K19 | Supply fan startup speed | EN.EN3 Energy Sensor | [6 empty] | K19 | 0 | [10 empty] | No | No
MC202 | Charles Carter Building |  |  |  | MC202-B05/K2 | Unit freeze protection | EN.EN3 Energy Sensor | [6 empty] | K2 | 0 | [10 empty] | No | No
MC202 | Charles Carter Building | A15 | Lecture theatre |  | MC202-B05/K2 | Unit freeze protection | EN.EN3 Energy Sensor | [6 empty] | K2 | 0 | [10 empty] | No | No
MC202 | Charles Carter Building |  |  |  | MC202-B05/K20 | Extract fan startup speed | EN.EN3 Energy Sensor | [6 empty] | K20 | 0 | [10 empty] | No | No
MC202 | Charles Carter Building | A15 | Lecture theatre |  | MC202-B05/K20 | Extract fan startup speed | EN.EN3 Energy Sensor | [6 empty] | K20 | 0 | [10 empty] | No | No
MC202 | Charles Carter Building |  |  |  | MC202-B05/K21 | Night time cooling supply fan speed | EN.EN3 Energy Sensor | [6 empty] | K21 | 0 | [10 empty] | No | No
MC202 | Charles Carter Building | A15 | Lecture theatre |  | MC202-B05/K21 | Night time cooling supply fan speed | EN.EN3 Energy Sensor | [6 empty] | K21 | 0 | [10 empty] | No | No
MC202 | Charles Carter Building |  |  |  | MC202-B05/K22 | Night time cooling extract fan speed | EN.EN3 Energy Sensor | [6 empty] | K22 | 0 | [10 empty] | No | No
MC202 | Charles Carter Building | A15 | Lecture theatre |  | MC202-B05/K22 | Night time cooling extract fan speed | EN.EN3 Energy Sensor | [6 empty] | K22 | 0 | [10 empty] | No | No
MC202 | Charles Carter Building |  |  |  | MC202-B05/K11 | Extract fan max speed | EN.EN3 Energy Sensor | [6 empty] | K11 | 0 | [10 empty] | No | No
MC202 | Charles Carter Building | A15 | Lecture theatre |  | MC202-B05/K11 | Extract fan max speed | EN.EN3 Energy Sensor | [6 empty] | K11 | 0 | [10 empty] | No | No
MC202 | Charles Carter Building |  |  |  | MC202-B05/K12 | Spare | EN.EN3 Energy Sensor | [6 empty] | K12 | 0 | [10 empty] | No | No
MC202 | Charles Carter Building | A15 | Lecture theatre |  | MC202-B05/K12 | Spare | EN.EN3 Energy Sensor | [6 empty] | K12 | 0 | [10 empty] | No | No
MC202 | Charles Carter Building |  |  |  | MC202-B05/K14 | Occupancy CO2 level | EN.EN3 Energy Sensor | [6 empty] | K14 | 0 | [10 empty] | No | No
MC202 | Charles Carter Building | A15 | Lecture theatre |  | MC202-B05/K14 | Occupancy CO2 level | EN.EN3 Energy Sensor | [6 empty] | K14 | 0 | [10 empty] | No | No
MC202 | Charles Carter Building |  |  |  | MC202-B05/K15 | Outside air night cooling level | EN.EN3 Energy Sensor | [6 empty] | K15 | 0 | [10 empty] | No | No
MC202 | Charles Carter Building | A15 | Lecture theatre |  | MC202-B05/K15 | Outside air night cooling level | EN.EN3 Energy Sensor | [6 empty] | K15 | 0 | [10 empty] | No | No
MC202 | Charles Carter Building |  |  |  | MC202-B05/K16 | Supply air high limit | EN.EN3 Energy Sensor | [6 empty] | K16 | 0 | [10 empty] | No | No
MC202 | Charles Carter Building | A15 | Lecture theatre |  | MC202-B05/K16 | Supply air high limit | EN.EN3 Energy Sensor | [6 empty] | K16 | 0 | [10 empty] | No | No
MC202 | Charles Carter Building |  |  |  | MC202-B05/K17 | Supply fan minimum speed | EN.EN3 Energy Sensor | [6 empty] | K17 | 0 | [10 empty] | No | No
MC202 | Charles Carter Building | A15 | Lecture theatre |  | MC202-B05/K17 | Supply fan minimum speed | EN.EN3 Energy Sensor | [6 empty] | K17 | 0 | [10 empty] | No | No
MC202 | Charles Carter Building |  |  |  | MC202-B05/I25 | Class vent enable | EN.EN3 Energy Sensor | [6 empty] | I25 | 0 | [10 empty] | No | No
MC202 | Charles Carter Building | A15 | Lecture theatre |  | MC202-B05/I25 | Class vent enable | EN.EN3 Energy Sensor | [6 empty] | I25 | 0 | [10 empty] | No | No
MC202 | Charles Carter Building |  |  |  | MC202-B05/I30 | Common fault signal | EN.EN3 Energy Sensor | [6 empty] | I30 | 0 | [10 empty] | No | No
MC202 | Charles Carter Building | A15 | Lecture theatre |  | MC202-B05/I30 | Common fault signal | EN.EN3 Energy Sensor | [6 empty] | I30 | 0 | [10 empty] | No | No
MC202 | Charles Carter Building |  |  |  | MC202-B05/I5 | On-Off selector | EN.EN3 Energy Sensor | [6 empty] | I5 | 0 | [10 empty] | No | No
MC202 | Charles Carter Building | A15 | Lecture theatre |  | MC202-B05/I5 | On-Off selector | EN.EN3 Energy Sensor | [6 empty] | I5 | 0 | [10 empty] | No | No
MC202 | Charles Carter Building |  |  |  | MC202-B05/I6 | Frost thermostat trip | EN.EN3 Energy Sensor | [6 empty] | I6 | 0 | [10 empty] | No | No
MC202 | Charles Carter Building | A15 | Lecture theatre |  | MC202-B05/I6 | Frost thermostat trip | EN.EN3 Energy Sensor | [6 empty] | I6 | 0 | [10 empty] | No | No
MC202 | Charles Carter Building |  |  |  | MC202-B05/K1 | Spare | EN.EN3 Energy Sensor | [6 empty] | K1 | 0 | [10 empty] | No | No
MC202 | Charles Carter Building | A15 | Lecture theatre |  | MC202-B05/K1 | Spare | EN.EN3 Energy Sensor | [6 empty] | K1 | 0 | [10 empty] | No | No
MC202 | Charles Carter Building | A15 | Lecture theatre |  | MC202-B05/K10 | Extract fan min speed | EN.EN3 Energy Sensor | [6 empty] | K10 | 0 | [10 empty] | No | No
MC202 | Charles Carter Building |  |  |  | MC202-B05/K10 | Extract fan min speed | EN.EN3 Energy Sensor | [6 empty] | K10 | 0 | [10 empty] | No | No
MC202 | Charles Carter Building |  |  |  | MC202-B05/I19 | Night cooling | EN.EN3 Energy Sensor | [6 empty] | I19 | 0 | [10 empty] | No | No
MC202 | Charles Carter Building | A15 | Lecture theatre |  | MC202-B05/I19 | Night cooling | EN.EN3 Energy Sensor | [6 empty] | I19 | 0 | [10 empty] | No | No
MC202 | Charles Carter Building | A15 | Lecture theatre |  | MC202-B05/I20 | Full fresh air | EN.EN3 Energy Sensor | [6 empty] | I20 | 0 | [10 empty] | No | No
MC202 | Charles Carter Building |  |  |  | MC202-B05/I20 | Full fresh air | EN.EN3 Energy Sensor | [6 empty] | I20 | 0 | [10 empty] | No | No
MC202 | Charles Carter Building |  |  |  | MC202-B05/I21 | Open bypass damper | EN.EN3 Energy Sensor | [6 empty] | I21 | 0 | [10 empty] | No | No
MC202 | Charles Carter Building | A15 | Lecture theatre |  | MC202-B05/I21 | Open bypass damper | EN.EN3 Energy Sensor | [6 empty] | I21 | 0 | [10 empty] | No | No
MC202 | Charles Carter Building |  |  |  | MC202-B05/I22 | Unit freeze protection | EN.EN3 Energy Sensor | [6 empty] | I22 | 0 | [10 empty] | No | No
MC202 | Charles Carter Building | A15 | Lecture theatre |  | MC202-B05/I22 | Unit freeze protection | EN.EN3 Energy Sensor | [6 empty] | I22 | 0 | [10 empty] | No | No
MC202 | Charles Carter Building |  |  |  | MC202-B05/I23 | Supply fan fault | EN.EN3 Energy Sensor | [6 empty] | I23 | 0 | [10 empty] | No | No
MC202 | Charles Carter Building | A15 | Lecture theatre |  | MC202-B05/I23 | Supply fan fault | EN.EN3 Energy Sensor | [6 empty] | I23 | 0 | [10 empty] | No | No
MC202 | Charles Carter Building |  |  |  | MC202-B05/I24 | Extract fan fault | EN.EN3 Energy Sensor | [6 empty] | I24 | 0 | [10 empty] | No | No
MC202 | Charles Carter Building | A15 | Lecture theatre |  | MC202-B05/I24 | Extract fan fault | EN.EN3 Energy Sensor | [6 empty] | I24 | 0 | [10 empty] | No | No
MC202 | Charles Carter Building |  |  |  | MC202-B05/I13 | Extract fan inverter status | EN.EN3 Energy Sensor | [6 empty] | I13 | 0 | [10 empty] | No | No
MC202 | Charles Carter Building | A15 | Lecture theatre |  | MC202-B05/I13 | Extract fan inverter status | EN.EN3 Energy Sensor | [6 empty] | I13 | 0 | [10 empty] | No | No
MC202 | Charles Carter Building |  |  |  | MC202-B05/I14 | Condensate pump alarm | EN.EN3 Energy Sensor | [6 empty] | I14 | 0 | [10 empty] | No | No
MC202 | Charles Carter Building | A15 | Lecture theatre |  | MC202-B05/I14 | Condensate pump alarm | EN.EN3 Energy Sensor | [6 empty] | I14 | 0 | [10 empty] | No | No
MC202 | Charles Carter Building |  |  |  | MC202-B05/I15 | Unit occupancy | EN.EN3 Energy Sensor | [6 empty] | I15 | 0 | [10 empty] | No | No
MC202 | Charles Carter Building | A15 | Lecture theatre |  | MC202-B05/I15 | Unit occupancy | EN.EN3 Energy Sensor | [6 empty] | I15 | 0 | [10 empty] | No | No
MC202 | Charles Carter Building |  |  |  | MC202-B05/I16 | Room frost protection | EN.EN3 Energy Sensor | [6 empty] | I16 | 0 | [10 empty] | No | No
MC202 | Charles Carter Building | A15 | Lecture theatre |  | MC202-B05/I16 | Room frost protection | EN.EN3 Energy Sensor | [6 empty] | I16 | 0 | [10 empty] | No | No
MC202 | Charles Carter Building |  |  |  | MC202-B05/I17 | Staff boost mode | EN.EN3 Energy Sensor | [6 empty] | I17 | 0 | [10 empty] | No | No
MC202 | Charles Carter Building | A15 | Lecture theatre |  | MC202-B05/I17 | Staff boost mode | EN.EN3 Energy Sensor | [6 empty] | I17 | 0 | [10 empty] | No | No
MC202 | Charles Carter Building |  |  |  | MC202-B05/I18 | Auto boost mode | EN.EN3 Energy Sensor | [6 empty] | I18 | 0 | [10 empty] | No | No
MC202 | Charles Carter Building | A15 | Lecture theatre |  | MC202-B05/I18 | Auto boost mode | EN.EN3 Energy Sensor | [6 empty] | I18 | 0 | [10 empty] | No | No
MC202 | Charles Carter Building |  |  |  | MC202-B05/G6 | Class vent required | EN.EN3 Energy Sensor | [6 empty] | G6 | 0 | [10 empty] | No | No
MC202 | Charles Carter Building |  |  |  | MC202-B05/G7 | Logic 7 | EN.EN3 Energy Sensor | [6 empty] | G7 | 0 | [10 empty] | No | No
MC202 | Charles Carter Building |  |  |  | MC202-B05/G8 | Logic 8 | EN.EN3 Energy Sensor | [6 empty] | G8 | 0 | [10 empty] | No | No
MC202 | Charles Carter Building |  |  |  | MC202-B05/G9 | Class vent enable | EN.EN3 Energy Sensor | [6 empty] | G9 | 0 | [10 empty] | No | No
MC202 | Charles Carter Building |  |  |  | MC202-B05/I11 | Filter dirty | EN.EN3 Energy Sensor | [6 empty] | I11 | 0 | [10 empty] | No | No
MC202 | Charles Carter Building | A15 | Lecture theatre |  | MC202-B05/I11 | Filter dirty | EN.EN3 Energy Sensor | [6 empty] | I11 | 0 | [10 empty] | No | No
MC202 | Charles Carter Building |  |  |  | MC202-B05/I12 | Supply fan inverter status | EN.EN3 Energy Sensor | [6 empty] | I12 | 0 | [10 empty] | No | No
MC202 | Charles Carter Building | A15 | Lecture theatre |  | MC202-B05/I12 | Supply fan inverter status | EN.EN3 Energy Sensor | [6 empty] | I12 | 0 | [10 empty] | No | No
MC202 | Charles Carter Building |  |  |  | MC202-B05/G35 | Remote night cooling available | EN.EN3 Energy Sensor | [6 empty] | G35 | 0 | [10 empty] | No | No
MC202 | Charles Carter Building |  |  |  | MC202-B05/G36 | Logic 36 | EN.EN3 Energy Sensor | [6 empty] | G36 | 0 | [10 empty] | No | No
MC202 | Charles Carter Building |  |  |  | MC202-B05/G37 | Logic 37 | EN.EN3 Energy Sensor | [6 empty] | G37 | 0 | [10 empty] | No | No
MC202 | Charles Carter Building |  |  |  | MC202-B05/G38 | Logic 38 | EN.EN3 Energy Sensor | [6 empty] | G38 | 0 | [10 empty] | No | No
MC202 | Charles Carter Building |  |  |  | MC202-B05/G4 | Logic 4 | EN.EN3 Energy Sensor | [6 empty] | G4 | 0 | [10 empty] | No | No
MC202 | Charles Carter Building |  |  |  | MC202-B05/G5 | Timeclock enable | EN.EN3 Energy Sensor | [6 empty] | G5 | 0 | [10 empty] | No | No
MC202 | Charles Carter Building |  |  |  | MC202-B05/G3 | Logic 3 | EN.EN3 Energy Sensor | [6 empty] | G3 | 0 | [10 empty] | No | No
MC202 | Charles Carter Building |  |  |  | MC202-B05/G30 | Logic 30 | EN.EN3 Energy Sensor | [6 empty] | G30 | 0 | [10 empty] | No | No
MC202 | Charles Carter Building |  |  |  | MC202-B05/G31 | Logic 31 | EN.EN3 Energy Sensor | [6 empty] | G31 | 0 | [10 empty] | No | No
MC202 | Charles Carter Building |  |  |  | MC202-B05/G32 | Logic 32 | EN.EN3 Energy Sensor | [6 empty] | G32 | 0 | [10 empty] | No | No
MC202 | Charles Carter Building |  |  |  | MC202-B05/G33 | Logic 33 | EN.EN3 Energy Sensor | [6 empty] | G33 | 0 | [10 empty] | No | No
MC202 | Charles Carter Building |  |  |  | MC202-B05/G34 | Logic 34 | EN.EN3 Energy Sensor | [6 empty] | G34 | 0 | [10 empty] | No | No
MC202 | Charles Carter Building |  |  |  | MC202-B05/G24 | Bypass damper control | EN.EN3 Energy Sensor | [6 empty] | G24 | 0 | [10 empty] | No | No
MC202 | Charles Carter Building |  |  |  | MC202-B05/G25 | Logic 25 | EN.EN3 Energy Sensor | [6 empty] | G25 | 0 | [10 empty] | No | No
MC202 | Charles Carter Building |  |  |  | MC202-B05/G26 | Supply fan max speed | EN.EN3 Energy Sensor | [6 empty] | G26 | 0 | [10 empty] | No | No
MC202 | Charles Carter Building |  |  |  | MC202-B05/G27 | Logic 27 | EN.EN3 Energy Sensor | [6 empty] | G27 | 0 | [10 empty] | No | No
MC202 | Charles Carter Building |  |  |  | MC202-B05/G28 | Logic 28 | EN.EN3 Energy Sensor | [6 empty] | G28 | 0 | [10 empty] | No | No
MC202 | Charles Carter Building |  |  |  | MC202-B05/G29 | Logic 29 | EN.EN3 Energy Sensor | [6 empty] | G29 | 0 | [10 empty] | No | No
MC202 | Charles Carter Building |  |  |  | MC202-B05/G19 | Logic 19 | EN.EN3 Energy Sensor | [6 empty] | G19 | 0 | [10 empty] | No | No
MC202 | Charles Carter Building |  |  |  | MC202-B05/G2 | Logic 2 | EN.EN3 Energy Sensor | [6 empty] | G2 | 0 | [10 empty] | No | No
MC202 | Charles Carter Building |  |  |  | MC202-B05/G20 | Logic 20 | EN.EN3 Energy Sensor | [6 empty] | G20 | 0 | [10 empty] | No | No
MC202 | Charles Carter Building |  |  |  | MC202-B05/G21 | Logic 21 | EN.EN3 Energy Sensor | [6 empty] | G21 | 0 | [10 empty] | No | No
MC202 | Charles Carter Building |  |  |  | MC202-B05/G22 | Logic 22 | EN.EN3 Energy Sensor | [6 empty] | G22 | 0 | [10 empty] | No | No
MC202 | Charles Carter Building |  |  |  | MC202-B05/G23 | Logic 23 | EN.EN3 Energy Sensor | [6 empty] | G23 | 0 | [10 empty] | No | No
MC202 | Charles Carter Building |  |  |  | MC202-B05/G13 | Logic 13 | EN.EN3 Energy Sensor | [6 empty] | G13 | 0 | [10 empty] | No | No
MC202 | Charles Carter Building |  |  |  | MC202-B05/G14 | Boost mode | EN.EN3 Energy Sensor | [6 empty] | G14 | 0 | [10 empty] | No | No
MC202 | Charles Carter Building |  |  |  | MC202-B05/G15 | Logic 15 | EN.EN3 Energy Sensor | [6 empty] | G15 | 0 | [10 empty] | No | No
MC202 | Charles Carter Building |  |  |  | MC202-B05/G16 | Logic 16 | EN.EN3 Energy Sensor | [6 empty] | G16 | 0 | [10 empty] | No | No
MC202 | Charles Carter Building |  |  |  | MC202-B05/G17 | Occ Htg SP Achieved [Full FA] | EN.EN3 Energy Sensor | [6 empty] | G17 | 0 | [10 empty] | No | No
MC202 | Charles Carter Building |  |  |  | MC202-B05/G18 | Logic 18 | EN.EN3 Energy Sensor | [6 empty] | G18 | 0 | [10 empty] | No | No
MC202 | Charles Carter Building |  |  |  | MC202-B05/F8 | Fan speed (heating) | EN.EN3 Energy Sensor | [6 empty] | F8 | 0 | [10 empty] | No | No
MC202 | Charles Carter Building |  |  |  | MC202-B05/F9 | Function 9 | EN.EN3 Energy Sensor | [6 empty] | F9 | 0 | [10 empty] | No | No
MC202 | Charles Carter Building |  |  |  | MC202-B05/G1 | Logic 1 | EN.EN3 Energy Sensor | [6 empty] | G1 | 0 | [10 empty] | No | No
MC202 | Charles Carter Building |  |  |  | MC202-B05/G10 | Logic 10 | EN.EN3 Energy Sensor | [6 empty] | G10 | 0 | [10 empty] | No | No
MC202 | Charles Carter Building |  |  |  | MC202-B05/G11 | Logic 11 | EN.EN3 Energy Sensor | [6 empty] | G11 | 0 | [10 empty] | No | No
MC202 | Charles Carter Building |  |  |  | MC202-B05/G12 | Logic 12 | EN.EN3 Energy Sensor | [6 empty] | G12 | 0 | [10 empty] | No | No
MC202 | Charles Carter Building |  |  |  | MC202-B05/F44 | Function 44 | EN.EN3 Energy Sensor | [6 empty] | F44 | 0 | [10 empty] | No | No
MC202 | Charles Carter Building |  |  |  | MC202-B05/F45 | Function 45 | EN.EN3 Energy Sensor | [6 empty] | F45 | 0 | [10 empty] | No | No
MC202 | Charles Carter Building |  |  |  | MC202-B05/F47 | Function 47 | EN.EN3 Energy Sensor | [6 empty] | F47 | 0 | [10 empty] | No | No
MC202 | Charles Carter Building |  |  |  | MC202-B05/F48 | Function 48 | EN.EN3 Energy Sensor | [6 empty] | F48 | 0 | [10 empty] | No | No
MC202 | Charles Carter Building |  |  |  | MC202-B05/F6 | Function 6 | EN.EN3 Energy Sensor | [6 empty] | F6 | 0 | [10 empty] | No | No
MC202 | Charles Carter Building |  |  |  | MC202-B05/F7 | Function 7 | EN.EN3 Energy Sensor | [6 empty] | F7 | 0 | [10 empty] | No | No
MC202 | Charles Carter Building |  |  |  | MC202-B05/F39 | Extract fan speed | EN.EN3 Energy Sensor | [6 empty] | F39 | 0 | [10 empty] | No | No
MC202 | Charles Carter Building |  |  |  | MC202-B05/F4 | Function 4 | EN.EN3 Energy Sensor | [6 empty] | F4 | 0 | [10 empty] | No | No
MC202 | Charles Carter Building |  |  |  | MC202-B05/F40 | Function 40 | EN.EN3 Energy Sensor | [6 empty] | F40 | 0 | [10 empty] | No | No
MC202 | Charles Carter Building |  |  |  | MC202-B05/F41 | Function 41 | EN.EN3 Energy Sensor | [6 empty] | F41 | 0 | [10 empty] | No | No
MC202 | Charles Carter Building |  |  |  | MC202-B05/F42 | Function 42 | EN.EN3 Energy Sensor | [6 empty] | F42 | 0 | [10 empty] | No | No
MC202 | Charles Carter Building |  |  |  | MC202-B05/F43 | Function 43 | EN.EN3 Energy Sensor | [6 empty] | F43 | 0 | [10 empty] | No | No
MC202 | Charles Carter Building |  |  |  | MC202-B05/F33 | Function 33 | EN.EN3 Energy Sensor | [6 empty] | F33 | 0 | [10 empty] | No | No
MC202 | Charles Carter Building |  |  |  | MC202-B05/F34 | Function 34 | EN.EN3 Energy Sensor | [6 empty] | F34 | 0 | [10 empty] | No | No
MC202 | Charles Carter Building |  |  |  | MC202-B05/F35 | Function 35 | EN.EN3 Energy Sensor | [6 empty] | F35 | 0 | [10 empty] | No | No
MC202 | Charles Carter Building |  |  |  | MC202-B05/F36 | Function 36 | EN.EN3 Energy Sensor | [6 empty] | F36 | 0 | [10 empty] | No | No
MC202 | Charles Carter Building |  |  |  | MC202-B05/F37 | Function 37 | EN.EN3 Energy Sensor | [6 empty] | F37 | 0 | [10 empty] | No | No
MC202 | Charles Carter Building |  |  |  | MC202-B05/F38 | Function 38 | EN.EN3 Energy Sensor | [6 empty] | F38 | 0 | [10 empty] | No | No
MC202 | Charles Carter Building |  |  |  | MC202-B05/F28 | Function 28 | EN.EN3 Energy Sensor | [6 empty] | F28 | 0 | [10 empty] | No | No
MC202 | Charles Carter Building |  |  |  | MC202-B05/F29 | Full Fresh Air [Clg] | EN.EN3 Energy Sensor | [6 empty] | F29 | 0 | [10 empty] | No | No
MC202 | Charles Carter Building |  |  |  | MC202-B05/F3 | Function 3 | EN.EN3 Energy Sensor | [6 empty] | F3 | 0 | [10 empty] | No | No
MC202 | Charles Carter Building |  |  |  | MC202-B05/F30 | Function 30 | EN.EN3 Energy Sensor | [6 empty] | F30 | 0 | [10 empty] | No | No
MC202 | Charles Carter Building |  |  |  | MC202-B05/F31 | Function 31 | EN.EN3 Energy Sensor | [6 empty] | F31 | 0 | [10 empty] | No | No
MC202 | Charles Carter Building |  |  |  | MC202-B05/F32 | Function 32 | EN.EN3 Energy Sensor | [6 empty] | F32 | 0 | [10 empty] | No | No
MC202 | Charles Carter Building |  |  |  | MC202-B05/F22 | Function 22 | EN.EN3 Energy Sensor | [6 empty] | F22 | 0 | [10 empty] | No | No
MC202 | Charles Carter Building |  |  |  | MC202-B05/F23 | Function 23 | EN.EN3 Energy Sensor | [6 empty] | F23 | 0 | [10 empty] | No | No
MC202 | Charles Carter Building |  |  |  | MC202-B05/F24 | Function 24 | EN.EN3 Energy Sensor | [6 empty] | F24 | 0 | [10 empty] | No | No
MC202 | Charles Carter Building |  |  |  | MC202-B05/F25 | Function 25 | EN.EN3 Energy Sensor | [6 empty] | F25 | 0 | [10 empty] | No | No
MC202 | Charles Carter Building |  |  |  | MC202-B05/F26 | Function 26 | EN.EN3 Energy Sensor | [6 empty] | F26 | 0 | [10 empty] | No | No
MC202 | Charles Carter Building |  |  |  | MC202-B05/F27 | Function 27 | EN.EN3 Energy Sensor | [6 empty] | F27 | 0 | [10 empty] | No | No
MC202 | Charles Carter Building |  |  |  | MC202-B05/F17 | Function 17 | EN.EN3 Energy Sensor | [6 empty] | F17 | 0 | [10 empty] | No | No
MC202 | Charles Carter Building |  |  |  | MC202-B05/F18 | Function 18 | EN.EN3 Energy Sensor | [6 empty] | F18 | 0 | [10 empty] | No | No
MC202 | Charles Carter Building |  |  |  | MC202-B05/F19 | Supply fan speed | EN.EN3 Energy Sensor | [6 empty] | F19 | 0 | [10 empty] | No | No
MC202 | Charles Carter Building |  |  |  | MC202-B05/F2 | Function 2 | EN.EN3 Energy Sensor | [6 empty] | F2 | 0 | [10 empty] | No | No
MC202 | Charles Carter Building |  |  |  | MC202-B05/F20 | Function 20 | EN.EN3 Energy Sensor | [6 empty] | F20 | 0 | [10 empty] | No | No
MC202 | Charles Carter Building |  |  |  | MC202-B05/F21 | Function 21 | EN.EN3 Energy Sensor | [6 empty] | F21 | 0 | [10 empty] | No | No
MC202 | Charles Carter Building |  |  |  | MC202-B05/F11 | Function 11 | EN.EN3 Energy Sensor | [6 empty] | F11 | 0 | [10 empty] | No | No
MC202 | Charles Carter Building |  |  |  | MC202-B05/F12 | Function 12 | EN.EN3 Energy Sensor | [6 empty] | F12 | 0 | [10 empty] | No | No
MC202 | Charles Carter Building |  |  |  | MC202-B05/F13 | Function 13 | EN.EN3 Energy Sensor | [6 empty] | F13 | 0 | [10 empty] | No | No
MC202 | Charles Carter Building |  |  |  | MC202-B05/F14 | Auto boost setpoint exceeded | EN.EN3 Energy Sensor | [6 empty] | F14 | 0 | [10 empty] | No | No
MC202 | Charles Carter Building |  |  |  | MC202-B05/F15 | Function 15 | EN.EN3 Energy Sensor | [6 empty] | F15 | 0 | [10 empty] | No | No
MC202 | Charles Carter Building |  |  |  | MC202-B05/F16 | Function 16 | EN.EN3 Energy Sensor | [6 empty] | F16 | 0 | [10 empty] | No | No
MC202 | Charles Carter Building |  |  |  | MC202-B05/D4 | Heating valve | EN.EN3 Energy Sensor | [6 empty] | D4 | 0 | [10 empty] | No | No
MC202 | Charles Carter Building | A15 | Lecture theatre |  | MC202-B05/D4 | Heating valve | EN.EN3 Energy Sensor | [6 empty] | D4 | 0 | [10 empty] | No | No
MC202 | Charles Carter Building |  |  |  | MC202-B05/D5 | Supply fan speed | EN.EN3 Energy Sensor | [6 empty] | D5 | 0 | [10 empty] | No | No
MC202 | Charles Carter Building | A15 | Lecture theatre |  | MC202-B05/D5 | Supply fan speed | EN.EN3 Energy Sensor | [6 empty] | D5 | 0 | [10 empty] | No | No
MC202 | Charles Carter Building |  |  |  | MC202-B05/D6 | Extract fan speed | EN.EN3 Energy Sensor | [6 empty] | D6 | 0 | [10 empty] | No | No
MC202 | Charles Carter Building | A15 | Lecture theatre |  | MC202-B05/D6 | Extract fan speed | EN.EN3 Energy Sensor | [6 empty] | D6 | 0 | [10 empty] | No | No
MC202 | Charles Carter Building |  |  |  | MC202-B05/e1 | 963 Supervisor | EN.EN3 Energy Sensor | [6 empty] | e1 | 0 | [10 empty] | No | No
MC202 | Charles Carter Building |  |  |  | MC202-B05/F1 | Function 1 | EN.EN3 Energy Sensor | [6 empty] | F1 | 0 | [10 empty] | No | No
MC202 | Charles Carter Building |  |  |  | MC202-B05/F10 | Function 10 | EN.EN3 Energy Sensor | [6 empty] | F10 | 0 | [10 empty] | No | No
MC202 | Charles Carter Building |  |  |  | MC202-B05/A14 | Outside air temperature | EN.EN3 Energy Sensor | [6 empty] | A14 | 0 | [10 empty] | No | No
MC202 | Charles Carter Building |  |  |  | MC202-B05/B1 | Frost from MCP | EN.EN3 Energy Sensor | [6 empty] | B1 | 0 | [10 empty] | No | No
MC202 | Charles Carter Building |  |  |  | MC202-B05/B2 | Remote signals | EN.EN3 Energy Sensor | [6 empty] | B2 | 0 | [10 empty] | No | No
MC202 | Charles Carter Building |  |  |  | MC202-B05/C1 | Virtual CNC 1 | EN.EN3 Energy Sensor | [6 empty] | C1 | 0 | [10 empty] | No | No
MC202 | Charles Carter Building |  |  |  | MC202-B05/D1 | Unit enable and fresh air damper | EN.EN3 Energy Sensor | [6 empty] | D1 | 0 | [10 empty] | No | No
MC202 | Charles Carter Building | A15 | Lecture theatre |  | MC202-B05/D1 | Unit enable and fresh air damper | EN.EN3 Energy Sensor | [6 empty] | D1 | 0 | [10 empty] | No | No
MC202 | Charles Carter Building |  |  |  | MC202-B05/D2 | Bypass damper | EN.EN3 Energy Sensor | [6 empty] | D2 | 0 | [10 empty] | No | No
MC202 | Charles Carter Building | A15 | Lecture theatre |  | MC202-B05/D2 | Bypass damper | EN.EN3 Energy Sensor | [6 empty] | D2 | 0 | [10 empty] | No | No
MC202 | Charles Carter Building |  |  |  | MC202-B05/~59 |  | EN.EN3 Energy Sensor | [6 empty] | ~59 | 0 | [10 empty] | No | No
MC202 | Charles Carter Building |  |  |  | MC202-B05/~6 |  | EN.EN3 Energy Sensor | [6 empty] | ~6 | 0 | [10 empty] | No | No
MC202 | Charles Carter Building |  |  |  | MC202-B05/~60 |  | EN.EN3 Energy Sensor | [6 empty] | ~60 | 0 | [10 empty] | No | No
MC202 | Charles Carter Building |  |  |  | MC202-B05/~7 |  | EN.EN3 Energy Sensor | [6 empty] | ~7 | 0 | [10 empty] | No | No
MC202 | Charles Carter Building |  |  |  | MC202-B05/~8 |  | EN.EN3 Energy Sensor | [6 empty] | ~8 | 0 | [10 empty] | No | No
MC202 | Charles Carter Building |  |  |  | MC202-B05/~9 |  | EN.EN3 Energy Sensor | [6 empty] | ~9 | 0 | [10 empty] | No | No
MC202 | Charles Carter Building |  |  |  | MC202-B05/~53 | Adjustments (night cool knobs) | EN.EN3 Energy Sensor | [6 empty] | ~53 | 0 | [10 empty] | No | No
MC202 | Charles Carter Building |  |  |  | MC202-B05/~54 |  | EN.EN3 Energy Sensor | [6 empty] | ~54 | 0 | [10 empty] | No | No
MC202 | Charles Carter Building |  |  |  | MC202-B05/~55 | Adjustments | EN.EN3 Energy Sensor | [6 empty] | ~55 | 0 | [10 empty] | No | No
MC202 | Charles Carter Building |  |  |  | MC202-B05/~56 | Knobs | EN.EN3 Energy Sensor | [6 empty] | ~56 | 0 | [10 empty] | No | No
MC202 | Charles Carter Building |  |  |  | MC202-B05/~57 | Switches | EN.EN3 Energy Sensor | [6 empty] | ~57 | 0 | [10 empty] | No | No
MC202 | Charles Carter Building |  |  |  | MC202-B05/~58 |  | EN.EN3 Energy Sensor | [6 empty] | ~58 | 0 | [10 empty] | No | No
MC202 | Charles Carter Building |  |  |  | MC202-B05/~48 |  | EN.EN3 Energy Sensor | [6 empty] | ~48 | 0 | [10 empty] | No | No
MC202 | Charles Carter Building |  |  |  | MC202-B05/~49 |  | EN.EN3 Energy Sensor | [6 empty] | ~49 | 0 | [10 empty] | No | No
MC202 | Charles Carter Building |  |  |  | MC202-B05/~5 |  | EN.EN3 Energy Sensor | [6 empty] | ~5 | 0 | [10 empty] | No | No
MC202 | Charles Carter Building |  |  |  | MC202-B05/~50 |  | EN.EN3 Energy Sensor | [6 empty] | ~50 | 0 | [10 empty] | No | No
MC202 | Charles Carter Building |  |  |  | MC202-B05/~51 |  | EN.EN3 Energy Sensor | [6 empty] | ~51 | 0 | [10 empty] | No | No
MC202 | Charles Carter Building |  |  |  | MC202-B05/~52 |  | EN.EN3 Energy Sensor | [6 empty] | ~52 | 0 | [10 empty] | No | No
MC202 | Charles Carter Building |  |  |  | MC202-B05/~42 |  | EN.EN3 Energy Sensor | [6 empty] | ~42 | 0 | [10 empty] | No | No
MC202 | Charles Carter Building |  |  |  | MC202-B05/~43 |  | EN.EN3 Energy Sensor | [6 empty] | ~43 | 0 | [10 empty] | No | No
MC202 | Charles Carter Building |  |  |  | MC202-B05/~44 |  | EN.EN3 Energy Sensor | [6 empty] | ~44 | 0 | [10 empty] | No | No
MC202 | Charles Carter Building |  |  |  | MC202-B05/~45 |  | EN.EN3 Energy Sensor | [6 empty] | ~45 | 0 | [10 empty] | No | No
MC202 | Charles Carter Building |  |  |  | MC202-B05/~46 | Adjustments (knobs) | EN.EN3 Energy Sensor | [6 empty] | ~46 | 0 | [10 empty] | No | No
MC202 | Charles Carter Building |  |  |  | MC202-B05/~47 | Adjustments (switches) | EN.EN3 Energy Sensor | [6 empty] | ~47 | 0 | [10 empty] | No | No
MC202 | Charles Carter Building |  |  |  | MC202-B05/~37 |  | EN.EN3 Energy Sensor | [6 empty] | ~37 | 0 | [10 empty] | No | No
MC202 | Charles Carter Building |  |  |  | MC202-B05/~38 |  | EN.EN3 Energy Sensor | [6 empty] | ~38 | 0 | [10 empty] | No | No
MC202 | Charles Carter Building |  |  |  | MC202-B05/~39 |  | EN.EN3 Energy Sensor | [6 empty] | ~39 | 0 | [10 empty] | No | No
MC202 | Charles Carter Building |  |  |  | MC202-B05/~4 |  | EN.EN3 Energy Sensor | [6 empty] | ~4 | 0 | [10 empty] | No | No
MC202 | Charles Carter Building |  |  |  | MC202-B05/~40 |  | EN.EN3 Energy Sensor | [6 empty] | ~40 | 0 | [10 empty] | No | No
MC202 | Charles Carter Building |  |  |  | MC202-B05/~41 |  | EN.EN3 Energy Sensor | [6 empty] | ~41 | 0 | [10 empty] | No | No
MC202 | Charles Carter Building |  |  |  | MC202-B05/~31 |  | EN.EN3 Energy Sensor | [6 empty] | ~31 | 0 | [10 empty] | No | No
MC202 | Charles Carter Building |  |  |  | MC202-B05/~32 |  | EN.EN3 Energy Sensor | [6 empty] | ~32 | 0 | [10 empty] | No | No
MC202 | Charles Carter Building |  |  |  | MC202-B05/~33 |  | EN.EN3 Energy Sensor | [6 empty] | ~33 | 0 | [10 empty] | No | No
MC202 | Charles Carter Building |  |  |  | MC202-B05/~34 |  | EN.EN3 Energy Sensor | [6 empty] | ~34 | 0 | [10 empty] | No | No
MC202 | Charles Carter Building |  |  |  | MC202-B05/~35 |  | EN.EN3 Energy Sensor | [6 empty] | ~35 | 0 | [10 empty] | No | No
MC202 | Charles Carter Building |  |  |  | MC202-B05/~36 |  | EN.EN3 Energy Sensor | [6 empty] | ~36 | 0 | [10 empty] | No | No
MC202 | Charles Carter Building |  |  |  | MC202-B05/~26 |  | EN.EN3 Energy Sensor | [6 empty] | ~26 | 0 | [10 empty] | No | No
MC202 | Charles Carter Building |  |  |  | MC202-B05/~27 |  | EN.EN3 Energy Sensor | [6 empty] | ~27 | 0 | [10 empty] | No | No
MC202 | Charles Carter Building |  |  |  | MC202-B05/~28 |  | EN.EN3 Energy Sensor | [6 empty] | ~28 | 0 | [10 empty] | No | No
MC202 | Charles Carter Building |  |  |  | MC202-B05/~29 |  | EN.EN3 Energy Sensor | [6 empty] | ~29 | 0 | [10 empty] | No | No
MC202 | Charles Carter Building |  |  |  | MC202-B05/~3 |  | EN.EN3 Energy Sensor | [6 empty] | ~3 | 0 | [10 empty] | No | No
MC202 | Charles Carter Building |  |  |  | MC202-B05/~30 |  | EN.EN3 Energy Sensor | [6 empty] | ~30 | 0 | [10 empty] | No | No
MC202 | Charles Carter Building |  |  |  | MC202-B05/~20 |  | EN.EN3 Energy Sensor | [6 empty] | ~20 | 0 | [10 empty] | No | No
MC202 | Charles Carter Building |  |  |  | MC202-B05/~21 |  | EN.EN3 Energy Sensor | [6 empty] | ~21 | 0 | [10 empty] | No | No
MC202 | Charles Carter Building |  |  |  | MC202-B05/~22 |  | EN.EN3 Energy Sensor | [6 empty] | ~22 | 0 | [10 empty] | No | No
MC202 | Charles Carter Building |  |  |  | MC202-B05/~23 |  | EN.EN3 Energy Sensor | [6 empty] | ~23 | 0 | [10 empty] | No | No
MC202 | Charles Carter Building |  |  |  | MC202-B05/~24 |  | EN.EN3 Energy Sensor | [6 empty] | ~24 | 0 | [10 empty] | No | No
MC202 | Charles Carter Building |  |  |  | MC202-B05/~25 |  | EN.EN3 Energy Sensor | [6 empty] | ~25 | 0 | [10 empty] | No | No
MC202 | Charles Carter Building |  |  |  | MC202-B05/~15 |  | EN.EN3 Energy Sensor | [6 empty] | ~15 | 0 | [10 empty] | No | No
MC202 | Charles Carter Building |  |  |  | MC202-B05/~16 |  | EN.EN3 Energy Sensor | [6 empty] | ~16 | 0 | [10 empty] | No | No
MC202 | Charles Carter Building |  |  |  | MC202-B05/~17 |  | EN.EN3 Energy Sensor | [6 empty] | ~17 | 0 | [10 empty] | No | No
MC202 | Charles Carter Building |  |  |  | MC202-B05/~18 |  | EN.EN3 Energy Sensor | [6 empty] | ~18 | 0 | [10 empty] | No | No
MC202 | Charles Carter Building |  |  |  | MC202-B05/~19 |  | EN.EN3 Energy Sensor | [6 empty] | ~19 | 0 | [10 empty] | No | No
MC202 | Charles Carter Building |  |  |  | MC202-B05/~2 |  | EN.EN3 Energy Sensor | [6 empty] | ~2 | 0 | [10 empty] | No | No
MC202 | Charles Carter Building |  |  |  | MC202-B07/~1 |  | EN.EN3 Energy Sensor | [6 empty] | ~1 | 0 | [10 empty] | No | No
MC202 | Charles Carter Building |  |  |  | MC202-B07/~10 |  | EN.EN3 Energy Sensor | [6 empty] | ~10 | 0 | [10 empty] | No | No
MC202 | Charles Carter Building |  |  |  | MC202-B07/~11 |  | EN.EN3 Energy Sensor | [6 empty] | ~11 | 0 | [10 empty] | No | No
MC202 | Charles Carter Building |  |  |  | MC202-B07/~12 |  | EN.EN3 Energy Sensor | [6 empty] | ~12 | 0 | [10 empty] | No | No
MC202 | Charles Carter Building |  |  |  | MC202-B07/~13 |  | EN.EN3 Energy Sensor | [6 empty] | ~13 | 0 | [10 empty] | No | No
MC202 | Charles Carter Building |  |  |  | MC202-B07/~14 |  | EN.EN3 Energy Sensor | [6 empty] | ~14 | 0 | [10 empty] | No | No
MC202 | Charles Carter Building |  |  |  | MC202-B07/Y2 | CO2 V | EN.EN3 Energy Sensor | [6 empty] | Y2 | 0 | [10 empty] | No | No
MC202 | Charles Carter Building |  |  |  | MC202-B07/Y3 | 4DIX V | EN.EN3 Energy Sensor | [6 empty] | Y3 | 0 | [10 empty] | No | No
MC202 | Charles Carter Building |  |  |  | MC202-B07/Z1 | Local time clock | EN.EN3 Energy Sensor | [6 empty] | Z1 | 0 | [10 empty] | No | No
MC202 | Charles Carter Building | B02b | PGR Office |  | MC202-B07/Z1 | Local time clock | EN.EN3 Energy Sensor | [6 empty] | Z1 | 0 | [10 empty] | No | No
MC202 | Charles Carter Building | B02a | PGR Office |  | MC202-B07/Z1 | Local time clock | EN.EN3 Energy Sensor | [6 empty] | Z1 | 0 | [10 empty] | No | No
MC202 | Charles Carter Building | B02b | PGR Office |  | MC202-B07/W2 | Commissioning mode | EN.EN3 Energy Sensor | [6 empty] | W2 | 0 | [10 empty] | No | No
MC202 | Charles Carter Building | B02a | PGR Office |  | MC202-B07/W2 | Commissioning mode | EN.EN3 Energy Sensor | [6 empty] | W2 | 0 | [10 empty] | No | No
MC202 | Charles Carter Building |  |  |  | MC202-B07/W2 | Commissioning mode | EN.EN3 Energy Sensor | [6 empty] | W2 | 0 | [10 empty] | No | No
MC202 | Charles Carter Building |  |  |  | MC202-B07/W3 | Enable boost mode | EN.EN3 Energy Sensor | [6 empty] | W3 | 0 | [10 empty] | No | No
MC202 | Charles Carter Building | B02b | PGR Office |  | MC202-B07/W3 | Enable boost mode | EN.EN3 Energy Sensor | [6 empty] | W3 | 0 | [10 empty] | No | No
MC202 | Charles Carter Building | B02a | PGR Office |  | MC202-B07/W3 | Enable boost mode | EN.EN3 Energy Sensor | [6 empty] | W3 | 0 | [10 empty] | No | No
MC202 | Charles Carter Building |  |  |  | MC202-B07/W4 | Freeze protection reset | EN.EN3 Energy Sensor | [6 empty] | W4 | 0 | [10 empty] | No | No
MC202 | Charles Carter Building | B02b | PGR Office |  | MC202-B07/W4 | Freeze protection reset | EN.EN3 Energy Sensor | [6 empty] | W4 | 0 | [10 empty] | No | No
MC202 | Charles Carter Building | B02a | PGR Office |  | MC202-B07/W4 | Freeze protection reset | EN.EN3 Energy Sensor | [6 empty] | W4 | 0 | [10 empty] | No | No
MC202 | Charles Carter Building |  |  |  | MC202-B07/W5 | Enable alarms | EN.EN3 Energy Sensor | [6 empty] | W5 | 0 | [10 empty] | No | No
MC202 | Charles Carter Building | B02b | PGR Office |  | MC202-B07/W5 | Enable alarms | EN.EN3 Energy Sensor | [6 empty] | W5 | 0 | [10 empty] | No | No
MC202 | Charles Carter Building | B02a | PGR Office |  | MC202-B07/W5 | Enable alarms | EN.EN3 Energy Sensor | [6 empty] | W5 | 0 | [10 empty] | No | No
MC202 | Charles Carter Building |  |  |  | MC202-B07/W6 | Manual off | EN.EN3 Energy Sensor | [6 empty] | W6 | 0 | [10 empty] | No | No
MC202 | Charles Carter Building | B02b | PGR Office |  | MC202-B07/W6 | Manual off | EN.EN3 Energy Sensor | [6 empty] | W6 | 0 | [10 empty] | No | No
MC202 | Charles Carter Building | B02a | PGR Office |  | MC202-B07/W6 | Manual off | EN.EN3 Energy Sensor | [6 empty] | W6 | 0 | [10 empty] | No | No
MC202 | Charles Carter Building |  |  |  | MC202-B07/Y1 | Trend Thermistor | EN.EN3 Energy Sensor | [6 empty] | Y1 | 0 | [10 empty] | No | No
MC202 | Charles Carter Building |  |  |  | MC202-B07/S14 | Outside air temperature | EN.EN3 Energy Sensor | [6 empty] | S14 | 0 | [10 empty] | No | No
MC202 | Charles Carter Building | B02b | PGR Office |  | MC202-B07/S14 | Outside air temperature | EN.EN3 Energy Sensor | [6 empty] | S14 | 0 | [10 empty] | No | No
MC202 | Charles Carter Building | B02a | PGR Office |  | MC202-B07/S14 | Outside air temperature | EN.EN3 Energy Sensor | [6 empty] | S14 | 0 | [10 empty] | No | No
MC202 | Charles Carter Building |  |  |  | MC202-B07/S15 | Bypass damper | EN.EN3 Energy Sensor | [6 empty] | S15 | 0 | [10 empty] | No | No
MC202 | Charles Carter Building | B02b | PGR Office |  | MC202-B07/S15 | Bypass damper | EN.EN3 Energy Sensor | [6 empty] | S15 | 0 | [10 empty] | No | No
MC202 | Charles Carter Building | B02a | PGR Office |  | MC202-B07/S15 | Bypass damper | EN.EN3 Energy Sensor | [6 empty] | S15 | 0 | [10 empty] | No | No
MC202 | Charles Carter Building |  |  |  | MC202-B07/S2 | Return temperature | EN.EN3 Energy Sensor | [6 empty] | S2 | 0 | [10 empty] | No | No
MC202 | Charles Carter Building | B02b | PGR Office |  | MC202-B07/S2 | Return temperature | EN.EN3 Energy Sensor | [6 empty] | S2 | 0 | [10 empty] | No | No
MC202 | Charles Carter Building | B02a | PGR Office |  | MC202-B07/S2 | Return temperature | EN.EN3 Energy Sensor | [6 empty] | S2 | 0 | [10 empty] | No | No
MC202 | Charles Carter Building |  |  |  | MC202-B07/S3 | Extract CO2 level | EN.EN3 Energy Sensor | [6 empty] | S3 | 0 | [10 empty] | No | No
MC202 | Charles Carter Building | B02b | PGR Office |  | MC202-B07/S3 | Extract CO2 level | EN.EN3 Energy Sensor | [6 empty] | S3 | 0 | [10 empty] | No | No
MC202 | Charles Carter Building | B02a | PGR Office |  | MC202-B07/S3 | Extract CO2 level | EN.EN3 Energy Sensor | [6 empty] | S3 | 0 | [10 empty] | No | No
MC202 | Charles Carter Building |  |  |  | MC202-B07/S4 | DIM Module | EN.EN3 Energy Sensor | [6 empty] | S4 | 0 | [10 empty] | No | No
MC202 | Charles Carter Building | B02b | PGR Office |  | MC202-B07/S4 | DIM Module | EN.EN3 Energy Sensor | [6 empty] | S4 | 0 | [10 empty] | No | No
MC202 | Charles Carter Building | B02a | PGR Office |  | MC202-B07/S4 | DIM Module | EN.EN3 Energy Sensor | [6 empty] | S4 | 0 | [10 empty] | No | No
MC202 | Charles Carter Building |  |  |  | MC202-B07/V1 |  | EN.EN3 Energy Sensor | [6 empty] | V1 | 0 | [10 empty] | No | No
MC202 | Charles Carter Building |  |  |  | MC202-B07/P6 | Common fault signal | EN.EN3 Energy Sensor | [6 empty] | P6 | 0 | [10 empty] | No | No
MC202 | Charles Carter Building |  |  |  | MC202-B07/Q1 | Sequence Table 1 | EN.EN3 Energy Sensor | [6 empty] | Q1 | 0 | [10 empty] | No | No
MC202 | Charles Carter Building |  |  |  | MC202-B07/S1 | Supply air temperature | EN.EN3 Energy Sensor | [6 empty] | S1 | 0 | [10 empty] | No | No
MC202 | Charles Carter Building | B02b | PGR Office |  | MC202-B07/S1 | Supply air temperature | EN.EN3 Energy Sensor | [6 empty] | S1 | 0 | [10 empty] | No | No
MC202 | Charles Carter Building | B02a | PGR Office |  | MC202-B07/S1 | Supply air temperature | EN.EN3 Energy Sensor | [6 empty] | S1 | 0 | [10 empty] | No | No
MC202 | Charles Carter Building |  |  |  | MC202-B07/S11 | Class vent heating demand | EN.EN3 Energy Sensor | [6 empty] | S11 | 0 | [10 empty] | No | No
MC202 | Charles Carter Building | B02b | PGR Office |  | MC202-B07/S11 | Class vent heating demand | EN.EN3 Energy Sensor | [6 empty] | S11 | 0 | [10 empty] | No | No
MC202 | Charles Carter Building | B02a | PGR Office |  | MC202-B07/S11 | Class vent heating demand | EN.EN3 Energy Sensor | [6 empty] | S11 | 0 | [10 empty] | No | No
MC202 | Charles Carter Building |  |  |  | MC202-B07/S12 | Supply fan speed | EN.EN3 Energy Sensor | [6 empty] | S12 | 0 | [10 empty] | No | No
MC202 | Charles Carter Building | B02b | PGR Office |  | MC202-B07/S12 | Supply fan speed | EN.EN3 Energy Sensor | [6 empty] | S12 | 0 | [10 empty] | No | No
MC202 | Charles Carter Building | B02a | PGR Office |  | MC202-B07/S12 | Supply fan speed | EN.EN3 Energy Sensor | [6 empty] | S12 | 0 | [10 empty] | No | No
MC202 | Charles Carter Building |  |  |  | MC202-B07/S13 | Extract fan speed | EN.EN3 Energy Sensor | [6 empty] | S13 | 0 | [10 empty] | No | No
MC202 | Charles Carter Building | B02b | PGR Office |  | MC202-B07/S13 | Extract fan speed | EN.EN3 Energy Sensor | [6 empty] | S13 | 0 | [10 empty] | No | No
MC202 | Charles Carter Building | B02a | PGR Office |  | MC202-B07/S13 | Extract fan speed | EN.EN3 Energy Sensor | [6 empty] | S13 | 0 | [10 empty] | No | No
MC202 | Charles Carter Building |  |  |  | MC202-B07/P14 | Outside air temperature | EN.EN3 Energy Sensor | [6 empty] | P14 | 0 | [10 empty] | No | No
MC202 | Charles Carter Building |  |  |  | MC202-B07/P15 | Bypass damper | EN.EN3 Energy Sensor | [6 empty] | P15 | 0 | [10 empty] | No | No
MC202 | Charles Carter Building |  |  |  | MC202-B07/P2 | Return temperature | EN.EN3 Energy Sensor | [6 empty] | P2 | 0 | [10 empty] | No | No
MC202 | Charles Carter Building |  |  |  | MC202-B07/P3 | Extract CO2 level | EN.EN3 Energy Sensor | [6 empty] | P3 | 0 | [10 empty] | No | No
MC202 | Charles Carter Building |  |  |  | MC202-B07/P4 | DIM Module | EN.EN3 Energy Sensor | [6 empty] | P4 | 0 | [10 empty] | No | No
MC202 | Charles Carter Building |  |  |  | MC202-B07/P5 | Common fault signal | EN.EN3 Energy Sensor | [6 empty] | P5 | 0 | [10 empty] | No | No
MC202 | Charles Carter Building |  |  |  | MC202-B07/N2 | IC Comms 2 | EN.EN3 Energy Sensor | [6 empty] | N2 | 0 | [10 empty] | No | No
MC202 | Charles Carter Building |  |  |  | MC202-B07/o1 | Alarm Route 1 | EN.EN3 Energy Sensor | [6 empty] | o1 | 0 | [10 empty] | No | No
MC202 | Charles Carter Building |  |  |  | MC202-B07/P1 | Supply air temperature | EN.EN3 Energy Sensor | [6 empty] | P1 | 0 | [10 empty] | No | No
MC202 | Charles Carter Building |  |  |  | MC202-B07/P11 | Class vent heating demand | EN.EN3 Energy Sensor | [6 empty] | P11 | 0 | [10 empty] | No | No
MC202 | Charles Carter Building |  |  |  | MC202-B07/P12 | Supply fan speed | EN.EN3 Energy Sensor | [6 empty] | P12 | 0 | [10 empty] | No | No
MC202 | Charles Carter Building |  |  |  | MC202-B07/P13 | Extract fan speed | EN.EN3 Energy Sensor | [6 empty] | P13 | 0 | [10 empty] | No | No
MC202 | Charles Carter Building |  |  |  | MC202-B07/L3 | Fan Speed [CO2] | EN.EN3 Energy Sensor | [6 empty] | L3 | 0 | [10 empty] | No | No
MC202 | Charles Carter Building | B02b | PGR Office |  | MC202-B07/L3 | Fan Speed [CO2] | EN.EN3 Energy Sensor | [6 empty] | L3 | 0 | [10 empty] | No | No
MC202 | Charles Carter Building | B02a | PGR Office |  | MC202-B07/L3 | Fan Speed [CO2] | EN.EN3 Energy Sensor | [6 empty] | L3 | 0 | [10 empty] | No | No
MC202 | Charles Carter Building |  |  |  | MC202-B07/L4 | Fan Speed [Clg] | EN.EN3 Energy Sensor | [6 empty] | L4 | 0 | [10 empty] | No | No
MC202 | Charles Carter Building | B02b | PGR Office |  | MC202-B07/L4 | Fan Speed [Clg] | EN.EN3 Energy Sensor | [6 empty] | L4 | 0 | [10 empty] | No | No
MC202 | Charles Carter Building | B02a | PGR Office |  | MC202-B07/L4 | Fan Speed [Clg] | EN.EN3 Energy Sensor | [6 empty] | L4 | 0 | [10 empty] | No | No
MC202 | Charles Carter Building |  |  |  | MC202-B07/L5 | Loop 5 | EN.EN3 Energy Sensor | [6 empty] | L5 | 0 | [10 empty] | No | No
MC202 | Charles Carter Building | B02b | PGR Office |  | MC202-B07/L5 | Loop 5 | EN.EN3 Energy Sensor | [6 empty] | L5 | 0 | [10 empty] | No | No
MC202 | Charles Carter Building | B02a | PGR Office |  | MC202-B07/L5 | Loop 5 | EN.EN3 Energy Sensor | [6 empty] | L5 | 0 | [10 empty] | No | No
MC202 | Charles Carter Building |  |  |  | MC202-B07/L6 | Loop 6 | EN.EN3 Energy Sensor | [6 empty] | L6 | 0 | [10 empty] | No | No
MC202 | Charles Carter Building | B02b | PGR Office |  | MC202-B07/L6 | Loop 6 | EN.EN3 Energy Sensor | [6 empty] | L6 | 0 | [10 empty] | No | No
MC202 | Charles Carter Building | B02a | PGR Office |  | MC202-B07/L6 | Loop 6 | EN.EN3 Energy Sensor | [6 empty] | L6 | 0 | [10 empty] | No | No
MC202 | Charles Carter Building |  |  |  | MC202-B07/N1 | Watersidevent | EN.EN3 Energy Sensor | [6 empty] | N1 | 0 | [10 empty] | No | No
MC202 | Charles Carter Building |  |  |  | MC202-B07/K6 | OccupancyClgTempSP | EN.EN3 Energy Sensor | [6 empty] | K6 | 0 | [10 empty] | No | No
MC202 | Charles Carter Building | B02b | PGR Office |  | MC202-B07/K6 | OccupancyClgTempSP | EN.EN3 Energy Sensor | [6 empty] | K6 | 0 | [10 empty] | No | No
MC202 | Charles Carter Building | B02a | PGR Office |  | MC202-B07/K6 | OccupancyClgTempSP | EN.EN3 Energy Sensor | [6 empty] | K6 | 0 | [10 empty] | No | No
MC202 | Charles Carter Building |  |  |  | MC202-B07/K7 | Free cooling temperature setpoint | EN.EN3 Energy Sensor | [6 empty] | K7 | 0 | [10 empty] | No | No
MC202 | Charles Carter Building | B02b | PGR Office |  | MC202-B07/K7 | Free cooling temperature setpoint | EN.EN3 Energy Sensor | [6 empty] | K7 | 0 | [10 empty] | No | No
MC202 | Charles Carter Building | B02a | PGR Office |  | MC202-B07/K7 | Free cooling temperature setpoint | EN.EN3 Energy Sensor | [6 empty] | K7 | 0 | [10 empty] | No | No
MC202 | Charles Carter Building |  |  |  | MC202-B07/K8 | Spare | EN.EN3 Energy Sensor | [6 empty] | K8 | 0 | [10 empty] | No | No
MC202 | Charles Carter Building | B02b | PGR Office |  | MC202-B07/K8 | Spare | EN.EN3 Energy Sensor | [6 empty] | K8 | 0 | [10 empty] | No | No
MC202 | Charles Carter Building | B02a | PGR Office |  | MC202-B07/K8 | Spare | EN.EN3 Energy Sensor | [6 empty] | K8 | 0 | [10 empty] | No | No
MC202 | Charles Carter Building |  |  |  | MC202-B07/K9 | Supply air low limit | EN.EN3 Energy Sensor | [6 empty] | K9 | 0 | [10 empty] | No | No
MC202 | Charles Carter Building | B02b | PGR Office |  | MC202-B07/K9 | Supply air low limit | EN.EN3 Energy Sensor | [6 empty] | K9 | 0 | [10 empty] | No | No
MC202 | Charles Carter Building | B02a | PGR Office |  | MC202-B07/K9 | Supply air low limit | EN.EN3 Energy Sensor | [6 empty] | K9 | 0 | [10 empty] | No | No
MC202 | Charles Carter Building | B02b | PGR Office |  | MC202-B07/L1 | Loop 1 | EN.EN3 Energy Sensor | [6 empty] | L1 | 0 | [10 empty] | No | No
MC202 | Charles Carter Building | B02a | PGR Office |  | MC202-B07/L1 | Loop 1 | EN.EN3 Energy Sensor | [6 empty] | L1 | 0 | [10 empty] | No | No
MC202 | Charles Carter Building |  |  |  | MC202-B07/L1 | Loop 1 | EN.EN3 Energy Sensor | [6 empty] | L1 | 0 | [10 empty] | No | No
MC202 | Charles Carter Building | B02a | PGR Office |  | MC202-B07/L2 | Supply air low limit | EN.EN3 Energy Sensor | [6 empty] | L2 | 0 | [10 empty] | No | No
MC202 | Charles Carter Building |  |  |  | MC202-B07/L2 | Supply air low limit | EN.EN3 Energy Sensor | [6 empty] | L2 | 0 | [10 empty] | No | No
MC202 | Charles Carter Building | B02b | PGR Office |  | MC202-B07/L2 | Supply air low limit | EN.EN3 Energy Sensor | [6 empty] | L2 | 0 | [10 empty] | No | No
MC202 | Charles Carter Building | B02b | PGR Office |  | MC202-B07/K22 | Night time cooling extract fan speed | EN.EN3 Energy Sensor | [6 empty] | K22 | 0 | [10 empty] | No | No
MC202 | Charles Carter Building | B02a | PGR Office |  | MC202-B07/K22 | Night time cooling extract fan speed | EN.EN3 Energy Sensor | [6 empty] | K22 | 0 | [10 empty] | No | No
MC202 | Charles Carter Building |  |  |  | MC202-B07/K22 | Night time cooling extract fan speed | EN.EN3 Energy Sensor | [6 empty] | K22 | 0 | [10 empty] | No | No
MC202 | Charles Carter Building |  |  |  | MC202-B07/K23 | Night time cool temperature setpoint | EN.EN3 Energy Sensor | [6 empty] | K23 | 0 | [10 empty] | No | No
MC202 | Charles Carter Building | B02b | PGR Office |  | MC202-B07/K23 | Night time cool temperature setpoint | EN.EN3 Energy Sensor | [6 empty] | K23 | 0 | [10 empty] | No | No
MC202 | Charles Carter Building | B02a | PGR Office |  | MC202-B07/K23 | Night time cool temperature setpoint | EN.EN3 Energy Sensor | [6 empty] | K23 | 0 | [10 empty] | No | No
MC202 | Charles Carter Building | B02b | PGR Office |  | MC202-B07/K24 | Night cooling supply air low limit | EN.EN3 Energy Sensor | [6 empty] | K24 | 0 | [10 empty] | No | No
MC202 | Charles Carter Building | B02a | PGR Office |  | MC202-B07/K24 | Night cooling supply air low limit | EN.EN3 Energy Sensor | [6 empty] | K24 | 0 | [10 empty] | No | No
MC202 | Charles Carter Building |  |  |  | MC202-B07/K24 | Night cooling supply air low limit | EN.EN3 Energy Sensor | [6 empty] | K24 | 0 | [10 empty] | No | No
MC202 | Charles Carter Building |  |  |  | MC202-B07/K3 | Room frost protection | EN.EN3 Energy Sensor | [6 empty] | K3 | 0 | [10 empty] | No | No
MC202 | Charles Carter Building | B02b | PGR Office |  | MC202-B07/K3 | Room frost protection | EN.EN3 Energy Sensor | [6 empty] | K3 | 0 | [10 empty] | No | No
MC202 | Charles Carter Building | B02a | PGR Office |  | MC202-B07/K3 | Room frost protection | EN.EN3 Energy Sensor | [6 empty] | K3 | 0 | [10 empty] | No | No
MC202 | Charles Carter Building |  |  |  | MC202-B07/K4 | Spare | EN.EN3 Energy Sensor | [6 empty] | K4 | 0 | [10 empty] | No | No
MC202 | Charles Carter Building | B02b | PGR Office |  | MC202-B07/K4 | Spare | EN.EN3 Energy Sensor | [6 empty] | K4 | 0 | [10 empty] | No | No
MC202 | Charles Carter Building | B02a | PGR Office |  | MC202-B07/K4 | Spare | EN.EN3 Energy Sensor | [6 empty] | K4 | 0 | [10 empty] | No | No
MC202 | Charles Carter Building |  |  |  | MC202-B07/K5 | Occupancy heating temperature setpoint | EN.EN3 Energy Sensor | [6 empty] | K5 | 0 | [10 empty] | No | No
MC202 | Charles Carter Building | B02b | PGR Office |  | MC202-B07/K5 | Occupancy heating temperature setpoint | EN.EN3 Energy Sensor | [6 empty] | K5 | 0 | [10 empty] | No | No
MC202 | Charles Carter Building | B02a | PGR Office |  | MC202-B07/K5 | Occupancy heating temperature setpoint | EN.EN3 Energy Sensor | [6 empty] | K5 | 0 | [10 empty] | No | No
MC202 | Charles Carter Building | B02a | PGR Office |  | MC202-B07/K17 | Supply fan minimum speed | EN.EN3 Energy Sensor | [6 empty] | K17 | 0 | [10 empty] | No | No
MC202 | Charles Carter Building |  |  |  | MC202-B07/K17 | Supply fan minimum speed | EN.EN3 Energy Sensor | [6 empty] | K17 | 0 | [10 empty] | No | No
MC202 | Charles Carter Building | B02b | PGR Office |  | MC202-B07/K17 | Supply fan minimum speed | EN.EN3 Energy Sensor | [6 empty] | K17 | 0 | [10 empty] | No | No
MC202 | Charles Carter Building | B02a | PGR Office |  | MC202-B07/K18 | Supply fan max speed | EN.EN3 Energy Sensor | [6 empty] | K18 | 0 | [10 empty] | No | No
MC202 | Charles Carter Building |  |  |  | MC202-B07/K18 | Supply fan max speed | EN.EN3 Energy Sensor | [6 empty] | K18 | 0 | [10 empty] | No | No
MC202 | Charles Carter Building | B02b | PGR Office |  | MC202-B07/K18 | Supply fan max speed | EN.EN3 Energy Sensor | [6 empty] | K18 | 0 | [10 empty] | No | No
MC202 | Charles Carter Building |  |  |  | MC202-B07/K19 | Supply fan startup speed | EN.EN3 Energy Sensor | [6 empty] | K19 | 0 | [10 empty] | No | No
MC202 | Charles Carter Building | B02b | PGR Office |  | MC202-B07/K19 | Supply fan startup speed | EN.EN3 Energy Sensor | [6 empty] | K19 | 0 | [10 empty] | No | No
MC202 | Charles Carter Building | B02a | PGR Office |  | MC202-B07/K19 | Supply fan startup speed | EN.EN3 Energy Sensor | [6 empty] | K19 | 0 | [10 empty] | No | No
MC202 | Charles Carter Building |  |  |  | MC202-B07/K2 | Unit freeze protection | EN.EN3 Energy Sensor | [6 empty] | K2 | 0 | [10 empty] | No | No
MC202 | Charles Carter Building | B02b | PGR Office |  | MC202-B07/K2 | Unit freeze protection | EN.EN3 Energy Sensor | [6 empty] | K2 | 0 | [10 empty] | No | No
MC202 | Charles Carter Building | B02a | PGR Office |  | MC202-B07/K2 | Unit freeze protection | EN.EN3 Energy Sensor | [6 empty] | K2 | 0 | [10 empty] | No | No
MC202 | Charles Carter Building | B02b | PGR Office |  | MC202-B07/K20 | Extract fan startup speed | EN.EN3 Energy Sensor | [6 empty] | K20 | 0 | [10 empty] | No | No
MC202 | Charles Carter Building | B02a | PGR Office |  | MC202-B07/K20 | Extract fan startup speed | EN.EN3 Energy Sensor | [6 empty] | K20 | 0 | [10 empty] | No | No
MC202 | Charles Carter Building |  |  |  | MC202-B07/K20 | Extract fan startup speed | EN.EN3 Energy Sensor | [6 empty] | K20 | 0 | [10 empty] | No | No
MC202 | Charles Carter Building |  |  |  | MC202-B07/K21 | Night time cooling supply fan speed | EN.EN3 Energy Sensor | [6 empty] | K21 | 0 | [10 empty] | No | No
MC202 | Charles Carter Building | B02b | PGR Office |  | MC202-B07/K21 | Night time cooling supply fan speed | EN.EN3 Energy Sensor | [6 empty] | K21 | 0 | [10 empty] | No | No
MC202 | Charles Carter Building | B02a | PGR Office |  | MC202-B07/K21 | Night time cooling supply fan speed | EN.EN3 Energy Sensor | [6 empty] | K21 | 0 | [10 empty] | No | No
MC202 | Charles Carter Building |  |  |  | MC202-B07/K10 | Extract fan min speed | EN.EN3 Energy Sensor | [6 empty] | K10 | 0 | [10 empty] | No | No
MC202 | Charles Carter Building | B02b | PGR Office |  | MC202-B07/K10 | Extract fan min speed | EN.EN3 Energy Sensor | [6 empty] | K10 | 0 | [10 empty] | No | No
MC202 | Charles Carter Building | B02a | PGR Office |  | MC202-B07/K10 | Extract fan min speed | EN.EN3 Energy Sensor | [6 empty] | K10 | 0 | [10 empty] | No | No
MC202 | Charles Carter Building | B02a | PGR Office |  | MC202-B07/K11 | Extract fan max speed | EN.EN3 Energy Sensor | [6 empty] | K11 | 0 | [10 empty] | No | No
MC202 | Charles Carter Building |  |  |  | MC202-B07/K11 | Extract fan max speed | EN.EN3 Energy Sensor | [6 empty] | K11 | 0 | [10 empty] | No | No
MC202 | Charles Carter Building | B02b | PGR Office |  | MC202-B07/K11 | Extract fan max speed | EN.EN3 Energy Sensor | [6 empty] | K11 | 0 | [10 empty] | No | No
MC202 | Charles Carter Building |  |  |  | MC202-B07/K12 | Spare | EN.EN3 Energy Sensor | [6 empty] | K12 | 0 | [10 empty] | No | No
MC202 | Charles Carter Building | B02b | PGR Office |  | MC202-B07/K12 | Spare | EN.EN3 Energy Sensor | [6 empty] | K12 | 0 | [10 empty] | No | No
MC202 | Charles Carter Building | B02a | PGR Office |  | MC202-B07/K12 | Spare | EN.EN3 Energy Sensor | [6 empty] | K12 | 0 | [10 empty] | No | No
MC202 | Charles Carter Building |  |  |  | MC202-B07/K14 | Occupancy CO2 level | EN.EN3 Energy Sensor | [6 empty] | K14 | 0 | [10 empty] | No | No
MC202 | Charles Carter Building | B02b | PGR Office |  | MC202-B07/K14 | Occupancy CO2 level | EN.EN3 Energy Sensor | [6 empty] | K14 | 0 | [10 empty] | No | No
MC202 | Charles Carter Building | B02a | PGR Office |  | MC202-B07/K14 | Occupancy CO2 level | EN.EN3 Energy Sensor | [6 empty] | K14 | 0 | [10 empty] | No | No
MC202 | Charles Carter Building |  |  |  | MC202-B07/K15 | Outside air night cooling level | EN.EN3 Energy Sensor | [6 empty] | K15 | 0 | [10 empty] | No | No
MC202 | Charles Carter Building | B02b | PGR Office |  | MC202-B07/K15 | Outside air night cooling level | EN.EN3 Energy Sensor | [6 empty] | K15 | 0 | [10 empty] | No | No
MC202 | Charles Carter Building | B02a | PGR Office |  | MC202-B07/K15 | Outside air night cooling level | EN.EN3 Energy Sensor | [6 empty] | K15 | 0 | [10 empty] | No | No
MC202 | Charles Carter Building |  |  |  | MC202-B07/K16 | Supply air high limit | EN.EN3 Energy Sensor | [6 empty] | K16 | 0 | [10 empty] | No | No
MC202 | Charles Carter Building | B02b | PGR Office |  | MC202-B07/K16 | Supply air high limit | EN.EN3 Energy Sensor | [6 empty] | K16 | 0 | [10 empty] | No | No
MC202 | Charles Carter Building | B02a | PGR Office |  | MC202-B07/K16 | Supply air high limit | EN.EN3 Energy Sensor | [6 empty] | K16 | 0 | [10 empty] | No | No
MC202 | Charles Carter Building | B02a | PGR Office |  | MC202-B07/I24 | Extract fan fault | EN.EN3 Energy Sensor | [6 empty] | I24 | 0 | [10 empty] | No | No
MC202 | Charles Carter Building |  |  |  | MC202-B07/I24 | Extract fan fault | EN.EN3 Energy Sensor | [6 empty] | I24 | 0 | [10 empty] | No | No
MC202 | Charles Carter Building | B02b | PGR Office |  | MC202-B07/I24 | Extract fan fault | EN.EN3 Energy Sensor | [6 empty] | I24 | 0 | [10 empty] | No | No
MC202 | Charles Carter Building |  |  |  | MC202-B07/I25 | Class vent enable | EN.EN3 Energy Sensor | [6 empty] | I25 | 0 | [10 empty] | No | No
MC202 | Charles Carter Building | B02b | PGR Office |  | MC202-B07/I25 | Class vent enable | EN.EN3 Energy Sensor | [6 empty] | I25 | 0 | [10 empty] | No | No
MC202 | Charles Carter Building | B02a | PGR Office |  | MC202-B07/I25 | Class vent enable | EN.EN3 Energy Sensor | [6 empty] | I25 | 0 | [10 empty] | No | No
MC202 | Charles Carter Building |  |  |  | MC202-B07/I30 | Common fault signal | EN.EN3 Energy Sensor | [6 empty] | I30 | 0 | [10 empty] | No | No
MC202 | Charles Carter Building | B02b | PGR Office |  | MC202-B07/I30 | Common fault signal | EN.EN3 Energy Sensor | [6 empty] | I30 | 0 | [10 empty] | No | No
MC202 | Charles Carter Building | B02a | PGR Office |  | MC202-B07/I30 | Common fault signal | EN.EN3 Energy Sensor | [6 empty] | I30 | 0 | [10 empty] | No | No
MC202 | Charles Carter Building | B02b | PGR Office |  | MC202-B07/I5 | On-Off selector | EN.EN3 Energy Sensor | [6 empty] | I5 | 0 | [10 empty] | No | No
MC202 | Charles Carter Building | B02a | PGR Office |  | MC202-B07/I5 | On-Off selector | EN.EN3 Energy Sensor | [6 empty] | I5 | 0 | [10 empty] | No | No
MC202 | Charles Carter Building |  |  |  | MC202-B07/I5 | On-Off selector | EN.EN3 Energy Sensor | [6 empty] | I5 | 0 | [10 empty] | No | No
MC202 | Charles Carter Building |  |  |  | MC202-B07/I6 | Frost thermostat trip | EN.EN3 Energy Sensor | [6 empty] | I6 | 0 | [10 empty] | No | No
MC202 | Charles Carter Building | B02b | PGR Office |  | MC202-B07/I6 | Frost thermostat trip | EN.EN3 Energy Sensor | [6 empty] | I6 | 0 | [10 empty] | No | No
MC202 | Charles Carter Building | B02a | PGR Office |  | MC202-B07/I6 | Frost thermostat trip | EN.EN3 Energy Sensor | [6 empty] | I6 | 0 | [10 empty] | No | No
MC202 | Charles Carter Building |  |  |  | MC202-B07/K1 | Spare | EN.EN3 Energy Sensor | [6 empty] | K1 | 0 | [10 empty] | No | No
MC202 | Charles Carter Building | B02b | PGR Office |  | MC202-B07/K1 | Spare | EN.EN3 Energy Sensor | [6 empty] | K1 | 0 | [10 empty] | No | No
MC202 | Charles Carter Building | B02a | PGR Office |  | MC202-B07/K1 | Spare | EN.EN3 Energy Sensor | [6 empty] | K1 | 0 | [10 empty] | No | No
MC202 | Charles Carter Building |  |  |  | MC202-B07/I18 | Auto boost mode | EN.EN3 Energy Sensor | [6 empty] | I18 | 0 | [10 empty] | No | No
MC202 | Charles Carter Building | B02b | PGR Office |  | MC202-B07/I18 | Auto boost mode | EN.EN3 Energy Sensor | [6 empty] | I18 | 0 | [10 empty] | No | No
MC202 | Charles Carter Building | B02a | PGR Office |  | MC202-B07/I18 | Auto boost mode | EN.EN3 Energy Sensor | [6 empty] | I18 | 0 | [10 empty] | No | No
MC202 | Charles Carter Building | B02b | PGR Office |  | MC202-B07/I19 | Night cooling | EN.EN3 Energy Sensor | [6 empty] | I19 | 0 | [10 empty] | No | No
MC202 | Charles Carter Building | B02a | PGR Office |  | MC202-B07/I19 | Night cooling | EN.EN3 Energy Sensor | [6 empty] | I19 | 0 | [10 empty] | No | No
MC202 | Charles Carter Building |  |  |  | MC202-B07/I19 | Night cooling | EN.EN3 Energy Sensor | [6 empty] | I19 | 0 | [10 empty] | No | No
MC202 | Charles Carter Building |  |  |  | MC202-B07/I20 | Full fresh air | EN.EN3 Energy Sensor | [6 empty] | I20 | 0 | [10 empty] | No | No
MC202 | Charles Carter Building | B02b | PGR Office |  | MC202-B07/I20 | Full fresh air | EN.EN3 Energy Sensor | [6 empty] | I20 | 0 | [10 empty] | No | No
MC202 | Charles Carter Building | B02a | PGR Office |  | MC202-B07/I20 | Full fresh air | EN.EN3 Energy Sensor | [6 empty] | I20 | 0 | [10 empty] | No | No
MC202 | Charles Carter Building |  |  |  | MC202-B07/I21 | Open bypass damper | EN.EN3 Energy Sensor | [6 empty] | I21 | 0 | [10 empty] | No | No
MC202 | Charles Carter Building | B02b | PGR Office |  | MC202-B07/I21 | Open bypass damper | EN.EN3 Energy Sensor | [6 empty] | I21 | 0 | [10 empty] | No | No
MC202 | Charles Carter Building | B02a | PGR Office |  | MC202-B07/I21 | Open bypass damper | EN.EN3 Energy Sensor | [6 empty] | I21 | 0 | [10 empty] | No | No
MC202 | Charles Carter Building |  |  |  | MC202-B07/I22 | Unit freeze protection | EN.EN3 Energy Sensor | [6 empty] | I22 | 0 | [10 empty] | No | No
MC202 | Charles Carter Building | B02b | PGR Office |  | MC202-B07/I22 | Unit freeze protection | EN.EN3 Energy Sensor | [6 empty] | I22 | 0 | [10 empty] | No | No
MC202 | Charles Carter Building | B02a | PGR Office |  | MC202-B07/I22 | Unit freeze protection | EN.EN3 Energy Sensor | [6 empty] | I22 | 0 | [10 empty] | No | No
MC202 | Charles Carter Building | B02a | PGR Office |  | MC202-B07/I23 | Supply fan fault | EN.EN3 Energy Sensor | [6 empty] | I23 | 0 | [10 empty] | No | No
MC202 | Charles Carter Building |  |  |  | MC202-B07/I23 | Supply fan fault | EN.EN3 Energy Sensor | [6 empty] | I23 | 0 | [10 empty] | No | No
MC202 | Charles Carter Building | B02b | PGR Office |  | MC202-B07/I23 | Supply fan fault | EN.EN3 Energy Sensor | [6 empty] | I23 | 0 | [10 empty] | No | No
MC202 | Charles Carter Building |  |  |  | MC202-B07/I12 | Supply fan inverter status | EN.EN3 Energy Sensor | [6 empty] | I12 | 0 | [10 empty] | No | No
MC202 | Charles Carter Building | B02b | PGR Office |  | MC202-B07/I12 | Supply fan inverter status | EN.EN3 Energy Sensor | [6 empty] | I12 | 0 | [10 empty] | No | No
MC202 | Charles Carter Building | B02a | PGR Office |  | MC202-B07/I12 | Supply fan inverter status | EN.EN3 Energy Sensor | [6 empty] | I12 | 0 | [10 empty] | No | No
MC202 | Charles Carter Building |  |  |  | MC202-B07/I13 | Extract fan inverter status | EN.EN3 Energy Sensor | [6 empty] | I13 | 0 | [10 empty] | No | No
MC202 | Charles Carter Building | B02b | PGR Office |  | MC202-B07/I13 | Extract fan inverter status | EN.EN3 Energy Sensor | [6 empty] | I13 | 0 | [10 empty] | No | No
MC202 | Charles Carter Building | B02a | PGR Office |  | MC202-B07/I13 | Extract fan inverter status | EN.EN3 Energy Sensor | [6 empty] | I13 | 0 | [10 empty] | No | No
MC202 | Charles Carter Building |  |  |  | MC202-B07/I14 | Condensate pump alarm | EN.EN3 Energy Sensor | [6 empty] | I14 | 0 | [10 empty] | No | No
MC202 | Charles Carter Building | B02b | PGR Office |  | MC202-B07/I14 | Condensate pump alarm | EN.EN3 Energy Sensor | [6 empty] | I14 | 0 | [10 empty] | No | No
MC202 | Charles Carter Building | B02a | PGR Office |  | MC202-B07/I14 | Condensate pump alarm | EN.EN3 Energy Sensor | [6 empty] | I14 | 0 | [10 empty] | No | No
MC202 | Charles Carter Building |  |  |  | MC202-B07/I15 | Unit occupancy | EN.EN3 Energy Sensor | [6 empty] | I15 | 0 | [10 empty] | No | No
MC202 | Charles Carter Building | B02b | PGR Office |  | MC202-B07/I15 | Unit occupancy | EN.EN3 Energy Sensor | [6 empty] | I15 | 0 | [10 empty] | No | No
MC202 | Charles Carter Building | B02a | PGR Office |  | MC202-B07/I15 | Unit occupancy | EN.EN3 Energy Sensor | [6 empty] | I15 | 0 | [10 empty] | No | No
MC202 | Charles Carter Building |  |  |  | MC202-B07/I16 | Room frost protection | EN.EN3 Energy Sensor | [6 empty] | I16 | 0 | [10 empty] | No | No
MC202 | Charles Carter Building | B02b | PGR Office |  | MC202-B07/I16 | Room frost protection | EN.EN3 Energy Sensor | [6 empty] | I16 | 0 | [10 empty] | No | No
MC202 | Charles Carter Building | B02a | PGR Office |  | MC202-B07/I16 | Room frost protection | EN.EN3 Energy Sensor | [6 empty] | I16 | 0 | [10 empty] | No | No
MC202 | Charles Carter Building |  |  |  | MC202-B07/I17 | Staff boost mode | EN.EN3 Energy Sensor | [6 empty] | I17 | 0 | [10 empty] | No | No
MC202 | Charles Carter Building | B02b | PGR Office |  | MC202-B07/I17 | Staff boost mode | EN.EN3 Energy Sensor | [6 empty] | I17 | 0 | [10 empty] | No | No
MC202 | Charles Carter Building | B02a | PGR Office |  | MC202-B07/I17 | Staff boost mode | EN.EN3 Energy Sensor | [6 empty] | I17 | 0 | [10 empty] | No | No
MC202 | Charles Carter Building |  |  |  | MC202-B07/G6 | Class vent required | EN.EN3 Energy Sensor | [6 empty] | G6 | 0 | [10 empty] | No | No
MC202 | Charles Carter Building |  |  |  | MC202-B07/G7 | Logic 7 | EN.EN3 Energy Sensor | [6 empty] | G7 | 0 | [10 empty] | No | No
MC202 | Charles Carter Building |  |  |  | MC202-B07/G8 | Logic 8 | EN.EN3 Energy Sensor | [6 empty] | G8 | 0 | [10 empty] | No | No
MC202 | Charles Carter Building |  |  |  | MC202-B07/G9 | Class vent enable | EN.EN3 Energy Sensor | [6 empty] | G9 | 0 | [10 empty] | No | No
MC202 | Charles Carter Building |  |  |  | MC202-B07/I1 | Forced Cooling Required | EN.EN3 Energy Sensor | [6 empty] | I1 | 0 | [10 empty] | No | No
MC202 | Charles Carter Building | B02b | PGR Office |  | MC202-B07/I1 | Forced Cooling Required | EN.EN3 Energy Sensor | [6 empty] | I1 | 0 | [10 empty] | No | No
MC202 | Charles Carter Building | B02a | PGR Office |  | MC202-B07/I1 | Forced Cooling Required | EN.EN3 Energy Sensor | [6 empty] | I1 | 0 | [10 empty] | No | No
MC202 | Charles Carter Building |  |  |  | MC202-B07/I11 | Filter dirty | EN.EN3 Energy Sensor | [6 empty] | I11 | 0 | [10 empty] | No | No
MC202 | Charles Carter Building | B02b | PGR Office |  | MC202-B07/I11 | Filter dirty | EN.EN3 Energy Sensor | [6 empty] | I11 | 0 | [10 empty] | No | No
MC202 | Charles Carter Building | B02a | PGR Office |  | MC202-B07/I11 | Filter dirty | EN.EN3 Energy Sensor | [6 empty] | I11 | 0 | [10 empty] | No | No
MC202 | Charles Carter Building |  |  |  | MC202-B07/G35 | Remote night cooling available | EN.EN3 Energy Sensor | [6 empty] | G35 | 0 | [10 empty] | No | No
MC202 | Charles Carter Building |  |  |  | MC202-B07/G36 | Logic 36 | EN.EN3 Energy Sensor | [6 empty] | G36 | 0 | [10 empty] | No | No
MC202 | Charles Carter Building |  |  |  | MC202-B07/G37 | Logic 37 | EN.EN3 Energy Sensor | [6 empty] | G37 | 0 | [10 empty] | No | No
MC202 | Charles Carter Building |  |  |  | MC202-B07/G38 | Logic 38 | EN.EN3 Energy Sensor | [6 empty] | G38 | 0 | [10 empty] | No | No
MC202 | Charles Carter Building |  |  |  | MC202-B07/G4 | Logic 4 | EN.EN3 Energy Sensor | [6 empty] | G4 | 0 | [10 empty] | No | No
MC202 | Charles Carter Building |  |  |  | MC202-B07/G5 | Timeclock enable | EN.EN3 Energy Sensor | [6 empty] | G5 | 0 | [10 empty] | No | No
MC202 | Charles Carter Building |  |  |  | MC202-B07/G3 | Logic 3 | EN.EN3 Energy Sensor | [6 empty] | G3 | 0 | [10 empty] | No | No
MC202 | Charles Carter Building |  |  |  | MC202-B07/G30 | Logic 30 | EN.EN3 Energy Sensor | [6 empty] | G30 | 0 | [10 empty] | No | No
MC202 | Charles Carter Building |  |  |  | MC202-B07/G31 | Logic 31 | EN.EN3 Energy Sensor | [6 empty] | G31 | 0 | [10 empty] | No | No
MC202 | Charles Carter Building |  |  |  | MC202-B07/G32 | Logic 32 | EN.EN3 Energy Sensor | [6 empty] | G32 | 0 | [10 empty] | No | No
MC202 | Charles Carter Building |  |  |  | MC202-B07/G33 | Logic 33 | EN.EN3 Energy Sensor | [6 empty] | G33 | 0 | [10 empty] | No | No
MC202 | Charles Carter Building |  |  |  | MC202-B07/G34 | Logic 34 | EN.EN3 Energy Sensor | [6 empty] | G34 | 0 | [10 empty] | No | No
MC202 | Charles Carter Building |  |  |  | MC202-B07/G24 | Bypass damper control | EN.EN3 Energy Sensor | [6 empty] | G24 | 0 | [10 empty] | No | No
MC202 | Charles Carter Building |  |  |  | MC202-B07/G25 | Logic 25 | EN.EN3 Energy Sensor | [6 empty] | G25 | 0 | [10 empty] | No | No
MC202 | Charles Carter Building |  |  |  | MC202-B07/G26 | Supply fan max speed | EN.EN3 Energy Sensor | [6 empty] | G26 | 0 | [10 empty] | No | No
MC202 | Charles Carter Building |  |  |  | MC202-B07/G27 | Logic 27 | EN.EN3 Energy Sensor | [6 empty] | G27 | 0 | [10 empty] | No | No
MC202 | Charles Carter Building |  |  |  | MC202-B07/G28 | Logic 28 | EN.EN3 Energy Sensor | [6 empty] | G28 | 0 | [10 empty] | No | No
MC202 | Charles Carter Building |  |  |  | MC202-B07/G29 | Logic 29 | EN.EN3 Energy Sensor | [6 empty] | G29 | 0 | [10 empty] | No | No
MC202 | Charles Carter Building |  |  |  | MC202-B07/G19 | Logic 19 | EN.EN3 Energy Sensor | [6 empty] | G19 | 0 | [10 empty] | No | No
MC202 | Charles Carter Building |  |  |  | MC202-B07/G2 | Logic 2 | EN.EN3 Energy Sensor | [6 empty] | G2 | 0 | [10 empty] | No | No
MC202 | Charles Carter Building |  |  |  | MC202-B07/G20 | Logic 20 | EN.EN3 Energy Sensor | [6 empty] | G20 | 0 | [10 empty] | No | No
MC202 | Charles Carter Building |  |  |  | MC202-B07/G21 | Logic 21 | EN.EN3 Energy Sensor | [6 empty] | G21 | 0 | [10 empty] | No | No
MC202 | Charles Carter Building |  |  |  | MC202-B07/G22 | Logic 22 | EN.EN3 Energy Sensor | [6 empty] | G22 | 0 | [10 empty] | No | No
MC202 | Charles Carter Building |  |  |  | MC202-B07/G23 | Logic 23 | EN.EN3 Energy Sensor | [6 empty] | G23 | 0 | [10 empty] | No | No
MC202 | Charles Carter Building |  |  |  | MC202-B07/G13 | Logic 13 | EN.EN3 Energy Sensor | [6 empty] | G13 | 0 | [10 empty] | No | No
MC202 | Charles Carter Building |  |  |  | MC202-B07/G14 | Boost mode | EN.EN3 Energy Sensor | [6 empty] | G14 | 0 | [10 empty] | No | No
MC202 | Charles Carter Building |  |  |  | MC202-B07/G15 | Logic 15 | EN.EN3 Energy Sensor | [6 empty] | G15 | 0 | [10 empty] | No | No
MC202 | Charles Carter Building |  |  |  | MC202-B07/G16 | Logic 16 | EN.EN3 Energy Sensor | [6 empty] | G16 | 0 | [10 empty] | No | No
MC202 | Charles Carter Building |  |  |  | MC202-B07/G17 | Occ Htg SP Achieved [Full FA] | EN.EN3 Energy Sensor | [6 empty] | G17 | 0 | [10 empty] | No | No
MC202 | Charles Carter Building |  |  |  | MC202-B07/G18 | Logic 18 | EN.EN3 Energy Sensor | [6 empty] | G18 | 0 | [10 empty] | No | No
MC202 | Charles Carter Building |  |  |  | MC202-B07/F8 | Fan speed (heating) | EN.EN3 Energy Sensor | [6 empty] | F8 | 0 | [10 empty] | No | No
MC202 | Charles Carter Building |  |  |  | MC202-B07/F9 | Function 9 | EN.EN3 Energy Sensor | [6 empty] | F9 | 0 | [10 empty] | No | No
MC202 | Charles Carter Building |  |  |  | MC202-B07/G1 | Logic 1 | EN.EN3 Energy Sensor | [6 empty] | G1 | 0 | [10 empty] | No | No
MC202 | Charles Carter Building |  |  |  | MC202-B07/G10 | Logic 10 | EN.EN3 Energy Sensor | [6 empty] | G10 | 0 | [10 empty] | No | No
MC202 | Charles Carter Building |  |  |  | MC202-B07/G11 | Logic 11 | EN.EN3 Energy Sensor | [6 empty] | G11 | 0 | [10 empty] | No | No
MC202 | Charles Carter Building |  |  |  | MC202-B07/G12 | Logic 12 | EN.EN3 Energy Sensor | [6 empty] | G12 | 0 | [10 empty] | No | No
MC202 | Charles Carter Building |  |  |  | MC202-B07/F44 | Function 44 | EN.EN3 Energy Sensor | [6 empty] | F44 | 0 | [10 empty] | No | No
MC202 | Charles Carter Building |  |  |  | MC202-B07/F45 | Function 45 | EN.EN3 Energy Sensor | [6 empty] | F45 | 0 | [10 empty] | No | No
MC202 | Charles Carter Building |  |  |  | MC202-B07/F47 | Function 47 | EN.EN3 Energy Sensor | [6 empty] | F47 | 0 | [10 empty] | No | No
MC202 | Charles Carter Building |  |  |  | MC202-B07/F48 | Function 48 | EN.EN3 Energy Sensor | [6 empty] | F48 | 0 | [10 empty] | No | No
MC202 | Charles Carter Building |  |  |  | MC202-B07/F6 | Function 6 | EN.EN3 Energy Sensor | [6 empty] | F6 | 0 | [10 empty] | No | No
MC202 | Charles Carter Building |  |  |  | MC202-B07/F7 | Function 7 | EN.EN3 Energy Sensor | [6 empty] | F7 | 0 | [10 empty] | No | No
MC202 | Charles Carter Building |  |  |  | MC202-B07/F39 | Extract fan speed | EN.EN3 Energy Sensor | [6 empty] | F39 | 0 | [10 empty] | No | No
MC202 | Charles Carter Building |  |  |  | MC202-B07/F4 | Function 4 | EN.EN3 Energy Sensor | [6 empty] | F4 | 0 | [10 empty] | No | No
MC202 | Charles Carter Building |  |  |  | MC202-B07/F40 | Function 40 | EN.EN3 Energy Sensor | [6 empty] | F40 | 0 | [10 empty] | No | No
MC202 | Charles Carter Building |  |  |  | MC202-B07/F41 | Function 41 | EN.EN3 Energy Sensor | [6 empty] | F41 | 0 | [10 empty] | No | No
MC202 | Charles Carter Building |  |  |  | MC202-B07/F42 | Function 42 | EN.EN3 Energy Sensor | [6 empty] | F42 | 0 | [10 empty] | No | No
MC202 | Charles Carter Building |  |  |  | MC202-B07/F43 | Function 43 | EN.EN3 Energy Sensor | [6 empty] | F43 | 0 | [10 empty] | No | No
MC202 | Charles Carter Building |  |  |  | MC202-B07/F33 | Function 33 | EN.EN3 Energy Sensor | [6 empty] | F33 | 0 | [10 empty] | No | No
MC202 | Charles Carter Building |  |  |  | MC202-B07/F34 | Function 34 | EN.EN3 Energy Sensor | [6 empty] | F34 | 0 | [10 empty] | No | No
MC202 | Charles Carter Building |  |  |  | MC202-B07/F35 | Function 35 | EN.EN3 Energy Sensor | [6 empty] | F35 | 0 | [10 empty] | No | No
MC202 | Charles Carter Building |  |  |  | MC202-B07/F36 | Function 36 | EN.EN3 Energy Sensor | [6 empty] | F36 | 0 | [10 empty] | No | No
MC202 | Charles Carter Building |  |  |  | MC202-B07/F37 | Function 37 | EN.EN3 Energy Sensor | [6 empty] | F37 | 0 | [10 empty] | No | No
MC202 | Charles Carter Building |  |  |  | MC202-B07/F38 | Function 38 | EN.EN3 Energy Sensor | [6 empty] | F38 | 0 | [10 empty] | No | No
MC202 | Charles Carter Building |  |  |  | MC202-B07/F28 | Function 28 | EN.EN3 Energy Sensor | [6 empty] | F28 | 0 | [10 empty] | No | No
MC202 | Charles Carter Building |  |  |  | MC202-B07/F29 | Full Fresh Air [Clg] | EN.EN3 Energy Sensor | [6 empty] | F29 | 0 | [10 empty] | No | No
MC202 | Charles Carter Building |  |  |  | MC202-B07/F3 | Function 3 | EN.EN3 Energy Sensor | [6 empty] | F3 | 0 | [10 empty] | No | No
MC202 | Charles Carter Building |  |  |  | MC202-B07/F30 | Function 30 | EN.EN3 Energy Sensor | [6 empty] | F30 | 0 | [10 empty] | No | No
MC202 | Charles Carter Building |  |  |  | MC202-B07/F31 | Function 31 | EN.EN3 Energy Sensor | [6 empty] | F31 | 0 | [10 empty] | No | No
MC202 | Charles Carter Building |  |  |  | MC202-B07/F32 | Function 32 | EN.EN3 Energy Sensor | [6 empty] | F32 | 0 | [10 empty] | No | No
MC202 | Charles Carter Building |  |  |  | MC202-B07/F22 | Function 22 | EN.EN3 Energy Sensor | [6 empty] | F22 | 0 | [10 empty] | No | No
MC202 | Charles Carter Building |  |  |  | MC202-B07/F23 | Function 23 | EN.EN3 Energy Sensor | [6 empty] | F23 | 0 | [10 empty] | No | No
MC202 | Charles Carter Building |  |  |  | MC202-B07/F24 | Function 24 | EN.EN3 Energy Sensor | [6 empty] | F24 | 0 | [10 empty] | No | No
MC202 | Charles Carter Building |  |  |  | MC202-B07/F25 | Function 25 | EN.EN3 Energy Sensor | [6 empty] | F25 | 0 | [10 empty] | No | No
MC202 | Charles Carter Building |  |  |  | MC202-B07/F26 | Function 26 | EN.EN3 Energy Sensor | [6 empty] | F26 | 0 | [10 empty] | No | No
MC202 | Charles Carter Building |  |  |  | MC202-B07/F27 | Function 27 | EN.EN3 Energy Sensor | [6 empty] | F27 | 0 | [10 empty] | No | No
MC202 | Charles Carter Building |  |  |  | MC202-B07/F17 | Function 17 | EN.EN3 Energy Sensor | [6 empty] | F17 | 0 | [10 empty] | No | No
MC202 | Charles Carter Building |  |  |  | MC202-B07/F18 | Function 18 | EN.EN3 Energy Sensor | [6 empty] | F18 | 0 | [10 empty] | No | No
MC202 | Charles Carter Building |  |  |  | MC202-B07/F19 | Supply fan speed | EN.EN3 Energy Sensor | [6 empty] | F19 | 0 | [10 empty] | No | No
MC202 | Charles Carter Building |  |  |  | MC202-B07/F2 | Function 2 | EN.EN3 Energy Sensor | [6 empty] | F2 | 0 | [10 empty] | No | No
MC202 | Charles Carter Building |  |  |  | MC202-B07/F20 | Function 20 | EN.EN3 Energy Sensor | [6 empty] | F20 | 0 | [10 empty] | No | No
MC202 | Charles Carter Building |  |  |  | MC202-B07/F21 | Function 21 | EN.EN3 Energy Sensor | [6 empty] | F21 | 0 | [10 empty] | No | No
MC202 | Charles Carter Building |  |  |  | MC202-B07/F11 | Function 11 | EN.EN3 Energy Sensor | [6 empty] | F11 | 0 | [10 empty] | No | No
MC202 | Charles Carter Building |  |  |  | MC202-B07/F12 | Function 12 | EN.EN3 Energy Sensor | [6 empty] | F12 | 0 | [10 empty] | No | No
MC202 | Charles Carter Building |  |  |  | MC202-B07/F13 | Function 13 | EN.EN3 Energy Sensor | [6 empty] | F13 | 0 | [10 empty] | No | No
MC202 | Charles Carter Building |  |  |  | MC202-B07/F14 | Auto boost setpoint exceeded | EN.EN3 Energy Sensor | [6 empty] | F14 | 0 | [10 empty] | No | No
MC202 | Charles Carter Building |  |  |  | MC202-B07/F15 | Function 15 | EN.EN3 Energy Sensor | [6 empty] | F15 | 0 | [10 empty] | No | No
MC202 | Charles Carter Building |  |  |  | MC202-B07/F16 | Function 16 | EN.EN3 Energy Sensor | [6 empty] | F16 | 0 | [10 empty] | No | No
MC202 | Charles Carter Building |  |  |  | MC202-B07/D4 | Heating valve | EN.EN3 Energy Sensor | [6 empty] | D4 | 0 | [10 empty] | No | No
MC202 | Charles Carter Building | B02b | PGR Office |  | MC202-B07/D4 | Heating valve | EN.EN3 Energy Sensor | [6 empty] | D4 | 0 | [10 empty] | No | No
MC202 | Charles Carter Building | B02a | PGR Office |  | MC202-B07/D4 | Heating valve | EN.EN3 Energy Sensor | [6 empty] | D4 | 0 | [10 empty] | No | No
MC202 | Charles Carter Building |  |  |  | MC202-B07/D5 | Supply fan speed | EN.EN3 Energy Sensor | [6 empty] | D5 | 0 | [10 empty] | No | No
MC202 | Charles Carter Building | B02b | PGR Office |  | MC202-B07/D5 | Supply fan speed | EN.EN3 Energy Sensor | [6 empty] | D5 | 0 | [10 empty] | No | No
MC202 | Charles Carter Building | B02a | PGR Office |  | MC202-B07/D5 | Supply fan speed | EN.EN3 Energy Sensor | [6 empty] | D5 | 0 | [10 empty] | No | No
MC202 | Charles Carter Building |  |  |  | MC202-B07/D6 | Extract fan speed | EN.EN3 Energy Sensor | [6 empty] | D6 | 0 | [10 empty] | No | No
MC202 | Charles Carter Building | B02b | PGR Office |  | MC202-B07/D6 | Extract fan speed | EN.EN3 Energy Sensor | [6 empty] | D6 | 0 | [10 empty] | No | No
MC202 | Charles Carter Building | B02a | PGR Office |  | MC202-B07/D6 | Extract fan speed | EN.EN3 Energy Sensor | [6 empty] | D6 | 0 | [10 empty] | No | No
MC202 | Charles Carter Building |  |  |  | MC202-B07/e1 | 963 Supervisor | EN.EN3 Energy Sensor | [6 empty] | e1 | 0 | [10 empty] | No | No
MC202 | Charles Carter Building |  |  |  | MC202-B07/F1 | Function 1 | EN.EN3 Energy Sensor | [6 empty] | F1 | 0 | [10 empty] | No | No
MC202 | Charles Carter Building |  |  |  | MC202-B07/F10 | Function 10 | EN.EN3 Energy Sensor | [6 empty] | F10 | 0 | [10 empty] | No | No
MC202 | Charles Carter Building |  |  |  | MC202-B07/A14 | Outside air temperature | EN.EN3 Energy Sensor | [6 empty] | A14 | 0 | [10 empty] | No | No
MC202 | Charles Carter Building |  |  |  | MC202-B07/B1 | Frost from MCP | EN.EN3 Energy Sensor | [6 empty] | B1 | 0 | [10 empty] | No | No
MC202 | Charles Carter Building |  |  |  | MC202-B07/B2 | Remote signals | EN.EN3 Energy Sensor | [6 empty] | B2 | 0 | [10 empty] | No | No
MC202 | Charles Carter Building |  |  |  | MC202-B07/C1 | Virtual CNC 1 | EN.EN3 Energy Sensor | [6 empty] | C1 | 0 | [10 empty] | No | No
MC202 | Charles Carter Building |  |  |  | MC202-B07/D1 | Unit enable and fresh air damper | EN.EN3 Energy Sensor | [6 empty] | D1 | 0 | [10 empty] | No | No
MC202 | Charles Carter Building | B02b | PGR Office |  | MC202-B07/D1 | Unit enable and fresh air damper | EN.EN3 Energy Sensor | [6 empty] | D1 | 0 | [10 empty] | No | No
MC202 | Charles Carter Building | B02a | PGR Office |  | MC202-B07/D1 | Unit enable and fresh air damper | EN.EN3 Energy Sensor | [6 empty] | D1 | 0 | [10 empty] | No | No
MC202 | Charles Carter Building |  |  |  | MC202-B07/D2 | Bypass damper | EN.EN3 Energy Sensor | [6 empty] | D2 | 0 | [10 empty] | No | No
MC202 | Charles Carter Building | B02b | PGR Office |  | MC202-B07/D2 | Bypass damper | EN.EN3 Energy Sensor | [6 empty] | D2 | 0 | [10 empty] | No | No
MC202 | Charles Carter Building | B02a | PGR Office |  | MC202-B07/D2 | Bypass damper | EN.EN3 Energy Sensor | [6 empty] | D2 | 0 | [10 empty] | No | No
MC202 | Charles Carter Building |  |  |  | MC202-B07/~59 |  | EN.EN3 Energy Sensor | [6 empty] | ~59 | 0 | [10 empty] | No | No
MC202 | Charles Carter Building |  |  |  | MC202-B07/~6 |  | EN.EN3 Energy Sensor | [6 empty] | ~6 | 0 | [10 empty] | No | No
MC202 | Charles Carter Building |  |  |  | MC202-B07/~60 |  | EN.EN3 Energy Sensor | [6 empty] | ~60 | 0 | [10 empty] | No | No
MC202 | Charles Carter Building |  |  |  | MC202-B07/~7 |  | EN.EN3 Energy Sensor | [6 empty] | ~7 | 0 | [10 empty] | No | No
MC202 | Charles Carter Building |  |  |  | MC202-B07/~8 |  | EN.EN3 Energy Sensor | [6 empty] | ~8 | 0 | [10 empty] | No | No
MC202 | Charles Carter Building |  |  |  | MC202-B07/~9 |  | EN.EN3 Energy Sensor | [6 empty] | ~9 | 0 | [10 empty] | No | No
MC202 | Charles Carter Building |  |  |  | MC202-B07/~53 | Adjustments (night cool knobs) | EN.EN3 Energy Sensor | [6 empty] | ~53 | 0 | [10 empty] | No | No
MC202 | Charles Carter Building |  |  |  | MC202-B07/~54 |  | EN.EN3 Energy Sensor | [6 empty] | ~54 | 0 | [10 empty] | No | No
MC202 | Charles Carter Building |  |  |  | MC202-B07/~55 | Adjustments | EN.EN3 Energy Sensor | [6 empty] | ~55 | 0 | [10 empty] | No | No
MC202 | Charles Carter Building |  |  |  | MC202-B07/~56 | Knobs | EN.EN3 Energy Sensor | [6 empty] | ~56 | 0 | [10 empty] | No | No
MC202 | Charles Carter Building |  |  |  | MC202-B07/~57 | Switches | EN.EN3 Energy Sensor | [6 empty] | ~57 | 0 | [10 empty] | No | No
MC202 | Charles Carter Building |  |  |  | MC202-B07/~58 |  | EN.EN3 Energy Sensor | [6 empty] | ~58 | 0 | [10 empty] | No | No
MC202 | Charles Carter Building |  |  |  | MC202-B07/~48 |  | EN.EN3 Energy Sensor | [6 empty] | ~48 | 0 | [10 empty] | No | No
MC202 | Charles Carter Building |  |  |  | MC202-B07/~49 |  | EN.EN3 Energy Sensor | [6 empty] | ~49 | 0 | [10 empty] | No | No
MC202 | Charles Carter Building |  |  |  | MC202-B07/~5 |  | EN.EN3 Energy Sensor | [6 empty] | ~5 | 0 | [10 empty] | No | No
MC202 | Charles Carter Building |  |  |  | MC202-B07/~50 |  | EN.EN3 Energy Sensor | [6 empty] | ~50 | 0 | [10 empty] | No | No
MC202 | Charles Carter Building |  |  |  | MC202-B07/~51 |  | EN.EN3 Energy Sensor | [6 empty] | ~51 | 0 | [10 empty] | No | No
MC202 | Charles Carter Building |  |  |  | MC202-B07/~52 |  | EN.EN3 Energy Sensor | [6 empty] | ~52 | 0 | [10 empty] | No | No
MC202 | Charles Carter Building |  |  |  | MC202-B07/~42 |  | EN.EN3 Energy Sensor | [6 empty] | ~42 | 0 | [10 empty] | No | No
MC202 | Charles Carter Building |  |  |  | MC202-B07/~43 |  | EN.EN3 Energy Sensor | [6 empty] | ~43 | 0 | [10 empty] | No | No
MC202 | Charles Carter Building |  |  |  | MC202-B07/~44 |  | EN.EN3 Energy Sensor | [6 empty] | ~44 | 0 | [10 empty] | No | No
MC202 | Charles Carter Building |  |  |  | MC202-B07/~45 |  | EN.EN3 Energy Sensor | [6 empty] | ~45 | 0 | [10 empty] | No | No
MC202 | Charles Carter Building |  |  |  | MC202-B07/~46 | Adjustments (knobs) | EN.EN3 Energy Sensor | [6 empty] | ~46 | 0 | [10 empty] | No | No
MC202 | Charles Carter Building |  |  |  | MC202-B07/~47 | Adjustments (switches) | EN.EN3 Energy Sensor | [6 empty] | ~47 | 0 | [10 empty] | No | No
MC202 | Charles Carter Building |  |  |  | MC202-B07/~37 |  | EN.EN3 Energy Sensor | [6 empty] | ~37 | 0 | [10 empty] | No | No
MC202 | Charles Carter Building |  |  |  | MC202-B07/~38 |  | EN.EN3 Energy Sensor | [6 empty] | ~38 | 0 | [10 empty] | No | No
MC202 | Charles Carter Building |  |  |  | MC202-B07/~39 |  | EN.EN3 Energy Sensor | [6 empty] | ~39 | 0 | [10 empty] | No | No
MC202 | Charles Carter Building |  |  |  | MC202-B07/~4 |  | EN.EN3 Energy Sensor | [6 empty] | ~4 | 0 | [10 empty] | No | No
MC202 | Charles Carter Building |  |  |  | MC202-B07/~40 |  | EN.EN3 Energy Sensor | [6 empty] | ~40 | 0 | [10 empty] | No | No
MC202 | Charles Carter Building |  |  |  | MC202-B07/~41 |  | EN.EN3 Energy Sensor | [6 empty] | ~41 | 0 | [10 empty] | No | No
MC202 | Charles Carter Building |  |  |  | MC202-B07/~31 |  | EN.EN3 Energy Sensor | [6 empty] | ~31 | 0 | [10 empty] | No | No
MC202 | Charles Carter Building |  |  |  | MC202-B07/~32 |  | EN.EN3 Energy Sensor | [6 empty] | ~32 | 0 | [10 empty] | No | No
MC202 | Charles Carter Building |  |  |  | MC202-B07/~33 |  | EN.EN3 Energy Sensor | [6 empty] | ~33 | 0 | [10 empty] | No | No
MC202 | Charles Carter Building |  |  |  | MC202-B07/~34 |  | EN.EN3 Energy Sensor | [6 empty] | ~34 | 0 | [10 empty] | No | No
MC202 | Charles Carter Building |  |  |  | MC202-B07/~35 |  | EN.EN3 Energy Sensor | [6 empty] | ~35 | 0 | [10 empty] | No | No
MC202 | Charles Carter Building |  |  |  | MC202-B07/~36 |  | EN.EN3 Energy Sensor | [6 empty] | ~36 | 0 | [10 empty] | No | No
MC202 | Charles Carter Building |  |  |  | MC202-B07/~26 |  | EN.EN3 Energy Sensor | [6 empty] | ~26 | 0 | [10 empty] | No | No
MC202 | Charles Carter Building |  |  |  | MC202-B07/~27 |  | EN.EN3 Energy Sensor | [6 empty] | ~27 | 0 | [10 empty] | No | No
MC202 | Charles Carter Building |  |  |  | MC202-B07/~28 |  | EN.EN3 Energy Sensor | [6 empty] | ~28 | 0 | [10 empty] | No | No
MC202 | Charles Carter Building |  |  |  | MC202-B07/~29 |  | EN.EN3 Energy Sensor | [6 empty] | ~29 | 0 | [10 empty] | No | No
MC202 | Charles Carter Building |  |  |  | MC202-B07/~3 |  | EN.EN3 Energy Sensor | [6 empty] | ~3 | 0 | [10 empty] | No | No
MC202 | Charles Carter Building |  |  |  | MC202-B07/~30 |  | EN.EN3 Energy Sensor | [6 empty] | ~30 | 0 | [10 empty] | No | No
MC202 | Charles Carter Building |  |  |  | MC202-B07/~20 |  | EN.EN3 Energy Sensor | [6 empty] | ~20 | 0 | [10 empty] | No | No
MC202 | Charles Carter Building |  |  |  | MC202-B07/~21 |  | EN.EN3 Energy Sensor | [6 empty] | ~21 | 0 | [10 empty] | No | No
MC202 | Charles Carter Building |  |  |  | MC202-B07/~22 |  | EN.EN3 Energy Sensor | [6 empty] | ~22 | 0 | [10 empty] | No | No
MC202 | Charles Carter Building |  |  |  | MC202-B07/~23 |  | EN.EN3 Energy Sensor | [6 empty] | ~23 | 0 | [10 empty] | No | No
MC202 | Charles Carter Building |  |  |  | MC202-B07/~24 |  | EN.EN3 Energy Sensor | [6 empty] | ~24 | 0 | [10 empty] | No | No
MC202 | Charles Carter Building |  |  |  | MC202-B07/~25 |  | EN.EN3 Energy Sensor | [6 empty] | ~25 | 0 | [10 empty] | No | No
MC202 | Charles Carter Building |  |  |  | MC202-B07/~15 |  | EN.EN3 Energy Sensor | [6 empty] | ~15 | 0 | [10 empty] | No | No
MC202 | Charles Carter Building |  |  |  | MC202-B07/~16 |  | EN.EN3 Energy Sensor | [6 empty] | ~16 | 0 | [10 empty] | No | No
MC202 | Charles Carter Building |  |  |  | MC202-B07/~17 |  | EN.EN3 Energy Sensor | [6 empty] | ~17 | 0 | [10 empty] | No | No
MC202 | Charles Carter Building |  |  |  | MC202-B07/~18 |  | EN.EN3 Energy Sensor | [6 empty] | ~18 | 0 | [10 empty] | No | No
MC202 | Charles Carter Building |  |  |  | MC202-B07/~19 |  | EN.EN3 Energy Sensor | [6 empty] | ~19 | 0 | [10 empty] | No | No
MC202 | Charles Carter Building |  |  |  | MC202-B07/~2 |  | EN.EN3 Energy Sensor | [6 empty] | ~2 | 0 | [10 empty] | No | No
MC202 | Charles Carter Building |  |  |  | MC202-B14/~1 |  | EN.EN3 Energy Sensor | [6 empty] | ~1 | 0 | [10 empty] | No | No
MC202 | Charles Carter Building |  |  |  | MC202-B14/~10 |  | EN.EN3 Energy Sensor | [6 empty] | ~10 | 0 | [10 empty] | No | No
MC202 | Charles Carter Building |  |  |  | MC202-B14/~11 |  | EN.EN3 Energy Sensor | [6 empty] | ~11 | 0 | [10 empty] | No | No
MC202 | Charles Carter Building |  |  |  | MC202-B14/~12 |  | EN.EN3 Energy Sensor | [6 empty] | ~12 | 0 | [10 empty] | No | No
MC202 | Charles Carter Building |  |  |  | MC202-B14/~13 |  | EN.EN3 Energy Sensor | [6 empty] | ~13 | 0 | [10 empty] | No | No
MC202 | Charles Carter Building |  |  |  | MC202-B14/~14 |  | EN.EN3 Energy Sensor | [6 empty] | ~14 | 0 | [10 empty] | No | No
MC202 | Charles Carter Building |  |  |  | MC202-B14/Y2 | CO2 V | EN.EN3 Energy Sensor | [6 empty] | Y2 | 0 | [10 empty] | No | No
MC202 | Charles Carter Building |  |  |  | MC202-B14/Y3 | 4DIX V | EN.EN3 Energy Sensor | [6 empty] | Y3 | 0 | [10 empty] | No | No
MC202 | Charles Carter Building |  |  |  | MC202-B14/Z1 | Local time clock | EN.EN3 Energy Sensor | [6 empty] | Z1 | 0 | [10 empty] | No | No
MC202 | Charles Carter Building | D02b | PGR Office |  | MC202-B14/Z1 | Local time clock | EN.EN3 Energy Sensor | [6 empty] | Z1 | 0 | [10 empty] | No | No
MC202 | Charles Carter Building | D02a | PGR Office |  | MC202-B14/Z1 | Local time clock | EN.EN3 Energy Sensor | [6 empty] | Z1 | 0 | [10 empty] | No | No
MC202 | Charles Carter Building |  |  |  | MC202-B14/W2 | Commissioning mode | EN.EN3 Energy Sensor | [6 empty] | W2 | 0 | [10 empty] | No | No
MC202 | Charles Carter Building | D02b | PGR Office |  | MC202-B14/W2 | Commissioning mode | EN.EN3 Energy Sensor | [6 empty] | W2 | 0 | [10 empty] | No | No
MC202 | Charles Carter Building | D02a | PGR Office |  | MC202-B14/W2 | Commissioning mode | EN.EN3 Energy Sensor | [6 empty] | W2 | 0 | [10 empty] | No | No
MC202 | Charles Carter Building |  |  |  | MC202-B14/W3 | Enable boost mode | EN.EN3 Energy Sensor | [6 empty] | W3 | 0 | [10 empty] | No | No
MC202 | Charles Carter Building | D02b | PGR Office |  | MC202-B14/W3 | Enable boost mode | EN.EN3 Energy Sensor | [6 empty] | W3 | 0 | [10 empty] | No | No
MC202 | Charles Carter Building | D02a | PGR Office |  | MC202-B14/W3 | Enable boost mode | EN.EN3 Energy Sensor | [6 empty] | W3 | 0 | [10 empty] | No | No
MC202 | Charles Carter Building |  |  |  | MC202-B14/W4 | Freeze protection reset | EN.EN3 Energy Sensor | [6 empty] | W4 | 0 | [10 empty] | No | No
MC202 | Charles Carter Building | D02b | PGR Office |  | MC202-B14/W4 | Freeze protection reset | EN.EN3 Energy Sensor | [6 empty] | W4 | 0 | [10 empty] | No | No
MC202 | Charles Carter Building | D02a | PGR Office |  | MC202-B14/W4 | Freeze protection reset | EN.EN3 Energy Sensor | [6 empty] | W4 | 0 | [10 empty] | No | No
MC202 | Charles Carter Building |  |  |  | MC202-B14/W5 | Enable alarms | EN.EN3 Energy Sensor | [6 empty] | W5 | 0 | [10 empty] | No | No
MC202 | Charles Carter Building | D02b | PGR Office |  | MC202-B14/W5 | Enable alarms | EN.EN3 Energy Sensor | [6 empty] | W5 | 0 | [10 empty] | No | No
MC202 | Charles Carter Building | D02a | PGR Office |  | MC202-B14/W5 | Enable alarms | EN.EN3 Energy Sensor | [6 empty] | W5 | 0 | [10 empty] | No | No
MC202 | Charles Carter Building |  |  |  | MC202-B14/W6 | Manual off | EN.EN3 Energy Sensor | [6 empty] | W6 | 0 | [10 empty] | No | No
MC202 | Charles Carter Building | D02b | PGR Office |  | MC202-B14/W6 | Manual off | EN.EN3 Energy Sensor | [6 empty] | W6 | 0 | [10 empty] | No | No
MC202 | Charles Carter Building | D02a | PGR Office |  | MC202-B14/W6 | Manual off | EN.EN3 Energy Sensor | [6 empty] | W6 | 0 | [10 empty] | No | No
MC202 | Charles Carter Building |  |  |  | MC202-B14/Y1 | Trend Thermistor | EN.EN3 Energy Sensor | [6 empty] | Y1 | 0 | [10 empty] | No | No
MC202 | Charles Carter Building |  |  |  | MC202-B14/S14 | Outside air temperature | EN.EN3 Energy Sensor | [6 empty] | S14 | 0 | [10 empty] | No | No
MC202 | Charles Carter Building | D02b | PGR Office |  | MC202-B14/S14 | Outside air temperature | EN.EN3 Energy Sensor | [6 empty] | S14 | 0 | [10 empty] | No | No
MC202 | Charles Carter Building | D02a | PGR Office |  | MC202-B14/S14 | Outside air temperature | EN.EN3 Energy Sensor | [6 empty] | S14 | 0 | [10 empty] | No | No
MC202 | Charles Carter Building |  |  |  | MC202-B14/S15 | Bypass damper | EN.EN3 Energy Sensor | [6 empty] | S15 | 0 | [10 empty] | No | No
MC202 | Charles Carter Building | D02b | PGR Office |  | MC202-B14/S15 | Bypass damper | EN.EN3 Energy Sensor | [6 empty] | S15 | 0 | [10 empty] | No | No
MC202 | Charles Carter Building | D02a | PGR Office |  | MC202-B14/S15 | Bypass damper | EN.EN3 Energy Sensor | [6 empty] | S15 | 0 | [10 empty] | No | No
MC202 | Charles Carter Building |  |  |  | MC202-B14/S2 | Return temperature | EN.EN3 Energy Sensor | [6 empty] | S2 | 0 | [10 empty] | No | No
MC202 | Charles Carter Building | D02b | PGR Office |  | MC202-B14/S2 | Return temperature | EN.EN3 Energy Sensor | [6 empty] | S2 | 0 | [10 empty] | No | No
MC202 | Charles Carter Building | D02a | PGR Office |  | MC202-B14/S2 | Return temperature | EN.EN3 Energy Sensor | [6 empty] | S2 | 0 | [10 empty] | No | No
MC202 | Charles Carter Building | D02a | PGR Office |  | MC202-B14/S3 | Extract CO2 level | EN.EN3 Energy Sensor | [6 empty] | S3 | 0 | [10 empty] | No | No
MC202 | Charles Carter Building |  |  |  | MC202-B14/S3 | Extract CO2 level | EN.EN3 Energy Sensor | [6 empty] | S3 | 0 | [10 empty] | No | No
MC202 | Charles Carter Building | D02b | PGR Office |  | MC202-B14/S3 | Extract CO2 level | EN.EN3 Energy Sensor | [6 empty] | S3 | 0 | [10 empty] | No | No
MC202 | Charles Carter Building |  |  |  | MC202-B14/S4 | DIM Module | EN.EN3 Energy Sensor | [6 empty] | S4 | 0 | [10 empty] | No | No
MC202 | Charles Carter Building | D02b | PGR Office |  | MC202-B14/S4 | DIM Module | EN.EN3 Energy Sensor | [6 empty] | S4 | 0 | [10 empty] | No | No
MC202 | Charles Carter Building | D02a | PGR Office |  | MC202-B14/S4 | DIM Module | EN.EN3 Energy Sensor | [6 empty] | S4 | 0 | [10 empty] | No | No
MC202 | Charles Carter Building |  |  |  | MC202-B14/V1 |  | EN.EN3 Energy Sensor | [6 empty] | V1 | 0 | [10 empty] | No | No
MC202 | Charles Carter Building |  |  |  | MC202-B14/P6 | Common fault signal | EN.EN3 Energy Sensor | [6 empty] | P6 | 0 | [10 empty] | No | No
MC202 | Charles Carter Building |  |  |  | MC202-B14/Q1 | Sequence Table 1 | EN.EN3 Energy Sensor | [6 empty] | Q1 | 0 | [10 empty] | No | No
MC202 | Charles Carter Building | D02b | PGR Office |  | MC202-B14/S1 | Supply air temperature | EN.EN3 Energy Sensor | [6 empty] | S1 | 0 | [10 empty] | No | No
MC202 | Charles Carter Building | D02a | PGR Office |  | MC202-B14/S1 | Supply air temperature | EN.EN3 Energy Sensor | [6 empty] | S1 | 0 | [10 empty] | No | No
MC202 | Charles Carter Building |  |  |  | MC202-B14/S1 | Supply air temperature | EN.EN3 Energy Sensor | [6 empty] | S1 | 0 | [10 empty] | No | No
MC202 | Charles Carter Building |  |  |  | MC202-B14/S11 | Class vent heating demand | EN.EN3 Energy Sensor | [6 empty] | S11 | 0 | [10 empty] | No | No
MC202 | Charles Carter Building | D02b | PGR Office |  | MC202-B14/S11 | Class vent heating demand | EN.EN3 Energy Sensor | [6 empty] | S11 | 0 | [10 empty] | No | No
MC202 | Charles Carter Building | D02a | PGR Office |  | MC202-B14/S11 | Class vent heating demand | EN.EN3 Energy Sensor | [6 empty] | S11 | 0 | [10 empty] | No | No
MC202 | Charles Carter Building |  |  |  | MC202-B14/S12 | Supply fan speed | EN.EN3 Energy Sensor | [6 empty] | S12 | 0 | [10 empty] | No | No
MC202 | Charles Carter Building | D02b | PGR Office |  | MC202-B14/S12 | Supply fan speed | EN.EN3 Energy Sensor | [6 empty] | S12 | 0 | [10 empty] | No | No
MC202 | Charles Carter Building | D02a | PGR Office |  | MC202-B14/S12 | Supply fan speed | EN.EN3 Energy Sensor | [6 empty] | S12 | 0 | [10 empty] | No | No
MC202 | Charles Carter Building |  |  |  | MC202-B14/S13 | Extract fan speed | EN.EN3 Energy Sensor | [6 empty] | S13 | 0 | [10 empty] | No | No
MC202 | Charles Carter Building | D02b | PGR Office |  | MC202-B14/S13 | Extract fan speed | EN.EN3 Energy Sensor | [6 empty] | S13 | 0 | [10 empty] | No | No
MC202 | Charles Carter Building | D02a | PGR Office |  | MC202-B14/S13 | Extract fan speed | EN.EN3 Energy Sensor | [6 empty] | S13 | 0 | [10 empty] | No | No
MC202 | Charles Carter Building |  |  |  | MC202-B14/P14 | Outside air temperature | EN.EN3 Energy Sensor | [6 empty] | P14 | 0 | [10 empty] | No | No
MC202 | Charles Carter Building |  |  |  | MC202-B14/P15 | Bypass damper | EN.EN3 Energy Sensor | [6 empty] | P15 | 0 | [10 empty] | No | No
MC202 | Charles Carter Building |  |  |  | MC202-B14/P2 | Return temperature | EN.EN3 Energy Sensor | [6 empty] | P2 | 0 | [10 empty] | No | No
MC202 | Charles Carter Building |  |  |  | MC202-B14/P3 | Extract CO2 level | EN.EN3 Energy Sensor | [6 empty] | P3 | 0 | [10 empty] | No | No
MC202 | Charles Carter Building |  |  |  | MC202-B14/P4 | DIM Module | EN.EN3 Energy Sensor | [6 empty] | P4 | 0 | [10 empty] | No | No
MC202 | Charles Carter Building |  |  |  | MC202-B14/P5 | Common fault signal | EN.EN3 Energy Sensor | [6 empty] | P5 | 0 | [10 empty] | No | No
MC202 | Charles Carter Building |  |  |  | MC202-B14/N2 | IC Comms 2 | EN.EN3 Energy Sensor | [6 empty] | N2 | 0 | [10 empty] | No | No
MC202 | Charles Carter Building |  |  |  | MC202-B14/o1 | Alarm Route 1 | EN.EN3 Energy Sensor | [6 empty] | o1 | 0 | [10 empty] | No | No
MC202 | Charles Carter Building |  |  |  | MC202-B14/P1 | Supply air temperature | EN.EN3 Energy Sensor | [6 empty] | P1 | 0 | [10 empty] | No | No
MC202 | Charles Carter Building |  |  |  | MC202-B14/P11 | Class vent heating demand | EN.EN3 Energy Sensor | [6 empty] | P11 | 0 | [10 empty] | No | No
MC202 | Charles Carter Building |  |  |  | MC202-B14/P12 | Supply fan speed | EN.EN3 Energy Sensor | [6 empty] | P12 | 0 | [10 empty] | No | No
MC202 | Charles Carter Building |  |  |  | MC202-B14/P13 | Extract fan speed | EN.EN3 Energy Sensor | [6 empty] | P13 | 0 | [10 empty] | No | No
MC202 | Charles Carter Building |  |  |  | MC202-B14/L3 | Fan Speed [CO2] | EN.EN3 Energy Sensor | [6 empty] | L3 | 0 | [10 empty] | No | No
MC202 | Charles Carter Building | D02b | PGR Office |  | MC202-B14/L3 | Fan Speed [CO2] | EN.EN3 Energy Sensor | [6 empty] | L3 | 0 | [10 empty] | No | No
MC202 | Charles Carter Building | D02a | PGR Office |  | MC202-B14/L3 | Fan Speed [CO2] | EN.EN3 Energy Sensor | [6 empty] | L3 | 0 | [10 empty] | No | No
MC202 | Charles Carter Building |  |  |  | MC202-B14/L4 | Fan Speed [Clg] | EN.EN3 Energy Sensor | [6 empty] | L4 | 0 | [10 empty] | No | No
MC202 | Charles Carter Building | D02b | PGR Office |  | MC202-B14/L4 | Fan Speed [Clg] | EN.EN3 Energy Sensor | [6 empty] | L4 | 0 | [10 empty] | No | No
MC202 | Charles Carter Building | D02a | PGR Office |  | MC202-B14/L4 | Fan Speed [Clg] | EN.EN3 Energy Sensor | [6 empty] | L4 | 0 | [10 empty] | No | No
MC202 | Charles Carter Building |  |  |  | MC202-B14/L5 | Loop 5 | EN.EN3 Energy Sensor | [6 empty] | L5 | 0 | [10 empty] | No | No
MC202 | Charles Carter Building | D02b | PGR Office |  | MC202-B14/L5 | Loop 5 | EN.EN3 Energy Sensor | [6 empty] | L5 | 0 | [10 empty] | No | No
MC202 | Charles Carter Building | D02a | PGR Office |  | MC202-B14/L5 | Loop 5 | EN.EN3 Energy Sensor | [6 empty] | L5 | 0 | [10 empty] | No | No
MC202 | Charles Carter Building |  |  |  | MC202-B14/L6 | Loop 6 | EN.EN3 Energy Sensor | [6 empty] | L6 | 0 | [10 empty] | No | No
MC202 | Charles Carter Building | D02b | PGR Office |  | MC202-B14/L6 | Loop 6 | EN.EN3 Energy Sensor | [6 empty] | L6 | 0 | [10 empty] | No | No
MC202 | Charles Carter Building | D02a | PGR Office |  | MC202-B14/L6 | Loop 6 | EN.EN3 Energy Sensor | [6 empty] | L6 | 0 | [10 empty] | No | No
MC202 | Charles Carter Building |  |  |  | MC202-B14/n1 | IC Comms 1 | EN.EN3 Energy Sensor | [6 empty] | n1 | 0 | [10 empty] | No | No
MC202 | Charles Carter Building |  |  |  | MC202-B14/K6 | OccupancyClgTempSP | EN.EN3 Energy Sensor | [6 empty] | K6 | 0 | [10 empty] | No | No
MC202 | Charles Carter Building | D02b | PGR Office |  | MC202-B14/K6 | OccupancyClgTempSP | EN.EN3 Energy Sensor | [6 empty] | K6 | 0 | [10 empty] | No | No
MC202 | Charles Carter Building | D02a | PGR Office |  | MC202-B14/K6 | OccupancyClgTempSP | EN.EN3 Energy Sensor | [6 empty] | K6 | 0 | [10 empty] | No | No
MC202 | Charles Carter Building |  |  |  | MC202-B14/K7 | Free cooling temperature setpoint | EN.EN3 Energy Sensor | [6 empty] | K7 | 0 | [10 empty] | No | No
MC202 | Charles Carter Building | D02b | PGR Office |  | MC202-B14/K7 | Free cooling temperature setpoint | EN.EN3 Energy Sensor | [6 empty] | K7 | 0 | [10 empty] | No | No
MC202 | Charles Carter Building | D02a | PGR Office |  | MC202-B14/K7 | Free cooling temperature setpoint | EN.EN3 Energy Sensor | [6 empty] | K7 | 0 | [10 empty] | No | No
MC202 | Charles Carter Building |  |  |  | MC202-B14/K8 | Spare | EN.EN3 Energy Sensor | [6 empty] | K8 | 0 | [10 empty] | No | No
MC202 | Charles Carter Building | D02b | PGR Office |  | MC202-B14/K8 | Spare | EN.EN3 Energy Sensor | [6 empty] | K8 | 0 | [10 empty] | No | No
MC202 | Charles Carter Building | D02a | PGR Office |  | MC202-B14/K8 | Spare | EN.EN3 Energy Sensor | [6 empty] | K8 | 0 | [10 empty] | No | No
MC202 | Charles Carter Building | D02b | PGR Office |  | MC202-B14/K9 | Supply air low limit | EN.EN3 Energy Sensor | [6 empty] | K9 | 0 | [10 empty] | No | No
MC202 | Charles Carter Building | D02a | PGR Office |  | MC202-B14/K9 | Supply air low limit | EN.EN3 Energy Sensor | [6 empty] | K9 | 0 | [10 empty] | No | No
MC202 | Charles Carter Building |  |  |  | MC202-B14/K9 | Supply air low limit | EN.EN3 Energy Sensor | [6 empty] | K9 | 0 | [10 empty] | No | No
MC202 | Charles Carter Building |  |  |  | MC202-B14/L1 | Loop 1 | EN.EN3 Energy Sensor | [6 empty] | L1 | 0 | [10 empty] | No | No
MC202 | Charles Carter Building | D02b | PGR Office |  | MC202-B14/L1 | Loop 1 | EN.EN3 Energy Sensor | [6 empty] | L1 | 0 | [10 empty] | No | No
MC202 | Charles Carter Building | D02a | PGR Office |  | MC202-B14/L1 | Loop 1 | EN.EN3 Energy Sensor | [6 empty] | L1 | 0 | [10 empty] | No | No
MC202 | Charles Carter Building |  |  |  | MC202-B14/L2 | Supply air low limit | EN.EN3 Energy Sensor | [6 empty] | L2 | 0 | [10 empty] | No | No
MC202 | Charles Carter Building | D02b | PGR Office |  | MC202-B14/L2 | Supply air low limit | EN.EN3 Energy Sensor | [6 empty] | L2 | 0 | [10 empty] | No | No
MC202 | Charles Carter Building | D02a | PGR Office |  | MC202-B14/L2 | Supply air low limit | EN.EN3 Energy Sensor | [6 empty] | L2 | 0 | [10 empty] | No | No
MC202 | Charles Carter Building |  |  |  | MC202-B14/K22 | Night time cooling extract fan speed | EN.EN3 Energy Sensor | [6 empty] | K22 | 0 | [10 empty] | No | No
MC202 | Charles Carter Building | D02b | PGR Office |  | MC202-B14/K22 | Night time cooling extract fan speed | EN.EN3 Energy Sensor | [6 empty] | K22 | 0 | [10 empty] | No | No
MC202 | Charles Carter Building | D02a | PGR Office |  | MC202-B14/K22 | Night time cooling extract fan speed | EN.EN3 Energy Sensor | [6 empty] | K22 | 0 | [10 empty] | No | No
MC202 | Charles Carter Building |  |  |  | MC202-B14/K23 | Night time cool temperature setpoint | EN.EN3 Energy Sensor | [6 empty] | K23 | 0 | [10 empty] | No | No
MC202 | Charles Carter Building | D02b | PGR Office |  | MC202-B14/K23 | Night time cool temperature setpoint | EN.EN3 Energy Sensor | [6 empty] | K23 | 0 | [10 empty] | No | No
MC202 | Charles Carter Building | D02a | PGR Office |  | MC202-B14/K23 | Night time cool temperature setpoint | EN.EN3 Energy Sensor | [6 empty] | K23 | 0 | [10 empty] | No | No
MC202 | Charles Carter Building |  |  |  | MC202-B14/K24 | Night cooling supply air low limit | EN.EN3 Energy Sensor | [6 empty] | K24 | 0 | [10 empty] | No | No
MC202 | Charles Carter Building | D02b | PGR Office |  | MC202-B14/K24 | Night cooling supply air low limit | EN.EN3 Energy Sensor | [6 empty] | K24 | 0 | [10 empty] | No | No
MC202 | Charles Carter Building | D02a | PGR Office |  | MC202-B14/K24 | Night cooling supply air low limit | EN.EN3 Energy Sensor | [6 empty] | K24 | 0 | [10 empty] | No | No
MC202 | Charles Carter Building |  |  |  | MC202-B14/K3 | Room frost protection | EN.EN3 Energy Sensor | [6 empty] | K3 | 0 | [10 empty] | No | No
MC202 | Charles Carter Building | D02b | PGR Office |  | MC202-B14/K3 | Room frost protection | EN.EN3 Energy Sensor | [6 empty] | K3 | 0 | [10 empty] | No | No
MC202 | Charles Carter Building | D02a | PGR Office |  | MC202-B14/K3 | Room frost protection | EN.EN3 Energy Sensor | [6 empty] | K3 | 0 | [10 empty] | No | No
MC202 | Charles Carter Building | D02a | PGR Office |  | MC202-B14/K4 | Spare | EN.EN3 Energy Sensor | [6 empty] | K4 | 0 | [10 empty] | No | No
MC202 | Charles Carter Building |  |  |  | MC202-B14/K4 | Spare | EN.EN3 Energy Sensor | [6 empty] | K4 | 0 | [10 empty] | No | No
MC202 | Charles Carter Building | D02b | PGR Office |  | MC202-B14/K4 | Spare | EN.EN3 Energy Sensor | [6 empty] | K4 | 0 | [10 empty] | No | No
MC202 | Charles Carter Building | D02b | PGR Office |  | MC202-B14/K5 | Occupancy heating temperature setpoint | EN.EN3 Energy Sensor | [6 empty] | K5 | 0 | [10 empty] | No | No
MC202 | Charles Carter Building | D02a | PGR Office |  | MC202-B14/K5 | Occupancy heating temperature setpoint | EN.EN3 Energy Sensor | [6 empty] | K5 | 0 | [10 empty] | No | No
MC202 | Charles Carter Building |  |  |  | MC202-B14/K5 | Occupancy heating temperature setpoint | EN.EN3 Energy Sensor | [6 empty] | K5 | 0 | [10 empty] | No | No
MC202 | Charles Carter Building |  |  |  | MC202-B14/K17 | Supply fan minimum speed | EN.EN3 Energy Sensor | [6 empty] | K17 | 0 | [10 empty] | No | No
MC202 | Charles Carter Building | D02b | PGR Office |  | MC202-B14/K17 | Supply fan minimum speed | EN.EN3 Energy Sensor | [6 empty] | K17 | 0 | [10 empty] | No | No
MC202 | Charles Carter Building | D02a | PGR Office |  | MC202-B14/K17 | Supply fan minimum speed | EN.EN3 Energy Sensor | [6 empty] | K17 | 0 | [10 empty] | No | No
MC202 | Charles Carter Building | D02b | PGR Office |  | MC202-B14/K18 | Supply fan max speed | EN.EN3 Energy Sensor | [6 empty] | K18 | 0 | [10 empty] | No | No
MC202 | Charles Carter Building | D02a | PGR Office |  | MC202-B14/K18 | Supply fan max speed | EN.EN3 Energy Sensor | [6 empty] | K18 | 0 | [10 empty] | No | No
MC202 | Charles Carter Building |  |  |  | MC202-B14/K18 | Supply fan max speed | EN.EN3 Energy Sensor | [6 empty] | K18 | 0 | [10 empty] | No | No
MC202 | Charles Carter Building | D02b | PGR Office |  | MC202-B14/K19 | Supply fan startup speed | EN.EN3 Energy Sensor | [6 empty] | K19 | 0 | [10 empty] | No | No
MC202 | Charles Carter Building | D02a | PGR Office |  | MC202-B14/K19 | Supply fan startup speed | EN.EN3 Energy Sensor | [6 empty] | K19 | 0 | [10 empty] | No | No
MC202 | Charles Carter Building |  |  |  | MC202-B14/K19 | Supply fan startup speed | EN.EN3 Energy Sensor | [6 empty] | K19 | 0 | [10 empty] | No | No
MC202 | Charles Carter Building |  |  |  | MC202-B14/K2 | Unit freeze protection | EN.EN3 Energy Sensor | [6 empty] | K2 | 0 | [10 empty] | No | No
MC202 | Charles Carter Building | D02b | PGR Office |  | MC202-B14/K2 | Unit freeze protection | EN.EN3 Energy Sensor | [6 empty] | K2 | 0 | [10 empty] | No | No
MC202 | Charles Carter Building | D02a | PGR Office |  | MC202-B14/K2 | Unit freeze protection | EN.EN3 Energy Sensor | [6 empty] | K2 | 0 | [10 empty] | No | No
MC202 | Charles Carter Building |  |  |  | MC202-B14/K20 | Extract fan startup speed | EN.EN3 Energy Sensor | [6 empty] | K20 | 0 | [10 empty] | No | No
MC202 | Charles Carter Building | D02b | PGR Office |  | MC202-B14/K20 | Extract fan startup speed | EN.EN3 Energy Sensor | [6 empty] | K20 | 0 | [10 empty] | No | No
MC202 | Charles Carter Building | D02a | PGR Office |  | MC202-B14/K20 | Extract fan startup speed | EN.EN3 Energy Sensor | [6 empty] | K20 | 0 | [10 empty] | No | No
MC202 | Charles Carter Building |  |  |  | MC202-B14/K21 | Night time cooling supply fan speed | EN.EN3 Energy Sensor | [6 empty] | K21 | 0 | [10 empty] | No | No
MC202 | Charles Carter Building | D02b | PGR Office |  | MC202-B14/K21 | Night time cooling supply fan speed | EN.EN3 Energy Sensor | [6 empty] | K21 | 0 | [10 empty] | No | No
MC202 | Charles Carter Building | D02a | PGR Office |  | MC202-B14/K21 | Night time cooling supply fan speed | EN.EN3 Energy Sensor | [6 empty] | K21 | 0 | [10 empty] | No | No
MC202 | Charles Carter Building |  |  |  | MC202-B14/K10 | Extract fan min speed | EN.EN3 Energy Sensor | [6 empty] | K10 | 0 | [10 empty] | No | No
MC202 | Charles Carter Building | D02b | PGR Office |  | MC202-B14/K10 | Extract fan min speed | EN.EN3 Energy Sensor | [6 empty] | K10 | 0 | [10 empty] | No | No
MC202 | Charles Carter Building | D02a | PGR Office |  | MC202-B14/K10 | Extract fan min speed | EN.EN3 Energy Sensor | [6 empty] | K10 | 0 | [10 empty] | No | No
MC202 | Charles Carter Building | D02a | PGR Office |  | MC202-B14/K11 | Extract fan max speed | EN.EN3 Energy Sensor | [6 empty] | K11 | 0 | [10 empty] | No | No
MC202 | Charles Carter Building |  |  |  | MC202-B14/K11 | Extract fan max speed | EN.EN3 Energy Sensor | [6 empty] | K11 | 0 | [10 empty] | No | No
MC202 | Charles Carter Building | D02b | PGR Office |  | MC202-B14/K11 | Extract fan max speed | EN.EN3 Energy Sensor | [6 empty] | K11 | 0 | [10 empty] | No | No
MC202 | Charles Carter Building |  |  |  | MC202-B14/K12 | Spare | EN.EN3 Energy Sensor | [6 empty] | K12 | 0 | [10 empty] | No | No
MC202 | Charles Carter Building | D02b | PGR Office |  | MC202-B14/K12 | Spare | EN.EN3 Energy Sensor | [6 empty] | K12 | 0 | [10 empty] | No | No
MC202 | Charles Carter Building | D02a | PGR Office |  | MC202-B14/K12 | Spare | EN.EN3 Energy Sensor | [6 empty] | K12 | 0 | [10 empty] | No | No
MC202 | Charles Carter Building |  |  |  | MC202-B14/K14 | Occupancy CO2 level | EN.EN3 Energy Sensor | [6 empty] | K14 | 0 | [10 empty] | No | No
MC202 | Charles Carter Building | D02b | PGR Office |  | MC202-B14/K14 | Occupancy CO2 level | EN.EN3 Energy Sensor | [6 empty] | K14 | 0 | [10 empty] | No | No
MC202 | Charles Carter Building | D02a | PGR Office |  | MC202-B14/K14 | Occupancy CO2 level | EN.EN3 Energy Sensor | [6 empty] | K14 | 0 | [10 empty] | No | No
MC202 | Charles Carter Building |  |  |  | MC202-B14/K15 | Outside air night cooling level | EN.EN3 Energy Sensor | [6 empty] | K15 | 0 | [10 empty] | No | No
MC202 | Charles Carter Building | D02b | PGR Office |  | MC202-B14/K15 | Outside air night cooling level | EN.EN3 Energy Sensor | [6 empty] | K15 | 0 | [10 empty] | No | No
MC202 | Charles Carter Building | D02a | PGR Office |  | MC202-B14/K15 | Outside air night cooling level | EN.EN3 Energy Sensor | [6 empty] | K15 | 0 | [10 empty] | No | No
MC202 | Charles Carter Building |  |  |  | MC202-B14/K16 | Supply air high limit | EN.EN3 Energy Sensor | [6 empty] | K16 | 0 | [10 empty] | No | No
MC202 | Charles Carter Building | D02b | PGR Office |  | MC202-B14/K16 | Supply air high limit | EN.EN3 Energy Sensor | [6 empty] | K16 | 0 | [10 empty] | No | No
MC202 | Charles Carter Building | D02a | PGR Office |  | MC202-B14/K16 | Supply air high limit | EN.EN3 Energy Sensor | [6 empty] | K16 | 0 | [10 empty] | No | No
MC202 | Charles Carter Building |  |  |  | MC202-B14/I24 | Extract fan fault | EN.EN3 Energy Sensor | [6 empty] | I24 | 0 | [10 empty] | No | No
MC202 | Charles Carter Building | D02b | PGR Office |  | MC202-B14/I24 | Extract fan fault | EN.EN3 Energy Sensor | [6 empty] | I24 | 0 | [10 empty] | No | No
MC202 | Charles Carter Building | D02a | PGR Office |  | MC202-B14/I24 | Extract fan fault | EN.EN3 Energy Sensor | [6 empty] | I24 | 0 | [10 empty] | No | No
MC202 | Charles Carter Building |  |  |  | MC202-B14/I25 | Class vent enable | EN.EN3 Energy Sensor | [6 empty] | I25 | 0 | [10 empty] | No | No
MC202 | Charles Carter Building | D02b | PGR Office |  | MC202-B14/I25 | Class vent enable | EN.EN3 Energy Sensor | [6 empty] | I25 | 0 | [10 empty] | No | No
MC202 | Charles Carter Building | D02a | PGR Office |  | MC202-B14/I25 | Class vent enable | EN.EN3 Energy Sensor | [6 empty] | I25 | 0 | [10 empty] | No | No
MC202 | Charles Carter Building |  |  |  | MC202-B14/I30 | Common fault signal | EN.EN3 Energy Sensor | [6 empty] | I30 | 0 | [10 empty] | No | No
MC202 | Charles Carter Building | D02b | PGR Office |  | MC202-B14/I30 | Common fault signal | EN.EN3 Energy Sensor | [6 empty] | I30 | 0 | [10 empty] | No | No
MC202 | Charles Carter Building | D02a | PGR Office |  | MC202-B14/I30 | Common fault signal | EN.EN3 Energy Sensor | [6 empty] | I30 | 0 | [10 empty] | No | No
MC202 | Charles Carter Building |  |  |  | MC202-B14/I5 | On-Off selector | EN.EN3 Energy Sensor | [6 empty] | I5 | 0 | [10 empty] | No | No
MC202 | Charles Carter Building | D02b | PGR Office |  | MC202-B14/I5 | On-Off selector | EN.EN3 Energy Sensor | [6 empty] | I5 | 0 | [10 empty] | No | No
MC202 | Charles Carter Building | D02a | PGR Office |  | MC202-B14/I5 | On-Off selector | EN.EN3 Energy Sensor | [6 empty] | I5 | 0 | [10 empty] | No | No
MC202 | Charles Carter Building |  |  |  | MC202-B14/I6 | Frost thermostat trip | EN.EN3 Energy Sensor | [6 empty] | I6 | 0 | [10 empty] | No | No
MC202 | Charles Carter Building | D02b | PGR Office |  | MC202-B14/I6 | Frost thermostat trip | EN.EN3 Energy Sensor | [6 empty] | I6 | 0 | [10 empty] | No | No
MC202 | Charles Carter Building | D02a | PGR Office |  | MC202-B14/I6 | Frost thermostat trip | EN.EN3 Energy Sensor | [6 empty] | I6 | 0 | [10 empty] | No | No
MC202 | Charles Carter Building |  |  |  | MC202-B14/K1 | Spare | EN.EN3 Energy Sensor | [6 empty] | K1 | 0 | [10 empty] | No | No
MC202 | Charles Carter Building | D02b | PGR Office |  | MC202-B14/K1 | Spare | EN.EN3 Energy Sensor | [6 empty] | K1 | 0 | [10 empty] | No | No
MC202 | Charles Carter Building | D02a | PGR Office |  | MC202-B14/K1 | Spare | EN.EN3 Energy Sensor | [6 empty] | K1 | 0 | [10 empty] | No | No
MC202 | Charles Carter Building |  |  |  | MC202-B14/I18 | Auto boost mode | EN.EN3 Energy Sensor | [6 empty] | I18 | 0 | [10 empty] | No | No
MC202 | Charles Carter Building | D02b | PGR Office |  | MC202-B14/I18 | Auto boost mode | EN.EN3 Energy Sensor | [6 empty] | I18 | 0 | [10 empty] | No | No
MC202 | Charles Carter Building | D02a | PGR Office |  | MC202-B14/I18 | Auto boost mode | EN.EN3 Energy Sensor | [6 empty] | I18 | 0 | [10 empty] | No | No
MC202 | Charles Carter Building |  |  |  | MC202-B14/I19 | Night cooling | EN.EN3 Energy Sensor | [6 empty] | I19 | 0 | [10 empty] | No | No
MC202 | Charles Carter Building | D02b | PGR Office |  | MC202-B14/I19 | Night cooling | EN.EN3 Energy Sensor | [6 empty] | I19 | 0 | [10 empty] | No | No
MC202 | Charles Carter Building | D02a | PGR Office |  | MC202-B14/I19 | Night cooling | EN.EN3 Energy Sensor | [6 empty] | I19 | 0 | [10 empty] | No | No
MC202 | Charles Carter Building |  |  |  | MC202-B14/I20 | Full fresh air | EN.EN3 Energy Sensor | [6 empty] | I20 | 0 | [10 empty] | No | No
MC202 | Charles Carter Building | D02b | PGR Office |  | MC202-B14/I20 | Full fresh air | EN.EN3 Energy Sensor | [6 empty] | I20 | 0 | [10 empty] | No | No
MC202 | Charles Carter Building | D02a | PGR Office |  | MC202-B14/I20 | Full fresh air | EN.EN3 Energy Sensor | [6 empty] | I20 | 0 | [10 empty] | No | No
MC202 | Charles Carter Building |  |  |  | MC202-B14/I21 | Open bypass damper | EN.EN3 Energy Sensor | [6 empty] | I21 | 0 | [10 empty] | No | No
MC202 | Charles Carter Building | D02b | PGR Office |  | MC202-B14/I21 | Open bypass damper | EN.EN3 Energy Sensor | [6 empty] | I21 | 0 | [10 empty] | No | No
MC202 | Charles Carter Building | D02a | PGR Office |  | MC202-B14/I21 | Open bypass damper | EN.EN3 Energy Sensor | [6 empty] | I21 | 0 | [10 empty] | No | No
MC202 | Charles Carter Building |  |  |  | MC202-B14/I22 | Unit freeze protection | EN.EN3 Energy Sensor | [6 empty] | I22 | 0 | [10 empty] | No | No
MC202 | Charles Carter Building | D02b | PGR Office |  | MC202-B14/I22 | Unit freeze protection | EN.EN3 Energy Sensor | [6 empty] | I22 | 0 | [10 empty] | No | No
MC202 | Charles Carter Building | D02a | PGR Office |  | MC202-B14/I22 | Unit freeze protection | EN.EN3 Energy Sensor | [6 empty] | I22 | 0 | [10 empty] | No | No
MC202 | Charles Carter Building |  |  |  | MC202-B14/I23 | Supply fan fault | EN.EN3 Energy Sensor | [6 empty] | I23 | 0 | [10 empty] | No | No
MC202 | Charles Carter Building | D02b | PGR Office |  | MC202-B14/I23 | Supply fan fault | EN.EN3 Energy Sensor | [6 empty] | I23 | 0 | [10 empty] | No | No
MC202 | Charles Carter Building | D02a | PGR Office |  | MC202-B14/I23 | Supply fan fault | EN.EN3 Energy Sensor | [6 empty] | I23 | 0 | [10 empty] | No | No
MC202 | Charles Carter Building | D02b | PGR Office |  | MC202-B14/I12 | Supply fan inverter status | EN.EN3 Energy Sensor | [6 empty] | I12 | 0 | [10 empty] | No | No
MC202 | Charles Carter Building | D02a | PGR Office |  | MC202-B14/I12 | Supply fan inverter status | EN.EN3 Energy Sensor | [6 empty] | I12 | 0 | [10 empty] | No | No
MC202 | Charles Carter Building |  |  |  | MC202-B14/I12 | Supply fan inverter status | EN.EN3 Energy Sensor | [6 empty] | I12 | 0 | [10 empty] | No | No
MC202 | Charles Carter Building |  |  |  | MC202-B14/I13 | Extract fan inverter status | EN.EN3 Energy Sensor | [6 empty] | I13 | 0 | [10 empty] | No | No
MC202 | Charles Carter Building | D02b | PGR Office |  | MC202-B14/I13 | Extract fan inverter status | EN.EN3 Energy Sensor | [6 empty] | I13 | 0 | [10 empty] | No | No
MC202 | Charles Carter Building | D02a | PGR Office |  | MC202-B14/I13 | Extract fan inverter status | EN.EN3 Energy Sensor | [6 empty] | I13 | 0 | [10 empty] | No | No
MC202 | Charles Carter Building |  |  |  | MC202-B14/I14 | Condensate pump alarm | EN.EN3 Energy Sensor | [6 empty] | I14 | 0 | [10 empty] | No | No
MC202 | Charles Carter Building | D02b | PGR Office |  | MC202-B14/I14 | Condensate pump alarm | EN.EN3 Energy Sensor | [6 empty] | I14 | 0 | [10 empty] | No | No
MC202 | Charles Carter Building | D02a | PGR Office |  | MC202-B14/I14 | Condensate pump alarm | EN.EN3 Energy Sensor | [6 empty] | I14 | 0 | [10 empty] | No | No
MC202 | Charles Carter Building |  |  |  | MC202-B14/I15 | Unit occupancy | EN.EN3 Energy Sensor | [6 empty] | I15 | 0 | [10 empty] | No | No
MC202 | Charles Carter Building | D02b | PGR Office |  | MC202-B14/I15 | Unit occupancy | EN.EN3 Energy Sensor | [6 empty] | I15 | 0 | [10 empty] | No | No
MC202 | Charles Carter Building | D02a | PGR Office |  | MC202-B14/I15 | Unit occupancy | EN.EN3 Energy Sensor | [6 empty] | I15 | 0 | [10 empty] | No | No
MC202 | Charles Carter Building |  |  |  | MC202-B14/I16 | Room frost protection | EN.EN3 Energy Sensor | [6 empty] | I16 | 0 | [10 empty] | No | No
MC202 | Charles Carter Building | D02b | PGR Office |  | MC202-B14/I16 | Room frost protection | EN.EN3 Energy Sensor | [6 empty] | I16 | 0 | [10 empty] | No | No
MC202 | Charles Carter Building | D02a | PGR Office |  | MC202-B14/I16 | Room frost protection | EN.EN3 Energy Sensor | [6 empty] | I16 | 0 | [10 empty] | No | No
MC202 | Charles Carter Building |  |  |  | MC202-B14/I17 | Staff boost mode | EN.EN3 Energy Sensor | [6 empty] | I17 | 0 | [10 empty] | No | No
MC202 | Charles Carter Building | D02b | PGR Office |  | MC202-B14/I17 | Staff boost mode | EN.EN3 Energy Sensor | [6 empty] | I17 | 0 | [10 empty] | No | No
MC202 | Charles Carter Building | D02a | PGR Office |  | MC202-B14/I17 | Staff boost mode | EN.EN3 Energy Sensor | [6 empty] | I17 | 0 | [10 empty] | No | No
MC202 | Charles Carter Building |  |  |  | MC202-B14/G6 | Class vent required | EN.EN3 Energy Sensor | [6 empty] | G6 | 0 | [10 empty] | No | No
MC202 | Charles Carter Building |  |  |  | MC202-B14/G7 | Logic 7 | EN.EN3 Energy Sensor | [6 empty] | G7 | 0 | [10 empty] | No | No
MC202 | Charles Carter Building |  |  |  | MC202-B14/G8 | Logic 8 | EN.EN3 Energy Sensor | [6 empty] | G8 | 0 | [10 empty] | No | No
MC202 | Charles Carter Building |  |  |  | MC202-B14/G9 | Class vent enable | EN.EN3 Energy Sensor | [6 empty] | G9 | 0 | [10 empty] | No | No
MC202 | Charles Carter Building |  |  |  | MC202-B14/I1 | Forced Cooling Required | EN.EN3 Energy Sensor | [6 empty] | I1 | 0 | [10 empty] | No | No
MC202 | Charles Carter Building | D02b | PGR Office |  | MC202-B14/I1 | Forced Cooling Required | EN.EN3 Energy Sensor | [6 empty] | I1 | 0 | [10 empty] | No | No
MC202 | Charles Carter Building | D02a | PGR Office |  | MC202-B14/I1 | Forced Cooling Required | EN.EN3 Energy Sensor | [6 empty] | I1 | 0 | [10 empty] | No | No
MC202 | Charles Carter Building |  |  |  | MC202-B14/I11 | Filter dirty | EN.EN3 Energy Sensor | [6 empty] | I11 | 0 | [10 empty] | No | No
MC202 | Charles Carter Building | D02b | PGR Office |  | MC202-B14/I11 | Filter dirty | EN.EN3 Energy Sensor | [6 empty] | I11 | 0 | [10 empty] | No | No
MC202 | Charles Carter Building | D02a | PGR Office |  | MC202-B14/I11 | Filter dirty | EN.EN3 Energy Sensor | [6 empty] | I11 | 0 | [10 empty] | No | No
MC202 | Charles Carter Building |  |  |  | MC202-B14/G35 | Remote night cooling available | EN.EN3 Energy Sensor | [6 empty] | G35 | 0 | [10 empty] | No | No
MC202 | Charles Carter Building |  |  |  | MC202-B14/G36 | Logic 36 | EN.EN3 Energy Sensor | [6 empty] | G36 | 0 | [10 empty] | No | No
MC202 | Charles Carter Building |  |  |  | MC202-B14/G37 | Logic 37 | EN.EN3 Energy Sensor | [6 empty] | G37 | 0 | [10 empty] | No | No
MC202 | Charles Carter Building |  |  |  | MC202-B14/G38 | Logic 38 | EN.EN3 Energy Sensor | [6 empty] | G38 | 0 | [10 empty] | No | No
MC202 | Charles Carter Building |  |  |  | MC202-B14/G4 | Logic 4 | EN.EN3 Energy Sensor | [6 empty] | G4 | 0 | [10 empty] | No | No
MC202 | Charles Carter Building |  |  |  | MC202-B14/G5 | Timeclock enable | EN.EN3 Energy Sensor | [6 empty] | G5 | 0 | [10 empty] | No | No
MC202 | Charles Carter Building |  |  |  | MC202-B14/G3 | Logic 3 | EN.EN3 Energy Sensor | [6 empty] | G3 | 0 | [10 empty] | No | No
MC202 | Charles Carter Building |  |  |  | MC202-B14/G30 | Logic 30 | EN.EN3 Energy Sensor | [6 empty] | G30 | 0 | [10 empty] | No | No
MC202 | Charles Carter Building |  |  |  | MC202-B14/G31 | Logic 31 | EN.EN3 Energy Sensor | [6 empty] | G31 | 0 | [10 empty] | No | No
MC202 | Charles Carter Building |  |  |  | MC202-B14/G32 | Logic 32 | EN.EN3 Energy Sensor | [6 empty] | G32 | 0 | [10 empty] | No | No
MC202 | Charles Carter Building |  |  |  | MC202-B14/G33 | Logic 33 | EN.EN3 Energy Sensor | [6 empty] | G33 | 0 | [10 empty] | No | No
MC202 | Charles Carter Building |  |  |  | MC202-B14/G34 | Logic 34 | EN.EN3 Energy Sensor | [6 empty] | G34 | 0 | [10 empty] | No | No
MC202 | Charles Carter Building |  |  |  | MC202-B14/G24 | Bypass damper control | EN.EN3 Energy Sensor | [6 empty] | G24 | 0 | [10 empty] | No | No
MC202 | Charles Carter Building |  |  |  | MC202-B14/G25 | Logic 25 | EN.EN3 Energy Sensor | [6 empty] | G25 | 0 | [10 empty] | No | No
MC202 | Charles Carter Building |  |  |  | MC202-B14/G26 | Supply fan max speed | EN.EN3 Energy Sensor | [6 empty] | G26 | 0 | [10 empty] | No | No
MC202 | Charles Carter Building |  |  |  | MC202-B14/G27 | Logic 27 | EN.EN3 Energy Sensor | [6 empty] | G27 | 0 | [10 empty] | No | No
MC202 | Charles Carter Building |  |  |  | MC202-B14/G28 | Logic 28 | EN.EN3 Energy Sensor | [6 empty] | G28 | 0 | [10 empty] | No | No
MC202 | Charles Carter Building |  |  |  | MC202-B14/G29 | Logic 29 | EN.EN3 Energy Sensor | [6 empty] | G29 | 0 | [10 empty] | No | No
MC202 | Charles Carter Building |  |  |  | MC202-B14/G19 | Logic 19 | EN.EN3 Energy Sensor | [6 empty] | G19 | 0 | [10 empty] | No | No
MC202 | Charles Carter Building |  |  |  | MC202-B14/G2 | Logic 2 | EN.EN3 Energy Sensor | [6 empty] | G2 | 0 | [10 empty] | No | No
MC202 | Charles Carter Building |  |  |  | MC202-B14/G20 | Logic 20 | EN.EN3 Energy Sensor | [6 empty] | G20 | 0 | [10 empty] | No | No
MC202 | Charles Carter Building |  |  |  | MC202-B14/G21 | Logic 21 | EN.EN3 Energy Sensor | [6 empty] | G21 | 0 | [10 empty] | No | No
MC202 | Charles Carter Building |  |  |  | MC202-B14/G22 | Logic 22 | EN.EN3 Energy Sensor | [6 empty] | G22 | 0 | [10 empty] | No | No
MC202 | Charles Carter Building |  |  |  | MC202-B14/G23 | Logic 23 | EN.EN3 Energy Sensor | [6 empty] | G23 | 0 | [10 empty] | No | No
MC202 | Charles Carter Building |  |  |  | MC202-B14/G13 | Logic 13 | EN.EN3 Energy Sensor | [6 empty] | G13 | 0 | [10 empty] | No | No
MC202 | Charles Carter Building |  |  |  | MC202-B14/G14 | Boost mode | EN.EN3 Energy Sensor | [6 empty] | G14 | 0 | [10 empty] | No | No
MC202 | Charles Carter Building |  |  |  | MC202-B14/G15 | Logic 15 | EN.EN3 Energy Sensor | [6 empty] | G15 | 0 | [10 empty] | No | No
MC202 | Charles Carter Building |  |  |  | MC202-B14/G16 | Logic 16 | EN.EN3 Energy Sensor | [6 empty] | G16 | 0 | [10 empty] | No | No
MC202 | Charles Carter Building |  |  |  | MC202-B14/G17 | Occ Htg SP Achieved [Full FA] | EN.EN3 Energy Sensor | [6 empty] | G17 | 0 | [10 empty] | No | No
MC202 | Charles Carter Building |  |  |  | MC202-B14/G18 | Logic 18 | EN.EN3 Energy Sensor | [6 empty] | G18 | 0 | [10 empty] | No | No
MC202 | Charles Carter Building |  |  |  | MC202-B14/F8 | Fan speed (heating) | EN.EN3 Energy Sensor | [6 empty] | F8 | 0 | [10 empty] | No | No
MC202 | Charles Carter Building |  |  |  | MC202-B14/F9 | Function 9 | EN.EN3 Energy Sensor | [6 empty] | F9 | 0 | [10 empty] | No | No
MC202 | Charles Carter Building |  |  |  | MC202-B14/G1 | Logic 1 | EN.EN3 Energy Sensor | [6 empty] | G1 | 0 | [10 empty] | No | No
MC202 | Charles Carter Building |  |  |  | MC202-B14/G10 | Logic 10 | EN.EN3 Energy Sensor | [6 empty] | G10 | 0 | [10 empty] | No | No
MC202 | Charles Carter Building |  |  |  | MC202-B14/G11 | Logic 11 | EN.EN3 Energy Sensor | [6 empty] | G11 | 0 | [10 empty] | No | No
MC202 | Charles Carter Building |  |  |  | MC202-B14/G12 | Logic 12 | EN.EN3 Energy Sensor | [6 empty] | G12 | 0 | [10 empty] | No | No
MC202 | Charles Carter Building |  |  |  | MC202-B14/F44 | Function 44 | EN.EN3 Energy Sensor | [6 empty] | F44 | 0 | [10 empty] | No | No
MC202 | Charles Carter Building |  |  |  | MC202-B14/F45 | Function 45 | EN.EN3 Energy Sensor | [6 empty] | F45 | 0 | [10 empty] | No | No
MC202 | Charles Carter Building |  |  |  | MC202-B14/F47 | Function 47 | EN.EN3 Energy Sensor | [6 empty] | F47 | 0 | [10 empty] | No | No
MC202 | Charles Carter Building |  |  |  | MC202-B14/F48 | Function 48 | EN.EN3 Energy Sensor | [6 empty] | F48 | 0 | [10 empty] | No | No
MC202 | Charles Carter Building |  |  |  | MC202-B14/F6 | Function 6 | EN.EN3 Energy Sensor | [6 empty] | F6 | 0 | [10 empty] | No | No
MC202 | Charles Carter Building |  |  |  | MC202-B14/F7 | Function 7 | EN.EN3 Energy Sensor | [6 empty] | F7 | 0 | [10 empty] | No | No
MC202 | Charles Carter Building |  |  |  | MC202-B14/F39 | Extract fan speed | EN.EN3 Energy Sensor | [6 empty] | F39 | 0 | [10 empty] | No | No
MC202 | Charles Carter Building |  |  |  | MC202-B14/F4 | Function 4 | EN.EN3 Energy Sensor | [6 empty] | F4 | 0 | [10 empty] | No | No
MC202 | Charles Carter Building |  |  |  | MC202-B14/F40 | Function 40 | EN.EN3 Energy Sensor | [6 empty] | F40 | 0 | [10 empty] | No | No
MC202 | Charles Carter Building |  |  |  | MC202-B14/F41 | Function 41 | EN.EN3 Energy Sensor | [6 empty] | F41 | 0 | [10 empty] | No | No
MC202 | Charles Carter Building |  |  |  | MC202-B14/F42 | Function 42 | EN.EN3 Energy Sensor | [6 empty] | F42 | 0 | [10 empty] | No | No
MC202 | Charles Carter Building |  |  |  | MC202-B14/F43 | Function 43 | EN.EN3 Energy Sensor | [6 empty] | F43 | 0 | [10 empty] | No | No
MC202 | Charles Carter Building |  |  |  | MC202-B14/F33 | Function 33 | EN.EN3 Energy Sensor | [6 empty] | F33 | 0 | [10 empty] | No | No
MC202 | Charles Carter Building |  |  |  | MC202-B14/F34 | Function 34 | EN.EN3 Energy Sensor | [6 empty] | F34 | 0 | [10 empty] | No | No
MC202 | Charles Carter Building |  |  |  | MC202-B14/F35 | Function 35 | EN.EN3 Energy Sensor | [6 empty] | F35 | 0 | [10 empty] | No | No
MC202 | Charles Carter Building |  |  |  | MC202-B14/F36 | Function 36 | EN.EN3 Energy Sensor | [6 empty] | F36 | 0 | [10 empty] | No | No
MC202 | Charles Carter Building |  |  |  | MC202-B14/F37 | Function 37 | EN.EN3 Energy Sensor | [6 empty] | F37 | 0 | [10 empty] | No | No
MC202 | Charles Carter Building |  |  |  | MC202-B14/F38 | Function 38 | EN.EN3 Energy Sensor | [6 empty] | F38 | 0 | [10 empty] | No | No
MC202 | Charles Carter Building |  |  |  | MC202-B14/F28 | Function 28 | EN.EN3 Energy Sensor | [6 empty] | F28 | 0 | [10 empty] | No | No
MC202 | Charles Carter Building |  |  |  | MC202-B14/F29 | Full Fresh Air [Clg] | EN.EN3 Energy Sensor | [6 empty] | F29 | 0 | [10 empty] | No | No
MC202 | Charles Carter Building |  |  |  | MC202-B14/F3 | Function 3 | EN.EN3 Energy Sensor | [6 empty] | F3 | 0 | [10 empty] | No | No
MC202 | Charles Carter Building |  |  |  | MC202-B14/F30 | Function 30 | EN.EN3 Energy Sensor | [6 empty] | F30 | 0 | [10 empty] | No | No
MC202 | Charles Carter Building |  |  |  | MC202-B14/F31 | Function 31 | EN.EN3 Energy Sensor | [6 empty] | F31 | 0 | [10 empty] | No | No
MC202 | Charles Carter Building |  |  |  | MC202-B14/F32 | Function 32 | EN.EN3 Energy Sensor | [6 empty] | F32 | 0 | [10 empty] | No | No
MC202 | Charles Carter Building |  |  |  | MC202-B14/F22 | Function 22 | EN.EN3 Energy Sensor | [6 empty] | F22 | 0 | [10 empty] | No | No
MC202 | Charles Carter Building |  |  |  | MC202-B14/F23 | Function 23 | EN.EN3 Energy Sensor | [6 empty] | F23 | 0 | [10 empty] | No | No
MC202 | Charles Carter Building |  |  |  | MC202-B14/F24 | Function 24 | EN.EN3 Energy Sensor | [6 empty] | F24 | 0 | [10 empty] | No | No
MC202 | Charles Carter Building |  |  |  | MC202-B14/F25 | Function 25 | EN.EN3 Energy Sensor | [6 empty] | F25 | 0 | [10 empty] | No | No
MC202 | Charles Carter Building |  |  |  | MC202-B14/F26 | Function 26 | EN.EN3 Energy Sensor | [6 empty] | F26 | 0 | [10 empty] | No | No
MC202 | Charles Carter Building |  |  |  | MC202-B14/F27 | Function 27 | EN.EN3 Energy Sensor | [6 empty] | F27 | 0 | [10 empty] | No | No
MC202 | Charles Carter Building |  |  |  | MC202-B14/F17 | Function 17 | EN.EN3 Energy Sensor | [6 empty] | F17 | 0 | [10 empty] | No | No
MC202 | Charles Carter Building |  |  |  | MC202-B14/F18 | Function 18 | EN.EN3 Energy Sensor | [6 empty] | F18 | 0 | [10 empty] | No | No
MC202 | Charles Carter Building |  |  |  | MC202-B14/F19 | Supply fan speed | EN.EN3 Energy Sensor | [6 empty] | F19 | 0 | [10 empty] | No | No
MC202 | Charles Carter Building |  |  |  | MC202-B14/F2 | Function 2 | EN.EN3 Energy Sensor | [6 empty] | F2 | 0 | [10 empty] | No | No
MC202 | Charles Carter Building |  |  |  | MC202-B14/F20 | Function 20 | EN.EN3 Energy Sensor | [6 empty] | F20 | 0 | [10 empty] | No | No
MC202 | Charles Carter Building |  |  |  | MC202-B14/F21 | Function 21 | EN.EN3 Energy Sensor | [6 empty] | F21 | 0 | [10 empty] | No | No
MC202 | Charles Carter Building |  |  |  | MC202-B14/F11 | Function 11 | EN.EN3 Energy Sensor | [6 empty] | F11 | 0 | [10 empty] | No | No
MC202 | Charles Carter Building |  |  |  | MC202-B14/F12 | Function 12 | EN.EN3 Energy Sensor | [6 empty] | F12 | 0 | [10 empty] | No | No
MC202 | Charles Carter Building |  |  |  | MC202-B14/F13 | Function 13 | EN.EN3 Energy Sensor | [6 empty] | F13 | 0 | [10 empty] | No | No
MC202 | Charles Carter Building |  |  |  | MC202-B14/F14 | Auto boost setpoint exceeded | EN.EN3 Energy Sensor | [6 empty] | F14 | 0 | [10 empty] | No | No
MC202 | Charles Carter Building |  |  |  | MC202-B14/F15 | Function 15 | EN.EN3 Energy Sensor | [6 empty] | F15 | 0 | [10 empty] | No | No
MC202 | Charles Carter Building |  |  |  | MC202-B14/F16 | Function 16 | EN.EN3 Energy Sensor | [6 empty] | F16 | 0 | [10 empty] | No | No
MC202 | Charles Carter Building |  |  |  | MC202-B14/D4 | Heating valve | EN.EN3 Energy Sensor | [6 empty] | D4 | 0 | [10 empty] | No | No
MC202 | Charles Carter Building | D02b | PGR Office |  | MC202-B14/D4 | Heating valve | EN.EN3 Energy Sensor | [6 empty] | D4 | 0 | [10 empty] | No | No
MC202 | Charles Carter Building | D02a | PGR Office |  | MC202-B14/D4 | Heating valve | EN.EN3 Energy Sensor | [6 empty] | D4 | 0 | [10 empty] | No | No
MC202 | Charles Carter Building | D02b | PGR Office |  | MC202-B14/D5 | Supply fan speed | EN.EN3 Energy Sensor | [6 empty] | D5 | 0 | [10 empty] | No | No
MC202 | Charles Carter Building | D02a | PGR Office |  | MC202-B14/D5 | Supply fan speed | EN.EN3 Energy Sensor | [6 empty] | D5 | 0 | [10 empty] | No | No
MC202 | Charles Carter Building |  |  |  | MC202-B14/D5 | Supply fan speed | EN.EN3 Energy Sensor | [6 empty] | D5 | 0 | [10 empty] | No | No
MC202 | Charles Carter Building |  |  |  | MC202-B14/D6 | Extract fan speed | EN.EN3 Energy Sensor | [6 empty] | D6 | 0 | [10 empty] | No | No
MC202 | Charles Carter Building | D02b | PGR Office |  | MC202-B14/D6 | Extract fan speed | EN.EN3 Energy Sensor | [6 empty] | D6 | 0 | [10 empty] | No | No
MC202 | Charles Carter Building | D02a | PGR Office |  | MC202-B14/D6 | Extract fan speed | EN.EN3 Energy Sensor | [6 empty] | D6 | 0 | [10 empty] | No | No
MC202 | Charles Carter Building |  |  |  | MC202-B14/e1 | 963 Supervisor | EN.EN3 Energy Sensor | [6 empty] | e1 | 0 | [10 empty] | No | No
MC202 | Charles Carter Building |  |  |  | MC202-B14/F1 | Function 1 | EN.EN3 Energy Sensor | [6 empty] | F1 | 0 | [10 empty] | No | No
MC202 | Charles Carter Building |  |  |  | MC202-B14/F10 | Function 10 | EN.EN3 Energy Sensor | [6 empty] | F10 | 0 | [10 empty] | No | No
MC202 | Charles Carter Building |  |  |  | MC202-B14/A14 | Outside air temperature | EN.EN3 Energy Sensor | [6 empty] | A14 | 0 | [10 empty] | No | No
MC202 | Charles Carter Building |  |  |  | MC202-B14/B1 | Frost from MCP | EN.EN3 Energy Sensor | [6 empty] | B1 | 0 | [10 empty] | No | No
MC202 | Charles Carter Building |  |  |  | MC202-B14/B2 | Remote signals | EN.EN3 Energy Sensor | [6 empty] | B2 | 0 | [10 empty] | No | No
MC202 | Charles Carter Building |  |  |  | MC202-B14/C1 | Virtual CNC 1 | EN.EN3 Energy Sensor | [6 empty] | C1 | 0 | [10 empty] | No | No
MC202 | Charles Carter Building |  |  |  | MC202-B14/D1 | Unit enable and fresh air damper | EN.EN3 Energy Sensor | [6 empty] | D1 | 0 | [10 empty] | No | No
MC202 | Charles Carter Building | D02b | PGR Office |  | MC202-B14/D1 | Unit enable and fresh air damper | EN.EN3 Energy Sensor | [6 empty] | D1 | 0 | [10 empty] | No | No
MC202 | Charles Carter Building | D02a | PGR Office |  | MC202-B14/D1 | Unit enable and fresh air damper | EN.EN3 Energy Sensor | [6 empty] | D1 | 0 | [10 empty] | No | No
MC202 | Charles Carter Building |  |  |  | MC202-B14/D2 | Bypass damper | EN.EN3 Energy Sensor | [6 empty] | D2 | 0 | [10 empty] | No | No
MC202 | Charles Carter Building | D02b | PGR Office |  | MC202-B14/D2 | Bypass damper | EN.EN3 Energy Sensor | [6 empty] | D2 | 0 | [10 empty] | No | No
MC202 | Charles Carter Building | D02a | PGR Office |  | MC202-B14/D2 | Bypass damper | EN.EN3 Energy Sensor | [6 empty] | D2 | 0 | [10 empty] | No | No
MC202 | Charles Carter Building |  |  |  | MC202-B14/~59 |  | EN.EN3 Energy Sensor | [6 empty] | ~59 | 0 | [10 empty] | No | No
MC202 | Charles Carter Building |  |  |  | MC202-B14/~6 |  | EN.EN3 Energy Sensor | [6 empty] | ~6 | 0 | [10 empty] | No | No
MC202 | Charles Carter Building |  |  |  | MC202-B14/~60 |  | EN.EN3 Energy Sensor | [6 empty] | ~60 | 0 | [10 empty] | No | No
MC202 | Charles Carter Building |  |  |  | MC202-B14/~7 |  | EN.EN3 Energy Sensor | [6 empty] | ~7 | 0 | [10 empty] | No | No
MC202 | Charles Carter Building |  |  |  | MC202-B14/~8 |  | EN.EN3 Energy Sensor | [6 empty] | ~8 | 0 | [10 empty] | No | No
MC202 | Charles Carter Building |  |  |  | MC202-B14/~9 |  | EN.EN3 Energy Sensor | [6 empty] | ~9 | 0 | [10 empty] | No | No
MC202 | Charles Carter Building |  |  |  | MC202-B14/~53 | Adjustments (night cool knobs) | EN.EN3 Energy Sensor | [6 empty] | ~53 | 0 | [10 empty] | No | No
MC202 | Charles Carter Building |  |  |  | MC202-B14/~54 |  | EN.EN3 Energy Sensor | [6 empty] | ~54 | 0 | [10 empty] | No | No
MC202 | Charles Carter Building |  |  |  | MC202-B14/~55 | Adjustments | EN.EN3 Energy Sensor | [6 empty] | ~55 | 0 | [10 empty] | No | No
MC202 | Charles Carter Building |  |  |  | MC202-B14/~56 | Knobs | EN.EN3 Energy Sensor | [6 empty] | ~56 | 0 | [10 empty] | No | No
MC202 | Charles Carter Building |  |  |  | MC202-B14/~57 | Switches | EN.EN3 Energy Sensor | [6 empty] | ~57 | 0 | [10 empty] | No | No
MC202 | Charles Carter Building |  |  |  | MC202-B14/~58 |  | EN.EN3 Energy Sensor | [6 empty] | ~58 | 0 | [10 empty] | No | No
MC202 | Charles Carter Building |  |  |  | MC202-B14/~48 |  | EN.EN3 Energy Sensor | [6 empty] | ~48 | 0 | [10 empty] | No | No
MC202 | Charles Carter Building |  |  |  | MC202-B14/~49 |  | EN.EN3 Energy Sensor | [6 empty] | ~49 | 0 | [10 empty] | No | No
MC202 | Charles Carter Building |  |  |  | MC202-B14/~5 |  | EN.EN3 Energy Sensor | [6 empty] | ~5 | 0 | [10 empty] | No | No
MC202 | Charles Carter Building |  |  |  | MC202-B14/~50 |  | EN.EN3 Energy Sensor | [6 empty] | ~50 | 0 | [10 empty] | No | No
MC202 | Charles Carter Building |  |  |  | MC202-B14/~51 |  | EN.EN3 Energy Sensor | [6 empty] | ~51 | 0 | [10 empty] | No | No
MC202 | Charles Carter Building |  |  |  | MC202-B14/~52 |  | EN.EN3 Energy Sensor | [6 empty] | ~52 | 0 | [10 empty] | No | No
MC202 | Charles Carter Building |  |  |  | MC202-B14/~42 |  | EN.EN3 Energy Sensor | [6 empty] | ~42 | 0 | [10 empty] | No | No
MC202 | Charles Carter Building |  |  |  | MC202-B14/~43 |  | EN.EN3 Energy Sensor | [6 empty] | ~43 | 0 | [10 empty] | No | No
MC202 | Charles Carter Building |  |  |  | MC202-B14/~44 |  | EN.EN3 Energy Sensor | [6 empty] | ~44 | 0 | [10 empty] | No | No
MC202 | Charles Carter Building |  |  |  | MC202-B14/~45 |  | EN.EN3 Energy Sensor | [6 empty] | ~45 | 0 | [10 empty] | No | No
MC202 | Charles Carter Building |  |  |  | MC202-B14/~46 | Adjustments (knobs) | EN.EN3 Energy Sensor | [6 empty] | ~46 | 0 | [10 empty] | No | No
MC202 | Charles Carter Building |  |  |  | MC202-B14/~47 | Adjustments (switches) | EN.EN3 Energy Sensor | [6 empty] | ~47 | 0 | [10 empty] | No | No
MC202 | Charles Carter Building |  |  |  | MC202-B14/~37 |  | EN.EN3 Energy Sensor | [6 empty] | ~37 | 0 | [10 empty] | No | No
MC202 | Charles Carter Building |  |  |  | MC202-B14/~38 |  | EN.EN3 Energy Sensor | [6 empty] | ~38 | 0 | [10 empty] | No | No
MC202 | Charles Carter Building |  |  |  | MC202-B14/~39 |  | EN.EN3 Energy Sensor | [6 empty] | ~39 | 0 | [10 empty] | No | No
MC202 | Charles Carter Building |  |  |  | MC202-B14/~4 |  | EN.EN3 Energy Sensor | [6 empty] | ~4 | 0 | [10 empty] | No | No
MC202 | Charles Carter Building |  |  |  | MC202-B14/~40 |  | EN.EN3 Energy Sensor | [6 empty] | ~40 | 0 | [10 empty] | No | No
MC202 | Charles Carter Building |  |  |  | MC202-B14/~41 |  | EN.EN3 Energy Sensor | [6 empty] | ~41 | 0 | [10 empty] | No | No
MC202 | Charles Carter Building |  |  |  | MC202-B14/~31 |  | EN.EN3 Energy Sensor | [6 empty] | ~31 | 0 | [10 empty] | No | No
MC202 | Charles Carter Building |  |  |  | MC202-B14/~32 |  | EN.EN3 Energy Sensor | [6 empty] | ~32 | 0 | [10 empty] | No | No
MC202 | Charles Carter Building |  |  |  | MC202-B14/~33 |  | EN.EN3 Energy Sensor | [6 empty] | ~33 | 0 | [10 empty] | No | No
MC202 | Charles Carter Building |  |  |  | MC202-B14/~34 |  | EN.EN3 Energy Sensor | [6 empty] | ~34 | 0 | [10 empty] | No | No
MC202 | Charles Carter Building |  |  |  | MC202-B14/~35 |  | EN.EN3 Energy Sensor | [6 empty] | ~35 | 0 | [10 empty] | No | No
MC202 | Charles Carter Building |  |  |  | MC202-B14/~36 |  | EN.EN3 Energy Sensor | [6 empty] | ~36 | 0 | [10 empty] | No | No
MC202 | Charles Carter Building |  |  |  | MC202-B14/~26 |  | EN.EN3 Energy Sensor | [6 empty] | ~26 | 0 | [10 empty] | No | No
MC202 | Charles Carter Building |  |  |  | MC202-B14/~27 |  | EN.EN3 Energy Sensor | [6 empty] | ~27 | 0 | [10 empty] | No | No
MC202 | Charles Carter Building |  |  |  | MC202-B14/~28 |  | EN.EN3 Energy Sensor | [6 empty] | ~28 | 0 | [10 empty] | No | No
MC202 | Charles Carter Building |  |  |  | MC202-B14/~29 |  | EN.EN3 Energy Sensor | [6 empty] | ~29 | 0 | [10 empty] | No | No
MC202 | Charles Carter Building |  |  |  | MC202-B14/~3 |  | EN.EN3 Energy Sensor | [6 empty] | ~3 | 0 | [10 empty] | No | No
MC202 | Charles Carter Building |  |  |  | MC202-B14/~30 |  | EN.EN3 Energy Sensor | [6 empty] | ~30 | 0 | [10 empty] | No | No
MC202 | Charles Carter Building |  |  |  | MC202-B14/~20 |  | EN.EN3 Energy Sensor | [6 empty] | ~20 | 0 | [10 empty] | No | No
MC202 | Charles Carter Building |  |  |  | MC202-B14/~21 |  | EN.EN3 Energy Sensor | [6 empty] | ~21 | 0 | [10 empty] | No | No
MC202 | Charles Carter Building |  |  |  | MC202-B14/~22 |  | EN.EN3 Energy Sensor | [6 empty] | ~22 | 0 | [10 empty] | No | No
MC202 | Charles Carter Building |  |  |  | MC202-B14/~23 |  | EN.EN3 Energy Sensor | [6 empty] | ~23 | 0 | [10 empty] | No | No
MC202 | Charles Carter Building |  |  |  | MC202-B14/~24 |  | EN.EN3 Energy Sensor | [6 empty] | ~24 | 0 | [10 empty] | No | No
MC202 | Charles Carter Building |  |  |  | MC202-B14/~25 |  | EN.EN3 Energy Sensor | [6 empty] | ~25 | 0 | [10 empty] | No | No
MC202 | Charles Carter Building |  |  |  | MC202-B14/~15 |  | EN.EN3 Energy Sensor | [6 empty] | ~15 | 0 | [10 empty] | No | No
MC202 | Charles Carter Building |  |  |  | MC202-B14/~16 |  | EN.EN3 Energy Sensor | [6 empty] | ~16 | 0 | [10 empty] | No | No
MC202 | Charles Carter Building |  |  |  | MC202-B14/~17 |  | EN.EN3 Energy Sensor | [6 empty] | ~17 | 0 | [10 empty] | No | No
MC202 | Charles Carter Building |  |  |  | MC202-B14/~18 |  | EN.EN3 Energy Sensor | [6 empty] | ~18 | 0 | [10 empty] | No | No
MC202 | Charles Carter Building |  |  |  | MC202-B14/~19 |  | EN.EN3 Energy Sensor | [6 empty] | ~19 | 0 | [10 empty] | No | No
MC202 | Charles Carter Building |  |  |  | MC202-B14/~2 |  | EN.EN3 Energy Sensor | [6 empty] | ~2 | 0 | [10 empty] | No | No
MC202 | Charles Carter Building |  |  |  | MC202-B09/~1 |  | EN.EN3 Energy Sensor | [6 empty] | ~1 | 0 | [10 empty] | No | No
MC202 | Charles Carter Building |  |  |  | MC202-B09/~10 |  | EN.EN3 Energy Sensor | [6 empty] | ~10 | 0 | [10 empty] | No | No
MC202 | Charles Carter Building |  |  |  | MC202-B09/~11 |  | EN.EN3 Energy Sensor | [6 empty] | ~11 | 0 | [10 empty] | No | No
MC202 | Charles Carter Building |  |  |  | MC202-B09/~12 |  | EN.EN3 Energy Sensor | [6 empty] | ~12 | 0 | [10 empty] | No | No
MC202 | Charles Carter Building |  |  |  | MC202-B09/~13 |  | EN.EN3 Energy Sensor | [6 empty] | ~13 | 0 | [10 empty] | No | No
MC202 | Charles Carter Building |  |  |  | MC202-B09/~14 |  | EN.EN3 Energy Sensor | [6 empty] | ~14 | 0 | [10 empty] | No | No
MC202 | Charles Carter Building |  |  |  | MC202-B09/Y2 | CO2 V | EN.EN3 Energy Sensor | [6 empty] | Y2 | 0 | [10 empty] | No | No
MC202 | Charles Carter Building |  |  |  | MC202-B09/Y3 | 4DIX V | EN.EN3 Energy Sensor | [6 empty] | Y3 | 0 | [10 empty] | No | No
MC202 | Charles Carter Building |  |  |  | MC202-B09/Z1 | Local time clock | EN.EN3 Energy Sensor | [6 empty] | Z1 | 0 | [10 empty] | No | No
MC202 | Charles Carter Building | C02b | Office |  | MC202-B09/Z1 | Local time clock | EN.EN3 Energy Sensor | [6 empty] | Z1 | 0 | [10 empty] | No | No
MC202 | Charles Carter Building | C02a | Office |  | MC202-B09/Z1 | Local time clock | EN.EN3 Energy Sensor | [6 empty] | Z1 | 0 | [10 empty] | No | No
MC202 | Charles Carter Building |  |  |  | MC202-B09/W2 | Commissioning mode | EN.EN3 Energy Sensor | [6 empty] | W2 | 0 | [10 empty] | No | No
MC202 | Charles Carter Building | C02b | Office |  | MC202-B09/W2 | Commissioning mode | EN.EN3 Energy Sensor | [6 empty] | W2 | 0 | [10 empty] | No | No
MC202 | Charles Carter Building | C02a | Office |  | MC202-B09/W2 | Commissioning mode | EN.EN3 Energy Sensor | [6 empty] | W2 | 0 | [10 empty] | No | No
MC202 | Charles Carter Building |  |  |  | MC202-B09/W3 | Enable boost mode | EN.EN3 Energy Sensor | [6 empty] | W3 | 0 | [10 empty] | No | No
MC202 | Charles Carter Building | C02b | Office |  | MC202-B09/W3 | Enable boost mode | EN.EN3 Energy Sensor | [6 empty] | W3 | 0 | [10 empty] | No | No
MC202 | Charles Carter Building | C02a | Office |  | MC202-B09/W3 | Enable boost mode | EN.EN3 Energy Sensor | [6 empty] | W3 | 0 | [10 empty] | No | No
MC202 | Charles Carter Building |  |  |  | MC202-B09/W4 | Freeze protection reset | EN.EN3 Energy Sensor | [6 empty] | W4 | 0 | [10 empty] | No | No
MC202 | Charles Carter Building | C02b | Office |  | MC202-B09/W4 | Freeze protection reset | EN.EN3 Energy Sensor | [6 empty] | W4 | 0 | [10 empty] | No | No
MC202 | Charles Carter Building | C02a | Office |  | MC202-B09/W4 | Freeze protection reset | EN.EN3 Energy Sensor | [6 empty] | W4 | 0 | [10 empty] | No | No
MC202 | Charles Carter Building |  |  |  | MC202-B09/W5 | Enable alarms | EN.EN3 Energy Sensor | [6 empty] | W5 | 0 | [10 empty] | No | No
MC202 | Charles Carter Building | C02b | Office |  | MC202-B09/W5 | Enable alarms | EN.EN3 Energy Sensor | [6 empty] | W5 | 0 | [10 empty] | No | No
MC202 | Charles Carter Building | C02a | Office |  | MC202-B09/W5 | Enable alarms | EN.EN3 Energy Sensor | [6 empty] | W5 | 0 | [10 empty] | No | No
MC202 | Charles Carter Building |  |  |  | MC202-B09/W6 | Manual off | EN.EN3 Energy Sensor | [6 empty] | W6 | 0 | [10 empty] | No | No
MC202 | Charles Carter Building | C02b | Office |  | MC202-B09/W6 | Manual off | EN.EN3 Energy Sensor | [6 empty] | W6 | 0 | [10 empty] | No | No
MC202 | Charles Carter Building | C02a | Office |  | MC202-B09/W6 | Manual off | EN.EN3 Energy Sensor | [6 empty] | W6 | 0 | [10 empty] | No | No
MC202 | Charles Carter Building |  |  |  | MC202-B09/Y1 | Trend Thermistor | EN.EN3 Energy Sensor | [6 empty] | Y1 | 0 | [10 empty] | No | No
MC202 | Charles Carter Building |  |  |  | MC202-B09/S14 | Outside air temperature | EN.EN3 Energy Sensor | [6 empty] | S14 | 0 | [10 empty] | No | No
MC202 | Charles Carter Building | C02b | Office |  | MC202-B09/S14 | Outside air temperature | EN.EN3 Energy Sensor | [6 empty] | S14 | 0 | [10 empty] | No | No
MC202 | Charles Carter Building | C02a | Office |  | MC202-B09/S14 | Outside air temperature | EN.EN3 Energy Sensor | [6 empty] | S14 | 0 | [10 empty] | No | No
MC202 | Charles Carter Building |  |  |  | MC202-B09/S15 | Bypass damper | EN.EN3 Energy Sensor | [6 empty] | S15 | 0 | [10 empty] | No | No
MC202 | Charles Carter Building | C02b | Office |  | MC202-B09/S15 | Bypass damper | EN.EN3 Energy Sensor | [6 empty] | S15 | 0 | [10 empty] | No | No
MC202 | Charles Carter Building | C02a | Office |  | MC202-B09/S15 | Bypass damper | EN.EN3 Energy Sensor | [6 empty] | S15 | 0 | [10 empty] | No | No
MC202 | Charles Carter Building |  |  |  | MC202-B09/S2 | Return temperature | EN.EN3 Energy Sensor | [6 empty] | S2 | 0 | [10 empty] | No | No
MC202 | Charles Carter Building | C02b | Office |  | MC202-B09/S2 | Return temperature | EN.EN3 Energy Sensor | [6 empty] | S2 | 0 | [10 empty] | No | No
MC202 | Charles Carter Building | C02a | Office |  | MC202-B09/S2 | Return temperature | EN.EN3 Energy Sensor | [6 empty] | S2 | 0 | [10 empty] | No | No
MC202 | Charles Carter Building | C02a | Office |  | MC202-B09/S3 | Extract CO2 level | EN.EN3 Energy Sensor | [6 empty] | S3 | 0 | [10 empty] | No | No
MC202 | Charles Carter Building |  |  |  | MC202-B09/S3 | Extract CO2 level | EN.EN3 Energy Sensor | [6 empty] | S3 | 0 | [10 empty] | No | No
MC202 | Charles Carter Building | C02b | Office |  | MC202-B09/S3 | Extract CO2 level | EN.EN3 Energy Sensor | [6 empty] | S3 | 0 | [10 empty] | No | No
MC202 | Charles Carter Building |  |  |  | MC202-B09/S4 | DIM Module | EN.EN3 Energy Sensor | [6 empty] | S4 | 0 | [10 empty] | No | No
MC202 | Charles Carter Building | C02b | Office |  | MC202-B09/S4 | DIM Module | EN.EN3 Energy Sensor | [6 empty] | S4 | 0 | [10 empty] | No | No
MC202 | Charles Carter Building | C02a | Office |  | MC202-B09/S4 | DIM Module | EN.EN3 Energy Sensor | [6 empty] | S4 | 0 | [10 empty] | No | No
MC202 | Charles Carter Building |  |  |  | MC202-B09/V1 |  | EN.EN3 Energy Sensor | [6 empty] | V1 | 0 | [10 empty] | No | No
MC202 | Charles Carter Building |  |  |  | MC202-B09/P6 | Common fault signal | EN.EN3 Energy Sensor | [6 empty] | P6 | 0 | [10 empty] | No | No
MC202 | Charles Carter Building |  |  |  | MC202-B09/Q1 | Sequence Table 1 | EN.EN3 Energy Sensor | [6 empty] | Q1 | 0 | [10 empty] | No | No
MC202 | Charles Carter Building |  |  |  | MC202-B09/S1 | Supply air temperature | EN.EN3 Energy Sensor | [6 empty] | S1 | 0 | [10 empty] | No | No
MC202 | Charles Carter Building | C02b | Office |  | MC202-B09/S1 | Supply air temperature | EN.EN3 Energy Sensor | [6 empty] | S1 | 0 | [10 empty] | No | No
MC202 | Charles Carter Building | C02a | Office |  | MC202-B09/S1 | Supply air temperature | EN.EN3 Energy Sensor | [6 empty] | S1 | 0 | [10 empty] | No | No
MC202 | Charles Carter Building |  |  |  | MC202-B09/S11 | Class vent heating demand | EN.EN3 Energy Sensor | [6 empty] | S11 | 0 | [10 empty] | No | No
MC202 | Charles Carter Building | C02b | Office |  | MC202-B09/S11 | Class vent heating demand | EN.EN3 Energy Sensor | [6 empty] | S11 | 0 | [10 empty] | No | No
MC202 | Charles Carter Building | C02a | Office |  | MC202-B09/S11 | Class vent heating demand | EN.EN3 Energy Sensor | [6 empty] | S11 | 0 | [10 empty] | No | No
MC202 | Charles Carter Building |  |  |  | MC202-B09/S12 | Supply fan speed | EN.EN3 Energy Sensor | [6 empty] | S12 | 0 | [10 empty] | No | No
MC202 | Charles Carter Building | C02b | Office |  | MC202-B09/S12 | Supply fan speed | EN.EN3 Energy Sensor | [6 empty] | S12 | 0 | [10 empty] | No | No
MC202 | Charles Carter Building | C02a | Office |  | MC202-B09/S12 | Supply fan speed | EN.EN3 Energy Sensor | [6 empty] | S12 | 0 | [10 empty] | No | No
MC202 | Charles Carter Building |  |  |  | MC202-B09/S13 | Extract fan speed | EN.EN3 Energy Sensor | [6 empty] | S13 | 0 | [10 empty] | No | No
MC202 | Charles Carter Building | C02b | Office |  | MC202-B09/S13 | Extract fan speed | EN.EN3 Energy Sensor | [6 empty] | S13 | 0 | [10 empty] | No | No
MC202 | Charles Carter Building | C02a | Office |  | MC202-B09/S13 | Extract fan speed | EN.EN3 Energy Sensor | [6 empty] | S13 | 0 | [10 empty] | No | No
MC202 | Charles Carter Building |  |  |  | MC202-B09/P14 | Outside air temperature | EN.EN3 Energy Sensor | [6 empty] | P14 | 0 | [10 empty] | No | No
MC202 | Charles Carter Building |  |  |  | MC202-B09/P15 | Bypass damper | EN.EN3 Energy Sensor | [6 empty] | P15 | 0 | [10 empty] | No | No
MC202 | Charles Carter Building |  |  |  | MC202-B09/P2 | Return temperature | EN.EN3 Energy Sensor | [6 empty] | P2 | 0 | [10 empty] | No | No
MC202 | Charles Carter Building |  |  |  | MC202-B09/P3 | Extract CO2 level | EN.EN3 Energy Sensor | [6 empty] | P3 | 0 | [10 empty] | No | No
MC202 | Charles Carter Building |  |  |  | MC202-B09/P4 | DIM Module | EN.EN3 Energy Sensor | [6 empty] | P4 | 0 | [10 empty] | No | No
MC202 | Charles Carter Building |  |  |  | MC202-B09/P5 | Common fault signal | EN.EN3 Energy Sensor | [6 empty] | P5 | 0 | [10 empty] | No | No
MC202 | Charles Carter Building |  |  |  | MC202-B09/N2 | IC Comms 2 | EN.EN3 Energy Sensor | [6 empty] | N2 | 0 | [10 empty] | No | No
MC202 | Charles Carter Building |  |  |  | MC202-B09/o1 | Alarm Route 1 | EN.EN3 Energy Sensor | [6 empty] | o1 | 0 | [10 empty] | No | No
MC202 | Charles Carter Building |  |  |  | MC202-B09/P1 | Supply air temperature | EN.EN3 Energy Sensor | [6 empty] | P1 | 0 | [10 empty] | No | No
MC202 | Charles Carter Building |  |  |  | MC202-B09/P11 | Class vent heating demand | EN.EN3 Energy Sensor | [6 empty] | P11 | 0 | [10 empty] | No | No
MC202 | Charles Carter Building |  |  |  | MC202-B09/P12 | Supply fan speed | EN.EN3 Energy Sensor | [6 empty] | P12 | 0 | [10 empty] | No | No
MC202 | Charles Carter Building |  |  |  | MC202-B09/P13 | Extract fan speed | EN.EN3 Energy Sensor | [6 empty] | P13 | 0 | [10 empty] | No | No
MC202 | Charles Carter Building |  |  |  | MC202-B09/L3 | Fan Speed [CO2] | EN.EN3 Energy Sensor | [6 empty] | L3 | 0 | [10 empty] | No | No
MC202 | Charles Carter Building | C02b | Office |  | MC202-B09/L3 | Fan Speed [CO2] | EN.EN3 Energy Sensor | [6 empty] | L3 | 0 | [10 empty] | No | No
MC202 | Charles Carter Building | C02a | Office |  | MC202-B09/L3 | Fan Speed [CO2] | EN.EN3 Energy Sensor | [6 empty] | L3 | 0 | [10 empty] | No | No
MC202 | Charles Carter Building |  |  |  | MC202-B09/L4 | Fan Speed [Clg] | EN.EN3 Energy Sensor | [6 empty] | L4 | 0 | [10 empty] | No | No
MC202 | Charles Carter Building | C02b | Office |  | MC202-B09/L4 | Fan Speed [Clg] | EN.EN3 Energy Sensor | [6 empty] | L4 | 0 | [10 empty] | No | No
MC202 | Charles Carter Building | C02a | Office |  | MC202-B09/L4 | Fan Speed [Clg] | EN.EN3 Energy Sensor | [6 empty] | L4 | 0 | [10 empty] | No | No
MC202 | Charles Carter Building |  |  |  | MC202-B09/L5 | Loop 5 | EN.EN3 Energy Sensor | [6 empty] | L5 | 0 | [10 empty] | No | No
MC202 | Charles Carter Building | C02b | Office |  | MC202-B09/L5 | Loop 5 | EN.EN3 Energy Sensor | [6 empty] | L5 | 0 | [10 empty] | No | No
MC202 | Charles Carter Building | C02a | Office |  | MC202-B09/L5 | Loop 5 | EN.EN3 Energy Sensor | [6 empty] | L5 | 0 | [10 empty] | No | No
MC202 | Charles Carter Building |  |  |  | MC202-B09/L6 | Loop 6 | EN.EN3 Energy Sensor | [6 empty] | L6 | 0 | [10 empty] | No | No
MC202 | Charles Carter Building | C02b | Office |  | MC202-B09/L6 | Loop 6 | EN.EN3 Energy Sensor | [6 empty] | L6 | 0 | [10 empty] | No | No
MC202 | Charles Carter Building | C02a | Office |  | MC202-B09/L6 | Loop 6 | EN.EN3 Energy Sensor | [6 empty] | L6 | 0 | [10 empty] | No | No
MC202 | Charles Carter Building |  |  |  | MC202-B09/n1 | IC Comms 1 | EN.EN3 Energy Sensor | [6 empty] | n1 | 0 | [10 empty] | No | No
MC202 | Charles Carter Building |  |  |  | MC202-B09/K6 | OccupancyClgTempSP | EN.EN3 Energy Sensor | [6 empty] | K6 | 0 | [10 empty] | No | No
MC202 | Charles Carter Building | C02b | Office |  | MC202-B09/K6 | OccupancyClgTempSP | EN.EN3 Energy Sensor | [6 empty] | K6 | 0 | [10 empty] | No | No
MC202 | Charles Carter Building | C02a | Office |  | MC202-B09/K6 | OccupancyClgTempSP | EN.EN3 Energy Sensor | [6 empty] | K6 | 0 | [10 empty] | No | No
MC202 | Charles Carter Building |  |  |  | MC202-B09/K7 | Free cooling temperature setpoint | EN.EN3 Energy Sensor | [6 empty] | K7 | 0 | [10 empty] | No | No
MC202 | Charles Carter Building | C02b | Office |  | MC202-B09/K7 | Free cooling temperature setpoint | EN.EN3 Energy Sensor | [6 empty] | K7 | 0 | [10 empty] | No | No
MC202 | Charles Carter Building | C02a | Office |  | MC202-B09/K7 | Free cooling temperature setpoint | EN.EN3 Energy Sensor | [6 empty] | K7 | 0 | [10 empty] | No | No
MC202 | Charles Carter Building |  |  |  | MC202-B09/K8 | Spare | EN.EN3 Energy Sensor | [6 empty] | K8 | 0 | [10 empty] | No | No
MC202 | Charles Carter Building | C02b | Office |  | MC202-B09/K8 | Spare | EN.EN3 Energy Sensor | [6 empty] | K8 | 0 | [10 empty] | No | No
MC202 | Charles Carter Building | C02a | Office |  | MC202-B09/K8 | Spare | EN.EN3 Energy Sensor | [6 empty] | K8 | 0 | [10 empty] | No | No
MC202 | Charles Carter Building | C02a | Office |  | MC202-B09/K9 | Supply air low limit | EN.EN3 Energy Sensor | [6 empty] | K9 | 0 | [10 empty] | No | No
MC202 | Charles Carter Building |  |  |  | MC202-B09/K9 | Supply air low limit | EN.EN3 Energy Sensor | [6 empty] | K9 | 0 | [10 empty] | No | No
MC202 | Charles Carter Building | C02b | Office |  | MC202-B09/K9 | Supply air low limit | EN.EN3 Energy Sensor | [6 empty] | K9 | 0 | [10 empty] | No | No
MC202 | Charles Carter Building |  |  |  | MC202-B09/L1 | Loop 1 | EN.EN3 Energy Sensor | [6 empty] | L1 | 0 | [10 empty] | No | No
MC202 | Charles Carter Building | C02b | Office |  | MC202-B09/L1 | Loop 1 | EN.EN3 Energy Sensor | [6 empty] | L1 | 0 | [10 empty] | No | No
MC202 | Charles Carter Building | C02a | Office |  | MC202-B09/L1 | Loop 1 | EN.EN3 Energy Sensor | [6 empty] | L1 | 0 | [10 empty] | No | No
MC202 | Charles Carter Building |  |  |  | MC202-B09/L2 | Supply air low limit | EN.EN3 Energy Sensor | [6 empty] | L2 | 0 | [10 empty] | No | No
MC202 | Charles Carter Building | C02b | Office |  | MC202-B09/L2 | Supply air low limit | EN.EN3 Energy Sensor | [6 empty] | L2 | 0 | [10 empty] | No | No
MC202 | Charles Carter Building | C02a | Office |  | MC202-B09/L2 | Supply air low limit | EN.EN3 Energy Sensor | [6 empty] | L2 | 0 | [10 empty] | No | No
MC202 | Charles Carter Building |  |  |  | MC202-B09/K22 | Night time cooling extract fan speed | EN.EN3 Energy Sensor | [6 empty] | K22 | 0 | [10 empty] | No | No
MC202 | Charles Carter Building | C02b | Office |  | MC202-B09/K22 | Night time cooling extract fan speed | EN.EN3 Energy Sensor | [6 empty] | K22 | 0 | [10 empty] | No | No
MC202 | Charles Carter Building | C02a | Office |  | MC202-B09/K22 | Night time cooling extract fan speed | EN.EN3 Energy Sensor | [6 empty] | K22 | 0 | [10 empty] | No | No
MC202 | Charles Carter Building |  |  |  | MC202-B09/K23 | Night time cool temperature setpoint | EN.EN3 Energy Sensor | [6 empty] | K23 | 0 | [10 empty] | No | No
MC202 | Charles Carter Building | C02b | Office |  | MC202-B09/K23 | Night time cool temperature setpoint | EN.EN3 Energy Sensor | [6 empty] | K23 | 0 | [10 empty] | No | No
MC202 | Charles Carter Building | C02a | Office |  | MC202-B09/K23 | Night time cool temperature setpoint | EN.EN3 Energy Sensor | [6 empty] | K23 | 0 | [10 empty] | No | No
MC202 | Charles Carter Building | C02b | Office |  | MC202-B09/K24 | Night cooling supply air low limit | EN.EN3 Energy Sensor | [6 empty] | K24 | 0 | [10 empty] | No | No
MC202 | Charles Carter Building | C02a | Office |  | MC202-B09/K24 | Night cooling supply air low limit | EN.EN3 Energy Sensor | [6 empty] | K24 | 0 | [10 empty] | No | No
MC202 | Charles Carter Building |  |  |  | MC202-B09/K24 | Night cooling supply air low limit | EN.EN3 Energy Sensor | [6 empty] | K24 | 0 | [10 empty] | No | No
MC202 | Charles Carter Building |  |  |  | MC202-B09/K3 | Room frost protection | EN.EN3 Energy Sensor | [6 empty] | K3 | 0 | [10 empty] | No | No
MC202 | Charles Carter Building | C02b | Office |  | MC202-B09/K3 | Room frost protection | EN.EN3 Energy Sensor | [6 empty] | K3 | 0 | [10 empty] | No | No
MC202 | Charles Carter Building | C02a | Office |  | MC202-B09/K3 | Room frost protection | EN.EN3 Energy Sensor | [6 empty] | K3 | 0 | [10 empty] | No | No
MC202 | Charles Carter Building |  |  |  | MC202-B09/K4 | Spare | EN.EN3 Energy Sensor | [6 empty] | K4 | 0 | [10 empty] | No | No
MC202 | Charles Carter Building | C02b | Office |  | MC202-B09/K4 | Spare | EN.EN3 Energy Sensor | [6 empty] | K4 | 0 | [10 empty] | No | No
MC202 | Charles Carter Building | C02a | Office |  | MC202-B09/K4 | Spare | EN.EN3 Energy Sensor | [6 empty] | K4 | 0 | [10 empty] | No | No
MC202 | Charles Carter Building |  |  |  | MC202-B09/K5 | Occupancy heating temperature setpoint | EN.EN3 Energy Sensor | [6 empty] | K5 | 0 | [10 empty] | No | No
MC202 | Charles Carter Building | C02b | Office |  | MC202-B09/K5 | Occupancy heating temperature setpoint | EN.EN3 Energy Sensor | [6 empty] | K5 | 0 | [10 empty] | No | No
MC202 | Charles Carter Building | C02a | Office |  | MC202-B09/K5 | Occupancy heating temperature setpoint | EN.EN3 Energy Sensor | [6 empty] | K5 | 0 | [10 empty] | No | No
MC202 | Charles Carter Building |  |  |  | MC202-B09/K17 | Supply fan minimum speed | EN.EN3 Energy Sensor | [6 empty] | K17 | 0 | [10 empty] | No | No
MC202 | Charles Carter Building | C02b | Office |  | MC202-B09/K17 | Supply fan minimum speed | EN.EN3 Energy Sensor | [6 empty] | K17 | 0 | [10 empty] | No | No
MC202 | Charles Carter Building | C02a | Office |  | MC202-B09/K17 | Supply fan minimum speed | EN.EN3 Energy Sensor | [6 empty] | K17 | 0 | [10 empty] | No | No
MC202 | Charles Carter Building |  |  |  | MC202-B09/K18 | Supply fan max speed | EN.EN3 Energy Sensor | [6 empty] | K18 | 0 | [10 empty] | No | No
MC202 | Charles Carter Building | C02b | Office |  | MC202-B09/K18 | Supply fan max speed | EN.EN3 Energy Sensor | [6 empty] | K18 | 0 | [10 empty] | No | No
MC202 | Charles Carter Building | C02a | Office |  | MC202-B09/K18 | Supply fan max speed | EN.EN3 Energy Sensor | [6 empty] | K18 | 0 | [10 empty] | No | No
MC202 | Charles Carter Building | C02b | Office |  | MC202-B09/K19 | Supply fan startup speed | EN.EN3 Energy Sensor | [6 empty] | K19 | 0 | [10 empty] | No | No
MC202 | Charles Carter Building | C02a | Office |  | MC202-B09/K19 | Supply fan startup speed | EN.EN3 Energy Sensor | [6 empty] | K19 | 0 | [10 empty] | No | No
MC202 | Charles Carter Building |  |  |  | MC202-B09/K19 | Supply fan startup speed | EN.EN3 Energy Sensor | [6 empty] | K19 | 0 | [10 empty] | No | No
MC202 | Charles Carter Building |  |  |  | MC202-B09/K2 | Unit freeze protection | EN.EN3 Energy Sensor | [6 empty] | K2 | 0 | [10 empty] | No | No
MC202 | Charles Carter Building | C02b | Office |  | MC202-B09/K2 | Unit freeze protection | EN.EN3 Energy Sensor | [6 empty] | K2 | 0 | [10 empty] | No | No
MC202 | Charles Carter Building | C02a | Office |  | MC202-B09/K2 | Unit freeze protection | EN.EN3 Energy Sensor | [6 empty] | K2 | 0 | [10 empty] | No | No
MC202 | Charles Carter Building | C02a | Office |  | MC202-B09/K20 | Extract fan startup speed | EN.EN3 Energy Sensor | [6 empty] | K20 | 0 | [10 empty] | No | No
MC202 | Charles Carter Building |  |  |  | MC202-B09/K20 | Extract fan startup speed | EN.EN3 Energy Sensor | [6 empty] | K20 | 0 | [10 empty] | No | No
MC202 | Charles Carter Building | C02b | Office |  | MC202-B09/K20 | Extract fan startup speed | EN.EN3 Energy Sensor | [6 empty] | K20 | 0 | [10 empty] | No | No
MC202 | Charles Carter Building |  |  |  | MC202-B09/K21 | Night time cooling supply fan speed | EN.EN3 Energy Sensor | [6 empty] | K21 | 0 | [10 empty] | No | No
MC202 | Charles Carter Building | C02b | Office |  | MC202-B09/K21 | Night time cooling supply fan speed | EN.EN3 Energy Sensor | [6 empty] | K21 | 0 | [10 empty] | No | No
MC202 | Charles Carter Building | C02a | Office |  | MC202-B09/K21 | Night time cooling supply fan speed | EN.EN3 Energy Sensor | [6 empty] | K21 | 0 | [10 empty] | No | No
MC202 | Charles Carter Building |  |  |  | MC202-B09/K10 | Extract fan min speed | EN.EN3 Energy Sensor | [6 empty] | K10 | 0 | [10 empty] | No | No
MC202 | Charles Carter Building | C02b | Office |  | MC202-B09/K10 | Extract fan min speed | EN.EN3 Energy Sensor | [6 empty] | K10 | 0 | [10 empty] | No | No
MC202 | Charles Carter Building | C02a | Office |  | MC202-B09/K10 | Extract fan min speed | EN.EN3 Energy Sensor | [6 empty] | K10 | 0 | [10 empty] | No | No
MC202 | Charles Carter Building |  |  |  | MC202-B09/K11 | Extract fan max speed | EN.EN3 Energy Sensor | [6 empty] | K11 | 0 | [10 empty] | No | No
MC202 | Charles Carter Building | C02b | Office |  | MC202-B09/K11 | Extract fan max speed | EN.EN3 Energy Sensor | [6 empty] | K11 | 0 | [10 empty] | No | No
MC202 | Charles Carter Building | C02a | Office |  | MC202-B09/K11 | Extract fan max speed | EN.EN3 Energy Sensor | [6 empty] | K11 | 0 | [10 empty] | No | No
MC202 | Charles Carter Building |  |  |  | MC202-B09/K12 | Spare | EN.EN3 Energy Sensor | [6 empty] | K12 | 0 | [10 empty] | No | No
MC202 | Charles Carter Building | C02b | Office |  | MC202-B09/K12 | Spare | EN.EN3 Energy Sensor | [6 empty] | K12 | 0 | [10 empty] | No | No
MC202 | Charles Carter Building | C02a | Office |  | MC202-B09/K12 | Spare | EN.EN3 Energy Sensor | [6 empty] | K12 | 0 | [10 empty] | No | No
MC202 | Charles Carter Building |  |  |  | MC202-B09/K14 | Occupancy CO2 level | EN.EN3 Energy Sensor | [6 empty] | K14 | 0 | [10 empty] | No | No
MC202 | Charles Carter Building | C02b | Office |  | MC202-B09/K14 | Occupancy CO2 level | EN.EN3 Energy Sensor | [6 empty] | K14 | 0 | [10 empty] | No | No
MC202 | Charles Carter Building | C02a | Office |  | MC202-B09/K14 | Occupancy CO2 level | EN.EN3 Energy Sensor | [6 empty] | K14 | 0 | [10 empty] | No | No
MC202 | Charles Carter Building |  |  |  | MC202-B09/K15 | Outside air night cooling level | EN.EN3 Energy Sensor | [6 empty] | K15 | 0 | [10 empty] | No | No
MC202 | Charles Carter Building | C02b | Office |  | MC202-B09/K15 | Outside air night cooling level | EN.EN3 Energy Sensor | [6 empty] | K15 | 0 | [10 empty] | No | No
MC202 | Charles Carter Building | C02a | Office |  | MC202-B09/K15 | Outside air night cooling level | EN.EN3 Energy Sensor | [6 empty] | K15 | 0 | [10 empty] | No | No
MC202 | Charles Carter Building |  |  |  | MC202-B09/K16 | Supply air high limit | EN.EN3 Energy Sensor | [6 empty] | K16 | 0 | [10 empty] | No | No
MC202 | Charles Carter Building | C02b | Office |  | MC202-B09/K16 | Supply air high limit | EN.EN3 Energy Sensor | [6 empty] | K16 | 0 | [10 empty] | No | No
MC202 | Charles Carter Building | C02a | Office |  | MC202-B09/K16 | Supply air high limit | EN.EN3 Energy Sensor | [6 empty] | K16 | 0 | [10 empty] | No | No
MC202 | Charles Carter Building |  |  |  | MC202-B09/I24 | Extract fan fault | EN.EN3 Energy Sensor | [6 empty] | I24 | 0 | [10 empty] | No | No
MC202 | Charles Carter Building | C02b | Office |  | MC202-B09/I24 | Extract fan fault | EN.EN3 Energy Sensor | [6 empty] | I24 | 0 | [10 empty] | No | No
MC202 | Charles Carter Building | C02a | Office |  | MC202-B09/I24 | Extract fan fault | EN.EN3 Energy Sensor | [6 empty] | I24 | 0 | [10 empty] | No | No
MC202 | Charles Carter Building |  |  |  | MC202-B09/I25 | Class vent enable | EN.EN3 Energy Sensor | [6 empty] | I25 | 0 | [10 empty] | No | No
MC202 | Charles Carter Building | C02b | Office |  | MC202-B09/I25 | Class vent enable | EN.EN3 Energy Sensor | [6 empty] | I25 | 0 | [10 empty] | No | No
MC202 | Charles Carter Building | C02a | Office |  | MC202-B09/I25 | Class vent enable | EN.EN3 Energy Sensor | [6 empty] | I25 | 0 | [10 empty] | No | No
MC202 | Charles Carter Building | C02a | Office |  | MC202-B09/I30 | Common fault signal | EN.EN3 Energy Sensor | [6 empty] | I30 | 0 | [10 empty] | No | No
MC202 | Charles Carter Building |  |  |  | MC202-B09/I30 | Common fault signal | EN.EN3 Energy Sensor | [6 empty] | I30 | 0 | [10 empty] | No | No
MC202 | Charles Carter Building | C02b | Office |  | MC202-B09/I30 | Common fault signal | EN.EN3 Energy Sensor | [6 empty] | I30 | 0 | [10 empty] | No | No
MC202 | Charles Carter Building |  |  |  | MC202-B09/I5 | On-Off selector | EN.EN3 Energy Sensor | [6 empty] | I5 | 0 | [10 empty] | No | No
MC202 | Charles Carter Building | C02b | Office |  | MC202-B09/I5 | On-Off selector | EN.EN3 Energy Sensor | [6 empty] | I5 | 0 | [10 empty] | No | No
MC202 | Charles Carter Building | C02a | Office |  | MC202-B09/I5 | On-Off selector | EN.EN3 Energy Sensor | [6 empty] | I5 | 0 | [10 empty] | No | No
MC202 | Charles Carter Building |  |  |  | MC202-B09/I6 | Frost thermostat trip | EN.EN3 Energy Sensor | [6 empty] | I6 | 0 | [10 empty] | No | No
MC202 | Charles Carter Building | C02b | Office |  | MC202-B09/I6 | Frost thermostat trip | EN.EN3 Energy Sensor | [6 empty] | I6 | 0 | [10 empty] | No | No
MC202 | Charles Carter Building | C02a | Office |  | MC202-B09/I6 | Frost thermostat trip | EN.EN3 Energy Sensor | [6 empty] | I6 | 0 | [10 empty] | No | No
MC202 | Charles Carter Building |  |  |  | MC202-B09/K1 | Spare | EN.EN3 Energy Sensor | [6 empty] | K1 | 0 | [10 empty] | No | No
MC202 | Charles Carter Building | C02b | Office |  | MC202-B09/K1 | Spare | EN.EN3 Energy Sensor | [6 empty] | K1 | 0 | [10 empty] | No | No
MC202 | Charles Carter Building | C02a | Office |  | MC202-B09/K1 | Spare | EN.EN3 Energy Sensor | [6 empty] | K1 | 0 | [10 empty] | No | No
MC202 | Charles Carter Building |  |  |  | MC202-B09/I18 | Auto boost mode | EN.EN3 Energy Sensor | [6 empty] | I18 | 0 | [10 empty] | No | No
MC202 | Charles Carter Building | C02b | Office |  | MC202-B09/I18 | Auto boost mode | EN.EN3 Energy Sensor | [6 empty] | I18 | 0 | [10 empty] | No | No
MC202 | Charles Carter Building | C02a | Office |  | MC202-B09/I18 | Auto boost mode | EN.EN3 Energy Sensor | [6 empty] | I18 | 0 | [10 empty] | No | No
MC202 | Charles Carter Building | C02a | Office |  | MC202-B09/I19 | Night cooling | EN.EN3 Energy Sensor | [6 empty] | I19 | 0 | [10 empty] | No | No
MC202 | Charles Carter Building |  |  |  | MC202-B09/I19 | Night cooling | EN.EN3 Energy Sensor | [6 empty] | I19 | 0 | [10 empty] | No | No
MC202 | Charles Carter Building | C02b | Office |  | MC202-B09/I19 | Night cooling | EN.EN3 Energy Sensor | [6 empty] | I19 | 0 | [10 empty] | No | No
MC202 | Charles Carter Building |  |  |  | MC202-B09/I20 | Full fresh air | EN.EN3 Energy Sensor | [6 empty] | I20 | 0 | [10 empty] | No | No
MC202 | Charles Carter Building | C02b | Office |  | MC202-B09/I20 | Full fresh air | EN.EN3 Energy Sensor | [6 empty] | I20 | 0 | [10 empty] | No | No
MC202 | Charles Carter Building | C02a | Office |  | MC202-B09/I20 | Full fresh air | EN.EN3 Energy Sensor | [6 empty] | I20 | 0 | [10 empty] | No | No
MC202 | Charles Carter Building |  |  |  | MC202-B09/I21 | Open bypass damper | EN.EN3 Energy Sensor | [6 empty] | I21 | 0 | [10 empty] | No | No
MC202 | Charles Carter Building | C02b | Office |  | MC202-B09/I21 | Open bypass damper | EN.EN3 Energy Sensor | [6 empty] | I21 | 0 | [10 empty] | No | No
MC202 | Charles Carter Building | C02a | Office |  | MC202-B09/I21 | Open bypass damper | EN.EN3 Energy Sensor | [6 empty] | I21 | 0 | [10 empty] | No | No
MC202 | Charles Carter Building |  |  |  | MC202-B09/I22 | Unit freeze protection | EN.EN3 Energy Sensor | [6 empty] | I22 | 0 | [10 empty] | No | No
MC202 | Charles Carter Building | C02b | Office |  | MC202-B09/I22 | Unit freeze protection | EN.EN3 Energy Sensor | [6 empty] | I22 | 0 | [10 empty] | No | No
MC202 | Charles Carter Building | C02a | Office |  | MC202-B09/I22 | Unit freeze protection | EN.EN3 Energy Sensor | [6 empty] | I22 | 0 | [10 empty] | No | No
MC202 | Charles Carter Building |  |  |  | MC202-B09/I23 | Supply fan fault | EN.EN3 Energy Sensor | [6 empty] | I23 | 0 | [10 empty] | No | No
MC202 | Charles Carter Building | C02b | Office |  | MC202-B09/I23 | Supply fan fault | EN.EN3 Energy Sensor | [6 empty] | I23 | 0 | [10 empty] | No | No
MC202 | Charles Carter Building | C02a | Office |  | MC202-B09/I23 | Supply fan fault | EN.EN3 Energy Sensor | [6 empty] | I23 | 0 | [10 empty] | No | No
MC202 | Charles Carter Building | C02b | Office |  | MC202-B09/I12 | Supply fan inverter status | EN.EN3 Energy Sensor | [6 empty] | I12 | 0 | [10 empty] | No | No
MC202 | Charles Carter Building | C02a | Office |  | MC202-B09/I12 | Supply fan inverter status | EN.EN3 Energy Sensor | [6 empty] | I12 | 0 | [10 empty] | No | No
MC202 | Charles Carter Building |  |  |  | MC202-B09/I12 | Supply fan inverter status | EN.EN3 Energy Sensor | [6 empty] | I12 | 0 | [10 empty] | No | No
MC202 | Charles Carter Building |  |  |  | MC202-B09/I13 | Extract fan inverter status | EN.EN3 Energy Sensor | [6 empty] | I13 | 0 | [10 empty] | No | No
MC202 | Charles Carter Building | C02b | Office |  | MC202-B09/I13 | Extract fan inverter status | EN.EN3 Energy Sensor | [6 empty] | I13 | 0 | [10 empty] | No | No
MC202 | Charles Carter Building | C02a | Office |  | MC202-B09/I13 | Extract fan inverter status | EN.EN3 Energy Sensor | [6 empty] | I13 | 0 | [10 empty] | No | No
MC202 | Charles Carter Building |  |  |  | MC202-B09/I14 | Condensate pump alarm | EN.EN3 Energy Sensor | [6 empty] | I14 | 0 | [10 empty] | No | No
MC202 | Charles Carter Building | C02b | Office |  | MC202-B09/I14 | Condensate pump alarm | EN.EN3 Energy Sensor | [6 empty] | I14 | 0 | [10 empty] | No | No
MC202 | Charles Carter Building | C02a | Office |  | MC202-B09/I14 | Condensate pump alarm | EN.EN3 Energy Sensor | [6 empty] | I14 | 0 | [10 empty] | No | No
MC202 | Charles Carter Building |  |  |  | MC202-B09/I15 | Unit occupancy | EN.EN3 Energy Sensor | [6 empty] | I15 | 0 | [10 empty] | No | No
MC202 | Charles Carter Building | C02b | Office |  | MC202-B09/I15 | Unit occupancy | EN.EN3 Energy Sensor | [6 empty] | I15 | 0 | [10 empty] | No | No
MC202 | Charles Carter Building | C02a | Office |  | MC202-B09/I15 | Unit occupancy | EN.EN3 Energy Sensor | [6 empty] | I15 | 0 | [10 empty] | No | No
MC202 | Charles Carter Building |  |  |  | MC202-B09/I16 | Room frost protection | EN.EN3 Energy Sensor | [6 empty] | I16 | 0 | [10 empty] | No | No
MC202 | Charles Carter Building | C02b | Office |  | MC202-B09/I16 | Room frost protection | EN.EN3 Energy Sensor | [6 empty] | I16 | 0 | [10 empty] | No | No
MC202 | Charles Carter Building | C02a | Office |  | MC202-B09/I16 | Room frost protection | EN.EN3 Energy Sensor | [6 empty] | I16 | 0 | [10 empty] | No | No
MC202 | Charles Carter Building |  |  |  | MC202-B09/I17 | Staff boost mode | EN.EN3 Energy Sensor | [6 empty] | I17 | 0 | [10 empty] | No | No
MC202 | Charles Carter Building | C02b | Office |  | MC202-B09/I17 | Staff boost mode | EN.EN3 Energy Sensor | [6 empty] | I17 | 0 | [10 empty] | No | No
MC202 | Charles Carter Building | C02a | Office |  | MC202-B09/I17 | Staff boost mode | EN.EN3 Energy Sensor | [6 empty] | I17 | 0 | [10 empty] | No | No
MC202 | Charles Carter Building |  |  |  | MC202-B09/G6 | Class vent required | EN.EN3 Energy Sensor | [6 empty] | G6 | 0 | [10 empty] | No | No
MC202 | Charles Carter Building |  |  |  | MC202-B09/G7 | Logic 7 | EN.EN3 Energy Sensor | [6 empty] | G7 | 0 | [10 empty] | No | No
MC202 | Charles Carter Building |  |  |  | MC202-B09/G8 | Logic 8 | EN.EN3 Energy Sensor | [6 empty] | G8 | 0 | [10 empty] | No | No
MC202 | Charles Carter Building |  |  |  | MC202-B09/G9 | Class vent enable | EN.EN3 Energy Sensor | [6 empty] | G9 | 0 | [10 empty] | No | No
MC202 | Charles Carter Building |  |  |  | MC202-B09/I1 | Forced Cooling Required | EN.EN3 Energy Sensor | [6 empty] | I1 | 0 | [10 empty] | No | No
MC202 | Charles Carter Building | C02b | Office |  | MC202-B09/I1 | Forced Cooling Required | EN.EN3 Energy Sensor | [6 empty] | I1 | 0 | [10 empty] | No | No
MC202 | Charles Carter Building | C02a | Office |  | MC202-B09/I1 | Forced Cooling Required | EN.EN3 Energy Sensor | [6 empty] | I1 | 0 | [10 empty] | No | No
MC202 | Charles Carter Building | C02a | Office |  | MC202-B09/I11 | Filter dirty | EN.EN3 Energy Sensor | [6 empty] | I11 | 0 | [10 empty] | No | No
MC202 | Charles Carter Building |  |  |  | MC202-B09/I11 | Filter dirty | EN.EN3 Energy Sensor | [6 empty] | I11 | 0 | [10 empty] | No | No
MC202 | Charles Carter Building | C02b | Office |  | MC202-B09/I11 | Filter dirty | EN.EN3 Energy Sensor | [6 empty] | I11 | 0 | [10 empty] | No | No
MC202 | Charles Carter Building |  |  |  | MC202-B09/G35 | Remote night cooling available | EN.EN3 Energy Sensor | [6 empty] | G35 | 0 | [10 empty] | No | No
MC202 | Charles Carter Building |  |  |  | MC202-B09/G36 | Logic 36 | EN.EN3 Energy Sensor | [6 empty] | G36 | 0 | [10 empty] | No | No
MC202 | Charles Carter Building |  |  |  | MC202-B09/G37 | Logic 37 | EN.EN3 Energy Sensor | [6 empty] | G37 | 0 | [10 empty] | No | No
MC202 | Charles Carter Building |  |  |  | MC202-B09/G38 | Logic 38 | EN.EN3 Energy Sensor | [6 empty] | G38 | 0 | [10 empty] | No | No
MC202 | Charles Carter Building |  |  |  | MC202-B09/G4 | Logic 4 | EN.EN3 Energy Sensor | [6 empty] | G4 | 0 | [10 empty] | No | No
MC202 | Charles Carter Building |  |  |  | MC202-B09/G5 | Timeclock enable | EN.EN3 Energy Sensor | [6 empty] | G5 | 0 | [10 empty] | No | No
MC202 | Charles Carter Building |  |  |  | MC202-B09/G3 | Logic 3 | EN.EN3 Energy Sensor | [6 empty] | G3 | 0 | [10 empty] | No | No
MC202 | Charles Carter Building |  |  |  | MC202-B09/G30 | Logic 30 | EN.EN3 Energy Sensor | [6 empty] | G30 | 0 | [10 empty] | No | No
MC202 | Charles Carter Building |  |  |  | MC202-B09/G31 | Logic 31 | EN.EN3 Energy Sensor | [6 empty] | G31 | 0 | [10 empty] | No | No
MC202 | Charles Carter Building |  |  |  | MC202-B09/G32 | Logic 32 | EN.EN3 Energy Sensor | [6 empty] | G32 | 0 | [10 empty] | No | No
MC202 | Charles Carter Building |  |  |  | MC202-B09/G33 | Logic 33 | EN.EN3 Energy Sensor | [6 empty] | G33 | 0 | [10 empty] | No | No
MC202 | Charles Carter Building |  |  |  | MC202-B09/G34 | Logic 34 | EN.EN3 Energy Sensor | [6 empty] | G34 | 0 | [10 empty] | No | No
MC202 | Charles Carter Building |  |  |  | MC202-B09/G24 | Bypass damper control | EN.EN3 Energy Sensor | [6 empty] | G24 | 0 | [10 empty] | No | No
MC202 | Charles Carter Building |  |  |  | MC202-B09/G25 | Logic 25 | EN.EN3 Energy Sensor | [6 empty] | G25 | 0 | [10 empty] | No | No
MC202 | Charles Carter Building |  |  |  | MC202-B09/G26 | Supply fan max speed | EN.EN3 Energy Sensor | [6 empty] | G26 | 0 | [10 empty] | No | No
MC202 | Charles Carter Building |  |  |  | MC202-B09/G27 | Logic 27 | EN.EN3 Energy Sensor | [6 empty] | G27 | 0 | [10 empty] | No | No
MC202 | Charles Carter Building |  |  |  | MC202-B09/G28 | Logic 28 | EN.EN3 Energy Sensor | [6 empty] | G28 | 0 | [10 empty] | No | No
MC202 | Charles Carter Building |  |  |  | MC202-B09/G29 | Logic 29 | EN.EN3 Energy Sensor | [6 empty] | G29 | 0 | [10 empty] | No | No
MC202 | Charles Carter Building |  |  |  | MC202-B09/G19 | Logic 19 | EN.EN3 Energy Sensor | [6 empty] | G19 | 0 | [10 empty] | No | No
MC202 | Charles Carter Building |  |  |  | MC202-B09/G2 | Logic 2 | EN.EN3 Energy Sensor | [6 empty] | G2 | 0 | [10 empty] | No | No
MC202 | Charles Carter Building |  |  |  | MC202-B09/G20 | Logic 20 | EN.EN3 Energy Sensor | [6 empty] | G20 | 0 | [10 empty] | No | No
MC202 | Charles Carter Building |  |  |  | MC202-B09/G21 | Logic 21 | EN.EN3 Energy Sensor | [6 empty] | G21 | 0 | [10 empty] | No | No
MC202 | Charles Carter Building |  |  |  | MC202-B09/G22 | Logic 22 | EN.EN3 Energy Sensor | [6 empty] | G22 | 0 | [10 empty] | No | No
MC202 | Charles Carter Building |  |  |  | MC202-B09/G23 | Logic 23 | EN.EN3 Energy Sensor | [6 empty] | G23 | 0 | [10 empty] | No | No
MC202 | Charles Carter Building |  |  |  | MC202-B09/G13 | Logic 13 | EN.EN3 Energy Sensor | [6 empty] | G13 | 0 | [10 empty] | No | No
MC202 | Charles Carter Building |  |  |  | MC202-B09/G14 | Boost mode | EN.EN3 Energy Sensor | [6 empty] | G14 | 0 | [10 empty] | No | No
MC202 | Charles Carter Building |  |  |  | MC202-B09/G15 | Logic 15 | EN.EN3 Energy Sensor | [6 empty] | G15 | 0 | [10 empty] | No | No
MC202 | Charles Carter Building |  |  |  | MC202-B09/G16 | Logic 16 | EN.EN3 Energy Sensor | [6 empty] | G16 | 0 | [10 empty] | No | No
MC202 | Charles Carter Building |  |  |  | MC202-B09/G17 | Occ Htg SP Achieved [Full FA] | EN.EN3 Energy Sensor | [6 empty] | G17 | 0 | [10 empty] | No | No
MC202 | Charles Carter Building |  |  |  | MC202-B09/G18 | Logic 18 | EN.EN3 Energy Sensor | [6 empty] | G18 | 0 | [10 empty] | No | No
MC202 | Charles Carter Building |  |  |  | MC202-B09/F8 | Fan speed (heating) | EN.EN3 Energy Sensor | [6 empty] | F8 | 0 | [10 empty] | No | No
MC202 | Charles Carter Building |  |  |  | MC202-B09/F9 | Function 9 | EN.EN3 Energy Sensor | [6 empty] | F9 | 0 | [10 empty] | No | No
MC202 | Charles Carter Building |  |  |  | MC202-B09/G1 | Logic 1 | EN.EN3 Energy Sensor | [6 empty] | G1 | 0 | [10 empty] | No | No
MC202 | Charles Carter Building |  |  |  | MC202-B09/G10 | Logic 10 | EN.EN3 Energy Sensor | [6 empty] | G10 | 0 | [10 empty] | No | No
MC202 | Charles Carter Building |  |  |  | MC202-B09/G11 | Logic 11 | EN.EN3 Energy Sensor | [6 empty] | G11 | 0 | [10 empty] | No | No
MC202 | Charles Carter Building |  |  |  | MC202-B09/G12 | Logic 12 | EN.EN3 Energy Sensor | [6 empty] | G12 | 0 | [10 empty] | No | No
MC202 | Charles Carter Building |  |  |  | MC202-B09/F44 | Function 44 | EN.EN3 Energy Sensor | [6 empty] | F44 | 0 | [10 empty] | No | No
MC202 | Charles Carter Building |  |  |  | MC202-B09/F45 | Function 45 | EN.EN3 Energy Sensor | [6 empty] | F45 | 0 | [10 empty] | No | No
MC202 | Charles Carter Building |  |  |  | MC202-B09/F47 | Function 47 | EN.EN3 Energy Sensor | [6 empty] | F47 | 0 | [10 empty] | No | No
MC202 | Charles Carter Building |  |  |  | MC202-B09/F48 | Function 48 | EN.EN3 Energy Sensor | [6 empty] | F48 | 0 | [10 empty] | No | No
MC202 | Charles Carter Building |  |  |  | MC202-B09/F6 | Function 6 | EN.EN3 Energy Sensor | [6 empty] | F6 | 0 | [10 empty] | No | No
MC202 | Charles Carter Building |  |  |  | MC202-B09/F7 | Function 7 | EN.EN3 Energy Sensor | [6 empty] | F7 | 0 | [10 empty] | No | No
MC202 | Charles Carter Building |  |  |  | MC202-B09/F39 | Extract fan speed | EN.EN3 Energy Sensor | [6 empty] | F39 | 0 | [10 empty] | No | No
MC202 | Charles Carter Building |  |  |  | MC202-B09/F4 | Function 4 | EN.EN3 Energy Sensor | [6 empty] | F4 | 0 | [10 empty] | No | No
MC202 | Charles Carter Building |  |  |  | MC202-B09/F40 | Function 40 | EN.EN3 Energy Sensor | [6 empty] | F40 | 0 | [10 empty] | No | No
MC202 | Charles Carter Building |  |  |  | MC202-B09/F41 | Function 41 | EN.EN3 Energy Sensor | [6 empty] | F41 | 0 | [10 empty] | No | No
MC202 | Charles Carter Building |  |  |  | MC202-B09/F42 | Function 42 | EN.EN3 Energy Sensor | [6 empty] | F42 | 0 | [10 empty] | No | No
MC202 | Charles Carter Building |  |  |  | MC202-B09/F43 | Function 43 | EN.EN3 Energy Sensor | [6 empty] | F43 | 0 | [10 empty] | No | No
MC202 | Charles Carter Building |  |  |  | MC202-B09/F33 | Function 33 | EN.EN3 Energy Sensor | [6 empty] | F33 | 0 | [10 empty] | No | No
MC202 | Charles Carter Building |  |  |  | MC202-B09/F34 | Function 34 | EN.EN3 Energy Sensor | [6 empty] | F34 | 0 | [10 empty] | No | No
MC202 | Charles Carter Building |  |  |  | MC202-B09/F35 | Function 35 | EN.EN3 Energy Sensor | [6 empty] | F35 | 0 | [10 empty] | No | No
MC202 | Charles Carter Building |  |  |  | MC202-B09/F36 | Function 36 | EN.EN3 Energy Sensor | [6 empty] | F36 | 0 | [10 empty] | No | No
MC202 | Charles Carter Building |  |  |  | MC202-B09/F37 | Function 37 | EN.EN3 Energy Sensor | [6 empty] | F37 | 0 | [10 empty] | No | No
MC202 | Charles Carter Building |  |  |  | MC202-B09/F38 | Function 38 | EN.EN3 Energy Sensor | [6 empty] | F38 | 0 | [10 empty] | No | No
MC202 | Charles Carter Building |  |  |  | MC202-B09/F28 | Function 28 | EN.EN3 Energy Sensor | [6 empty] | F28 | 0 | [10 empty] | No | No
MC202 | Charles Carter Building |  |  |  | MC202-B09/F29 | Full Fresh Air [Clg] | EN.EN3 Energy Sensor | [6 empty] | F29 | 0 | [10 empty] | No | No
MC202 | Charles Carter Building |  |  |  | MC202-B09/F3 | Function 3 | EN.EN3 Energy Sensor | [6 empty] | F3 | 0 | [10 empty] | No | No
MC202 | Charles Carter Building |  |  |  | MC202-B09/F30 | Function 30 | EN.EN3 Energy Sensor | [6 empty] | F30 | 0 | [10 empty] | No | No
MC202 | Charles Carter Building |  |  |  | MC202-B09/F31 | Function 31 | EN.EN3 Energy Sensor | [6 empty] | F31 | 0 | [10 empty] | No | No
MC202 | Charles Carter Building |  |  |  | MC202-B09/F32 | Function 32 | EN.EN3 Energy Sensor | [6 empty] | F32 | 0 | [10 empty] | No | No
MC202 | Charles Carter Building |  |  |  | MC202-B09/F22 | Function 22 | EN.EN3 Energy Sensor | [6 empty] | F22 | 0 | [10 empty] | No | No
MC202 | Charles Carter Building |  |  |  | MC202-B09/F23 | Function 23 | EN.EN3 Energy Sensor | [6 empty] | F23 | 0 | [10 empty] | No | No
MC202 | Charles Carter Building |  |  |  | MC202-B09/F24 | Function 24 | EN.EN3 Energy Sensor | [6 empty] | F24 | 0 | [10 empty] | No | No
MC202 | Charles Carter Building |  |  |  | MC202-B09/F25 | Function 25 | EN.EN3 Energy Sensor | [6 empty] | F25 | 0 | [10 empty] | No | No
MC202 | Charles Carter Building |  |  |  | MC202-B09/F26 | Function 26 | EN.EN3 Energy Sensor | [6 empty] | F26 | 0 | [10 empty] | No | No
MC202 | Charles Carter Building |  |  |  | MC202-B09/F27 | Function 27 | EN.EN3 Energy Sensor | [6 empty] | F27 | 0 | [10 empty] | No | No
MC202 | Charles Carter Building |  |  |  | MC202-B09/F17 | Function 17 | EN.EN3 Energy Sensor | [6 empty] | F17 | 0 | [10 empty] | No | No
MC202 | Charles Carter Building |  |  |  | MC202-B09/F18 | Function 18 | EN.EN3 Energy Sensor | [6 empty] | F18 | 0 | [10 empty] | No | No
MC202 | Charles Carter Building |  |  |  | MC202-B09/F19 | Supply fan speed | EN.EN3 Energy Sensor | [6 empty] | F19 | 0 | [10 empty] | No | No
MC202 | Charles Carter Building |  |  |  | MC202-B09/F2 | Function 2 | EN.EN3 Energy Sensor | [6 empty] | F2 | 0 | [10 empty] | No | No
MC202 | Charles Carter Building |  |  |  | MC202-B09/F20 | Function 20 | EN.EN3 Energy Sensor | [6 empty] | F20 | 0 | [10 empty] | No | No
MC202 | Charles Carter Building |  |  |  | MC202-B09/F21 | Function 21 | EN.EN3 Energy Sensor | [6 empty] | F21 | 0 | [10 empty] | No | No
MC202 | Charles Carter Building |  |  |  | MC202-B09/F11 | Function 11 | EN.EN3 Energy Sensor | [6 empty] | F11 | 0 | [10 empty] | No | No
MC202 | Charles Carter Building |  |  |  | MC202-B09/F12 | Function 12 | EN.EN3 Energy Sensor | [6 empty] | F12 | 0 | [10 empty] | No | No
MC202 | Charles Carter Building |  |  |  | MC202-B09/F13 | Function 13 | EN.EN3 Energy Sensor | [6 empty] | F13 | 0 | [10 empty] | No | No
MC202 | Charles Carter Building |  |  |  | MC202-B09/F14 | Auto boost setpoint exceeded | EN.EN3 Energy Sensor | [6 empty] | F14 | 0 | [10 empty] | No | No
MC202 | Charles Carter Building |  |  |  | MC202-B09/F15 | Function 15 | EN.EN3 Energy Sensor | [6 empty] | F15 | 0 | [10 empty] | No | No
MC202 | Charles Carter Building |  |  |  | MC202-B09/F16 | Function 16 | EN.EN3 Energy Sensor | [6 empty] | F16 | 0 | [10 empty] | No | No
MC202 | Charles Carter Building |  |  |  | MC202-B09/D4 | Heating valve | EN.EN3 Energy Sensor | [6 empty] | D4 | 0 | [10 empty] | No | No
MC202 | Charles Carter Building | C02b | Office |  | MC202-B09/D4 | Heating valve | EN.EN3 Energy Sensor | [6 empty] | D4 | 0 | [10 empty] | No | No
MC202 | Charles Carter Building | C02a | Office |  | MC202-B09/D4 | Heating valve | EN.EN3 Energy Sensor | [6 empty] | D4 | 0 | [10 empty] | No | No
MC202 | Charles Carter Building |  |  |  | MC202-B09/D5 | Supply fan speed | EN.EN3 Energy Sensor | [6 empty] | D5 | 0 | [10 empty] | No | No
MC202 | Charles Carter Building | C02b | Office |  | MC202-B09/D5 | Supply fan speed | EN.EN3 Energy Sensor | [6 empty] | D5 | 0 | [10 empty] | No | No
MC202 | Charles Carter Building | C02a | Office |  | MC202-B09/D5 | Supply fan speed | EN.EN3 Energy Sensor | [6 empty] | D5 | 0 | [10 empty] | No | No
MC202 | Charles Carter Building |  |  |  | MC202-B09/D6 | Extract fan speed | EN.EN3 Energy Sensor | [6 empty] | D6 | 0 | [10 empty] | No | No
MC202 | Charles Carter Building | C02b | Office |  | MC202-B09/D6 | Extract fan speed | EN.EN3 Energy Sensor | [6 empty] | D6 | 0 | [10 empty] | No | No
MC202 | Charles Carter Building | C02a | Office |  | MC202-B09/D6 | Extract fan speed | EN.EN3 Energy Sensor | [6 empty] | D6 | 0 | [10 empty] | No | No
MC202 | Charles Carter Building |  |  |  | MC202-B09/e1 | 963 Supervisor | EN.EN3 Energy Sensor | [6 empty] | e1 | 0 | [10 empty] | No | No
MC202 | Charles Carter Building |  |  |  | MC202-B09/F1 | Function 1 | EN.EN3 Energy Sensor | [6 empty] | F1 | 0 | [10 empty] | No | No
MC202 | Charles Carter Building |  |  |  | MC202-B09/F10 | Function 10 | EN.EN3 Energy Sensor | [6 empty] | F10 | 0 | [10 empty] | No | No
MC202 | Charles Carter Building |  |  |  | MC202-B09/A14 | Outside air temperature | EN.EN3 Energy Sensor | [6 empty] | A14 | 0 | [10 empty] | No | No
MC202 | Charles Carter Building |  |  |  | MC202-B09/B1 | Frost from MCP | EN.EN3 Energy Sensor | [6 empty] | B1 | 0 | [10 empty] | No | No
MC202 | Charles Carter Building |  |  |  | MC202-B09/B2 | Remote signals | EN.EN3 Energy Sensor | [6 empty] | B2 | 0 | [10 empty] | No | No
MC202 | Charles Carter Building |  |  |  | MC202-B09/C1 | Virtual CNC 1 | EN.EN3 Energy Sensor | [6 empty] | C1 | 0 | [10 empty] | No | No
MC202 | Charles Carter Building | C02b | Office |  | MC202-B09/D1 | Unit enable and fresh air damper | EN.EN3 Energy Sensor | [6 empty] | D1 | 0 | [10 empty] | No | No
MC202 | Charles Carter Building | C02a | Office |  | MC202-B09/D1 | Unit enable and fresh air damper | EN.EN3 Energy Sensor | [6 empty] | D1 | 0 | [10 empty] | No | No
MC202 | Charles Carter Building |  |  |  | MC202-B09/D1 | Unit enable and fresh air damper | EN.EN3 Energy Sensor | [6 empty] | D1 | 0 | [10 empty] | No | No
MC202 | Charles Carter Building |  |  |  | MC202-B09/D2 | Bypass damper | EN.EN3 Energy Sensor | [6 empty] | D2 | 0 | [10 empty] | No | No
MC202 | Charles Carter Building | C02b | Office |  | MC202-B09/D2 | Bypass damper | EN.EN3 Energy Sensor | [6 empty] | D2 | 0 | [10 empty] | No | No
MC202 | Charles Carter Building | C02a | Office |  | MC202-B09/D2 | Bypass damper | EN.EN3 Energy Sensor | [6 empty] | D2 | 0 | [10 empty] | No | No
MC202 | Charles Carter Building |  |  |  | MC202-B09/~59 |  | EN.EN3 Energy Sensor | [6 empty] | ~59 | 0 | [10 empty] | No | No
MC202 | Charles Carter Building |  |  |  | MC202-B09/~6 |  | EN.EN3 Energy Sensor | [6 empty] | ~6 | 0 | [10 empty] | No | No
MC202 | Charles Carter Building |  |  |  | MC202-B09/~60 |  | EN.EN3 Energy Sensor | [6 empty] | ~60 | 0 | [10 empty] | No | No
MC202 | Charles Carter Building |  |  |  | MC202-B09/~7 |  | EN.EN3 Energy Sensor | [6 empty] | ~7 | 0 | [10 empty] | No | No
MC202 | Charles Carter Building |  |  |  | MC202-B09/~8 |  | EN.EN3 Energy Sensor | [6 empty] | ~8 | 0 | [10 empty] | No | No
MC202 | Charles Carter Building |  |  |  | MC202-B09/~9 |  | EN.EN3 Energy Sensor | [6 empty] | ~9 | 0 | [10 empty] | No | No
MC202 | Charles Carter Building |  |  |  | MC202-B09/~53 | Adjustments (night cool knobs) | EN.EN3 Energy Sensor | [6 empty] | ~53 | 0 | [10 empty] | No | No
MC202 | Charles Carter Building |  |  |  | MC202-B09/~54 |  | EN.EN3 Energy Sensor | [6 empty] | ~54 | 0 | [10 empty] | No | No
MC202 | Charles Carter Building |  |  |  | MC202-B09/~55 | Adjustments | EN.EN3 Energy Sensor | [6 empty] | ~55 | 0 | [10 empty] | No | No
MC202 | Charles Carter Building |  |  |  | MC202-B09/~56 | Knobs | EN.EN3 Energy Sensor | [6 empty] | ~56 | 0 | [10 empty] | No | No
MC202 | Charles Carter Building |  |  |  | MC202-B09/~57 | Switches | EN.EN3 Energy Sensor | [6 empty] | ~57 | 0 | [10 empty] | No | No
MC202 | Charles Carter Building |  |  |  | MC202-B09/~58 |  | EN.EN3 Energy Sensor | [6 empty] | ~58 | 0 | [10 empty] | No | No
MC202 | Charles Carter Building |  |  |  | MC202-B09/~48 |  | EN.EN3 Energy Sensor | [6 empty] | ~48 | 0 | [10 empty] | No | No
MC202 | Charles Carter Building |  |  |  | MC202-B09/~49 |  | EN.EN3 Energy Sensor | [6 empty] | ~49 | 0 | [10 empty] | No | No
MC202 | Charles Carter Building |  |  |  | MC202-B09/~5 |  | EN.EN3 Energy Sensor | [6 empty] | ~5 | 0 | [10 empty] | No | No
MC202 | Charles Carter Building |  |  |  | MC202-B09/~50 |  | EN.EN3 Energy Sensor | [6 empty] | ~50 | 0 | [10 empty] | No | No
MC202 | Charles Carter Building |  |  |  | MC202-B09/~51 |  | EN.EN3 Energy Sensor | [6 empty] | ~51 | 0 | [10 empty] | No | No
MC202 | Charles Carter Building |  |  |  | MC202-B09/~52 |  | EN.EN3 Energy Sensor | [6 empty] | ~52 | 0 | [10 empty] | No | No
MC202 | Charles Carter Building |  |  |  | MC202-B09/~42 |  | EN.EN3 Energy Sensor | [6 empty] | ~42 | 0 | [10 empty] | No | No
MC202 | Charles Carter Building |  |  |  | MC202-B09/~43 |  | EN.EN3 Energy Sensor | [6 empty] | ~43 | 0 | [10 empty] | No | No
MC202 | Charles Carter Building |  |  |  | MC202-B09/~44 |  | EN.EN3 Energy Sensor | [6 empty] | ~44 | 0 | [10 empty] | No | No
MC202 | Charles Carter Building |  |  |  | MC202-B09/~45 |  | EN.EN3 Energy Sensor | [6 empty] | ~45 | 0 | [10 empty] | No | No
MC202 | Charles Carter Building |  |  |  | MC202-B09/~46 | Adjustments (knobs) | EN.EN3 Energy Sensor | [6 empty] | ~46 | 0 | [10 empty] | No | No
MC202 | Charles Carter Building |  |  |  | MC202-B09/~47 | Adjustments (switches) | EN.EN3 Energy Sensor | [6 empty] | ~47 | 0 | [10 empty] | No | No
MC202 | Charles Carter Building |  |  |  | MC202-B09/~37 |  | EN.EN3 Energy Sensor | [6 empty] | ~37 | 0 | [10 empty] | No | No
MC202 | Charles Carter Building |  |  |  | MC202-B09/~38 |  | EN.EN3 Energy Sensor | [6 empty] | ~38 | 0 | [10 empty] | No | No
MC202 | Charles Carter Building |  |  |  | MC202-B09/~39 |  | EN.EN3 Energy Sensor | [6 empty] | ~39 | 0 | [10 empty] | No | No
MC202 | Charles Carter Building |  |  |  | MC202-B09/~4 |  | EN.EN3 Energy Sensor | [6 empty] | ~4 | 0 | [10 empty] | No | No
MC202 | Charles Carter Building |  |  |  | MC202-B09/~40 |  | EN.EN3 Energy Sensor | [6 empty] | ~40 | 0 | [10 empty] | No | No
MC202 | Charles Carter Building |  |  |  | MC202-B09/~41 |  | EN.EN3 Energy Sensor | [6 empty] | ~41 | 0 | [10 empty] | No | No
MC202 | Charles Carter Building |  |  |  | MC202-B09/~31 |  | EN.EN3 Energy Sensor | [6 empty] | ~31 | 0 | [10 empty] | No | No
MC202 | Charles Carter Building |  |  |  | MC202-B09/~32 |  | EN.EN3 Energy Sensor | [6 empty] | ~32 | 0 | [10 empty] | No | No
MC202 | Charles Carter Building |  |  |  | MC202-B09/~33 |  | EN.EN3 Energy Sensor | [6 empty] | ~33 | 0 | [10 empty] | No | No
MC202 | Charles Carter Building |  |  |  | MC202-B09/~34 |  | EN.EN3 Energy Sensor | [6 empty] | ~34 | 0 | [10 empty] | No | No
MC202 | Charles Carter Building |  |  |  | MC202-B09/~35 |  | EN.EN3 Energy Sensor | [6 empty] | ~35 | 0 | [10 empty] | No | No
MC202 | Charles Carter Building |  |  |  | MC202-B09/~36 |  | EN.EN3 Energy Sensor | [6 empty] | ~36 | 0 | [10 empty] | No | No
MC202 | Charles Carter Building |  |  |  | MC202-B09/~26 |  | EN.EN3 Energy Sensor | [6 empty] | ~26 | 0 | [10 empty] | No | No
MC202 | Charles Carter Building |  |  |  | MC202-B09/~27 |  | EN.EN3 Energy Sensor | [6 empty] | ~27 | 0 | [10 empty] | No | No
MC202 | Charles Carter Building |  |  |  | MC202-B09/~28 |  | EN.EN3 Energy Sensor | [6 empty] | ~28 | 0 | [10 empty] | No | No
MC202 | Charles Carter Building |  |  |  | MC202-B09/~29 |  | EN.EN3 Energy Sensor | [6 empty] | ~29 | 0 | [10 empty] | No | No
MC202 | Charles Carter Building |  |  |  | MC202-B09/~3 |  | EN.EN3 Energy Sensor | [6 empty] | ~3 | 0 | [10 empty] | No | No
MC202 | Charles Carter Building |  |  |  | MC202-B09/~30 |  | EN.EN3 Energy Sensor | [6 empty] | ~30 | 0 | [10 empty] | No | No
MC202 | Charles Carter Building |  |  |  | MC202-B09/~20 |  | EN.EN3 Energy Sensor | [6 empty] | ~20 | 0 | [10 empty] | No | No
MC202 | Charles Carter Building |  |  |  | MC202-B09/~21 |  | EN.EN3 Energy Sensor | [6 empty] | ~21 | 0 | [10 empty] | No | No
MC202 | Charles Carter Building |  |  |  | MC202-B09/~22 |  | EN.EN3 Energy Sensor | [6 empty] | ~22 | 0 | [10 empty] | No | No
MC202 | Charles Carter Building |  |  |  | MC202-B09/~23 |  | EN.EN3 Energy Sensor | [6 empty] | ~23 | 0 | [10 empty] | No | No
MC202 | Charles Carter Building |  |  |  | MC202-B09/~24 |  | EN.EN3 Energy Sensor | [6 empty] | ~24 | 0 | [10 empty] | No | No
MC202 | Charles Carter Building |  |  |  | MC202-B09/~25 |  | EN.EN3 Energy Sensor | [6 empty] | ~25 | 0 | [10 empty] | No | No
MC202 | Charles Carter Building |  |  |  | MC202-B09/~15 |  | EN.EN3 Energy Sensor | [6 empty] | ~15 | 0 | [10 empty] | No | No
MC202 | Charles Carter Building |  |  |  | MC202-B09/~16 |  | EN.EN3 Energy Sensor | [6 empty] | ~16 | 0 | [10 empty] | No | No
MC202 | Charles Carter Building |  |  |  | MC202-B09/~17 |  | EN.EN3 Energy Sensor | [6 empty] | ~17 | 0 | [10 empty] | No | No
MC202 | Charles Carter Building |  |  |  | MC202-B09/~18 |  | EN.EN3 Energy Sensor | [6 empty] | ~18 | 0 | [10 empty] | No | No
MC202 | Charles Carter Building |  |  |  | MC202-B09/~19 |  | EN.EN3 Energy Sensor | [6 empty] | ~19 | 0 | [10 empty] | No | No
MC202 | Charles Carter Building |  |  |  | MC202-B09/~2 |  | EN.EN3 Energy Sensor | [6 empty] | ~2 | 0 | [10 empty] | No | No
MC202 | Charles Carter Building |  |  |  | MC202-B04/~1 |  | EN.EN3 Energy Sensor | [6 empty] | ~1 | 0 | [10 empty] | No | No
MC202 | Charles Carter Building |  |  |  | MC202-B04/~10 |  | EN.EN3 Energy Sensor | [6 empty] | ~10 | 0 | [10 empty] | No | No
MC202 | Charles Carter Building |  |  |  | MC202-B04/~11 |  | EN.EN3 Energy Sensor | [6 empty] | ~11 | 0 | [10 empty] | No | No
MC202 | Charles Carter Building |  |  |  | MC202-B04/~12 |  | EN.EN3 Energy Sensor | [6 empty] | ~12 | 0 | [10 empty] | No | No
MC202 | Charles Carter Building |  |  |  | MC202-B04/~13 |  | EN.EN3 Energy Sensor | [6 empty] | ~13 | 0 | [10 empty] | No | No
MC202 | Charles Carter Building |  |  |  | MC202-B04/~14 |  | EN.EN3 Energy Sensor | [6 empty] | ~14 | 0 | [10 empty] | No | No
MC202 | Charles Carter Building |  |  |  | MC202-B04/W5 | Enable alarms | EN.EN3 Energy Sensor | [6 empty] | W5 | 0 | [10 empty] | No | No
MC202 | Charles Carter Building | A15 | Lecture theatre |  | MC202-B04/W5 | Enable alarms | EN.EN3 Energy Sensor | [6 empty] | W5 | 0 | [10 empty] | No | No
MC202 | Charles Carter Building |  |  |  | MC202-B04/W6 | Switch 6 | EN.EN3 Energy Sensor | [6 empty] | W6 | 0 | [10 empty] | No | No
MC202 | Charles Carter Building | A15 | Lecture theatre |  | MC202-B04/W6 | Switch 6 | EN.EN3 Energy Sensor | [6 empty] | W6 | 0 | [10 empty] | No | No
MC202 | Charles Carter Building |  |  |  | MC202-B04/Y1 | Trend Thermistor | EN.EN3 Energy Sensor | [6 empty] | Y1 | 0 | [10 empty] | No | No
MC202 | Charles Carter Building |  |  |  | MC202-B04/Y2 | CO2 V | EN.EN3 Energy Sensor | [6 empty] | Y2 | 0 | [10 empty] | No | No
MC202 | Charles Carter Building |  |  |  | MC202-B04/Y3 | 4DIX V | EN.EN3 Energy Sensor | [6 empty] | Y3 | 0 | [10 empty] | No | No
MC202 | Charles Carter Building |  |  |  | MC202-B04/Z1 | Local time clock | EN.EN3 Energy Sensor | [6 empty] | Z1 | 0 | [10 empty] | No | No
MC202 | Charles Carter Building | A15 | Lecture theatre |  | MC202-B04/Z1 | Local time clock | EN.EN3 Energy Sensor | [6 empty] | Z1 | 0 | [10 empty] | No | No
MC202 | Charles Carter Building |  |  |  | MC202-B04/S3 | Extract CO2 level | EN.EN3 Energy Sensor | [6 empty] | S3 | 0 | [10 empty] | No | No
MC202 | Charles Carter Building | A15 | Lecture theatre |  | MC202-B04/S3 | Extract CO2 level | EN.EN3 Energy Sensor | [6 empty] | S3 | 0 | [10 empty] | No | No
MC202 | Charles Carter Building |  |  |  | MC202-B04/S4 | DIM Module | EN.EN3 Energy Sensor | [6 empty] | S4 | 0 | [10 empty] | No | No
MC202 | Charles Carter Building | A15 | Lecture theatre |  | MC202-B04/S4 | DIM Module | EN.EN3 Energy Sensor | [6 empty] | S4 | 0 | [10 empty] | No | No
MC202 | Charles Carter Building |  |  |  | MC202-B04/V1 |  | EN.EN3 Energy Sensor | [6 empty] | V1 | 0 | [10 empty] | No | No
MC202 | Charles Carter Building |  |  |  | MC202-B04/W2 | Commissioning mode | EN.EN3 Energy Sensor | [6 empty] | W2 | 0 | [10 empty] | No | No
MC202 | Charles Carter Building | A15 | Lecture theatre |  | MC202-B04/W2 | Commissioning mode | EN.EN3 Energy Sensor | [6 empty] | W2 | 0 | [10 empty] | No | No
MC202 | Charles Carter Building |  |  |  | MC202-B04/W3 | Enable boost mode | EN.EN3 Energy Sensor | [6 empty] | W3 | 0 | [10 empty] | No | No
MC202 | Charles Carter Building | A15 | Lecture theatre |  | MC202-B04/W3 | Enable boost mode | EN.EN3 Energy Sensor | [6 empty] | W3 | 0 | [10 empty] | No | No
MC202 | Charles Carter Building |  |  |  | MC202-B04/W4 | Freeze protection reset | EN.EN3 Energy Sensor | [6 empty] | W4 | 0 | [10 empty] | No | No
MC202 | Charles Carter Building | A15 | Lecture theatre |  | MC202-B04/W4 | Freeze protection reset | EN.EN3 Energy Sensor | [6 empty] | W4 | 0 | [10 empty] | No | No
MC202 | Charles Carter Building |  |  |  | MC202-B04/S11 | Class vent heating demand | EN.EN3 Energy Sensor | [6 empty] | S11 | 0 | [10 empty] | No | No
MC202 | Charles Carter Building | A15 | Lecture theatre |  | MC202-B04/S11 | Class vent heating demand | EN.EN3 Energy Sensor | [6 empty] | S11 | 0 | [10 empty] | No | No
MC202 | Charles Carter Building |  |  |  | MC202-B04/S12 | Supply fan speed | EN.EN3 Energy Sensor | [6 empty] | S12 | 0 | [10 empty] | No | No
MC202 | Charles Carter Building | A15 | Lecture theatre |  | MC202-B04/S12 | Supply fan speed | EN.EN3 Energy Sensor | [6 empty] | S12 | 0 | [10 empty] | No | No
MC202 | Charles Carter Building |  |  |  | MC202-B04/S13 | Extract fan speed | EN.EN3 Energy Sensor | [6 empty] | S13 | 0 | [10 empty] | No | No
MC202 | Charles Carter Building | A15 | Lecture theatre |  | MC202-B04/S13 | Extract fan speed | EN.EN3 Energy Sensor | [6 empty] | S13 | 0 | [10 empty] | No | No
MC202 | Charles Carter Building |  |  |  | MC202-B04/S14 | Outside air temperature | EN.EN3 Energy Sensor | [6 empty] | S14 | 0 | [10 empty] | No | No
MC202 | Charles Carter Building | A15 | Lecture theatre |  | MC202-B04/S14 | Outside air temperature | EN.EN3 Energy Sensor | [6 empty] | S14 | 0 | [10 empty] | No | No
MC202 | Charles Carter Building |  |  |  | MC202-B04/S15 | Bypass damper | EN.EN3 Energy Sensor | [6 empty] | S15 | 0 | [10 empty] | No | No
MC202 | Charles Carter Building | A15 | Lecture theatre |  | MC202-B04/S15 | Bypass damper | EN.EN3 Energy Sensor | [6 empty] | S15 | 0 | [10 empty] | No | No
MC202 | Charles Carter Building |  |  |  | MC202-B04/S2 | Return temperature | EN.EN3 Energy Sensor | [6 empty] | S2 | 0 | [10 empty] | No | No
MC202 | Charles Carter Building | A15 | Lecture theatre |  | MC202-B04/S2 | Return temperature | EN.EN3 Energy Sensor | [6 empty] | S2 | 0 | [10 empty] | No | No
MC202 | Charles Carter Building |  |  |  | MC202-B04/P3 | Extract CO2 level | EN.EN3 Energy Sensor | [6 empty] | P3 | 0 | [10 empty] | No | No
MC202 | Charles Carter Building |  |  |  | MC202-B04/P4 | DIM Module | EN.EN3 Energy Sensor | [6 empty] | P4 | 0 | [10 empty] | No | No
MC202 | Charles Carter Building |  |  |  | MC202-B04/P5 | Common fault signal | EN.EN3 Energy Sensor | [6 empty] | P5 | 0 | [10 empty] | No | No
MC202 | Charles Carter Building |  |  |  | MC202-B04/P6 | Common fault signal | EN.EN3 Energy Sensor | [6 empty] | P6 | 0 | [10 empty] | No | No
MC202 | Charles Carter Building |  |  |  | MC202-B04/Q1 | Sequence Table 1 | EN.EN3 Energy Sensor | [6 empty] | Q1 | 0 | [10 empty] | No | No
MC202 | Charles Carter Building |  |  |  | MC202-B04/S1 | Supply air temperature | EN.EN3 Energy Sensor | [6 empty] | S1 | 0 | [10 empty] | No | No
MC202 | Charles Carter Building | A15 | Lecture theatre |  | MC202-B04/S1 | Supply air temperature | EN.EN3 Energy Sensor | [6 empty] | S1 | 0 | [10 empty] | No | No
MC202 | Charles Carter Building |  |  |  | MC202-B04/P11 | Class vent heating demand | EN.EN3 Energy Sensor | [6 empty] | P11 | 0 | [10 empty] | No | No
MC202 | Charles Carter Building |  |  |  | MC202-B04/P12 | Supply fan speed | EN.EN3 Energy Sensor | [6 empty] | P12 | 0 | [10 empty] | No | No
MC202 | Charles Carter Building |  |  |  | MC202-B04/P13 | Extract fan speed | EN.EN3 Energy Sensor | [6 empty] | P13 | 0 | [10 empty] | No | No
MC202 | Charles Carter Building |  |  |  | MC202-B04/P14 | Outside air temperature | EN.EN3 Energy Sensor | [6 empty] | P14 | 0 | [10 empty] | No | No
MC202 | Charles Carter Building |  |  |  | MC202-B04/P15 | Bypass damper | EN.EN3 Energy Sensor | [6 empty] | P15 | 0 | [10 empty] | No | No
MC202 | Charles Carter Building |  |  |  | MC202-B04/P2 | Return temperature | EN.EN3 Energy Sensor | [6 empty] | P2 | 0 | [10 empty] | No | No
MC202 | Charles Carter Building |  |  |  | MC202-B04/L5 | Loop 5 | EN.EN3 Energy Sensor | [6 empty] | L5 | 0 | [10 empty] | No | No
MC202 | Charles Carter Building | A15 | Lecture theatre |  | MC202-B04/L5 | Loop 5 | EN.EN3 Energy Sensor | [6 empty] | L5 | 0 | [10 empty] | No | No
MC202 | Charles Carter Building |  |  |  | MC202-B04/L6 | Loop 6 | EN.EN3 Energy Sensor | [6 empty] | L6 | 0 | [10 empty] | No | No
MC202 | Charles Carter Building | A15 | Lecture theatre |  | MC202-B04/L6 | Loop 6 | EN.EN3 Energy Sensor | [6 empty] | L6 | 0 | [10 empty] | No | No
MC202 | Charles Carter Building |  |  |  | MC202-B04/n1 | IC Comms 1 | EN.EN3 Energy Sensor | [6 empty] | n1 | 0 | [10 empty] | No | No
MC202 | Charles Carter Building |  |  |  | MC202-B04/o1 | Alarm Route 1 | EN.EN3 Energy Sensor | [6 empty] | o1 | 0 | [10 empty] | No | No
MC202 | Charles Carter Building |  |  |  | MC202-B04/P1 | Supply air temperature | EN.EN3 Energy Sensor | [6 empty] | P1 | 0 | [10 empty] | No | No
MC202 | Charles Carter Building |  |  |  | MC202-B04/K8 | Spare | EN.EN3 Energy Sensor | [6 empty] | K8 | 0 | [10 empty] | No | No
MC202 | Charles Carter Building | A15 | Lecture theatre |  | MC202-B04/K8 | Spare | EN.EN3 Energy Sensor | [6 empty] | K8 | 0 | [10 empty] | No | No
MC202 | Charles Carter Building |  |  |  | MC202-B04/K9 | Supply air low limit | EN.EN3 Energy Sensor | [6 empty] | K9 | 0 | [10 empty] | No | No
MC202 | Charles Carter Building | A15 | Lecture theatre |  | MC202-B04/K9 | Supply air low limit | EN.EN3 Energy Sensor | [6 empty] | K9 | 0 | [10 empty] | No | No
MC202 | Charles Carter Building |  |  |  | MC202-B04/L1 | Loop 1 | EN.EN3 Energy Sensor | [6 empty] | L1 | 0 | [10 empty] | No | No
MC202 | Charles Carter Building | A15 | Lecture theatre |  | MC202-B04/L1 | Loop 1 | EN.EN3 Energy Sensor | [6 empty] | L1 | 0 | [10 empty] | No | No
MC202 | Charles Carter Building |  |  |  | MC202-B04/L2 | Supply air low limit | EN.EN3 Energy Sensor | [6 empty] | L2 | 0 | [10 empty] | No | No
MC202 | Charles Carter Building | A15 | Lecture theatre |  | MC202-B04/L2 | Supply air low limit | EN.EN3 Energy Sensor | [6 empty] | L2 | 0 | [10 empty] | No | No
MC202 | Charles Carter Building |  |  |  | MC202-B04/L3 | Fan Speed [CO2] | EN.EN3 Energy Sensor | [6 empty] | L3 | 0 | [10 empty] | No | No
MC202 | Charles Carter Building | A15 | Lecture theatre |  | MC202-B04/L3 | Fan Speed [CO2] | EN.EN3 Energy Sensor | [6 empty] | L3 | 0 | [10 empty] | No | No
MC202 | Charles Carter Building |  |  |  | MC202-B04/L4 | Fan Speed [Clg] | EN.EN3 Energy Sensor | [6 empty] | L4 | 0 | [10 empty] | No | No
MC202 | Charles Carter Building | A15 | Lecture theatre |  | MC202-B04/L4 | Fan Speed [Clg] | EN.EN3 Energy Sensor | [6 empty] | L4 | 0 | [10 empty] | No | No
MC202 | Charles Carter Building |  |  |  | MC202-B04/K24 | Night cooling supply air low limit | EN.EN3 Energy Sensor | [6 empty] | K24 | 0 | [10 empty] | No | No
MC202 | Charles Carter Building | A15 | Lecture theatre |  | MC202-B04/K24 | Night cooling supply air low limit | EN.EN3 Energy Sensor | [6 empty] | K24 | 0 | [10 empty] | No | No
MC202 | Charles Carter Building |  |  |  | MC202-B04/K3 | Room frost protection | EN.EN3 Energy Sensor | [6 empty] | K3 | 0 | [10 empty] | No | No
MC202 | Charles Carter Building | A15 | Lecture theatre |  | MC202-B04/K3 | Room frost protection | EN.EN3 Energy Sensor | [6 empty] | K3 | 0 | [10 empty] | No | No
MC202 | Charles Carter Building |  |  |  | MC202-B04/K4 | Spare | EN.EN3 Energy Sensor | [6 empty] | K4 | 0 | [10 empty] | No | No
MC202 | Charles Carter Building | A15 | Lecture theatre |  | MC202-B04/K4 | Spare | EN.EN3 Energy Sensor | [6 empty] | K4 | 0 | [10 empty] | No | No
MC202 | Charles Carter Building |  |  |  | MC202-B04/K5 | Occupancy heating temperature setpoint | EN.EN3 Energy Sensor | [6 empty] | K5 | 0 | [10 empty] | No | No
MC202 | Charles Carter Building | A15 | Lecture theatre |  | MC202-B04/K5 | Occupancy heating temperature setpoint | EN.EN3 Energy Sensor | [6 empty] | K5 | 0 | [10 empty] | No | No
MC202 | Charles Carter Building |  |  |  | MC202-B04/K6 | OccupancyClgTempSP | EN.EN3 Energy Sensor | [6 empty] | K6 | 0 | [10 empty] | No | No
MC202 | Charles Carter Building | A15 | Lecture theatre |  | MC202-B04/K6 | OccupancyClgTempSP | EN.EN3 Energy Sensor | [6 empty] | K6 | 0 | [10 empty] | No | No
MC202 | Charles Carter Building |  |  |  | MC202-B04/K7 | Free cooling temperature setpoint | EN.EN3 Energy Sensor | [6 empty] | K7 | 0 | [10 empty] | No | No
MC202 | Charles Carter Building | A15 | Lecture theatre |  | MC202-B04/K7 | Free cooling temperature setpoint | EN.EN3 Energy Sensor | [6 empty] | K7 | 0 | [10 empty] | No | No
MC202 | Charles Carter Building |  |  |  | MC202-B04/K19 | Supply fan startup speed | EN.EN3 Energy Sensor | [6 empty] | K19 | 0 | [10 empty] | No | No
MC202 | Charles Carter Building | A15 | Lecture theatre |  | MC202-B04/K19 | Supply fan startup speed | EN.EN3 Energy Sensor | [6 empty] | K19 | 0 | [10 empty] | No | No
MC202 | Charles Carter Building |  |  |  | MC202-B04/K2 | Unit freeze protection | EN.EN3 Energy Sensor | [6 empty] | K2 | 0 | [10 empty] | No | No
MC202 | Charles Carter Building | A15 | Lecture theatre |  | MC202-B04/K2 | Unit freeze protection | EN.EN3 Energy Sensor | [6 empty] | K2 | 0 | [10 empty] | No | No
MC202 | Charles Carter Building |  |  |  | MC202-B04/K20 | Extract fan startup speed | EN.EN3 Energy Sensor | [6 empty] | K20 | 0 | [10 empty] | No | No
MC202 | Charles Carter Building | A15 | Lecture theatre |  | MC202-B04/K20 | Extract fan startup speed | EN.EN3 Energy Sensor | [6 empty] | K20 | 0 | [10 empty] | No | No
MC202 | Charles Carter Building |  |  |  | MC202-B04/K21 | Night time cooling supply fan speed | EN.EN3 Energy Sensor | [6 empty] | K21 | 0 | [10 empty] | No | No
MC202 | Charles Carter Building | A15 | Lecture theatre |  | MC202-B04/K21 | Night time cooling supply fan speed | EN.EN3 Energy Sensor | [6 empty] | K21 | 0 | [10 empty] | No | No
MC202 | Charles Carter Building |  |  |  | MC202-B04/K22 | Night time cooling extract fan speed | EN.EN3 Energy Sensor | [6 empty] | K22 | 0 | [10 empty] | No | No
MC202 | Charles Carter Building | A15 | Lecture theatre |  | MC202-B04/K22 | Night time cooling extract fan speed | EN.EN3 Energy Sensor | [6 empty] | K22 | 0 | [10 empty] | No | No
MC202 | Charles Carter Building |  |  |  | MC202-B04/K23 | Night time cool temperature setpoint | EN.EN3 Energy Sensor | [6 empty] | K23 | 0 | [10 empty] | No | No
MC202 | Charles Carter Building | A15 | Lecture theatre |  | MC202-B04/K23 | Night time cool temperature setpoint | EN.EN3 Energy Sensor | [6 empty] | K23 | 0 | [10 empty] | No | No
MC202 | Charles Carter Building |  |  |  | MC202-B04/K12 | Spare | EN.EN3 Energy Sensor | [6 empty] | K12 | 0 | [10 empty] | No | No
MC202 | Charles Carter Building | A15 | Lecture theatre |  | MC202-B04/K12 | Spare | EN.EN3 Energy Sensor | [6 empty] | K12 | 0 | [10 empty] | No | No
MC202 | Charles Carter Building |  |  |  | MC202-B04/K14 | Occupancy CO2 level | EN.EN3 Energy Sensor | [6 empty] | K14 | 0 | [10 empty] | No | No
MC202 | Charles Carter Building | A15 | Lecture theatre |  | MC202-B04/K14 | Occupancy CO2 level | EN.EN3 Energy Sensor | [6 empty] | K14 | 0 | [10 empty] | No | No
MC202 | Charles Carter Building |  |  |  | MC202-B04/K15 | Outside air night cooling level | EN.EN3 Energy Sensor | [6 empty] | K15 | 0 | [10 empty] | No | No
MC202 | Charles Carter Building | A15 | Lecture theatre |  | MC202-B04/K15 | Outside air night cooling level | EN.EN3 Energy Sensor | [6 empty] | K15 | 0 | [10 empty] | No | No
MC202 | Charles Carter Building |  |  |  | MC202-B04/K16 | Supply air high limit | EN.EN3 Energy Sensor | [6 empty] | K16 | 0 | [10 empty] | No | No
MC202 | Charles Carter Building | A15 | Lecture theatre |  | MC202-B04/K16 | Supply air high limit | EN.EN3 Energy Sensor | [6 empty] | K16 | 0 | [10 empty] | No | No
MC202 | Charles Carter Building |  |  |  | MC202-B04/K17 | Supply fan minimum speed | EN.EN3 Energy Sensor | [6 empty] | K17 | 0 | [10 empty] | No | No
MC202 | Charles Carter Building | A15 | Lecture theatre |  | MC202-B04/K17 | Supply fan minimum speed | EN.EN3 Energy Sensor | [6 empty] | K17 | 0 | [10 empty] | No | No
MC202 | Charles Carter Building |  |  |  | MC202-B04/K18 | Supply fan max speed | EN.EN3 Energy Sensor | [6 empty] | K18 | 0 | [10 empty] | No | No
MC202 | Charles Carter Building | A15 | Lecture theatre |  | MC202-B04/K18 | Supply fan max speed | EN.EN3 Energy Sensor | [6 empty] | K18 | 0 | [10 empty] | No | No
MC202 | Charles Carter Building |  |  |  | MC202-B04/I30 | Common fault signal | EN.EN3 Energy Sensor | [6 empty] | I30 | 0 | [10 empty] | No | No
MC202 | Charles Carter Building | A15 | Lecture theatre |  | MC202-B04/I30 | Common fault signal | EN.EN3 Energy Sensor | [6 empty] | I30 | 0 | [10 empty] | No | No
MC202 | Charles Carter Building |  |  |  | MC202-B04/I5 | On-Off selector | EN.EN3 Energy Sensor | [6 empty] | I5 | 0 | [10 empty] | No | No
MC202 | Charles Carter Building | A15 | Lecture theatre |  | MC202-B04/I5 | On-Off selector | EN.EN3 Energy Sensor | [6 empty] | I5 | 0 | [10 empty] | No | No
MC202 | Charles Carter Building |  |  |  | MC202-B04/I6 | Frost thermostat trip | EN.EN3 Energy Sensor | [6 empty] | I6 | 0 | [10 empty] | No | No
MC202 | Charles Carter Building | A15 | Lecture theatre |  | MC202-B04/I6 | Frost thermostat trip | EN.EN3 Energy Sensor | [6 empty] | I6 | 0 | [10 empty] | No | No
MC202 | Charles Carter Building |  |  |  | MC202-B04/K1 | Spare | EN.EN3 Energy Sensor | [6 empty] | K1 | 0 | [10 empty] | No | No
MC202 | Charles Carter Building | A15 | Lecture theatre |  | MC202-B04/K1 | Spare | EN.EN3 Energy Sensor | [6 empty] | K1 | 0 | [10 empty] | No | No
MC202 | Charles Carter Building |  |  |  | MC202-B04/K10 | Extract fan min speed | EN.EN3 Energy Sensor | [6 empty] | K10 | 0 | [10 empty] | No | No
MC202 | Charles Carter Building | A15 | Lecture theatre |  | MC202-B04/K10 | Extract fan min speed | EN.EN3 Energy Sensor | [6 empty] | K10 | 0 | [10 empty] | No | No
MC202 | Charles Carter Building |  |  |  | MC202-B04/K11 | Extract fan max speed | EN.EN3 Energy Sensor | [6 empty] | K11 | 0 | [10 empty] | No | No
MC202 | Charles Carter Building | A15 | Lecture theatre |  | MC202-B04/K11 | Extract fan max speed | EN.EN3 Energy Sensor | [6 empty] | K11 | 0 | [10 empty] | No | No
MC202 | Charles Carter Building |  |  |  | MC202-B04/I20 | Full fresh air | EN.EN3 Energy Sensor | [6 empty] | I20 | 0 | [10 empty] | No | No
MC202 | Charles Carter Building | A15 | Lecture theatre |  | MC202-B04/I20 | Full fresh air | EN.EN3 Energy Sensor | [6 empty] | I20 | 0 | [10 empty] | No | No
MC202 | Charles Carter Building |  |  |  | MC202-B04/I21 | Open bypass damper | EN.EN3 Energy Sensor | [6 empty] | I21 | 0 | [10 empty] | No | No
MC202 | Charles Carter Building | A15 | Lecture theatre |  | MC202-B04/I21 | Open bypass damper | EN.EN3 Energy Sensor | [6 empty] | I21 | 0 | [10 empty] | No | No
MC202 | Charles Carter Building |  |  |  | MC202-B04/I22 | Unit freeze protection | EN.EN3 Energy Sensor | [6 empty] | I22 | 0 | [10 empty] | No | No
MC202 | Charles Carter Building | A15 | Lecture theatre |  | MC202-B04/I22 | Unit freeze protection | EN.EN3 Energy Sensor | [6 empty] | I22 | 0 | [10 empty] | No | No
MC202 | Charles Carter Building |  |  |  | MC202-B04/I23 | Supply fan fault | EN.EN3 Energy Sensor | [6 empty] | I23 | 0 | [10 empty] | No | No
MC202 | Charles Carter Building | A15 | Lecture theatre |  | MC202-B04/I23 | Supply fan fault | EN.EN3 Energy Sensor | [6 empty] | I23 | 0 | [10 empty] | No | No
MC202 | Charles Carter Building | A15 | Lecture theatre |  | MC202-B04/I24 | Extract fan fault | EN.EN3 Energy Sensor | [6 empty] | I24 | 0 | [10 empty] | No | No
MC202 | Charles Carter Building |  |  |  | MC202-B04/I24 | Extract fan fault | EN.EN3 Energy Sensor | [6 empty] | I24 | 0 | [10 empty] | No | No
MC202 | Charles Carter Building | A15 | Lecture theatre |  | MC202-B04/I25 | Class vent enable | EN.EN3 Energy Sensor | [6 empty] | I25 | 0 | [10 empty] | No | No
MC202 | Charles Carter Building |  |  |  | MC202-B04/I25 | Class vent enable | EN.EN3 Energy Sensor | [6 empty] | I25 | 0 | [10 empty] | No | No
MC202 | Charles Carter Building |  |  |  | MC202-B04/I14 | Condensate pump alarm | EN.EN3 Energy Sensor | [6 empty] | I14 | 0 | [10 empty] | No | No
MC202 | Charles Carter Building | A15 | Lecture theatre |  | MC202-B04/I14 | Condensate pump alarm | EN.EN3 Energy Sensor | [6 empty] | I14 | 0 | [10 empty] | No | No
MC202 | Charles Carter Building |  |  |  | MC202-B04/I15 | Unit occupancy | EN.EN3 Energy Sensor | [6 empty] | I15 | 0 | [10 empty] | No | No
MC202 | Charles Carter Building | A15 | Lecture theatre |  | MC202-B04/I15 | Unit occupancy | EN.EN3 Energy Sensor | [6 empty] | I15 | 0 | [10 empty] | No | No
MC202 | Charles Carter Building |  |  |  | MC202-B04/I16 | Room frost protection | EN.EN3 Energy Sensor | [6 empty] | I16 | 0 | [10 empty] | No | No
MC202 | Charles Carter Building | A15 | Lecture theatre |  | MC202-B04/I16 | Room frost protection | EN.EN3 Energy Sensor | [6 empty] | I16 | 0 | [10 empty] | No | No
MC202 | Charles Carter Building |  |  |  | MC202-B04/I17 | Staff boost mode | EN.EN3 Energy Sensor | [6 empty] | I17 | 0 | [10 empty] | No | No
MC202 | Charles Carter Building | A15 | Lecture theatre |  | MC202-B04/I17 | Staff boost mode | EN.EN3 Energy Sensor | [6 empty] | I17 | 0 | [10 empty] | No | No
MC202 | Charles Carter Building |  |  |  | MC202-B04/I18 | Auto boost mode | EN.EN3 Energy Sensor | [6 empty] | I18 | 0 | [10 empty] | No | No
MC202 | Charles Carter Building | A15 | Lecture theatre |  | MC202-B04/I18 | Auto boost mode | EN.EN3 Energy Sensor | [6 empty] | I18 | 0 | [10 empty] | No | No
MC202 | Charles Carter Building | A15 | Lecture theatre |  | MC202-B04/I19 | Night cooling | EN.EN3 Energy Sensor | [6 empty] | I19 | 0 | [10 empty] | No | No
MC202 | Charles Carter Building |  |  |  | MC202-B04/I19 | Night cooling | EN.EN3 Energy Sensor | [6 empty] | I19 | 0 | [10 empty] | No | No
MC202 | Charles Carter Building |  |  |  | MC202-B04/G7 | Logic 7 | EN.EN3 Energy Sensor | [6 empty] | G7 | 0 | [10 empty] | No | No
MC202 | Charles Carter Building |  |  |  | MC202-B04/G8 | Logic 8 | EN.EN3 Energy Sensor | [6 empty] | G8 | 0 | [10 empty] | No | No
MC202 | Charles Carter Building |  |  |  | MC202-B04/G9 | Class vent enable | EN.EN3 Energy Sensor | [6 empty] | G9 | 0 | [10 empty] | No | No
MC202 | Charles Carter Building |  |  |  | MC202-B04/I11 | Filter dirty | EN.EN3 Energy Sensor | [6 empty] | I11 | 0 | [10 empty] | No | No
MC202 | Charles Carter Building | A15 | Lecture theatre |  | MC202-B04/I11 | Filter dirty | EN.EN3 Energy Sensor | [6 empty] | I11 | 0 | [10 empty] | No | No
MC202 | Charles Carter Building | A15 | Lecture theatre |  | MC202-B04/I12 | Supply fan inverter status | EN.EN3 Energy Sensor | [6 empty] | I12 | 0 | [10 empty] | No | No
MC202 | Charles Carter Building |  |  |  | MC202-B04/I12 | Supply fan inverter status | EN.EN3 Energy Sensor | [6 empty] | I12 | 0 | [10 empty] | No | No
MC202 | Charles Carter Building |  |  |  | MC202-B04/I13 | Extract fan inverter status | EN.EN3 Energy Sensor | [6 empty] | I13 | 0 | [10 empty] | No | No
MC202 | Charles Carter Building | A15 | Lecture theatre |  | MC202-B04/I13 | Extract fan inverter status | EN.EN3 Energy Sensor | [6 empty] | I13 | 0 | [10 empty] | No | No
MC202 | Charles Carter Building |  |  |  | MC202-B04/G36 | Logic 36 | EN.EN3 Energy Sensor | [6 empty] | G36 | 0 | [10 empty] | No | No
MC202 | Charles Carter Building |  |  |  | MC202-B04/G37 | Logic 37 | EN.EN3 Energy Sensor | [6 empty] | G37 | 0 | [10 empty] | No | No
MC202 | Charles Carter Building |  |  |  | MC202-B04/G38 | Logic 38 | EN.EN3 Energy Sensor | [6 empty] | G38 | 0 | [10 empty] | No | No
MC202 | Charles Carter Building |  |  |  | MC202-B04/G4 | Logic 4 | EN.EN3 Energy Sensor | [6 empty] | G4 | 0 | [10 empty] | No | No
MC202 | Charles Carter Building |  |  |  | MC202-B04/G5 | Timeclock enable | EN.EN3 Energy Sensor | [6 empty] | G5 | 0 | [10 empty] | No | No
MC202 | Charles Carter Building |  |  |  | MC202-B04/G6 | Class vent required | EN.EN3 Energy Sensor | [6 empty] | G6 | 0 | [10 empty] | No | No
MC202 | Charles Carter Building |  |  |  | MC202-B04/G30 | Logic 30 | EN.EN3 Energy Sensor | [6 empty] | G30 | 0 | [10 empty] | No | No
MC202 | Charles Carter Building |  |  |  | MC202-B04/G31 | Logic 31 | EN.EN3 Energy Sensor | [6 empty] | G31 | 0 | [10 empty] | No | No
MC202 | Charles Carter Building |  |  |  | MC202-B04/G32 | Logic 32 | EN.EN3 Energy Sensor | [6 empty] | G32 | 0 | [10 empty] | No | No
MC202 | Charles Carter Building |  |  |  | MC202-B04/G33 | Logic 33 | EN.EN3 Energy Sensor | [6 empty] | G33 | 0 | [10 empty] | No | No
MC202 | Charles Carter Building |  |  |  | MC202-B04/G34 | Logic 34 | EN.EN3 Energy Sensor | [6 empty] | G34 | 0 | [10 empty] | No | No
MC202 | Charles Carter Building |  |  |  | MC202-B04/G35 | Remote night cooling available | EN.EN3 Energy Sensor | [6 empty] | G35 | 0 | [10 empty] | No | No
MC202 | Charles Carter Building |  |  |  | MC202-B04/G25 | Logic 25 | EN.EN3 Energy Sensor | [6 empty] | G25 | 0 | [10 empty] | No | No
MC202 | Charles Carter Building |  |  |  | MC202-B04/G26 | Supply fan max speed | EN.EN3 Energy Sensor | [6 empty] | G26 | 0 | [10 empty] | No | No
MC202 | Charles Carter Building |  |  |  | MC202-B04/G27 | Logic 27 | EN.EN3 Energy Sensor | [6 empty] | G27 | 0 | [10 empty] | No | No
MC202 | Charles Carter Building |  |  |  | MC202-B04/G28 | Logic 28 | EN.EN3 Energy Sensor | [6 empty] | G28 | 0 | [10 empty] | No | No
MC202 | Charles Carter Building |  |  |  | MC202-B04/G29 | Logic 29 | EN.EN3 Energy Sensor | [6 empty] | G29 | 0 | [10 empty] | No | No
MC202 | Charles Carter Building |  |  |  | MC202-B04/G3 | Logic 3 | EN.EN3 Energy Sensor | [6 empty] | G3 | 0 | [10 empty] | No | No
MC202 | Charles Carter Building |  |  |  | MC202-B04/G2 | Logic 2 | EN.EN3 Energy Sensor | [6 empty] | G2 | 0 | [10 empty] | No | No
MC202 | Charles Carter Building |  |  |  | MC202-B04/G20 | Logic 20 | EN.EN3 Energy Sensor | [6 empty] | G20 | 0 | [10 empty] | No | No
MC202 | Charles Carter Building |  |  |  | MC202-B04/G21 | Logic 21 | EN.EN3 Energy Sensor | [6 empty] | G21 | 0 | [10 empty] | No | No
MC202 | Charles Carter Building |  |  |  | MC202-B04/G22 | Logic 22 | EN.EN3 Energy Sensor | [6 empty] | G22 | 0 | [10 empty] | No | No
MC202 | Charles Carter Building |  |  |  | MC202-B04/G23 | Logic 23 | EN.EN3 Energy Sensor | [6 empty] | G23 | 0 | [10 empty] | No | No
MC202 | Charles Carter Building |  |  |  | MC202-B04/G24 | Bypass damper control | EN.EN3 Energy Sensor | [6 empty] | G24 | 0 | [10 empty] | No | No
MC202 | Charles Carter Building |  |  |  | MC202-B04/G14 | Boost mode | EN.EN3 Energy Sensor | [6 empty] | G14 | 0 | [10 empty] | No | No
MC202 | Charles Carter Building |  |  |  | MC202-B04/G15 | Logic 15 | EN.EN3 Energy Sensor | [6 empty] | G15 | 0 | [10 empty] | No | No
MC202 | Charles Carter Building |  |  |  | MC202-B04/G16 | Logic 16 | EN.EN3 Energy Sensor | [6 empty] | G16 | 0 | [10 empty] | No | No
MC202 | Charles Carter Building |  |  |  | MC202-B04/G17 | Occ Htg SP Achieved [Full FA] | EN.EN3 Energy Sensor | [6 empty] | G17 | 0 | [10 empty] | No | No
MC202 | Charles Carter Building |  |  |  | MC202-B04/G18 | Logic 18 | EN.EN3 Energy Sensor | [6 empty] | G18 | 0 | [10 empty] | No | No
MC202 | Charles Carter Building |  |  |  | MC202-B04/G19 | Logic 19 | EN.EN3 Energy Sensor | [6 empty] | G19 | 0 | [10 empty] | No | No
MC202 | Charles Carter Building |  |  |  | MC202-B04/F9 | Function 9 | EN.EN3 Energy Sensor | [6 empty] | F9 | 0 | [10 empty] | No | No
MC202 | Charles Carter Building |  |  |  | MC202-B04/G1 | Logic 1 | EN.EN3 Energy Sensor | [6 empty] | G1 | 0 | [10 empty] | No | No
MC202 | Charles Carter Building |  |  |  | MC202-B04/G10 | Logic 10 | EN.EN3 Energy Sensor | [6 empty] | G10 | 0 | [10 empty] | No | No
MC202 | Charles Carter Building |  |  |  | MC202-B04/G11 | Logic 11 | EN.EN3 Energy Sensor | [6 empty] | G11 | 0 | [10 empty] | No | No
MC202 | Charles Carter Building |  |  |  | MC202-B04/G12 | Logic 12 | EN.EN3 Energy Sensor | [6 empty] | G12 | 0 | [10 empty] | No | No
MC202 | Charles Carter Building |  |  |  | MC202-B04/G13 | Logic 13 | EN.EN3 Energy Sensor | [6 empty] | G13 | 0 | [10 empty] | No | No
MC202 | Charles Carter Building |  |  |  | MC202-B04/F45 | Function 45 | EN.EN3 Energy Sensor | [6 empty] | F45 | 0 | [10 empty] | No | No
MC202 | Charles Carter Building |  |  |  | MC202-B04/F47 | Function 47 | EN.EN3 Energy Sensor | [6 empty] | F47 | 0 | [10 empty] | No | No
MC202 | Charles Carter Building |  |  |  | MC202-B04/F48 | Function 48 | EN.EN3 Energy Sensor | [6 empty] | F48 | 0 | [10 empty] | No | No
MC202 | Charles Carter Building |  |  |  | MC202-B04/F6 | Function 6 | EN.EN3 Energy Sensor | [6 empty] | F6 | 0 | [10 empty] | No | No
MC202 | Charles Carter Building |  |  |  | MC202-B04/F7 | Function 7 | EN.EN3 Energy Sensor | [6 empty] | F7 | 0 | [10 empty] | No | No
MC202 | Charles Carter Building |  |  |  | MC202-B04/F8 | Fan speed (heating) | EN.EN3 Energy Sensor | [6 empty] | F8 | 0 | [10 empty] | No | No
MC202 | Charles Carter Building |  |  |  | MC202-B04/F4 | Function 4 | EN.EN3 Energy Sensor | [6 empty] | F4 | 0 | [10 empty] | No | No
MC202 | Charles Carter Building |  |  |  | MC202-B04/F40 | Function 40 | EN.EN3 Energy Sensor | [6 empty] | F40 | 0 | [10 empty] | No | No
MC202 | Charles Carter Building |  |  |  | MC202-B04/F41 | Function 41 | EN.EN3 Energy Sensor | [6 empty] | F41 | 0 | [10 empty] | No | No
MC202 | Charles Carter Building |  |  |  | MC202-B04/F42 | Function 42 | EN.EN3 Energy Sensor | [6 empty] | F42 | 0 | [10 empty] | No | No
MC202 | Charles Carter Building |  |  |  | MC202-B04/F43 | Function 43 | EN.EN3 Energy Sensor | [6 empty] | F43 | 0 | [10 empty] | No | No
MC202 | Charles Carter Building |  |  |  | MC202-B04/F44 | Function 44 | EN.EN3 Energy Sensor | [6 empty] | F44 | 0 | [10 empty] | No | No
MC202 | Charles Carter Building |  |  |  | MC202-B04/F34 | Function 34 | EN.EN3 Energy Sensor | [6 empty] | F34 | 0 | [10 empty] | No | No
MC202 | Charles Carter Building |  |  |  | MC202-B04/F35 | Function 35 | EN.EN3 Energy Sensor | [6 empty] | F35 | 0 | [10 empty] | No | No
MC202 | Charles Carter Building |  |  |  | MC202-B04/F36 | Function 36 | EN.EN3 Energy Sensor | [6 empty] | F36 | 0 | [10 empty] | No | No
MC202 | Charles Carter Building |  |  |  | MC202-B04/F37 | Function 37 | EN.EN3 Energy Sensor | [6 empty] | F37 | 0 | [10 empty] | No | No
MC202 | Charles Carter Building |  |  |  | MC202-B04/F38 | Function 38 | EN.EN3 Energy Sensor | [6 empty] | F38 | 0 | [10 empty] | No | No
MC202 | Charles Carter Building |  |  |  | MC202-B04/F39 | Extract fan speed | EN.EN3 Energy Sensor | [6 empty] | F39 | 0 | [10 empty] | No | No
MC202 | Charles Carter Building |  |  |  | MC202-B04/F29 | Full Fresh Air [Clg] | EN.EN3 Energy Sensor | [6 empty] | F29 | 0 | [10 empty] | No | No
MC202 | Charles Carter Building |  |  |  | MC202-B04/F3 | Function 3 | EN.EN3 Energy Sensor | [6 empty] | F3 | 0 | [10 empty] | No | No
MC202 | Charles Carter Building |  |  |  | MC202-B04/F30 | Function 30 | EN.EN3 Energy Sensor | [6 empty] | F30 | 0 | [10 empty] | No | No
MC202 | Charles Carter Building |  |  |  | MC202-B04/F31 | Function 31 | EN.EN3 Energy Sensor | [6 empty] | F31 | 0 | [10 empty] | No | No
MC202 | Charles Carter Building |  |  |  | MC202-B04/F32 | Function 32 | EN.EN3 Energy Sensor | [6 empty] | F32 | 0 | [10 empty] | No | No
MC202 | Charles Carter Building |  |  |  | MC202-B04/F33 | Function 33 | EN.EN3 Energy Sensor | [6 empty] | F33 | 0 | [10 empty] | No | No
MC202 | Charles Carter Building |  |  |  | MC202-B04/F23 | Function 23 | EN.EN3 Energy Sensor | [6 empty] | F23 | 0 | [10 empty] | No | No
MC202 | Charles Carter Building |  |  |  | MC202-B04/F24 | Function 24 | EN.EN3 Energy Sensor | [6 empty] | F24 | 0 | [10 empty] | No | No
MC202 | Charles Carter Building |  |  |  | MC202-B04/F25 | Function 25 | EN.EN3 Energy Sensor | [6 empty] | F25 | 0 | [10 empty] | No | No
MC202 | Charles Carter Building |  |  |  | MC202-B04/F26 | Function 26 | EN.EN3 Energy Sensor | [6 empty] | F26 | 0 | [10 empty] | No | No
MC202 | Charles Carter Building |  |  |  | MC202-B04/F27 | Function 27 | EN.EN3 Energy Sensor | [6 empty] | F27 | 0 | [10 empty] | No | No
MC202 | Charles Carter Building |  |  |  | MC202-B04/F28 | Function 28 | EN.EN3 Energy Sensor | [6 empty] | F28 | 0 | [10 empty] | No | No
MC202 | Charles Carter Building |  |  |  | MC202-B04/F17 | Function 17 | EN.EN3 Energy Sensor | [6 empty] | F17 | 0 | [10 empty] | No | No
MC202 | Charles Carter Building |  |  |  | MC202-B04/F18 | Function 18 | EN.EN3 Energy Sensor | [6 empty] | F18 | 0 | [10 empty] | No | No
MC202 | Charles Carter Building |  |  |  | MC202-B04/F19 | Supply fan speed | EN.EN3 Energy Sensor | [6 empty] | F19 | 0 | [10 empty] | No | No
MC202 | Charles Carter Building |  |  |  | MC202-B04/F20 | Function 20 | EN.EN3 Energy Sensor | [6 empty] | F20 | 0 | [10 empty] | No | No
MC202 | Charles Carter Building |  |  |  | MC202-B04/F21 | Function 21 | EN.EN3 Energy Sensor | [6 empty] | F21 | 0 | [10 empty] | No | No
MC202 | Charles Carter Building |  |  |  | MC202-B04/F22 | Function 22 | EN.EN3 Energy Sensor | [6 empty] | F22 | 0 | [10 empty] | No | No
MC202 | Charles Carter Building |  |  |  | MC202-B04/F11 | Function 11 | EN.EN3 Energy Sensor | [6 empty] | F11 | 0 | [10 empty] | No | No
MC202 | Charles Carter Building |  |  |  | MC202-B04/F12 | Function 12 | EN.EN3 Energy Sensor | [6 empty] | F12 | 0 | [10 empty] | No | No
MC202 | Charles Carter Building |  |  |  | MC202-B04/F13 | Function 13 | EN.EN3 Energy Sensor | [6 empty] | F13 | 0 | [10 empty] | No | No
MC202 | Charles Carter Building |  |  |  | MC202-B04/F14 | Auto boost setpoint exceeded | EN.EN3 Energy Sensor | [6 empty] | F14 | 0 | [10 empty] | No | No
MC202 | Charles Carter Building |  |  |  | MC202-B04/F15 | Function 15 | EN.EN3 Energy Sensor | [6 empty] | F15 | 0 | [10 empty] | No | No
MC202 | Charles Carter Building |  |  |  | MC202-B04/F16 | Function 16 | EN.EN3 Energy Sensor | [6 empty] | F16 | 0 | [10 empty] | No | No
MC202 | Charles Carter Building |  |  |  | MC202-B04/D4 | Heating valve | EN.EN3 Energy Sensor | [6 empty] | D4 | 0 | [10 empty] | No | No
MC202 | Charles Carter Building | A15 | Lecture theatre |  | MC202-B04/D4 | Heating valve | EN.EN3 Energy Sensor | [6 empty] | D4 | 0 | [10 empty] | No | No
MC202 | Charles Carter Building |  |  |  | MC202-B04/D5 | Supply fan speed | EN.EN3 Energy Sensor | [6 empty] | D5 | 0 | [10 empty] | No | No
MC202 | Charles Carter Building | A15 | Lecture theatre |  | MC202-B04/D5 | Supply fan speed | EN.EN3 Energy Sensor | [6 empty] | D5 | 0 | [10 empty] | No | No
MC202 | Charles Carter Building |  |  |  | MC202-B04/D6 | Extract fan speed | EN.EN3 Energy Sensor | [6 empty] | D6 | 0 | [10 empty] | No | No
MC202 | Charles Carter Building | A15 | Lecture theatre |  | MC202-B04/D6 | Extract fan speed | EN.EN3 Energy Sensor | [6 empty] | D6 | 0 | [10 empty] | No | No
MC202 | Charles Carter Building |  |  |  | MC202-B04/e1 | 963 Supervisor | EN.EN3 Energy Sensor | [6 empty] | e1 | 0 | [10 empty] | No | No
MC202 | Charles Carter Building |  |  |  | MC202-B04/F1 | Function 1 | EN.EN3 Energy Sensor | [6 empty] | F1 | 0 | [10 empty] | No | No
MC202 | Charles Carter Building |  |  |  | MC202-B04/F10 | Function 10 | EN.EN3 Energy Sensor | [6 empty] | F10 | 0 | [10 empty] | No | No
MC202 | Charles Carter Building |  |  |  | MC202-B04/A14 | Outside air temperature | EN.EN3 Energy Sensor | [6 empty] | A14 | 0 | [10 empty] | No | No
MC202 | Charles Carter Building |  |  |  | MC202-B04/B1 | Frost from MCP | EN.EN3 Energy Sensor | [6 empty] | B1 | 0 | [10 empty] | No | No
MC202 | Charles Carter Building |  |  |  | MC202-B04/B2 | Remote signals | EN.EN3 Energy Sensor | [6 empty] | B2 | 0 | [10 empty] | No | No
MC202 | Charles Carter Building |  |  |  | MC202-B04/C1 | Virtual CNC 1 | EN.EN3 Energy Sensor | [6 empty] | C1 | 0 | [10 empty] | No | No
MC202 | Charles Carter Building |  |  |  | MC202-B04/D1 | Unit enable and fresh air damper | EN.EN3 Energy Sensor | [6 empty] | D1 | 0 | [10 empty] | No | No
MC202 | Charles Carter Building | A15 | Lecture theatre |  | MC202-B04/D1 | Unit enable and fresh air damper | EN.EN3 Energy Sensor | [6 empty] | D1 | 0 | [10 empty] | No | No
MC202 | Charles Carter Building | A15 | Lecture theatre |  | MC202-B04/D2 | Bypass damper | EN.EN3 Energy Sensor | [6 empty] | D2 | 0 | [10 empty] | No | No
MC202 | Charles Carter Building |  |  |  | MC202-B04/D2 | Bypass damper | EN.EN3 Energy Sensor | [6 empty] | D2 | 0 | [10 empty] | No | No
MC202 | Charles Carter Building |  |  |  | MC202-B04/~59 |  | EN.EN3 Energy Sensor | [6 empty] | ~59 | 0 | [10 empty] | No | No
MC202 | Charles Carter Building |  |  |  | MC202-B04/~6 |  | EN.EN3 Energy Sensor | [6 empty] | ~6 | 0 | [10 empty] | No | No
MC202 | Charles Carter Building |  |  |  | MC202-B04/~60 |  | EN.EN3 Energy Sensor | [6 empty] | ~60 | 0 | [10 empty] | No | No
MC202 | Charles Carter Building |  |  |  | MC202-B04/~7 |  | EN.EN3 Energy Sensor | [6 empty] | ~7 | 0 | [10 empty] | No | No
MC202 | Charles Carter Building |  |  |  | MC202-B04/~8 |  | EN.EN3 Energy Sensor | [6 empty] | ~8 | 0 | [10 empty] | No | No
MC202 | Charles Carter Building |  |  |  | MC202-B04/~9 |  | EN.EN3 Energy Sensor | [6 empty] | ~9 | 0 | [10 empty] | No | No
MC202 | Charles Carter Building |  |  |  | MC202-B04/~53 | Adjustments (night cool knobs) | EN.EN3 Energy Sensor | [6 empty] | ~53 | 0 | [10 empty] | No | No
MC202 | Charles Carter Building |  |  |  | MC202-B04/~54 |  | EN.EN3 Energy Sensor | [6 empty] | ~54 | 0 | [10 empty] | No | No
MC202 | Charles Carter Building |  |  |  | MC202-B04/~55 | Adjustments | EN.EN3 Energy Sensor | [6 empty] | ~55 | 0 | [10 empty] | No | No
MC202 | Charles Carter Building |  |  |  | MC202-B04/~56 | Knobs | EN.EN3 Energy Sensor | [6 empty] | ~56 | 0 | [10 empty] | No | No
MC202 | Charles Carter Building |  |  |  | MC202-B04/~57 | Switches | EN.EN3 Energy Sensor | [6 empty] | ~57 | 0 | [10 empty] | No | No
MC202 | Charles Carter Building |  |  |  | MC202-B04/~58 |  | EN.EN3 Energy Sensor | [6 empty] | ~58 | 0 | [10 empty] | No | No
MC202 | Charles Carter Building |  |  |  | MC202-B04/~48 |  | EN.EN3 Energy Sensor | [6 empty] | ~48 | 0 | [10 empty] | No | No
MC202 | Charles Carter Building |  |  |  | MC202-B04/~49 |  | EN.EN3 Energy Sensor | [6 empty] | ~49 | 0 | [10 empty] | No | No
MC202 | Charles Carter Building |  |  |  | MC202-B04/~5 |  | EN.EN3 Energy Sensor | [6 empty] | ~5 | 0 | [10 empty] | No | No
MC202 | Charles Carter Building |  |  |  | MC202-B04/~50 |  | EN.EN3 Energy Sensor | [6 empty] | ~50 | 0 | [10 empty] | No | No
MC202 | Charles Carter Building |  |  |  | MC202-B04/~51 |  | EN.EN3 Energy Sensor | [6 empty] | ~51 | 0 | [10 empty] | No | No
MC202 | Charles Carter Building |  |  |  | MC202-B04/~52 |  | EN.EN3 Energy Sensor | [6 empty] | ~52 | 0 | [10 empty] | No | No
MC202 | Charles Carter Building |  |  |  | MC202-B04/~42 |  | EN.EN3 Energy Sensor | [6 empty] | ~42 | 0 | [10 empty] | No | No
MC202 | Charles Carter Building |  |  |  | MC202-B04/~43 |  | EN.EN3 Energy Sensor | [6 empty] | ~43 | 0 | [10 empty] | No | No
MC202 | Charles Carter Building |  |  |  | MC202-B04/~44 |  | EN.EN3 Energy Sensor | [6 empty] | ~44 | 0 | [10 empty] | No | No
MC202 | Charles Carter Building |  |  |  | MC202-B04/~45 |  | EN.EN3 Energy Sensor | [6 empty] | ~45 | 0 | [10 empty] | No | No
MC202 | Charles Carter Building |  |  |  | MC202-B04/~46 | Adjustments (knobs) | EN.EN3 Energy Sensor | [6 empty] | ~46 | 0 | [10 empty] | No | No
MC202 | Charles Carter Building |  |  |  | MC202-B04/~47 | Adjustments (switches) | EN.EN3 Energy Sensor | [6 empty] | ~47 | 0 | [10 empty] | No | No
MC202 | Charles Carter Building |  |  |  | MC202-B04/~37 |  | EN.EN3 Energy Sensor | [6 empty] | ~37 | 0 | [10 empty] | No | No
MC202 | Charles Carter Building |  |  |  | MC202-B04/~38 |  | EN.EN3 Energy Sensor | [6 empty] | ~38 | 0 | [10 empty] | No | No
MC202 | Charles Carter Building |  |  |  | MC202-B04/~39 |  | EN.EN3 Energy Sensor | [6 empty] | ~39 | 0 | [10 empty] | No | No
MC202 | Charles Carter Building |  |  |  | MC202-B04/~4 |  | EN.EN3 Energy Sensor | [6 empty] | ~4 | 0 | [10 empty] | No | No
MC202 | Charles Carter Building |  |  |  | MC202-B04/~40 |  | EN.EN3 Energy Sensor | [6 empty] | ~40 | 0 | [10 empty] | No | No
MC202 | Charles Carter Building |  |  |  | MC202-B04/~41 |  | EN.EN3 Energy Sensor | [6 empty] | ~41 | 0 | [10 empty] | No | No
MC202 | Charles Carter Building |  |  |  | MC202-B04/~31 |  | EN.EN3 Energy Sensor | [6 empty] | ~31 | 0 | [10 empty] | No | No
MC202 | Charles Carter Building |  |  |  | MC202-B04/~32 |  | EN.EN3 Energy Sensor | [6 empty] | ~32 | 0 | [10 empty] | No | No
MC202 | Charles Carter Building |  |  |  | MC202-B04/~33 |  | EN.EN3 Energy Sensor | [6 empty] | ~33 | 0 | [10 empty] | No | No
MC202 | Charles Carter Building |  |  |  | MC202-B04/~34 |  | EN.EN3 Energy Sensor | [6 empty] | ~34 | 0 | [10 empty] | No | No
MC202 | Charles Carter Building |  |  |  | MC202-B04/~35 |  | EN.EN3 Energy Sensor | [6 empty] | ~35 | 0 | [10 empty] | No | No
MC202 | Charles Carter Building |  |  |  | MC202-B04/~36 |  | EN.EN3 Energy Sensor | [6 empty] | ~36 | 0 | [10 empty] | No | No
MC202 | Charles Carter Building |  |  |  | MC202-B04/~26 |  | EN.EN3 Energy Sensor | [6 empty] | ~26 | 0 | [10 empty] | No | No
MC202 | Charles Carter Building |  |  |  | MC202-B04/~27 |  | EN.EN3 Energy Sensor | [6 empty] | ~27 | 0 | [10 empty] | No | No
MC202 | Charles Carter Building |  |  |  | MC202-B04/~28 |  | EN.EN3 Energy Sensor | [6 empty] | ~28 | 0 | [10 empty] | No | No
MC202 | Charles Carter Building |  |  |  | MC202-B04/~29 |  | EN.EN3 Energy Sensor | [6 empty] | ~29 | 0 | [10 empty] | No | No
MC202 | Charles Carter Building |  |  |  | MC202-B04/~3 |  | EN.EN3 Energy Sensor | [6 empty] | ~3 | 0 | [10 empty] | No | No
MC202 | Charles Carter Building |  |  |  | MC202-B04/~30 |  | EN.EN3 Energy Sensor | [6 empty] | ~30 | 0 | [10 empty] | No | No
MC202 | Charles Carter Building |  |  |  | MC202-B04/~20 |  | EN.EN3 Energy Sensor | [6 empty] | ~20 | 0 | [10 empty] | No | No
MC202 | Charles Carter Building |  |  |  | MC202-B04/~21 |  | EN.EN3 Energy Sensor | [6 empty] | ~21 | 0 | [10 empty] | No | No
MC202 | Charles Carter Building |  |  |  | MC202-B04/~22 |  | EN.EN3 Energy Sensor | [6 empty] | ~22 | 0 | [10 empty] | No | No
MC202 | Charles Carter Building |  |  |  | MC202-B04/~23 |  | EN.EN3 Energy Sensor | [6 empty] | ~23 | 0 | [10 empty] | No | No
MC202 | Charles Carter Building |  |  |  | MC202-B04/~24 |  | EN.EN3 Energy Sensor | [6 empty] | ~24 | 0 | [10 empty] | No | No
MC202 | Charles Carter Building |  |  |  | MC202-B04/~25 |  | EN.EN3 Energy Sensor | [6 empty] | ~25 | 0 | [10 empty] | No | No
MC202 | Charles Carter Building |  |  |  | MC202-B04/~15 |  | EN.EN3 Energy Sensor | [6 empty] | ~15 | 0 | [10 empty] | No | No
MC202 | Charles Carter Building |  |  |  | MC202-B04/~16 |  | EN.EN3 Energy Sensor | [6 empty] | ~16 | 0 | [10 empty] | No | No
MC202 | Charles Carter Building |  |  |  | MC202-B04/~17 |  | EN.EN3 Energy Sensor | [6 empty] | ~17 | 0 | [10 empty] | No | No
MC202 | Charles Carter Building |  |  |  | MC202-B04/~18 |  | EN.EN3 Energy Sensor | [6 empty] | ~18 | 0 | [10 empty] | No | No
MC202 | Charles Carter Building |  |  |  | MC202-B04/~19 |  | EN.EN3 Energy Sensor | [6 empty] | ~19 | 0 | [10 empty] | No | No
MC202 | Charles Carter Building |  |  |  | MC202-B04/~2 |  | EN.EN3 Energy Sensor | [6 empty] | ~2 | 0 | [10 empty] | No | No
MC202 | Charles Carter Building |  |  |  | MC202-B06/G15 | Logic 15 | EN.EN3 Energy Sensor | [6 empty] | G15 | 0 | [10 empty] | No | No
MC202 | Charles Carter Building |  |  |  | MC202-B06/G16 | Logic 16 | EN.EN3 Energy Sensor | [6 empty] | G16 | 0 | [10 empty] | No | No
MC202 | Charles Carter Building |  |  |  | MC202-B06/G17 | Occ Htg SP Achieved [Full FA] | EN.EN3 Energy Sensor | [6 empty] | G17 | 0 | [10 empty] | No | No
MC202 | Charles Carter Building |  |  |  | MC202-B06/G18 | Logic 18 | EN.EN3 Energy Sensor | [6 empty] | G18 | 0 | [10 empty] | No | No
MC202 | Charles Carter Building |  |  |  | MC202-B06/G19 | Logic 19 | EN.EN3 Energy Sensor | [6 empty] | G19 | 0 | [10 empty] | No | No
MC202 | Charles Carter Building |  |  |  | MC202-B06/G2 | Logic 2 | EN.EN3 Energy Sensor | [6 empty] | G2 | 0 | [10 empty] | No | No
MC202 | Charles Carter Building |  |  |  | MC202-B06/G12 | Logic 12 | EN.EN3 Energy Sensor | [6 empty] | G12 | 0 | [10 empty] | No | No
MC202 | Charles Carter Building |  |  |  | MC202-B06/G13 | Logic 13 | EN.EN3 Energy Sensor | [6 empty] | G13 | 0 | [10 empty] | No | No
MC202 | Charles Carter Building |  |  |  | MC202-B06/G14 | Boost mode | EN.EN3 Energy Sensor | [6 empty] | G14 | 0 | [10 empty] | No | No
MC202 | Charles Carter Building |  |  |  | MC202-B06/F7 | Function 7 | EN.EN3 Energy Sensor | [6 empty] | F7 | 0 | [10 empty] | No | No
MC202 | Charles Carter Building |  |  |  | MC202-B06/F8 | Fan speed (heating) | EN.EN3 Energy Sensor | [6 empty] | F8 | 0 | [10 empty] | No | No
MC202 | Charles Carter Building |  |  |  | MC202-B06/F9 | Function 9 | EN.EN3 Energy Sensor | [6 empty] | F9 | 0 | [10 empty] | No | No
MC202 | Charles Carter Building |  |  |  | MC202-B06/G1 | Logic 1 | EN.EN3 Energy Sensor | [6 empty] | G1 | 0 | [10 empty] | No | No
MC202 | Charles Carter Building |  |  |  | MC202-B06/G10 | Logic 10 | EN.EN3 Energy Sensor | [6 empty] | G10 | 0 | [10 empty] | No | No
MC202 | Charles Carter Building |  |  |  | MC202-B06/G11 | Logic 11 | EN.EN3 Energy Sensor | [6 empty] | G11 | 0 | [10 empty] | No | No
MC202 | Charles Carter Building |  |  |  | MC202-B06/F44 | Function 44 | EN.EN3 Energy Sensor | [6 empty] | F44 | 0 | [10 empty] | No | No
MC202 | Charles Carter Building |  |  |  | MC202-B06/F45 | Function 45 | EN.EN3 Energy Sensor | [6 empty] | F45 | 0 | [10 empty] | No | No
MC202 | Charles Carter Building |  |  |  | MC202-B06/F47 | Function 47 | EN.EN3 Energy Sensor | [6 empty] | F47 | 0 | [10 empty] | No | No
MC202 | Charles Carter Building |  |  |  | MC202-B06/F48 | Function 48 | EN.EN3 Energy Sensor | [6 empty] | F48 | 0 | [10 empty] | No | No
MC202 | Charles Carter Building |  |  |  | MC202-B06/F49 | Function 49 | EN.EN3 Energy Sensor | [6 empty] | F49 | 0 | [10 empty] | No | No
MC202 | Charles Carter Building |  |  |  | MC202-B06/F6 | Function 6 | EN.EN3 Energy Sensor | [6 empty] | F6 | 0 | [10 empty] | No | No
MC202 | Charles Carter Building |  |  |  | MC202-B06/F39 | Extract fan speed | EN.EN3 Energy Sensor | [6 empty] | F39 | 0 | [10 empty] | No | No
MC202 | Charles Carter Building |  |  |  | MC202-B06/F4 | Function 4 | EN.EN3 Energy Sensor | [6 empty] | F4 | 0 | [10 empty] | No | No
MC202 | Charles Carter Building |  |  |  | MC202-B06/F40 | Function 40 | EN.EN3 Energy Sensor | [6 empty] | F40 | 0 | [10 empty] | No | No
MC202 | Charles Carter Building |  |  |  | MC202-B06/F41 | Function 41 | EN.EN3 Energy Sensor | [6 empty] | F41 | 0 | [10 empty] | No | No
MC202 | Charles Carter Building |  |  |  | MC202-B06/F42 | Function 42 | EN.EN3 Energy Sensor | [6 empty] | F42 | 0 | [10 empty] | No | No
MC202 | Charles Carter Building |  |  |  | MC202-B06/F43 | Function 43 | EN.EN3 Energy Sensor | [6 empty] | F43 | 0 | [10 empty] | No | No
MC202 | Charles Carter Building |  |  |  | MC202-B06/F33 | Function 33 | EN.EN3 Energy Sensor | [6 empty] | F33 | 0 | [10 empty] | No | No
MC202 | Charles Carter Building |  |  |  | MC202-B06/F34 | Function 34 | EN.EN3 Energy Sensor | [6 empty] | F34 | 0 | [10 empty] | No | No
MC202 | Charles Carter Building |  |  |  | MC202-B06/F35 | Function 35 | EN.EN3 Energy Sensor | [6 empty] | F35 | 0 | [10 empty] | No | No
MC202 | Charles Carter Building |  |  |  | MC202-B06/F36 | Function 36 | EN.EN3 Energy Sensor | [6 empty] | F36 | 0 | [10 empty] | No | No
MC202 | Charles Carter Building |  |  |  | MC202-B06/F37 | Function 37 | EN.EN3 Energy Sensor | [6 empty] | F37 | 0 | [10 empty] | No | No
MC202 | Charles Carter Building |  |  |  | MC202-B06/F38 | Function 38 | EN.EN3 Energy Sensor | [6 empty] | F38 | 0 | [10 empty] | No | No
MC202 | Charles Carter Building |  |  |  | MC202-B06/F28 | Function 28 | EN.EN3 Energy Sensor | [6 empty] | F28 | 0 | [10 empty] | No | No
MC202 | Charles Carter Building |  |  |  | MC202-B06/F29 | Full Fresh Air [Clg] | EN.EN3 Energy Sensor | [6 empty] | F29 | 0 | [10 empty] | No | No
MC202 | Charles Carter Building |  |  |  | MC202-B06/F3 | Function 3 | EN.EN3 Energy Sensor | [6 empty] | F3 | 0 | [10 empty] | No | No
MC202 | Charles Carter Building |  |  |  | MC202-B06/F30 | Function 30 | EN.EN3 Energy Sensor | [6 empty] | F30 | 0 | [10 empty] | No | No
MC202 | Charles Carter Building |  |  |  | MC202-B06/F31 | Function 31 | EN.EN3 Energy Sensor | [6 empty] | F31 | 0 | [10 empty] | No | No
MC202 | Charles Carter Building |  |  |  | MC202-B06/F32 | Function 32 | EN.EN3 Energy Sensor | [6 empty] | F32 | 0 | [10 empty] | No | No
MC202 | Charles Carter Building |  |  |  | MC202-B06/F22 | Function 22 | EN.EN3 Energy Sensor | [6 empty] | F22 | 0 | [10 empty] | No | No
MC202 | Charles Carter Building |  |  |  | MC202-B06/F23 | Function 23 | EN.EN3 Energy Sensor | [6 empty] | F23 | 0 | [10 empty] | No | No
MC202 | Charles Carter Building |  |  |  | MC202-B06/F24 | Function 24 | EN.EN3 Energy Sensor | [6 empty] | F24 | 0 | [10 empty] | No | No
MC202 | Charles Carter Building |  |  |  | MC202-B06/F25 | Function 25 | EN.EN3 Energy Sensor | [6 empty] | F25 | 0 | [10 empty] | No | No
MC202 | Charles Carter Building |  |  |  | MC202-B06/F26 | Function 26 | EN.EN3 Energy Sensor | [6 empty] | F26 | 0 | [10 empty] | No | No
MC202 | Charles Carter Building |  |  |  | MC202-B06/F27 | Function 27 | EN.EN3 Energy Sensor | [6 empty] | F27 | 0 | [10 empty] | No | No
MC202 | Charles Carter Building |  |  |  | MC202-B06/F16 | Function 16 | EN.EN3 Energy Sensor | [6 empty] | F16 | 0 | [10 empty] | No | No
MC202 | Charles Carter Building |  |  |  | MC202-B06/F17 | Function 17 | EN.EN3 Energy Sensor | [6 empty] | F17 | 0 | [10 empty] | No | No
MC202 | Charles Carter Building |  |  |  | MC202-B06/F18 | Function 18 | EN.EN3 Energy Sensor | [6 empty] | F18 | 0 | [10 empty] | No | No
MC202 | Charles Carter Building |  |  |  | MC202-B06/F19 | Supply fan speed | EN.EN3 Energy Sensor | [6 empty] | F19 | 0 | [10 empty] | No | No
MC202 | Charles Carter Building |  |  |  | MC202-B06/F20 | Function 20 | EN.EN3 Energy Sensor | [6 empty] | F20 | 0 | [10 empty] | No | No
MC202 | Charles Carter Building |  |  |  | MC202-B06/F21 | Function 21 | EN.EN3 Energy Sensor | [6 empty] | F21 | 0 | [10 empty] | No | No
MC202 | Charles Carter Building |  |  |  | MC202-B06/F10 | Function 10 | EN.EN3 Energy Sensor | [6 empty] | F10 | 0 | [10 empty] | No | No
MC202 | Charles Carter Building |  |  |  | MC202-B06/F11 | Function 11 | EN.EN3 Energy Sensor | [6 empty] | F11 | 0 | [10 empty] | No | No
MC202 | Charles Carter Building |  |  |  | MC202-B06/F12 | Function 12 | EN.EN3 Energy Sensor | [6 empty] | F12 | 0 | [10 empty] | No | No
MC202 | Charles Carter Building |  |  |  | MC202-B06/F13 | Function 13 | EN.EN3 Energy Sensor | [6 empty] | F13 | 0 | [10 empty] | No | No
MC202 | Charles Carter Building |  |  |  | MC202-B06/F14 | Auto boost setpoint exceeded | EN.EN3 Energy Sensor | [6 empty] | F14 | 0 | [10 empty] | No | No
MC202 | Charles Carter Building |  |  |  | MC202-B06/F15 | Function 15 | EN.EN3 Energy Sensor | [6 empty] | F15 | 0 | [10 empty] | No | No
MC202 | Charles Carter Building |  |  |  | MC202-B06/D2 | Bypass damper | EN.EN3 Energy Sensor | [6 empty] | D2 | 0 | [10 empty] | No | No
MC202 | Charles Carter Building | B02b | PGR Office |  | MC202-B06/D2 | Bypass damper | EN.EN3 Energy Sensor | [6 empty] | D2 | 0 | [10 empty] | No | No
MC202 | Charles Carter Building | B02a | PGR Office |  | MC202-B06/D2 | Bypass damper | EN.EN3 Energy Sensor | [6 empty] | D2 | 0 | [10 empty] | No | No
MC202 | Charles Carter Building |  |  |  | MC202-B06/D4 | Heating valve | EN.EN3 Energy Sensor | [6 empty] | D4 | 0 | [10 empty] | No | No
MC202 | Charles Carter Building | B02b | PGR Office |  | MC202-B06/D4 | Heating valve | EN.EN3 Energy Sensor | [6 empty] | D4 | 0 | [10 empty] | No | No
MC202 | Charles Carter Building | B02a | PGR Office |  | MC202-B06/D4 | Heating valve | EN.EN3 Energy Sensor | [6 empty] | D4 | 0 | [10 empty] | No | No
MC202 | Charles Carter Building | B02a | PGR Office |  | MC202-B06/D5 | Supply fan speed | EN.EN3 Energy Sensor | [6 empty] | D5 | 0 | [10 empty] | No | No
MC202 | Charles Carter Building |  |  |  | MC202-B06/D5 | Supply fan speed | EN.EN3 Energy Sensor | [6 empty] | D5 | 0 | [10 empty] | No | No
MC202 | Charles Carter Building | B02b | PGR Office |  | MC202-B06/D5 | Supply fan speed | EN.EN3 Energy Sensor | [6 empty] | D5 | 0 | [10 empty] | No | No
MC202 | Charles Carter Building |  |  |  | MC202-B06/D6 | Extract fan speed | EN.EN3 Energy Sensor | [6 empty] | D6 | 0 | [10 empty] | No | No
MC202 | Charles Carter Building | B02b | PGR Office |  | MC202-B06/D6 | Extract fan speed | EN.EN3 Energy Sensor | [6 empty] | D6 | 0 | [10 empty] | No | No
MC202 | Charles Carter Building | B02a | PGR Office |  | MC202-B06/D6 | Extract fan speed | EN.EN3 Energy Sensor | [6 empty] | D6 | 0 | [10 empty] | No | No
MC202 | Charles Carter Building |  |  |  | MC202-B06/e1 | 963 Supervisor | EN.EN3 Energy Sensor | [6 empty] | e1 | 0 | [10 empty] | No | No
MC202 | Charles Carter Building |  |  |  | MC202-B06/F1 | Function 1 | EN.EN3 Energy Sensor | [6 empty] | F1 | 0 | [10 empty] | No | No
MC202 | Charles Carter Building |  |  |  | MC202-B06/~9 |  | EN.EN3 Energy Sensor | [6 empty] | ~9 | 0 | [10 empty] | No | No
MC202 | Charles Carter Building |  |  |  | MC202-B06/A14 | Outside air temperature | EN.EN3 Energy Sensor | [6 empty] | A14 | 0 | [10 empty] | No | No
MC202 | Charles Carter Building |  |  |  | MC202-B06/B1 | Frost from MCP | EN.EN3 Energy Sensor | [6 empty] | B1 | 0 | [10 empty] | No | No
MC202 | Charles Carter Building |  |  |  | MC202-B06/B2 | Remote signals | EN.EN3 Energy Sensor | [6 empty] | B2 | 0 | [10 empty] | No | No
MC202 | Charles Carter Building |  |  |  | MC202-B06/C1 | Virtual CNC 1 | EN.EN3 Energy Sensor | [6 empty] | C1 | 0 | [10 empty] | No | No
MC202 | Charles Carter Building |  |  |  | MC202-B06/D1 | Unit enable and fresh air damper | EN.EN3 Energy Sensor | [6 empty] | D1 | 0 | [10 empty] | No | No
MC202 | Charles Carter Building | B02b | PGR Office |  | MC202-B06/D1 | Unit enable and fresh air damper | EN.EN3 Energy Sensor | [6 empty] | D1 | 0 | [10 empty] | No | No
MC202 | Charles Carter Building | B02a | PGR Office |  | MC202-B06/D1 | Unit enable and fresh air damper | EN.EN3 Energy Sensor | [6 empty] | D1 | 0 | [10 empty] | No | No
MC202 | Charles Carter Building |  |  |  | MC202-B06/~58 |  | EN.EN3 Energy Sensor | [6 empty] | ~58 | 0 | [10 empty] | No | No
MC202 | Charles Carter Building |  |  |  | MC202-B06/~59 |  | EN.EN3 Energy Sensor | [6 empty] | ~59 | 0 | [10 empty] | No | No
MC202 | Charles Carter Building |  |  |  | MC202-B06/~6 |  | EN.EN3 Energy Sensor | [6 empty] | ~6 | 0 | [10 empty] | No | No
MC202 | Charles Carter Building |  |  |  | MC202-B06/~60 |  | EN.EN3 Energy Sensor | [6 empty] | ~60 | 0 | [10 empty] | No | No
MC202 | Charles Carter Building |  |  |  | MC202-B06/~7 |  | EN.EN3 Energy Sensor | [6 empty] | ~7 | 0 | [10 empty] | No | No
MC202 | Charles Carter Building |  |  |  | MC202-B06/~8 |  | EN.EN3 Energy Sensor | [6 empty] | ~8 | 0 | [10 empty] | No | No
MC202 | Charles Carter Building |  |  |  | MC202-B06/~52 |  | EN.EN3 Energy Sensor | [6 empty] | ~52 | 0 | [10 empty] | No | No
MC202 | Charles Carter Building |  |  |  | MC202-B06/~53 | Adjustments (night cool knobs) | EN.EN3 Energy Sensor | [6 empty] | ~53 | 0 | [10 empty] | No | No
MC202 | Charles Carter Building |  |  |  | MC202-B06/~54 |  | EN.EN3 Energy Sensor | [6 empty] | ~54 | 0 | [10 empty] | No | No
MC202 | Charles Carter Building |  |  |  | MC202-B06/~55 | Adjustments | EN.EN3 Energy Sensor | [6 empty] | ~55 | 0 | [10 empty] | No | No
MC202 | Charles Carter Building |  |  |  | MC202-B06/~56 | Knobs | EN.EN3 Energy Sensor | [6 empty] | ~56 | 0 | [10 empty] | No | No
MC202 | Charles Carter Building |  |  |  | MC202-B06/~57 | Switches | EN.EN3 Energy Sensor | [6 empty] | ~57 | 0 | [10 empty] | No | No
MC202 | Charles Carter Building |  |  |  | MC202-B06/~47 | Adjustments (switches) | EN.EN3 Energy Sensor | [6 empty] | ~47 | 0 | [10 empty] | No | No
MC202 | Charles Carter Building |  |  |  | MC202-B06/~48 |  | EN.EN3 Energy Sensor | [6 empty] | ~48 | 0 | [10 empty] | No | No
MC202 | Charles Carter Building |  |  |  | MC202-B06/~49 |  | EN.EN3 Energy Sensor | [6 empty] | ~49 | 0 | [10 empty] | No | No
MC202 | Charles Carter Building |  |  |  | MC202-B06/~5 |  | EN.EN3 Energy Sensor | [6 empty] | ~5 | 0 | [10 empty] | No | No
MC202 | Charles Carter Building |  |  |  | MC202-B06/~50 |  | EN.EN3 Energy Sensor | [6 empty] | ~50 | 0 | [10 empty] | No | No
MC202 | Charles Carter Building |  |  |  | MC202-B06/~51 |  | EN.EN3 Energy Sensor | [6 empty] | ~51 | 0 | [10 empty] | No | No
MC202 | Charles Carter Building |  |  |  | MC202-B06/~41 |  | EN.EN3 Energy Sensor | [6 empty] | ~41 | 0 | [10 empty] | No | No
MC202 | Charles Carter Building |  |  |  | MC202-B06/~42 |  | EN.EN3 Energy Sensor | [6 empty] | ~42 | 0 | [10 empty] | No | No
MC202 | Charles Carter Building |  |  |  | MC202-B06/~43 |  | EN.EN3 Energy Sensor | [6 empty] | ~43 | 0 | [10 empty] | No | No
MC202 | Charles Carter Building |  |  |  | MC202-B06/~44 |  | EN.EN3 Energy Sensor | [6 empty] | ~44 | 0 | [10 empty] | No | No
MC202 | Charles Carter Building |  |  |  | MC202-B06/~45 |  | EN.EN3 Energy Sensor | [6 empty] | ~45 | 0 | [10 empty] | No | No
MC202 | Charles Carter Building |  |  |  | MC202-B06/~46 | Adjustments (knobs) | EN.EN3 Energy Sensor | [6 empty] | ~46 | 0 | [10 empty] | No | No
MC202 | Charles Carter Building |  |  |  | MC202-B06/~36 |  | EN.EN3 Energy Sensor | [6 empty] | ~36 | 0 | [10 empty] | No | No
MC202 | Charles Carter Building |  |  |  | MC202-B06/~37 |  | EN.EN3 Energy Sensor | [6 empty] | ~37 | 0 | [10 empty] | No | No
MC202 | Charles Carter Building |  |  |  | MC202-B06/~38 |  | EN.EN3 Energy Sensor | [6 empty] | ~38 | 0 | [10 empty] | No | No
MC202 | Charles Carter Building |  |  |  | MC202-B06/~39 |  | EN.EN3 Energy Sensor | [6 empty] | ~39 | 0 | [10 empty] | No | No
MC202 | Charles Carter Building |  |  |  | MC202-B06/~4 |  | EN.EN3 Energy Sensor | [6 empty] | ~4 | 0 | [10 empty] | No | No
MC202 | Charles Carter Building |  |  |  | MC202-B06/~40 |  | EN.EN3 Energy Sensor | [6 empty] | ~40 | 0 | [10 empty] | No | No
MC202 | Charles Carter Building |  |  |  | MC202-B06/~30 |  | EN.EN3 Energy Sensor | [6 empty] | ~30 | 0 | [10 empty] | No | No
MC202 | Charles Carter Building |  |  |  | MC202-B06/~31 |  | EN.EN3 Energy Sensor | [6 empty] | ~31 | 0 | [10 empty] | No | No
MC202 | Charles Carter Building |  |  |  | MC202-B06/~32 |  | EN.EN3 Energy Sensor | [6 empty] | ~32 | 0 | [10 empty] | No | No
MC202 | Charles Carter Building |  |  |  | MC202-B06/~33 |  | EN.EN3 Energy Sensor | [6 empty] | ~33 | 0 | [10 empty] | No | No
MC202 | Charles Carter Building |  |  |  | MC202-B06/~34 |  | EN.EN3 Energy Sensor | [6 empty] | ~34 | 0 | [10 empty] | No | No
MC202 | Charles Carter Building |  |  |  | MC202-B06/~35 |  | EN.EN3 Energy Sensor | [6 empty] | ~35 | 0 | [10 empty] | No | No
MC202 | Charles Carter Building |  |  |  | MC202-B06/~25 |  | EN.EN3 Energy Sensor | [6 empty] | ~25 | 0 | [10 empty] | No | No
MC202 | Charles Carter Building |  |  |  | MC202-B06/~26 |  | EN.EN3 Energy Sensor | [6 empty] | ~26 | 0 | [10 empty] | No | No
MC202 | Charles Carter Building |  |  |  | MC202-B06/~27 |  | EN.EN3 Energy Sensor | [6 empty] | ~27 | 0 | [10 empty] | No | No
MC202 | Charles Carter Building |  |  |  | MC202-B06/~28 |  | EN.EN3 Energy Sensor | [6 empty] | ~28 | 0 | [10 empty] | No | No
MC202 | Charles Carter Building |  |  |  | MC202-B06/~29 |  | EN.EN3 Energy Sensor | [6 empty] | ~29 | 0 | [10 empty] | No | No
MC202 | Charles Carter Building |  |  |  | MC202-B06/~3 |  | EN.EN3 Energy Sensor | [6 empty] | ~3 | 0 | [10 empty] | No | No
MC202 | Charles Carter Building |  |  |  | MC202-B06/~2 |  | EN.EN3 Energy Sensor | [6 empty] | ~2 | 0 | [10 empty] | No | No
MC202 | Charles Carter Building |  |  |  | MC202-B06/~20 |  | EN.EN3 Energy Sensor | [6 empty] | ~20 | 0 | [10 empty] | No | No
MC202 | Charles Carter Building |  |  |  | MC202-B06/~21 |  | EN.EN3 Energy Sensor | [6 empty] | ~21 | 0 | [10 empty] | No | No
MC202 | Charles Carter Building |  |  |  | MC202-B06/~22 |  | EN.EN3 Energy Sensor | [6 empty] | ~22 | 0 | [10 empty] | No | No
MC202 | Charles Carter Building |  |  |  | MC202-B06/~23 |  | EN.EN3 Energy Sensor | [6 empty] | ~23 | 0 | [10 empty] | No | No
MC202 | Charles Carter Building |  |  |  | MC202-B06/~24 |  | EN.EN3 Energy Sensor | [6 empty] | ~24 | 0 | [10 empty] | No | No
MC202 | Charles Carter Building |  |  |  | MC202-B06/~14 |  | EN.EN3 Energy Sensor | [6 empty] | ~14 | 0 | [10 empty] | No | No
MC202 | Charles Carter Building |  |  |  | MC202-B06/~15 |  | EN.EN3 Energy Sensor | [6 empty] | ~15 | 0 | [10 empty] | No | No
MC202 | Charles Carter Building |  |  |  | MC202-B06/~16 |  | EN.EN3 Energy Sensor | [6 empty] | ~16 | 0 | [10 empty] | No | No
MC202 | Charles Carter Building |  |  |  | MC202-B06/~17 |  | EN.EN3 Energy Sensor | [6 empty] | ~17 | 0 | [10 empty] | No | No
MC202 | Charles Carter Building |  |  |  | MC202-B06/~18 |  | EN.EN3 Energy Sensor | [6 empty] | ~18 | 0 | [10 empty] | No | No
MC202 | Charles Carter Building |  |  |  | MC202-B06/~19 |  | EN.EN3 Energy Sensor | [6 empty] | ~19 | 0 | [10 empty] | No | No
MC202 | Charles Carter Building | B02a | PGR Office |  | MC202-B06/Z1 | Local time clock | EN.EN3 Energy Sensor | [6 empty] | Z1 | 0 | [10 empty] | No | No
MC202 | Charles Carter Building |  |  |  | MC202-B06/Z1 | Local time clock | EN.EN3 Energy Sensor | [6 empty] | Z1 | 0 | [10 empty] | No | No
MC202 | Charles Carter Building | B02b | PGR Office |  | MC202-B06/Z1 | Local time clock | EN.EN3 Energy Sensor | [6 empty] | Z1 | 0 | [10 empty] | No | No
MC202 | Charles Carter Building |  |  |  | MC202-B06/~1 |  | EN.EN3 Energy Sensor | [6 empty] | ~1 | 0 | [10 empty] | No | No
MC202 | Charles Carter Building |  |  |  | MC202-B06/~10 |  | EN.EN3 Energy Sensor | [6 empty] | ~10 | 0 | [10 empty] | No | No
MC202 | Charles Carter Building |  |  |  | MC202-B06/~11 |  | EN.EN3 Energy Sensor | [6 empty] | ~11 | 0 | [10 empty] | No | No
MC202 | Charles Carter Building |  |  |  | MC202-B06/~12 |  | EN.EN3 Energy Sensor | [6 empty] | ~12 | 0 | [10 empty] | No | No
MC202 | Charles Carter Building |  |  |  | MC202-B06/~13 |  | EN.EN3 Energy Sensor | [6 empty] | ~13 | 0 | [10 empty] | No | No
MC202 | Charles Carter Building |  |  |  | MC202-B06/W4 | Freeze protection reset | EN.EN3 Energy Sensor | [6 empty] | W4 | 0 | [10 empty] | No | No
MC202 | Charles Carter Building | B02b | PGR Office |  | MC202-B06/W4 | Freeze protection reset | EN.EN3 Energy Sensor | [6 empty] | W4 | 0 | [10 empty] | No | No
MC202 | Charles Carter Building | B02a | PGR Office |  | MC202-B06/W4 | Freeze protection reset | EN.EN3 Energy Sensor | [6 empty] | W4 | 0 | [10 empty] | No | No
MC202 | Charles Carter Building |  |  |  | MC202-B06/W5 | Enable alarms | EN.EN3 Energy Sensor | [6 empty] | W5 | 0 | [10 empty] | No | No
MC202 | Charles Carter Building | B02b | PGR Office |  | MC202-B06/W5 | Enable alarms | EN.EN3 Energy Sensor | [6 empty] | W5 | 0 | [10 empty] | No | No
MC202 | Charles Carter Building | B02a | PGR Office |  | MC202-B06/W5 | Enable alarms | EN.EN3 Energy Sensor | [6 empty] | W5 | 0 | [10 empty] | No | No
MC202 | Charles Carter Building |  |  |  | MC202-B06/W6 | Manual off | EN.EN3 Energy Sensor | [6 empty] | W6 | 0 | [10 empty] | No | No
MC202 | Charles Carter Building | B02b | PGR Office |  | MC202-B06/W6 | Manual off | EN.EN3 Energy Sensor | [6 empty] | W6 | 0 | [10 empty] | No | No
MC202 | Charles Carter Building | B02a | PGR Office |  | MC202-B06/W6 | Manual off | EN.EN3 Energy Sensor | [6 empty] | W6 | 0 | [10 empty] | No | No
MC202 | Charles Carter Building |  |  |  | MC202-B06/Y1 | Trend Thermistor | EN.EN3 Energy Sensor | [6 empty] | Y1 | 0 | [10 empty] | No | No
MC202 | Charles Carter Building |  |  |  | MC202-B06/Y2 | CO2 V | EN.EN3 Energy Sensor | [6 empty] | Y2 | 0 | [10 empty] | No | No
MC202 | Charles Carter Building |  |  |  | MC202-B06/Y3 | 4DIX V | EN.EN3 Energy Sensor | [6 empty] | Y3 | 0 | [10 empty] | No | No
MC202 | Charles Carter Building |  |  |  | MC202-B06/S2 | Return temperature | EN.EN3 Energy Sensor | [6 empty] | S2 | 0 | [10 empty] | No | No
MC202 | Charles Carter Building | B02b | PGR Office |  | MC202-B06/S2 | Return temperature | EN.EN3 Energy Sensor | [6 empty] | S2 | 0 | [10 empty] | No | No
MC202 | Charles Carter Building | B02a | PGR Office |  | MC202-B06/S2 | Return temperature | EN.EN3 Energy Sensor | [6 empty] | S2 | 0 | [10 empty] | No | No
MC202 | Charles Carter Building |  |  |  | MC202-B06/S3 | Extract CO2 level | EN.EN3 Energy Sensor | [6 empty] | S3 | 0 | [10 empty] | No | No
MC202 | Charles Carter Building | B02b | PGR Office |  | MC202-B06/S3 | Extract CO2 level | EN.EN3 Energy Sensor | [6 empty] | S3 | 0 | [10 empty] | No | No
MC202 | Charles Carter Building | B02a | PGR Office |  | MC202-B06/S3 | Extract CO2 level | EN.EN3 Energy Sensor | [6 empty] | S3 | 0 | [10 empty] | No | No
MC202 | Charles Carter Building |  |  |  | MC202-B06/S4 | DIM Module | EN.EN3 Energy Sensor | [6 empty] | S4 | 0 | [10 empty] | No | No
MC202 | Charles Carter Building | B02b | PGR Office |  | MC202-B06/S4 | DIM Module | EN.EN3 Energy Sensor | [6 empty] | S4 | 0 | [10 empty] | No | No
MC202 | Charles Carter Building | B02a | PGR Office |  | MC202-B06/S4 | DIM Module | EN.EN3 Energy Sensor | [6 empty] | S4 | 0 | [10 empty] | No | No
MC202 | Charles Carter Building |  |  |  | MC202-B06/V1 |  | EN.EN3 Energy Sensor | [6 empty] | V1 | 0 | [10 empty] | No | No
MC202 | Charles Carter Building |  |  |  | MC202-B06/W2 | Commissioning mode | EN.EN3 Energy Sensor | [6 empty] | W2 | 0 | [10 empty] | No | No
MC202 | Charles Carter Building | B02b | PGR Office |  | MC202-B06/W2 | Commissioning mode | EN.EN3 Energy Sensor | [6 empty] | W2 | 0 | [10 empty] | No | No
MC202 | Charles Carter Building | B02a | PGR Office |  | MC202-B06/W2 | Commissioning mode | EN.EN3 Energy Sensor | [6 empty] | W2 | 0 | [10 empty] | No | No
MC202 | Charles Carter Building |  |  |  | MC202-B06/W3 | Enable boost mode | EN.EN3 Energy Sensor | [6 empty] | W3 | 0 | [10 empty] | No | No
MC202 | Charles Carter Building | B02b | PGR Office |  | MC202-B06/W3 | Enable boost mode | EN.EN3 Energy Sensor | [6 empty] | W3 | 0 | [10 empty] | No | No
MC202 | Charles Carter Building | B02a | PGR Office |  | MC202-B06/W3 | Enable boost mode | EN.EN3 Energy Sensor | [6 empty] | W3 | 0 | [10 empty] | No | No
MC202 | Charles Carter Building |  |  |  | MC202-B06/S1 | Supply air temperature | EN.EN3 Energy Sensor | [6 empty] | S1 | 0 | [10 empty] | No | No
MC202 | Charles Carter Building | B02b | PGR Office |  | MC202-B06/S1 | Supply air temperature | EN.EN3 Energy Sensor | [6 empty] | S1 | 0 | [10 empty] | No | No
MC202 | Charles Carter Building | B02a | PGR Office |  | MC202-B06/S1 | Supply air temperature | EN.EN3 Energy Sensor | [6 empty] | S1 | 0 | [10 empty] | No | No
MC202 | Charles Carter Building |  |  |  | MC202-B06/S11 | Class vent heating demand | EN.EN3 Energy Sensor | [6 empty] | S11 | 0 | [10 empty] | No | No
MC202 | Charles Carter Building | B02b | PGR Office |  | MC202-B06/S11 | Class vent heating demand | EN.EN3 Energy Sensor | [6 empty] | S11 | 0 | [10 empty] | No | No
MC202 | Charles Carter Building | B02a | PGR Office |  | MC202-B06/S11 | Class vent heating demand | EN.EN3 Energy Sensor | [6 empty] | S11 | 0 | [10 empty] | No | No
MC202 | Charles Carter Building |  |  |  | MC202-B06/S12 | Supply fan speed | EN.EN3 Energy Sensor | [6 empty] | S12 | 0 | [10 empty] | No | No
MC202 | Charles Carter Building | B02b | PGR Office |  | MC202-B06/S12 | Supply fan speed | EN.EN3 Energy Sensor | [6 empty] | S12 | 0 | [10 empty] | No | No
MC202 | Charles Carter Building | B02a | PGR Office |  | MC202-B06/S12 | Supply fan speed | EN.EN3 Energy Sensor | [6 empty] | S12 | 0 | [10 empty] | No | No
MC202 | Charles Carter Building |  |  |  | MC202-B06/S13 | Extract fan speed | EN.EN3 Energy Sensor | [6 empty] | S13 | 0 | [10 empty] | No | No
MC202 | Charles Carter Building | B02b | PGR Office |  | MC202-B06/S13 | Extract fan speed | EN.EN3 Energy Sensor | [6 empty] | S13 | 0 | [10 empty] | No | No
MC202 | Charles Carter Building | B02a | PGR Office |  | MC202-B06/S13 | Extract fan speed | EN.EN3 Energy Sensor | [6 empty] | S13 | 0 | [10 empty] | No | No
MC202 | Charles Carter Building |  |  |  | MC202-B06/S14 | Outside air temperature | EN.EN3 Energy Sensor | [6 empty] | S14 | 0 | [10 empty] | No | No
MC202 | Charles Carter Building | B02b | PGR Office |  | MC202-B06/S14 | Outside air temperature | EN.EN3 Energy Sensor | [6 empty] | S14 | 0 | [10 empty] | No | No
MC202 | Charles Carter Building | B02a | PGR Office |  | MC202-B06/S14 | Outside air temperature | EN.EN3 Energy Sensor | [6 empty] | S14 | 0 | [10 empty] | No | No
MC202 | Charles Carter Building |  |  |  | MC202-B06/S15 | Bypass damper | EN.EN3 Energy Sensor | [6 empty] | S15 | 0 | [10 empty] | No | No
MC202 | Charles Carter Building | B02b | PGR Office |  | MC202-B06/S15 | Bypass damper | EN.EN3 Energy Sensor | [6 empty] | S15 | 0 | [10 empty] | No | No
MC202 | Charles Carter Building | B02a | PGR Office |  | MC202-B06/S15 | Bypass damper | EN.EN3 Energy Sensor | [6 empty] | S15 | 0 | [10 empty] | No | No
MC202 | Charles Carter Building |  |  |  | MC202-B06/P2 | Return temperature | EN.EN3 Energy Sensor | [6 empty] | P2 | 0 | [10 empty] | No | No
MC202 | Charles Carter Building |  |  |  | MC202-B06/P3 | Extract CO2 level | EN.EN3 Energy Sensor | [6 empty] | P3 | 0 | [10 empty] | No | No
MC202 | Charles Carter Building |  |  |  | MC202-B06/P4 | DIM Module | EN.EN3 Energy Sensor | [6 empty] | P4 | 0 | [10 empty] | No | No
MC202 | Charles Carter Building |  |  |  | MC202-B06/P5 | Common fault signal | EN.EN3 Energy Sensor | [6 empty] | P5 | 0 | [10 empty] | No | No
MC202 | Charles Carter Building |  |  |  | MC202-B06/P6 | Common fault signal | EN.EN3 Energy Sensor | [6 empty] | P6 | 0 | [10 empty] | No | No
MC202 | Charles Carter Building |  |  |  | MC202-B06/Q1 | Sequence Table 1 | EN.EN3 Energy Sensor | [6 empty] | Q1 | 0 | [10 empty] | No | No
MC202 | Charles Carter Building |  |  |  | MC202-B06/P1 | Supply air temperature | EN.EN3 Energy Sensor | [6 empty] | P1 | 0 | [10 empty] | No | No
MC202 | Charles Carter Building |  |  |  | MC202-B06/P11 | Class vent heating demand | EN.EN3 Energy Sensor | [6 empty] | P11 | 0 | [10 empty] | No | No
MC202 | Charles Carter Building |  |  |  | MC202-B06/P12 | Supply fan speed | EN.EN3 Energy Sensor | [6 empty] | P12 | 0 | [10 empty] | No | No
MC202 | Charles Carter Building |  |  |  | MC202-B06/P13 | Extract fan speed | EN.EN3 Energy Sensor | [6 empty] | P13 | 0 | [10 empty] | No | No
MC202 | Charles Carter Building |  |  |  | MC202-B06/P14 | Outside air temperature | EN.EN3 Energy Sensor | [6 empty] | P14 | 0 | [10 empty] | No | No
MC202 | Charles Carter Building |  |  |  | MC202-B06/P15 | Bypass damper | EN.EN3 Energy Sensor | [6 empty] | P15 | 0 | [10 empty] | No | No
MC202 | Charles Carter Building |  |  |  | MC202-B06/L5 | Loop 5 | EN.EN3 Energy Sensor | [6 empty] | L5 | 0 | [10 empty] | No | No
MC202 | Charles Carter Building | B02b | PGR Office |  | MC202-B06/L5 | Loop 5 | EN.EN3 Energy Sensor | [6 empty] | L5 | 0 | [10 empty] | No | No
MC202 | Charles Carter Building | B02a | PGR Office |  | MC202-B06/L5 | Loop 5 | EN.EN3 Energy Sensor | [6 empty] | L5 | 0 | [10 empty] | No | No
MC202 | Charles Carter Building |  |  |  | MC202-B06/L6 | Loop 6 | EN.EN3 Energy Sensor | [6 empty] | L6 | 0 | [10 empty] | No | No
MC202 | Charles Carter Building | B02b | PGR Office |  | MC202-B06/L6 | Loop 6 | EN.EN3 Energy Sensor | [6 empty] | L6 | 0 | [10 empty] | No | No
MC202 | Charles Carter Building | B02a | PGR Office |  | MC202-B06/L6 | Loop 6 | EN.EN3 Energy Sensor | [6 empty] | L6 | 0 | [10 empty] | No | No
MC202 | Charles Carter Building |  |  |  | MC202-B06/N1 | Watersidevent | EN.EN3 Energy Sensor | [6 empty] | N1 | 0 | [10 empty] | No | No
MC202 | Charles Carter Building |  |  |  | MC202-B06/N2 | IC Comms 2 | EN.EN3 Energy Sensor | [6 empty] | N2 | 0 | [10 empty] | No | No
MC202 | Charles Carter Building |  |  |  | MC202-B06/o1 | Alarm Route 1 | EN.EN3 Energy Sensor | [6 empty] | o1 | 0 | [10 empty] | No | No
MC202 | Charles Carter Building |  |  |  | MC202-B06/K8 | Spare | EN.EN3 Energy Sensor | [6 empty] | K8 | 0 | [10 empty] | No | No
MC202 | Charles Carter Building | B02b | PGR Office |  | MC202-B06/K8 | Spare | EN.EN3 Energy Sensor | [6 empty] | K8 | 0 | [10 empty] | No | No
MC202 | Charles Carter Building | B02a | PGR Office |  | MC202-B06/K8 | Spare | EN.EN3 Energy Sensor | [6 empty] | K8 | 0 | [10 empty] | No | No
MC202 | Charles Carter Building | B02a | PGR Office |  | MC202-B06/K9 | Supply air low limit | EN.EN3 Energy Sensor | [6 empty] | K9 | 0 | [10 empty] | No | No
MC202 | Charles Carter Building |  |  |  | MC202-B06/K9 | Supply air low limit | EN.EN3 Energy Sensor | [6 empty] | K9 | 0 | [10 empty] | No | No
MC202 | Charles Carter Building | B02b | PGR Office |  | MC202-B06/K9 | Supply air low limit | EN.EN3 Energy Sensor | [6 empty] | K9 | 0 | [10 empty] | No | No
MC202 | Charles Carter Building |  |  |  | MC202-B06/L1 | Loop 1 | EN.EN3 Energy Sensor | [6 empty] | L1 | 0 | [10 empty] | No | No
MC202 | Charles Carter Building | B02b | PGR Office |  | MC202-B06/L1 | Loop 1 | EN.EN3 Energy Sensor | [6 empty] | L1 | 0 | [10 empty] | No | No
MC202 | Charles Carter Building | B02a | PGR Office |  | MC202-B06/L1 | Loop 1 | EN.EN3 Energy Sensor | [6 empty] | L1 | 0 | [10 empty] | No | No
MC202 | Charles Carter Building |  |  |  | MC202-B06/L2 | Supply air low limit | EN.EN3 Energy Sensor | [6 empty] | L2 | 0 | [10 empty] | No | No
MC202 | Charles Carter Building | B02b | PGR Office |  | MC202-B06/L2 | Supply air low limit | EN.EN3 Energy Sensor | [6 empty] | L2 | 0 | [10 empty] | No | No
MC202 | Charles Carter Building | B02a | PGR Office |  | MC202-B06/L2 | Supply air low limit | EN.EN3 Energy Sensor | [6 empty] | L2 | 0 | [10 empty] | No | No
MC202 | Charles Carter Building |  |  |  | MC202-B06/L3 | Fan Speed [CO2] | EN.EN3 Energy Sensor | [6 empty] | L3 | 0 | [10 empty] | No | No
MC202 | Charles Carter Building | B02b | PGR Office |  | MC202-B06/L3 | Fan Speed [CO2] | EN.EN3 Energy Sensor | [6 empty] | L3 | 0 | [10 empty] | No | No
MC202 | Charles Carter Building | B02a | PGR Office |  | MC202-B06/L3 | Fan Speed [CO2] | EN.EN3 Energy Sensor | [6 empty] | L3 | 0 | [10 empty] | No | No
MC202 | Charles Carter Building |  |  |  | MC202-B06/L4 | Fan Speed [Clg] | EN.EN3 Energy Sensor | [6 empty] | L4 | 0 | [10 empty] | No | No
MC202 | Charles Carter Building | B02b | PGR Office |  | MC202-B06/L4 | Fan Speed [Clg] | EN.EN3 Energy Sensor | [6 empty] | L4 | 0 | [10 empty] | No | No
MC202 | Charles Carter Building | B02a | PGR Office |  | MC202-B06/L4 | Fan Speed [Clg] | EN.EN3 Energy Sensor | [6 empty] | L4 | 0 | [10 empty] | No | No
MC202 | Charles Carter Building |  |  |  | MC202-B06/K24 | Night cooling supply air low limit | EN.EN3 Energy Sensor | [6 empty] | K24 | 0 | [10 empty] | No | No
MC202 | Charles Carter Building | B02b | PGR Office |  | MC202-B06/K24 | Night cooling supply air low limit | EN.EN3 Energy Sensor | [6 empty] | K24 | 0 | [10 empty] | No | No
MC202 | Charles Carter Building | B02a | PGR Office |  | MC202-B06/K24 | Night cooling supply air low limit | EN.EN3 Energy Sensor | [6 empty] | K24 | 0 | [10 empty] | No | No
MC202 | Charles Carter Building |  |  |  | MC202-B06/K3 | Room frost protection | EN.EN3 Energy Sensor | [6 empty] | K3 | 0 | [10 empty] | No | No
MC202 | Charles Carter Building | B02b | PGR Office |  | MC202-B06/K3 | Room frost protection | EN.EN3 Energy Sensor | [6 empty] | K3 | 0 | [10 empty] | No | No
MC202 | Charles Carter Building | B02a | PGR Office |  | MC202-B06/K3 | Room frost protection | EN.EN3 Energy Sensor | [6 empty] | K3 | 0 | [10 empty] | No | No
MC202 | Charles Carter Building | B02b | PGR Office |  | MC202-B06/K4 | Spare | EN.EN3 Energy Sensor | [6 empty] | K4 | 0 | [10 empty] | No | No
MC202 | Charles Carter Building | B02a | PGR Office |  | MC202-B06/K4 | Spare | EN.EN3 Energy Sensor | [6 empty] | K4 | 0 | [10 empty] | No | No
MC202 | Charles Carter Building |  |  |  | MC202-B06/K4 | Spare | EN.EN3 Energy Sensor | [6 empty] | K4 | 0 | [10 empty] | No | No
MC202 | Charles Carter Building | B02a | PGR Office |  | MC202-B06/K5 | Occupancy heating temperature setpoint | EN.EN3 Energy Sensor | [6 empty] | K5 | 0 | [10 empty] | No | No
MC202 | Charles Carter Building |  |  |  | MC202-B06/K5 | Occupancy heating temperature setpoint | EN.EN3 Energy Sensor | [6 empty] | K5 | 0 | [10 empty] | No | No
MC202 | Charles Carter Building | B02b | PGR Office |  | MC202-B06/K5 | Occupancy heating temperature setpoint | EN.EN3 Energy Sensor | [6 empty] | K5 | 0 | [10 empty] | No | No
MC202 | Charles Carter Building |  |  |  | MC202-B06/K6 | OccupancyClgTempSP | EN.EN3 Energy Sensor | [6 empty] | K6 | 0 | [10 empty] | No | No
MC202 | Charles Carter Building | B02b | PGR Office |  | MC202-B06/K6 | OccupancyClgTempSP | EN.EN3 Energy Sensor | [6 empty] | K6 | 0 | [10 empty] | No | No
MC202 | Charles Carter Building | B02a | PGR Office |  | MC202-B06/K6 | OccupancyClgTempSP | EN.EN3 Energy Sensor | [6 empty] | K6 | 0 | [10 empty] | No | No
MC202 | Charles Carter Building |  |  |  | MC202-B06/K7 | Free cooling temperature setpoint | EN.EN3 Energy Sensor | [6 empty] | K7 | 0 | [10 empty] | No | No
MC202 | Charles Carter Building | B02b | PGR Office |  | MC202-B06/K7 | Free cooling temperature setpoint | EN.EN3 Energy Sensor | [6 empty] | K7 | 0 | [10 empty] | No | No
MC202 | Charles Carter Building | B02a | PGR Office |  | MC202-B06/K7 | Free cooling temperature setpoint | EN.EN3 Energy Sensor | [6 empty] | K7 | 0 | [10 empty] | No | No
MC202 | Charles Carter Building |  |  |  | MC202-B06/K19 | Supply fan startup speed | EN.EN3 Energy Sensor | [6 empty] | K19 | 0 | [10 empty] | No | No
MC202 | Charles Carter Building | B02b | PGR Office |  | MC202-B06/K19 | Supply fan startup speed | EN.EN3 Energy Sensor | [6 empty] | K19 | 0 | [10 empty] | No | No
MC202 | Charles Carter Building | B02a | PGR Office |  | MC202-B06/K19 | Supply fan startup speed | EN.EN3 Energy Sensor | [6 empty] | K19 | 0 | [10 empty] | No | No
MC202 | Charles Carter Building |  |  |  | MC202-B06/K2 | Unit freeze protection | EN.EN3 Energy Sensor | [6 empty] | K2 | 0 | [10 empty] | No | No
MC202 | Charles Carter Building | B02b | PGR Office |  | MC202-B06/K2 | Unit freeze protection | EN.EN3 Energy Sensor | [6 empty] | K2 | 0 | [10 empty] | No | No
MC202 | Charles Carter Building | B02a | PGR Office |  | MC202-B06/K2 | Unit freeze protection | EN.EN3 Energy Sensor | [6 empty] | K2 | 0 | [10 empty] | No | No
MC202 | Charles Carter Building |  |  |  | MC202-B06/K20 | Extract fan startup speed | EN.EN3 Energy Sensor | [6 empty] | K20 | 0 | [10 empty] | No | No
MC202 | Charles Carter Building | B02b | PGR Office |  | MC202-B06/K20 | Extract fan startup speed | EN.EN3 Energy Sensor | [6 empty] | K20 | 0 | [10 empty] | No | No
MC202 | Charles Carter Building | B02a | PGR Office |  | MC202-B06/K20 | Extract fan startup speed | EN.EN3 Energy Sensor | [6 empty] | K20 | 0 | [10 empty] | No | No
MC202 | Charles Carter Building |  |  |  | MC202-B06/K21 | Night time cooling supply fan speed | EN.EN3 Energy Sensor | [6 empty] | K21 | 0 | [10 empty] | No | No
MC202 | Charles Carter Building | B02b | PGR Office |  | MC202-B06/K21 | Night time cooling supply fan speed | EN.EN3 Energy Sensor | [6 empty] | K21 | 0 | [10 empty] | No | No
MC202 | Charles Carter Building | B02a | PGR Office |  | MC202-B06/K21 | Night time cooling supply fan speed | EN.EN3 Energy Sensor | [6 empty] | K21 | 0 | [10 empty] | No | No
MC202 | Charles Carter Building |  |  |  | MC202-B06/K22 | Night time cooling extract fan speed | EN.EN3 Energy Sensor | [6 empty] | K22 | 0 | [10 empty] | No | No
MC202 | Charles Carter Building | B02b | PGR Office |  | MC202-B06/K22 | Night time cooling extract fan speed | EN.EN3 Energy Sensor | [6 empty] | K22 | 0 | [10 empty] | No | No
MC202 | Charles Carter Building | B02a | PGR Office |  | MC202-B06/K22 | Night time cooling extract fan speed | EN.EN3 Energy Sensor | [6 empty] | K22 | 0 | [10 empty] | No | No
MC202 | Charles Carter Building |  |  |  | MC202-B06/K23 | Night time cool temperature setpoint | EN.EN3 Energy Sensor | [6 empty] | K23 | 0 | [10 empty] | No | No
MC202 | Charles Carter Building | B02b | PGR Office |  | MC202-B06/K23 | Night time cool temperature setpoint | EN.EN3 Energy Sensor | [6 empty] | K23 | 0 | [10 empty] | No | No
MC202 | Charles Carter Building | B02a | PGR Office |  | MC202-B06/K23 | Night time cool temperature setpoint | EN.EN3 Energy Sensor | [6 empty] | K23 | 0 | [10 empty] | No | No
MC202 | Charles Carter Building |  |  |  | MC202-B06/K12 | Spare | EN.EN3 Energy Sensor | [6 empty] | K12 | 0 | [10 empty] | No | No
MC202 | Charles Carter Building | B02b | PGR Office |  | MC202-B06/K12 | Spare | EN.EN3 Energy Sensor | [6 empty] | K12 | 0 | [10 empty] | No | No
MC202 | Charles Carter Building | B02a | PGR Office |  | MC202-B06/K12 | Spare | EN.EN3 Energy Sensor | [6 empty] | K12 | 0 | [10 empty] | No | No
MC202 | Charles Carter Building |  |  |  | MC202-B06/K14 | Occupancy CO2 level | EN.EN3 Energy Sensor | [6 empty] | K14 | 0 | [10 empty] | No | No
MC202 | Charles Carter Building | B02b | PGR Office |  | MC202-B06/K14 | Occupancy CO2 level | EN.EN3 Energy Sensor | [6 empty] | K14 | 0 | [10 empty] | No | No
MC202 | Charles Carter Building | B02a | PGR Office |  | MC202-B06/K14 | Occupancy CO2 level | EN.EN3 Energy Sensor | [6 empty] | K14 | 0 | [10 empty] | No | No
MC202 | Charles Carter Building |  |  |  | MC202-B06/K15 | Outside air night cooling level | EN.EN3 Energy Sensor | [6 empty] | K15 | 0 | [10 empty] | No | No
MC202 | Charles Carter Building | B02b | PGR Office |  | MC202-B06/K15 | Outside air night cooling level | EN.EN3 Energy Sensor | [6 empty] | K15 | 0 | [10 empty] | No | No
MC202 | Charles Carter Building | B02a | PGR Office |  | MC202-B06/K15 | Outside air night cooling level | EN.EN3 Energy Sensor | [6 empty] | K15 | 0 | [10 empty] | No | No
MC202 | Charles Carter Building | B02b | PGR Office |  | MC202-B06/K16 | Supply air high limit | EN.EN3 Energy Sensor | [6 empty] | K16 | 0 | [10 empty] | No | No
MC202 | Charles Carter Building | B02a | PGR Office |  | MC202-B06/K16 | Supply air high limit | EN.EN3 Energy Sensor | [6 empty] | K16 | 0 | [10 empty] | No | No
MC202 | Charles Carter Building |  |  |  | MC202-B06/K16 | Supply air high limit | EN.EN3 Energy Sensor | [6 empty] | K16 | 0 | [10 empty] | No | No
MC202 | Charles Carter Building |  |  |  | MC202-B06/K17 | Supply fan minimum speed | EN.EN3 Energy Sensor | [6 empty] | K17 | 0 | [10 empty] | No | No
MC202 | Charles Carter Building | B02b | PGR Office |  | MC202-B06/K17 | Supply fan minimum speed | EN.EN3 Energy Sensor | [6 empty] | K17 | 0 | [10 empty] | No | No
MC202 | Charles Carter Building | B02a | PGR Office |  | MC202-B06/K17 | Supply fan minimum speed | EN.EN3 Energy Sensor | [6 empty] | K17 | 0 | [10 empty] | No | No
MC202 | Charles Carter Building |  |  |  | MC202-B06/K18 | Supply fan max speed | EN.EN3 Energy Sensor | [6 empty] | K18 | 0 | [10 empty] | No | No
MC202 | Charles Carter Building | B02b | PGR Office |  | MC202-B06/K18 | Supply fan max speed | EN.EN3 Energy Sensor | [6 empty] | K18 | 0 | [10 empty] | No | No
MC202 | Charles Carter Building | B02a | PGR Office |  | MC202-B06/K18 | Supply fan max speed | EN.EN3 Energy Sensor | [6 empty] | K18 | 0 | [10 empty] | No | No
MC202 | Charles Carter Building |  |  |  | MC202-B06/I30 | Common fault signal | EN.EN3 Energy Sensor | [6 empty] | I30 | 0 | [10 empty] | No | No
MC202 | Charles Carter Building | B02b | PGR Office |  | MC202-B06/I30 | Common fault signal | EN.EN3 Energy Sensor | [6 empty] | I30 | 0 | [10 empty] | No | No
MC202 | Charles Carter Building | B02a | PGR Office |  | MC202-B06/I30 | Common fault signal | EN.EN3 Energy Sensor | [6 empty] | I30 | 0 | [10 empty] | No | No
MC202 | Charles Carter Building |  |  |  | MC202-B06/I5 | On-Off selector | EN.EN3 Energy Sensor | [6 empty] | I5 | 0 | [10 empty] | No | No
MC202 | Charles Carter Building | B02b | PGR Office |  | MC202-B06/I5 | On-Off selector | EN.EN3 Energy Sensor | [6 empty] | I5 | 0 | [10 empty] | No | No
MC202 | Charles Carter Building | B02a | PGR Office |  | MC202-B06/I5 | On-Off selector | EN.EN3 Energy Sensor | [6 empty] | I5 | 0 | [10 empty] | No | No
MC202 | Charles Carter Building |  |  |  | MC202-B06/I6 | Frost thermostat trip | EN.EN3 Energy Sensor | [6 empty] | I6 | 0 | [10 empty] | No | No
MC202 | Charles Carter Building | B02b | PGR Office |  | MC202-B06/I6 | Frost thermostat trip | EN.EN3 Energy Sensor | [6 empty] | I6 | 0 | [10 empty] | No | No
MC202 | Charles Carter Building | B02a | PGR Office |  | MC202-B06/I6 | Frost thermostat trip | EN.EN3 Energy Sensor | [6 empty] | I6 | 0 | [10 empty] | No | No
MC202 | Charles Carter Building |  |  |  | MC202-B06/K1 | Spare | EN.EN3 Energy Sensor | [6 empty] | K1 | 0 | [10 empty] | No | No
MC202 | Charles Carter Building | B02b | PGR Office |  | MC202-B06/K1 | Spare | EN.EN3 Energy Sensor | [6 empty] | K1 | 0 | [10 empty] | No | No
MC202 | Charles Carter Building | B02a | PGR Office |  | MC202-B06/K1 | Spare | EN.EN3 Energy Sensor | [6 empty] | K1 | 0 | [10 empty] | No | No
MC202 | Charles Carter Building |  |  |  | MC202-B06/K10 | Extract fan min speed | EN.EN3 Energy Sensor | [6 empty] | K10 | 0 | [10 empty] | No | No
MC202 | Charles Carter Building | B02b | PGR Office |  | MC202-B06/K10 | Extract fan min speed | EN.EN3 Energy Sensor | [6 empty] | K10 | 0 | [10 empty] | No | No
MC202 | Charles Carter Building | B02a | PGR Office |  | MC202-B06/K10 | Extract fan min speed | EN.EN3 Energy Sensor | [6 empty] | K10 | 0 | [10 empty] | No | No
MC202 | Charles Carter Building |  |  |  | MC202-B06/K11 | Extract fan max speed | EN.EN3 Energy Sensor | [6 empty] | K11 | 0 | [10 empty] | No | No
MC202 | Charles Carter Building | B02b | PGR Office |  | MC202-B06/K11 | Extract fan max speed | EN.EN3 Energy Sensor | [6 empty] | K11 | 0 | [10 empty] | No | No
MC202 | Charles Carter Building | B02a | PGR Office |  | MC202-B06/K11 | Extract fan max speed | EN.EN3 Energy Sensor | [6 empty] | K11 | 0 | [10 empty] | No | No
MC202 | Charles Carter Building |  |  |  | MC202-B06/I20 | Full fresh air | EN.EN3 Energy Sensor | [6 empty] | I20 | 0 | [10 empty] | No | No
MC202 | Charles Carter Building | B02b | PGR Office |  | MC202-B06/I20 | Full fresh air | EN.EN3 Energy Sensor | [6 empty] | I20 | 0 | [10 empty] | No | No
MC202 | Charles Carter Building | B02a | PGR Office |  | MC202-B06/I20 | Full fresh air | EN.EN3 Energy Sensor | [6 empty] | I20 | 0 | [10 empty] | No | No
MC202 | Charles Carter Building |  |  |  | MC202-B06/I21 | Open bypass damper | EN.EN3 Energy Sensor | [6 empty] | I21 | 0 | [10 empty] | No | No
MC202 | Charles Carter Building | B02b | PGR Office |  | MC202-B06/I21 | Open bypass damper | EN.EN3 Energy Sensor | [6 empty] | I21 | 0 | [10 empty] | No | No
MC202 | Charles Carter Building | B02a | PGR Office |  | MC202-B06/I21 | Open bypass damper | EN.EN3 Energy Sensor | [6 empty] | I21 | 0 | [10 empty] | No | No
MC202 | Charles Carter Building |  |  |  | MC202-B06/I22 | Unit freeze protection | EN.EN3 Energy Sensor | [6 empty] | I22 | 0 | [10 empty] | No | No
MC202 | Charles Carter Building | B02b | PGR Office |  | MC202-B06/I22 | Unit freeze protection | EN.EN3 Energy Sensor | [6 empty] | I22 | 0 | [10 empty] | No | No
MC202 | Charles Carter Building | B02a | PGR Office |  | MC202-B06/I22 | Unit freeze protection | EN.EN3 Energy Sensor | [6 empty] | I22 | 0 | [10 empty] | No | No
MC202 | Charles Carter Building |  |  |  | MC202-B06/I23 | Supply fan fault | EN.EN3 Energy Sensor | [6 empty] | I23 | 0 | [10 empty] | No | No
MC202 | Charles Carter Building | B02b | PGR Office |  | MC202-B06/I23 | Supply fan fault | EN.EN3 Energy Sensor | [6 empty] | I23 | 0 | [10 empty] | No | No
MC202 | Charles Carter Building | B02a | PGR Office |  | MC202-B06/I23 | Supply fan fault | EN.EN3 Energy Sensor | [6 empty] | I23 | 0 | [10 empty] | No | No
MC202 | Charles Carter Building | B02a | PGR Office |  | MC202-B06/I24 | Extract fan fault | EN.EN3 Energy Sensor | [6 empty] | I24 | 0 | [10 empty] | No | No
MC202 | Charles Carter Building |  |  |  | MC202-B06/I24 | Extract fan fault | EN.EN3 Energy Sensor | [6 empty] | I24 | 0 | [10 empty] | No | No
MC202 | Charles Carter Building | B02b | PGR Office |  | MC202-B06/I24 | Extract fan fault | EN.EN3 Energy Sensor | [6 empty] | I24 | 0 | [10 empty] | No | No
MC202 | Charles Carter Building | B02b | PGR Office |  | MC202-B06/I25 | Class vent enable | EN.EN3 Energy Sensor | [6 empty] | I25 | 0 | [10 empty] | No | No
MC202 | Charles Carter Building | B02a | PGR Office |  | MC202-B06/I25 | Class vent enable | EN.EN3 Energy Sensor | [6 empty] | I25 | 0 | [10 empty] | No | No
MC202 | Charles Carter Building |  |  |  | MC202-B06/I25 | Class vent enable | EN.EN3 Energy Sensor | [6 empty] | I25 | 0 | [10 empty] | No | No
MC202 | Charles Carter Building |  |  |  | MC202-B06/I14 | Condensate pump alarm | EN.EN3 Energy Sensor | [6 empty] | I14 | 0 | [10 empty] | No | No
MC202 | Charles Carter Building | B02b | PGR Office |  | MC202-B06/I14 | Condensate pump alarm | EN.EN3 Energy Sensor | [6 empty] | I14 | 0 | [10 empty] | No | No
MC202 | Charles Carter Building | B02a | PGR Office |  | MC202-B06/I14 | Condensate pump alarm | EN.EN3 Energy Sensor | [6 empty] | I14 | 0 | [10 empty] | No | No
MC202 | Charles Carter Building |  |  |  | MC202-B06/I15 | Unit occupancy | EN.EN3 Energy Sensor | [6 empty] | I15 | 0 | [10 empty] | No | No
MC202 | Charles Carter Building | B02b | PGR Office |  | MC202-B06/I15 | Unit occupancy | EN.EN3 Energy Sensor | [6 empty] | I15 | 0 | [10 empty] | No | No
MC202 | Charles Carter Building | B02a | PGR Office |  | MC202-B06/I15 | Unit occupancy | EN.EN3 Energy Sensor | [6 empty] | I15 | 0 | [10 empty] | No | No
MC202 | Charles Carter Building |  |  |  | MC202-B06/I16 | Room frost protection | EN.EN3 Energy Sensor | [6 empty] | I16 | 0 | [10 empty] | No | No
MC202 | Charles Carter Building | B02b | PGR Office |  | MC202-B06/I16 | Room frost protection | EN.EN3 Energy Sensor | [6 empty] | I16 | 0 | [10 empty] | No | No
MC202 | Charles Carter Building | B02a | PGR Office |  | MC202-B06/I16 | Room frost protection | EN.EN3 Energy Sensor | [6 empty] | I16 | 0 | [10 empty] | No | No
MC202 | Charles Carter Building |  |  |  | MC202-B06/I17 | Staff boost mode | EN.EN3 Energy Sensor | [6 empty] | I17 | 0 | [10 empty] | No | No
MC202 | Charles Carter Building | B02b | PGR Office |  | MC202-B06/I17 | Staff boost mode | EN.EN3 Energy Sensor | [6 empty] | I17 | 0 | [10 empty] | No | No
MC202 | Charles Carter Building | B02a | PGR Office |  | MC202-B06/I17 | Staff boost mode | EN.EN3 Energy Sensor | [6 empty] | I17 | 0 | [10 empty] | No | No
MC202 | Charles Carter Building |  |  |  | MC202-B06/I18 | Auto boost mode | EN.EN3 Energy Sensor | [6 empty] | I18 | 0 | [10 empty] | No | No
MC202 | Charles Carter Building | B02b | PGR Office |  | MC202-B06/I18 | Auto boost mode | EN.EN3 Energy Sensor | [6 empty] | I18 | 0 | [10 empty] | No | No
MC202 | Charles Carter Building | B02a | PGR Office |  | MC202-B06/I18 | Auto boost mode | EN.EN3 Energy Sensor | [6 empty] | I18 | 0 | [10 empty] | No | No
MC202 | Charles Carter Building |  |  |  | MC202-B06/I19 | Night cooling | EN.EN3 Energy Sensor | [6 empty] | I19 | 0 | [10 empty] | No | No
MC202 | Charles Carter Building | B02b | PGR Office |  | MC202-B06/I19 | Night cooling | EN.EN3 Energy Sensor | [6 empty] | I19 | 0 | [10 empty] | No | No
MC202 | Charles Carter Building | B02a | PGR Office |  | MC202-B06/I19 | Night cooling | EN.EN3 Energy Sensor | [6 empty] | I19 | 0 | [10 empty] | No | No
MC202 | Charles Carter Building |  |  |  | MC202-B06/G8 | Logic 8 | EN.EN3 Energy Sensor | [6 empty] | G8 | 0 | [10 empty] | No | No
MC202 | Charles Carter Building |  |  |  | MC202-B06/G9 | Class vent enable | EN.EN3 Energy Sensor | [6 empty] | G9 | 0 | [10 empty] | No | No
MC202 | Charles Carter Building |  |  |  | MC202-B06/I1 | Forced Cooling Required | EN.EN3 Energy Sensor | [6 empty] | I1 | 0 | [10 empty] | No | No
MC202 | Charles Carter Building | A17 | Seminar Room |  | MC202-B06/I1 | Forced Cooling Required | EN.EN3 Energy Sensor | [6 empty] | I1 | 0 | [10 empty] | No | No
MC202 | Charles Carter Building |  |  |  | MC202-B06/I11 | Filter dirty | EN.EN3 Energy Sensor | [6 empty] | I11 | 0 | [10 empty] | No | No
MC202 | Charles Carter Building | B02b | PGR Office |  | MC202-B06/I11 | Filter dirty | EN.EN3 Energy Sensor | [6 empty] | I11 | 0 | [10 empty] | No | No
MC202 | Charles Carter Building | B02a | PGR Office |  | MC202-B06/I11 | Filter dirty | EN.EN3 Energy Sensor | [6 empty] | I11 | 0 | [10 empty] | No | No
MC202 | Charles Carter Building |  |  |  | MC202-B06/I12 | Supply fan inverter status | EN.EN3 Energy Sensor | [6 empty] | I12 | 0 | [10 empty] | No | No
MC202 | Charles Carter Building | B02b | PGR Office |  | MC202-B06/I12 | Supply fan inverter status | EN.EN3 Energy Sensor | [6 empty] | I12 | 0 | [10 empty] | No | No
MC202 | Charles Carter Building | B02a | PGR Office |  | MC202-B06/I12 | Supply fan inverter status | EN.EN3 Energy Sensor | [6 empty] | I12 | 0 | [10 empty] | No | No
MC202 | Charles Carter Building |  |  |  | MC202-B06/I13 | Extract fan inverter status | EN.EN3 Energy Sensor | [6 empty] | I13 | 0 | [10 empty] | No | No
MC202 | Charles Carter Building | B02b | PGR Office |  | MC202-B06/I13 | Extract fan inverter status | EN.EN3 Energy Sensor | [6 empty] | I13 | 0 | [10 empty] | No | No
MC202 | Charles Carter Building | B02a | PGR Office |  | MC202-B06/I13 | Extract fan inverter status | EN.EN3 Energy Sensor | [6 empty] | I13 | 0 | [10 empty] | No | No
MC202 | Charles Carter Building |  |  |  | MC202-B06/G37 | Logic 37 | EN.EN3 Energy Sensor | [6 empty] | G37 | 0 | [10 empty] | No | No
MC202 | Charles Carter Building |  |  |  | MC202-B06/G38 | Logic 38 | EN.EN3 Energy Sensor | [6 empty] | G38 | 0 | [10 empty] | No | No
MC202 | Charles Carter Building |  |  |  | MC202-B06/G4 | Logic 4 | EN.EN3 Energy Sensor | [6 empty] | G4 | 0 | [10 empty] | No | No
MC202 | Charles Carter Building |  |  |  | MC202-B06/G5 | Timeclock enable | EN.EN3 Energy Sensor | [6 empty] | G5 | 0 | [10 empty] | No | No
MC202 | Charles Carter Building |  |  |  | MC202-B06/G6 | Class vent required | EN.EN3 Energy Sensor | [6 empty] | G6 | 0 | [10 empty] | No | No
MC202 | Charles Carter Building |  |  |  | MC202-B06/G7 | Logic 7 | EN.EN3 Energy Sensor | [6 empty] | G7 | 0 | [10 empty] | No | No
MC202 | Charles Carter Building |  |  |  | MC202-B06/G31 | Logic 31 | EN.EN3 Energy Sensor | [6 empty] | G31 | 0 | [10 empty] | No | No
MC202 | Charles Carter Building |  |  |  | MC202-B06/G32 | Logic 32 | EN.EN3 Energy Sensor | [6 empty] | G32 | 0 | [10 empty] | No | No
MC202 | Charles Carter Building |  |  |  | MC202-B06/G33 | Logic 33 | EN.EN3 Energy Sensor | [6 empty] | G33 | 0 | [10 empty] | No | No
MC202 | Charles Carter Building |  |  |  | MC202-B06/G34 | Logic 34 | EN.EN3 Energy Sensor | [6 empty] | G34 | 0 | [10 empty] | No | No
MC202 | Charles Carter Building |  |  |  | MC202-B06/G35 | Remote night cooling available | EN.EN3 Energy Sensor | [6 empty] | G35 | 0 | [10 empty] | No | No
MC202 | Charles Carter Building |  |  |  | MC202-B06/G36 | Logic 36 | EN.EN3 Energy Sensor | [6 empty] | G36 | 0 | [10 empty] | No | No
MC202 | Charles Carter Building |  |  |  | MC202-B06/G26 | Supply fan max speed | EN.EN3 Energy Sensor | [6 empty] | G26 | 0 | [10 empty] | No | No
MC202 | Charles Carter Building |  |  |  | MC202-B06/G27 | Logic 27 | EN.EN3 Energy Sensor | [6 empty] | G27 | 0 | [10 empty] | No | No
MC202 | Charles Carter Building |  |  |  | MC202-B06/G28 | Logic 28 | EN.EN3 Energy Sensor | [6 empty] | G28 | 0 | [10 empty] | No | No
MC202 | Charles Carter Building |  |  |  | MC202-B06/G29 | Logic 29 | EN.EN3 Energy Sensor | [6 empty] | G29 | 0 | [10 empty] | No | No
MC202 | Charles Carter Building |  |  |  | MC202-B06/G3 | Logic 3 | EN.EN3 Energy Sensor | [6 empty] | G3 | 0 | [10 empty] | No | No
MC202 | Charles Carter Building |  |  |  | MC202-B06/G30 | Logic 30 | EN.EN3 Energy Sensor | [6 empty] | G30 | 0 | [10 empty] | No | No
MC202 | Charles Carter Building |  |  |  | MC202-B06/G20 | Logic 20 | EN.EN3 Energy Sensor | [6 empty] | G20 | 0 | [10 empty] | No | No
MC202 | Charles Carter Building |  |  |  | MC202-B06/G21 | Logic 21 | EN.EN3 Energy Sensor | [6 empty] | G21 | 0 | [10 empty] | No | No
MC202 | Charles Carter Building |  |  |  | MC202-B06/G22 | Logic 22 | EN.EN3 Energy Sensor | [6 empty] | G22 | 0 | [10 empty] | No | No
MC202 | Charles Carter Building |  |  |  | MC202-B06/G23 | Logic 23 | EN.EN3 Energy Sensor | [6 empty] | G23 | 0 | [10 empty] | No | No
MC202 | Charles Carter Building |  |  |  | MC202-B06/G24 | Bypass damper control | EN.EN3 Energy Sensor | [6 empty] | G24 | 0 | [10 empty] | No | No
MC202 | Charles Carter Building |  |  |  | MC202-B06/G25 | Logic 25 | EN.EN3 Energy Sensor | [6 empty] | G25 | 0 | [10 empty] | No | No
MC202 | Charles Carter Building |  |  |  | MC202-B08/~1 |  | EN.EN3 Energy Sensor | [6 empty] | ~1 | 0 | [10 empty] | No | No
MC202 | Charles Carter Building |  |  |  | MC202-B08/~10 |  | EN.EN3 Energy Sensor | [6 empty] | ~10 | 0 | [10 empty] | No | No
MC202 | Charles Carter Building |  |  |  | MC202-B08/~11 |  | EN.EN3 Energy Sensor | [6 empty] | ~11 | 0 | [10 empty] | No | No
MC202 | Charles Carter Building |  |  |  | MC202-B08/~12 |  | EN.EN3 Energy Sensor | [6 empty] | ~12 | 0 | [10 empty] | No | No
MC202 | Charles Carter Building |  |  |  | MC202-B08/~13 |  | EN.EN3 Energy Sensor | [6 empty] | ~13 | 0 | [10 empty] | No | No
MC202 | Charles Carter Building |  |  |  | MC202-B08/~14 |  | EN.EN3 Energy Sensor | [6 empty] | ~14 | 0 | [10 empty] | No | No
MC202 | Charles Carter Building |  |  |  | MC202-B08/Y3 | 4DIX V | EN.EN3 Energy Sensor | [6 empty] | Y3 | 0 | [10 empty] | No | No
MC202 | Charles Carter Building |  |  |  | MC202-B08/Z1 | Local time clock | EN.EN3 Energy Sensor | [6 empty] | Z1 | 0 | [10 empty] | No | No
MC202 | Charles Carter Building | B30 | Office |  | MC202-B08/Z1 | Local time clock | EN.EN3 Energy Sensor | [6 empty] | Z1 | 0 | [10 empty] | No | No
MC202 | Charles Carter Building | B31 | Office |  | MC202-B08/Z1 | Local time clock | EN.EN3 Energy Sensor | [6 empty] | Z1 | 0 | [10 empty] | No | No
MC202 | Charles Carter Building | B32 | Meeting Room |  | MC202-B08/Z1 | Local time clock | EN.EN3 Energy Sensor | [6 empty] | Z1 | 0 | [10 empty] | No | No
MC202 | Charles Carter Building |  |  |  | MC202-B08/Z2 | Front Overdoor heater | EN.EN3 Energy Sensor | [6 empty] | Z2 | 0 | [10 empty] | No | No
MC202 | Charles Carter Building | B30 | Office |  | MC202-B08/Z2 | Front Overdoor heater | EN.EN3 Energy Sensor | [6 empty] | Z2 | 0 | [10 empty] | No | No
MC202 | Charles Carter Building | B31 | Office |  | MC202-B08/Z2 | Front Overdoor heater | EN.EN3 Energy Sensor | [6 empty] | Z2 | 0 | [10 empty] | No | No
MC202 | Charles Carter Building | B32 | Meeting Room |  | MC202-B08/Z2 | Front Overdoor heater | EN.EN3 Energy Sensor | [6 empty] | Z2 | 0 | [10 empty] | No | No
MC202 | Charles Carter Building |  |  |  | MC202-B08/W4 | Freeze protection reset | EN.EN3 Energy Sensor | [6 empty] | W4 | 0 | [10 empty] | No | No
MC202 | Charles Carter Building | B30 | Office |  | MC202-B08/W4 | Freeze protection reset | EN.EN3 Energy Sensor | [6 empty] | W4 | 0 | [10 empty] | No | No
MC202 | Charles Carter Building | B31 | Office |  | MC202-B08/W4 | Freeze protection reset | EN.EN3 Energy Sensor | [6 empty] | W4 | 0 | [10 empty] | No | No
MC202 | Charles Carter Building | B32 | Meeting Room |  | MC202-B08/W4 | Freeze protection reset | EN.EN3 Energy Sensor | [6 empty] | W4 | 0 | [10 empty] | No | No
MC202 | Charles Carter Building |  |  |  | MC202-B08/W5 | Enable alarms | EN.EN3 Energy Sensor | [6 empty] | W5 | 0 | [10 empty] | No | No
MC202 | Charles Carter Building | B30 | Office |  | MC202-B08/W5 | Enable alarms | EN.EN3 Energy Sensor | [6 empty] | W5 | 0 | [10 empty] | No | No
MC202 | Charles Carter Building | B31 | Office |  | MC202-B08/W5 | Enable alarms | EN.EN3 Energy Sensor | [6 empty] | W5 | 0 | [10 empty] | No | No
MC202 | Charles Carter Building | B32 | Meeting Room |  | MC202-B08/W5 | Enable alarms | EN.EN3 Energy Sensor | [6 empty] | W5 | 0 | [10 empty] | No | No
MC202 | Charles Carter Building |  |  |  | MC202-B08/W6 | Manual off | EN.EN3 Energy Sensor | [6 empty] | W6 | 0 | [10 empty] | No | No
MC202 | Charles Carter Building | B30 | Office |  | MC202-B08/W6 | Manual off | EN.EN3 Energy Sensor | [6 empty] | W6 | 0 | [10 empty] | No | No
MC202 | Charles Carter Building | B31 | Office |  | MC202-B08/W6 | Manual off | EN.EN3 Energy Sensor | [6 empty] | W6 | 0 | [10 empty] | No | No
MC202 | Charles Carter Building | B32 | Meeting Room |  | MC202-B08/W6 | Manual off | EN.EN3 Energy Sensor | [6 empty] | W6 | 0 | [10 empty] | No | No
MC202 | Charles Carter Building | B32 | Meeting Room |  | MC202-B08/W7 | Front Overdoor heater Enable | EN.EN3 Energy Sensor | [6 empty] | W7 | 0 | [10 empty] | No | No
MC202 | Charles Carter Building |  |  |  | MC202-B08/W7 | Front Overdoor heater Enable | EN.EN3 Energy Sensor | [6 empty] | W7 | 0 | [10 empty] | No | No
MC202 | Charles Carter Building | B30 | Office |  | MC202-B08/W7 | Front Overdoor heater Enable | EN.EN3 Energy Sensor | [6 empty] | W7 | 0 | [10 empty] | No | No
MC202 | Charles Carter Building | B31 | Office |  | MC202-B08/W7 | Front Overdoor heater Enable | EN.EN3 Energy Sensor | [6 empty] | W7 | 0 | [10 empty] | No | No
MC202 | Charles Carter Building |  |  |  | MC202-B08/Y1 | Trend Thermistor | EN.EN3 Energy Sensor | [6 empty] | Y1 | 0 | [10 empty] | No | No
MC202 | Charles Carter Building |  |  |  | MC202-B08/Y2 | CO2 V | EN.EN3 Energy Sensor | [6 empty] | Y2 | 0 | [10 empty] | No | No
MC202 | Charles Carter Building |  |  |  | MC202-B08/S2 | Return temperature | EN.EN3 Energy Sensor | [6 empty] | S2 | 0 | [10 empty] | No | No
MC202 | Charles Carter Building | B30 | Office |  | MC202-B08/S2 | Return temperature | EN.EN3 Energy Sensor | [6 empty] | S2 | 0 | [10 empty] | No | No
MC202 | Charles Carter Building | B31 | Office |  | MC202-B08/S2 | Return temperature | EN.EN3 Energy Sensor | [6 empty] | S2 | 0 | [10 empty] | No | No
MC202 | Charles Carter Building | B32 | Meeting Room |  | MC202-B08/S2 | Return temperature | EN.EN3 Energy Sensor | [6 empty] | S2 | 0 | [10 empty] | No | No
MC202 | Charles Carter Building |  |  |  | MC202-B08/S3 | Extract CO2 level | EN.EN3 Energy Sensor | [6 empty] | S3 | 0 | [10 empty] | No | No
MC202 | Charles Carter Building | B30 | Office |  | MC202-B08/S3 | Extract CO2 level | EN.EN3 Energy Sensor | [6 empty] | S3 | 0 | [10 empty] | No | No
MC202 | Charles Carter Building | B31 | Office |  | MC202-B08/S3 | Extract CO2 level | EN.EN3 Energy Sensor | [6 empty] | S3 | 0 | [10 empty] | No | No
MC202 | Charles Carter Building | B32 | Meeting Room |  | MC202-B08/S3 | Extract CO2 level | EN.EN3 Energy Sensor | [6 empty] | S3 | 0 | [10 empty] | No | No
MC202 | Charles Carter Building | B32 | Meeting Room |  | MC202-B08/S4 | DIM Module | EN.EN3 Energy Sensor | [6 empty] | S4 | 0 | [10 empty] | No | No
MC202 | Charles Carter Building |  |  |  | MC202-B08/S4 | DIM Module | EN.EN3 Energy Sensor | [6 empty] | S4 | 0 | [10 empty] | No | No
MC202 | Charles Carter Building | B30 | Office |  | MC202-B08/S4 | DIM Module | EN.EN3 Energy Sensor | [6 empty] | S4 | 0 | [10 empty] | No | No
MC202 | Charles Carter Building | B31 | Office |  | MC202-B08/S4 | DIM Module | EN.EN3 Energy Sensor | [6 empty] | S4 | 0 | [10 empty] | No | No
MC202 | Charles Carter Building |  |  |  | MC202-B08/V1 |  | EN.EN3 Energy Sensor | [6 empty] | V1 | 0 | [10 empty] | No | No
MC202 | Charles Carter Building |  |  |  | MC202-B08/W2 | Commissioning mode | EN.EN3 Energy Sensor | [6 empty] | W2 | 0 | [10 empty] | No | No
MC202 | Charles Carter Building | B30 | Office |  | MC202-B08/W2 | Commissioning mode | EN.EN3 Energy Sensor | [6 empty] | W2 | 0 | [10 empty] | No | No
MC202 | Charles Carter Building | B31 | Office |  | MC202-B08/W2 | Commissioning mode | EN.EN3 Energy Sensor | [6 empty] | W2 | 0 | [10 empty] | No | No
MC202 | Charles Carter Building | B32 | Meeting Room |  | MC202-B08/W2 | Commissioning mode | EN.EN3 Energy Sensor | [6 empty] | W2 | 0 | [10 empty] | No | No
MC202 | Charles Carter Building |  |  |  | MC202-B08/W3 | Enable boost mode | EN.EN3 Energy Sensor | [6 empty] | W3 | 0 | [10 empty] | No | No
MC202 | Charles Carter Building | B30 | Office |  | MC202-B08/W3 | Enable boost mode | EN.EN3 Energy Sensor | [6 empty] | W3 | 0 | [10 empty] | No | No
MC202 | Charles Carter Building | B31 | Office |  | MC202-B08/W3 | Enable boost mode | EN.EN3 Energy Sensor | [6 empty] | W3 | 0 | [10 empty] | No | No
MC202 | Charles Carter Building | B32 | Meeting Room |  | MC202-B08/W3 | Enable boost mode | EN.EN3 Energy Sensor | [6 empty] | W3 | 0 | [10 empty] | No | No
MC202 | Charles Carter Building | B31 | Office |  | MC202-B08/S1 | Supply air temperature | EN.EN3 Energy Sensor | [6 empty] | S1 | 0 | [10 empty] | No | No
MC202 | Charles Carter Building | B32 | Meeting Room |  | MC202-B08/S1 | Supply air temperature | EN.EN3 Energy Sensor | [6 empty] | S1 | 0 | [10 empty] | No | No
MC202 | Charles Carter Building |  |  |  | MC202-B08/S1 | Supply air temperature | EN.EN3 Energy Sensor | [6 empty] | S1 | 0 | [10 empty] | No | No
MC202 | Charles Carter Building | B30 | Office |  | MC202-B08/S1 | Supply air temperature | EN.EN3 Energy Sensor | [6 empty] | S1 | 0 | [10 empty] | No | No
MC202 | Charles Carter Building |  |  |  | MC202-B08/S11 | Class vent heating demand | EN.EN3 Energy Sensor | [6 empty] | S11 | 0 | [10 empty] | No | No
MC202 | Charles Carter Building | B30 | Office |  | MC202-B08/S11 | Class vent heating demand | EN.EN3 Energy Sensor | [6 empty] | S11 | 0 | [10 empty] | No | No
MC202 | Charles Carter Building | B31 | Office |  | MC202-B08/S11 | Class vent heating demand | EN.EN3 Energy Sensor | [6 empty] | S11 | 0 | [10 empty] | No | No
MC202 | Charles Carter Building | B32 | Meeting Room |  | MC202-B08/S11 | Class vent heating demand | EN.EN3 Energy Sensor | [6 empty] | S11 | 0 | [10 empty] | No | No
MC202 | Charles Carter Building |  |  |  | MC202-B08/S12 | Supply fan speed | EN.EN3 Energy Sensor | [6 empty] | S12 | 0 | [10 empty] | No | No
MC202 | Charles Carter Building | B30 | Office |  | MC202-B08/S12 | Supply fan speed | EN.EN3 Energy Sensor | [6 empty] | S12 | 0 | [10 empty] | No | No
MC202 | Charles Carter Building | B31 | Office |  | MC202-B08/S12 | Supply fan speed | EN.EN3 Energy Sensor | [6 empty] | S12 | 0 | [10 empty] | No | No
MC202 | Charles Carter Building | B32 | Meeting Room |  | MC202-B08/S12 | Supply fan speed | EN.EN3 Energy Sensor | [6 empty] | S12 | 0 | [10 empty] | No | No
MC202 | Charles Carter Building |  |  |  | MC202-B08/S13 | Extract fan speed | EN.EN3 Energy Sensor | [6 empty] | S13 | 0 | [10 empty] | No | No
MC202 | Charles Carter Building | B30 | Office |  | MC202-B08/S13 | Extract fan speed | EN.EN3 Energy Sensor | [6 empty] | S13 | 0 | [10 empty] | No | No
MC202 | Charles Carter Building | B31 | Office |  | MC202-B08/S13 | Extract fan speed | EN.EN3 Energy Sensor | [6 empty] | S13 | 0 | [10 empty] | No | No
MC202 | Charles Carter Building | B32 | Meeting Room |  | MC202-B08/S13 | Extract fan speed | EN.EN3 Energy Sensor | [6 empty] | S13 | 0 | [10 empty] | No | No
MC202 | Charles Carter Building |  |  |  | MC202-B08/S14 | Outside air temperature | EN.EN3 Energy Sensor | [6 empty] | S14 | 0 | [10 empty] | No | No
MC202 | Charles Carter Building | B30 | Office |  | MC202-B08/S14 | Outside air temperature | EN.EN3 Energy Sensor | [6 empty] | S14 | 0 | [10 empty] | No | No
MC202 | Charles Carter Building | B31 | Office |  | MC202-B08/S14 | Outside air temperature | EN.EN3 Energy Sensor | [6 empty] | S14 | 0 | [10 empty] | No | No
MC202 | Charles Carter Building | B32 | Meeting Room |  | MC202-B08/S14 | Outside air temperature | EN.EN3 Energy Sensor | [6 empty] | S14 | 0 | [10 empty] | No | No
MC202 | Charles Carter Building |  |  |  | MC202-B08/S15 | Bypass damper | EN.EN3 Energy Sensor | [6 empty] | S15 | 0 | [10 empty] | No | No
MC202 | Charles Carter Building | B30 | Office |  | MC202-B08/S15 | Bypass damper | EN.EN3 Energy Sensor | [6 empty] | S15 | 0 | [10 empty] | No | No
MC202 | Charles Carter Building | B31 | Office |  | MC202-B08/S15 | Bypass damper | EN.EN3 Energy Sensor | [6 empty] | S15 | 0 | [10 empty] | No | No
MC202 | Charles Carter Building | B32 | Meeting Room |  | MC202-B08/S15 | Bypass damper | EN.EN3 Energy Sensor | [6 empty] | S15 | 0 | [10 empty] | No | No
MC202 | Charles Carter Building |  |  |  | MC202-B08/P2 | Return temperature | EN.EN3 Energy Sensor | [6 empty] | P2 | 0 | [10 empty] | No | No
MC202 | Charles Carter Building |  |  |  | MC202-B08/P3 | Extract CO2 level | EN.EN3 Energy Sensor | [6 empty] | P3 | 0 | [10 empty] | No | No
MC202 | Charles Carter Building |  |  |  | MC202-B08/P4 | DIM Module | EN.EN3 Energy Sensor | [6 empty] | P4 | 0 | [10 empty] | No | No
MC202 | Charles Carter Building |  |  |  | MC202-B08/P5 | Common fault signal | EN.EN3 Energy Sensor | [6 empty] | P5 | 0 | [10 empty] | No | No
MC202 | Charles Carter Building |  |  |  | MC202-B08/P6 | Common fault signal | EN.EN3 Energy Sensor | [6 empty] | P6 | 0 | [10 empty] | No | No
MC202 | Charles Carter Building |  |  |  | MC202-B08/Q1 | Sequence Table 1 | EN.EN3 Energy Sensor | [6 empty] | Q1 | 0 | [10 empty] | No | No
MC202 | Charles Carter Building | B30 | Office |  | MC202-B08/Q1 | Sequence Table 1 | EN.EN3 Energy Sensor | [6 empty] | Q1 | 0 | [10 empty] | No | No
MC202 | Charles Carter Building | B31 | Office |  | MC202-B08/Q1 | Sequence Table 1 | EN.EN3 Energy Sensor | [6 empty] | Q1 | 0 | [10 empty] | No | No
MC202 | Charles Carter Building | B32 | Meeting Room |  | MC202-B08/Q1 | Sequence Table 1 | EN.EN3 Energy Sensor | [6 empty] | Q1 | 0 | [10 empty] | No | No
MC202 | Charles Carter Building |  |  |  | MC202-B08/P1 | Supply air temperature | EN.EN3 Energy Sensor | [6 empty] | P1 | 0 | [10 empty] | No | No
MC202 | Charles Carter Building |  |  |  | MC202-B08/P11 | Class vent heating demand | EN.EN3 Energy Sensor | [6 empty] | P11 | 0 | [10 empty] | No | No
MC202 | Charles Carter Building |  |  |  | MC202-B08/P12 | Supply fan speed | EN.EN3 Energy Sensor | [6 empty] | P12 | 0 | [10 empty] | No | No
MC202 | Charles Carter Building |  |  |  | MC202-B08/P13 | Extract fan speed | EN.EN3 Energy Sensor | [6 empty] | P13 | 0 | [10 empty] | No | No
MC202 | Charles Carter Building |  |  |  | MC202-B08/P14 | Outside air temperature | EN.EN3 Energy Sensor | [6 empty] | P14 | 0 | [10 empty] | No | No
MC202 | Charles Carter Building |  |  |  | MC202-B08/P15 | Bypass damper | EN.EN3 Energy Sensor | [6 empty] | P15 | 0 | [10 empty] | No | No
MC202 | Charles Carter Building |  |  |  | MC202-B08/L4 | Fan Speed [Clg] | EN.EN3 Energy Sensor | [6 empty] | L4 | 0 | [10 empty] | No | No
MC202 | Charles Carter Building | B30 | Office |  | MC202-B08/L4 | Fan Speed [Clg] | EN.EN3 Energy Sensor | [6 empty] | L4 | 0 | [10 empty] | No | No
MC202 | Charles Carter Building | B31 | Office |  | MC202-B08/L4 | Fan Speed [Clg] | EN.EN3 Energy Sensor | [6 empty] | L4 | 0 | [10 empty] | No | No
MC202 | Charles Carter Building | B32 | Meeting Room |  | MC202-B08/L4 | Fan Speed [Clg] | EN.EN3 Energy Sensor | [6 empty] | L4 | 0 | [10 empty] | No | No
MC202 | Charles Carter Building | B31 | Office |  | MC202-B08/L5 | Loop 5 | EN.EN3 Energy Sensor | [6 empty] | L5 | 0 | [10 empty] | No | No
MC202 | Charles Carter Building | B32 | Meeting Room |  | MC202-B08/L5 | Loop 5 | EN.EN3 Energy Sensor | [6 empty] | L5 | 0 | [10 empty] | No | No
MC202 | Charles Carter Building |  |  |  | MC202-B08/L5 | Loop 5 | EN.EN3 Energy Sensor | [6 empty] | L5 | 0 | [10 empty] | No | No
MC202 | Charles Carter Building | B30 | Office |  | MC202-B08/L5 | Loop 5 | EN.EN3 Energy Sensor | [6 empty] | L5 | 0 | [10 empty] | No | No
MC202 | Charles Carter Building |  |  |  | MC202-B08/L6 | Loop 6 | EN.EN3 Energy Sensor | [6 empty] | L6 | 0 | [10 empty] | No | No
MC202 | Charles Carter Building | B30 | Office |  | MC202-B08/L6 | Loop 6 | EN.EN3 Energy Sensor | [6 empty] | L6 | 0 | [10 empty] | No | No
MC202 | Charles Carter Building | B31 | Office |  | MC202-B08/L6 | Loop 6 | EN.EN3 Energy Sensor | [6 empty] | L6 | 0 | [10 empty] | No | No
MC202 | Charles Carter Building | B32 | Meeting Room |  | MC202-B08/L6 | Loop 6 | EN.EN3 Energy Sensor | [6 empty] | L6 | 0 | [10 empty] | No | No
MC202 | Charles Carter Building |  |  |  | MC202-B08/n1 | IC Comms 1 | EN.EN3 Energy Sensor | [6 empty] | n1 | 0 | [10 empty] | No | No
MC202 | Charles Carter Building |  |  |  | MC202-B08/o1 | Alarm Route 1 | EN.EN3 Energy Sensor | [6 empty] | o1 | 0 | [10 empty] | No | No
MC202 | Charles Carter Building | B30 | Office |  | MC202-B08/K7 | Free cooling temperature setpoint | EN.EN3 Energy Sensor | [6 empty] | K7 | 0 | [10 empty] | No | No
MC202 | Charles Carter Building | B31 | Office |  | MC202-B08/K7 | Free cooling temperature setpoint | EN.EN3 Energy Sensor | [6 empty] | K7 | 0 | [10 empty] | No | No
MC202 | Charles Carter Building | B32 | Meeting Room |  | MC202-B08/K7 | Free cooling temperature setpoint | EN.EN3 Energy Sensor | [6 empty] | K7 | 0 | [10 empty] | No | No
MC202 | Charles Carter Building |  |  |  | MC202-B08/K7 | Free cooling temperature setpoint | EN.EN3 Energy Sensor | [6 empty] | K7 | 0 | [10 empty] | No | No
MC202 | Charles Carter Building |  |  |  | MC202-B08/K8 | Spare | EN.EN3 Energy Sensor | [6 empty] | K8 | 0 | [10 empty] | No | No
MC202 | Charles Carter Building | B30 | Office |  | MC202-B08/K8 | Spare | EN.EN3 Energy Sensor | [6 empty] | K8 | 0 | [10 empty] | No | No
MC202 | Charles Carter Building | B31 | Office |  | MC202-B08/K8 | Spare | EN.EN3 Energy Sensor | [6 empty] | K8 | 0 | [10 empty] | No | No
MC202 | Charles Carter Building | B32 | Meeting Room |  | MC202-B08/K8 | Spare | EN.EN3 Energy Sensor | [6 empty] | K8 | 0 | [10 empty] | No | No
MC202 | Charles Carter Building | B30 | Office |  | MC202-B08/K9 | Supply air low limit | EN.EN3 Energy Sensor | [6 empty] | K9 | 0 | [10 empty] | No | No
MC202 | Charles Carter Building | B31 | Office |  | MC202-B08/K9 | Supply air low limit | EN.EN3 Energy Sensor | [6 empty] | K9 | 0 | [10 empty] | No | No
MC202 | Charles Carter Building | B32 | Meeting Room |  | MC202-B08/K9 | Supply air low limit | EN.EN3 Energy Sensor | [6 empty] | K9 | 0 | [10 empty] | No | No
MC202 | Charles Carter Building |  |  |  | MC202-B08/K9 | Supply air low limit | EN.EN3 Energy Sensor | [6 empty] | K9 | 0 | [10 empty] | No | No
MC202 | Charles Carter Building | B32 | Meeting Room |  | MC202-B08/L1 | Loop 1 | EN.EN3 Energy Sensor | [6 empty] | L1 | 0 | [10 empty] | No | No
MC202 | Charles Carter Building |  |  |  | MC202-B08/L1 | Loop 1 | EN.EN3 Energy Sensor | [6 empty] | L1 | 0 | [10 empty] | No | No
MC202 | Charles Carter Building | B30 | Office |  | MC202-B08/L1 | Loop 1 | EN.EN3 Energy Sensor | [6 empty] | L1 | 0 | [10 empty] | No | No
MC202 | Charles Carter Building | B31 | Office |  | MC202-B08/L1 | Loop 1 | EN.EN3 Energy Sensor | [6 empty] | L1 | 0 | [10 empty] | No | No
MC202 | Charles Carter Building |  |  |  | MC202-B08/L2 | Supply air low limit | EN.EN3 Energy Sensor | [6 empty] | L2 | 0 | [10 empty] | No | No
MC202 | Charles Carter Building | B30 | Office |  | MC202-B08/L2 | Supply air low limit | EN.EN3 Energy Sensor | [6 empty] | L2 | 0 | [10 empty] | No | No
MC202 | Charles Carter Building | B31 | Office |  | MC202-B08/L2 | Supply air low limit | EN.EN3 Energy Sensor | [6 empty] | L2 | 0 | [10 empty] | No | No
MC202 | Charles Carter Building | B32 | Meeting Room |  | MC202-B08/L2 | Supply air low limit | EN.EN3 Energy Sensor | [6 empty] | L2 | 0 | [10 empty] | No | No
MC202 | Charles Carter Building | B30 | Office |  | MC202-B08/L3 | Fan Speed [CO2] | EN.EN3 Energy Sensor | [6 empty] | L3 | 0 | [10 empty] | No | No
MC202 | Charles Carter Building | B31 | Office |  | MC202-B08/L3 | Fan Speed [CO2] | EN.EN3 Energy Sensor | [6 empty] | L3 | 0 | [10 empty] | No | No
MC202 | Charles Carter Building | B32 | Meeting Room |  | MC202-B08/L3 | Fan Speed [CO2] | EN.EN3 Energy Sensor | [6 empty] | L3 | 0 | [10 empty] | No | No
MC202 | Charles Carter Building |  |  |  | MC202-B08/L3 | Fan Speed [CO2] | EN.EN3 Energy Sensor | [6 empty] | L3 | 0 | [10 empty] | No | No
MC202 | Charles Carter Building |  |  |  | MC202-B08/K23 | Night time cool temperature setpoint | EN.EN3 Energy Sensor | [6 empty] | K23 | 0 | [10 empty] | No | No
MC202 | Charles Carter Building | B30 | Office |  | MC202-B08/K23 | Night time cool temperature setpoint | EN.EN3 Energy Sensor | [6 empty] | K23 | 0 | [10 empty] | No | No
MC202 | Charles Carter Building | B31 | Office |  | MC202-B08/K23 | Night time cool temperature setpoint | EN.EN3 Energy Sensor | [6 empty] | K23 | 0 | [10 empty] | No | No
MC202 | Charles Carter Building | B32 | Meeting Room |  | MC202-B08/K23 | Night time cool temperature setpoint | EN.EN3 Energy Sensor | [6 empty] | K23 | 0 | [10 empty] | No | No
MC202 | Charles Carter Building |  |  |  | MC202-B08/K24 | Night cooling supply air low limit | EN.EN3 Energy Sensor | [6 empty] | K24 | 0 | [10 empty] | No | No
MC202 | Charles Carter Building | B30 | Office |  | MC202-B08/K24 | Night cooling supply air low limit | EN.EN3 Energy Sensor | [6 empty] | K24 | 0 | [10 empty] | No | No
MC202 | Charles Carter Building | B31 | Office |  | MC202-B08/K24 | Night cooling supply air low limit | EN.EN3 Energy Sensor | [6 empty] | K24 | 0 | [10 empty] | No | No
MC202 | Charles Carter Building | B32 | Meeting Room |  | MC202-B08/K24 | Night cooling supply air low limit | EN.EN3 Energy Sensor | [6 empty] | K24 | 0 | [10 empty] | No | No
MC202 | Charles Carter Building |  |  |  | MC202-B08/K3 | Room frost protection | EN.EN3 Energy Sensor | [6 empty] | K3 | 0 | [10 empty] | No | No
MC202 | Charles Carter Building | B30 | Office |  | MC202-B08/K3 | Room frost protection | EN.EN3 Energy Sensor | [6 empty] | K3 | 0 | [10 empty] | No | No
MC202 | Charles Carter Building | B31 | Office |  | MC202-B08/K3 | Room frost protection | EN.EN3 Energy Sensor | [6 empty] | K3 | 0 | [10 empty] | No | No
MC202 | Charles Carter Building | B32 | Meeting Room |  | MC202-B08/K3 | Room frost protection | EN.EN3 Energy Sensor | [6 empty] | K3 | 0 | [10 empty] | No | No
MC202 | Charles Carter Building | B32 | Meeting Room |  | MC202-B08/K4 | Overdoor heater ECO sp | EN.EN3 Energy Sensor | [6 empty] | K4 | 0 | [10 empty] | No | No
MC202 | Charles Carter Building |  |  |  | MC202-B08/K4 | Overdoor heater ECO sp | EN.EN3 Energy Sensor | [6 empty] | K4 | 0 | [10 empty] | No | No
MC202 | Charles Carter Building | B30 | Office |  | MC202-B08/K4 | Overdoor heater ECO sp | EN.EN3 Energy Sensor | [6 empty] | K4 | 0 | [10 empty] | No | No
MC202 | Charles Carter Building | B31 | Office |  | MC202-B08/K4 | Overdoor heater ECO sp | EN.EN3 Energy Sensor | [6 empty] | K4 | 0 | [10 empty] | No | No
MC202 | Charles Carter Building | B32 | Meeting Room |  | MC202-B08/K5 | Occupancy heating temperature setpoint | EN.EN3 Energy Sensor | [6 empty] | K5 | 0 | [10 empty] | No | No
MC202 | Charles Carter Building |  |  |  | MC202-B08/K5 | Occupancy heating temperature setpoint | EN.EN3 Energy Sensor | [6 empty] | K5 | 0 | [10 empty] | No | No
MC202 | Charles Carter Building | B30 | Office |  | MC202-B08/K5 | Occupancy heating temperature setpoint | EN.EN3 Energy Sensor | [6 empty] | K5 | 0 | [10 empty] | No | No
MC202 | Charles Carter Building | B31 | Office |  | MC202-B08/K5 | Occupancy heating temperature setpoint | EN.EN3 Energy Sensor | [6 empty] | K5 | 0 | [10 empty] | No | No
MC202 | Charles Carter Building |  |  |  | MC202-B08/K6 | OccupancyClgTempSP | EN.EN3 Energy Sensor | [6 empty] | K6 | 0 | [10 empty] | No | No
MC202 | Charles Carter Building | B30 | Office |  | MC202-B08/K6 | OccupancyClgTempSP | EN.EN3 Energy Sensor | [6 empty] | K6 | 0 | [10 empty] | No | No
MC202 | Charles Carter Building | B31 | Office |  | MC202-B08/K6 | OccupancyClgTempSP | EN.EN3 Energy Sensor | [6 empty] | K6 | 0 | [10 empty] | No | No
MC202 | Charles Carter Building | B32 | Meeting Room |  | MC202-B08/K6 | OccupancyClgTempSP | EN.EN3 Energy Sensor | [6 empty] | K6 | 0 | [10 empty] | No | No
MC202 | Charles Carter Building |  |  |  | MC202-B08/K18 | Supply fan max speed | EN.EN3 Energy Sensor | [6 empty] | K18 | 0 | [10 empty] | No | No
MC202 | Charles Carter Building | B30 | Office |  | MC202-B08/K18 | Supply fan max speed | EN.EN3 Energy Sensor | [6 empty] | K18 | 0 | [10 empty] | No | No
MC202 | Charles Carter Building | B31 | Office |  | MC202-B08/K18 | Supply fan max speed | EN.EN3 Energy Sensor | [6 empty] | K18 | 0 | [10 empty] | No | No
MC202 | Charles Carter Building | B32 | Meeting Room |  | MC202-B08/K18 | Supply fan max speed | EN.EN3 Energy Sensor | [6 empty] | K18 | 0 | [10 empty] | No | No
MC202 | Charles Carter Building |  |  |  | MC202-B08/K19 | Supply fan startup speed | EN.EN3 Energy Sensor | [6 empty] | K19 | 0 | [10 empty] | No | No
MC202 | Charles Carter Building | B30 | Office |  | MC202-B08/K19 | Supply fan startup speed | EN.EN3 Energy Sensor | [6 empty] | K19 | 0 | [10 empty] | No | No
MC202 | Charles Carter Building | B31 | Office |  | MC202-B08/K19 | Supply fan startup speed | EN.EN3 Energy Sensor | [6 empty] | K19 | 0 | [10 empty] | No | No
MC202 | Charles Carter Building | B32 | Meeting Room |  | MC202-B08/K19 | Supply fan startup speed | EN.EN3 Energy Sensor | [6 empty] | K19 | 0 | [10 empty] | No | No
MC202 | Charles Carter Building |  |  |  | MC202-B08/K2 | Unit freeze protection | EN.EN3 Energy Sensor | [6 empty] | K2 | 0 | [10 empty] | No | No
MC202 | Charles Carter Building | B30 | Office |  | MC202-B08/K2 | Unit freeze protection | EN.EN3 Energy Sensor | [6 empty] | K2 | 0 | [10 empty] | No | No
MC202 | Charles Carter Building | B31 | Office |  | MC202-B08/K2 | Unit freeze protection | EN.EN3 Energy Sensor | [6 empty] | K2 | 0 | [10 empty] | No | No
MC202 | Charles Carter Building | B32 | Meeting Room |  | MC202-B08/K2 | Unit freeze protection | EN.EN3 Energy Sensor | [6 empty] | K2 | 0 | [10 empty] | No | No
MC202 | Charles Carter Building |  |  |  | MC202-B08/K20 | Extract fan startup speed | EN.EN3 Energy Sensor | [6 empty] | K20 | 0 | [10 empty] | No | No
MC202 | Charles Carter Building | B30 | Office |  | MC202-B08/K20 | Extract fan startup speed | EN.EN3 Energy Sensor | [6 empty] | K20 | 0 | [10 empty] | No | No
MC202 | Charles Carter Building | B31 | Office |  | MC202-B08/K20 | Extract fan startup speed | EN.EN3 Energy Sensor | [6 empty] | K20 | 0 | [10 empty] | No | No
MC202 | Charles Carter Building | B32 | Meeting Room |  | MC202-B08/K20 | Extract fan startup speed | EN.EN3 Energy Sensor | [6 empty] | K20 | 0 | [10 empty] | No | No
MC202 | Charles Carter Building |  |  |  | MC202-B08/K21 | Night time cooling supply fan speed | EN.EN3 Energy Sensor | [6 empty] | K21 | 0 | [10 empty] | No | No
MC202 | Charles Carter Building | B30 | Office |  | MC202-B08/K21 | Night time cooling supply fan speed | EN.EN3 Energy Sensor | [6 empty] | K21 | 0 | [10 empty] | No | No
MC202 | Charles Carter Building | B31 | Office |  | MC202-B08/K21 | Night time cooling supply fan speed | EN.EN3 Energy Sensor | [6 empty] | K21 | 0 | [10 empty] | No | No
MC202 | Charles Carter Building | B32 | Meeting Room |  | MC202-B08/K21 | Night time cooling supply fan speed | EN.EN3 Energy Sensor | [6 empty] | K21 | 0 | [10 empty] | No | No
MC202 | Charles Carter Building |  |  |  | MC202-B08/K22 | Night time cooling extract fan speed | EN.EN3 Energy Sensor | [6 empty] | K22 | 0 | [10 empty] | No | No
MC202 | Charles Carter Building | B30 | Office |  | MC202-B08/K22 | Night time cooling extract fan speed | EN.EN3 Energy Sensor | [6 empty] | K22 | 0 | [10 empty] | No | No
MC202 | Charles Carter Building | B31 | Office |  | MC202-B08/K22 | Night time cooling extract fan speed | EN.EN3 Energy Sensor | [6 empty] | K22 | 0 | [10 empty] | No | No
MC202 | Charles Carter Building | B32 | Meeting Room |  | MC202-B08/K22 | Night time cooling extract fan speed | EN.EN3 Energy Sensor | [6 empty] | K22 | 0 | [10 empty] | No | No
MC202 | Charles Carter Building |  |  |  | MC202-B08/K12 | Spare | EN.EN3 Energy Sensor | [6 empty] | K12 | 0 | [10 empty] | No | No
MC202 | Charles Carter Building | B30 | Office |  | MC202-B08/K12 | Spare | EN.EN3 Energy Sensor | [6 empty] | K12 | 0 | [10 empty] | No | No
MC202 | Charles Carter Building | B31 | Office |  | MC202-B08/K12 | Spare | EN.EN3 Energy Sensor | [6 empty] | K12 | 0 | [10 empty] | No | No
MC202 | Charles Carter Building | B32 | Meeting Room |  | MC202-B08/K12 | Spare | EN.EN3 Energy Sensor | [6 empty] | K12 | 0 | [10 empty] | No | No
MC202 | Charles Carter Building |  |  |  | MC202-B08/K13 | Knob 13 | EN.EN3 Energy Sensor | [6 empty] | K13 | 0 | [10 empty] | No | No
MC202 | Charles Carter Building | B30 | Office |  | MC202-B08/K13 | Knob 13 | EN.EN3 Energy Sensor | [6 empty] | K13 | 0 | [10 empty] | No | No
MC202 | Charles Carter Building | B31 | Office |  | MC202-B08/K13 | Knob 13 | EN.EN3 Energy Sensor | [6 empty] | K13 | 0 | [10 empty] | No | No
MC202 | Charles Carter Building | B32 | Meeting Room |  | MC202-B08/K13 | Knob 13 | EN.EN3 Energy Sensor | [6 empty] | K13 | 0 | [10 empty] | No | No
MC202 | Charles Carter Building | B30 | Office |  | MC202-B08/K14 | Occupancy CO2 level | EN.EN3 Energy Sensor | [6 empty] | K14 | 0 | [10 empty] | No | No
MC202 | Charles Carter Building | B31 | Office |  | MC202-B08/K14 | Occupancy CO2 level | EN.EN3 Energy Sensor | [6 empty] | K14 | 0 | [10 empty] | No | No
MC202 | Charles Carter Building | B32 | Meeting Room |  | MC202-B08/K14 | Occupancy CO2 level | EN.EN3 Energy Sensor | [6 empty] | K14 | 0 | [10 empty] | No | No
MC202 | Charles Carter Building |  |  |  | MC202-B08/K14 | Occupancy CO2 level | EN.EN3 Energy Sensor | [6 empty] | K14 | 0 | [10 empty] | No | No
MC202 | Charles Carter Building |  |  |  | MC202-B08/K15 | Outside air night cooling level | EN.EN3 Energy Sensor | [6 empty] | K15 | 0 | [10 empty] | No | No
MC202 | Charles Carter Building | B30 | Office |  | MC202-B08/K15 | Outside air night cooling level | EN.EN3 Energy Sensor | [6 empty] | K15 | 0 | [10 empty] | No | No
MC202 | Charles Carter Building | B31 | Office |  | MC202-B08/K15 | Outside air night cooling level | EN.EN3 Energy Sensor | [6 empty] | K15 | 0 | [10 empty] | No | No
MC202 | Charles Carter Building | B32 | Meeting Room |  | MC202-B08/K15 | Outside air night cooling level | EN.EN3 Energy Sensor | [6 empty] | K15 | 0 | [10 empty] | No | No
MC202 | Charles Carter Building |  |  |  | MC202-B08/K16 | Supply air high limit | EN.EN3 Energy Sensor | [6 empty] | K16 | 0 | [10 empty] | No | No
MC202 | Charles Carter Building | B30 | Office |  | MC202-B08/K16 | Supply air high limit | EN.EN3 Energy Sensor | [6 empty] | K16 | 0 | [10 empty] | No | No
MC202 | Charles Carter Building | B31 | Office |  | MC202-B08/K16 | Supply air high limit | EN.EN3 Energy Sensor | [6 empty] | K16 | 0 | [10 empty] | No | No
MC202 | Charles Carter Building | B32 | Meeting Room |  | MC202-B08/K16 | Supply air high limit | EN.EN3 Energy Sensor | [6 empty] | K16 | 0 | [10 empty] | No | No
MC202 | Charles Carter Building |  |  |  | MC202-B08/K17 | Supply fan minimum speed | EN.EN3 Energy Sensor | [6 empty] | K17 | 0 | [10 empty] | No | No
MC202 | Charles Carter Building | B30 | Office |  | MC202-B08/K17 | Supply fan minimum speed | EN.EN3 Energy Sensor | [6 empty] | K17 | 0 | [10 empty] | No | No
MC202 | Charles Carter Building | B31 | Office |  | MC202-B08/K17 | Supply fan minimum speed | EN.EN3 Energy Sensor | [6 empty] | K17 | 0 | [10 empty] | No | No
MC202 | Charles Carter Building | B32 | Meeting Room |  | MC202-B08/K17 | Supply fan minimum speed | EN.EN3 Energy Sensor | [6 empty] | K17 | 0 | [10 empty] | No | No
MC202 | Charles Carter Building |  |  |  | MC202-B08/I30 | Common fault signal | EN.EN3 Energy Sensor | [6 empty] | I30 | 0 | [10 empty] | No | No
MC202 | Charles Carter Building | B30 | Office |  | MC202-B08/I30 | Common fault signal | EN.EN3 Energy Sensor | [6 empty] | I30 | 0 | [10 empty] | No | No
MC202 | Charles Carter Building | B31 | Office |  | MC202-B08/I30 | Common fault signal | EN.EN3 Energy Sensor | [6 empty] | I30 | 0 | [10 empty] | No | No
MC202 | Charles Carter Building | B32 | Meeting Room |  | MC202-B08/I30 | Common fault signal | EN.EN3 Energy Sensor | [6 empty] | I30 | 0 | [10 empty] | No | No
MC202 | Charles Carter Building |  |  |  | MC202-B08/I5 | On-Off selector | EN.EN3 Energy Sensor | [6 empty] | I5 | 0 | [10 empty] | No | No
MC202 | Charles Carter Building | B30 | Office |  | MC202-B08/I5 | On-Off selector | EN.EN3 Energy Sensor | [6 empty] | I5 | 0 | [10 empty] | No | No
MC202 | Charles Carter Building | B31 | Office |  | MC202-B08/I5 | On-Off selector | EN.EN3 Energy Sensor | [6 empty] | I5 | 0 | [10 empty] | No | No
MC202 | Charles Carter Building | B32 | Meeting Room |  | MC202-B08/I5 | On-Off selector | EN.EN3 Energy Sensor | [6 empty] | I5 | 0 | [10 empty] | No | No
MC202 | Charles Carter Building | B30 | Office |  | MC202-B08/I6 | Frost thermostat trip | EN.EN3 Energy Sensor | [6 empty] | I6 | 0 | [10 empty] | No | No
MC202 | Charles Carter Building | B31 | Office |  | MC202-B08/I6 | Frost thermostat trip | EN.EN3 Energy Sensor | [6 empty] | I6 | 0 | [10 empty] | No | No
MC202 | Charles Carter Building | B32 | Meeting Room |  | MC202-B08/I6 | Frost thermostat trip | EN.EN3 Energy Sensor | [6 empty] | I6 | 0 | [10 empty] | No | No
MC202 | Charles Carter Building |  |  |  | MC202-B08/I6 | Frost thermostat trip | EN.EN3 Energy Sensor | [6 empty] | I6 | 0 | [10 empty] | No | No
MC202 | Charles Carter Building | B32 | Meeting Room |  | MC202-B08/K1 | Spare | EN.EN3 Energy Sensor | [6 empty] | K1 | 0 | [10 empty] | No | No
MC202 | Charles Carter Building |  |  |  | MC202-B08/K1 | Spare | EN.EN3 Energy Sensor | [6 empty] | K1 | 0 | [10 empty] | No | No
MC202 | Charles Carter Building | B30 | Office |  | MC202-B08/K1 | Spare | EN.EN3 Energy Sensor | [6 empty] | K1 | 0 | [10 empty] | No | No
MC202 | Charles Carter Building | B31 | Office |  | MC202-B08/K1 | Spare | EN.EN3 Energy Sensor | [6 empty] | K1 | 0 | [10 empty] | No | No
MC202 | Charles Carter Building |  |  |  | MC202-B08/K10 | Extract fan min speed | EN.EN3 Energy Sensor | [6 empty] | K10 | 0 | [10 empty] | No | No
MC202 | Charles Carter Building | B30 | Office |  | MC202-B08/K10 | Extract fan min speed | EN.EN3 Energy Sensor | [6 empty] | K10 | 0 | [10 empty] | No | No
MC202 | Charles Carter Building | B31 | Office |  | MC202-B08/K10 | Extract fan min speed | EN.EN3 Energy Sensor | [6 empty] | K10 | 0 | [10 empty] | No | No
MC202 | Charles Carter Building | B32 | Meeting Room |  | MC202-B08/K10 | Extract fan min speed | EN.EN3 Energy Sensor | [6 empty] | K10 | 0 | [10 empty] | No | No
MC202 | Charles Carter Building |  |  |  | MC202-B08/K11 | Extract fan max speed | EN.EN3 Energy Sensor | [6 empty] | K11 | 0 | [10 empty] | No | No
MC202 | Charles Carter Building | B30 | Office |  | MC202-B08/K11 | Extract fan max speed | EN.EN3 Energy Sensor | [6 empty] | K11 | 0 | [10 empty] | No | No
MC202 | Charles Carter Building | B31 | Office |  | MC202-B08/K11 | Extract fan max speed | EN.EN3 Energy Sensor | [6 empty] | K11 | 0 | [10 empty] | No | No
MC202 | Charles Carter Building | B32 | Meeting Room |  | MC202-B08/K11 | Extract fan max speed | EN.EN3 Energy Sensor | [6 empty] | K11 | 0 | [10 empty] | No | No
MC202 | Charles Carter Building |  |  |  | MC202-B08/I20 | Full fresh air | EN.EN3 Energy Sensor | [6 empty] | I20 | 0 | [10 empty] | No | No
MC202 | Charles Carter Building | B30 | Office |  | MC202-B08/I20 | Full fresh air | EN.EN3 Energy Sensor | [6 empty] | I20 | 0 | [10 empty] | No | No
MC202 | Charles Carter Building | B31 | Office |  | MC202-B08/I20 | Full fresh air | EN.EN3 Energy Sensor | [6 empty] | I20 | 0 | [10 empty] | No | No
MC202 | Charles Carter Building | B32 | Meeting Room |  | MC202-B08/I20 | Full fresh air | EN.EN3 Energy Sensor | [6 empty] | I20 | 0 | [10 empty] | No | No
MC202 | Charles Carter Building |  |  |  | MC202-B08/I21 | Open bypass damper | EN.EN3 Energy Sensor | [6 empty] | I21 | 0 | [10 empty] | No | No
MC202 | Charles Carter Building | B30 | Office |  | MC202-B08/I21 | Open bypass damper | EN.EN3 Energy Sensor | [6 empty] | I21 | 0 | [10 empty] | No | No
MC202 | Charles Carter Building | B31 | Office |  | MC202-B08/I21 | Open bypass damper | EN.EN3 Energy Sensor | [6 empty] | I21 | 0 | [10 empty] | No | No
MC202 | Charles Carter Building | B32 | Meeting Room |  | MC202-B08/I21 | Open bypass damper | EN.EN3 Energy Sensor | [6 empty] | I21 | 0 | [10 empty] | No | No
MC202 | Charles Carter Building | B32 | Meeting Room |  | MC202-B08/I22 | Unit freeze protection | EN.EN3 Energy Sensor | [6 empty] | I22 | 0 | [10 empty] | No | No
MC202 | Charles Carter Building |  |  |  | MC202-B08/I22 | Unit freeze protection | EN.EN3 Energy Sensor | [6 empty] | I22 | 0 | [10 empty] | No | No
MC202 | Charles Carter Building | B30 | Office |  | MC202-B08/I22 | Unit freeze protection | EN.EN3 Energy Sensor | [6 empty] | I22 | 0 | [10 empty] | No | No
MC202 | Charles Carter Building | B31 | Office |  | MC202-B08/I22 | Unit freeze protection | EN.EN3 Energy Sensor | [6 empty] | I22 | 0 | [10 empty] | No | No
MC202 | Charles Carter Building | B32 | Meeting Room |  | MC202-B08/I23 | Supply fan fault | EN.EN3 Energy Sensor | [6 empty] | I23 | 0 | [10 empty] | No | No
MC202 | Charles Carter Building |  |  |  | MC202-B08/I23 | Supply fan fault | EN.EN3 Energy Sensor | [6 empty] | I23 | 0 | [10 empty] | No | No
MC202 | Charles Carter Building | B30 | Office |  | MC202-B08/I23 | Supply fan fault | EN.EN3 Energy Sensor | [6 empty] | I23 | 0 | [10 empty] | No | No
MC202 | Charles Carter Building | B31 | Office |  | MC202-B08/I23 | Supply fan fault | EN.EN3 Energy Sensor | [6 empty] | I23 | 0 | [10 empty] | No | No
MC202 | Charles Carter Building |  |  |  | MC202-B08/I24 | Extract fan fault | EN.EN3 Energy Sensor | [6 empty] | I24 | 0 | [10 empty] | No | No
MC202 | Charles Carter Building | B30 | Office |  | MC202-B08/I24 | Extract fan fault | EN.EN3 Energy Sensor | [6 empty] | I24 | 0 | [10 empty] | No | No
MC202 | Charles Carter Building | B31 | Office |  | MC202-B08/I24 | Extract fan fault | EN.EN3 Energy Sensor | [6 empty] | I24 | 0 | [10 empty] | No | No
MC202 | Charles Carter Building | B32 | Meeting Room |  | MC202-B08/I24 | Extract fan fault | EN.EN3 Energy Sensor | [6 empty] | I24 | 0 | [10 empty] | No | No
MC202 | Charles Carter Building |  |  |  | MC202-B08/I25 | Class vent enable | EN.EN3 Energy Sensor | [6 empty] | I25 | 0 | [10 empty] | No | No
MC202 | Charles Carter Building | B30 | Office |  | MC202-B08/I25 | Class vent enable | EN.EN3 Energy Sensor | [6 empty] | I25 | 0 | [10 empty] | No | No
MC202 | Charles Carter Building | B31 | Office |  | MC202-B08/I25 | Class vent enable | EN.EN3 Energy Sensor | [6 empty] | I25 | 0 | [10 empty] | No | No
MC202 | Charles Carter Building | B32 | Meeting Room |  | MC202-B08/I25 | Class vent enable | EN.EN3 Energy Sensor | [6 empty] | I25 | 0 | [10 empty] | No | No
MC202 | Charles Carter Building |  |  |  | MC202-B08/I14 | Condensate pump alarm | EN.EN3 Energy Sensor | [6 empty] | I14 | 0 | [10 empty] | No | No
MC202 | Charles Carter Building | B30 | Office |  | MC202-B08/I14 | Condensate pump alarm | EN.EN3 Energy Sensor | [6 empty] | I14 | 0 | [10 empty] | No | No
MC202 | Charles Carter Building | B31 | Office |  | MC202-B08/I14 | Condensate pump alarm | EN.EN3 Energy Sensor | [6 empty] | I14 | 0 | [10 empty] | No | No
MC202 | Charles Carter Building | B32 | Meeting Room |  | MC202-B08/I14 | Condensate pump alarm | EN.EN3 Energy Sensor | [6 empty] | I14 | 0 | [10 empty] | No | No
MC202 | Charles Carter Building |  |  |  | MC202-B08/I15 | Unit occupancy | EN.EN3 Energy Sensor | [6 empty] | I15 | 0 | [10 empty] | No | No
MC202 | Charles Carter Building | B30 | Office |  | MC202-B08/I15 | Unit occupancy | EN.EN3 Energy Sensor | [6 empty] | I15 | 0 | [10 empty] | No | No
MC202 | Charles Carter Building | B31 | Office |  | MC202-B08/I15 | Unit occupancy | EN.EN3 Energy Sensor | [6 empty] | I15 | 0 | [10 empty] | No | No
MC202 | Charles Carter Building | B32 | Meeting Room |  | MC202-B08/I15 | Unit occupancy | EN.EN3 Energy Sensor | [6 empty] | I15 | 0 | [10 empty] | No | No
MC202 | Charles Carter Building |  |  |  | MC202-B08/I16 | Room frost protection | EN.EN3 Energy Sensor | [6 empty] | I16 | 0 | [10 empty] | No | No
MC202 | Charles Carter Building | B30 | Office |  | MC202-B08/I16 | Room frost protection | EN.EN3 Energy Sensor | [6 empty] | I16 | 0 | [10 empty] | No | No
MC202 | Charles Carter Building | B31 | Office |  | MC202-B08/I16 | Room frost protection | EN.EN3 Energy Sensor | [6 empty] | I16 | 0 | [10 empty] | No | No
MC202 | Charles Carter Building | B32 | Meeting Room |  | MC202-B08/I16 | Room frost protection | EN.EN3 Energy Sensor | [6 empty] | I16 | 0 | [10 empty] | No | No
MC202 | Charles Carter Building |  |  |  | MC202-B08/I17 | Staff boost mode | EN.EN3 Energy Sensor | [6 empty] | I17 | 0 | [10 empty] | No | No
MC202 | Charles Carter Building | B30 | Office |  | MC202-B08/I17 | Staff boost mode | EN.EN3 Energy Sensor | [6 empty] | I17 | 0 | [10 empty] | No | No
MC202 | Charles Carter Building | B31 | Office |  | MC202-B08/I17 | Staff boost mode | EN.EN3 Energy Sensor | [6 empty] | I17 | 0 | [10 empty] | No | No
MC202 | Charles Carter Building | B32 | Meeting Room |  | MC202-B08/I17 | Staff boost mode | EN.EN3 Energy Sensor | [6 empty] | I17 | 0 | [10 empty] | No | No
MC202 | Charles Carter Building | B31 | Office |  | MC202-B08/I18 | Auto boost mode | EN.EN3 Energy Sensor | [6 empty] | I18 | 0 | [10 empty] | No | No
MC202 | Charles Carter Building | B32 | Meeting Room |  | MC202-B08/I18 | Auto boost mode | EN.EN3 Energy Sensor | [6 empty] | I18 | 0 | [10 empty] | No | No
MC202 | Charles Carter Building |  |  |  | MC202-B08/I18 | Auto boost mode | EN.EN3 Energy Sensor | [6 empty] | I18 | 0 | [10 empty] | No | No
MC202 | Charles Carter Building | B30 | Office |  | MC202-B08/I18 | Auto boost mode | EN.EN3 Energy Sensor | [6 empty] | I18 | 0 | [10 empty] | No | No
MC202 | Charles Carter Building |  |  |  | MC202-B08/I19 | Night cooling | EN.EN3 Energy Sensor | [6 empty] | I19 | 0 | [10 empty] | No | No
MC202 | Charles Carter Building | B30 | Office |  | MC202-B08/I19 | Night cooling | EN.EN3 Energy Sensor | [6 empty] | I19 | 0 | [10 empty] | No | No
MC202 | Charles Carter Building | B31 | Office |  | MC202-B08/I19 | Night cooling | EN.EN3 Energy Sensor | [6 empty] | I19 | 0 | [10 empty] | No | No
MC202 | Charles Carter Building | B32 | Meeting Room |  | MC202-B08/I19 | Night cooling | EN.EN3 Energy Sensor | [6 empty] | I19 | 0 | [10 empty] | No | No
MC202 | Charles Carter Building |  |  |  | MC202-B08/G7 | Logic 7 | EN.EN3 Energy Sensor | [6 empty] | G7 | 0 | [10 empty] | No | No
MC202 | Charles Carter Building |  |  |  | MC202-B08/G8 | Logic 8 | EN.EN3 Energy Sensor | [6 empty] | G8 | 0 | [10 empty] | No | No
MC202 | Charles Carter Building |  |  |  | MC202-B08/G9 | Class vent enable | EN.EN3 Energy Sensor | [6 empty] | G9 | 0 | [10 empty] | No | No
MC202 | Charles Carter Building | B32 | Meeting Room |  | MC202-B08/I11 | Filter dirty | EN.EN3 Energy Sensor | [6 empty] | I11 | 0 | [10 empty] | No | No
MC202 | Charles Carter Building |  |  |  | MC202-B08/I11 | Filter dirty | EN.EN3 Energy Sensor | [6 empty] | I11 | 0 | [10 empty] | No | No
MC202 | Charles Carter Building | B30 | Office |  | MC202-B08/I11 | Filter dirty | EN.EN3 Energy Sensor | [6 empty] | I11 | 0 | [10 empty] | No | No
MC202 | Charles Carter Building | B31 | Office |  | MC202-B08/I11 | Filter dirty | EN.EN3 Energy Sensor | [6 empty] | I11 | 0 | [10 empty] | No | No
MC202 | Charles Carter Building |  |  |  | MC202-B08/I12 | Supply fan inverter status | EN.EN3 Energy Sensor | [6 empty] | I12 | 0 | [10 empty] | No | No
MC202 | Charles Carter Building | B30 | Office |  | MC202-B08/I12 | Supply fan inverter status | EN.EN3 Energy Sensor | [6 empty] | I12 | 0 | [10 empty] | No | No
MC202 | Charles Carter Building | B31 | Office |  | MC202-B08/I12 | Supply fan inverter status | EN.EN3 Energy Sensor | [6 empty] | I12 | 0 | [10 empty] | No | No
MC202 | Charles Carter Building | B32 | Meeting Room |  | MC202-B08/I12 | Supply fan inverter status | EN.EN3 Energy Sensor | [6 empty] | I12 | 0 | [10 empty] | No | No
MC202 | Charles Carter Building |  |  |  | MC202-B08/I13 | Extract fan inverter status | EN.EN3 Energy Sensor | [6 empty] | I13 | 0 | [10 empty] | No | No
MC202 | Charles Carter Building | B30 | Office |  | MC202-B08/I13 | Extract fan inverter status | EN.EN3 Energy Sensor | [6 empty] | I13 | 0 | [10 empty] | No | No
MC202 | Charles Carter Building | B31 | Office |  | MC202-B08/I13 | Extract fan inverter status | EN.EN3 Energy Sensor | [6 empty] | I13 | 0 | [10 empty] | No | No
MC202 | Charles Carter Building | B32 | Meeting Room |  | MC202-B08/I13 | Extract fan inverter status | EN.EN3 Energy Sensor | [6 empty] | I13 | 0 | [10 empty] | No | No
MC202 | Charles Carter Building |  |  |  | MC202-B08/G37 | Logic 37 | EN.EN3 Energy Sensor | [6 empty] | G37 | 0 | [10 empty] | No | No
MC202 | Charles Carter Building |  |  |  | MC202-B08/G38 | Logic 38 | EN.EN3 Energy Sensor | [6 empty] | G38 | 0 | [10 empty] | No | No
MC202 | Charles Carter Building |  |  |  | MC202-B08/G39 | Logic 39 | EN.EN3 Energy Sensor | [6 empty] | G39 | 0 | [10 empty] | No | No
MC202 | Charles Carter Building |  |  |  | MC202-B08/G4 | Logic 4 | EN.EN3 Energy Sensor | [6 empty] | G4 | 0 | [10 empty] | No | No
MC202 | Charles Carter Building |  |  |  | MC202-B08/G5 | Timeclock enable | EN.EN3 Energy Sensor | [6 empty] | G5 | 0 | [10 empty] | No | No
MC202 | Charles Carter Building |  |  |  | MC202-B08/G6 | Class vent required | EN.EN3 Energy Sensor | [6 empty] | G6 | 0 | [10 empty] | No | No
MC202 | Charles Carter Building |  |  |  | MC202-B08/G31 | Logic 31 | EN.EN3 Energy Sensor | [6 empty] | G31 | 0 | [10 empty] | No | No
MC202 | Charles Carter Building |  |  |  | MC202-B08/G32 | Logic 32 | EN.EN3 Energy Sensor | [6 empty] | G32 | 0 | [10 empty] | No | No
MC202 | Charles Carter Building |  |  |  | MC202-B08/G33 | Logic 33 | EN.EN3 Energy Sensor | [6 empty] | G33 | 0 | [10 empty] | No | No
MC202 | Charles Carter Building |  |  |  | MC202-B08/G34 | Logic 34 | EN.EN3 Energy Sensor | [6 empty] | G34 | 0 | [10 empty] | No | No
MC202 | Charles Carter Building |  |  |  | MC202-B08/G35 | Remote night cooling available | EN.EN3 Energy Sensor | [6 empty] | G35 | 0 | [10 empty] | No | No
MC202 | Charles Carter Building |  |  |  | MC202-B08/G36 | Logic 36 | EN.EN3 Energy Sensor | [6 empty] | G36 | 0 | [10 empty] | No | No
MC202 | Charles Carter Building |  |  |  | MC202-B08/G26 | Supply fan max speed | EN.EN3 Energy Sensor | [6 empty] | G26 | 0 | [10 empty] | No | No
MC202 | Charles Carter Building |  |  |  | MC202-B08/G27 | Logic 27 | EN.EN3 Energy Sensor | [6 empty] | G27 | 0 | [10 empty] | No | No
MC202 | Charles Carter Building |  |  |  | MC202-B08/G28 | Logic 28 | EN.EN3 Energy Sensor | [6 empty] | G28 | 0 | [10 empty] | No | No
MC202 | Charles Carter Building |  |  |  | MC202-B08/G29 | Logic 29 | EN.EN3 Energy Sensor | [6 empty] | G29 | 0 | [10 empty] | No | No
MC202 | Charles Carter Building |  |  |  | MC202-B08/G3 | Logic 3 | EN.EN3 Energy Sensor | [6 empty] | G3 | 0 | [10 empty] | No | No
MC202 | Charles Carter Building |  |  |  | MC202-B08/G30 | Logic 30 | EN.EN3 Energy Sensor | [6 empty] | G30 | 0 | [10 empty] | No | No
MC202 | Charles Carter Building |  |  |  | MC202-B08/G20 | Logic 20 | EN.EN3 Energy Sensor | [6 empty] | G20 | 0 | [10 empty] | No | No
MC202 | Charles Carter Building |  |  |  | MC202-B08/G21 | Logic 21 | EN.EN3 Energy Sensor | [6 empty] | G21 | 0 | [10 empty] | No | No
MC202 | Charles Carter Building |  |  |  | MC202-B08/G22 | Logic 22 | EN.EN3 Energy Sensor | [6 empty] | G22 | 0 | [10 empty] | No | No
MC202 | Charles Carter Building |  |  |  | MC202-B08/G23 | Logic 23 | EN.EN3 Energy Sensor | [6 empty] | G23 | 0 | [10 empty] | No | No
MC202 | Charles Carter Building |  |  |  | MC202-B08/G24 | Bypass damper control | EN.EN3 Energy Sensor | [6 empty] | G24 | 0 | [10 empty] | No | No
MC202 | Charles Carter Building |  |  |  | MC202-B08/G25 | Logic 25 | EN.EN3 Energy Sensor | [6 empty] | G25 | 0 | [10 empty] | No | No
MC202 | Charles Carter Building |  |  |  | MC202-B08/G15 | Logic 15 | EN.EN3 Energy Sensor | [6 empty] | G15 | 0 | [10 empty] | No | No
MC202 | Charles Carter Building |  |  |  | MC202-B08/G16 | Logic 16 | EN.EN3 Energy Sensor | [6 empty] | G16 | 0 | [10 empty] | No | No
MC202 | Charles Carter Building |  |  |  | MC202-B08/G17 | Occ Htg SP Achieved [Full FA] | EN.EN3 Energy Sensor | [6 empty] | G17 | 0 | [10 empty] | No | No
MC202 | Charles Carter Building |  |  |  | MC202-B08/G18 | Logic 18 | EN.EN3 Energy Sensor | [6 empty] | G18 | 0 | [10 empty] | No | No
MC202 | Charles Carter Building |  |  |  | MC202-B08/G19 | Logic 19 | EN.EN3 Energy Sensor | [6 empty] | G19 | 0 | [10 empty] | No | No
MC202 | Charles Carter Building |  |  |  | MC202-B08/G2 | Logic 2 | EN.EN3 Energy Sensor | [6 empty] | G2 | 0 | [10 empty] | No | No
MC202 | Charles Carter Building |  |  |  | MC202-B08/G1 | Logic 1 | EN.EN3 Energy Sensor | [6 empty] | G1 | 0 | [10 empty] | No | No
MC202 | Charles Carter Building |  |  |  | MC202-B08/G10 | Logic 10 | EN.EN3 Energy Sensor | [6 empty] | G10 | 0 | [10 empty] | No | No
MC202 | Charles Carter Building |  |  |  | MC202-B08/G11 | Logic 11 | EN.EN3 Energy Sensor | [6 empty] | G11 | 0 | [10 empty] | No | No
MC202 | Charles Carter Building |  |  |  | MC202-B08/G12 | Logic 12 | EN.EN3 Energy Sensor | [6 empty] | G12 | 0 | [10 empty] | No | No
MC202 | Charles Carter Building |  |  |  | MC202-B08/G13 | Logic 13 | EN.EN3 Energy Sensor | [6 empty] | G13 | 0 | [10 empty] | No | No
MC202 | Charles Carter Building |  |  |  | MC202-B08/G14 | Boost mode | EN.EN3 Energy Sensor | [6 empty] | G14 | 0 | [10 empty] | No | No
MC202 | Charles Carter Building |  |  |  | MC202-B08/F5 | Function 5 | EN.EN3 Energy Sensor | [6 empty] | F5 | 0 | [10 empty] | No | No
MC202 | Charles Carter Building |  |  |  | MC202-B08/F50 | Function 50 | EN.EN3 Energy Sensor | [6 empty] | F50 | 0 | [10 empty] | No | No
MC202 | Charles Carter Building |  |  |  | MC202-B08/F6 | Function 6 | EN.EN3 Energy Sensor | [6 empty] | F6 | 0 | [10 empty] | No | No
MC202 | Charles Carter Building |  |  |  | MC202-B08/F7 | Function 7 | EN.EN3 Energy Sensor | [6 empty] | F7 | 0 | [10 empty] | No | No
MC202 | Charles Carter Building |  |  |  | MC202-B08/F8 | Fan speed (heating) | EN.EN3 Energy Sensor | [6 empty] | F8 | 0 | [10 empty] | No | No
MC202 | Charles Carter Building |  |  |  | MC202-B08/F9 | Function 9 | EN.EN3 Energy Sensor | [6 empty] | F9 | 0 | [10 empty] | No | No
MC202 | Charles Carter Building |  |  |  | MC202-B08/F43 | Function 43 | EN.EN3 Energy Sensor | [6 empty] | F43 | 0 | [10 empty] | No | No
MC202 | Charles Carter Building |  |  |  | MC202-B08/F44 | Function 44 | EN.EN3 Energy Sensor | [6 empty] | F44 | 0 | [10 empty] | No | No
MC202 | Charles Carter Building |  |  |  | MC202-B08/F45 | Function 45 | EN.EN3 Energy Sensor | [6 empty] | F45 | 0 | [10 empty] | No | No
MC202 | Charles Carter Building |  |  |  | MC202-B08/F46 | Function 46 | EN.EN3 Energy Sensor | [6 empty] | F46 | 0 | [10 empty] | No | No
MC202 | Charles Carter Building |  |  |  | MC202-B08/F47 | Function 47 | EN.EN3 Energy Sensor | [6 empty] | F47 | 0 | [10 empty] | No | No
MC202 | Charles Carter Building |  |  |  | MC202-B08/F48 | Function 48 | EN.EN3 Energy Sensor | [6 empty] | F48 | 0 | [10 empty] | No | No
MC202 | Charles Carter Building |  |  |  | MC202-B08/F38 | Function 38 | EN.EN3 Energy Sensor | [6 empty] | F38 | 0 | [10 empty] | No | No
MC202 | Charles Carter Building |  |  |  | MC202-B08/F39 | Extract fan speed | EN.EN3 Energy Sensor | [6 empty] | F39 | 0 | [10 empty] | No | No
MC202 | Charles Carter Building |  |  |  | MC202-B08/F4 | Function 4 | EN.EN3 Energy Sensor | [6 empty] | F4 | 0 | [10 empty] | No | No
MC202 | Charles Carter Building |  |  |  | MC202-B08/F40 | Function 40 | EN.EN3 Energy Sensor | [6 empty] | F40 | 0 | [10 empty] | No | No
MC202 | Charles Carter Building |  |  |  | MC202-B08/F41 | Function 41 | EN.EN3 Energy Sensor | [6 empty] | F41 | 0 | [10 empty] | No | No
MC202 | Charles Carter Building |  |  |  | MC202-B08/F42 | Function 42 | EN.EN3 Energy Sensor | [6 empty] | F42 | 0 | [10 empty] | No | No
MC202 | Charles Carter Building |  |  |  | MC202-B08/F32 | Function 32 | EN.EN3 Energy Sensor | [6 empty] | F32 | 0 | [10 empty] | No | No
MC202 | Charles Carter Building |  |  |  | MC202-B08/F33 | Function 33 | EN.EN3 Energy Sensor | [6 empty] | F33 | 0 | [10 empty] | No | No
MC202 | Charles Carter Building |  |  |  | MC202-B08/F34 | Function 34 | EN.EN3 Energy Sensor | [6 empty] | F34 | 0 | [10 empty] | No | No
MC202 | Charles Carter Building |  |  |  | MC202-B08/F35 | Function 35 | EN.EN3 Energy Sensor | [6 empty] | F35 | 0 | [10 empty] | No | No
MC202 | Charles Carter Building |  |  |  | MC202-B08/F36 | Function 36 | EN.EN3 Energy Sensor | [6 empty] | F36 | 0 | [10 empty] | No | No
MC202 | Charles Carter Building |  |  |  | MC202-B08/F37 | Function 37 | EN.EN3 Energy Sensor | [6 empty] | F37 | 0 | [10 empty] | No | No
MC202 | Charles Carter Building |  |  |  | MC202-B08/F27 | Function 27 | EN.EN3 Energy Sensor | [6 empty] | F27 | 0 | [10 empty] | No | No
MC202 | Charles Carter Building |  |  |  | MC202-B08/F28 | Function 28 | EN.EN3 Energy Sensor | [6 empty] | F28 | 0 | [10 empty] | No | No
MC202 | Charles Carter Building |  |  |  | MC202-B08/F29 | Full Fresh Air [Clg] | EN.EN3 Energy Sensor | [6 empty] | F29 | 0 | [10 empty] | No | No
MC202 | Charles Carter Building |  |  |  | MC202-B08/F3 | Function 3 | EN.EN3 Energy Sensor | [6 empty] | F3 | 0 | [10 empty] | No | No
MC202 | Charles Carter Building |  |  |  | MC202-B08/F30 | Function 30 | EN.EN3 Energy Sensor | [6 empty] | F30 | 0 | [10 empty] | No | No
MC202 | Charles Carter Building |  |  |  | MC202-B08/F31 | Function 31 | EN.EN3 Energy Sensor | [6 empty] | F31 | 0 | [10 empty] | No | No
MC202 | Charles Carter Building |  |  |  | MC202-B08/F21 | Function 21 | EN.EN3 Energy Sensor | [6 empty] | F21 | 0 | [10 empty] | No | No
MC202 | Charles Carter Building |  |  |  | MC202-B08/F22 | Function 22 | EN.EN3 Energy Sensor | [6 empty] | F22 | 0 | [10 empty] | No | No
MC202 | Charles Carter Building |  |  |  | MC202-B08/F23 | Function 23 | EN.EN3 Energy Sensor | [6 empty] | F23 | 0 | [10 empty] | No | No
MC202 | Charles Carter Building |  |  |  | MC202-B08/F24 | Function 24 | EN.EN3 Energy Sensor | [6 empty] | F24 | 0 | [10 empty] | No | No
MC202 | Charles Carter Building |  |  |  | MC202-B08/F25 | Function 25 | EN.EN3 Energy Sensor | [6 empty] | F25 | 0 | [10 empty] | No | No
MC202 | Charles Carter Building |  |  |  | MC202-B08/F26 | Function 26 | EN.EN3 Energy Sensor | [6 empty] | F26 | 0 | [10 empty] | No | No
MC202 | Charles Carter Building |  |  |  | MC202-B08/F16 | Function 16 | EN.EN3 Energy Sensor | [6 empty] | F16 | 0 | [10 empty] | No | No
MC202 | Charles Carter Building |  |  |  | MC202-B08/F17 | Function 17 | EN.EN3 Energy Sensor | [6 empty] | F17 | 0 | [10 empty] | No | No
MC202 | Charles Carter Building |  |  |  | MC202-B08/F18 | Function 18 | EN.EN3 Energy Sensor | [6 empty] | F18 | 0 | [10 empty] | No | No
MC202 | Charles Carter Building |  |  |  | MC202-B08/F19 | Supply fan speed | EN.EN3 Energy Sensor | [6 empty] | F19 | 0 | [10 empty] | No | No
MC202 | Charles Carter Building |  |  |  | MC202-B08/F2 | Function 2 | EN.EN3 Energy Sensor | [6 empty] | F2 | 0 | [10 empty] | No | No
MC202 | Charles Carter Building |  |  |  | MC202-B08/F20 | Function 20 | EN.EN3 Energy Sensor | [6 empty] | F20 | 0 | [10 empty] | No | No
MC202 | Charles Carter Building |  |  |  | MC202-B08/F10 | Function 10 | EN.EN3 Energy Sensor | [6 empty] | F10 | 0 | [10 empty] | No | No
MC202 | Charles Carter Building |  |  |  | MC202-B08/F11 | Function 11 | EN.EN3 Energy Sensor | [6 empty] | F11 | 0 | [10 empty] | No | No
MC202 | Charles Carter Building |  |  |  | MC202-B08/F12 | Function 12 | EN.EN3 Energy Sensor | [6 empty] | F12 | 0 | [10 empty] | No | No
MC202 | Charles Carter Building |  |  |  | MC202-B08/F13 | Function 13 | EN.EN3 Energy Sensor | [6 empty] | F13 | 0 | [10 empty] | No | No
MC202 | Charles Carter Building |  |  |  | MC202-B08/F14 | Auto boost setpoint exceeded | EN.EN3 Energy Sensor | [6 empty] | F14 | 0 | [10 empty] | No | No
MC202 | Charles Carter Building |  |  |  | MC202-B08/F15 | Function 15 | EN.EN3 Energy Sensor | [6 empty] | F15 | 0 | [10 empty] | No | No
MC202 | Charles Carter Building | B32 | Meeting Room |  | MC202-B08/D3 | Front Overdoor heater | EN.EN3 Energy Sensor | [6 empty] | D3 | 0 | [10 empty] | No | No
MC202 | Charles Carter Building |  |  |  | MC202-B08/D3 | Front Overdoor heater | EN.EN3 Energy Sensor | [6 empty] | D3 | 0 | [10 empty] | No | No
MC202 | Charles Carter Building | B30 | Office |  | MC202-B08/D3 | Front Overdoor heater | EN.EN3 Energy Sensor | [6 empty] | D3 | 0 | [10 empty] | No | No
MC202 | Charles Carter Building | B31 | Office |  | MC202-B08/D3 | Front Overdoor heater | EN.EN3 Energy Sensor | [6 empty] | D3 | 0 | [10 empty] | No | No
MC202 | Charles Carter Building | B30 | Office |  | MC202-B08/D4 | Heating valve | EN.EN3 Energy Sensor | [6 empty] | D4 | 0 | [10 empty] | No | No
MC202 | Charles Carter Building | B31 | Office |  | MC202-B08/D4 | Heating valve | EN.EN3 Energy Sensor | [6 empty] | D4 | 0 | [10 empty] | No | No
MC202 | Charles Carter Building | B32 | Meeting Room |  | MC202-B08/D4 | Heating valve | EN.EN3 Energy Sensor | [6 empty] | D4 | 0 | [10 empty] | No | No
MC202 | Charles Carter Building |  |  |  | MC202-B08/D4 | Heating valve | EN.EN3 Energy Sensor | [6 empty] | D4 | 0 | [10 empty] | No | No
MC202 | Charles Carter Building |  |  |  | MC202-B08/D5 | Supply fan speed | EN.EN3 Energy Sensor | [6 empty] | D5 | 0 | [10 empty] | No | No
MC202 | Charles Carter Building | B30 | Office |  | MC202-B08/D5 | Supply fan speed | EN.EN3 Energy Sensor | [6 empty] | D5 | 0 | [10 empty] | No | No
MC202 | Charles Carter Building | B31 | Office |  | MC202-B08/D5 | Supply fan speed | EN.EN3 Energy Sensor | [6 empty] | D5 | 0 | [10 empty] | No | No
MC202 | Charles Carter Building | B32 | Meeting Room |  | MC202-B08/D5 | Supply fan speed | EN.EN3 Energy Sensor | [6 empty] | D5 | 0 | [10 empty] | No | No
MC202 | Charles Carter Building |  |  |  | MC202-B08/D6 | Extract fan speed | EN.EN3 Energy Sensor | [6 empty] | D6 | 0 | [10 empty] | No | No
MC202 | Charles Carter Building | B30 | Office |  | MC202-B08/D6 | Extract fan speed | EN.EN3 Energy Sensor | [6 empty] | D6 | 0 | [10 empty] | No | No
MC202 | Charles Carter Building | B31 | Office |  | MC202-B08/D6 | Extract fan speed | EN.EN3 Energy Sensor | [6 empty] | D6 | 0 | [10 empty] | No | No
MC202 | Charles Carter Building | B32 | Meeting Room |  | MC202-B08/D6 | Extract fan speed | EN.EN3 Energy Sensor | [6 empty] | D6 | 0 | [10 empty] | No | No
MC202 | Charles Carter Building |  |  |  | MC202-B08/e1 | 963 Supervisor | EN.EN3 Energy Sensor | [6 empty] | e1 | 0 | [10 empty] | No | No
MC202 | Charles Carter Building |  |  |  | MC202-B08/F1 | Function 1 | EN.EN3 Energy Sensor | [6 empty] | F1 | 0 | [10 empty] | No | No
MC202 | Charles Carter Building |  |  |  | MC202-B08/A14 | Outside air temperature | EN.EN3 Energy Sensor | [6 empty] | A14 | 0 | [10 empty] | No | No
MC202 | Charles Carter Building |  |  |  | MC202-B08/B1 | Frost from MCP | EN.EN3 Energy Sensor | [6 empty] | B1 | 0 | [10 empty] | No | No
MC202 | Charles Carter Building |  |  |  | MC202-B08/B2 | Remote signals | EN.EN3 Energy Sensor | [6 empty] | B2 | 0 | [10 empty] | No | No
MC202 | Charles Carter Building |  |  |  | MC202-B08/C1 | Virtual CNC 1 | EN.EN3 Energy Sensor | [6 empty] | C1 | 0 | [10 empty] | No | No
MC202 | Charles Carter Building |  |  |  | MC202-B08/D1 | Unit enable and fresh air damper | EN.EN3 Energy Sensor | [6 empty] | D1 | 0 | [10 empty] | No | No
MC202 | Charles Carter Building | B30 | Office |  | MC202-B08/D1 | Unit enable and fresh air damper | EN.EN3 Energy Sensor | [6 empty] | D1 | 0 | [10 empty] | No | No
MC202 | Charles Carter Building | B31 | Office |  | MC202-B08/D1 | Unit enable and fresh air damper | EN.EN3 Energy Sensor | [6 empty] | D1 | 0 | [10 empty] | No | No
MC202 | Charles Carter Building | B32 | Meeting Room |  | MC202-B08/D1 | Unit enable and fresh air damper | EN.EN3 Energy Sensor | [6 empty] | D1 | 0 | [10 empty] | No | No
MC202 | Charles Carter Building |  |  |  | MC202-B08/D2 | Bypass damper | EN.EN3 Energy Sensor | [6 empty] | D2 | 0 | [10 empty] | No | No
MC202 | Charles Carter Building | B30 | Office |  | MC202-B08/D2 | Bypass damper | EN.EN3 Energy Sensor | [6 empty] | D2 | 0 | [10 empty] | No | No
MC202 | Charles Carter Building | B31 | Office |  | MC202-B08/D2 | Bypass damper | EN.EN3 Energy Sensor | [6 empty] | D2 | 0 | [10 empty] | No | No
MC202 | Charles Carter Building | B32 | Meeting Room |  | MC202-B08/D2 | Bypass damper | EN.EN3 Energy Sensor | [6 empty] | D2 | 0 | [10 empty] | No | No
MC202 | Charles Carter Building |  |  |  | MC202-B08/~59 |  | EN.EN3 Energy Sensor | [6 empty] | ~59 | 0 | [10 empty] | No | No
MC202 | Charles Carter Building |  |  |  | MC202-B08/~6 |  | EN.EN3 Energy Sensor | [6 empty] | ~6 | 0 | [10 empty] | No | No
MC202 | Charles Carter Building |  |  |  | MC202-B08/~60 |  | EN.EN3 Energy Sensor | [6 empty] | ~60 | 0 | [10 empty] | No | No
MC202 | Charles Carter Building |  |  |  | MC202-B08/~7 |  | EN.EN3 Energy Sensor | [6 empty] | ~7 | 0 | [10 empty] | No | No
MC202 | Charles Carter Building |  |  |  | MC202-B08/~8 |  | EN.EN3 Energy Sensor | [6 empty] | ~8 | 0 | [10 empty] | No | No
MC202 | Charles Carter Building |  |  |  | MC202-B08/~9 |  | EN.EN3 Energy Sensor | [6 empty] | ~9 | 0 | [10 empty] | No | No
MC202 | Charles Carter Building |  |  |  | MC202-B08/~53 | Adjustments (night cool knobs) | EN.EN3 Energy Sensor | [6 empty] | ~53 | 0 | [10 empty] | No | No
MC202 | Charles Carter Building |  |  |  | MC202-B08/~54 |  | EN.EN3 Energy Sensor | [6 empty] | ~54 | 0 | [10 empty] | No | No
MC202 | Charles Carter Building |  |  |  | MC202-B08/~55 | Adjustments | EN.EN3 Energy Sensor | [6 empty] | ~55 | 0 | [10 empty] | No | No
MC202 | Charles Carter Building |  |  |  | MC202-B08/~56 | Knobs | EN.EN3 Energy Sensor | [6 empty] | ~56 | 0 | [10 empty] | No | No
MC202 | Charles Carter Building |  |  |  | MC202-B08/~57 | Switches | EN.EN3 Energy Sensor | [6 empty] | ~57 | 0 | [10 empty] | No | No
MC202 | Charles Carter Building |  |  |  | MC202-B08/~58 |  | EN.EN3 Energy Sensor | [6 empty] | ~58 | 0 | [10 empty] | No | No
MC202 | Charles Carter Building |  |  |  | MC202-B08/~48 |  | EN.EN3 Energy Sensor | [6 empty] | ~48 | 0 | [10 empty] | No | No
MC202 | Charles Carter Building |  |  |  | MC202-B08/~49 |  | EN.EN3 Energy Sensor | [6 empty] | ~49 | 0 | [10 empty] | No | No
MC202 | Charles Carter Building |  |  |  | MC202-B08/~5 |  | EN.EN3 Energy Sensor | [6 empty] | ~5 | 0 | [10 empty] | No | No
MC202 | Charles Carter Building |  |  |  | MC202-B08/~50 |  | EN.EN3 Energy Sensor | [6 empty] | ~50 | 0 | [10 empty] | No | No
MC202 | Charles Carter Building |  |  |  | MC202-B08/~51 |  | EN.EN3 Energy Sensor | [6 empty] | ~51 | 0 | [10 empty] | No | No
MC202 | Charles Carter Building |  |  |  | MC202-B08/~52 |  | EN.EN3 Energy Sensor | [6 empty] | ~52 | 0 | [10 empty] | No | No
MC202 | Charles Carter Building |  |  |  | MC202-B08/~42 |  | EN.EN3 Energy Sensor | [6 empty] | ~42 | 0 | [10 empty] | No | No
MC202 | Charles Carter Building |  |  |  | MC202-B08/~43 |  | EN.EN3 Energy Sensor | [6 empty] | ~43 | 0 | [10 empty] | No | No
MC202 | Charles Carter Building |  |  |  | MC202-B08/~44 |  | EN.EN3 Energy Sensor | [6 empty] | ~44 | 0 | [10 empty] | No | No
MC202 | Charles Carter Building |  |  |  | MC202-B08/~45 |  | EN.EN3 Energy Sensor | [6 empty] | ~45 | 0 | [10 empty] | No | No
MC202 | Charles Carter Building |  |  |  | MC202-B08/~46 | Adjustments (knobs) | EN.EN3 Energy Sensor | [6 empty] | ~46 | 0 | [10 empty] | No | No
MC202 | Charles Carter Building |  |  |  | MC202-B08/~47 | Adjustments (switches) | EN.EN3 Energy Sensor | [6 empty] | ~47 | 0 | [10 empty] | No | No
MC202 | Charles Carter Building |  |  |  | MC202-B08/~37 |  | EN.EN3 Energy Sensor | [6 empty] | ~37 | 0 | [10 empty] | No | No
MC202 | Charles Carter Building |  |  |  | MC202-B08/~38 |  | EN.EN3 Energy Sensor | [6 empty] | ~38 | 0 | [10 empty] | No | No
MC202 | Charles Carter Building |  |  |  | MC202-B08/~39 |  | EN.EN3 Energy Sensor | [6 empty] | ~39 | 0 | [10 empty] | No | No
MC202 | Charles Carter Building |  |  |  | MC202-B08/~4 |  | EN.EN3 Energy Sensor | [6 empty] | ~4 | 0 | [10 empty] | No | No
MC202 | Charles Carter Building |  |  |  | MC202-B08/~40 |  | EN.EN3 Energy Sensor | [6 empty] | ~40 | 0 | [10 empty] | No | No
MC202 | Charles Carter Building |  |  |  | MC202-B08/~41 |  | EN.EN3 Energy Sensor | [6 empty] | ~41 | 0 | [10 empty] | No | No
MC202 | Charles Carter Building |  |  |  | MC202-B08/~31 |  | EN.EN3 Energy Sensor | [6 empty] | ~31 | 0 | [10 empty] | No | No
MC202 | Charles Carter Building |  |  |  | MC202-B08/~32 |  | EN.EN3 Energy Sensor | [6 empty] | ~32 | 0 | [10 empty] | No | No
MC202 | Charles Carter Building |  |  |  | MC202-B08/~33 |  | EN.EN3 Energy Sensor | [6 empty] | ~33 | 0 | [10 empty] | No | No
MC202 | Charles Carter Building |  |  |  | MC202-B08/~34 |  | EN.EN3 Energy Sensor | [6 empty] | ~34 | 0 | [10 empty] | No | No
MC202 | Charles Carter Building |  |  |  | MC202-B08/~35 |  | EN.EN3 Energy Sensor | [6 empty] | ~35 | 0 | [10 empty] | No | No
MC202 | Charles Carter Building |  |  |  | MC202-B08/~36 |  | EN.EN3 Energy Sensor | [6 empty] | ~36 | 0 | [10 empty] | No | No
MC202 | Charles Carter Building |  |  |  | MC202-B08/~26 |  | EN.EN3 Energy Sensor | [6 empty] | ~26 | 0 | [10 empty] | No | No
MC202 | Charles Carter Building |  |  |  | MC202-B08/~27 |  | EN.EN3 Energy Sensor | [6 empty] | ~27 | 0 | [10 empty] | No | No
MC202 | Charles Carter Building |  |  |  | MC202-B08/~28 |  | EN.EN3 Energy Sensor | [6 empty] | ~28 | 0 | [10 empty] | No | No
MC202 | Charles Carter Building |  |  |  | MC202-B08/~29 |  | EN.EN3 Energy Sensor | [6 empty] | ~29 | 0 | [10 empty] | No | No
MC202 | Charles Carter Building |  |  |  | MC202-B08/~3 |  | EN.EN3 Energy Sensor | [6 empty] | ~3 | 0 | [10 empty] | No | No
MC202 | Charles Carter Building |  |  |  | MC202-B08/~30 |  | EN.EN3 Energy Sensor | [6 empty] | ~30 | 0 | [10 empty] | No | No
MC202 | Charles Carter Building |  |  |  | MC202-B08/~20 |  | EN.EN3 Energy Sensor | [6 empty] | ~20 | 0 | [10 empty] | No | No
MC202 | Charles Carter Building |  |  |  | MC202-B08/~21 |  | EN.EN3 Energy Sensor | [6 empty] | ~21 | 0 | [10 empty] | No | No
MC202 | Charles Carter Building |  |  |  | MC202-B08/~22 |  | EN.EN3 Energy Sensor | [6 empty] | ~22 | 0 | [10 empty] | No | No
MC202 | Charles Carter Building |  |  |  | MC202-B08/~23 |  | EN.EN3 Energy Sensor | [6 empty] | ~23 | 0 | [10 empty] | No | No
MC202 | Charles Carter Building |  |  |  | MC202-B08/~24 |  | EN.EN3 Energy Sensor | [6 empty] | ~24 | 0 | [10 empty] | No | No
MC202 | Charles Carter Building |  |  |  | MC202-B08/~25 |  | EN.EN3 Energy Sensor | [6 empty] | ~25 | 0 | [10 empty] | No | No
MC202 | Charles Carter Building |  |  |  | MC202-B08/~15 |  | EN.EN3 Energy Sensor | [6 empty] | ~15 | 0 | [10 empty] | No | No
MC202 | Charles Carter Building |  |  |  | MC202-B08/~16 |  | EN.EN3 Energy Sensor | [6 empty] | ~16 | 0 | [10 empty] | No | No
MC202 | Charles Carter Building |  |  |  | MC202-B08/~17 |  | EN.EN3 Energy Sensor | [6 empty] | ~17 | 0 | [10 empty] | No | No
MC202 | Charles Carter Building |  |  |  | MC202-B08/~18 |  | EN.EN3 Energy Sensor | [6 empty] | ~18 | 0 | [10 empty] | No | No
MC202 | Charles Carter Building |  |  |  | MC202-B08/~19 |  | EN.EN3 Energy Sensor | [6 empty] | ~19 | 0 | [10 empty] | No | No
MC202 | Charles Carter Building |  |  |  | MC202-B08/~2 |  | EN.EN3 Energy Sensor | [6 empty] | ~2 | 0 | [10 empty] | No | No
MC202 | Charles Carter Building |  |  |  | MC202-B10/~1 |  | EN.EN3 Energy Sensor | [6 empty] | ~1 | 0 | [10 empty] | No | No
MC202 | Charles Carter Building |  |  |  | MC202-B10/~10 |  | EN.EN3 Energy Sensor | [6 empty] | ~10 | 0 | [10 empty] | No | No
MC202 | Charles Carter Building |  |  |  | MC202-B10/~11 |  | EN.EN3 Energy Sensor | [6 empty] | ~11 | 0 | [10 empty] | No | No
MC202 | Charles Carter Building |  |  |  | MC202-B10/~12 |  | EN.EN3 Energy Sensor | [6 empty] | ~12 | 0 | [10 empty] | No | No
MC202 | Charles Carter Building |  |  |  | MC202-B10/~13 |  | EN.EN3 Energy Sensor | [6 empty] | ~13 | 0 | [10 empty] | No | No
MC202 | Charles Carter Building |  |  |  | MC202-B10/~14 |  | EN.EN3 Energy Sensor | [6 empty] | ~14 | 0 | [10 empty] | No | No
MC202 | Charles Carter Building |  |  |  | MC202-B10/W5 | Enable alarms | EN.EN3 Energy Sensor | [6 empty] | W5 | 0 | [10 empty] | No | No
MC202 | Charles Carter Building | C02b | Office |  | MC202-B10/W5 | Enable alarms | EN.EN3 Energy Sensor | [6 empty] | W5 | 0 | [10 empty] | No | No
MC202 | Charles Carter Building | C02a | Office |  | MC202-B10/W5 | Enable alarms | EN.EN3 Energy Sensor | [6 empty] | W5 | 0 | [10 empty] | No | No
MC202 | Charles Carter Building |  |  |  | MC202-B10/W6 | Manual off | EN.EN3 Energy Sensor | [6 empty] | W6 | 0 | [10 empty] | No | No
MC202 | Charles Carter Building | C02b | Office |  | MC202-B10/W6 | Manual off | EN.EN3 Energy Sensor | [6 empty] | W6 | 0 | [10 empty] | No | No
MC202 | Charles Carter Building | C02a | Office |  | MC202-B10/W6 | Manual off | EN.EN3 Energy Sensor | [6 empty] | W6 | 0 | [10 empty] | No | No
MC202 | Charles Carter Building |  |  |  | MC202-B10/Y1 | Trend Thermistor | EN.EN3 Energy Sensor | [6 empty] | Y1 | 0 | [10 empty] | No | No
MC202 | Charles Carter Building |  |  |  | MC202-B10/Y2 | CO2 V | EN.EN3 Energy Sensor | [6 empty] | Y2 | 0 | [10 empty] | No | No
MC202 | Charles Carter Building |  |  |  | MC202-B10/Y3 | 4DIX V | EN.EN3 Energy Sensor | [6 empty] | Y3 | 0 | [10 empty] | No | No
MC202 | Charles Carter Building |  |  |  | MC202-B10/Z1 | Local time clock | EN.EN3 Energy Sensor | [6 empty] | Z1 | 0 | [10 empty] | No | No
MC202 | Charles Carter Building | C02b | Office |  | MC202-B10/Z1 | Local time clock | EN.EN3 Energy Sensor | [6 empty] | Z1 | 0 | [10 empty] | No | No
MC202 | Charles Carter Building | C02a | Office |  | MC202-B10/Z1 | Local time clock | EN.EN3 Energy Sensor | [6 empty] | Z1 | 0 | [10 empty] | No | No
MC202 | Charles Carter Building |  |  |  | MC202-B10/S3 | Extract CO2 level | EN.EN3 Energy Sensor | [6 empty] | S3 | 0 | [10 empty] | No | No
MC202 | Charles Carter Building | C02b | Office |  | MC202-B10/S3 | Extract CO2 level | EN.EN3 Energy Sensor | [6 empty] | S3 | 0 | [10 empty] | No | No
MC202 | Charles Carter Building | C02a | Office |  | MC202-B10/S3 | Extract CO2 level | EN.EN3 Energy Sensor | [6 empty] | S3 | 0 | [10 empty] | No | No
MC202 | Charles Carter Building |  |  |  | MC202-B10/S4 | DIM Module | EN.EN3 Energy Sensor | [6 empty] | S4 | 0 | [10 empty] | No | No
MC202 | Charles Carter Building | C02b | Office |  | MC202-B10/S4 | DIM Module | EN.EN3 Energy Sensor | [6 empty] | S4 | 0 | [10 empty] | No | No
MC202 | Charles Carter Building | C02a | Office |  | MC202-B10/S4 | DIM Module | EN.EN3 Energy Sensor | [6 empty] | S4 | 0 | [10 empty] | No | No
MC202 | Charles Carter Building |  |  |  | MC202-B10/V1 |  | EN.EN3 Energy Sensor | [6 empty] | V1 | 0 | [10 empty] | No | No
MC202 | Charles Carter Building |  |  |  | MC202-B10/W2 | Commissioning mode | EN.EN3 Energy Sensor | [6 empty] | W2 | 0 | [10 empty] | No | No
MC202 | Charles Carter Building | C02b | Office |  | MC202-B10/W2 | Commissioning mode | EN.EN3 Energy Sensor | [6 empty] | W2 | 0 | [10 empty] | No | No
MC202 | Charles Carter Building | C02a | Office |  | MC202-B10/W2 | Commissioning mode | EN.EN3 Energy Sensor | [6 empty] | W2 | 0 | [10 empty] | No | No
MC202 | Charles Carter Building |  |  |  | MC202-B10/W3 | Enable boost mode | EN.EN3 Energy Sensor | [6 empty] | W3 | 0 | [10 empty] | No | No
MC202 | Charles Carter Building | C02b | Office |  | MC202-B10/W3 | Enable boost mode | EN.EN3 Energy Sensor | [6 empty] | W3 | 0 | [10 empty] | No | No
MC202 | Charles Carter Building | C02a | Office |  | MC202-B10/W3 | Enable boost mode | EN.EN3 Energy Sensor | [6 empty] | W3 | 0 | [10 empty] | No | No
MC202 | Charles Carter Building |  |  |  | MC202-B10/W4 | Freeze protection reset | EN.EN3 Energy Sensor | [6 empty] | W4 | 0 | [10 empty] | No | No
MC202 | Charles Carter Building | C02b | Office |  | MC202-B10/W4 | Freeze protection reset | EN.EN3 Energy Sensor | [6 empty] | W4 | 0 | [10 empty] | No | No
MC202 | Charles Carter Building | C02a | Office |  | MC202-B10/W4 | Freeze protection reset | EN.EN3 Energy Sensor | [6 empty] | W4 | 0 | [10 empty] | No | No
MC202 | Charles Carter Building |  |  |  | MC202-B10/S11 | Class vent heating demand | EN.EN3 Energy Sensor | [6 empty] | S11 | 0 | [10 empty] | No | No
MC202 | Charles Carter Building | C02b | Office |  | MC202-B10/S11 | Class vent heating demand | EN.EN3 Energy Sensor | [6 empty] | S11 | 0 | [10 empty] | No | No
MC202 | Charles Carter Building | C02a | Office |  | MC202-B10/S11 | Class vent heating demand | EN.EN3 Energy Sensor | [6 empty] | S11 | 0 | [10 empty] | No | No
MC202 | Charles Carter Building |  |  |  | MC202-B10/S12 | Supply fan speed | EN.EN3 Energy Sensor | [6 empty] | S12 | 0 | [10 empty] | No | No
MC202 | Charles Carter Building | C02b | Office |  | MC202-B10/S12 | Supply fan speed | EN.EN3 Energy Sensor | [6 empty] | S12 | 0 | [10 empty] | No | No
MC202 | Charles Carter Building | C02a | Office |  | MC202-B10/S12 | Supply fan speed | EN.EN3 Energy Sensor | [6 empty] | S12 | 0 | [10 empty] | No | No
MC202 | Charles Carter Building | C02a | Office |  | MC202-B10/S13 | Extract fan speed | EN.EN3 Energy Sensor | [6 empty] | S13 | 0 | [10 empty] | No | No
MC202 | Charles Carter Building |  |  |  | MC202-B10/S13 | Extract fan speed | EN.EN3 Energy Sensor | [6 empty] | S13 | 0 | [10 empty] | No | No
MC202 | Charles Carter Building | C02b | Office |  | MC202-B10/S13 | Extract fan speed | EN.EN3 Energy Sensor | [6 empty] | S13 | 0 | [10 empty] | No | No
MC202 | Charles Carter Building |  |  |  | MC202-B10/S14 | Outside air temperature | EN.EN3 Energy Sensor | [6 empty] | S14 | 0 | [10 empty] | No | No
MC202 | Charles Carter Building | C02b | Office |  | MC202-B10/S14 | Outside air temperature | EN.EN3 Energy Sensor | [6 empty] | S14 | 0 | [10 empty] | No | No
MC202 | Charles Carter Building | C02a | Office |  | MC202-B10/S14 | Outside air temperature | EN.EN3 Energy Sensor | [6 empty] | S14 | 0 | [10 empty] | No | No
MC202 | Charles Carter Building |  |  |  | MC202-B10/S15 | Bypass damper | EN.EN3 Energy Sensor | [6 empty] | S15 | 0 | [10 empty] | No | No
MC202 | Charles Carter Building | C02b | Office |  | MC202-B10/S15 | Bypass damper | EN.EN3 Energy Sensor | [6 empty] | S15 | 0 | [10 empty] | No | No
MC202 | Charles Carter Building | C02a | Office |  | MC202-B10/S15 | Bypass damper | EN.EN3 Energy Sensor | [6 empty] | S15 | 0 | [10 empty] | No | No
MC202 | Charles Carter Building |  |  |  | MC202-B10/S2 | Return temperature | EN.EN3 Energy Sensor | [6 empty] | S2 | 0 | [10 empty] | No | No
MC202 | Charles Carter Building | C02b | Office |  | MC202-B10/S2 | Return temperature | EN.EN3 Energy Sensor | [6 empty] | S2 | 0 | [10 empty] | No | No
MC202 | Charles Carter Building | C02a | Office |  | MC202-B10/S2 | Return temperature | EN.EN3 Energy Sensor | [6 empty] | S2 | 0 | [10 empty] | No | No
MC202 | Charles Carter Building |  |  |  | MC202-B10/P15 | Bypass damper | EN.EN3 Energy Sensor | [6 empty] | P15 | 0 | [10 empty] | No | No
MC202 | Charles Carter Building |  |  |  | MC202-B10/P2 | Return temperature | EN.EN3 Energy Sensor | [6 empty] | P2 | 0 | [10 empty] | No | No
MC202 | Charles Carter Building |  |  |  | MC202-B10/P3 | Extract CO2 level | EN.EN3 Energy Sensor | [6 empty] | P3 | 0 | [10 empty] | No | No
MC202 | Charles Carter Building |  |  |  | MC202-B10/P4 | DIM Module | EN.EN3 Energy Sensor | [6 empty] | P4 | 0 | [10 empty] | No | No
MC202 | Charles Carter Building |  |  |  | MC202-B10/Q1 | Sequence Table 1 | EN.EN3 Energy Sensor | [6 empty] | Q1 | 0 | [10 empty] | No | No
MC202 | Charles Carter Building |  |  |  | MC202-B10/S1 | Supply air temperature | EN.EN3 Energy Sensor | [6 empty] | S1 | 0 | [10 empty] | No | No
MC202 | Charles Carter Building | C02b | Office |  | MC202-B10/S1 | Supply air temperature | EN.EN3 Energy Sensor | [6 empty] | S1 | 0 | [10 empty] | No | No
MC202 | Charles Carter Building | C02a | Office |  | MC202-B10/S1 | Supply air temperature | EN.EN3 Energy Sensor | [6 empty] | S1 | 0 | [10 empty] | No | No
MC202 | Charles Carter Building |  |  |  | MC202-B10/o1 | Alarm Route 1 | EN.EN3 Energy Sensor | [6 empty] | o1 | 0 | [10 empty] | No | No
MC202 | Charles Carter Building |  |  |  | MC202-B10/P1 | Supply air temperature | EN.EN3 Energy Sensor | [6 empty] | P1 | 0 | [10 empty] | No | No
MC202 | Charles Carter Building |  |  |  | MC202-B10/P11 | Class vent heating demand | EN.EN3 Energy Sensor | [6 empty] | P11 | 0 | [10 empty] | No | No
MC202 | Charles Carter Building |  |  |  | MC202-B10/P12 | Supply fan speed | EN.EN3 Energy Sensor | [6 empty] | P12 | 0 | [10 empty] | No | No
MC202 | Charles Carter Building |  |  |  | MC202-B10/P13 | Extract fan speed | EN.EN3 Energy Sensor | [6 empty] | P13 | 0 | [10 empty] | No | No
MC202 | Charles Carter Building |  |  |  | MC202-B10/P14 | Outside air temperature | EN.EN3 Energy Sensor | [6 empty] | P14 | 0 | [10 empty] | No | No
MC202 | Charles Carter Building |  |  |  | MC202-B10/L4 | Fan Speed [Clg] | EN.EN3 Energy Sensor | [6 empty] | L4 | 0 | [10 empty] | No | No
MC202 | Charles Carter Building | C02b | Office |  | MC202-B10/L4 | Fan Speed [Clg] | EN.EN3 Energy Sensor | [6 empty] | L4 | 0 | [10 empty] | No | No
MC202 | Charles Carter Building | C02a | Office |  | MC202-B10/L4 | Fan Speed [Clg] | EN.EN3 Energy Sensor | [6 empty] | L4 | 0 | [10 empty] | No | No
MC202 | Charles Carter Building |  |  |  | MC202-B10/L5 | Loop 5 | EN.EN3 Energy Sensor | [6 empty] | L5 | 0 | [10 empty] | No | No
MC202 | Charles Carter Building | C02b | Office |  | MC202-B10/L5 | Loop 5 | EN.EN3 Energy Sensor | [6 empty] | L5 | 0 | [10 empty] | No | No
MC202 | Charles Carter Building | C02a | Office |  | MC202-B10/L5 | Loop 5 | EN.EN3 Energy Sensor | [6 empty] | L5 | 0 | [10 empty] | No | No
MC202 | Charles Carter Building |  |  |  | MC202-B10/L6 | Loop 6 | EN.EN3 Energy Sensor | [6 empty] | L6 | 0 | [10 empty] | No | No
MC202 | Charles Carter Building | C02b | Office |  | MC202-B10/L6 | Loop 6 | EN.EN3 Energy Sensor | [6 empty] | L6 | 0 | [10 empty] | No | No
MC202 | Charles Carter Building | C02a | Office |  | MC202-B10/L6 | Loop 6 | EN.EN3 Energy Sensor | [6 empty] | L6 | 0 | [10 empty] | No | No
MC202 | Charles Carter Building |  |  |  | MC202-B10/N1 | Watersidevent | EN.EN3 Energy Sensor | [6 empty] | N1 | 0 | [10 empty] | No | No
MC202 | Charles Carter Building |  |  |  | MC202-B10/N2 | IC Comms 2 | EN.EN3 Energy Sensor | [6 empty] | N2 | 0 | [10 empty] | No | No
MC202 | Charles Carter Building |  |  |  | MC202-B10/K7 | Free cooling temperature setpoint | EN.EN3 Energy Sensor | [6 empty] | K7 | 0 | [10 empty] | No | No
MC202 | Charles Carter Building | C02b | Office |  | MC202-B10/K7 | Free cooling temperature setpoint | EN.EN3 Energy Sensor | [6 empty] | K7 | 0 | [10 empty] | No | No
MC202 | Charles Carter Building | C02a | Office |  | MC202-B10/K7 | Free cooling temperature setpoint | EN.EN3 Energy Sensor | [6 empty] | K7 | 0 | [10 empty] | No | No
MC202 | Charles Carter Building |  |  |  | MC202-B10/K8 | Spare | EN.EN3 Energy Sensor | [6 empty] | K8 | 0 | [10 empty] | No | No
MC202 | Charles Carter Building | C02b | Office |  | MC202-B10/K8 | Spare | EN.EN3 Energy Sensor | [6 empty] | K8 | 0 | [10 empty] | No | No
MC202 | Charles Carter Building | C02a | Office |  | MC202-B10/K8 | Spare | EN.EN3 Energy Sensor | [6 empty] | K8 | 0 | [10 empty] | No | No
MC202 | Charles Carter Building |  |  |  | MC202-B10/K9 | Supply air low limit | EN.EN3 Energy Sensor | [6 empty] | K9 | 0 | [10 empty] | No | No
MC202 | Charles Carter Building | C02b | Office |  | MC202-B10/K9 | Supply air low limit | EN.EN3 Energy Sensor | [6 empty] | K9 | 0 | [10 empty] | No | No
MC202 | Charles Carter Building | C02a | Office |  | MC202-B10/K9 | Supply air low limit | EN.EN3 Energy Sensor | [6 empty] | K9 | 0 | [10 empty] | No | No
MC202 | Charles Carter Building |  |  |  | MC202-B10/L1 | Loop 1 | EN.EN3 Energy Sensor | [6 empty] | L1 | 0 | [10 empty] | No | No
MC202 | Charles Carter Building | C02b | Office |  | MC202-B10/L1 | Loop 1 | EN.EN3 Energy Sensor | [6 empty] | L1 | 0 | [10 empty] | No | No
MC202 | Charles Carter Building | C02a | Office |  | MC202-B10/L1 | Loop 1 | EN.EN3 Energy Sensor | [6 empty] | L1 | 0 | [10 empty] | No | No
MC202 | Charles Carter Building |  |  |  | MC202-B10/L2 | Supply air low limit | EN.EN3 Energy Sensor | [6 empty] | L2 | 0 | [10 empty] | No | No
MC202 | Charles Carter Building | C02b | Office |  | MC202-B10/L2 | Supply air low limit | EN.EN3 Energy Sensor | [6 empty] | L2 | 0 | [10 empty] | No | No
MC202 | Charles Carter Building | C02a | Office |  | MC202-B10/L2 | Supply air low limit | EN.EN3 Energy Sensor | [6 empty] | L2 | 0 | [10 empty] | No | No
MC202 | Charles Carter Building | C02a | Office |  | MC202-B10/L3 | Fan Speed [CO2] | EN.EN3 Energy Sensor | [6 empty] | L3 | 0 | [10 empty] | No | No
MC202 | Charles Carter Building |  |  |  | MC202-B10/L3 | Fan Speed [CO2] | EN.EN3 Energy Sensor | [6 empty] | L3 | 0 | [10 empty] | No | No
MC202 | Charles Carter Building | C02b | Office |  | MC202-B10/L3 | Fan Speed [CO2] | EN.EN3 Energy Sensor | [6 empty] | L3 | 0 | [10 empty] | No | No
MC202 | Charles Carter Building | C02a | Office |  | MC202-B10/K23 | Night time cool temperature setpoint | EN.EN3 Energy Sensor | [6 empty] | K23 | 0 | [10 empty] | No | No
MC202 | Charles Carter Building |  |  |  | MC202-B10/K23 | Night time cool temperature setpoint | EN.EN3 Energy Sensor | [6 empty] | K23 | 0 | [10 empty] | No | No
MC202 | Charles Carter Building | C02b | Office |  | MC202-B10/K23 | Night time cool temperature setpoint | EN.EN3 Energy Sensor | [6 empty] | K23 | 0 | [10 empty] | No | No
MC202 | Charles Carter Building |  |  |  | MC202-B10/K24 | Night cooling supply air low limit | EN.EN3 Energy Sensor | [6 empty] | K24 | 0 | [10 empty] | No | No
MC202 | Charles Carter Building | C02b | Office |  | MC202-B10/K24 | Night cooling supply air low limit | EN.EN3 Energy Sensor | [6 empty] | K24 | 0 | [10 empty] | No | No
MC202 | Charles Carter Building | C02a | Office |  | MC202-B10/K24 | Night cooling supply air low limit | EN.EN3 Energy Sensor | [6 empty] | K24 | 0 | [10 empty] | No | No
MC202 | Charles Carter Building |  |  |  | MC202-B10/K3 | Room frost protection | EN.EN3 Energy Sensor | [6 empty] | K3 | 0 | [10 empty] | No | No
MC202 | Charles Carter Building | C02b | Office |  | MC202-B10/K3 | Room frost protection | EN.EN3 Energy Sensor | [6 empty] | K3 | 0 | [10 empty] | No | No
MC202 | Charles Carter Building | C02a | Office |  | MC202-B10/K3 | Room frost protection | EN.EN3 Energy Sensor | [6 empty] | K3 | 0 | [10 empty] | No | No
MC202 | Charles Carter Building |  |  |  | MC202-B10/K4 | Spare | EN.EN3 Energy Sensor | [6 empty] | K4 | 0 | [10 empty] | No | No
MC202 | Charles Carter Building | C02b | Office |  | MC202-B10/K4 | Spare | EN.EN3 Energy Sensor | [6 empty] | K4 | 0 | [10 empty] | No | No
MC202 | Charles Carter Building | C02a | Office |  | MC202-B10/K4 | Spare | EN.EN3 Energy Sensor | [6 empty] | K4 | 0 | [10 empty] | No | No
MC202 | Charles Carter Building |  |  |  | MC202-B10/K5 | Occupancy heating temperature setpoint | EN.EN3 Energy Sensor | [6 empty] | K5 | 0 | [10 empty] | No | No
MC202 | Charles Carter Building | C02b | Office |  | MC202-B10/K5 | Occupancy heating temperature setpoint | EN.EN3 Energy Sensor | [6 empty] | K5 | 0 | [10 empty] | No | No
MC202 | Charles Carter Building | C02a | Office |  | MC202-B10/K5 | Occupancy heating temperature setpoint | EN.EN3 Energy Sensor | [6 empty] | K5 | 0 | [10 empty] | No | No
MC202 | Charles Carter Building |  |  |  | MC202-B10/K6 | OccupancyClgTempSP | EN.EN3 Energy Sensor | [6 empty] | K6 | 0 | [10 empty] | No | No
MC202 | Charles Carter Building | C02b | Office |  | MC202-B10/K6 | OccupancyClgTempSP | EN.EN3 Energy Sensor | [6 empty] | K6 | 0 | [10 empty] | No | No
MC202 | Charles Carter Building | C02a | Office |  | MC202-B10/K6 | OccupancyClgTempSP | EN.EN3 Energy Sensor | [6 empty] | K6 | 0 | [10 empty] | No | No
MC202 | Charles Carter Building |  |  |  | MC202-B10/K18 | Supply fan max speed | EN.EN3 Energy Sensor | [6 empty] | K18 | 0 | [10 empty] | No | No
MC202 | Charles Carter Building | C02b | Office |  | MC202-B10/K18 | Supply fan max speed | EN.EN3 Energy Sensor | [6 empty] | K18 | 0 | [10 empty] | No | No
MC202 | Charles Carter Building | C02a | Office |  | MC202-B10/K18 | Supply fan max speed | EN.EN3 Energy Sensor | [6 empty] | K18 | 0 | [10 empty] | No | No
MC202 | Charles Carter Building | C02a | Office |  | MC202-B10/K19 | Supply fan startup speed | EN.EN3 Energy Sensor | [6 empty] | K19 | 0 | [10 empty] | No | No
MC202 | Charles Carter Building |  |  |  | MC202-B10/K19 | Supply fan startup speed | EN.EN3 Energy Sensor | [6 empty] | K19 | 0 | [10 empty] | No | No
MC202 | Charles Carter Building | C02b | Office |  | MC202-B10/K19 | Supply fan startup speed | EN.EN3 Energy Sensor | [6 empty] | K19 | 0 | [10 empty] | No | No
MC202 | Charles Carter Building |  |  |  | MC202-B10/K2 | Unit freeze protection | EN.EN3 Energy Sensor | [6 empty] | K2 | 0 | [10 empty] | No | No
MC202 | Charles Carter Building | C02b | Office |  | MC202-B10/K2 | Unit freeze protection | EN.EN3 Energy Sensor | [6 empty] | K2 | 0 | [10 empty] | No | No
MC202 | Charles Carter Building | C02a | Office |  | MC202-B10/K2 | Unit freeze protection | EN.EN3 Energy Sensor | [6 empty] | K2 | 0 | [10 empty] | No | No
MC202 | Charles Carter Building |  |  |  | MC202-B10/K20 | Extract fan startup speed | EN.EN3 Energy Sensor | [6 empty] | K20 | 0 | [10 empty] | No | No
MC202 | Charles Carter Building | C02b | Office |  | MC202-B10/K20 | Extract fan startup speed | EN.EN3 Energy Sensor | [6 empty] | K20 | 0 | [10 empty] | No | No
MC202 | Charles Carter Building | C02a | Office |  | MC202-B10/K20 | Extract fan startup speed | EN.EN3 Energy Sensor | [6 empty] | K20 | 0 | [10 empty] | No | No
MC202 | Charles Carter Building | C02a | Office |  | MC202-B10/K21 | Night time cooling supply fan speed | EN.EN3 Energy Sensor | [6 empty] | K21 | 0 | [10 empty] | No | No
MC202 | Charles Carter Building |  |  |  | MC202-B10/K21 | Night time cooling supply fan speed | EN.EN3 Energy Sensor | [6 empty] | K21 | 0 | [10 empty] | No | No
MC202 | Charles Carter Building | C02b | Office |  | MC202-B10/K21 | Night time cooling supply fan speed | EN.EN3 Energy Sensor | [6 empty] | K21 | 0 | [10 empty] | No | No
MC202 | Charles Carter Building |  |  |  | MC202-B10/K22 | Night time cooling extract fan speed | EN.EN3 Energy Sensor | [6 empty] | K22 | 0 | [10 empty] | No | No
MC202 | Charles Carter Building | C02b | Office |  | MC202-B10/K22 | Night time cooling extract fan speed | EN.EN3 Energy Sensor | [6 empty] | K22 | 0 | [10 empty] | No | No
MC202 | Charles Carter Building | C02a | Office |  | MC202-B10/K22 | Night time cooling extract fan speed | EN.EN3 Energy Sensor | [6 empty] | K22 | 0 | [10 empty] | No | No
MC202 | Charles Carter Building | C02a | Office |  | MC202-B10/K11 | Extract fan max speed | EN.EN3 Energy Sensor | [6 empty] | K11 | 0 | [10 empty] | No | No
MC202 | Charles Carter Building |  |  |  | MC202-B10/K11 | Extract fan max speed | EN.EN3 Energy Sensor | [6 empty] | K11 | 0 | [10 empty] | No | No
MC202 | Charles Carter Building | C02b | Office |  | MC202-B10/K11 | Extract fan max speed | EN.EN3 Energy Sensor | [6 empty] | K11 | 0 | [10 empty] | No | No
MC202 | Charles Carter Building | C02b | Office |  | MC202-B10/K12 | Spare | EN.EN3 Energy Sensor | [6 empty] | K12 | 0 | [10 empty] | No | No
MC202 | Charles Carter Building | C02a | Office |  | MC202-B10/K12 | Spare | EN.EN3 Energy Sensor | [6 empty] | K12 | 0 | [10 empty] | No | No
MC202 | Charles Carter Building |  |  |  | MC202-B10/K12 | Spare | EN.EN3 Energy Sensor | [6 empty] | K12 | 0 | [10 empty] | No | No
MC202 | Charles Carter Building | C02a | Office |  | MC202-B10/K14 | Occupancy CO2 level | EN.EN3 Energy Sensor | [6 empty] | K14 | 0 | [10 empty] | No | No
MC202 | Charles Carter Building |  |  |  | MC202-B10/K14 | Occupancy CO2 level | EN.EN3 Energy Sensor | [6 empty] | K14 | 0 | [10 empty] | No | No
MC202 | Charles Carter Building | C02b | Office |  | MC202-B10/K14 | Occupancy CO2 level | EN.EN3 Energy Sensor | [6 empty] | K14 | 0 | [10 empty] | No | No
MC202 | Charles Carter Building |  |  |  | MC202-B10/K15 | Outside air night cooling level | EN.EN3 Energy Sensor | [6 empty] | K15 | 0 | [10 empty] | No | No
MC202 | Charles Carter Building | C02b | Office |  | MC202-B10/K15 | Outside air night cooling level | EN.EN3 Energy Sensor | [6 empty] | K15 | 0 | [10 empty] | No | No
MC202 | Charles Carter Building | C02a | Office |  | MC202-B10/K15 | Outside air night cooling level | EN.EN3 Energy Sensor | [6 empty] | K15 | 0 | [10 empty] | No | No
MC202 | Charles Carter Building |  |  |  | MC202-B10/K16 | Supply air high limit | EN.EN3 Energy Sensor | [6 empty] | K16 | 0 | [10 empty] | No | No
MC202 | Charles Carter Building | C02b | Office |  | MC202-B10/K16 | Supply air high limit | EN.EN3 Energy Sensor | [6 empty] | K16 | 0 | [10 empty] | No | No
MC202 | Charles Carter Building | C02a | Office |  | MC202-B10/K16 | Supply air high limit | EN.EN3 Energy Sensor | [6 empty] | K16 | 0 | [10 empty] | No | No
MC202 | Charles Carter Building |  |  |  | MC202-B10/K17 | Supply fan minimum speed | EN.EN3 Energy Sensor | [6 empty] | K17 | 0 | [10 empty] | No | No
MC202 | Charles Carter Building | C02b | Office |  | MC202-B10/K17 | Supply fan minimum speed | EN.EN3 Energy Sensor | [6 empty] | K17 | 0 | [10 empty] | No | No
MC202 | Charles Carter Building | C02a | Office |  | MC202-B10/K17 | Supply fan minimum speed | EN.EN3 Energy Sensor | [6 empty] | K17 | 0 | [10 empty] | No | No
MC202 | Charles Carter Building |  |  |  | MC202-B10/I24 | Extract fan fault | EN.EN3 Energy Sensor | [6 empty] | I24 | 0 | [10 empty] | No | No
MC202 | Charles Carter Building | C02b | Office |  | MC202-B10/I24 | Extract fan fault | EN.EN3 Energy Sensor | [6 empty] | I24 | 0 | [10 empty] | No | No
MC202 | Charles Carter Building | C02a | Office |  | MC202-B10/I24 | Extract fan fault | EN.EN3 Energy Sensor | [6 empty] | I24 | 0 | [10 empty] | No | No
MC202 | Charles Carter Building |  |  |  | MC202-B10/I25 | Class vent enable | EN.EN3 Energy Sensor | [6 empty] | I25 | 0 | [10 empty] | No | No
MC202 | Charles Carter Building | C02b | Office |  | MC202-B10/I25 | Class vent enable | EN.EN3 Energy Sensor | [6 empty] | I25 | 0 | [10 empty] | No | No
MC202 | Charles Carter Building | C02a | Office |  | MC202-B10/I25 | Class vent enable | EN.EN3 Energy Sensor | [6 empty] | I25 | 0 | [10 empty] | No | No
MC202 | Charles Carter Building |  |  |  | MC202-B10/I5 | On-Off selector | EN.EN3 Energy Sensor | [6 empty] | I5 | 0 | [10 empty] | No | No
MC202 | Charles Carter Building | C02b | Office |  | MC202-B10/I5 | On-Off selector | EN.EN3 Energy Sensor | [6 empty] | I5 | 0 | [10 empty] | No | No
MC202 | Charles Carter Building | C02a | Office |  | MC202-B10/I5 | On-Off selector | EN.EN3 Energy Sensor | [6 empty] | I5 | 0 | [10 empty] | No | No
MC202 | Charles Carter Building |  |  |  | MC202-B10/I6 | Frost thermostat trip | EN.EN3 Energy Sensor | [6 empty] | I6 | 0 | [10 empty] | No | No
MC202 | Charles Carter Building | C02b | Office |  | MC202-B10/I6 | Frost thermostat trip | EN.EN3 Energy Sensor | [6 empty] | I6 | 0 | [10 empty] | No | No
MC202 | Charles Carter Building | C02a | Office |  | MC202-B10/I6 | Frost thermostat trip | EN.EN3 Energy Sensor | [6 empty] | I6 | 0 | [10 empty] | No | No
MC202 | Charles Carter Building | C02a | Office |  | MC202-B10/K1 | Spare | EN.EN3 Energy Sensor | [6 empty] | K1 | 0 | [10 empty] | No | No
MC202 | Charles Carter Building |  |  |  | MC202-B10/K1 | Spare | EN.EN3 Energy Sensor | [6 empty] | K1 | 0 | [10 empty] | No | No
MC202 | Charles Carter Building | C02b | Office |  | MC202-B10/K1 | Spare | EN.EN3 Energy Sensor | [6 empty] | K1 | 0 | [10 empty] | No | No
MC202 | Charles Carter Building |  |  |  | MC202-B10/K10 | Extract fan min speed | EN.EN3 Energy Sensor | [6 empty] | K10 | 0 | [10 empty] | No | No
MC202 | Charles Carter Building | C02b | Office |  | MC202-B10/K10 | Extract fan min speed | EN.EN3 Energy Sensor | [6 empty] | K10 | 0 | [10 empty] | No | No
MC202 | Charles Carter Building | C02a | Office |  | MC202-B10/K10 | Extract fan min speed | EN.EN3 Energy Sensor | [6 empty] | K10 | 0 | [10 empty] | No | No
MC202 | Charles Carter Building |  |  |  | MC202-B10/I18 | Auto boost mode | EN.EN3 Energy Sensor | [6 empty] | I18 | 0 | [10 empty] | No | No
MC202 | Charles Carter Building | C02b | Office |  | MC202-B10/I18 | Auto boost mode | EN.EN3 Energy Sensor | [6 empty] | I18 | 0 | [10 empty] | No | No
MC202 | Charles Carter Building | C02a | Office |  | MC202-B10/I18 | Auto boost mode | EN.EN3 Energy Sensor | [6 empty] | I18 | 0 | [10 empty] | No | No
MC202 | Charles Carter Building |  |  |  | MC202-B10/I19 | Night cooling | EN.EN3 Energy Sensor | [6 empty] | I19 | 0 | [10 empty] | No | No
MC202 | Charles Carter Building | C02b | Office |  | MC202-B10/I19 | Night cooling | EN.EN3 Energy Sensor | [6 empty] | I19 | 0 | [10 empty] | No | No
MC202 | Charles Carter Building | C02a | Office |  | MC202-B10/I19 | Night cooling | EN.EN3 Energy Sensor | [6 empty] | I19 | 0 | [10 empty] | No | No
MC202 | Charles Carter Building |  |  |  | MC202-B10/I20 | Full fresh air | EN.EN3 Energy Sensor | [6 empty] | I20 | 0 | [10 empty] | No | No
MC202 | Charles Carter Building | C02b | Office |  | MC202-B10/I20 | Full fresh air | EN.EN3 Energy Sensor | [6 empty] | I20 | 0 | [10 empty] | No | No
MC202 | Charles Carter Building | C02a | Office |  | MC202-B10/I20 | Full fresh air | EN.EN3 Energy Sensor | [6 empty] | I20 | 0 | [10 empty] | No | No
MC202 | Charles Carter Building | C02a | Office |  | MC202-B10/I21 | Open bypass damper | EN.EN3 Energy Sensor | [6 empty] | I21 | 0 | [10 empty] | No | No
MC202 | Charles Carter Building |  |  |  | MC202-B10/I21 | Open bypass damper | EN.EN3 Energy Sensor | [6 empty] | I21 | 0 | [10 empty] | No | No
MC202 | Charles Carter Building | C02b | Office |  | MC202-B10/I21 | Open bypass damper | EN.EN3 Energy Sensor | [6 empty] | I21 | 0 | [10 empty] | No | No
MC202 | Charles Carter Building |  |  |  | MC202-B10/I22 | Unit freeze protection | EN.EN3 Energy Sensor | [6 empty] | I22 | 0 | [10 empty] | No | No
MC202 | Charles Carter Building | C02b | Office |  | MC202-B10/I22 | Unit freeze protection | EN.EN3 Energy Sensor | [6 empty] | I22 | 0 | [10 empty] | No | No
MC202 | Charles Carter Building | C02a | Office |  | MC202-B10/I22 | Unit freeze protection | EN.EN3 Energy Sensor | [6 empty] | I22 | 0 | [10 empty] | No | No
MC202 | Charles Carter Building |  |  |  | MC202-B10/I23 | Supply fan fault | EN.EN3 Energy Sensor | [6 empty] | I23 | 0 | [10 empty] | No | No
MC202 | Charles Carter Building | C02b | Office |  | MC202-B10/I23 | Supply fan fault | EN.EN3 Energy Sensor | [6 empty] | I23 | 0 | [10 empty] | No | No
MC202 | Charles Carter Building | C02a | Office |  | MC202-B10/I23 | Supply fan fault | EN.EN3 Energy Sensor | [6 empty] | I23 | 0 | [10 empty] | No | No
MC202 | Charles Carter Building | C02a | Office |  | MC202-B10/I12 | Supply fan inverter status | EN.EN3 Energy Sensor | [6 empty] | I12 | 0 | [10 empty] | No | No
MC202 | Charles Carter Building |  |  |  | MC202-B10/I12 | Supply fan inverter status | EN.EN3 Energy Sensor | [6 empty] | I12 | 0 | [10 empty] | No | No
MC202 | Charles Carter Building | C02b | Office |  | MC202-B10/I12 | Supply fan inverter status | EN.EN3 Energy Sensor | [6 empty] | I12 | 0 | [10 empty] | No | No
MC202 | Charles Carter Building |  |  |  | MC202-B10/I13 | Extract fan inverter status | EN.EN3 Energy Sensor | [6 empty] | I13 | 0 | [10 empty] | No | No
MC202 | Charles Carter Building | C02b | Office |  | MC202-B10/I13 | Extract fan inverter status | EN.EN3 Energy Sensor | [6 empty] | I13 | 0 | [10 empty] | No | No
MC202 | Charles Carter Building | C02a | Office |  | MC202-B10/I13 | Extract fan inverter status | EN.EN3 Energy Sensor | [6 empty] | I13 | 0 | [10 empty] | No | No
MC202 | Charles Carter Building |  |  |  | MC202-B10/I14 | Condensate pump alarm | EN.EN3 Energy Sensor | [6 empty] | I14 | 0 | [10 empty] | No | No
MC202 | Charles Carter Building | C02b | Office |  | MC202-B10/I14 | Condensate pump alarm | EN.EN3 Energy Sensor | [6 empty] | I14 | 0 | [10 empty] | No | No
MC202 | Charles Carter Building | C02a | Office |  | MC202-B10/I14 | Condensate pump alarm | EN.EN3 Energy Sensor | [6 empty] | I14 | 0 | [10 empty] | No | No
MC202 | Charles Carter Building | C02b | Office |  | MC202-B10/I15 | Unit occupancy | EN.EN3 Energy Sensor | [6 empty] | I15 | 0 | [10 empty] | No | No
MC202 | Charles Carter Building | C02a | Office |  | MC202-B10/I15 | Unit occupancy | EN.EN3 Energy Sensor | [6 empty] | I15 | 0 | [10 empty] | No | No
MC202 | Charles Carter Building |  |  |  | MC202-B10/I15 | Unit occupancy | EN.EN3 Energy Sensor | [6 empty] | I15 | 0 | [10 empty] | No | No
MC202 | Charles Carter Building |  |  |  | MC202-B10/I16 | Room frost protection | EN.EN3 Energy Sensor | [6 empty] | I16 | 0 | [10 empty] | No | No
MC202 | Charles Carter Building | C02b | Office |  | MC202-B10/I16 | Room frost protection | EN.EN3 Energy Sensor | [6 empty] | I16 | 0 | [10 empty] | No | No
MC202 | Charles Carter Building | C02a | Office |  | MC202-B10/I16 | Room frost protection | EN.EN3 Energy Sensor | [6 empty] | I16 | 0 | [10 empty] | No | No
MC202 | Charles Carter Building |  |  |  | MC202-B10/I17 | Staff boost mode | EN.EN3 Energy Sensor | [6 empty] | I17 | 0 | [10 empty] | No | No
MC202 | Charles Carter Building | C02b | Office |  | MC202-B10/I17 | Staff boost mode | EN.EN3 Energy Sensor | [6 empty] | I17 | 0 | [10 empty] | No | No
MC202 | Charles Carter Building | C02a | Office |  | MC202-B10/I17 | Staff boost mode | EN.EN3 Energy Sensor | [6 empty] | I17 | 0 | [10 empty] | No | No
MC202 | Charles Carter Building |  |  |  | MC202-B10/G6 | Class vent required | EN.EN3 Energy Sensor | [6 empty] | G6 | 0 | [10 empty] | No | No
MC202 | Charles Carter Building |  |  |  | MC202-B10/G7 | Logic 7 | EN.EN3 Energy Sensor | [6 empty] | G7 | 0 | [10 empty] | No | No
MC202 | Charles Carter Building |  |  |  | MC202-B10/G8 | Logic 8 | EN.EN3 Energy Sensor | [6 empty] | G8 | 0 | [10 empty] | No | No
MC202 | Charles Carter Building |  |  |  | MC202-B10/G9 | Class vent enable | EN.EN3 Energy Sensor | [6 empty] | G9 | 0 | [10 empty] | No | No
MC202 | Charles Carter Building |  |  |  | MC202-B10/I1 | Forced Cooling Required | EN.EN3 Energy Sensor | [6 empty] | I1 | 0 | [10 empty] | No | No
MC202 | Charles Carter Building | C02b | Office |  | MC202-B10/I1 | Forced Cooling Required | EN.EN3 Energy Sensor | [6 empty] | I1 | 0 | [10 empty] | No | No
MC202 | Charles Carter Building | C02a | Office |  | MC202-B10/I1 | Forced Cooling Required | EN.EN3 Energy Sensor | [6 empty] | I1 | 0 | [10 empty] | No | No
MC202 | Charles Carter Building |  |  |  | MC202-B10/I11 | Filter dirty | EN.EN3 Energy Sensor | [6 empty] | I11 | 0 | [10 empty] | No | No
MC202 | Charles Carter Building | C02b | Office |  | MC202-B10/I11 | Filter dirty | EN.EN3 Energy Sensor | [6 empty] | I11 | 0 | [10 empty] | No | No
MC202 | Charles Carter Building | C02a | Office |  | MC202-B10/I11 | Filter dirty | EN.EN3 Energy Sensor | [6 empty] | I11 | 0 | [10 empty] | No | No
MC202 | Charles Carter Building |  |  |  | MC202-B10/G35 | Remote night cooling available | EN.EN3 Energy Sensor | [6 empty] | G35 | 0 | [10 empty] | No | No
MC202 | Charles Carter Building |  |  |  | MC202-B10/G36 | Logic 36 | EN.EN3 Energy Sensor | [6 empty] | G36 | 0 | [10 empty] | No | No
MC202 | Charles Carter Building |  |  |  | MC202-B10/G37 | Logic 37 | EN.EN3 Energy Sensor | [6 empty] | G37 | 0 | [10 empty] | No | No
MC202 | Charles Carter Building |  |  |  | MC202-B10/G38 | Logic 38 | EN.EN3 Energy Sensor | [6 empty] | G38 | 0 | [10 empty] | No | No
MC202 | Charles Carter Building |  |  |  | MC202-B10/G4 | Logic 4 | EN.EN3 Energy Sensor | [6 empty] | G4 | 0 | [10 empty] | No | No
MC202 | Charles Carter Building |  |  |  | MC202-B10/G5 | Timeclock enable | EN.EN3 Energy Sensor | [6 empty] | G5 | 0 | [10 empty] | No | No
MC202 | Charles Carter Building |  |  |  | MC202-B10/G3 | Logic 3 | EN.EN3 Energy Sensor | [6 empty] | G3 | 0 | [10 empty] | No | No
MC202 | Charles Carter Building |  |  |  | MC202-B10/G30 | Logic 30 | EN.EN3 Energy Sensor | [6 empty] | G30 | 0 | [10 empty] | No | No
MC202 | Charles Carter Building |  |  |  | MC202-B10/G31 | Logic 31 | EN.EN3 Energy Sensor | [6 empty] | G31 | 0 | [10 empty] | No | No
MC202 | Charles Carter Building |  |  |  | MC202-B10/G32 | Logic 32 | EN.EN3 Energy Sensor | [6 empty] | G32 | 0 | [10 empty] | No | No
MC202 | Charles Carter Building |  |  |  | MC202-B10/G33 | Logic 33 | EN.EN3 Energy Sensor | [6 empty] | G33 | 0 | [10 empty] | No | No
MC202 | Charles Carter Building |  |  |  | MC202-B10/G34 | Logic 34 | EN.EN3 Energy Sensor | [6 empty] | G34 | 0 | [10 empty] | No | No
MC202 | Charles Carter Building |  |  |  | MC202-B10/G24 | Bypass damper control | EN.EN3 Energy Sensor | [6 empty] | G24 | 0 | [10 empty] | No | No
MC202 | Charles Carter Building |  |  |  | MC202-B10/G25 | Logic 25 | EN.EN3 Energy Sensor | [6 empty] | G25 | 0 | [10 empty] | No | No
MC202 | Charles Carter Building |  |  |  | MC202-B10/G26 | Supply fan max speed | EN.EN3 Energy Sensor | [6 empty] | G26 | 0 | [10 empty] | No | No
MC202 | Charles Carter Building |  |  |  | MC202-B10/G27 | Logic 27 | EN.EN3 Energy Sensor | [6 empty] | G27 | 0 | [10 empty] | No | No
MC202 | Charles Carter Building |  |  |  | MC202-B10/G28 | Logic 28 | EN.EN3 Energy Sensor | [6 empty] | G28 | 0 | [10 empty] | No | No
MC202 | Charles Carter Building |  |  |  | MC202-B10/G29 | Logic 29 | EN.EN3 Energy Sensor | [6 empty] | G29 | 0 | [10 empty] | No | No
MC202 | Charles Carter Building |  |  |  | MC202-B10/G19 | Logic 19 | EN.EN3 Energy Sensor | [6 empty] | G19 | 0 | [10 empty] | No | No
MC202 | Charles Carter Building |  |  |  | MC202-B10/G2 | Logic 2 | EN.EN3 Energy Sensor | [6 empty] | G2 | 0 | [10 empty] | No | No
MC202 | Charles Carter Building |  |  |  | MC202-B10/G20 | Logic 20 | EN.EN3 Energy Sensor | [6 empty] | G20 | 0 | [10 empty] | No | No
MC202 | Charles Carter Building |  |  |  | MC202-B10/G21 | Logic 21 | EN.EN3 Energy Sensor | [6 empty] | G21 | 0 | [10 empty] | No | No
MC202 | Charles Carter Building |  |  |  | MC202-B10/G22 | Logic 22 | EN.EN3 Energy Sensor | [6 empty] | G22 | 0 | [10 empty] | No | No
MC202 | Charles Carter Building |  |  |  | MC202-B10/G23 | Logic 23 | EN.EN3 Energy Sensor | [6 empty] | G23 | 0 | [10 empty] | No | No
MC202 | Charles Carter Building |  |  |  | MC202-B10/G13 | Logic 13 | EN.EN3 Energy Sensor | [6 empty] | G13 | 0 | [10 empty] | No | No
MC202 | Charles Carter Building |  |  |  | MC202-B10/G14 | Boost mode | EN.EN3 Energy Sensor | [6 empty] | G14 | 0 | [10 empty] | No | No
MC202 | Charles Carter Building |  |  |  | MC202-B10/G15 | Logic 15 | EN.EN3 Energy Sensor | [6 empty] | G15 | 0 | [10 empty] | No | No
MC202 | Charles Carter Building |  |  |  | MC202-B10/G16 | Logic 16 | EN.EN3 Energy Sensor | [6 empty] | G16 | 0 | [10 empty] | No | No
MC202 | Charles Carter Building |  |  |  | MC202-B10/G17 | Occ Htg SP Achieved [Full FA] | EN.EN3 Energy Sensor | [6 empty] | G17 | 0 | [10 empty] | No | No
MC202 | Charles Carter Building |  |  |  | MC202-B10/G18 | Logic 18 | EN.EN3 Energy Sensor | [6 empty] | G18 | 0 | [10 empty] | No | No
MC202 | Charles Carter Building |  |  |  | MC202-B10/F8 | Fan speed (heating) | EN.EN3 Energy Sensor | [6 empty] | F8 | 0 | [10 empty] | No | No
MC202 | Charles Carter Building |  |  |  | MC202-B10/F9 | Function 9 | EN.EN3 Energy Sensor | [6 empty] | F9 | 0 | [10 empty] | No | No
MC202 | Charles Carter Building |  |  |  | MC202-B10/G1 | Logic 1 | EN.EN3 Energy Sensor | [6 empty] | G1 | 0 | [10 empty] | No | No
MC202 | Charles Carter Building |  |  |  | MC202-B10/G10 | Logic 10 | EN.EN3 Energy Sensor | [6 empty] | G10 | 0 | [10 empty] | No | No
MC202 | Charles Carter Building |  |  |  | MC202-B10/G11 | Logic 11 | EN.EN3 Energy Sensor | [6 empty] | G11 | 0 | [10 empty] | No | No
MC202 | Charles Carter Building |  |  |  | MC202-B10/G12 | Logic 12 | EN.EN3 Energy Sensor | [6 empty] | G12 | 0 | [10 empty] | No | No
MC202 | Charles Carter Building |  |  |  | MC202-B10/F44 | Function 44 | EN.EN3 Energy Sensor | [6 empty] | F44 | 0 | [10 empty] | No | No
MC202 | Charles Carter Building |  |  |  | MC202-B10/F45 | Function 45 | EN.EN3 Energy Sensor | [6 empty] | F45 | 0 | [10 empty] | No | No
MC202 | Charles Carter Building |  |  |  | MC202-B10/F47 | Function 47 | EN.EN3 Energy Sensor | [6 empty] | F47 | 0 | [10 empty] | No | No
MC202 | Charles Carter Building |  |  |  | MC202-B10/F48 | Function 48 | EN.EN3 Energy Sensor | [6 empty] | F48 | 0 | [10 empty] | No | No
MC202 | Charles Carter Building |  |  |  | MC202-B10/F6 | Function 6 | EN.EN3 Energy Sensor | [6 empty] | F6 | 0 | [10 empty] | No | No
MC202 | Charles Carter Building |  |  |  | MC202-B10/F7 | Function 7 | EN.EN3 Energy Sensor | [6 empty] | F7 | 0 | [10 empty] | No | No
MC202 | Charles Carter Building |  |  |  | MC202-B10/F39 | Extract fan speed | EN.EN3 Energy Sensor | [6 empty] | F39 | 0 | [10 empty] | No | No
MC202 | Charles Carter Building |  |  |  | MC202-B10/F4 | Function 4 | EN.EN3 Energy Sensor | [6 empty] | F4 | 0 | [10 empty] | No | No
MC202 | Charles Carter Building |  |  |  | MC202-B10/F40 | Function 40 | EN.EN3 Energy Sensor | [6 empty] | F40 | 0 | [10 empty] | No | No
MC202 | Charles Carter Building |  |  |  | MC202-B10/F41 | Function 41 | EN.EN3 Energy Sensor | [6 empty] | F41 | 0 | [10 empty] | No | No
MC202 | Charles Carter Building |  |  |  | MC202-B10/F42 | Function 42 | EN.EN3 Energy Sensor | [6 empty] | F42 | 0 | [10 empty] | No | No
MC202 | Charles Carter Building |  |  |  | MC202-B10/F43 | Function 43 | EN.EN3 Energy Sensor | [6 empty] | F43 | 0 | [10 empty] | No | No
MC202 | Charles Carter Building |  |  |  | MC202-B10/F33 | Function 33 | EN.EN3 Energy Sensor | [6 empty] | F33 | 0 | [10 empty] | No | No
MC202 | Charles Carter Building |  |  |  | MC202-B10/F34 | Function 34 | EN.EN3 Energy Sensor | [6 empty] | F34 | 0 | [10 empty] | No | No
MC202 | Charles Carter Building |  |  |  | MC202-B10/F35 | Function 35 | EN.EN3 Energy Sensor | [6 empty] | F35 | 0 | [10 empty] | No | No
MC202 | Charles Carter Building |  |  |  | MC202-B10/F36 | Function 36 | EN.EN3 Energy Sensor | [6 empty] | F36 | 0 | [10 empty] | No | No
MC202 | Charles Carter Building |  |  |  | MC202-B10/F37 | Function 37 | EN.EN3 Energy Sensor | [6 empty] | F37 | 0 | [10 empty] | No | No
MC202 | Charles Carter Building |  |  |  | MC202-B10/F38 | Function 38 | EN.EN3 Energy Sensor | [6 empty] | F38 | 0 | [10 empty] | No | No
MC202 | Charles Carter Building |  |  |  | MC202-B10/F28 | Function 28 | EN.EN3 Energy Sensor | [6 empty] | F28 | 0 | [10 empty] | No | No
MC202 | Charles Carter Building |  |  |  | MC202-B10/F29 | Full Fresh Air [Clg] | EN.EN3 Energy Sensor | [6 empty] | F29 | 0 | [10 empty] | No | No
MC202 | Charles Carter Building |  |  |  | MC202-B10/F3 | Function 3 | EN.EN3 Energy Sensor | [6 empty] | F3 | 0 | [10 empty] | No | No
MC202 | Charles Carter Building |  |  |  | MC202-B10/F30 | Function 30 | EN.EN3 Energy Sensor | [6 empty] | F30 | 0 | [10 empty] | No | No
MC202 | Charles Carter Building |  |  |  | MC202-B10/F31 | Function 31 | EN.EN3 Energy Sensor | [6 empty] | F31 | 0 | [10 empty] | No | No
MC202 | Charles Carter Building |  |  |  | MC202-B10/F32 | Function 32 | EN.EN3 Energy Sensor | [6 empty] | F32 | 0 | [10 empty] | No | No
MC202 | Charles Carter Building |  |  |  | MC202-B10/F22 | Function 22 | EN.EN3 Energy Sensor | [6 empty] | F22 | 0 | [10 empty] | No | No
MC202 | Charles Carter Building |  |  |  | MC202-B10/F23 | Function 23 | EN.EN3 Energy Sensor | [6 empty] | F23 | 0 | [10 empty] | No | No
MC202 | Charles Carter Building |  |  |  | MC202-B10/F24 | Function 24 | EN.EN3 Energy Sensor | [6 empty] | F24 | 0 | [10 empty] | No | No
MC202 | Charles Carter Building |  |  |  | MC202-B10/F25 | Function 25 | EN.EN3 Energy Sensor | [6 empty] | F25 | 0 | [10 empty] | No | No
MC202 | Charles Carter Building |  |  |  | MC202-B10/F26 | Function 26 | EN.EN3 Energy Sensor | [6 empty] | F26 | 0 | [10 empty] | No | No
MC202 | Charles Carter Building |  |  |  | MC202-B10/F27 | Function 27 | EN.EN3 Energy Sensor | [6 empty] | F27 | 0 | [10 empty] | No | No
MC202 | Charles Carter Building |  |  |  | MC202-B10/F17 | Function 17 | EN.EN3 Energy Sensor | [6 empty] | F17 | 0 | [10 empty] | No | No
MC202 | Charles Carter Building |  |  |  | MC202-B10/F18 | Function 18 | EN.EN3 Energy Sensor | [6 empty] | F18 | 0 | [10 empty] | No | No
MC202 | Charles Carter Building |  |  |  | MC202-B10/F19 | Supply fan speed | EN.EN3 Energy Sensor | [6 empty] | F19 | 0 | [10 empty] | No | No
MC202 | Charles Carter Building |  |  |  | MC202-B10/F2 | Function 2 | EN.EN3 Energy Sensor | [6 empty] | F2 | 0 | [10 empty] | No | No
MC202 | Charles Carter Building |  |  |  | MC202-B10/F20 | Function 20 | EN.EN3 Energy Sensor | [6 empty] | F20 | 0 | [10 empty] | No | No
MC202 | Charles Carter Building |  |  |  | MC202-B10/F21 | Function 21 | EN.EN3 Energy Sensor | [6 empty] | F21 | 0 | [10 empty] | No | No
MC202 | Charles Carter Building |  |  |  | MC202-B10/F11 | Function 11 | EN.EN3 Energy Sensor | [6 empty] | F11 | 0 | [10 empty] | No | No
MC202 | Charles Carter Building |  |  |  | MC202-B10/F12 | Function 12 | EN.EN3 Energy Sensor | [6 empty] | F12 | 0 | [10 empty] | No | No
MC202 | Charles Carter Building |  |  |  | MC202-B10/F13 | Function 13 | EN.EN3 Energy Sensor | [6 empty] | F13 | 0 | [10 empty] | No | No
MC202 | Charles Carter Building |  |  |  | MC202-B10/F14 | Auto boost setpoint exceeded | EN.EN3 Energy Sensor | [6 empty] | F14 | 0 | [10 empty] | No | No
MC202 | Charles Carter Building |  |  |  | MC202-B10/F15 | Function 15 | EN.EN3 Energy Sensor | [6 empty] | F15 | 0 | [10 empty] | No | No
MC202 | Charles Carter Building |  |  |  | MC202-B10/F16 | Function 16 | EN.EN3 Energy Sensor | [6 empty] | F16 | 0 | [10 empty] | No | No
MC202 | Charles Carter Building |  |  |  | MC202-B10/D4 | Heating valve | EN.EN3 Energy Sensor | [6 empty] | D4 | 0 | [10 empty] | No | No
MC202 | Charles Carter Building | C02b | Office |  | MC202-B10/D4 | Heating valve | EN.EN3 Energy Sensor | [6 empty] | D4 | 0 | [10 empty] | No | No
MC202 | Charles Carter Building | C02a | Office |  | MC202-B10/D4 | Heating valve | EN.EN3 Energy Sensor | [6 empty] | D4 | 0 | [10 empty] | No | No
MC202 | Charles Carter Building |  |  |  | MC202-B10/D5 | Supply fan speed | EN.EN3 Energy Sensor | [6 empty] | D5 | 0 | [10 empty] | No | No
MC202 | Charles Carter Building | C02b | Office |  | MC202-B10/D5 | Supply fan speed | EN.EN3 Energy Sensor | [6 empty] | D5 | 0 | [10 empty] | No | No
MC202 | Charles Carter Building | C02a | Office |  | MC202-B10/D5 | Supply fan speed | EN.EN3 Energy Sensor | [6 empty] | D5 | 0 | [10 empty] | No | No
MC202 | Charles Carter Building |  |  |  | MC202-B10/D6 | Extract fan speed | EN.EN3 Energy Sensor | [6 empty] | D6 | 0 | [10 empty] | No | No
MC202 | Charles Carter Building | C02b | Office |  | MC202-B10/D6 | Extract fan speed | EN.EN3 Energy Sensor | [6 empty] | D6 | 0 | [10 empty] | No | No
MC202 | Charles Carter Building | C02a | Office |  | MC202-B10/D6 | Extract fan speed | EN.EN3 Energy Sensor | [6 empty] | D6 | 0 | [10 empty] | No | No
MC202 | Charles Carter Building |  |  |  | MC202-B10/e1 | 963 Supervisor | EN.EN3 Energy Sensor | [6 empty] | e1 | 0 | [10 empty] | No | No
MC202 | Charles Carter Building |  |  |  | MC202-B10/F1 | Function 1 | EN.EN3 Energy Sensor | [6 empty] | F1 | 0 | [10 empty] | No | No
MC202 | Charles Carter Building |  |  |  | MC202-B10/F10 | Function 10 | EN.EN3 Energy Sensor | [6 empty] | F10 | 0 | [10 empty] | No | No
MC202 | Charles Carter Building |  |  |  | MC202-B10/A14 | Outside air temperature | EN.EN3 Energy Sensor | [6 empty] | A14 | 0 | [10 empty] | No | No
MC202 | Charles Carter Building |  |  |  | MC202-B10/B1 | Frost from MCP | EN.EN3 Energy Sensor | [6 empty] | B1 | 0 | [10 empty] | No | No
MC202 | Charles Carter Building |  |  |  | MC202-B10/B2 | Remote signals | EN.EN3 Energy Sensor | [6 empty] | B2 | 0 | [10 empty] | No | No
MC202 | Charles Carter Building |  |  |  | MC202-B10/C1 | Virtual CNC 1 | EN.EN3 Energy Sensor | [6 empty] | C1 | 0 | [10 empty] | No | No
MC202 | Charles Carter Building |  |  |  | MC202-B10/D1 | Unit enable and fresh air damper | EN.EN3 Energy Sensor | [6 empty] | D1 | 0 | [10 empty] | No | No
MC202 | Charles Carter Building | C02b | Office |  | MC202-B10/D1 | Unit enable and fresh air damper | EN.EN3 Energy Sensor | [6 empty] | D1 | 0 | [10 empty] | No | No
MC202 | Charles Carter Building | C02a | Office |  | MC202-B10/D1 | Unit enable and fresh air damper | EN.EN3 Energy Sensor | [6 empty] | D1 | 0 | [10 empty] | No | No
MC202 | Charles Carter Building |  |  |  | MC202-B10/D2 | Bypass damper | EN.EN3 Energy Sensor | [6 empty] | D2 | 0 | [10 empty] | No | No
MC202 | Charles Carter Building | C02b | Office |  | MC202-B10/D2 | Bypass damper | EN.EN3 Energy Sensor | [6 empty] | D2 | 0 | [10 empty] | No | No
MC202 | Charles Carter Building | C02a | Office |  | MC202-B10/D2 | Bypass damper | EN.EN3 Energy Sensor | [6 empty] | D2 | 0 | [10 empty] | No | No
MC202 | Charles Carter Building |  |  |  | MC202-B10/~59 |  | EN.EN3 Energy Sensor | [6 empty] | ~59 | 0 | [10 empty] | No | No
MC202 | Charles Carter Building |  |  |  | MC202-B10/~6 |  | EN.EN3 Energy Sensor | [6 empty] | ~6 | 0 | [10 empty] | No | No
MC202 | Charles Carter Building |  |  |  | MC202-B10/~60 |  | EN.EN3 Energy Sensor | [6 empty] | ~60 | 0 | [10 empty] | No | No
MC202 | Charles Carter Building |  |  |  | MC202-B10/~7 |  | EN.EN3 Energy Sensor | [6 empty] | ~7 | 0 | [10 empty] | No | No
MC202 | Charles Carter Building |  |  |  | MC202-B10/~8 |  | EN.EN3 Energy Sensor | [6 empty] | ~8 | 0 | [10 empty] | No | No
MC202 | Charles Carter Building |  |  |  | MC202-B10/~9 |  | EN.EN3 Energy Sensor | [6 empty] | ~9 | 0 | [10 empty] | No | No
MC202 | Charles Carter Building |  |  |  | MC202-B10/~53 | Adjustments (night cool knobs) | EN.EN3 Energy Sensor | [6 empty] | ~53 | 0 | [10 empty] | No | No
MC202 | Charles Carter Building |  |  |  | MC202-B10/~54 |  | EN.EN3 Energy Sensor | [6 empty] | ~54 | 0 | [10 empty] | No | No
MC202 | Charles Carter Building |  |  |  | MC202-B10/~55 | Adjustments | EN.EN3 Energy Sensor | [6 empty] | ~55 | 0 | [10 empty] | No | No
MC202 | Charles Carter Building |  |  |  | MC202-B10/~56 | Knobs | EN.EN3 Energy Sensor | [6 empty] | ~56 | 0 | [10 empty] | No | No
MC202 | Charles Carter Building |  |  |  | MC202-B10/~57 | Switches | EN.EN3 Energy Sensor | [6 empty] | ~57 | 0 | [10 empty] | No | No
MC202 | Charles Carter Building |  |  |  | MC202-B10/~58 |  | EN.EN3 Energy Sensor | [6 empty] | ~58 | 0 | [10 empty] | No | No
MC202 | Charles Carter Building |  |  |  | MC202-B10/~48 |  | EN.EN3 Energy Sensor | [6 empty] | ~48 | 0 | [10 empty] | No | No
MC202 | Charles Carter Building |  |  |  | MC202-B10/~49 |  | EN.EN3 Energy Sensor | [6 empty] | ~49 | 0 | [10 empty] | No | No
MC202 | Charles Carter Building |  |  |  | MC202-B10/~5 |  | EN.EN3 Energy Sensor | [6 empty] | ~5 | 0 | [10 empty] | No | No
MC202 | Charles Carter Building |  |  |  | MC202-B10/~50 |  | EN.EN3 Energy Sensor | [6 empty] | ~50 | 0 | [10 empty] | No | No
MC202 | Charles Carter Building |  |  |  | MC202-B10/~51 |  | EN.EN3 Energy Sensor | [6 empty] | ~51 | 0 | [10 empty] | No | No
MC202 | Charles Carter Building |  |  |  | MC202-B10/~52 |  | EN.EN3 Energy Sensor | [6 empty] | ~52 | 0 | [10 empty] | No | No
MC202 | Charles Carter Building |  |  |  | MC202-B10/~42 |  | EN.EN3 Energy Sensor | [6 empty] | ~42 | 0 | [10 empty] | No | No
MC202 | Charles Carter Building |  |  |  | MC202-B10/~43 |  | EN.EN3 Energy Sensor | [6 empty] | ~43 | 0 | [10 empty] | No | No
MC202 | Charles Carter Building |  |  |  | MC202-B10/~44 |  | EN.EN3 Energy Sensor | [6 empty] | ~44 | 0 | [10 empty] | No | No
MC202 | Charles Carter Building |  |  |  | MC202-B10/~45 |  | EN.EN3 Energy Sensor | [6 empty] | ~45 | 0 | [10 empty] | No | No
MC202 | Charles Carter Building |  |  |  | MC202-B10/~46 | Adjustments (knobs) | EN.EN3 Energy Sensor | [6 empty] | ~46 | 0 | [10 empty] | No | No
MC202 | Charles Carter Building |  |  |  | MC202-B10/~47 | Adjustments (switches) | EN.EN3 Energy Sensor | [6 empty] | ~47 | 0 | [10 empty] | No | No
MC202 | Charles Carter Building |  |  |  | MC202-B10/~37 |  | EN.EN3 Energy Sensor | [6 empty] | ~37 | 0 | [10 empty] | No | No
MC202 | Charles Carter Building |  |  |  | MC202-B10/~38 |  | EN.EN3 Energy Sensor | [6 empty] | ~38 | 0 | [10 empty] | No | No
MC202 | Charles Carter Building |  |  |  | MC202-B10/~39 |  | EN.EN3 Energy Sensor | [6 empty] | ~39 | 0 | [10 empty] | No | No
MC202 | Charles Carter Building |  |  |  | MC202-B10/~4 |  | EN.EN3 Energy Sensor | [6 empty] | ~4 | 0 | [10 empty] | No | No
MC202 | Charles Carter Building |  |  |  | MC202-B10/~40 |  | EN.EN3 Energy Sensor | [6 empty] | ~40 | 0 | [10 empty] | No | No
MC202 | Charles Carter Building |  |  |  | MC202-B10/~41 |  | EN.EN3 Energy Sensor | [6 empty] | ~41 | 0 | [10 empty] | No | No
MC202 | Charles Carter Building |  |  |  | MC202-B10/~31 |  | EN.EN3 Energy Sensor | [6 empty] | ~31 | 0 | [10 empty] | No | No
MC202 | Charles Carter Building |  |  |  | MC202-B10/~32 |  | EN.EN3 Energy Sensor | [6 empty] | ~32 | 0 | [10 empty] | No | No
MC202 | Charles Carter Building |  |  |  | MC202-B10/~33 |  | EN.EN3 Energy Sensor | [6 empty] | ~33 | 0 | [10 empty] | No | No
MC202 | Charles Carter Building |  |  |  | MC202-B10/~34 |  | EN.EN3 Energy Sensor | [6 empty] | ~34 | 0 | [10 empty] | No | No
MC202 | Charles Carter Building |  |  |  | MC202-B10/~35 |  | EN.EN3 Energy Sensor | [6 empty] | ~35 | 0 | [10 empty] | No | No
MC202 | Charles Carter Building |  |  |  | MC202-B10/~36 |  | EN.EN3 Energy Sensor | [6 empty] | ~36 | 0 | [10 empty] | No | No
MC202 | Charles Carter Building |  |  |  | MC202-B10/~26 |  | EN.EN3 Energy Sensor | [6 empty] | ~26 | 0 | [10 empty] | No | No
MC202 | Charles Carter Building |  |  |  | MC202-B10/~27 |  | EN.EN3 Energy Sensor | [6 empty] | ~27 | 0 | [10 empty] | No | No
MC202 | Charles Carter Building |  |  |  | MC202-B10/~28 |  | EN.EN3 Energy Sensor | [6 empty] | ~28 | 0 | [10 empty] | No | No
MC202 | Charles Carter Building |  |  |  | MC202-B10/~29 |  | EN.EN3 Energy Sensor | [6 empty] | ~29 | 0 | [10 empty] | No | No
MC202 | Charles Carter Building |  |  |  | MC202-B10/~3 |  | EN.EN3 Energy Sensor | [6 empty] | ~3 | 0 | [10 empty] | No | No
MC202 | Charles Carter Building |  |  |  | MC202-B10/~30 |  | EN.EN3 Energy Sensor | [6 empty] | ~30 | 0 | [10 empty] | No | No
MC202 | Charles Carter Building |  |  |  | MC202-B10/~20 |  | EN.EN3 Energy Sensor | [6 empty] | ~20 | 0 | [10 empty] | No | No
MC202 | Charles Carter Building |  |  |  | MC202-B10/~21 |  | EN.EN3 Energy Sensor | [6 empty] | ~21 | 0 | [10 empty] | No | No
MC202 | Charles Carter Building |  |  |  | MC202-B10/~22 |  | EN.EN3 Energy Sensor | [6 empty] | ~22 | 0 | [10 empty] | No | No
MC202 | Charles Carter Building |  |  |  | MC202-B10/~23 |  | EN.EN3 Energy Sensor | [6 empty] | ~23 | 0 | [10 empty] | No | No
MC202 | Charles Carter Building |  |  |  | MC202-B10/~24 |  | EN.EN3 Energy Sensor | [6 empty] | ~24 | 0 | [10 empty] | No | No
MC202 | Charles Carter Building |  |  |  | MC202-B10/~25 |  | EN.EN3 Energy Sensor | [6 empty] | ~25 | 0 | [10 empty] | No | No
MC202 | Charles Carter Building |  |  |  | MC202-B10/~15 |  | EN.EN3 Energy Sensor | [6 empty] | ~15 | 0 | [10 empty] | No | No
MC202 | Charles Carter Building |  |  |  | MC202-B10/~16 |  | EN.EN3 Energy Sensor | [6 empty] | ~16 | 0 | [10 empty] | No | No
MC202 | Charles Carter Building |  |  |  | MC202-B10/~17 |  | EN.EN3 Energy Sensor | [6 empty] | ~17 | 0 | [10 empty] | No | No
MC202 | Charles Carter Building |  |  |  | MC202-B10/~18 |  | EN.EN3 Energy Sensor | [6 empty] | ~18 | 0 | [10 empty] | No | No
MC202 | Charles Carter Building |  |  |  | MC202-B10/~19 |  | EN.EN3 Energy Sensor | [6 empty] | ~19 | 0 | [10 empty] | No | No
MC202 | Charles Carter Building |  |  |  | MC202-B10/~2 |  | EN.EN3 Energy Sensor | [6 empty] | ~2 | 0 | [10 empty] | No | No
MC202 | Charles Carter Building |  |  |  | MC202-B03/~1 |  | EN.EN3 Energy Sensor | [6 empty] | ~1 | 0 | [10 empty] | No | No
MC202 | Charles Carter Building |  |  |  | MC202-B03/~10 |  | EN.EN3 Energy Sensor | [6 empty] | ~10 | 0 | [10 empty] | No | No
MC202 | Charles Carter Building |  |  |  | MC202-B03/~11 |  | EN.EN3 Energy Sensor | [6 empty] | ~11 | 0 | [10 empty] | No | No
MC202 | Charles Carter Building |  |  |  | MC202-B03/~12 |  | EN.EN3 Energy Sensor | [6 empty] | ~12 | 0 | [10 empty] | No | No
MC202 | Charles Carter Building |  |  |  | MC202-B03/~13 |  | EN.EN3 Energy Sensor | [6 empty] | ~13 | 0 | [10 empty] | No | No
MC202 | Charles Carter Building |  |  |  | MC202-B03/~14 |  | EN.EN3 Energy Sensor | [6 empty] | ~14 | 0 | [10 empty] | No | No
MC202 | Charles Carter Building |  |  |  | MC202-B03/Y1 | Trend Thermistor | EN.EN3 Energy Sensor | [6 empty] | Y1 | 0 | [10 empty] | No | No
MC202 | Charles Carter Building |  |  |  | MC202-B03/Y2 | CO2 V | EN.EN3 Energy Sensor | [6 empty] | Y2 | 0 | [10 empty] | No | No
MC202 | Charles Carter Building |  |  |  | MC202-B03/Y3 | 4DIX V | EN.EN3 Energy Sensor | [6 empty] | Y3 | 0 | [10 empty] | No | No
MC202 | Charles Carter Building |  |  |  | MC202-B03/Z1 | Local time clock | EN.EN3 Energy Sensor | [6 empty] | Z1 | 0 | [10 empty] | No | No
MC202 | Charles Carter Building | A16 | Seminar Room |  | MC202-B03/Z1 | Local time clock | EN.EN3 Energy Sensor | [6 empty] | Z1 | 0 | [10 empty] | No | No
MC202 | Charles Carter Building |  |  |  | MC202-B03/V1 |  | EN.EN3 Energy Sensor | [6 empty] | V1 | 0 | [10 empty] | No | No
MC202 | Charles Carter Building |  |  |  | MC202-B03/W2 | Commissioning mode | EN.EN3 Energy Sensor | [6 empty] | W2 | 0 | [10 empty] | No | No
MC202 | Charles Carter Building | A16 | Seminar Room |  | MC202-B03/W2 | Commissioning mode | EN.EN3 Energy Sensor | [6 empty] | W2 | 0 | [10 empty] | No | No
MC202 | Charles Carter Building |  |  |  | MC202-B03/W3 | Enable boost mode | EN.EN3 Energy Sensor | [6 empty] | W3 | 0 | [10 empty] | No | No
MC202 | Charles Carter Building | A16 | Seminar Room |  | MC202-B03/W3 | Enable boost mode | EN.EN3 Energy Sensor | [6 empty] | W3 | 0 | [10 empty] | No | No
MC202 | Charles Carter Building |  |  |  | MC202-B03/W4 | Freeze protection reset | EN.EN3 Energy Sensor | [6 empty] | W4 | 0 | [10 empty] | No | No
MC202 | Charles Carter Building | A16 | Seminar Room |  | MC202-B03/W4 | Freeze protection reset | EN.EN3 Energy Sensor | [6 empty] | W4 | 0 | [10 empty] | No | No
MC202 | Charles Carter Building |  |  |  | MC202-B03/W5 | Enable alarms | EN.EN3 Energy Sensor | [6 empty] | W5 | 0 | [10 empty] | No | No
MC202 | Charles Carter Building | A16 | Seminar Room |  | MC202-B03/W5 | Enable alarms | EN.EN3 Energy Sensor | [6 empty] | W5 | 0 | [10 empty] | No | No
MC202 | Charles Carter Building |  |  |  | MC202-B03/W6 | Manual off | EN.EN3 Energy Sensor | [6 empty] | W6 | 0 | [10 empty] | No | No
MC202 | Charles Carter Building | A16 | Seminar Room |  | MC202-B03/W6 | Manual off | EN.EN3 Energy Sensor | [6 empty] | W6 | 0 | [10 empty] | No | No
MC202 | Charles Carter Building |  |  |  | MC202-B03/S13 | Extract fan speed | EN.EN3 Energy Sensor | [6 empty] | S13 | 0 | [10 empty] | No | No
MC202 | Charles Carter Building | A16 | Seminar Room |  | MC202-B03/S13 | Extract fan speed | EN.EN3 Energy Sensor | [6 empty] | S13 | 0 | [10 empty] | No | No
MC202 | Charles Carter Building |  |  |  | MC202-B03/S14 | Outside air temperature | EN.EN3 Energy Sensor | [6 empty] | S14 | 0 | [10 empty] | No | No
MC202 | Charles Carter Building | A16 | Seminar Room |  | MC202-B03/S14 | Outside air temperature | EN.EN3 Energy Sensor | [6 empty] | S14 | 0 | [10 empty] | No | No
MC202 | Charles Carter Building |  |  |  | MC202-B03/S15 | Bypass damper | EN.EN3 Energy Sensor | [6 empty] | S15 | 0 | [10 empty] | No | No
MC202 | Charles Carter Building | A16 | Seminar Room |  | MC202-B03/S15 | Bypass damper | EN.EN3 Energy Sensor | [6 empty] | S15 | 0 | [10 empty] | No | No
MC202 | Charles Carter Building |  |  |  | MC202-B03/S2 | Return temperature | EN.EN3 Energy Sensor | [6 empty] | S2 | 0 | [10 empty] | No | No
MC202 | Charles Carter Building | A16 | Seminar Room |  | MC202-B03/S2 | Return temperature | EN.EN3 Energy Sensor | [6 empty] | S2 | 0 | [10 empty] | No | No
MC202 | Charles Carter Building |  |  |  | MC202-B03/S3 | Extract CO2 level | EN.EN3 Energy Sensor | [6 empty] | S3 | 0 | [10 empty] | No | No
MC202 | Charles Carter Building | A16 | Seminar Room |  | MC202-B03/S3 | Extract CO2 level | EN.EN3 Energy Sensor | [6 empty] | S3 | 0 | [10 empty] | No | No
MC202 | Charles Carter Building |  |  |  | MC202-B03/S4 | DIM Module | EN.EN3 Energy Sensor | [6 empty] | S4 | 0 | [10 empty] | No | No
MC202 | Charles Carter Building | A16 | Seminar Room |  | MC202-B03/S4 | DIM Module | EN.EN3 Energy Sensor | [6 empty] | S4 | 0 | [10 empty] | No | No
MC202 | Charles Carter Building |  |  |  | MC202-B03/P3 | Extract CO2 level | EN.EN3 Energy Sensor | [6 empty] | P3 | 0 | [10 empty] | No | No
MC202 | Charles Carter Building |  |  |  | MC202-B03/P4 | DIM Module | EN.EN3 Energy Sensor | [6 empty] | P4 | 0 | [10 empty] | No | No
MC202 | Charles Carter Building |  |  |  | MC202-B03/Q1 | Sequence Table 1 | EN.EN3 Energy Sensor | [6 empty] | Q1 | 0 | [10 empty] | No | No
MC202 | Charles Carter Building |  |  |  | MC202-B03/S1 | Supply air temperature | EN.EN3 Energy Sensor | [6 empty] | S1 | 0 | [10 empty] | No | No
MC202 | Charles Carter Building | A16 | Seminar Room |  | MC202-B03/S1 | Supply air temperature | EN.EN3 Energy Sensor | [6 empty] | S1 | 0 | [10 empty] | No | No
MC202 | Charles Carter Building |  |  |  | MC202-B03/S11 | Class vent heating demand | EN.EN3 Energy Sensor | [6 empty] | S11 | 0 | [10 empty] | No | No
MC202 | Charles Carter Building | A16 | Seminar Room |  | MC202-B03/S11 | Class vent heating demand | EN.EN3 Energy Sensor | [6 empty] | S11 | 0 | [10 empty] | No | No
MC202 | Charles Carter Building |  |  |  | MC202-B03/S12 | Supply fan speed | EN.EN3 Energy Sensor | [6 empty] | S12 | 0 | [10 empty] | No | No
MC202 | Charles Carter Building | A16 | Seminar Room |  | MC202-B03/S12 | Supply fan speed | EN.EN3 Energy Sensor | [6 empty] | S12 | 0 | [10 empty] | No | No
MC202 | Charles Carter Building |  |  |  | MC202-B03/P11 | Class vent heating demand | EN.EN3 Energy Sensor | [6 empty] | P11 | 0 | [10 empty] | No | No
MC202 | Charles Carter Building |  |  |  | MC202-B03/P12 | Supply fan speed | EN.EN3 Energy Sensor | [6 empty] | P12 | 0 | [10 empty] | No | No
MC202 | Charles Carter Building |  |  |  | MC202-B03/P13 | Extract fan speed | EN.EN3 Energy Sensor | [6 empty] | P13 | 0 | [10 empty] | No | No
MC202 | Charles Carter Building |  |  |  | MC202-B03/P14 | Outside air temperature | EN.EN3 Energy Sensor | [6 empty] | P14 | 0 | [10 empty] | No | No
MC202 | Charles Carter Building |  |  |  | MC202-B03/P15 | Bypass damper | EN.EN3 Energy Sensor | [6 empty] | P15 | 0 | [10 empty] | No | No
MC202 | Charles Carter Building |  |  |  | MC202-B03/P2 | Return temperature | EN.EN3 Energy Sensor | [6 empty] | P2 | 0 | [10 empty] | No | No
MC202 | Charles Carter Building |  |  |  | MC202-B03/L5 | Loop 5 | EN.EN3 Energy Sensor | [6 empty] | L5 | 0 | [10 empty] | No | No
MC202 | Charles Carter Building | A16 | Seminar Room |  | MC202-B03/L5 | Loop 5 | EN.EN3 Energy Sensor | [6 empty] | L5 | 0 | [10 empty] | No | No
MC202 | Charles Carter Building |  |  |  | MC202-B03/L6 | Loop 6 | EN.EN3 Energy Sensor | [6 empty] | L6 | 0 | [10 empty] | No | No
MC202 | Charles Carter Building | A16 | Seminar Room |  | MC202-B03/L6 | Loop 6 | EN.EN3 Energy Sensor | [6 empty] | L6 | 0 | [10 empty] | No | No
MC202 | Charles Carter Building |  |  |  | MC202-B03/n1 | IC Comms 1 | EN.EN3 Energy Sensor | [6 empty] | n1 | 0 | [10 empty] | No | No
MC202 | Charles Carter Building |  |  |  | MC202-B03/o1 | Alarm Route 1 | EN.EN3 Energy Sensor | [6 empty] | o1 | 0 | [10 empty] | No | No
MC202 | Charles Carter Building |  |  |  | MC202-B03/P1 | Supply air temperature | EN.EN3 Energy Sensor | [6 empty] | P1 | 0 | [10 empty] | No | No
MC202 | Charles Carter Building |  |  |  | MC202-B03/K8 | Spare | EN.EN3 Energy Sensor | [6 empty] | K8 | 0 | [10 empty] | No | No
MC202 | Charles Carter Building | A16 | Seminar Room |  | MC202-B03/K8 | Spare | EN.EN3 Energy Sensor | [6 empty] | K8 | 0 | [10 empty] | No | No
MC202 | Charles Carter Building |  |  |  | MC202-B03/K9 | Supply air low limit | EN.EN3 Energy Sensor | [6 empty] | K9 | 0 | [10 empty] | No | No
MC202 | Charles Carter Building | A16 | Seminar Room |  | MC202-B03/K9 | Supply air low limit | EN.EN3 Energy Sensor | [6 empty] | K9 | 0 | [10 empty] | No | No
MC202 | Charles Carter Building |  |  |  | MC202-B03/L1 | Loop 1 | EN.EN3 Energy Sensor | [6 empty] | L1 | 0 | [10 empty] | No | No
MC202 | Charles Carter Building | A16 | Seminar Room |  | MC202-B03/L1 | Loop 1 | EN.EN3 Energy Sensor | [6 empty] | L1 | 0 | [10 empty] | No | No
MC202 | Charles Carter Building |  |  |  | MC202-B03/L2 | Supply air low limit | EN.EN3 Energy Sensor | [6 empty] | L2 | 0 | [10 empty] | No | No
MC202 | Charles Carter Building | A16 | Seminar Room |  | MC202-B03/L2 | Supply air low limit | EN.EN3 Energy Sensor | [6 empty] | L2 | 0 | [10 empty] | No | No
MC202 | Charles Carter Building |  |  |  | MC202-B03/L3 | Fan Speed [CO2] | EN.EN3 Energy Sensor | [6 empty] | L3 | 0 | [10 empty] | No | No
MC202 | Charles Carter Building | A16 | Seminar Room |  | MC202-B03/L3 | Fan Speed [CO2] | EN.EN3 Energy Sensor | [6 empty] | L3 | 0 | [10 empty] | No | No
MC202 | Charles Carter Building |  |  |  | MC202-B03/L4 | Fan Speed [Clg] | EN.EN3 Energy Sensor | [6 empty] | L4 | 0 | [10 empty] | No | No
MC202 | Charles Carter Building | A16 | Seminar Room |  | MC202-B03/L4 | Fan Speed [Clg] | EN.EN3 Energy Sensor | [6 empty] | L4 | 0 | [10 empty] | No | No
MC202 | Charles Carter Building |  |  |  | MC202-B03/K24 | Night cooling supply air low limit | EN.EN3 Energy Sensor | [6 empty] | K24 | 0 | [10 empty] | No | No
MC202 | Charles Carter Building | A16 | Seminar Room |  | MC202-B03/K24 | Night cooling supply air low limit | EN.EN3 Energy Sensor | [6 empty] | K24 | 0 | [10 empty] | No | No
MC202 | Charles Carter Building |  |  |  | MC202-B03/K3 | Room frost protection | EN.EN3 Energy Sensor | [6 empty] | K3 | 0 | [10 empty] | No | No
MC202 | Charles Carter Building | A16 | Seminar Room |  | MC202-B03/K3 | Room frost protection | EN.EN3 Energy Sensor | [6 empty] | K3 | 0 | [10 empty] | No | No
MC202 | Charles Carter Building |  |  |  | MC202-B03/K4 | Spare | EN.EN3 Energy Sensor | [6 empty] | K4 | 0 | [10 empty] | No | No
MC202 | Charles Carter Building | A16 | Seminar Room |  | MC202-B03/K4 | Spare | EN.EN3 Energy Sensor | [6 empty] | K4 | 0 | [10 empty] | No | No
MC202 | Charles Carter Building |  |  |  | MC202-B03/K5 | Occupancy heating temperature setpoint | EN.EN3 Energy Sensor | [6 empty] | K5 | 0 | [10 empty] | No | No
MC202 | Charles Carter Building | A16 | Seminar Room |  | MC202-B03/K5 | Occupancy heating temperature setpoint | EN.EN3 Energy Sensor | [6 empty] | K5 | 0 | [10 empty] | No | No
MC202 | Charles Carter Building |  |  |  | MC202-B03/K6 | OccupancyClgTempSP | EN.EN3 Energy Sensor | [6 empty] | K6 | 0 | [10 empty] | No | No
MC202 | Charles Carter Building | A16 | Seminar Room |  | MC202-B03/K6 | OccupancyClgTempSP | EN.EN3 Energy Sensor | [6 empty] | K6 | 0 | [10 empty] | No | No
MC202 | Charles Carter Building |  |  |  | MC202-B03/K7 | Free cooling temperature setpoint | EN.EN3 Energy Sensor | [6 empty] | K7 | 0 | [10 empty] | No | No
MC202 | Charles Carter Building | A16 | Seminar Room |  | MC202-B03/K7 | Free cooling temperature setpoint | EN.EN3 Energy Sensor | [6 empty] | K7 | 0 | [10 empty] | No | No
MC202 | Charles Carter Building |  |  |  | MC202-B03/K19 | Supply fan startup speed | EN.EN3 Energy Sensor | [6 empty] | K19 | 0 | [10 empty] | No | No
MC202 | Charles Carter Building | A16 | Seminar Room |  | MC202-B03/K19 | Supply fan startup speed | EN.EN3 Energy Sensor | [6 empty] | K19 | 0 | [10 empty] | No | No
MC202 | Charles Carter Building |  |  |  | MC202-B03/K2 | Unit freeze protection | EN.EN3 Energy Sensor | [6 empty] | K2 | 0 | [10 empty] | No | No
MC202 | Charles Carter Building | A16 | Seminar Room |  | MC202-B03/K2 | Unit freeze protection | EN.EN3 Energy Sensor | [6 empty] | K2 | 0 | [10 empty] | No | No
MC202 | Charles Carter Building |  |  |  | MC202-B03/K20 | Extract fan startup speed | EN.EN3 Energy Sensor | [6 empty] | K20 | 0 | [10 empty] | No | No
MC202 | Charles Carter Building | A16 | Seminar Room |  | MC202-B03/K20 | Extract fan startup speed | EN.EN3 Energy Sensor | [6 empty] | K20 | 0 | [10 empty] | No | No
MC202 | Charles Carter Building |  |  |  | MC202-B03/K21 | Night time cooling supply fan speed | EN.EN3 Energy Sensor | [6 empty] | K21 | 0 | [10 empty] | No | No
MC202 | Charles Carter Building | A16 | Seminar Room |  | MC202-B03/K21 | Night time cooling supply fan speed | EN.EN3 Energy Sensor | [6 empty] | K21 | 0 | [10 empty] | No | No
MC202 | Charles Carter Building |  |  |  | MC202-B03/K22 | Night time cooling extract fan speed | EN.EN3 Energy Sensor | [6 empty] | K22 | 0 | [10 empty] | No | No
MC202 | Charles Carter Building | A16 | Seminar Room |  | MC202-B03/K22 | Night time cooling extract fan speed | EN.EN3 Energy Sensor | [6 empty] | K22 | 0 | [10 empty] | No | No
MC202 | Charles Carter Building |  |  |  | MC202-B03/K23 | Night time cool temperature setpoint | EN.EN3 Energy Sensor | [6 empty] | K23 | 0 | [10 empty] | No | No
MC202 | Charles Carter Building | A16 | Seminar Room |  | MC202-B03/K23 | Night time cool temperature setpoint | EN.EN3 Energy Sensor | [6 empty] | K23 | 0 | [10 empty] | No | No
MC202 | Charles Carter Building |  |  |  | MC202-B03/K12 | Spare | EN.EN3 Energy Sensor | [6 empty] | K12 | 0 | [10 empty] | No | No
MC202 | Charles Carter Building | A16 | Seminar Room |  | MC202-B03/K12 | Spare | EN.EN3 Energy Sensor | [6 empty] | K12 | 0 | [10 empty] | No | No
MC202 | Charles Carter Building |  |  |  | MC202-B03/K14 | Occupancy CO2 level | EN.EN3 Energy Sensor | [6 empty] | K14 | 0 | [10 empty] | No | No
MC202 | Charles Carter Building | A16 | Seminar Room |  | MC202-B03/K14 | Occupancy CO2 level | EN.EN3 Energy Sensor | [6 empty] | K14 | 0 | [10 empty] | No | No
MC202 | Charles Carter Building |  |  |  | MC202-B03/K15 | Outside air night cooling level | EN.EN3 Energy Sensor | [6 empty] | K15 | 0 | [10 empty] | No | No
MC202 | Charles Carter Building | A16 | Seminar Room |  | MC202-B03/K15 | Outside air night cooling level | EN.EN3 Energy Sensor | [6 empty] | K15 | 0 | [10 empty] | No | No
MC202 | Charles Carter Building |  |  |  | MC202-B03/K16 | Supply air high limit | EN.EN3 Energy Sensor | [6 empty] | K16 | 0 | [10 empty] | No | No
MC202 | Charles Carter Building | A16 | Seminar Room |  | MC202-B03/K16 | Supply air high limit | EN.EN3 Energy Sensor | [6 empty] | K16 | 0 | [10 empty] | No | No
MC202 | Charles Carter Building |  |  |  | MC202-B03/K17 | Supply fan minimum speed | EN.EN3 Energy Sensor | [6 empty] | K17 | 0 | [10 empty] | No | No
MC202 | Charles Carter Building | A16 | Seminar Room |  | MC202-B03/K17 | Supply fan minimum speed | EN.EN3 Energy Sensor | [6 empty] | K17 | 0 | [10 empty] | No | No
MC202 | Charles Carter Building |  |  |  | MC202-B03/K18 | Supply fan max speed | EN.EN3 Energy Sensor | [6 empty] | K18 | 0 | [10 empty] | No | No
MC202 | Charles Carter Building | A16 | Seminar Room |  | MC202-B03/K18 | Supply fan max speed | EN.EN3 Energy Sensor | [6 empty] | K18 | 0 | [10 empty] | No | No
MC202 | Charles Carter Building |  |  |  | MC202-B03/I30 | Common fault signal | EN.EN3 Energy Sensor | [6 empty] | I30 | 0 | [10 empty] | No | No
MC202 | Charles Carter Building | A16 | Seminar Room |  | MC202-B03/I30 | Common fault signal | EN.EN3 Energy Sensor | [6 empty] | I30 | 0 | [10 empty] | No | No
MC202 | Charles Carter Building |  |  |  | MC202-B03/I5 | On-Off selector | EN.EN3 Energy Sensor | [6 empty] | I5 | 0 | [10 empty] | No | No
MC202 | Charles Carter Building | A16 | Seminar Room |  | MC202-B03/I5 | On-Off selector | EN.EN3 Energy Sensor | [6 empty] | I5 | 0 | [10 empty] | No | No
MC202 | Charles Carter Building |  |  |  | MC202-B03/I6 | Frost thermostat trip | EN.EN3 Energy Sensor | [6 empty] | I6 | 0 | [10 empty] | No | No
MC202 | Charles Carter Building | A16 | Seminar Room |  | MC202-B03/I6 | Frost thermostat trip | EN.EN3 Energy Sensor | [6 empty] | I6 | 0 | [10 empty] | No | No
MC202 | Charles Carter Building |  |  |  | MC202-B03/K1 | Spare | EN.EN3 Energy Sensor | [6 empty] | K1 | 0 | [10 empty] | No | No
MC202 | Charles Carter Building | A16 | Seminar Room |  | MC202-B03/K1 | Spare | EN.EN3 Energy Sensor | [6 empty] | K1 | 0 | [10 empty] | No | No
MC202 | Charles Carter Building |  |  |  | MC202-B03/K10 | Extract fan min speed | EN.EN3 Energy Sensor | [6 empty] | K10 | 0 | [10 empty] | No | No
MC202 | Charles Carter Building | A16 | Seminar Room |  | MC202-B03/K10 | Extract fan min speed | EN.EN3 Energy Sensor | [6 empty] | K10 | 0 | [10 empty] | No | No
MC202 | Charles Carter Building |  |  |  | MC202-B03/K11 | Extract fan max speed | EN.EN3 Energy Sensor | [6 empty] | K11 | 0 | [10 empty] | No | No
MC202 | Charles Carter Building | A16 | Seminar Room |  | MC202-B03/K11 | Extract fan max speed | EN.EN3 Energy Sensor | [6 empty] | K11 | 0 | [10 empty] | No | No
MC202 | Charles Carter Building |  |  |  | MC202-B03/I20 | Full fresh air | EN.EN3 Energy Sensor | [6 empty] | I20 | 0 | [10 empty] | No | No
MC202 | Charles Carter Building | A16 | Seminar Room |  | MC202-B03/I20 | Full fresh air | EN.EN3 Energy Sensor | [6 empty] | I20 | 0 | [10 empty] | No | No
MC202 | Charles Carter Building |  |  |  | MC202-B03/I21 | Open bypass damper | EN.EN3 Energy Sensor | [6 empty] | I21 | 0 | [10 empty] | No | No
MC202 | Charles Carter Building | A16 | Seminar Room |  | MC202-B03/I21 | Open bypass damper | EN.EN3 Energy Sensor | [6 empty] | I21 | 0 | [10 empty] | No | No
MC202 | Charles Carter Building |  |  |  | MC202-B03/I22 | Unit freeze protection | EN.EN3 Energy Sensor | [6 empty] | I22 | 0 | [10 empty] | No | No
MC202 | Charles Carter Building | A16 | Seminar Room |  | MC202-B03/I22 | Unit freeze protection | EN.EN3 Energy Sensor | [6 empty] | I22 | 0 | [10 empty] | No | No
MC202 | Charles Carter Building |  |  |  | MC202-B03/I23 | Supply fan fault | EN.EN3 Energy Sensor | [6 empty] | I23 | 0 | [10 empty] | No | No
MC202 | Charles Carter Building | A16 | Seminar Room |  | MC202-B03/I23 | Supply fan fault | EN.EN3 Energy Sensor | [6 empty] | I23 | 0 | [10 empty] | No | No
MC202 | Charles Carter Building |  |  |  | MC202-B03/I24 | Extract fan fault | EN.EN3 Energy Sensor | [6 empty] | I24 | 0 | [10 empty] | No | No
MC202 | Charles Carter Building | A16 | Seminar Room |  | MC202-B03/I24 | Extract fan fault | EN.EN3 Energy Sensor | [6 empty] | I24 | 0 | [10 empty] | No | No
MC202 | Charles Carter Building |  |  |  | MC202-B03/I25 | Class vent enable | EN.EN3 Energy Sensor | [6 empty] | I25 | 0 | [10 empty] | No | No
MC202 | Charles Carter Building | A16 | Seminar Room |  | MC202-B03/I25 | Class vent enable | EN.EN3 Energy Sensor | [6 empty] | I25 | 0 | [10 empty] | No | No
MC202 | Charles Carter Building |  |  |  | MC202-B03/I14 | Condensate pump alarm | EN.EN3 Energy Sensor | [6 empty] | I14 | 0 | [10 empty] | No | No
MC202 | Charles Carter Building | A16 | Seminar Room |  | MC202-B03/I14 | Condensate pump alarm | EN.EN3 Energy Sensor | [6 empty] | I14 | 0 | [10 empty] | No | No
MC202 | Charles Carter Building |  |  |  | MC202-B03/I15 | Unit occupancy | EN.EN3 Energy Sensor | [6 empty] | I15 | 0 | [10 empty] | No | No
MC202 | Charles Carter Building | A16 | Seminar Room |  | MC202-B03/I15 | Unit occupancy | EN.EN3 Energy Sensor | [6 empty] | I15 | 0 | [10 empty] | No | No
MC202 | Charles Carter Building |  |  |  | MC202-B03/I16 | Room frost protection | EN.EN3 Energy Sensor | [6 empty] | I16 | 0 | [10 empty] | No | No
MC202 | Charles Carter Building | A16 | Seminar Room |  | MC202-B03/I16 | Room frost protection | EN.EN3 Energy Sensor | [6 empty] | I16 | 0 | [10 empty] | No | No
MC202 | Charles Carter Building |  |  |  | MC202-B03/I17 | Staff boost mode | EN.EN3 Energy Sensor | [6 empty] | I17 | 0 | [10 empty] | No | No
MC202 | Charles Carter Building | A16 | Seminar Room |  | MC202-B03/I17 | Staff boost mode | EN.EN3 Energy Sensor | [6 empty] | I17 | 0 | [10 empty] | No | No
MC202 | Charles Carter Building |  |  |  | MC202-B03/I18 | Auto boost mode | EN.EN3 Energy Sensor | [6 empty] | I18 | 0 | [10 empty] | No | No
MC202 | Charles Carter Building | A16 | Seminar Room |  | MC202-B03/I18 | Auto boost mode | EN.EN3 Energy Sensor | [6 empty] | I18 | 0 | [10 empty] | No | No
MC202 | Charles Carter Building |  |  |  | MC202-B03/I19 | Night cooling | EN.EN3 Energy Sensor | [6 empty] | I19 | 0 | [10 empty] | No | No
MC202 | Charles Carter Building | A16 | Seminar Room |  | MC202-B03/I19 | Night cooling | EN.EN3 Energy Sensor | [6 empty] | I19 | 0 | [10 empty] | No | No
MC202 | Charles Carter Building |  |  |  | MC202-B03/G7 | Logic 7 | EN.EN3 Energy Sensor | [6 empty] | G7 | 0 | [10 empty] | No | No
MC202 | Charles Carter Building |  |  |  | MC202-B03/G8 | Logic 8 | EN.EN3 Energy Sensor | [6 empty] | G8 | 0 | [10 empty] | No | No
MC202 | Charles Carter Building |  |  |  | MC202-B03/G9 | Class vent enable | EN.EN3 Energy Sensor | [6 empty] | G9 | 0 | [10 empty] | No | No
MC202 | Charles Carter Building |  |  |  | MC202-B03/I11 | Filter dirty | EN.EN3 Energy Sensor | [6 empty] | I11 | 0 | [10 empty] | No | No
MC202 | Charles Carter Building | A16 | Seminar Room |  | MC202-B03/I11 | Filter dirty | EN.EN3 Energy Sensor | [6 empty] | I11 | 0 | [10 empty] | No | No
MC202 | Charles Carter Building |  |  |  | MC202-B03/I12 | Supply fan inverter status | EN.EN3 Energy Sensor | [6 empty] | I12 | 0 | [10 empty] | No | No
MC202 | Charles Carter Building | A16 | Seminar Room |  | MC202-B03/I12 | Supply fan inverter status | EN.EN3 Energy Sensor | [6 empty] | I12 | 0 | [10 empty] | No | No
MC202 | Charles Carter Building |  |  |  | MC202-B03/I13 | Extract fan inverter status | EN.EN3 Energy Sensor | [6 empty] | I13 | 0 | [10 empty] | No | No
MC202 | Charles Carter Building | A16 | Seminar Room |  | MC202-B03/I13 | Extract fan inverter status | EN.EN3 Energy Sensor | [6 empty] | I13 | 0 | [10 empty] | No | No
MC202 | Charles Carter Building |  |  |  | MC202-B03/G36 | Logic 36 | EN.EN3 Energy Sensor | [6 empty] | G36 | 0 | [10 empty] | No | No
MC202 | Charles Carter Building |  |  |  | MC202-B03/G37 | Logic 37 | EN.EN3 Energy Sensor | [6 empty] | G37 | 0 | [10 empty] | No | No
MC202 | Charles Carter Building |  |  |  | MC202-B03/G38 | Logic 38 | EN.EN3 Energy Sensor | [6 empty] | G38 | 0 | [10 empty] | No | No
MC202 | Charles Carter Building |  |  |  | MC202-B03/G4 | Logic 4 | EN.EN3 Energy Sensor | [6 empty] | G4 | 0 | [10 empty] | No | No
MC202 | Charles Carter Building |  |  |  | MC202-B03/G5 | Timeclock enable | EN.EN3 Energy Sensor | [6 empty] | G5 | 0 | [10 empty] | No | No
MC202 | Charles Carter Building |  |  |  | MC202-B03/G6 | Class vent required | EN.EN3 Energy Sensor | [6 empty] | G6 | 0 | [10 empty] | No | No
MC202 | Charles Carter Building |  |  |  | MC202-B03/G30 | Logic 30 | EN.EN3 Energy Sensor | [6 empty] | G30 | 0 | [10 empty] | No | No
MC202 | Charles Carter Building |  |  |  | MC202-B03/G31 | Logic 31 | EN.EN3 Energy Sensor | [6 empty] | G31 | 0 | [10 empty] | No | No
MC202 | Charles Carter Building |  |  |  | MC202-B03/G32 | Logic 32 | EN.EN3 Energy Sensor | [6 empty] | G32 | 0 | [10 empty] | No | No
MC202 | Charles Carter Building |  |  |  | MC202-B03/G33 | Logic 33 | EN.EN3 Energy Sensor | [6 empty] | G33 | 0 | [10 empty] | No | No
MC202 | Charles Carter Building |  |  |  | MC202-B03/G34 | Logic 34 | EN.EN3 Energy Sensor | [6 empty] | G34 | 0 | [10 empty] | No | No
MC202 | Charles Carter Building |  |  |  | MC202-B03/G35 | Remote night cooling available | EN.EN3 Energy Sensor | [6 empty] | G35 | 0 | [10 empty] | No | No
MC202 | Charles Carter Building |  |  |  | MC202-B03/G25 | Logic 25 | EN.EN3 Energy Sensor | [6 empty] | G25 | 0 | [10 empty] | No | No
MC202 | Charles Carter Building |  |  |  | MC202-B03/G26 | Supply fan max speed | EN.EN3 Energy Sensor | [6 empty] | G26 | 0 | [10 empty] | No | No
MC202 | Charles Carter Building |  |  |  | MC202-B03/G27 | Logic 27 | EN.EN3 Energy Sensor | [6 empty] | G27 | 0 | [10 empty] | No | No
MC202 | Charles Carter Building |  |  |  | MC202-B03/G28 | Logic 28 | EN.EN3 Energy Sensor | [6 empty] | G28 | 0 | [10 empty] | No | No
MC202 | Charles Carter Building |  |  |  | MC202-B03/G29 | Logic 29 | EN.EN3 Energy Sensor | [6 empty] | G29 | 0 | [10 empty] | No | No
MC202 | Charles Carter Building |  |  |  | MC202-B03/G3 | Logic 3 | EN.EN3 Energy Sensor | [6 empty] | G3 | 0 | [10 empty] | No | No
MC202 | Charles Carter Building |  |  |  | MC202-B03/G2 | Logic 2 | EN.EN3 Energy Sensor | [6 empty] | G2 | 0 | [10 empty] | No | No
MC202 | Charles Carter Building |  |  |  | MC202-B03/G20 | Logic 20 | EN.EN3 Energy Sensor | [6 empty] | G20 | 0 | [10 empty] | No | No
MC202 | Charles Carter Building |  |  |  | MC202-B03/G21 | Logic 21 | EN.EN3 Energy Sensor | [6 empty] | G21 | 0 | [10 empty] | No | No
MC202 | Charles Carter Building |  |  |  | MC202-B03/G22 | Logic 22 | EN.EN3 Energy Sensor | [6 empty] | G22 | 0 | [10 empty] | No | No
MC202 | Charles Carter Building |  |  |  | MC202-B03/G23 | Logic 23 | EN.EN3 Energy Sensor | [6 empty] | G23 | 0 | [10 empty] | No | No
MC202 | Charles Carter Building |  |  |  | MC202-B03/G24 | Bypass damper control | EN.EN3 Energy Sensor | [6 empty] | G24 | 0 | [10 empty] | No | No
MC202 | Charles Carter Building |  |  |  | MC202-B03/G14 | Boost mode | EN.EN3 Energy Sensor | [6 empty] | G14 | 0 | [10 empty] | No | No
MC202 | Charles Carter Building |  |  |  | MC202-B03/G15 | Logic 15 | EN.EN3 Energy Sensor | [6 empty] | G15 | 0 | [10 empty] | No | No
MC202 | Charles Carter Building |  |  |  | MC202-B03/G16 | Logic 16 | EN.EN3 Energy Sensor | [6 empty] | G16 | 0 | [10 empty] | No | No
MC202 | Charles Carter Building |  |  |  | MC202-B03/G17 | Occ Htg SP Achieved [Full FA] | EN.EN3 Energy Sensor | [6 empty] | G17 | 0 | [10 empty] | No | No
MC202 | Charles Carter Building |  |  |  | MC202-B03/G18 | Logic 18 | EN.EN3 Energy Sensor | [6 empty] | G18 | 0 | [10 empty] | No | No
MC202 | Charles Carter Building |  |  |  | MC202-B03/G19 | Logic 19 | EN.EN3 Energy Sensor | [6 empty] | G19 | 0 | [10 empty] | No | No
MC202 | Charles Carter Building |  |  |  | MC202-B03/F9 | Function 9 | EN.EN3 Energy Sensor | [6 empty] | F9 | 0 | [10 empty] | No | No
MC202 | Charles Carter Building |  |  |  | MC202-B03/G1 | Logic 1 | EN.EN3 Energy Sensor | [6 empty] | G1 | 0 | [10 empty] | No | No
MC202 | Charles Carter Building |  |  |  | MC202-B03/G10 | Logic 10 | EN.EN3 Energy Sensor | [6 empty] | G10 | 0 | [10 empty] | No | No
MC202 | Charles Carter Building |  |  |  | MC202-B03/G11 | Logic 11 | EN.EN3 Energy Sensor | [6 empty] | G11 | 0 | [10 empty] | No | No
MC202 | Charles Carter Building |  |  |  | MC202-B03/G12 | Logic 12 | EN.EN3 Energy Sensor | [6 empty] | G12 | 0 | [10 empty] | No | No
MC202 | Charles Carter Building |  |  |  | MC202-B03/G13 | Logic 13 | EN.EN3 Energy Sensor | [6 empty] | G13 | 0 | [10 empty] | No | No
MC202 | Charles Carter Building |  |  |  | MC202-B03/F45 | Function 45 | EN.EN3 Energy Sensor | [6 empty] | F45 | 0 | [10 empty] | No | No
MC202 | Charles Carter Building |  |  |  | MC202-B03/F47 | Function 47 | EN.EN3 Energy Sensor | [6 empty] | F47 | 0 | [10 empty] | No | No
MC202 | Charles Carter Building |  |  |  | MC202-B03/F48 | Function 48 | EN.EN3 Energy Sensor | [6 empty] | F48 | 0 | [10 empty] | No | No
MC202 | Charles Carter Building |  |  |  | MC202-B03/F6 | Function 6 | EN.EN3 Energy Sensor | [6 empty] | F6 | 0 | [10 empty] | No | No
MC202 | Charles Carter Building |  |  |  | MC202-B03/F7 | Function 7 | EN.EN3 Energy Sensor | [6 empty] | F7 | 0 | [10 empty] | No | No
MC202 | Charles Carter Building |  |  |  | MC202-B03/F8 | Fan speed (heating) | EN.EN3 Energy Sensor | [6 empty] | F8 | 0 | [10 empty] | No | No
MC202 | Charles Carter Building |  |  |  | MC202-B03/F4 | Function 4 | EN.EN3 Energy Sensor | [6 empty] | F4 | 0 | [10 empty] | No | No
MC202 | Charles Carter Building |  |  |  | MC202-B03/F40 | Function 40 | EN.EN3 Energy Sensor | [6 empty] | F40 | 0 | [10 empty] | No | No
MC202 | Charles Carter Building |  |  |  | MC202-B03/F41 | Function 41 | EN.EN3 Energy Sensor | [6 empty] | F41 | 0 | [10 empty] | No | No
MC202 | Charles Carter Building |  |  |  | MC202-B03/F42 | Function 42 | EN.EN3 Energy Sensor | [6 empty] | F42 | 0 | [10 empty] | No | No
MC202 | Charles Carter Building |  |  |  | MC202-B03/F43 | Function 43 | EN.EN3 Energy Sensor | [6 empty] | F43 | 0 | [10 empty] | No | No
MC202 | Charles Carter Building |  |  |  | MC202-B03/F44 | Function 44 | EN.EN3 Energy Sensor | [6 empty] | F44 | 0 | [10 empty] | No | No
MC202 | Charles Carter Building |  |  |  | MC202-B03/F34 | Function 34 | EN.EN3 Energy Sensor | [6 empty] | F34 | 0 | [10 empty] | No | No
MC202 | Charles Carter Building |  |  |  | MC202-B03/F35 | Function 35 | EN.EN3 Energy Sensor | [6 empty] | F35 | 0 | [10 empty] | No | No
MC202 | Charles Carter Building |  |  |  | MC202-B03/F36 | Function 36 | EN.EN3 Energy Sensor | [6 empty] | F36 | 0 | [10 empty] | No | No
MC202 | Charles Carter Building |  |  |  | MC202-B03/F37 | Function 37 | EN.EN3 Energy Sensor | [6 empty] | F37 | 0 | [10 empty] | No | No
MC202 | Charles Carter Building |  |  |  | MC202-B03/F38 | Function 38 | EN.EN3 Energy Sensor | [6 empty] | F38 | 0 | [10 empty] | No | No
MC202 | Charles Carter Building |  |  |  | MC202-B03/F39 | Extract fan speed | EN.EN3 Energy Sensor | [6 empty] | F39 | 0 | [10 empty] | No | No
MC202 | Charles Carter Building |  |  |  | MC202-B03/F29 | Full Fresh Air [Clg] | EN.EN3 Energy Sensor | [6 empty] | F29 | 0 | [10 empty] | No | No
MC202 | Charles Carter Building |  |  |  | MC202-B03/F3 | Function 3 | EN.EN3 Energy Sensor | [6 empty] | F3 | 0 | [10 empty] | No | No
MC202 | Charles Carter Building |  |  |  | MC202-B03/F30 | Function 30 | EN.EN3 Energy Sensor | [6 empty] | F30 | 0 | [10 empty] | No | No
MC202 | Charles Carter Building |  |  |  | MC202-B03/F31 | Function 31 | EN.EN3 Energy Sensor | [6 empty] | F31 | 0 | [10 empty] | No | No
MC202 | Charles Carter Building |  |  |  | MC202-B03/F32 | Function 32 | EN.EN3 Energy Sensor | [6 empty] | F32 | 0 | [10 empty] | No | No
MC202 | Charles Carter Building |  |  |  | MC202-B03/F33 | Function 33 | EN.EN3 Energy Sensor | [6 empty] | F33 | 0 | [10 empty] | No | No
MC202 | Charles Carter Building |  |  |  | MC202-B03/F23 | Function 23 | EN.EN3 Energy Sensor | [6 empty] | F23 | 0 | [10 empty] | No | No
MC202 | Charles Carter Building |  |  |  | MC202-B03/F24 | Function 24 | EN.EN3 Energy Sensor | [6 empty] | F24 | 0 | [10 empty] | No | No
MC202 | Charles Carter Building |  |  |  | MC202-B03/F25 | Function 25 | EN.EN3 Energy Sensor | [6 empty] | F25 | 0 | [10 empty] | No | No
MC202 | Charles Carter Building |  |  |  | MC202-B03/F26 | Function 26 | EN.EN3 Energy Sensor | [6 empty] | F26 | 0 | [10 empty] | No | No
MC202 | Charles Carter Building |  |  |  | MC202-B03/F27 | Function 27 | EN.EN3 Energy Sensor | [6 empty] | F27 | 0 | [10 empty] | No | No
MC202 | Charles Carter Building |  |  |  | MC202-B03/F28 | Function 28 | EN.EN3 Energy Sensor | [6 empty] | F28 | 0 | [10 empty] | No | No
MC202 | Charles Carter Building |  |  |  | MC202-B03/F17 | Function 17 | EN.EN3 Energy Sensor | [6 empty] | F17 | 0 | [10 empty] | No | No
MC202 | Charles Carter Building |  |  |  | MC202-B03/F18 | Function 18 | EN.EN3 Energy Sensor | [6 empty] | F18 | 0 | [10 empty] | No | No
MC202 | Charles Carter Building |  |  |  | MC202-B03/F19 | Supply fan speed | EN.EN3 Energy Sensor | [6 empty] | F19 | 0 | [10 empty] | No | No
MC202 | Charles Carter Building |  |  |  | MC202-B03/F20 | Function 20 | EN.EN3 Energy Sensor | [6 empty] | F20 | 0 | [10 empty] | No | No
MC202 | Charles Carter Building |  |  |  | MC202-B03/F21 | Function 21 | EN.EN3 Energy Sensor | [6 empty] | F21 | 0 | [10 empty] | No | No
MC202 | Charles Carter Building |  |  |  | MC202-B03/F22 | Function 22 | EN.EN3 Energy Sensor | [6 empty] | F22 | 0 | [10 empty] | No | No
MC202 | Charles Carter Building |  |  |  | MC202-B03/F11 | Function 11 | EN.EN3 Energy Sensor | [6 empty] | F11 | 0 | [10 empty] | No | No
MC202 | Charles Carter Building |  |  |  | MC202-B03/F12 | Function 12 | EN.EN3 Energy Sensor | [6 empty] | F12 | 0 | [10 empty] | No | No
MC202 | Charles Carter Building |  |  |  | MC202-B03/F13 | Function 13 | EN.EN3 Energy Sensor | [6 empty] | F13 | 0 | [10 empty] | No | No
MC202 | Charles Carter Building |  |  |  | MC202-B03/F14 | Auto boost setpoint exceeded | EN.EN3 Energy Sensor | [6 empty] | F14 | 0 | [10 empty] | No | No
MC202 | Charles Carter Building |  |  |  | MC202-B03/F15 | Function 15 | EN.EN3 Energy Sensor | [6 empty] | F15 | 0 | [10 empty] | No | No
MC202 | Charles Carter Building |  |  |  | MC202-B03/F16 | Function 16 | EN.EN3 Energy Sensor | [6 empty] | F16 | 0 | [10 empty] | No | No
MC202 | Charles Carter Building | A16 | Seminar Room |  | MC202-B03/D4 | Heating valve | EN.EN3 Energy Sensor | [6 empty] | D4 | 0 | [10 empty] | No | No
MC202 | Charles Carter Building |  |  |  | MC202-B03/D4 | Heating valve | EN.EN3 Energy Sensor | [6 empty] | D4 | 0 | [10 empty] | No | No
MC202 | Charles Carter Building |  |  |  | MC202-B03/D5 | Supply fan speed | EN.EN3 Energy Sensor | [6 empty] | D5 | 0 | [10 empty] | No | No
MC202 | Charles Carter Building | A16 | Seminar Room |  | MC202-B03/D5 | Supply fan speed | EN.EN3 Energy Sensor | [6 empty] | D5 | 0 | [10 empty] | No | No
MC202 | Charles Carter Building |  |  |  | MC202-B03/D6 | Extract fan speed | EN.EN3 Energy Sensor | [6 empty] | D6 | 0 | [10 empty] | No | No
MC202 | Charles Carter Building | A16 | Seminar Room |  | MC202-B03/D6 | Extract fan speed | EN.EN3 Energy Sensor | [6 empty] | D6 | 0 | [10 empty] | No | No
MC202 | Charles Carter Building |  |  |  | MC202-B03/e1 | 963 Supervisor | EN.EN3 Energy Sensor | [6 empty] | e1 | 0 | [10 empty] | No | No
MC202 | Charles Carter Building |  |  |  | MC202-B03/F1 | Function 1 | EN.EN3 Energy Sensor | [6 empty] | F1 | 0 | [10 empty] | No | No
MC202 | Charles Carter Building |  |  |  | MC202-B03/F10 | Function 10 | EN.EN3 Energy Sensor | [6 empty] | F10 | 0 | [10 empty] | No | No
MC202 | Charles Carter Building |  |  |  | MC202-B03/A14 | Outside air temperature | EN.EN3 Energy Sensor | [6 empty] | A14 | 0 | [10 empty] | No | No
MC202 | Charles Carter Building |  |  |  | MC202-B03/B1 | Frost from MCP | EN.EN3 Energy Sensor | [6 empty] | B1 | 0 | [10 empty] | No | No
MC202 | Charles Carter Building |  |  |  | MC202-B03/B2 | Remote signals | EN.EN3 Energy Sensor | [6 empty] | B2 | 0 | [10 empty] | No | No
MC202 | Charles Carter Building |  |  |  | MC202-B03/C1 | Virtual CNC 1 | EN.EN3 Energy Sensor | [6 empty] | C1 | 0 | [10 empty] | No | No
MC202 | Charles Carter Building |  |  |  | MC202-B03/D1 | Unit enable and fresh air damper | EN.EN3 Energy Sensor | [6 empty] | D1 | 0 | [10 empty] | No | No
MC202 | Charles Carter Building | A16 | Seminar Room |  | MC202-B03/D1 | Unit enable and fresh air damper | EN.EN3 Energy Sensor | [6 empty] | D1 | 0 | [10 empty] | No | No
MC202 | Charles Carter Building |  |  |  | MC202-B03/D2 | Bypass damper | EN.EN3 Energy Sensor | [6 empty] | D2 | 0 | [10 empty] | No | No
MC202 | Charles Carter Building | A16 | Seminar Room |  | MC202-B03/D2 | Bypass damper | EN.EN3 Energy Sensor | [6 empty] | D2 | 0 | [10 empty] | No | No
MC202 | Charles Carter Building |  |  |  | MC202-B03/~59 |  | EN.EN3 Energy Sensor | [6 empty] | ~59 | 0 | [10 empty] | No | No
MC202 | Charles Carter Building |  |  |  | MC202-B03/~6 |  | EN.EN3 Energy Sensor | [6 empty] | ~6 | 0 | [10 empty] | No | No
MC202 | Charles Carter Building |  |  |  | MC202-B03/~60 |  | EN.EN3 Energy Sensor | [6 empty] | ~60 | 0 | [10 empty] | No | No
MC202 | Charles Carter Building |  |  |  | MC202-B03/~7 |  | EN.EN3 Energy Sensor | [6 empty] | ~7 | 0 | [10 empty] | No | No
MC202 | Charles Carter Building |  |  |  | MC202-B03/~8 |  | EN.EN3 Energy Sensor | [6 empty] | ~8 | 0 | [10 empty] | No | No
MC202 | Charles Carter Building |  |  |  | MC202-B03/~9 |  | EN.EN3 Energy Sensor | [6 empty] | ~9 | 0 | [10 empty] | No | No
MC202 | Charles Carter Building |  |  |  | MC202-B03/~53 | Adjustments (night cool knobs) | EN.EN3 Energy Sensor | [6 empty] | ~53 | 0 | [10 empty] | No | No
MC202 | Charles Carter Building |  |  |  | MC202-B03/~54 |  | EN.EN3 Energy Sensor | [6 empty] | ~54 | 0 | [10 empty] | No | No
MC202 | Charles Carter Building |  |  |  | MC202-B03/~55 | Adjustments | EN.EN3 Energy Sensor | [6 empty] | ~55 | 0 | [10 empty] | No | No
MC202 | Charles Carter Building |  |  |  | MC202-B03/~56 | Knobs | EN.EN3 Energy Sensor | [6 empty] | ~56 | 0 | [10 empty] | No | No
MC202 | Charles Carter Building |  |  |  | MC202-B03/~57 | Switches | EN.EN3 Energy Sensor | [6 empty] | ~57 | 0 | [10 empty] | No | No
MC202 | Charles Carter Building |  |  |  | MC202-B03/~58 |  | EN.EN3 Energy Sensor | [6 empty] | ~58 | 0 | [10 empty] | No | No
MC202 | Charles Carter Building |  |  |  | MC202-B03/~48 |  | EN.EN3 Energy Sensor | [6 empty] | ~48 | 0 | [10 empty] | No | No
MC202 | Charles Carter Building |  |  |  | MC202-B03/~49 |  | EN.EN3 Energy Sensor | [6 empty] | ~49 | 0 | [10 empty] | No | No
MC202 | Charles Carter Building |  |  |  | MC202-B03/~5 |  | EN.EN3 Energy Sensor | [6 empty] | ~5 | 0 | [10 empty] | No | No
MC202 | Charles Carter Building |  |  |  | MC202-B03/~50 |  | EN.EN3 Energy Sensor | [6 empty] | ~50 | 0 | [10 empty] | No | No
MC202 | Charles Carter Building |  |  |  | MC202-B03/~51 |  | EN.EN3 Energy Sensor | [6 empty] | ~51 | 0 | [10 empty] | No | No
MC202 | Charles Carter Building |  |  |  | MC202-B03/~52 |  | EN.EN3 Energy Sensor | [6 empty] | ~52 | 0 | [10 empty] | No | No
MC202 | Charles Carter Building |  |  |  | MC202-B03/~42 |  | EN.EN3 Energy Sensor | [6 empty] | ~42 | 0 | [10 empty] | No | No
MC202 | Charles Carter Building |  |  |  | MC202-B03/~43 |  | EN.EN3 Energy Sensor | [6 empty] | ~43 | 0 | [10 empty] | No | No
MC202 | Charles Carter Building |  |  |  | MC202-B03/~44 |  | EN.EN3 Energy Sensor | [6 empty] | ~44 | 0 | [10 empty] | No | No
MC202 | Charles Carter Building |  |  |  | MC202-B03/~45 |  | EN.EN3 Energy Sensor | [6 empty] | ~45 | 0 | [10 empty] | No | No
MC202 | Charles Carter Building |  |  |  | MC202-B03/~46 | Adjustments (knobs) | EN.EN3 Energy Sensor | [6 empty] | ~46 | 0 | [10 empty] | No | No
MC202 | Charles Carter Building |  |  |  | MC202-B03/~47 | Adjustments (switches) | EN.EN3 Energy Sensor | [6 empty] | ~47 | 0 | [10 empty] | No | No
MC202 | Charles Carter Building |  |  |  | MC202-B03/~37 |  | EN.EN3 Energy Sensor | [6 empty] | ~37 | 0 | [10 empty] | No | No
MC202 | Charles Carter Building |  |  |  | MC202-B03/~38 |  | EN.EN3 Energy Sensor | [6 empty] | ~38 | 0 | [10 empty] | No | No
MC202 | Charles Carter Building |  |  |  | MC202-B03/~39 |  | EN.EN3 Energy Sensor | [6 empty] | ~39 | 0 | [10 empty] | No | No
MC202 | Charles Carter Building |  |  |  | MC202-B03/~4 |  | EN.EN3 Energy Sensor | [6 empty] | ~4 | 0 | [10 empty] | No | No
MC202 | Charles Carter Building |  |  |  | MC202-B03/~40 |  | EN.EN3 Energy Sensor | [6 empty] | ~40 | 0 | [10 empty] | No | No
MC202 | Charles Carter Building |  |  |  | MC202-B03/~41 |  | EN.EN3 Energy Sensor | [6 empty] | ~41 | 0 | [10 empty] | No | No
MC202 | Charles Carter Building |  |  |  | MC202-B03/~31 |  | EN.EN3 Energy Sensor | [6 empty] | ~31 | 0 | [10 empty] | No | No
MC202 | Charles Carter Building |  |  |  | MC202-B03/~32 |  | EN.EN3 Energy Sensor | [6 empty] | ~32 | 0 | [10 empty] | No | No
MC202 | Charles Carter Building |  |  |  | MC202-B03/~33 |  | EN.EN3 Energy Sensor | [6 empty] | ~33 | 0 | [10 empty] | No | No
MC202 | Charles Carter Building |  |  |  | MC202-B03/~34 |  | EN.EN3 Energy Sensor | [6 empty] | ~34 | 0 | [10 empty] | No | No
MC202 | Charles Carter Building |  |  |  | MC202-B03/~35 |  | EN.EN3 Energy Sensor | [6 empty] | ~35 | 0 | [10 empty] | No | No
MC202 | Charles Carter Building |  |  |  | MC202-B03/~36 |  | EN.EN3 Energy Sensor | [6 empty] | ~36 | 0 | [10 empty] | No | No
MC202 | Charles Carter Building |  |  |  | MC202-B03/~26 |  | EN.EN3 Energy Sensor | [6 empty] | ~26 | 0 | [10 empty] | No | No
MC202 | Charles Carter Building |  |  |  | MC202-B03/~27 |  | EN.EN3 Energy Sensor | [6 empty] | ~27 | 0 | [10 empty] | No | No
MC202 | Charles Carter Building |  |  |  | MC202-B03/~28 |  | EN.EN3 Energy Sensor | [6 empty] | ~28 | 0 | [10 empty] | No | No
MC202 | Charles Carter Building |  |  |  | MC202-B03/~29 |  | EN.EN3 Energy Sensor | [6 empty] | ~29 | 0 | [10 empty] | No | No
MC202 | Charles Carter Building |  |  |  | MC202-B03/~3 |  | EN.EN3 Energy Sensor | [6 empty] | ~3 | 0 | [10 empty] | No | No
MC202 | Charles Carter Building |  |  |  | MC202-B03/~30 |  | EN.EN3 Energy Sensor | [6 empty] | ~30 | 0 | [10 empty] | No | No
MC202 | Charles Carter Building |  |  |  | MC202-B03/~20 |  | EN.EN3 Energy Sensor | [6 empty] | ~20 | 0 | [10 empty] | No | No
MC202 | Charles Carter Building |  |  |  | MC202-B03/~21 |  | EN.EN3 Energy Sensor | [6 empty] | ~21 | 0 | [10 empty] | No | No
MC202 | Charles Carter Building |  |  |  | MC202-B03/~22 |  | EN.EN3 Energy Sensor | [6 empty] | ~22 | 0 | [10 empty] | No | No
MC202 | Charles Carter Building |  |  |  | MC202-B03/~23 |  | EN.EN3 Energy Sensor | [6 empty] | ~23 | 0 | [10 empty] | No | No
MC202 | Charles Carter Building |  |  |  | MC202-B03/~24 |  | EN.EN3 Energy Sensor | [6 empty] | ~24 | 0 | [10 empty] | No | No
MC202 | Charles Carter Building |  |  |  | MC202-B03/~25 |  | EN.EN3 Energy Sensor | [6 empty] | ~25 | 0 | [10 empty] | No | No
MC202 | Charles Carter Building |  |  |  | MC202-B03/~15 |  | EN.EN3 Energy Sensor | [6 empty] | ~15 | 0 | [10 empty] | No | No
MC202 | Charles Carter Building |  |  |  | MC202-B03/~16 |  | EN.EN3 Energy Sensor | [6 empty] | ~16 | 0 | [10 empty] | No | No
MC202 | Charles Carter Building |  |  |  | MC202-B03/~17 |  | EN.EN3 Energy Sensor | [6 empty] | ~17 | 0 | [10 empty] | No | No
MC202 | Charles Carter Building |  |  |  | MC202-B03/~18 |  | EN.EN3 Energy Sensor | [6 empty] | ~18 | 0 | [10 empty] | No | No
MC202 | Charles Carter Building |  |  |  | MC202-B03/~19 |  | EN.EN3 Energy Sensor | [6 empty] | ~19 | 0 | [10 empty] | No | No
MC202 | Charles Carter Building |  |  |  | MC202-B03/~2 |  | EN.EN3 Energy Sensor | [6 empty] | ~2 | 0 | [10 empty] | No | No
MC202 | Charles Carter Building |  |  |  | MC202-B01/~1 |  | EN.EN3 Energy Sensor | [6 empty] | ~1 | 0 | [10 empty] | No | No
MC202 | Charles Carter Building |  |  |  | MC202-B01/~10 |  | EN.EN3 Energy Sensor | [6 empty] | ~10 | 0 | [10 empty] | No | No
MC202 | Charles Carter Building |  |  |  | MC202-B01/~11 |  | EN.EN3 Energy Sensor | [6 empty] | ~11 | 0 | [10 empty] | No | No
MC202 | Charles Carter Building |  |  |  | MC202-B01/~12 |  | EN.EN3 Energy Sensor | [6 empty] | ~12 | 0 | [10 empty] | No | No
MC202 | Charles Carter Building |  |  |  | MC202-B01/~13 |  | EN.EN3 Energy Sensor | [6 empty] | ~13 | 0 | [10 empty] | No | No
MC202 | Charles Carter Building |  |  |  | MC202-B01/~14 |  | EN.EN3 Energy Sensor | [6 empty] | ~14 | 0 | [10 empty] | No | No
MC202 | Charles Carter Building |  |  |  | MC202-B01/Y2 | CO2 V | EN.EN3 Energy Sensor | [6 empty] | Y2 | 0 | [10 empty] | No | No
MC202 | Charles Carter Building |  |  |  | MC202-B01/Y3 | 4DIX V | EN.EN3 Energy Sensor | [6 empty] | Y3 | 0 | [10 empty] | No | No
MC202 | Charles Carter Building |  |  |  | MC202-B01/Z1 | Local time clock | EN.EN3 Energy Sensor | [6 empty] | Z1 | 0 | [10 empty] | No | No
MC202 | Charles Carter Building | A18 | Seminar Room |  | MC202-B01/Z1 | Local time clock | EN.EN3 Energy Sensor | [6 empty] | Z1 | 0 | [10 empty] | No | No
MC202 | Charles Carter Building |  |  |  | MC202-B01/W2 | Commissioning mode | EN.EN3 Energy Sensor | [6 empty] | W2 | 0 | [10 empty] | No | No
MC202 | Charles Carter Building | A18 | Seminar Room |  | MC202-B01/W2 | Commissioning mode | EN.EN3 Energy Sensor | [6 empty] | W2 | 0 | [10 empty] | No | No
MC202 | Charles Carter Building |  |  |  | MC202-B01/W3 | Enable boost mode | EN.EN3 Energy Sensor | [6 empty] | W3 | 0 | [10 empty] | No | No
MC202 | Charles Carter Building | A18 | Seminar Room |  | MC202-B01/W3 | Enable boost mode | EN.EN3 Energy Sensor | [6 empty] | W3 | 0 | [10 empty] | No | No
MC202 | Charles Carter Building |  |  |  | MC202-B01/W4 | Freeze protection reset | EN.EN3 Energy Sensor | [6 empty] | W4 | 0 | [10 empty] | No | No
MC202 | Charles Carter Building | A18 | Seminar Room |  | MC202-B01/W4 | Freeze protection reset | EN.EN3 Energy Sensor | [6 empty] | W4 | 0 | [10 empty] | No | No
MC202 | Charles Carter Building |  |  |  | MC202-B01/W5 | Enable alarms | EN.EN3 Energy Sensor | [6 empty] | W5 | 0 | [10 empty] | No | No
MC202 | Charles Carter Building | A18 | Seminar Room |  | MC202-B01/W5 | Enable alarms | EN.EN3 Energy Sensor | [6 empty] | W5 | 0 | [10 empty] | No | No
MC202 | Charles Carter Building |  |  |  | MC202-B01/W6 | Manual off | EN.EN3 Energy Sensor | [6 empty] | W6 | 0 | [10 empty] | No | No
MC202 | Charles Carter Building | A18 | Seminar Room |  | MC202-B01/W6 | Manual off | EN.EN3 Energy Sensor | [6 empty] | W6 | 0 | [10 empty] | No | No
MC202 | Charles Carter Building |  |  |  | MC202-B01/Y1 | Trend Thermistor | EN.EN3 Energy Sensor | [6 empty] | Y1 | 0 | [10 empty] | No | No
MC202 | Charles Carter Building |  |  |  | MC202-B01/S14 | Outside air temperature | EN.EN3 Energy Sensor | [6 empty] | S14 | 0 | [10 empty] | No | No
MC202 | Charles Carter Building | A18 | Seminar Room |  | MC202-B01/S14 | Outside air temperature | EN.EN3 Energy Sensor | [6 empty] | S14 | 0 | [10 empty] | No | No
MC202 | Charles Carter Building |  |  |  | MC202-B01/S15 | Bypass damper | EN.EN3 Energy Sensor | [6 empty] | S15 | 0 | [10 empty] | No | No
MC202 | Charles Carter Building | A18 | Seminar Room |  | MC202-B01/S15 | Bypass damper | EN.EN3 Energy Sensor | [6 empty] | S15 | 0 | [10 empty] | No | No
MC202 | Charles Carter Building |  |  |  | MC202-B01/S2 | Return temperature | EN.EN3 Energy Sensor | [6 empty] | S2 | 0 | [10 empty] | No | No
MC202 | Charles Carter Building | A18 | Seminar Room |  | MC202-B01/S2 | Return temperature | EN.EN3 Energy Sensor | [6 empty] | S2 | 0 | [10 empty] | No | No
MC202 | Charles Carter Building |  |  |  | MC202-B01/S3 | Extract CO2 level | EN.EN3 Energy Sensor | [6 empty] | S3 | 0 | [10 empty] | No | No
MC202 | Charles Carter Building | A18 | Seminar Room |  | MC202-B01/S3 | Extract CO2 level | EN.EN3 Energy Sensor | [6 empty] | S3 | 0 | [10 empty] | No | No
MC202 | Charles Carter Building |  |  |  | MC202-B01/S4 | DIM Module | EN.EN3 Energy Sensor | [6 empty] | S4 | 0 | [10 empty] | No | No
MC202 | Charles Carter Building | A18 | Seminar Room |  | MC202-B01/S4 | DIM Module | EN.EN3 Energy Sensor | [6 empty] | S4 | 0 | [10 empty] | No | No
MC202 | Charles Carter Building |  |  |  | MC202-B01/V1 |  | EN.EN3 Energy Sensor | [6 empty] | V1 | 0 | [10 empty] | No | No
MC202 | Charles Carter Building |  |  |  | MC202-B01/P4 | DIM Module | EN.EN3 Energy Sensor | [6 empty] | P4 | 0 | [10 empty] | No | No
MC202 | Charles Carter Building |  |  |  | MC202-B01/Q1 | Sequence Table 1 | EN.EN3 Energy Sensor | [6 empty] | Q1 | 0 | [10 empty] | No | No
MC202 | Charles Carter Building |  |  |  | MC202-B01/S1 | Supply air temperature | EN.EN3 Energy Sensor | [6 empty] | S1 | 0 | [10 empty] | No | No
MC202 | Charles Carter Building | A18 | Seminar Room |  | MC202-B01/S1 | Supply air temperature | EN.EN3 Energy Sensor | [6 empty] | S1 | 0 | [10 empty] | No | No
MC202 | Charles Carter Building |  |  |  | MC202-B01/S11 | Class vent heating demand | EN.EN3 Energy Sensor | [6 empty] | S11 | 0 | [10 empty] | No | No
MC202 | Charles Carter Building | A18 | Seminar Room |  | MC202-B01/S11 | Class vent heating demand | EN.EN3 Energy Sensor | [6 empty] | S11 | 0 | [10 empty] | No | No
MC202 | Charles Carter Building |  |  |  | MC202-B01/S12 | Supply fan speed | EN.EN3 Energy Sensor | [6 empty] | S12 | 0 | [10 empty] | No | No
MC202 | Charles Carter Building | A18 | Seminar Room |  | MC202-B01/S12 | Supply fan speed | EN.EN3 Energy Sensor | [6 empty] | S12 | 0 | [10 empty] | No | No
MC202 | Charles Carter Building |  |  |  | MC202-B01/S13 | Extract fan speed | EN.EN3 Energy Sensor | [6 empty] | S13 | 0 | [10 empty] | No | No
MC202 | Charles Carter Building | A18 | Seminar Room |  | MC202-B01/S13 | Extract fan speed | EN.EN3 Energy Sensor | [6 empty] | S13 | 0 | [10 empty] | No | No
MC202 | Charles Carter Building |  |  |  | MC202-B01/P12 | Supply fan speed | EN.EN3 Energy Sensor | [6 empty] | P12 | 0 | [10 empty] | No | No
MC202 | Charles Carter Building |  |  |  | MC202-B01/P13 | Extract fan speed | EN.EN3 Energy Sensor | [6 empty] | P13 | 0 | [10 empty] | No | No
MC202 | Charles Carter Building |  |  |  | MC202-B01/P14 | Outside air temperature | EN.EN3 Energy Sensor | [6 empty] | P14 | 0 | [10 empty] | No | No
MC202 | Charles Carter Building |  |  |  | MC202-B01/P15 | Bypass damper | EN.EN3 Energy Sensor | [6 empty] | P15 | 0 | [10 empty] | No | No
MC202 | Charles Carter Building |  |  |  | MC202-B01/P2 | Return temperature | EN.EN3 Energy Sensor | [6 empty] | P2 | 0 | [10 empty] | No | No
MC202 | Charles Carter Building |  |  |  | MC202-B01/P3 | Extract CO2 level | EN.EN3 Energy Sensor | [6 empty] | P3 | 0 | [10 empty] | No | No
MC202 | Charles Carter Building |  |  |  | MC202-B01/L6 | Loop 6 | EN.EN3 Energy Sensor | [6 empty] | L6 | 0 | [10 empty] | No | No
MC202 | Charles Carter Building | A18 | Seminar Room |  | MC202-B01/L6 | Loop 6 | EN.EN3 Energy Sensor | [6 empty] | L6 | 0 | [10 empty] | No | No
MC202 | Charles Carter Building |  |  |  | MC202-B01/n1 | IC Comms 1 | EN.EN3 Energy Sensor | [6 empty] | n1 | 0 | [10 empty] | No | No
MC202 | Charles Carter Building |  |  |  | MC202-B01/o1 | Alarm Route 1 | EN.EN3 Energy Sensor | [6 empty] | o1 | 0 | [10 empty] | No | No
MC202 | Charles Carter Building |  |  |  | MC202-B01/P1 | Supply air temperature | EN.EN3 Energy Sensor | [6 empty] | P1 | 0 | [10 empty] | No | No
MC202 | Charles Carter Building |  |  |  | MC202-B01/P11 | Class vent heating demand | EN.EN3 Energy Sensor | [6 empty] | P11 | 0 | [10 empty] | No | No
MC202 | Charles Carter Building |  |  |  | MC202-B01/K9 | Supply air low limit | EN.EN3 Energy Sensor | [6 empty] | K9 | 0 | [10 empty] | No | No
MC202 | Charles Carter Building | A18 | Seminar Room |  | MC202-B01/K9 | Supply air low limit | EN.EN3 Energy Sensor | [6 empty] | K9 | 0 | [10 empty] | No | No
MC202 | Charles Carter Building |  |  |  | MC202-B01/L1 | Loop 1 | EN.EN3 Energy Sensor | [6 empty] | L1 | 0 | [10 empty] | No | No
MC202 | Charles Carter Building | A18 | Seminar Room |  | MC202-B01/L1 | Loop 1 | EN.EN3 Energy Sensor | [6 empty] | L1 | 0 | [10 empty] | No | No
MC202 | Charles Carter Building |  |  |  | MC202-B01/L2 | Supply air low limit | EN.EN3 Energy Sensor | [6 empty] | L2 | 0 | [10 empty] | No | No
MC202 | Charles Carter Building | A18 | Seminar Room |  | MC202-B01/L2 | Supply air low limit | EN.EN3 Energy Sensor | [6 empty] | L2 | 0 | [10 empty] | No | No
MC202 | Charles Carter Building |  |  |  | MC202-B01/L3 | Fan Speed [CO2] | EN.EN3 Energy Sensor | [6 empty] | L3 | 0 | [10 empty] | No | No
MC202 | Charles Carter Building | A18 | Seminar Room |  | MC202-B01/L3 | Fan Speed [CO2] | EN.EN3 Energy Sensor | [6 empty] | L3 | 0 | [10 empty] | No | No
MC202 | Charles Carter Building |  |  |  | MC202-B01/L4 | Fan Speed [Clg] | EN.EN3 Energy Sensor | [6 empty] | L4 | 0 | [10 empty] | No | No
MC202 | Charles Carter Building | A18 | Seminar Room |  | MC202-B01/L4 | Fan Speed [Clg] | EN.EN3 Energy Sensor | [6 empty] | L4 | 0 | [10 empty] | No | No
MC202 | Charles Carter Building |  |  |  | MC202-B01/L5 | Loop 5 | EN.EN3 Energy Sensor | [6 empty] | L5 | 0 | [10 empty] | No | No
MC202 | Charles Carter Building | A18 | Seminar Room |  | MC202-B01/L5 | Loop 5 | EN.EN3 Energy Sensor | [6 empty] | L5 | 0 | [10 empty] | No | No
MC202 | Charles Carter Building |  |  |  | MC202-B01/K3 | Room frost protection | EN.EN3 Energy Sensor | [6 empty] | K3 | 0 | [10 empty] | No | No
MC202 | Charles Carter Building | A18 | Seminar Room |  | MC202-B01/K3 | Room frost protection | EN.EN3 Energy Sensor | [6 empty] | K3 | 0 | [10 empty] | No | No
MC202 | Charles Carter Building |  |  |  | MC202-B01/K4 | Spare | EN.EN3 Energy Sensor | [6 empty] | K4 | 0 | [10 empty] | No | No
MC202 | Charles Carter Building | A18 | Seminar Room |  | MC202-B01/K4 | Spare | EN.EN3 Energy Sensor | [6 empty] | K4 | 0 | [10 empty] | No | No
MC202 | Charles Carter Building |  |  |  | MC202-B01/K5 | Occupancy heating temperature setpoint | EN.EN3 Energy Sensor | [6 empty] | K5 | 0 | [10 empty] | No | No
MC202 | Charles Carter Building | A18 | Seminar Room |  | MC202-B01/K5 | Occupancy heating temperature setpoint | EN.EN3 Energy Sensor | [6 empty] | K5 | 0 | [10 empty] | No | No
MC202 | Charles Carter Building |  |  |  | MC202-B01/K6 | OccupancyClgTempSP | EN.EN3 Energy Sensor | [6 empty] | K6 | 0 | [10 empty] | No | No
MC202 | Charles Carter Building | A18 | Seminar Room |  | MC202-B01/K6 | OccupancyClgTempSP | EN.EN3 Energy Sensor | [6 empty] | K6 | 0 | [10 empty] | No | No
MC202 | Charles Carter Building |  |  |  | MC202-B01/K7 | Free cooling temperature setpoint | EN.EN3 Energy Sensor | [6 empty] | K7 | 0 | [10 empty] | No | No
MC202 | Charles Carter Building | A18 | Seminar Room |  | MC202-B01/K7 | Free cooling temperature setpoint | EN.EN3 Energy Sensor | [6 empty] | K7 | 0 | [10 empty] | No | No
MC202 | Charles Carter Building |  |  |  | MC202-B01/K8 | Spare | EN.EN3 Energy Sensor | [6 empty] | K8 | 0 | [10 empty] | No | No
MC202 | Charles Carter Building | A18 | Seminar Room |  | MC202-B01/K8 | Spare | EN.EN3 Energy Sensor | [6 empty] | K8 | 0 | [10 empty] | No | No
MC202 | Charles Carter Building |  |  |  | MC202-B01/K2 | Unit freeze protection | EN.EN3 Energy Sensor | [6 empty] | K2 | 0 | [10 empty] | No | No
MC202 | Charles Carter Building | A18 | Seminar Room |  | MC202-B01/K2 | Unit freeze protection | EN.EN3 Energy Sensor | [6 empty] | K2 | 0 | [10 empty] | No | No
MC202 | Charles Carter Building |  |  |  | MC202-B01/K20 | Extract fan startup speed | EN.EN3 Energy Sensor | [6 empty] | K20 | 0 | [10 empty] | No | No
MC202 | Charles Carter Building | A18 | Seminar Room |  | MC202-B01/K20 | Extract fan startup speed | EN.EN3 Energy Sensor | [6 empty] | K20 | 0 | [10 empty] | No | No
MC202 | Charles Carter Building |  |  |  | MC202-B01/K21 | Night time cooling supply fan speed | EN.EN3 Energy Sensor | [6 empty] | K21 | 0 | [10 empty] | No | No
MC202 | Charles Carter Building | A18 | Seminar Room |  | MC202-B01/K21 | Night time cooling supply fan speed | EN.EN3 Energy Sensor | [6 empty] | K21 | 0 | [10 empty] | No | No
MC202 | Charles Carter Building |  |  |  | MC202-B01/K22 | Night time cooling extract fan speed | EN.EN3 Energy Sensor | [6 empty] | K22 | 0 | [10 empty] | No | No
MC202 | Charles Carter Building | A18 | Seminar Room |  | MC202-B01/K22 | Night time cooling extract fan speed | EN.EN3 Energy Sensor | [6 empty] | K22 | 0 | [10 empty] | No | No
MC202 | Charles Carter Building |  |  |  | MC202-B01/K23 | Night time cool temperature setpoint | EN.EN3 Energy Sensor | [6 empty] | K23 | 0 | [10 empty] | No | No
MC202 | Charles Carter Building | A18 | Seminar Room |  | MC202-B01/K23 | Night time cool temperature setpoint | EN.EN3 Energy Sensor | [6 empty] | K23 | 0 | [10 empty] | No | No
MC202 | Charles Carter Building |  |  |  | MC202-B01/K24 | Night cooling supply air low limit | EN.EN3 Energy Sensor | [6 empty] | K24 | 0 | [10 empty] | No | No
MC202 | Charles Carter Building | A18 | Seminar Room |  | MC202-B01/K24 | Night cooling supply air low limit | EN.EN3 Energy Sensor | [6 empty] | K24 | 0 | [10 empty] | No | No
MC202 | Charles Carter Building |  |  |  | MC202-B01/K14 | Occupancy CO2 level | EN.EN3 Energy Sensor | [6 empty] | K14 | 0 | [10 empty] | No | No
MC202 | Charles Carter Building | A18 | Seminar Room |  | MC202-B01/K14 | Occupancy CO2 level | EN.EN3 Energy Sensor | [6 empty] | K14 | 0 | [10 empty] | No | No
MC202 | Charles Carter Building |  |  |  | MC202-B01/K15 | Outside air night cooling level | EN.EN3 Energy Sensor | [6 empty] | K15 | 0 | [10 empty] | No | No
MC202 | Charles Carter Building | A18 | Seminar Room |  | MC202-B01/K15 | Outside air night cooling level | EN.EN3 Energy Sensor | [6 empty] | K15 | 0 | [10 empty] | No | No
MC202 | Charles Carter Building |  |  |  | MC202-B01/K16 | Supply air high limit | EN.EN3 Energy Sensor | [6 empty] | K16 | 0 | [10 empty] | No | No
MC202 | Charles Carter Building | A18 | Seminar Room |  | MC202-B01/K16 | Supply air high limit | EN.EN3 Energy Sensor | [6 empty] | K16 | 0 | [10 empty] | No | No
MC202 | Charles Carter Building |  |  |  | MC202-B01/K17 | Supply fan minimum speed | EN.EN3 Energy Sensor | [6 empty] | K17 | 0 | [10 empty] | No | No
MC202 | Charles Carter Building | A18 | Seminar Room |  | MC202-B01/K17 | Supply fan minimum speed | EN.EN3 Energy Sensor | [6 empty] | K17 | 0 | [10 empty] | No | No
MC202 | Charles Carter Building |  |  |  | MC202-B01/K18 | Supply fan max speed | EN.EN3 Energy Sensor | [6 empty] | K18 | 0 | [10 empty] | No | No
MC202 | Charles Carter Building | A18 | Seminar Room |  | MC202-B01/K18 | Supply fan max speed | EN.EN3 Energy Sensor | [6 empty] | K18 | 0 | [10 empty] | No | No
MC202 | Charles Carter Building |  |  |  | MC202-B01/K19 | Supply fan startup speed | EN.EN3 Energy Sensor | [6 empty] | K19 | 0 | [10 empty] | No | No
MC202 | Charles Carter Building | A18 | Seminar Room |  | MC202-B01/K19 | Supply fan startup speed | EN.EN3 Energy Sensor | [6 empty] | K19 | 0 | [10 empty] | No | No
MC202 | Charles Carter Building |  |  |  | MC202-B01/I5 | On-Off selector | EN.EN3 Energy Sensor | [6 empty] | I5 | 0 | [10 empty] | No | No
MC202 | Charles Carter Building | A18 | Seminar Room |  | MC202-B01/I5 | On-Off selector | EN.EN3 Energy Sensor | [6 empty] | I5 | 0 | [10 empty] | No | No
MC202 | Charles Carter Building |  |  |  | MC202-B01/I6 | Frost thermostat trip | EN.EN3 Energy Sensor | [6 empty] | I6 | 0 | [10 empty] | No | No
MC202 | Charles Carter Building | A18 | Seminar Room |  | MC202-B01/I6 | Frost thermostat trip | EN.EN3 Energy Sensor | [6 empty] | I6 | 0 | [10 empty] | No | No
MC202 | Charles Carter Building |  |  |  | MC202-B01/K1 | Spare | EN.EN3 Energy Sensor | [6 empty] | K1 | 0 | [10 empty] | No | No
MC202 | Charles Carter Building | A18 | Seminar Room |  | MC202-B01/K1 | Spare | EN.EN3 Energy Sensor | [6 empty] | K1 | 0 | [10 empty] | No | No
MC202 | Charles Carter Building |  |  |  | MC202-B01/K10 | Extract fan min speed | EN.EN3 Energy Sensor | [6 empty] | K10 | 0 | [10 empty] | No | No
MC202 | Charles Carter Building | A18 | Seminar Room |  | MC202-B01/K10 | Extract fan min speed | EN.EN3 Energy Sensor | [6 empty] | K10 | 0 | [10 empty] | No | No
MC202 | Charles Carter Building |  |  |  | MC202-B01/K11 | Extract fan max speed | EN.EN3 Energy Sensor | [6 empty] | K11 | 0 | [10 empty] | No | No
MC202 | Charles Carter Building | A18 | Seminar Room |  | MC202-B01/K11 | Extract fan max speed | EN.EN3 Energy Sensor | [6 empty] | K11 | 0 | [10 empty] | No | No
MC202 | Charles Carter Building |  |  |  | MC202-B01/K12 | Spare | EN.EN3 Energy Sensor | [6 empty] | K12 | 0 | [10 empty] | No | No
MC202 | Charles Carter Building | A18 | Seminar Room |  | MC202-B01/K12 | Spare | EN.EN3 Energy Sensor | [6 empty] | K12 | 0 | [10 empty] | No | No
MC202 | Charles Carter Building |  |  |  | MC202-B01/I20 | Full fresh air | EN.EN3 Energy Sensor | [6 empty] | I20 | 0 | [10 empty] | No | No
MC202 | Charles Carter Building | A18 | Seminar Room |  | MC202-B01/I20 | Full fresh air | EN.EN3 Energy Sensor | [6 empty] | I20 | 0 | [10 empty] | No | No
MC202 | Charles Carter Building |  |  |  | MC202-B01/I21 | Open bypass damper | EN.EN3 Energy Sensor | [6 empty] | I21 | 0 | [10 empty] | No | No
MC202 | Charles Carter Building | A18 | Seminar Room |  | MC202-B01/I21 | Open bypass damper | EN.EN3 Energy Sensor | [6 empty] | I21 | 0 | [10 empty] | No | No
MC202 | Charles Carter Building |  |  |  | MC202-B01/I22 | Unit freeze protection | EN.EN3 Energy Sensor | [6 empty] | I22 | 0 | [10 empty] | No | No
MC202 | Charles Carter Building | A18 | Seminar Room |  | MC202-B01/I22 | Unit freeze protection | EN.EN3 Energy Sensor | [6 empty] | I22 | 0 | [10 empty] | No | No
MC202 | Charles Carter Building |  |  |  | MC202-B01/I23 | Supply fan fault | EN.EN3 Energy Sensor | [6 empty] | I23 | 0 | [10 empty] | No | No
MC202 | Charles Carter Building | A18 | Seminar Room |  | MC202-B01/I23 | Supply fan fault | EN.EN3 Energy Sensor | [6 empty] | I23 | 0 | [10 empty] | No | No
MC202 | Charles Carter Building |  |  |  | MC202-B01/I24 | Extract fan fault | EN.EN3 Energy Sensor | [6 empty] | I24 | 0 | [10 empty] | No | No
MC202 | Charles Carter Building | A18 | Seminar Room |  | MC202-B01/I24 | Extract fan fault | EN.EN3 Energy Sensor | [6 empty] | I24 | 0 | [10 empty] | No | No
MC202 | Charles Carter Building |  |  |  | MC202-B01/I25 | Class vent enable | EN.EN3 Energy Sensor | [6 empty] | I25 | 0 | [10 empty] | No | No
MC202 | Charles Carter Building | A18 | Seminar Room |  | MC202-B01/I25 | Class vent enable | EN.EN3 Energy Sensor | [6 empty] | I25 | 0 | [10 empty] | No | No
MC202 | Charles Carter Building |  |  |  | MC202-B01/I14 | Condensate pump alarm | EN.EN3 Energy Sensor | [6 empty] | I14 | 0 | [10 empty] | No | No
MC202 | Charles Carter Building | A18 | Seminar Room |  | MC202-B01/I14 | Condensate pump alarm | EN.EN3 Energy Sensor | [6 empty] | I14 | 0 | [10 empty] | No | No
MC202 | Charles Carter Building |  |  |  | MC202-B01/I15 | Unit occupancy | EN.EN3 Energy Sensor | [6 empty] | I15 | 0 | [10 empty] | No | No
MC202 | Charles Carter Building | A18 | Seminar Room |  | MC202-B01/I15 | Unit occupancy | EN.EN3 Energy Sensor | [6 empty] | I15 | 0 | [10 empty] | No | No
MC202 | Charles Carter Building |  |  |  | MC202-B01/I16 | Room frost protection | EN.EN3 Energy Sensor | [6 empty] | I16 | 0 | [10 empty] | No | No
MC202 | Charles Carter Building | A18 | Seminar Room |  | MC202-B01/I16 | Room frost protection | EN.EN3 Energy Sensor | [6 empty] | I16 | 0 | [10 empty] | No | No
MC202 | Charles Carter Building |  |  |  | MC202-B01/I17 | Staff boost mode | EN.EN3 Energy Sensor | [6 empty] | I17 | 0 | [10 empty] | No | No
MC202 | Charles Carter Building | A18 | Seminar Room |  | MC202-B01/I17 | Staff boost mode | EN.EN3 Energy Sensor | [6 empty] | I17 | 0 | [10 empty] | No | No
MC202 | Charles Carter Building |  |  |  | MC202-B01/I18 | Auto boost mode | EN.EN3 Energy Sensor | [6 empty] | I18 | 0 | [10 empty] | No | No
MC202 | Charles Carter Building | A18 | Seminar Room |  | MC202-B01/I18 | Auto boost mode | EN.EN3 Energy Sensor | [6 empty] | I18 | 0 | [10 empty] | No | No
MC202 | Charles Carter Building |  |  |  | MC202-B01/I19 | Night cooling | EN.EN3 Energy Sensor | [6 empty] | I19 | 0 | [10 empty] | No | No
MC202 | Charles Carter Building | A18 | Seminar Room |  | MC202-B01/I19 | Night cooling | EN.EN3 Energy Sensor | [6 empty] | I19 | 0 | [10 empty] | No | No
MC202 | Charles Carter Building |  |  |  | MC202-B01/G7 | Logic 7 | EN.EN3 Energy Sensor | [6 empty] | G7 | 0 | [10 empty] | No | No
MC202 | Charles Carter Building |  |  |  | MC202-B01/G8 | Logic 8 | EN.EN3 Energy Sensor | [6 empty] | G8 | 0 | [10 empty] | No | No
MC202 | Charles Carter Building |  |  |  | MC202-B01/G9 | Class vent enable | EN.EN3 Energy Sensor | [6 empty] | G9 | 0 | [10 empty] | No | No
MC202 | Charles Carter Building | A18 | Seminar Room |  | MC202-B01/I11 | Filter dirty | EN.EN3 Energy Sensor | [6 empty] | I11 | 0 | [10 empty] | No | No
MC202 | Charles Carter Building |  |  |  | MC202-B01/I11 | Filter dirty | EN.EN3 Energy Sensor | [6 empty] | I11 | 0 | [10 empty] | No | No
MC202 | Charles Carter Building |  |  |  | MC202-B01/I12 | Supply fan inverter status | EN.EN3 Energy Sensor | [6 empty] | I12 | 0 | [10 empty] | No | No
MC202 | Charles Carter Building | A18 | Seminar Room |  | MC202-B01/I12 | Supply fan inverter status | EN.EN3 Energy Sensor | [6 empty] | I12 | 0 | [10 empty] | No | No
MC202 | Charles Carter Building |  |  |  | MC202-B01/I13 | Extract fan inverter status | EN.EN3 Energy Sensor | [6 empty] | I13 | 0 | [10 empty] | No | No
MC202 | Charles Carter Building | A18 | Seminar Room |  | MC202-B01/I13 | Extract fan inverter status | EN.EN3 Energy Sensor | [6 empty] | I13 | 0 | [10 empty] | No | No
MC202 | Charles Carter Building |  |  |  | MC202-B01/G36 | Logic 36 | EN.EN3 Energy Sensor | [6 empty] | G36 | 0 | [10 empty] | No | No
MC202 | Charles Carter Building |  |  |  | MC202-B01/G37 | Logic 37 | EN.EN3 Energy Sensor | [6 empty] | G37 | 0 | [10 empty] | No | No
MC202 | Charles Carter Building |  |  |  | MC202-B01/G38 | Logic 38 | EN.EN3 Energy Sensor | [6 empty] | G38 | 0 | [10 empty] | No | No
MC202 | Charles Carter Building |  |  |  | MC202-B01/G4 | Logic 4 | EN.EN3 Energy Sensor | [6 empty] | G4 | 0 | [10 empty] | No | No
MC202 | Charles Carter Building |  |  |  | MC202-B01/G5 | Timeclock enable | EN.EN3 Energy Sensor | [6 empty] | G5 | 0 | [10 empty] | No | No
MC202 | Charles Carter Building |  |  |  | MC202-B01/G6 | Class vent required | EN.EN3 Energy Sensor | [6 empty] | G6 | 0 | [10 empty] | No | No
MC202 | Charles Carter Building |  |  |  | MC202-B01/G30 | Logic 30 | EN.EN3 Energy Sensor | [6 empty] | G30 | 0 | [10 empty] | No | No
MC202 | Charles Carter Building |  |  |  | MC202-B01/G31 | Logic 31 | EN.EN3 Energy Sensor | [6 empty] | G31 | 0 | [10 empty] | No | No
MC202 | Charles Carter Building |  |  |  | MC202-B01/G32 | Logic 32 | EN.EN3 Energy Sensor | [6 empty] | G32 | 0 | [10 empty] | No | No
MC202 | Charles Carter Building |  |  |  | MC202-B01/G33 | Logic 33 | EN.EN3 Energy Sensor | [6 empty] | G33 | 0 | [10 empty] | No | No
MC202 | Charles Carter Building |  |  |  | MC202-B01/G34 | Logic 34 | EN.EN3 Energy Sensor | [6 empty] | G34 | 0 | [10 empty] | No | No
MC202 | Charles Carter Building |  |  |  | MC202-B01/G35 | Remote night cooling available | EN.EN3 Energy Sensor | [6 empty] | G35 | 0 | [10 empty] | No | No
MC202 | Charles Carter Building |  |  |  | MC202-B01/G25 | Logic 25 | EN.EN3 Energy Sensor | [6 empty] | G25 | 0 | [10 empty] | No | No
MC202 | Charles Carter Building |  |  |  | MC202-B01/G26 | Supply fan max speed | EN.EN3 Energy Sensor | [6 empty] | G26 | 0 | [10 empty] | No | No
MC202 | Charles Carter Building |  |  |  | MC202-B01/G27 | Logic 27 | EN.EN3 Energy Sensor | [6 empty] | G27 | 0 | [10 empty] | No | No
MC202 | Charles Carter Building |  |  |  | MC202-B01/G28 | Logic 28 | EN.EN3 Energy Sensor | [6 empty] | G28 | 0 | [10 empty] | No | No
MC202 | Charles Carter Building |  |  |  | MC202-B01/G29 | Logic 29 | EN.EN3 Energy Sensor | [6 empty] | G29 | 0 | [10 empty] | No | No
MC202 | Charles Carter Building |  |  |  | MC202-B01/G3 | Logic 3 | EN.EN3 Energy Sensor | [6 empty] | G3 | 0 | [10 empty] | No | No
MC202 | Charles Carter Building |  |  |  | MC202-B01/G2 | Logic 2 | EN.EN3 Energy Sensor | [6 empty] | G2 | 0 | [10 empty] | No | No
MC202 | Charles Carter Building |  |  |  | MC202-B01/G20 | Logic 20 | EN.EN3 Energy Sensor | [6 empty] | G20 | 0 | [10 empty] | No | No
MC202 | Charles Carter Building |  |  |  | MC202-B01/G21 | Logic 21 | EN.EN3 Energy Sensor | [6 empty] | G21 | 0 | [10 empty] | No | No
MC202 | Charles Carter Building |  |  |  | MC202-B01/G22 | Logic 22 | EN.EN3 Energy Sensor | [6 empty] | G22 | 0 | [10 empty] | No | No
MC202 | Charles Carter Building |  |  |  | MC202-B01/G23 | Logic 23 | EN.EN3 Energy Sensor | [6 empty] | G23 | 0 | [10 empty] | No | No
MC202 | Charles Carter Building |  |  |  | MC202-B01/G24 | Bypass damper control | EN.EN3 Energy Sensor | [6 empty] | G24 | 0 | [10 empty] | No | No
MC202 | Charles Carter Building |  |  |  | MC202-B01/G14 | Boost mode | EN.EN3 Energy Sensor | [6 empty] | G14 | 0 | [10 empty] | No | No
MC202 | Charles Carter Building |  |  |  | MC202-B01/G15 | Logic 15 | EN.EN3 Energy Sensor | [6 empty] | G15 | 0 | [10 empty] | No | No
MC202 | Charles Carter Building |  |  |  | MC202-B01/G16 | Logic 16 | EN.EN3 Energy Sensor | [6 empty] | G16 | 0 | [10 empty] | No | No
MC202 | Charles Carter Building |  |  |  | MC202-B01/G17 | Occ Htg SP Achieved [Full FA] | EN.EN3 Energy Sensor | [6 empty] | G17 | 0 | [10 empty] | No | No
MC202 | Charles Carter Building |  |  |  | MC202-B01/G18 | Logic 18 | EN.EN3 Energy Sensor | [6 empty] | G18 | 0 | [10 empty] | No | No
MC202 | Charles Carter Building |  |  |  | MC202-B01/G19 | Logic 19 | EN.EN3 Energy Sensor | [6 empty] | G19 | 0 | [10 empty] | No | No
MC202 | Charles Carter Building |  |  |  | MC202-B01/F9 | Function 9 | EN.EN3 Energy Sensor | [6 empty] | F9 | 0 | [10 empty] | No | No
MC202 | Charles Carter Building |  |  |  | MC202-B01/G1 | Logic 1 | EN.EN3 Energy Sensor | [6 empty] | G1 | 0 | [10 empty] | No | No
MC202 | Charles Carter Building |  |  |  | MC202-B01/G10 | Logic 10 | EN.EN3 Energy Sensor | [6 empty] | G10 | 0 | [10 empty] | No | No
MC202 | Charles Carter Building |  |  |  | MC202-B01/G11 | Logic 11 | EN.EN3 Energy Sensor | [6 empty] | G11 | 0 | [10 empty] | No | No
MC202 | Charles Carter Building |  |  |  | MC202-B01/G12 | Logic 12 | EN.EN3 Energy Sensor | [6 empty] | G12 | 0 | [10 empty] | No | No
MC202 | Charles Carter Building |  |  |  | MC202-B01/G13 | Logic 13 | EN.EN3 Energy Sensor | [6 empty] | G13 | 0 | [10 empty] | No | No
MC202 | Charles Carter Building |  |  |  | MC202-B01/F45 | Function 45 | EN.EN3 Energy Sensor | [6 empty] | F45 | 0 | [10 empty] | No | No
MC202 | Charles Carter Building |  |  |  | MC202-B01/F47 | Function 47 | EN.EN3 Energy Sensor | [6 empty] | F47 | 0 | [10 empty] | No | No
MC202 | Charles Carter Building |  |  |  | MC202-B01/F48 | Function 48 | EN.EN3 Energy Sensor | [6 empty] | F48 | 0 | [10 empty] | No | No
MC202 | Charles Carter Building |  |  |  | MC202-B01/F6 | Function 6 | EN.EN3 Energy Sensor | [6 empty] | F6 | 0 | [10 empty] | No | No
MC202 | Charles Carter Building |  |  |  | MC202-B01/F7 | Function 7 | EN.EN3 Energy Sensor | [6 empty] | F7 | 0 | [10 empty] | No | No
MC202 | Charles Carter Building |  |  |  | MC202-B01/F8 | Fan speed (heating) | EN.EN3 Energy Sensor | [6 empty] | F8 | 0 | [10 empty] | No | No
MC202 | Charles Carter Building |  |  |  | MC202-B01/F4 | Function 4 | EN.EN3 Energy Sensor | [6 empty] | F4 | 0 | [10 empty] | No | No
MC202 | Charles Carter Building |  |  |  | MC202-B01/F40 | Function 40 | EN.EN3 Energy Sensor | [6 empty] | F40 | 0 | [10 empty] | No | No
MC202 | Charles Carter Building |  |  |  | MC202-B01/F41 | Function 41 | EN.EN3 Energy Sensor | [6 empty] | F41 | 0 | [10 empty] | No | No
MC202 | Charles Carter Building |  |  |  | MC202-B01/F42 | Function 42 | EN.EN3 Energy Sensor | [6 empty] | F42 | 0 | [10 empty] | No | No
MC202 | Charles Carter Building |  |  |  | MC202-B01/F43 | Function 43 | EN.EN3 Energy Sensor | [6 empty] | F43 | 0 | [10 empty] | No | No
MC202 | Charles Carter Building |  |  |  | MC202-B01/F44 | Function 44 | EN.EN3 Energy Sensor | [6 empty] | F44 | 0 | [10 empty] | No | No
MC202 | Charles Carter Building |  |  |  | MC202-B01/F34 | Function 34 | EN.EN3 Energy Sensor | [6 empty] | F34 | 0 | [10 empty] | No | No
MC202 | Charles Carter Building |  |  |  | MC202-B01/F35 | Function 35 | EN.EN3 Energy Sensor | [6 empty] | F35 | 0 | [10 empty] | No | No
MC202 | Charles Carter Building |  |  |  | MC202-B01/F36 | Function 36 | EN.EN3 Energy Sensor | [6 empty] | F36 | 0 | [10 empty] | No | No
MC202 | Charles Carter Building |  |  |  | MC202-B01/F37 | Function 37 | EN.EN3 Energy Sensor | [6 empty] | F37 | 0 | [10 empty] | No | No
MC202 | Charles Carter Building |  |  |  | MC202-B01/F38 | Function 38 | EN.EN3 Energy Sensor | [6 empty] | F38 | 0 | [10 empty] | No | No
MC202 | Charles Carter Building |  |  |  | MC202-B01/F39 | Extract fan speed | EN.EN3 Energy Sensor | [6 empty] | F39 | 0 | [10 empty] | No | No
MC202 | Charles Carter Building |  |  |  | MC202-B01/F29 | Full Fresh Air [Clg] | EN.EN3 Energy Sensor | [6 empty] | F29 | 0 | [10 empty] | No | No
MC202 | Charles Carter Building |  |  |  | MC202-B01/F3 | Function 3 | EN.EN3 Energy Sensor | [6 empty] | F3 | 0 | [10 empty] | No | No
MC202 | Charles Carter Building |  |  |  | MC202-B01/F30 | Function 30 | EN.EN3 Energy Sensor | [6 empty] | F30 | 0 | [10 empty] | No | No
MC202 | Charles Carter Building |  |  |  | MC202-B01/F31 | Function 31 | EN.EN3 Energy Sensor | [6 empty] | F31 | 0 | [10 empty] | No | No
MC202 | Charles Carter Building |  |  |  | MC202-B01/F32 | Function 32 | EN.EN3 Energy Sensor | [6 empty] | F32 | 0 | [10 empty] | No | No
MC202 | Charles Carter Building |  |  |  | MC202-B01/F33 | Function 33 | EN.EN3 Energy Sensor | [6 empty] | F33 | 0 | [10 empty] | No | No
MC202 | Charles Carter Building |  |  |  | MC202-B01/F23 | Function 23 | EN.EN3 Energy Sensor | [6 empty] | F23 | 0 | [10 empty] | No | No
MC202 | Charles Carter Building |  |  |  | MC202-B01/F24 | Function 24 | EN.EN3 Energy Sensor | [6 empty] | F24 | 0 | [10 empty] | No | No
MC202 | Charles Carter Building |  |  |  | MC202-B01/F25 | Function 25 | EN.EN3 Energy Sensor | [6 empty] | F25 | 0 | [10 empty] | No | No
MC202 | Charles Carter Building |  |  |  | MC202-B01/F26 | Function 26 | EN.EN3 Energy Sensor | [6 empty] | F26 | 0 | [10 empty] | No | No
MC202 | Charles Carter Building |  |  |  | MC202-B01/F27 | Function 27 | EN.EN3 Energy Sensor | [6 empty] | F27 | 0 | [10 empty] | No | No
MC202 | Charles Carter Building |  |  |  | MC202-B01/F28 | Function 28 | EN.EN3 Energy Sensor | [6 empty] | F28 | 0 | [10 empty] | No | No
MC202 | Charles Carter Building |  |  |  | MC202-B01/F17 | Function 17 | EN.EN3 Energy Sensor | [6 empty] | F17 | 0 | [10 empty] | No | No
MC202 | Charles Carter Building |  |  |  | MC202-B01/F18 | Function 18 | EN.EN3 Energy Sensor | [6 empty] | F18 | 0 | [10 empty] | No | No
MC202 | Charles Carter Building |  |  |  | MC202-B01/F19 | Supply fan speed | EN.EN3 Energy Sensor | [6 empty] | F19 | 0 | [10 empty] | No | No
MC202 | Charles Carter Building |  |  |  | MC202-B01/F20 | Function 20 | EN.EN3 Energy Sensor | [6 empty] | F20 | 0 | [10 empty] | No | No
MC202 | Charles Carter Building |  |  |  | MC202-B01/F21 | Function 21 | EN.EN3 Energy Sensor | [6 empty] | F21 | 0 | [10 empty] | No | No
MC202 | Charles Carter Building |  |  |  | MC202-B01/F22 | Function 22 | EN.EN3 Energy Sensor | [6 empty] | F22 | 0 | [10 empty] | No | No
MC202 | Charles Carter Building |  |  |  | MC202-B01/F11 | Function 11 | EN.EN3 Energy Sensor | [6 empty] | F11 | 0 | [10 empty] | No | No
MC202 | Charles Carter Building |  |  |  | MC202-B01/F12 | Function 12 | EN.EN3 Energy Sensor | [6 empty] | F12 | 0 | [10 empty] | No | No
MC202 | Charles Carter Building |  |  |  | MC202-B01/F13 | Function 13 | EN.EN3 Energy Sensor | [6 empty] | F13 | 0 | [10 empty] | No | No
MC202 | Charles Carter Building |  |  |  | MC202-B01/F14 | Auto boost setpoint exceeded | EN.EN3 Energy Sensor | [6 empty] | F14 | 0 | [10 empty] | No | No
MC202 | Charles Carter Building |  |  |  | MC202-B01/F15 | Function 15 | EN.EN3 Energy Sensor | [6 empty] | F15 | 0 | [10 empty] | No | No
MC202 | Charles Carter Building |  |  |  | MC202-B01/F16 | Function 16 | EN.EN3 Energy Sensor | [6 empty] | F16 | 0 | [10 empty] | No | No
MC202 | Charles Carter Building |  |  |  | MC202-B01/D4 | Heating valve | EN.EN3 Energy Sensor | [6 empty] | D4 | 0 | [10 empty] | No | No
MC202 | Charles Carter Building | A18 | Seminar Room |  | MC202-B01/D4 | Heating valve | EN.EN3 Energy Sensor | [6 empty] | D4 | 0 | [10 empty] | No | No
MC202 | Charles Carter Building |  |  |  | MC202-B01/D5 | Supply fan speed | EN.EN3 Energy Sensor | [6 empty] | D5 | 0 | [10 empty] | No | No
MC202 | Charles Carter Building | A18 | Seminar Room |  | MC202-B01/D5 | Supply fan speed | EN.EN3 Energy Sensor | [6 empty] | D5 | 0 | [10 empty] | No | No
MC202 | Charles Carter Building |  |  |  | MC202-B01/D6 | Extract fan speed | EN.EN3 Energy Sensor | [6 empty] | D6 | 0 | [10 empty] | No | No
MC202 | Charles Carter Building | A18 | Seminar Room |  | MC202-B01/D6 | Extract fan speed | EN.EN3 Energy Sensor | [6 empty] | D6 | 0 | [10 empty] | No | No
MC202 | Charles Carter Building |  |  |  | MC202-B01/e1 | 963 Supervisor | EN.EN3 Energy Sensor | [6 empty] | e1 | 0 | [10 empty] | No | No
MC202 | Charles Carter Building |  |  |  | MC202-B01/F1 | Function 1 | EN.EN3 Energy Sensor | [6 empty] | F1 | 0 | [10 empty] | No | No
MC202 | Charles Carter Building |  |  |  | MC202-B01/F10 | Function 10 | EN.EN3 Energy Sensor | [6 empty] | F10 | 0 | [10 empty] | No | No
MC202 | Charles Carter Building |  |  |  | MC202-B01/A14 | Outside air temperature | EN.EN3 Energy Sensor | [6 empty] | A14 | 0 | [10 empty] | No | No
MC202 | Charles Carter Building |  |  |  | MC202-B01/B1 | Frost from MCP | EN.EN3 Energy Sensor | [6 empty] | B1 | 0 | [10 empty] | No | No
MC202 | Charles Carter Building |  |  |  | MC202-B01/B2 | Remote signals | EN.EN3 Energy Sensor | [6 empty] | B2 | 0 | [10 empty] | No | No
MC202 | Charles Carter Building |  |  |  | MC202-B01/C1 | Virtual CNC 1 | EN.EN3 Energy Sensor | [6 empty] | C1 | 0 | [10 empty] | No | No
MC202 | Charles Carter Building |  |  |  | MC202-B01/D1 | Unit enable and fresh air damper | EN.EN3 Energy Sensor | [6 empty] | D1 | 0 | [10 empty] | No | No
MC202 | Charles Carter Building | A18 | Seminar Room |  | MC202-B01/D1 | Unit enable and fresh air damper | EN.EN3 Energy Sensor | [6 empty] | D1 | 0 | [10 empty] | No | No
MC202 | Charles Carter Building |  |  |  | MC202-B01/D2 | Bypass damper | EN.EN3 Energy Sensor | [6 empty] | D2 | 0 | [10 empty] | No | No
MC202 | Charles Carter Building | A18 | Seminar Room |  | MC202-B01/D2 | Bypass damper | EN.EN3 Energy Sensor | [6 empty] | D2 | 0 | [10 empty] | No | No
MC202 | Charles Carter Building |  |  |  | MC202-B01/~59 |  | EN.EN3 Energy Sensor | [6 empty] | ~59 | 0 | [10 empty] | No | No
MC202 | Charles Carter Building |  |  |  | MC202-B01/~6 |  | EN.EN3 Energy Sensor | [6 empty] | ~6 | 0 | [10 empty] | No | No
MC202 | Charles Carter Building |  |  |  | MC202-B01/~60 |  | EN.EN3 Energy Sensor | [6 empty] | ~60 | 0 | [10 empty] | No | No
MC202 | Charles Carter Building |  |  |  | MC202-B01/~7 |  | EN.EN3 Energy Sensor | [6 empty] | ~7 | 0 | [10 empty] | No | No
MC202 | Charles Carter Building |  |  |  | MC202-B01/~8 |  | EN.EN3 Energy Sensor | [6 empty] | ~8 | 0 | [10 empty] | No | No
MC202 | Charles Carter Building |  |  |  | MC202-B01/~9 |  | EN.EN3 Energy Sensor | [6 empty] | ~9 | 0 | [10 empty] | No | No
MC202 | Charles Carter Building |  |  |  | MC202-B01/~53 | Adjustments (night cool knobs) | EN.EN3 Energy Sensor | [6 empty] | ~53 | 0 | [10 empty] | No | No
MC202 | Charles Carter Building |  |  |  | MC202-B01/~54 |  | EN.EN3 Energy Sensor | [6 empty] | ~54 | 0 | [10 empty] | No | No
MC202 | Charles Carter Building |  |  |  | MC202-B01/~55 | Adjustments | EN.EN3 Energy Sensor | [6 empty] | ~55 | 0 | [10 empty] | No | No
MC202 | Charles Carter Building |  |  |  | MC202-B01/~56 | Knobs | EN.EN3 Energy Sensor | [6 empty] | ~56 | 0 | [10 empty] | No | No
MC202 | Charles Carter Building |  |  |  | MC202-B01/~57 | Switches | EN.EN3 Energy Sensor | [6 empty] | ~57 | 0 | [10 empty] | No | No
MC202 | Charles Carter Building |  |  |  | MC202-B01/~58 |  | EN.EN3 Energy Sensor | [6 empty] | ~58 | 0 | [10 empty] | No | No
MC202 | Charles Carter Building |  |  |  | MC202-B01/~48 |  | EN.EN3 Energy Sensor | [6 empty] | ~48 | 0 | [10 empty] | No | No
MC202 | Charles Carter Building |  |  |  | MC202-B01/~49 |  | EN.EN3 Energy Sensor | [6 empty] | ~49 | 0 | [10 empty] | No | No
MC202 | Charles Carter Building |  |  |  | MC202-B01/~5 |  | EN.EN3 Energy Sensor | [6 empty] | ~5 | 0 | [10 empty] | No | No
MC202 | Charles Carter Building |  |  |  | MC202-B01/~50 |  | EN.EN3 Energy Sensor | [6 empty] | ~50 | 0 | [10 empty] | No | No
MC202 | Charles Carter Building |  |  |  | MC202-B01/~51 |  | EN.EN3 Energy Sensor | [6 empty] | ~51 | 0 | [10 empty] | No | No
MC202 | Charles Carter Building |  |  |  | MC202-B01/~52 |  | EN.EN3 Energy Sensor | [6 empty] | ~52 | 0 | [10 empty] | No | No
MC202 | Charles Carter Building |  |  |  | MC202-B01/~42 |  | EN.EN3 Energy Sensor | [6 empty] | ~42 | 0 | [10 empty] | No | No
MC202 | Charles Carter Building |  |  |  | MC202-B01/~43 |  | EN.EN3 Energy Sensor | [6 empty] | ~43 | 0 | [10 empty] | No | No
MC202 | Charles Carter Building |  |  |  | MC202-B01/~44 |  | EN.EN3 Energy Sensor | [6 empty] | ~44 | 0 | [10 empty] | No | No
MC202 | Charles Carter Building |  |  |  | MC202-B01/~45 |  | EN.EN3 Energy Sensor | [6 empty] | ~45 | 0 | [10 empty] | No | No
MC202 | Charles Carter Building |  |  |  | MC202-B01/~46 | Adjustments (knobs) | EN.EN3 Energy Sensor | [6 empty] | ~46 | 0 | [10 empty] | No | No
MC202 | Charles Carter Building |  |  |  | MC202-B01/~47 | Adjustments (switches) | EN.EN3 Energy Sensor | [6 empty] | ~47 | 0 | [10 empty] | No | No
MC202 | Charles Carter Building |  |  |  | MC202-B01/~37 |  | EN.EN3 Energy Sensor | [6 empty] | ~37 | 0 | [10 empty] | No | No
MC202 | Charles Carter Building |  |  |  | MC202-B01/~38 |  | EN.EN3 Energy Sensor | [6 empty] | ~38 | 0 | [10 empty] | No | No
MC202 | Charles Carter Building |  |  |  | MC202-B01/~39 |  | EN.EN3 Energy Sensor | [6 empty] | ~39 | 0 | [10 empty] | No | No
MC202 | Charles Carter Building |  |  |  | MC202-B01/~4 |  | EN.EN3 Energy Sensor | [6 empty] | ~4 | 0 | [10 empty] | No | No
MC202 | Charles Carter Building |  |  |  | MC202-B01/~40 |  | EN.EN3 Energy Sensor | [6 empty] | ~40 | 0 | [10 empty] | No | No
MC202 | Charles Carter Building |  |  |  | MC202-B01/~41 |  | EN.EN3 Energy Sensor | [6 empty] | ~41 | 0 | [10 empty] | No | No
MC202 | Charles Carter Building |  |  |  | MC202-B01/~31 |  | EN.EN3 Energy Sensor | [6 empty] | ~31 | 0 | [10 empty] | No | No
MC202 | Charles Carter Building |  |  |  | MC202-B01/~32 |  | EN.EN3 Energy Sensor | [6 empty] | ~32 | 0 | [10 empty] | No | No
MC202 | Charles Carter Building |  |  |  | MC202-B01/~33 |  | EN.EN3 Energy Sensor | [6 empty] | ~33 | 0 | [10 empty] | No | No
MC202 | Charles Carter Building |  |  |  | MC202-B01/~34 |  | EN.EN3 Energy Sensor | [6 empty] | ~34 | 0 | [10 empty] | No | No
MC202 | Charles Carter Building |  |  |  | MC202-B01/~35 |  | EN.EN3 Energy Sensor | [6 empty] | ~35 | 0 | [10 empty] | No | No
MC202 | Charles Carter Building |  |  |  | MC202-B01/~36 |  | EN.EN3 Energy Sensor | [6 empty] | ~36 | 0 | [10 empty] | No | No
MC202 | Charles Carter Building |  |  |  | MC202-B01/~26 |  | EN.EN3 Energy Sensor | [6 empty] | ~26 | 0 | [10 empty] | No | No
MC202 | Charles Carter Building |  |  |  | MC202-B01/~27 |  | EN.EN3 Energy Sensor | [6 empty] | ~27 | 0 | [10 empty] | No | No
MC202 | Charles Carter Building |  |  |  | MC202-B01/~28 |  | EN.EN3 Energy Sensor | [6 empty] | ~28 | 0 | [10 empty] | No | No
MC202 | Charles Carter Building |  |  |  | MC202-B01/~29 |  | EN.EN3 Energy Sensor | [6 empty] | ~29 | 0 | [10 empty] | No | No
MC202 | Charles Carter Building |  |  |  | MC202-B01/~3 |  | EN.EN3 Energy Sensor | [6 empty] | ~3 | 0 | [10 empty] | No | No
MC202 | Charles Carter Building |  |  |  | MC202-B01/~30 |  | EN.EN3 Energy Sensor | [6 empty] | ~30 | 0 | [10 empty] | No | No
MC202 | Charles Carter Building |  |  |  | MC202-B01/~20 |  | EN.EN3 Energy Sensor | [6 empty] | ~20 | 0 | [10 empty] | No | No
MC202 | Charles Carter Building |  |  |  | MC202-B01/~21 |  | EN.EN3 Energy Sensor | [6 empty] | ~21 | 0 | [10 empty] | No | No
MC202 | Charles Carter Building |  |  |  | MC202-B01/~22 |  | EN.EN3 Energy Sensor | [6 empty] | ~22 | 0 | [10 empty] | No | No
MC202 | Charles Carter Building |  |  |  | MC202-B01/~23 |  | EN.EN3 Energy Sensor | [6 empty] | ~23 | 0 | [10 empty] | No | No
MC202 | Charles Carter Building |  |  |  | MC202-B01/~24 |  | EN.EN3 Energy Sensor | [6 empty] | ~24 | 0 | [10 empty] | No | No
MC202 | Charles Carter Building |  |  |  | MC202-B01/~25 |  | EN.EN3 Energy Sensor | [6 empty] | ~25 | 0 | [10 empty] | No | No
MC202 | Charles Carter Building |  |  |  | MC202-B01/~15 |  | EN.EN3 Energy Sensor | [6 empty] | ~15 | 0 | [10 empty] | No | No
MC202 | Charles Carter Building |  |  |  | MC202-B01/~16 |  | EN.EN3 Energy Sensor | [6 empty] | ~16 | 0 | [10 empty] | No | No
MC202 | Charles Carter Building |  |  |  | MC202-B01/~17 |  | EN.EN3 Energy Sensor | [6 empty] | ~17 | 0 | [10 empty] | No | No
MC202 | Charles Carter Building |  |  |  | MC202-B01/~18 |  | EN.EN3 Energy Sensor | [6 empty] | ~18 | 0 | [10 empty] | No | No
MC202 | Charles Carter Building |  |  |  | MC202-B01/~19 |  | EN.EN3 Energy Sensor | [6 empty] | ~19 | 0 | [10 empty] | No | No
MC202 | Charles Carter Building |  |  |  | MC202-B01/~2 |  | EN.EN3 Energy Sensor | [6 empty] | ~2 | 0 | [10 empty] | No | No
MC141 | County Field | A0 | County Field - Entire Site |  | MC141-L01 | Data logger: County Town Houses | EN.EN1 Data Logger |  |  |  |  | Multilog G2 | Enercom | 0501983CDA00 | 0 |  |  | 10.23.12.25 |  | 00-50-C2-2C-3D-A4
MC141 | County Field |  |  |  | MC141-L01/M001 | County Town Houses | EN.EN2 Energy Meter | [6 empty] | 1 | 0 | [10 empty] | No | No
MC141 | County Field |  |  |  | MC141-L01/M002 | County Town Houses | EN.EN2 Energy Meter | [6 empty] | 2 | 0 | [10 empty] | No | No
MC141 | County Field |  |  |  | MC141-L01/M003 | County Town Houses | EN.EN2 Energy Meter | [6 empty] | 3 | 0 | [10 empty] | No | No
MC033 | County John Creed | A0 | Whole Building |  | MC033-L02 | Data logger: County John Creed | EN.EN1 Data Logger |  |  |  |  | Multilog G2 | Enercom | 050157BEEE00 | 0
MC033 | County John Creed | A0 | Whole Building |  | MC033-L01 | Data logger: County John Creed | EN.EN1 Data Logger |  |  |  |  | Multilog G2 | Enercom | 050157B6DA00 | 0 |  |  | 10.23.12.11 |  | 00-50-C2-2C-3E-FC
MC033 | County John Creed |  |  |  | MC033-L03 | Data logger: John Creed | EN.EN1 Data Logger |  |  |  |  | Multilog G2 | Enercom | 050157C4A800 | 0
MC033 | County John Creed |  |  |  | MC033-B01 | BMS Controller: County John Creed | EN.EN4 BMS Controller |  |  |  |  | IQ3xcite96 | Trend | 7B8B2B33-1180-4EE3-9AE5-6693ED1371F8 | 0
MC033 | County John Creed |  |  |  | MC033-L02/M001 | John Creed | EN.EN2 Energy Meter | [6 empty] | 1 | 0 | [10 empty] | No | No
MC033 | County John Creed |  |  |  | MC033-L02/M002 | John Creed Immersion heater | EN.EN2 Energy Meter | [6 empty] | 2 | 0 | [10 empty] | No | No
MC033 | County John Creed |  |  |  | MC033-L02/M004 | John Creed | EN.EN2 Energy Meter | [6 empty] | 4 | 0 | [10 empty] | No | No
MC033 | County John Creed |  |  |  | MC033-L01/M001 | John Creed Fairsnape | EN.EN2 Energy Meter | [6 empty] | 1 | 0 | [10 empty] | No | No
MC033 | County John Creed |  |  |  | MC033-L01/M002 | John Creed Fairsnape | EN.EN2 Energy Meter | [6 empty] | 2 | 0 | [10 empty] | No | No
MC033 | County John Creed |  |  |  | MC033-L03/M002 | John Creed Hawthornthwaite | EN.EN2 Energy Meter | [6 empty] | 2 | 0 | [10 empty] | No | No
MC033 | County John Creed |  |  |  | MC033-B01/B1 | Digital Byte 1 | EN.EN3 Energy Sensor | [6 empty] | B1 | 0 | [10 empty] | No | No
MC033 | County John Creed |  |  |  | MC033-B01/C1 | Virtual CNC 1 | EN.EN3 Energy Sensor | [6 empty] | C1 | 0 | [10 empty] | No | No
MC033 | County John Creed |  |  |  | MC033-B01/D1 | Heating Pump Enable | EN.EN3 Energy Sensor | [6 empty] | D1 | 0 | [10 empty] | No | No
MC033 | County John Creed |  |  |  | MC033-B01/D2 | Hws Sec Pump | EN.EN3 Energy Sensor | [6 empty] | D2 | 0 | [10 empty] | No | No
MC033 | County John Creed |  |  |  | MC033-B01/D3 | Hws Destrat Pump No1 | EN.EN3 Energy Sensor | [6 empty] | D3 | 0 | [10 empty] | No | No
MC033 | County John Creed |  |  |  | MC033-B01/D4 | Hws Destrat Pump No1 | EN.EN3 Energy Sensor | [6 empty] | D4 | 0 | [10 empty] | No | No
MC033 | County John Creed |  |  |  | MC033-B01/Y7 | Fan Control V | EN.EN3 Energy Sensor | [6 empty] | Y7 | 0 | [10 empty] | No | No
MC033 | County John Creed |  |  |  | MC033-B01/Y8 | Pressure I 10bar | EN.EN3 Energy Sensor | [6 empty] | Y8 | 0 | [10 empty] | No | No
MC033 | County John Creed |  |  |  | MC033-B01/Z1 | HEATING ZONE 1 | EN.EN3 Energy Sensor | [6 empty] | Z1 | 0 | [10 empty] | No | No
MC033 | County John Creed |  |  |  | MC033-B01/Z2 | Dhw Enable | EN.EN3 Energy Sensor | [6 empty] | Z2 | 0 | [10 empty] | No | No
MC033 | County John Creed |  |  |  | MC033-B01/Z3 | Dhw Anti Legionella | EN.EN3 Energy Sensor | [6 empty] | Z3 | 0 | [10 empty] | No | No
MC033 | County John Creed |  |  |  | MC033-B01/Y1 | Thermistor TBTI | EN.EN3 Energy Sensor | [6 empty] | Y1 | 0 | [10 empty] | No | No
MC033 | County John Creed |  |  |  | MC033-B01/Y2 | Room temperature | EN.EN3 Energy Sensor | [6 empty] | Y2 | 0 | [10 empty] | No | No
MC033 | County John Creed |  |  |  | MC033-B01/Y3 | 4DIX V | EN.EN3 Energy Sensor | [6 empty] | Y3 | 0 | [10 empty] | No | No
MC033 | County John Creed |  |  |  | MC033-B01/Y4 | Current 4-20ma | EN.EN3 Energy Sensor | [6 empty] | Y4 | 0 | [10 empty] | No | No
MC033 | County John Creed |  |  |  | MC033-B01/Y5 | Feedback V 0+10 | EN.EN3 Energy Sensor | [6 empty] | Y5 | 0 | [10 empty] | No | No
MC033 | County John Creed |  |  |  | MC033-B01/Y6 | Feedback V +10-0 | EN.EN3 Energy Sensor | [6 empty] | Y6 | 0 | [10 empty] | No | No
MC033 | County John Creed |  |  |  | MC033-B01/U2 | bts | EN.EN3 Energy Sensor | [6 empty] | U2 | 0 | [10 empty] | No | No
MC033 | County John Creed |  |  |  | MC033-B01/V1 |  | EN.EN3 Energy Sensor | [6 empty] | V1 | 0 | [10 empty] | No | No
MC033 | County John Creed |  |  |  | MC033-B01/W1 | Summ Winter Sw. Win=0 | EN.EN3 Energy Sensor | [6 empty] | W1 | 0 | [10 empty] | No | No
MC033 | County John Creed |  |  |  | MC033-B01/W3 | Immersion Hrs Run Reset | EN.EN3 Energy Sensor | [6 empty] | W3 | 0 | [10 empty] | No | No
MC033 | County John Creed |  |  |  | MC033-B01/W30 | Triad switch | EN.EN3 Energy Sensor | [6 empty] | W30 | 0 | [10 empty] | No | No
MC033 | County John Creed |  |  |  | MC033-B01/W32 | HWS Htrs OE_ENA | EN.EN3 Energy Sensor | [6 empty] | W32 | 0 | [10 empty] | No | No
MC033 | County John Creed |  |  |  | MC033-B01/S5 | Top Floor Space Temp | EN.EN3 Energy Sensor | [6 empty] | S5 | 0 | [10 empty] | No | No
MC033 | County John Creed |  |  |  | MC033-B01/S6 | Ground Floor Temp | EN.EN3 Energy Sensor | [6 empty] | S6 | 0 | [10 empty] | No | No
MC033 | County John Creed |  |  |  | MC033-B01/S7 | 4Dix No2 | EN.EN3 Energy Sensor | [6 empty] | S7 | 0 | [10 empty] | No | No
MC033 | County John Creed |  |  |  | MC033-B01/S8 | 4Dix No3 | EN.EN3 Energy Sensor | [6 empty] | S8 | 0 | [10 empty] | No | No
MC033 | County John Creed |  |  |  | MC033-B01/S9 | D DIX No1 | EN.EN3 Energy Sensor | [6 empty] | S9 | 0 | [10 empty] | No | No
MC033 | County John Creed |  |  |  | MC033-B01/U1 | Trevor | EN.EN3 Energy Sensor | [6 empty] | U1 | 0 | [10 empty] | No | No
MC033 | County John Creed |  |  |  | MC033-B01/S30 | HR Cal Flow meter MTHW Ltrs Mi | EN.EN3 Energy Sensor | [6 empty] | S30 | 0 | [10 empty] | No | No
MC033 | County John Creed |  |  |  | MC033-B01/S31 | Building kwh | EN.EN3 Energy Sensor | [6 empty] | S31 | 0 | [10 empty] | No | No
MC033 | County John Creed |  |  |  | MC033-B01/S32 | Temperature difference | EN.EN3 Energy Sensor | [6 empty] | S32 | 0 | [10 empty] | No | No
MC033 | County John Creed |  |  |  | MC033-B01/S33 | Heating pump 1 speed | EN.EN3 Energy Sensor | [6 empty] | S33 | 0 | [10 empty] | No | No
MC033 | County John Creed |  |  |  | MC033-B01/S34 | MTHW Return BAR | EN.EN3 Energy Sensor | [6 empty] | S34 | 0 | [10 empty] | No | No
MC033 | County John Creed |  |  |  | MC033-B01/S4 | Hws Return Temp | EN.EN3 Energy Sensor | [6 empty] | S4 | 0 | [10 empty] | No | No
MC033 | County John Creed |  |  |  | MC033-B01/S25 | Daily HWS usage | EN.EN3 Energy Sensor | [6 empty] | S25 | 0 | [10 empty] | No | No
MC033 | County John Creed |  |  |  | MC033-B01/S26 | Monthly HWS usage | EN.EN3 Energy Sensor | [6 empty] | S26 | 0 | [10 empty] | No | No
MC033 | County John Creed |  |  |  | MC033-B01/S27 | Inverter speed P2 | EN.EN3 Energy Sensor | [6 empty] | S27 | 0 | [10 empty] | No | No
MC033 | County John Creed |  |  |  | MC033-B01/S28 | Inverter speed P1 | EN.EN3 Energy Sensor | [6 empty] | S28 | 0 | [10 empty] | No | No
MC033 | County John Creed |  |  |  | MC033-B01/S29 | Heating pump 1 speed | EN.EN3 Energy Sensor | [6 empty] | S29 | 0 | [10 empty] | No | No
MC033 | County John Creed |  |  |  | MC033-B01/S3 | Hot water service flow temperature | EN.EN3 Energy Sensor | [6 empty] | S3 | 0 | [10 empty] | No | No
MC033 | County John Creed |  |  |  | MC033-B01/S2 | Heating Return Temp | EN.EN3 Energy Sensor | [6 empty] | S2 | 0 | [10 empty] | No | No
MC033 | County John Creed |  |  |  | MC033-B01/S20 | Medium temperature hot water flow temperature | EN.EN3 Energy Sensor | [6 empty] | S20 | 0 | [10 empty] | No | No
MC033 | County John Creed |  |  |  | MC033-B01/S21 | Medium temperature hot water return temperature | EN.EN3 Energy Sensor | [6 empty] | S21 | 0 | [10 empty] | No | No
MC033 | County John Creed |  |  |  | MC033-B01/S22 | HWS Htrs OE Ovrd Off | EN.EN3 Energy Sensor | [6 empty] | S22 | 0 | [10 empty] | No | No
MC033 | County John Creed |  |  |  | MC033-B01/S23 | MTHW FLOW PSI | EN.EN3 Energy Sensor | [6 empty] | S23 | 0 | [10 empty] | No | No
MC033 | County John Creed |  |  |  | MC033-B01/S24 | MTHW Return PSI | EN.EN3 Energy Sensor | [6 empty] | S24 | 0 | [10 empty] | No | No
MC033 | County John Creed |  |  |  | MC033-B01/S14 | hrs Run immersion 2 | EN.EN3 Energy Sensor | [6 empty] | S14 | 0 | [10 empty] | No | No
MC033 | County John Creed |  |  |  | MC033-B01/S15 | Immersion heater hours run | EN.EN3 Energy Sensor | [6 empty] | S15 | 0 | [10 empty] | No | No
MC033 | County John Creed |  |  |  | MC033-B01/S16 | Immersion heater hoursr run total | EN.EN3 Energy Sensor | [6 empty] | S16 | 0 | [10 empty] | No | No
MC033 | County John Creed |  |  |  | MC033-B01/S17 | Eco Active | EN.EN3 Energy Sensor | [6 empty] | S17 | 0 | [10 empty] | No | No
MC033 | County John Creed |  |  |  | MC033-B01/S18 | HWS Htrs OE_REC | EN.EN3 Energy Sensor | [6 empty] | S18 | 0 | [10 empty] | No | No
MC033 | County John Creed |  |  |  | MC033-B01/S19 | MTHW RAW FLOW 4-20ma | EN.EN3 Energy Sensor | [6 empty] | S19 | 0 | [10 empty] | No | No
MC033 | County John Creed |  |  |  | MC033-B01/P9 | hrs Run immersion 2 | EN.EN3 Energy Sensor | [6 empty] | P9 | 0 | [10 empty] | No | No
MC033 | County John Creed |  |  |  | MC033-B01/Q1 | Sequence Table 1 | EN.EN3 Energy Sensor | [6 empty] | Q1 | 0 | [10 empty] | No | No
MC033 | County John Creed |  |  |  | MC033-B01/S1 | Heating Flow Temp | EN.EN3 Energy Sensor | [6 empty] | S1 | 0 | [10 empty] | No | No
MC033 | County John Creed |  |  |  | MC033-B01/S10 | Outside air temperature | EN.EN3 Energy Sensor | [6 empty] | S10 | 0 | [10 empty] | No | No
MC033 | County John Creed |  |  |  | MC033-B01/S11 | MTHW Flow BAR | EN.EN3 Energy Sensor | [6 empty] | S11 | 0 | [10 empty] | No | No
MC033 | County John Creed |  |  |  | MC033-B01/S12 | Hrs Run immersion 1 | EN.EN3 Energy Sensor | [6 empty] | S12 | 0 | [10 empty] | No | No
MC033 | County John Creed |  |  |  | MC033-B01/P33 | HR Cal Flow meter MTHW Ltrs Mi | EN.EN3 Energy Sensor | [6 empty] | P33 | 0 | [10 empty] | No | No
MC033 | County John Creed |  |  |  | MC033-B01/P4 | Hws Return Temp | EN.EN3 Energy Sensor | [6 empty] | P4 | 0 | [10 empty] | No | No
MC033 | County John Creed |  |  |  | MC033-B01/P5 | Top Floor Space Temp | EN.EN3 Energy Sensor | [6 empty] | P5 | 0 | [10 empty] | No | No
MC033 | County John Creed |  |  |  | MC033-B01/P6 | Ground Floor Temp | EN.EN3 Energy Sensor | [6 empty] | P6 | 0 | [10 empty] | No | No
MC033 | County John Creed |  |  |  | MC033-B01/P7 | Outside air temperature | EN.EN3 Energy Sensor | [6 empty] | P7 | 0 | [10 empty] | No | No
MC033 | County John Creed |  |  |  | MC033-B01/P8 | Hrs Run immersion 1 | EN.EN3 Energy Sensor | [6 empty] | P8 | 0 | [10 empty] | No | No
MC033 | County John Creed |  |  |  | MC033-B01/P28 | Temperature difference | EN.EN3 Energy Sensor | [6 empty] | P28 | 0 | [10 empty] | No | No
MC033 | County John Creed |  |  |  | MC033-B01/P29 | Inverter speed | EN.EN3 Energy Sensor | [6 empty] | P29 | 0 | [10 empty] | No | No
MC033 | County John Creed |  |  |  | MC033-B01/P3 | Hot water service flow temperature | EN.EN3 Energy Sensor | [6 empty] | P3 | 0 | [10 empty] | No | No
MC033 | County John Creed |  |  |  | MC033-B01/P30 | Inverter speed | EN.EN3 Energy Sensor | [6 empty] | P30 | 0 | [10 empty] | No | No
MC033 | County John Creed |  |  |  | MC033-B01/P31 | Sensor 20 | EN.EN3 Energy Sensor | [6 empty] | P31 | 0 | [10 empty] | No | No
MC033 | County John Creed |  |  |  | MC033-B01/P32 | HR Cal Flow meter MTHW Ltrs Mi | EN.EN3 Energy Sensor | [6 empty] | P32 | 0 | [10 empty] | No | No
MC033 | County John Creed |  |  |  | MC033-B01/P22 | Daily HWS usage | EN.EN3 Energy Sensor | [6 empty] | P22 | 0 | [10 empty] | No | No
MC033 | County John Creed |  |  |  | MC033-B01/P23 | Monthly HWS usage | EN.EN3 Energy Sensor | [6 empty] | P23 | 0 | [10 empty] | No | No
MC033 | County John Creed |  |  |  | MC033-B01/P24 | Medium temperature hot water return temperature | EN.EN3 Energy Sensor | [6 empty] | P24 | 0 | [10 empty] | No | No
MC033 | County John Creed |  |  |  | MC033-B01/P25 | MTHW RAW FLOW 4-20ma | EN.EN3 Energy Sensor | [6 empty] | P25 | 0 | [10 empty] | No | No
MC033 | County John Creed |  |  |  | MC033-B01/P26 | HR Cal Flow meter MTHW Ltrs Mi | EN.EN3 Energy Sensor | [6 empty] | P26 | 0 | [10 empty] | No | No
MC033 | County John Creed |  |  |  | MC033-B01/P27 | Building kwh | EN.EN3 Energy Sensor | [6 empty] | P27 | 0 | [10 empty] | No | No
MC033 | County John Creed |  |  |  | MC033-B01/P17 | HWS Htrs OE Ovrd Off | EN.EN3 Energy Sensor | [6 empty] | P17 | 0 | [10 empty] | No | No
MC033 | County John Creed |  |  |  | MC033-B01/P18 | HR Cal Flow meter MTHW Ltrs Mi | EN.EN3 Energy Sensor | [6 empty] | P18 | 0 | [10 empty] | No | No
MC033 | County John Creed |  |  |  | MC033-B01/P19 | Pressure sensor 1 | EN.EN3 Energy Sensor | [6 empty] | P19 | 0 | [10 empty] | No | No
MC033 | County John Creed |  |  |  | MC033-B01/P2 | Heating Return Temp | EN.EN3 Energy Sensor | [6 empty] | P2 | 0 | [10 empty] | No | No
MC033 | County John Creed |  |  |  | MC033-B01/P20 | MTHW Return BAR | EN.EN3 Energy Sensor | [6 empty] | P20 | 0 | [10 empty] | No | No
MC033 | County John Creed |  |  |  | MC033-B01/P21 | HR Cal Flow meter MTHW Ltrs Mi | EN.EN3 Energy Sensor | [6 empty] | P21 | 0 | [10 empty] | No | No
MC033 | County John Creed |  |  |  | MC033-B01/P11 | Immersion heater hoursr run total | EN.EN3 Energy Sensor | [6 empty] | P11 | 0 | [10 empty] | No | No
MC033 | County John Creed |  |  |  | MC033-B01/P12 | Eco Active | EN.EN3 Energy Sensor | [6 empty] | P12 | 0 | [10 empty] | No | No
MC033 | County John Creed |  |  |  | MC033-B01/P13 | MTHW Flow | EN.EN3 Energy Sensor | [6 empty] | P13 | 0 | [10 empty] | No | No
MC033 | County John Creed |  |  |  | MC033-B01/P14 | Medium temperature hot water return temperature | EN.EN3 Energy Sensor | [6 empty] | P14 | 0 | [10 empty] | No | No
MC033 | County John Creed |  |  |  | MC033-B01/P15 | MTHW Flow raw 4-20ma | EN.EN3 Energy Sensor | [6 empty] | P15 | 0 | [10 empty] | No | No
MC033 | County John Creed |  |  |  | MC033-B01/P16 | HWS Htrs OE Ovrd On | EN.EN3 Energy Sensor | [6 empty] | P16 | 0 | [10 empty] | No | No
MC033 | County John Creed |  |  |  | MC033-B01/K8 | Hot water service setpoint | EN.EN3 Energy Sensor | [6 empty] | K8 | 0 | [10 empty] | No | No
MC033 | County John Creed |  |  |  | MC033-B01/K9 | Hws Antilegionella SP | EN.EN3 Energy Sensor | [6 empty] | K9 | 0 | [10 empty] | No | No
MC033 | County John Creed |  |  |  | MC033-B01/n1 | TREND_04_61_D8 | EN.EN3 Energy Sensor | [6 empty] | n1 | 0 | [10 empty] | No | No
MC033 | County John Creed |  |  |  | MC033-B01/O1 | Optimum Start Stop 1 | EN.EN3 Energy Sensor | [6 empty] | O1 | 0 | [10 empty] | No | No
MC033 | County John Creed |  |  |  | MC033-B01/P1 | Heating Flow Temp | EN.EN3 Energy Sensor | [6 empty] | P1 | 0 | [10 empty] | No | No
MC033 | County John Creed |  |  |  | MC033-B01/P10 | Immersion heater hours run | EN.EN3 Energy Sensor | [6 empty] | P10 | 0 | [10 empty] | No | No
MC033 | County John Creed |  |  |  | MC033-B01/K2 | 1st stage frost protection | EN.EN3 Energy Sensor | [6 empty] | K2 | 0 | [10 empty] | No | No
MC033 | County John Creed |  |  |  | MC033-B01/K3 | 2nd stage frost protection | EN.EN3 Energy Sensor | [6 empty] | K3 | 0 | [10 empty] | No | No
MC033 | County John Creed |  |  |  | MC033-B01/K4 | Eco Off OAT | EN.EN3 Energy Sensor | [6 empty] | K4 | 0 | [10 empty] | No | No
MC033 | County John Creed |  |  |  | MC033-B01/K5 | Pump Overrun | EN.EN3 Energy Sensor | [6 empty] | K5 | 0 | [10 empty] | No | No
MC033 | County John Creed |  |  |  | MC033-B01/K6 | Space low limit | EN.EN3 Energy Sensor | [6 empty] | K6 | 0 | [10 empty] | No | No
MC033 | County John Creed |  |  |  | MC033-B01/K7 | Occupancy SP | EN.EN3 Energy Sensor | [6 empty] | K7 | 0 | [10 empty] | No | No
MC033 | County John Creed |  |  |  | MC033-B01/K11 | Immersion Delay On | EN.EN3 Energy Sensor | [6 empty] | K11 | 0 | [10 empty] | No | No
MC033 | County John Creed |  |  |  | MC033-B01/K12 | Hrs Run immersion | EN.EN3 Energy Sensor | [6 empty] | K12 | 0 | [10 empty] | No | No
MC033 | County John Creed |  |  |  | MC033-B01/K13 | Boiler fail alarm timer | EN.EN3 Energy Sensor | [6 empty] | K13 | 0 | [10 empty] | No | No
MC033 | County John Creed |  |  |  | MC033-B01/K14 | Boiler fail alarm limit | EN.EN3 Energy Sensor | [6 empty] | K14 | 0 | [10 empty] | No | No
MC033 | County John Creed |  |  |  | MC033-B01/K15 | Boiler fail alarm timer | EN.EN3 Energy Sensor | [6 empty] | K15 | 0 | [10 empty] | No | No
MC033 | County John Creed |  |  |  | MC033-B01/K16 | Immersions allow sp | EN.EN3 Energy Sensor | [6 empty] | K16 | 0 | [10 empty] | No | No
MC033 | County John Creed |  |  |  | MC033-B01/I6 | Hws Destrat Pump No1 Status | EN.EN3 Energy Sensor | [6 empty] | I6 | 0 | [10 empty] | No | No
MC033 | County John Creed |  |  |  | MC033-B01/I7 | Hws Destrat Pump No2 Status | EN.EN3 Energy Sensor | [6 empty] | I7 | 0 | [10 empty] | No | No
MC033 | County John Creed |  |  |  | MC033-B01/I8 | Immersion Heater No1 Status | EN.EN3 Energy Sensor | [6 empty] | I8 | 0 | [10 empty] | No | No
MC033 | County John Creed |  |  |  | MC033-B01/I9 | Immersion Heater No2 Status | EN.EN3 Energy Sensor | [6 empty] | I9 | 0 | [10 empty] | No | No
MC033 | County John Creed |  |  |  | MC033-B01/K1 | Boiler fail alarm limit | EN.EN3 Energy Sensor | [6 empty] | K1 | 0 | [10 empty] | No | No
MC033 | County John Creed |  |  |  | MC033-B01/K10 | legionella alarm delay | EN.EN3 Energy Sensor | [6 empty] | K10 | 0 | [10 empty] | No | No
MC033 | County John Creed |  |  |  | MC033-B01/I17 | Digital Input 17 | EN.EN3 Energy Sensor | [6 empty] | I17 | 0 | [10 empty] | No | No
MC033 | County John Creed |  |  |  | MC033-B01/I18 | Digital Input 18 | EN.EN3 Energy Sensor | [6 empty] | I18 | 0 | [10 empty] | No | No
MC033 | County John Creed |  |  |  | MC033-B01/I2 | Duty Heating Pump | EN.EN3 Energy Sensor | [6 empty] | I2 | 0 | [10 empty] | No | No
MC033 | County John Creed |  |  |  | MC033-B01/I3 | Heating Pump No1 Status | EN.EN3 Energy Sensor | [6 empty] | I3 | 0 | [10 empty] | No | No
MC033 | County John Creed |  |  |  | MC033-B01/I4 | Heating Pump No2 Status | EN.EN3 Energy Sensor | [6 empty] | I4 | 0 | [10 empty] | No | No
MC033 | County John Creed |  |  |  | MC033-B01/I5 | Hws Secondary Pump Status | EN.EN3 Energy Sensor | [6 empty] | I5 | 0 | [10 empty] | No | No
MC033 | County John Creed |  |  |  | MC033-B01/I11 | Anti Legionella Fail | EN.EN3 Energy Sensor | [6 empty] | I11 | 0 | [10 empty] | No | No
MC033 | County John Creed |  |  |  | MC033-B01/I12 | Creed Hotwater failed | EN.EN3 Energy Sensor | [6 empty] | I12 | 0 | [10 empty] | No | No
MC033 | County John Creed |  |  |  | MC033-B01/I13 | Creed heating Failed | EN.EN3 Energy Sensor | [6 empty] | I13 | 0 | [10 empty] | No | No
MC033 | County John Creed |  |  |  | MC033-B01/I14 | HWS out meter pulse | EN.EN3 Energy Sensor | [6 empty] | I14 | 0 | [10 empty] | No | No
MC033 | County John Creed |  |  |  | MC033-B01/I15 | Heating Pump 1 fault | EN.EN3 Energy Sensor | [6 empty] | I15 | 0 | [10 empty] | No | No
MC033 | County John Creed |  |  |  | MC033-B01/I16 | Heating Pump 2 fault | EN.EN3 Energy Sensor | [6 empty] | I16 | 0 | [10 empty] | No | No
MC033 | County John Creed |  |  |  | MC033-B01/G7 | Logic 7 | EN.EN3 Energy Sensor | [6 empty] | G7 | 0 | [10 empty] | No | No
MC033 | County John Creed |  |  |  | MC033-B01/G8 | Logic 8 | EN.EN3 Energy Sensor | [6 empty] | G8 | 0 | [10 empty] | No | No
MC033 | County John Creed |  |  |  | MC033-B01/G9 | Logic 9 | EN.EN3 Energy Sensor | [6 empty] | G9 | 0 | [10 empty] | No | No
MC033 | County John Creed |  |  |  | MC033-B01/i1 | Water Booster Alarm | EN.EN3 Energy Sensor | [6 empty] | i1 | 0 | [10 empty] | No | No
MC033 | County John Creed |  |  |  | MC033-B01/I10 | Pressure Ok | EN.EN3 Energy Sensor | [6 empty] | I10 | 0 | [10 empty] | No | No
MC033 | County John Creed |  |  |  | MC033-B01/G56 | Logic 56 | EN.EN3 Energy Sensor | [6 empty] | G56 | 0 | [10 empty] | No | No
MC033 | County John Creed |  |  |  | MC033-B01/G57 | Logic 57 | EN.EN3 Energy Sensor | [6 empty] | G57 | 0 | [10 empty] | No | No
MC033 | County John Creed |  |  |  | MC033-B01/G58 | Logic 58 | EN.EN3 Energy Sensor | [6 empty] | G58 | 0 | [10 empty] | No | No
MC033 | County John Creed |  |  |  | MC033-B01/G59 | Logic 59 | EN.EN3 Energy Sensor | [6 empty] | G59 | 0 | [10 empty] | No | No
MC033 | County John Creed |  |  |  | MC033-B01/G6 | Logic 6 | EN.EN3 Energy Sensor | [6 empty] | G6 | 0 | [10 empty] | No | No
MC033 | County John Creed |  |  |  | MC033-B01/G60 | Immersions allow | EN.EN3 Energy Sensor | [6 empty] | G60 | 0 | [10 empty] | No | No
MC033 | County John Creed |  |  |  | MC033-B01/G50 | HWS Htrs OE_SAFE | EN.EN3 Energy Sensor | [6 empty] | G50 | 0 | [10 empty] | No | No
MC033 | County John Creed |  |  |  | MC033-B01/G51 | Total Hours | EN.EN3 Energy Sensor | [6 empty] | G51 | 0 | [10 empty] | No | No
MC033 | County John Creed |  |  |  | MC033-B01/G52 | Logic 52 | EN.EN3 Energy Sensor | [6 empty] | G52 | 0 | [10 empty] | No | No
MC033 | County John Creed |  |  |  | MC033-B01/G53 | Logic 53 | EN.EN3 Energy Sensor | [6 empty] | G53 | 0 | [10 empty] | No | No
MC033 | County John Creed |  |  |  | MC033-B01/G54 | Logic 54 | EN.EN3 Energy Sensor | [6 empty] | G54 | 0 | [10 empty] | No | No
MC033 | County John Creed |  |  |  | MC033-B01/G55 | Logic 55 | EN.EN3 Energy Sensor | [6 empty] | G55 | 0 | [10 empty] | No | No
MC033 | County John Creed |  |  |  | MC033-B01/G45 | HWS Htrs enabled | EN.EN3 Energy Sensor | [6 empty] | G45 | 0 | [10 empty] | No | No
MC033 | County John Creed |  |  |  | MC033-B01/G46 | Logic 46 | EN.EN3 Energy Sensor | [6 empty] | G46 | 0 | [10 empty] | No | No
MC033 | County John Creed |  |  |  | MC033-B01/G47 | Logic 47 | EN.EN3 Energy Sensor | [6 empty] | G47 | 0 | [10 empty] | No | No
MC033 | County John Creed |  |  |  | MC033-B01/G48 | HWS Htrs OE Rec | EN.EN3 Energy Sensor | [6 empty] | G48 | 0 | [10 empty] | No | No
MC033 | County John Creed |  |  |  | MC033-B01/G49 | Logic 49 | EN.EN3 Energy Sensor | [6 empty] | G49 | 0 | [10 empty] | No | No
MC033 | County John Creed |  |  |  | MC033-B01/G5 | Logic 5 | EN.EN3 Energy Sensor | [6 empty] | G5 | 0 | [10 empty] | No | No
MC033 | County John Creed |  |  |  | MC033-B01/G4 | Logic 4 | EN.EN3 Energy Sensor | [6 empty] | G4 | 0 | [10 empty] | No | No
MC033 | County John Creed |  |  |  | MC033-B01/G40 | Logic 40 | EN.EN3 Energy Sensor | [6 empty] | G40 | 0 | [10 empty] | No | No
MC033 | County John Creed |  |  |  | MC033-B01/G41 | Logic 41 | EN.EN3 Energy Sensor | [6 empty] | G41 | 0 | [10 empty] | No | No
MC033 | County John Creed |  |  |  | MC033-B01/G42 | Logic 42 | EN.EN3 Energy Sensor | [6 empty] | G42 | 0 | [10 empty] | No | No
MC033 | County John Creed |  |  |  | MC033-B01/G43 | Logic 43 | EN.EN3 Energy Sensor | [6 empty] | G43 | 0 | [10 empty] | No | No
MC033 | County John Creed |  |  |  | MC033-B01/G44 | Logic 44 | EN.EN3 Energy Sensor | [6 empty] | G44 | 0 | [10 empty] | No | No
MC033 | County John Creed |  |  |  | MC033-B01/G34 | Logic 34 | EN.EN3 Energy Sensor | [6 empty] | G34 | 0 | [10 empty] | No | No
MC033 | County John Creed |  |  |  | MC033-B01/G35 | Logic 35 | EN.EN3 Energy Sensor | [6 empty] | G35 | 0 | [10 empty] | No | No
MC033 | County John Creed |  |  |  | MC033-B01/G36 | Logic 36 | EN.EN3 Energy Sensor | [6 empty] | G36 | 0 | [10 empty] | No | No
MC033 | County John Creed |  |  |  | MC033-B01/G37 | Logic 37 | EN.EN3 Energy Sensor | [6 empty] | G37 | 0 | [10 empty] | No | No
MC033 | County John Creed |  |  |  | MC033-B01/G38 | Logic 38 | EN.EN3 Energy Sensor | [6 empty] | G38 | 0 | [10 empty] | No | No
MC033 | County John Creed |  |  |  | MC033-B01/G39 | Logic 39 | EN.EN3 Energy Sensor | [6 empty] | G39 | 0 | [10 empty] | No | No
MC033 | County John Creed |  |  |  | MC033-B01/G29 | Logic 29 | EN.EN3 Energy Sensor | [6 empty] | G29 | 0 | [10 empty] | No | No
MC033 | County John Creed |  |  |  | MC033-B01/G3 | Logic 3 | EN.EN3 Energy Sensor | [6 empty] | G3 | 0 | [10 empty] | No | No
MC033 | County John Creed |  |  |  | MC033-B01/G30 | Logic 30 | EN.EN3 Energy Sensor | [6 empty] | G30 | 0 | [10 empty] | No | No
MC033 | County John Creed |  |  |  | MC033-B01/G31 | Logic 31 | EN.EN3 Energy Sensor | [6 empty] | G31 | 0 | [10 empty] | No | No
MC033 | County John Creed |  |  |  | MC033-B01/G32 | Logic 32 | EN.EN3 Energy Sensor | [6 empty] | G32 | 0 | [10 empty] | No | No
MC033 | County John Creed |  |  |  | MC033-B01/G33 | Logic 33 | EN.EN3 Energy Sensor | [6 empty] | G33 | 0 | [10 empty] | No | No
MC033 | County John Creed |  |  |  | MC033-B01/G23 | Logic 23 | EN.EN3 Energy Sensor | [6 empty] | G23 | 0 | [10 empty] | No | No
MC033 | County John Creed |  |  |  | MC033-B01/G24 | Logic 24 | EN.EN3 Energy Sensor | [6 empty] | G24 | 0 | [10 empty] | No | No
MC033 | County John Creed |  |  |  | MC033-B01/G25 | Delay Timer | EN.EN3 Energy Sensor | [6 empty] | G25 | 0 | [10 empty] | No | No
MC033 | County John Creed |  |  |  | MC033-B01/G26 | Logic 26 | EN.EN3 Energy Sensor | [6 empty] | G26 | 0 | [10 empty] | No | No
MC033 | County John Creed |  |  |  | MC033-B01/G27 | Logic 27 | EN.EN3 Energy Sensor | [6 empty] | G27 | 0 | [10 empty] | No | No
MC033 | County John Creed |  |  |  | MC033-B01/G28 | Logic 28 | EN.EN3 Energy Sensor | [6 empty] | G28 | 0 | [10 empty] | No | No
MC033 | County John Creed |  |  |  | MC033-B01/G18 | Logic 18 | EN.EN3 Energy Sensor | [6 empty] | G18 | 0 | [10 empty] | No | No
MC033 | County John Creed |  |  |  | MC033-B01/G19 | Logic 19 | EN.EN3 Energy Sensor | [6 empty] | G19 | 0 | [10 empty] | No | No
MC033 | County John Creed |  |  |  | MC033-B01/G2 | Logic 2 | EN.EN3 Energy Sensor | [6 empty] | G2 | 0 | [10 empty] | No | No
MC033 | County John Creed |  |  |  | MC033-B01/G20 | Logic 20 | EN.EN3 Energy Sensor | [6 empty] | G20 | 0 | [10 empty] | No | No
MC033 | County John Creed |  |  |  | MC033-B01/G21 | Logic 21 | EN.EN3 Energy Sensor | [6 empty] | G21 | 0 | [10 empty] | No | No
MC033 | County John Creed |  |  |  | MC033-B01/G22 | Logic 22 | EN.EN3 Energy Sensor | [6 empty] | G22 | 0 | [10 empty] | No | No
MC033 | County John Creed |  |  |  | MC033-B01/G12 | Immersion heater hours run | EN.EN3 Energy Sensor | [6 empty] | G12 | 0 | [10 empty] | No | No
MC033 | County John Creed |  |  |  | MC033-B01/G13 | 1=ECO OFF SPACE OK | EN.EN3 Energy Sensor | [6 empty] | G13 | 0 | [10 empty] | No | No
MC033 | County John Creed |  |  |  | MC033-B01/G14 | Logic 14 | EN.EN3 Energy Sensor | [6 empty] | G14 | 0 | [10 empty] | No | No
MC033 | County John Creed |  |  |  | MC033-B01/G15 | HTG DEMAND | EN.EN3 Energy Sensor | [6 empty] | G15 | 0 | [10 empty] | No | No
MC033 | County John Creed |  |  |  | MC033-B01/G16 | Logic 16 | EN.EN3 Energy Sensor | [6 empty] | G16 | 0 | [10 empty] | No | No
MC033 | County John Creed |  |  |  | MC033-B01/G17 | Logic 17 | EN.EN3 Energy Sensor | [6 empty] | G17 | 0 | [10 empty] | No | No
MC033 | County John Creed |  |  |  | MC033-B01/F7 | Function 7 | EN.EN3 Energy Sensor | [6 empty] | F7 | 0 | [10 empty] | No | No
MC033 | County John Creed |  |  |  | MC033-B01/F8 | 1 hour | EN.EN3 Energy Sensor | [6 empty] | F8 | 0 | [10 empty] | No | No
MC033 | County John Creed |  |  |  | MC033-B01/F9 | Function 9 | EN.EN3 Energy Sensor | [6 empty] | F9 | 0 | [10 empty] | No | No
MC033 | County John Creed |  |  |  | MC033-B01/G1 | Logic 1 | EN.EN3 Energy Sensor | [6 empty] | G1 | 0 | [10 empty] | No | No
MC033 | County John Creed |  |  |  | MC033-B01/G10 | 2ND STAGE FROST WATER | EN.EN3 Energy Sensor | [6 empty] | G10 | 0 | [10 empty] | No | No
MC033 | County John Creed |  |  |  | MC033-B01/G11 | Immersion heater hours run | EN.EN3 Energy Sensor | [6 empty] | G11 | 0 | [10 empty] | No | No
MC033 | County John Creed |  |  |  | MC033-B01/F41 | Function 41 | EN.EN3 Energy Sensor | [6 empty] | F41 | 0 | [10 empty] | No | No
MC033 | County John Creed |  |  |  | MC033-B01/F42 | Function 42 | EN.EN3 Energy Sensor | [6 empty] | F42 | 0 | [10 empty] | No | No
MC033 | County John Creed |  |  |  | MC033-B01/F43 | Function 43 | EN.EN3 Energy Sensor | [6 empty] | F43 | 0 | [10 empty] | No | No
MC033 | County John Creed |  |  |  | MC033-B01/F44 | Function 44 | EN.EN3 Energy Sensor | [6 empty] | F44 | 0 | [10 empty] | No | No
MC033 | County John Creed |  |  |  | MC033-B01/F5 | 4Dix Stable Value | EN.EN3 Energy Sensor | [6 empty] | F5 | 0 | [10 empty] | No | No
MC033 | County John Creed |  |  |  | MC033-B01/F6 | 4Dix Value Decoder | EN.EN3 Energy Sensor | [6 empty] | F6 | 0 | [10 empty] | No | No
MC033 | County John Creed |  |  |  | MC033-B01/F36 | Function 36 | EN.EN3 Energy Sensor | [6 empty] | F36 | 0 | [10 empty] | No | No
MC033 | County John Creed |  |  |  | MC033-B01/F37 | Function 37 | EN.EN3 Energy Sensor | [6 empty] | F37 | 0 | [10 empty] | No | No
MC033 | County John Creed |  |  |  | MC033-B01/F38 | Function 38 | EN.EN3 Energy Sensor | [6 empty] | F38 | 0 | [10 empty] | No | No
MC033 | County John Creed |  |  |  | MC033-B01/F39 | Litres per second | EN.EN3 Energy Sensor | [6 empty] | F39 | 0 | [10 empty] | No | No
MC033 | County John Creed |  |  |  | MC033-B01/F4 | 4Dix Previous Value | EN.EN3 Energy Sensor | [6 empty] | F4 | 0 | [10 empty] | No | No
MC033 | County John Creed |  |  |  | MC033-B01/F40 | Subtract for delta-T | EN.EN3 Energy Sensor | [6 empty] | F40 | 0 | [10 empty] | No | No
MC033 | County John Creed |  |  |  | MC033-B01/F30 | HWS Htrs OE_DEMAND | EN.EN3 Energy Sensor | [6 empty] | F30 | 0 | [10 empty] | No | No
MC033 | County John Creed |  |  |  | MC033-B01/F31 | Function 31 | EN.EN3 Energy Sensor | [6 empty] | F31 | 0 | [10 empty] | No | No
MC033 | County John Creed |  |  |  | MC033-B01/F32 | Function 32 | EN.EN3 Energy Sensor | [6 empty] | F32 | 0 | [10 empty] | No | No
MC033 | County John Creed |  |  |  | MC033-B01/F33 | Function 33 | EN.EN3 Energy Sensor | [6 empty] | F33 | 0 | [10 empty] | No | No
MC033 | County John Creed |  |  |  | MC033-B01/F34 | Function 34 | EN.EN3 Energy Sensor | [6 empty] | F34 | 0 | [10 empty] | No | No
MC033 | County John Creed |  |  |  | MC033-B01/F35 | Function 35 | EN.EN3 Energy Sensor | [6 empty] | F35 | 0 | [10 empty] | No | No
MC033 | County John Creed |  |  |  | MC033-B01/F25 | Function 25 | EN.EN3 Energy Sensor | [6 empty] | F25 | 0 | [10 empty] | No | No
MC033 | County John Creed |  |  |  | MC033-B01/F26 | Function 26 | EN.EN3 Energy Sensor | [6 empty] | F26 | 0 | [10 empty] | No | No
MC033 | County John Creed |  |  |  | MC033-B01/F27 | Function 27 | EN.EN3 Energy Sensor | [6 empty] | F27 | 0 | [10 empty] | No | No
MC033 | County John Creed |  |  |  | MC033-B01/F28 | Function 28 | EN.EN3 Energy Sensor | [6 empty] | F28 | 0 | [10 empty] | No | No
MC033 | County John Creed |  |  |  | MC033-B01/F29 | HWS Htrs OE Allowability | EN.EN3 Energy Sensor | [6 empty] | F29 | 0 | [10 empty] | No | No
MC033 | County John Creed |  |  |  | MC033-B01/F3 | Is 4Dix Value Changing | EN.EN3 Energy Sensor | [6 empty] | F3 | 0 | [10 empty] | No | No
MC033 | County John Creed |  |  |  | MC033-B01/F2 | Function 2 | EN.EN3 Energy Sensor | [6 empty] | F2 | 0 | [10 empty] | No | No
MC033 | County John Creed |  |  |  | MC033-B01/F20 | Function 20 | EN.EN3 Energy Sensor | [6 empty] | F20 | 0 | [10 empty] | No | No
MC033 | County John Creed |  |  |  | MC033-B01/F21 | Function 21 | EN.EN3 Energy Sensor | [6 empty] | F21 | 0 | [10 empty] | No | No
MC033 | County John Creed |  |  |  | MC033-B01/F22 | Function 22 | EN.EN3 Energy Sensor | [6 empty] | F22 | 0 | [10 empty] | No | No
MC033 | County John Creed |  |  |  | MC033-B01/F23 | Space low limit | EN.EN3 Energy Sensor | [6 empty] | F23 | 0 | [10 empty] | No | No
MC033 | County John Creed |  |  |  | MC033-B01/F24 | HWS Htrs OE_REC_OFF | EN.EN3 Energy Sensor | [6 empty] | F24 | 0 | [10 empty] | No | No
MC033 | County John Creed |  |  |  | MC033-B01/F14 | Function 14 | EN.EN3 Energy Sensor | [6 empty] | F14 | 0 | [10 empty] | No | No
MC033 | County John Creed |  |  |  | MC033-B01/F15 | Function 15 | EN.EN3 Energy Sensor | [6 empty] | F15 | 0 | [10 empty] | No | No
MC033 | County John Creed |  |  |  | MC033-B01/F16 | Function 16 | EN.EN3 Energy Sensor | [6 empty] | F16 | 0 | [10 empty] | No | No
MC033 | County John Creed |  |  |  | MC033-B01/F17 | 1 hour | EN.EN3 Energy Sensor | [6 empty] | F17 | 0 | [10 empty] | No | No
MC033 | County John Creed |  |  |  | MC033-B01/F18 | HWS Htrs OE_REC_ON | EN.EN3 Energy Sensor | [6 empty] | F18 | 0 | [10 empty] | No | No
MC033 | County John Creed |  |  |  | MC033-B01/F19 | Function 19 | EN.EN3 Energy Sensor | [6 empty] | F19 | 0 | [10 empty] | No | No
MC033 | County John Creed |  |  |  | MC033-B01/D5 | Hws Immersion No1 | EN.EN3 Energy Sensor | [6 empty] | D5 | 0 | [10 empty] | No | No
MC033 | County John Creed |  |  |  | MC033-B01/D6 | Hws Immersion No2 | EN.EN3 Energy Sensor | [6 empty] | D6 | 0 | [10 empty] | No | No
MC033 | County John Creed |  |  |  | MC033-B01/F1 | Function 1 | EN.EN3 Energy Sensor | [6 empty] | F1 | 0 | [10 empty] | No | No
MC033 | County John Creed |  |  |  | MC033-B01/F11 | OAT ECO OFF 1= HTG OFF | EN.EN3 Energy Sensor | [6 empty] | F11 | 0 | [10 empty] | No | No
MC033 | County John Creed |  |  |  | MC033-B01/F12 | Function 12 | EN.EN3 Energy Sensor | [6 empty] | F12 | 0 | [10 empty] | No | No
MC033 | County John Creed |  |  |  | MC033-B01/F13 | 1st stage frost protection | EN.EN3 Energy Sensor | [6 empty] | F13 | 0 | [10 empty] | No | No
MC010 | County Main | A007 | Plant room |  | MC010-L01 | Data logger: County Main | EN.EN1 Data Logger |  |  |  |  | Multilog G2 | Enercom | 050157B8E000 | 0 |  |  | 10.23.14.8 |  | 00-50-C2-2C-3D-16
MC010 | County Main |  |  |  | MC010-L01/M001 | County Main Residential | EN.EN2 Energy Meter | [6 empty] | 1 | 0 | [10 empty] | No | No
MC010 | County Main |  |  |  | MC010-L01/M002 | County Main Retail | EN.EN2 Energy Meter | [6 empty] | 2 | 0 | [10 empty] | No | No
MC010 | County Main |  |  |  | MC010-L01/M003 | County Main | EN.EN2 Energy Meter | [6 empty] | 3 | 0 | [10 empty] | No | No
MC010 | County Main |  |  |  | MC010-L01/M004 | County Main | EN.EN2 Energy Meter | [6 empty] | 4 | 0 | [10 empty] | No | No
MC032 | County South | A71r3 | Riser |  | MC032-L06 | Data logger: County South | EN.EN1 Data Logger |  |  |  |  | Multilog G2 | Enercom | 0501E41D8C00 | 0
MC032 | County South | A71r3 | Riser |  | MC032-L08 | Data logger: County South | EN.EN1 Data Logger |  |  |  |  | Multilog G2 | Enercom | 0501E4347800 | 0
MC032 | County South | A71r3 | Riser |  | MC032-L07 | Data logger: County South | EN.EN1 Data Logger |  |  |  |  | Multilog G2 | Enercom | 0501E4353A00 | 0
MC032 | County South | A025 | Laundrette |  | MC032-L12 | Data logger: County South Laundrette | EN.EN1 Data Logger |  |  |  |  | Multilog G2 | Enercom | 0501F5AECA00 | 0
MC032 | County South | A106x | Chef's Store |  | MC032-L10 | Data logger: County South Kitchen | EN.EN1 Data Logger |  |  |  |  | Multilog G2 | Enercom | 0501F8779500 | 0 |  |  | 10.23.15.76 |  | 00-50-C2-2C-3B-28
MC032 | County South | A106x | Chef's Store |  | MC032-L09 | Data logger: County South Kitchen | EN.EN1 Data Logger |  |  |  |  | Multilog G2 | Enercom | 0501F8807000 | 0 |  |  | 10.23.??.?? |  | 00-50-C2-2C-3B-28
MC032 | County South | A025 | Laundrette |  | MC032-L11 | Data logger: County South Laundrette | EN.EN1 Data Logger |  |  |  |  | Multilog G2 | Enercom | 050198812D00 | 0 |  |  | 10.23.9.133 |  | 00-50-C2-2C-3D-E2
MC032 | County South | A026 | Plant Room |  | MC032-L02 | Data logger: County South | EN.EN1 Data Logger |  |  |  |  | Multilog G2 | Enercom | 050157AD9C00 | 0
MC032 | County South | C020r1 | Riser |  | MC032-L04 | Data logger: County South | EN.EN1 Data Logger |  |  |  |  | Multilog G2 | Enercom | 50198367 | 0 |  |  | 10.23.9.140 |  | 00-50-C2-2C-3D-E4
MC032 | County South | C088 | Store |  | MC032-L05 | Data logger: County South | EN.EN1 Data Logger |  |  |  |  | Multilog G2 | Enercom | 050157C58400 | 0 |  |  | 10.23.9.141 |  | 00-50-C2-2C-3D-B3
MC032 | County South |  |  |  | MC032-B06 | BMS Controller: County South | EN.EN4 BMS Controller |  |  |  |  | IQ3xcite16 | Trend | 0855C976-3432-4FF3-A9BE-9DC2153BF3D4 | 0
MC032 | County South |  |  |  | MC032-B01 | BMS Controller: County South | EN.EN4 BMS Controller |  |  |  |  | IQ4E64 | Trend | 131547E0-B362-4369-9E79-624CBB248F57 | 0
MC032 | County South |  |  |  | MC032-B02 | BMS Controller: County South | EN.EN4 BMS Controller |  |  |  |  | IQ3xcite96 | Trend | 15455034-3E75-43E9-81D5-72D6A6472F2A | 0
MC032 | County South |  |  |  | MC032-B07 | BMS Controller: County South | EN.EN4 BMS Controller |  |  |  |  | IQ3xcite96 | Trend | 1C455FEF-25BA-46EC-BABB-6148EA4B3B4F | 0
MC032 | County South |  |  |  | MC032-B03 | BMS Controller: County South | EN.EN4 BMS Controller |  |  |  |  | IQ3xcite96 | Trend | CBC1FE4D-3BBD-41D8-B625-DA1942AEC6CE | 0
MC032 | County South |  |  |  | MC032-B05 | BMS Controller: County South | EN.EN4 BMS Controller |  |  |  |  | IQ3xcite96 | Trend | D1267E04-0691-4514-BE32-DDEA77C90FC5 | 0
MC032 | County South |  |  |  | MC032-B04 | BMS Controller: County South | EN.EN4 BMS Controller |  |  |  |  | IQ3xcite96 | Trend | FE268915-218E-47DA-92F0-4E718E3A4E56 | 0
MC032 | County South |  |  |  | MC032-L12/M001 | County South Immersion Heater | EN.EN2 Energy Meter | [6 empty] | 1 | 0 | [10 empty] | No | No
MC032 | County South |  |  |  | MC032-L12/M002 | County South Laundrette Immersion Heater Electricity | EN.EN2 Energy Meter | [6 empty] | 2 | 0 | [10 empty] | Yes | No
MC032 | County South |  |  |  | MC032-L10/M001 | County South Kitchen | EN.EN2 Energy Meter | [6 empty] | 1 | 0 | [10 empty] | No | No
MC032 | County South |  |  |  | MC032-L10/M002 | County South Kitchen HWS | EN.EN2 Energy Meter | [6 empty] | 2 | 0 | [10 empty] | No | No
MC032 | County South |  |  |  | MC032-L10/M003 | County South Kitchen AHU | EN.EN2 Energy Meter | [6 empty] | 3 | 0 | [10 empty] | No | No
MC032 | County South |  |  |  | MC032-L10/M004 | County South Kitchen | EN.EN2 Energy Meter | [6 empty] | 4 | 0 | [10 empty] | No | No
MC032 | County South |  |  |  | MC032-L09/M001 | County South Kitchen Plant Room DB | EN.EN2 Energy Meter | [6 empty] | 1 | 0 | [10 empty] | No | No
MC032 | County South |  |  |  | MC032-L09/M002 | County South Kitchen DB 1 | EN.EN2 Energy Meter | [6 empty] | 2 | 0 | [10 empty] | No | No
MC032 | County South |  |  |  | MC032-L09/M003 | County South Kitchen DB 2 | EN.EN2 Energy Meter | [6 empty] | 3 | 0 | [10 empty] | No | No
MC032 | County South |  |  |  | MC032-L09/M004 | County South Kitchen KDB 1 All Load | EN.EN2 Energy Meter | [6 empty] | 4 | 0 | [10 empty] | No | No
MC032 | County South |  |  |  | MC032-L09/M005 | County South Kitchen KDB 2 All Load | EN.EN2 Energy Meter | [6 empty] | 5 | 0 | [10 empty] | No | No
MC032 | County South |  |  |  | MC032-L09/M006 | County South Kitchen Main Incomer | EN.EN2 Energy Meter | [6 empty] | 6 | 0 | [10 empty] | No | No
MC032 | County South |  |  |  | MC032-L09/M007 | County South Kitchen KDB1 Top Load | EN.EN2 Energy Meter | [6 empty] | 7 | 0 | [10 empty] | No | No
MC032 | County South |  |  |  | MC032-L09/M008 | County South Kitchen KDB2 Top Load | EN.EN2 Energy Meter | [6 empty] | 8 | 0 | [10 empty] | No | No
MC032 | County South |  |  |  | MC032-L11/M001 | County South Laundrette | EN.EN2 Energy Meter | [6 empty] | 1 | 0 | [10 empty] | No | No
MC032 | County South | A0 | Whole Building |  | MC032-L11/M001 | County South Laundrette | EN.EN2 Energy Meter | [6 empty] | 1 | 0 | [10 empty] | No | No
MC032 | County South |  |  |  | MC032-L11/M002 | County South Laundrette | EN.EN2 Energy Meter | [6 empty] | 2 | 0 | [10 empty] | No | No
MC032 | County South |  |  |  | MC032-L11/M003 | County South Plant Room Lighting | EN.EN2 Energy Meter | [6 empty] | 3 | 0 | [10 empty] | No | No
MC032 | County South | A028 | Office |  | MC032-L11/M003 | County South Plant Room Lighting | EN.EN2 Energy Meter | [6 empty] | 3 | 0 | [10 empty] | No | No
MC032 | County South |  |  |  | MC032-L11/M004 | County South Plant Room Power | EN.EN2 Energy Meter | [6 empty] | 4 | 0 | [10 empty] | No | No
MC032 | County South | A028 | Office |  | MC032-L11/M004 | County South Plant Room Power | EN.EN2 Energy Meter | [6 empty] | 4 | 0 | [10 empty] | No | No
MC032 | County South |  |  |  | MC032-L11/M005 | County South Plant Room | EN.EN2 Energy Meter | [6 empty] | 5 | 0 | [10 empty] | No | No
MC032 | County South | A028 | Office |  | MC032-L11/M005 | County South Plant Room | EN.EN2 Energy Meter | [6 empty] | 5 | 0 | [10 empty] | No | No
MC032 | County South |  |  |  | MC032-L11/M006 | County South | EN.EN2 Energy Meter | [6 empty] | 6 | 0 | [10 empty] | No | No
MC032 | County South | A0 | Whole Building |  | MC032-L11/M006 | County South | EN.EN2 Energy Meter | [6 empty] | 6 | 0 | [10 empty] | No | No
MC032 | County South |  |  |  | MC032-L11/M007 | County South IAS - Old Supply | EN.EN2 Energy Meter | [6 empty] | 7 | 0 | [10 empty] | No | No
MC032 | County South |  |  |  | MC032-B06/C1 | Virtual CNC 1 | EN.EN3 Energy Sensor | [6 empty] | C1 | 0 | [10 empty] | No | No
MC032 | County South |  |  |  | MC032-B06/G1 | Logic 1 | EN.EN3 Energy Sensor | [6 empty] | G1 | 0 | [10 empty] | No | No
MC032 | County South |  |  |  | MC032-B06/I1 | Cold Water Tank No2 Low Level | EN.EN3 Energy Sensor | [6 empty] | I1 | 0 | [10 empty] | No | No
MC032 | County South |  |  |  | MC032-B06/I2 | Cold Water Tank No2 High Level | EN.EN3 Energy Sensor | [6 empty] | I2 | 0 | [10 empty] | No | No
MC032 | County South |  |  |  | MC032-B06/I3 | Comms Room AC Unit Fault | EN.EN3 Energy Sensor | [6 empty] | I3 | 0 | [10 empty] | No | No
MC032 | County South |  |  |  | MC032-B06/n1 | IC Comms 1 | EN.EN3 Energy Sensor | [6 empty] | n1 | 0 | [10 empty] | No | No
MC032 | County South |  |  |  | MC032-B06/Y1 | Trend T -20+50 | EN.EN3 Energy Sensor | [6 empty] | Y1 | 0 | [10 empty] | No | No
MC032 | County South |  |  |  | MC032-B06/Y2 | Trend T 0+130 | EN.EN3 Energy Sensor | [6 empty] | Y2 | 0 | [10 empty] | No | No
MC032 | County South |  |  |  | MC032-B06/Q1 | Sequence Table 1 | EN.EN3 Energy Sensor | [6 empty] | Q1 | 0 | [10 empty] | No | No
MC032 | County South |  |  |  | MC032-B06/S1 | Cold Water Tank 2 Temp | EN.EN3 Energy Sensor | [6 empty] | S1 | 0 | [10 empty] | No | No
MC032 | County South |  |  |  | MC032-B06/S2 | Level B Room Temp | EN.EN3 Energy Sensor | [6 empty] | S2 | 0 | [10 empty] | No | No
MC032 | County South |  |  |  | MC032-B06/S4 | Level C Room Temp | EN.EN3 Energy Sensor | [6 empty] | S4 | 0 | [10 empty] | No | No
MC032 | County South |  |  |  | MC032-B06/S5 | Level D Room Temp | EN.EN3 Energy Sensor | [6 empty] | S5 | 0 | [10 empty] | No | No
MC032 | County South |  |  |  | MC032-B06/V1 |  | EN.EN3 Energy Sensor | [6 empty] | V1 | 0 | [10 empty] | No | No
MC032 | County South |  |  |  | MC032-B06/N2 | IC Comms 2 | EN.EN3 Energy Sensor | [6 empty] | N2 | 0 | [10 empty] | No | No
MC032 | County South |  |  |  | MC032-B06/P1 | Cold Water Tank 2 Temp | EN.EN3 Energy Sensor | [6 empty] | P1 | 0 | [10 empty] | No | No
MC032 | County South |  |  |  | MC032-B06/P2 | Level B Room Temp | EN.EN3 Energy Sensor | [6 empty] | P2 | 0 | [10 empty] | No | No
MC032 | County South |  |  |  | MC032-B06/P4 | Level C Room Temp | EN.EN3 Energy Sensor | [6 empty] | P4 | 0 | [10 empty] | No | No
MC032 | County South |  |  |  | MC032-B06/P5 | Level D Room Temp | EN.EN3 Energy Sensor | [6 empty] | P5 | 0 | [10 empty] | No | No
MC032 | County South |  |  |  | MC032-B01/A252 | Day of Year | EN.EN3 Energy Sensor | [6 empty] | A252 | 0 | [10 empty] | No | No
MC032 | County South |  |  |  | MC032-B01/B506 | Battery Failed | EN.EN3 Energy Sensor | [6 empty] | B506 | 0 | [10 empty] | No | No
MC032 | County South |  |  |  | MC032-B01/C1 | Virtual CNC 1 | EN.EN3 Energy Sensor | [6 empty] | C1 | 0 | [10 empty] | No | No
MC032 | County South |  |  |  | MC032-B01/C2 | Virtual CNC 2 | EN.EN3 Energy Sensor | [6 empty] | C2 | 0 | [10 empty] | No | No
MC032 | County South |  |  |  | MC032-B01/C3 | Virtual CNC 3 | EN.EN3 Energy Sensor | [6 empty] | C3 | 0 | [10 empty] | No | No
MC032 | County South |  |  |  | MC032-B01/D1 | AHU1 Htg Coil | EN.EN3 Energy Sensor | [6 empty] | D1 | 0 | [10 empty] | No | No
MC032 | County South |  |  |  | MC032-B01/Z2 | AHU2 | EN.EN3 Energy Sensor | [6 empty] | Z2 | 0 | [10 empty] | No | No
MC032 | County South |  |  |  | MC032-B01/Z3 | Toilet Extract fans | EN.EN3 Energy Sensor | [6 empty] | Z3 | 0 | [10 empty] | No | No
MC032 | County South |  |  |  | MC032-B01/Z4 | Heating times | EN.EN3 Energy Sensor | [6 empty] | Z4 | 0 | [10 empty] | No | No
MC032 | County South |  |  |  | MC032-B01/W3 | Summer Winter W=1 | EN.EN3 Energy Sensor | [6 empty] | W3 | 0 | [10 empty] | No | No
MC032 | County South |  |  |  | MC032-B01/Y1 | Trend Thermistor 50 | EN.EN3 Energy Sensor | [6 empty] | Y1 | 0 | [10 empty] | No | No
MC032 | County South |  |  |  | MC032-B01/Y2 | Trend Thermistor 110 | EN.EN3 Energy Sensor | [6 empty] | Y2 | 0 | [10 empty] | No | No
MC032 | County South |  |  |  | MC032-B01/Y3 | Trend Thermistor 40 | EN.EN3 Energy Sensor | [6 empty] | Y3 | 0 | [10 empty] | No | No
MC032 | County South |  |  |  | MC032-B01/Y4 | Trend Thermistor 40 | EN.EN3 Energy Sensor | [6 empty] | Y4 | 0 | [10 empty] | No | No
MC032 | County South |  |  |  | MC032-B01/Z1 | AHU1 | EN.EN3 Energy Sensor | [6 empty] | Z1 | 0 | [10 empty] | No | No
MC032 | County South |  |  |  | MC032-B01/U2 |  | EN.EN3 Energy Sensor | [6 empty] | U2 | 0 | [10 empty] | No | No
MC032 | County South |  |  |  | MC032-B01/V1 |  | EN.EN3 Energy Sensor | [6 empty] | V1 | 0 | [10 empty] | No | No
MC032 | County South |  |  |  | MC032-B01/V2 |  | EN.EN3 Energy Sensor | [6 empty] | V2 | 0 | [10 empty] | No | No
MC032 | County South |  |  |  | MC032-B01/V3 |  | EN.EN3 Energy Sensor | [6 empty] | V3 | 0 | [10 empty] | No | No
MC032 | County South |  |  |  | MC032-B01/W1 | Summe Winter | EN.EN3 Energy Sensor | [6 empty] | W1 | 0 | [10 empty] | No | No
MC032 | County South |  |  |  | MC032-B01/W2 | Change duty | EN.EN3 Energy Sensor | [6 empty] | W2 | 0 | [10 empty] | No | No
MC032 | County South |  |  |  | MC032-B01/S5 | Level D Club Rm Temp | EN.EN3 Energy Sensor | [6 empty] | S5 | 0 | [10 empty] | No | No
MC032 | County South |  |  |  | MC032-B01/S6 | AHU1 Intake Temp | EN.EN3 Energy Sensor | [6 empty] | S6 | 0 | [10 empty] | No | No
MC032 | County South |  |  |  | MC032-B01/S7 | AHU1 Supply Temp | EN.EN3 Energy Sensor | [6 empty] | S7 | 0 | [10 empty] | No | No
MC032 | County South |  |  |  | MC032-B01/S8 | AHU2 Intake Temp | EN.EN3 Energy Sensor | [6 empty] | S8 | 0 | [10 empty] | No | No
MC032 | County South |  |  |  | MC032-B01/S9 | AHU2 Supply Temp | EN.EN3 Energy Sensor | [6 empty] | S9 | 0 | [10 empty] | No | No
MC032 | County South |  |  |  | MC032-B01/U1 |  | EN.EN3 Energy Sensor | [6 empty] | U1 | 0 | [10 empty] | No | No
MC032 | County South |  |  |  | MC032-B01/S4 | Level A Club Rm Temp | EN.EN3 Energy Sensor | [6 empty] | S4 | 0 | [10 empty] | No | No
MC032 | County South |  |  |  | MC032-B01/S40 | Electric Monthly | EN.EN3 Energy Sensor | [6 empty] | S40 | 0 | [10 empty] | No | No
MC032 | County South |  |  |  | MC032-B01/S41 | Water Hourly | EN.EN3 Energy Sensor | [6 empty] | S41 | 0 | [10 empty] | No | No
MC032 | County South |  |  |  | MC032-B01/S42 | Water Monthly | EN.EN3 Energy Sensor | [6 empty] | S42 | 0 | [10 empty] | No | No
MC032 | County South |  |  |  | MC032-B01/S43 | Heat Hourly | EN.EN3 Energy Sensor | [6 empty] | S43 | 0 | [10 empty] | No | No
MC032 | County South |  |  |  | MC032-B01/S44 | Heat Monthly | EN.EN3 Energy Sensor | [6 empty] | S44 | 0 | [10 empty] | No | No
MC032 | County South |  |  |  | MC032-B01/S34 | Heat Meter Mwh | EN.EN3 Energy Sensor | [6 empty] | S34 | 0 | [10 empty] | No | No
MC032 | County South |  |  |  | MC032-B01/S35 | Water Meter m3 | EN.EN3 Energy Sensor | [6 empty] | S35 | 0 | [10 empty] | No | No
MC032 | County South |  |  |  | MC032-B01/S36 | Water Meter Km3 | EN.EN3 Energy Sensor | [6 empty] | S36 | 0 | [10 empty] | No | No
MC032 | County South |  |  |  | MC032-B01/S37 | Electric Meter Kwh | EN.EN3 Energy Sensor | [6 empty] | S37 | 0 | [10 empty] | No | No
MC032 | County South |  |  |  | MC032-B01/S38 | Electric Meter Mwh | EN.EN3 Energy Sensor | [6 empty] | S38 | 0 | [10 empty] | No | No
MC032 | County South |  |  |  | MC032-B01/S39 | Electric Hourly | EN.EN3 Energy Sensor | [6 empty] | S39 | 0 | [10 empty] | No | No
MC032 | County South |  |  |  | MC032-B01/S14 | IT Server2 Room Temp | EN.EN3 Energy Sensor | [6 empty] | S14 | 0 | [10 empty] | No | No
MC032 | County South |  |  |  | MC032-B01/S15 | Level B Plant OAT | EN.EN3 Energy Sensor | [6 empty] | S15 | 0 | [10 empty] | No | No
MC032 | County South |  |  |  | MC032-B01/S16 | Eco Active | EN.EN3 Energy Sensor | [6 empty] | S16 | 0 | [10 empty] | No | No
MC032 | County South |  |  |  | MC032-B01/S2 | Primary Flow Temp | EN.EN3 Energy Sensor | [6 empty] | S2 | 0 | [10 empty] | No | No
MC032 | County South |  |  |  | MC032-B01/S3 | Primary Retn Temp | EN.EN3 Energy Sensor | [6 empty] | S3 | 0 | [10 empty] | No | No
MC032 | County South |  |  |  | MC032-B01/S33 | Heat Meter Kwh | EN.EN3 Energy Sensor | [6 empty] | S33 | 0 | [10 empty] | No | No
MC032 | County South |  |  |  | MC032-B01/Q1 | Sequence Table 1 | EN.EN3 Energy Sensor | [6 empty] | Q1 | 0 | [10 empty] | No | No
MC032 | County South |  |  |  | MC032-B01/S1 | Outside air temperature | EN.EN3 Energy Sensor | [6 empty] | S1 | 0 | [10 empty] | No | No
MC032 | County South |  |  |  | MC032-B01/S10 | Level A Mtg Rm1 Temp | EN.EN3 Energy Sensor | [6 empty] | S10 | 0 | [10 empty] | No | No
MC032 | County South |  |  |  | MC032-B01/S11 | Level A Mtg Rm2 Temp | EN.EN3 Energy Sensor | [6 empty] | S11 | 0 | [10 empty] | No | No
MC032 | County South |  |  |  | MC032-B01/S12 | Level A Mtg Rm3 Temp | EN.EN3 Energy Sensor | [6 empty] | S12 | 0 | [10 empty] | No | No
MC032 | County South |  |  |  | MC032-B01/S13 | IT Server1 Room Temp | EN.EN3 Energy Sensor | [6 empty] | S13 | 0 | [10 empty] | No | No
MC032 | County South |  |  |  | MC032-B01/P44 | Plot 44 | EN.EN3 Energy Sensor | [6 empty] | P44 | 0 | [10 empty] | No | No
MC032 | County South |  |  |  | MC032-B01/P5 | Plot 5 | EN.EN3 Energy Sensor | [6 empty] | P5 | 0 | [10 empty] | No | No
MC032 | County South |  |  |  | MC032-B01/P6 | Plot 6 | EN.EN3 Energy Sensor | [6 empty] | P6 | 0 | [10 empty] | No | No
MC032 | County South |  |  |  | MC032-B01/P7 | Plot 7 | EN.EN3 Energy Sensor | [6 empty] | P7 | 0 | [10 empty] | No | No
MC032 | County South |  |  |  | MC032-B01/P8 | Plot 8 | EN.EN3 Energy Sensor | [6 empty] | P8 | 0 | [10 empty] | No | No
MC032 | County South |  |  |  | MC032-B01/P9 | Plot 9 | EN.EN3 Energy Sensor | [6 empty] | P9 | 0 | [10 empty] | No | No
MC032 | County South |  |  |  | MC032-B01/P39 | Plot 39 | EN.EN3 Energy Sensor | [6 empty] | P39 | 0 | [10 empty] | No | No
MC032 | County South |  |  |  | MC032-B01/P4 | Plot 4 | EN.EN3 Energy Sensor | [6 empty] | P4 | 0 | [10 empty] | No | No
MC032 | County South |  |  |  | MC032-B01/P40 | Plot 40 | EN.EN3 Energy Sensor | [6 empty] | P40 | 0 | [10 empty] | No | No
MC032 | County South |  |  |  | MC032-B01/P41 | Plot 41 | EN.EN3 Energy Sensor | [6 empty] | P41 | 0 | [10 empty] | No | No
MC032 | County South |  |  |  | MC032-B01/P42 | Plot 42 | EN.EN3 Energy Sensor | [6 empty] | P42 | 0 | [10 empty] | No | No
MC032 | County South |  |  |  | MC032-B01/P43 | Plot 43 | EN.EN3 Energy Sensor | [6 empty] | P43 | 0 | [10 empty] | No | No
MC032 | County South |  |  |  | MC032-B01/P33 | Plot 33 | EN.EN3 Energy Sensor | [6 empty] | P33 | 0 | [10 empty] | No | No
MC032 | County South |  |  |  | MC032-B01/P34 | Plot 34 | EN.EN3 Energy Sensor | [6 empty] | P34 | 0 | [10 empty] | No | No
MC032 | County South |  |  |  | MC032-B01/P35 | Plot 35 | EN.EN3 Energy Sensor | [6 empty] | P35 | 0 | [10 empty] | No | No
MC032 | County South |  |  |  | MC032-B01/P36 | Plot 36 | EN.EN3 Energy Sensor | [6 empty] | P36 | 0 | [10 empty] | No | No
MC032 | County South |  |  |  | MC032-B01/P37 | Plot 37 | EN.EN3 Energy Sensor | [6 empty] | P37 | 0 | [10 empty] | No | No
MC032 | County South |  |  |  | MC032-B01/P38 | Plot 38 | EN.EN3 Energy Sensor | [6 empty] | P38 | 0 | [10 empty] | No | No
MC032 | County South |  |  |  | MC032-B01/P13 | Plot 13 | EN.EN3 Energy Sensor | [6 empty] | P13 | 0 | [10 empty] | No | No
MC032 | County South |  |  |  | MC032-B01/P14 | Plot 14 | EN.EN3 Energy Sensor | [6 empty] | P14 | 0 | [10 empty] | No | No
MC032 | County South |  |  |  | MC032-B01/P15 | Plot 15 | EN.EN3 Energy Sensor | [6 empty] | P15 | 0 | [10 empty] | No | No
MC032 | County South |  |  |  | MC032-B01/P16 | Plot 16 | EN.EN3 Energy Sensor | [6 empty] | P16 | 0 | [10 empty] | No | No
MC032 | County South |  |  |  | MC032-B01/P2 | Plot 2 | EN.EN3 Energy Sensor | [6 empty] | P2 | 0 | [10 empty] | No | No
MC032 | County South |  |  |  | MC032-B01/P3 | Plot 3 | EN.EN3 Energy Sensor | [6 empty] | P3 | 0 | [10 empty] | No | No
MC032 | County South |  |  |  | MC032-B01/n6 | BACnet Application | EN.EN3 Energy Sensor | [6 empty] | n6 | 0 | [10 empty] | No | No
MC032 | County South |  |  |  | MC032-B01/o1 | Alarm Route 1 | EN.EN3 Energy Sensor | [6 empty] | o1 | 0 | [10 empty] | No | No
MC032 | County South |  |  |  | MC032-B01/P1 | Plot 1 | EN.EN3 Energy Sensor | [6 empty] | P1 | 0 | [10 empty] | No | No
MC032 | County South |  |  |  | MC032-B01/P10 | Plot 10 | EN.EN3 Energy Sensor | [6 empty] | P10 | 0 | [10 empty] | No | No
MC032 | County South |  |  |  | MC032-B01/P11 | Plot 11 | EN.EN3 Energy Sensor | [6 empty] | P11 | 0 | [10 empty] | No | No
MC032 | County South |  |  |  | MC032-B01/P12 | Plot 12 | EN.EN3 Energy Sensor | [6 empty] | P12 | 0 | [10 empty] | No | No
MC032 | County South |  |  |  | MC032-B01/L2 |  | EN.EN3 Energy Sensor | [6 empty] | L2 | 0 | [10 empty] | No | No
MC032 | County South |  |  |  | MC032-B01/n1 | TREND_0B_F9_BB | EN.EN3 Energy Sensor | [6 empty] | n1 | 0 | [10 empty] | No | No
MC032 | County South |  |  |  | MC032-B01/n10 | Network 10 | EN.EN3 Energy Sensor | [6 empty] | n10 | 0 | [10 empty] | No | No
MC032 | County South |  |  |  | MC032-B01/n11 | Network 11 | EN.EN3 Energy Sensor | [6 empty] | n11 | 0 | [10 empty] | No | No
MC032 | County South |  |  |  | MC032-B01/n2 | Network 2 | EN.EN3 Energy Sensor | [6 empty] | n2 | 0 | [10 empty] | No | No
MC032 | County South |  |  |  | MC032-B01/n3 | BACnet IP | EN.EN3 Energy Sensor | [6 empty] | n3 | 0 | [10 empty] | No | No
MC032 | County South |  |  |  | MC032-B01/K3 | AHU2 Supp Speed Stpt | EN.EN3 Energy Sensor | [6 empty] | K3 | 0 | [10 empty] | No | No
MC032 | County South |  |  |  | MC032-B01/K4 | AHU2 Supply Setpt | EN.EN3 Energy Sensor | [6 empty] | K4 | 0 | [10 empty] | No | No
MC032 | County South |  |  |  | MC032-B01/K5 | 1st Stage Frost Stpt | EN.EN3 Energy Sensor | [6 empty] | K5 | 0 | [10 empty] | No | No
MC032 | County South |  |  |  | MC032-B01/K6 | IT Rooms Extr StPt | EN.EN3 Energy Sensor | [6 empty] | K6 | 0 | [10 empty] | No | No
MC032 | County South |  |  |  | MC032-B01/K7 | Eco Off OAT | EN.EN3 Energy Sensor | [6 empty] | K7 | 0 | [10 empty] | No | No
MC032 | County South |  |  |  | MC032-B01/L1 |  | EN.EN3 Energy Sensor | [6 empty] | L1 | 0 | [10 empty] | No | No
MC032 | County South |  |  |  | MC032-B01/I6 | AHU1 Filter Dirty | EN.EN3 Energy Sensor | [6 empty] | I6 | 0 | [10 empty] | No | No
MC032 | County South |  |  |  | MC032-B01/I7 | AHU1 Frost Trip | EN.EN3 Energy Sensor | [6 empty] | I7 | 0 | [10 empty] | No | No
MC032 | County South |  |  |  | MC032-B01/I8 | AHU1 Damper Open | EN.EN3 Energy Sensor | [6 empty] | I8 | 0 | [10 empty] | No | No
MC032 | County South |  |  |  | MC032-B01/I9 | AHU1 Inverter Fault | EN.EN3 Energy Sensor | [6 empty] | I9 | 0 | [10 empty] | No | No
MC032 | County South |  |  |  | MC032-B01/K1 | AHU1 Supp Speed Stpt | EN.EN3 Energy Sensor | [6 empty] | K1 | 0 | [10 empty] | No | No
MC032 | County South |  |  |  | MC032-B01/K2 | AHU1 Supply Setpt | EN.EN3 Energy Sensor | [6 empty] | K2 | 0 | [10 empty] | No | No
MC032 | County South |  |  |  | MC032-B01/I37 | FaciltyComms Ext Flt | EN.EN3 Energy Sensor | [6 empty] | I37 | 0 | [10 empty] | No | No
MC032 | County South |  |  |  | MC032-B01/I38 | LC Comms Fan Fault | EN.EN3 Energy Sensor | [6 empty] | I38 | 0 | [10 empty] | No | No
MC032 | County South |  |  |  | MC032-B01/I4 | IQ4/IO/4DO | EN.EN3 Energy Sensor | [6 empty] | I4 | 0 | [10 empty] | No | No
MC032 | County South |  |  |  | MC032-B01/i5 | CT Pump Flow Prove | EN.EN3 Energy Sensor | [6 empty] | i5 | 0 | [10 empty] | No | No
MC032 | County South |  |  |  | MC032-B01/I3 | IQ4/IO/8DI | EN.EN3 Energy Sensor | [6 empty] | I3 | 0 | [10 empty] | No | No
MC032 | County South |  |  |  | MC032-B01/I33 | CTPump1Fault | EN.EN3 Energy Sensor | [6 empty] | I33 | 0 | [10 empty] | No | No
MC032 | County South |  |  |  | MC032-B01/I34 | CTPump2Fault | EN.EN3 Energy Sensor | [6 empty] | I34 | 0 | [10 empty] | No | No
MC032 | County South |  |  |  | MC032-B01/I35 | AHU2 SupplyFan Fault | EN.EN3 Energy Sensor | [6 empty] | I35 | 0 | [10 empty] | No | No
MC032 | County South |  |  |  | MC032-B01/I36 | AHU1 SupplyFan Fault | EN.EN3 Energy Sensor | [6 empty] | I36 | 0 | [10 empty] | No | No
MC032 | County South |  |  |  | MC032-B01/i2 | Heat Meter Pulse | EN.EN3 Energy Sensor | [6 empty] | i2 | 0 | [10 empty] | No | No
MC032 | County South |  |  |  | MC032-B01/I20 | LC Comms Ext Fault | EN.EN3 Energy Sensor | [6 empty] | I20 | 0 | [10 empty] | No | No
MC032 | County South |  |  |  | MC032-B01/I21 | Plant Extension | EN.EN3 Energy Sensor | [6 empty] | I21 | 0 | [10 empty] | No | No
MC032 | County South |  |  |  | MC032-B01/I22 | Condensor Unit Fault | EN.EN3 Energy Sensor | [6 empty] | I22 | 0 | [10 empty] | No | No
MC032 | County South |  |  |  | MC032-B01/I23 | AC Unit Fault | EN.EN3 Energy Sensor | [6 empty] | I23 | 0 | [10 empty] | No | No
MC032 | County South |  |  |  | MC032-B01/I14 | AHU2 Inverter Fault | EN.EN3 Energy Sensor | [6 empty] | I14 | 0 | [10 empty] | No | No
MC032 | County South |  |  |  | MC032-B01/I15 | AHU2 Flow Proved | EN.EN3 Energy Sensor | [6 empty] | I15 | 0 | [10 empty] | No | No
MC032 | County South |  |  |  | MC032-B01/I16 | Toilet Extr 1 Fault | EN.EN3 Energy Sensor | [6 empty] | I16 | 0 | [10 empty] | No | No
MC032 | County South |  |  |  | MC032-B01/I17 | Toilet Extr 4 Fault | EN.EN3 Energy Sensor | [6 empty] | I17 | 0 | [10 empty] | No | No
MC032 | County South |  |  |  | MC032-B01/I18 | General Extr Fault | EN.EN3 Energy Sensor | [6 empty] | I18 | 0 | [10 empty] | No | No
MC032 | County South |  |  |  | MC032-B01/I19 | FaciltyComms Ext Flt | EN.EN3 Energy Sensor | [6 empty] | I19 | 0 | [10 empty] | No | No
MC032 | County South |  |  |  | MC032-B01/i1 | Fire Alarm Activated | EN.EN3 Energy Sensor | [6 empty] | i1 | 0 | [10 empty] | No | No
MC032 | County South |  |  |  | MC032-B01/I10 | AHU1 Flow Proved | EN.EN3 Energy Sensor | [6 empty] | I10 | 0 | [10 empty] | No | No
MC032 | County South |  |  |  | MC032-B01/I11 | AHU2 Filter Dirty | EN.EN3 Energy Sensor | [6 empty] | I11 | 0 | [10 empty] | No | No
MC032 | County South |  |  |  | MC032-B01/I12 | AHU2 Frost Trip | EN.EN3 Energy Sensor | [6 empty] | I12 | 0 | [10 empty] | No | No
MC032 | County South |  |  |  | MC032-B01/I13 | AHU2 Damper Open | EN.EN3 Energy Sensor | [6 empty] | I13 | 0 | [10 empty] | No | No
MC032 | County South |  |  |  | MC032-B01/G41 | Logic 41 | EN.EN3 Energy Sensor | [6 empty] | G41 | 0 | [10 empty] | No | No
MC032 | County South |  |  |  | MC032-B01/G5 | Logic 5 | EN.EN3 Energy Sensor | [6 empty] | G5 | 0 | [10 empty] | No | No
MC032 | County South |  |  |  | MC032-B01/G6 | Logic 6 | EN.EN3 Energy Sensor | [6 empty] | G6 | 0 | [10 empty] | No | No
MC032 | County South |  |  |  | MC032-B01/G7 | Logic 7 | EN.EN3 Energy Sensor | [6 empty] | G7 | 0 | [10 empty] | No | No
MC032 | County South |  |  |  | MC032-B01/G8 | Logic 8 | EN.EN3 Energy Sensor | [6 empty] | G8 | 0 | [10 empty] | No | No
MC032 | County South |  |  |  | MC032-B01/G9 | Logic 9 | EN.EN3 Energy Sensor | [6 empty] | G9 | 0 | [10 empty] | No | No
MC032 | County South |  |  |  | MC032-B01/G36 | Logic 36 | EN.EN3 Energy Sensor | [6 empty] | G36 | 0 | [10 empty] | No | No
MC032 | County South |  |  |  | MC032-B01/G37 | Logic 37 | EN.EN3 Energy Sensor | [6 empty] | G37 | 0 | [10 empty] | No | No
MC032 | County South |  |  |  | MC032-B01/G38 | Logic 38 | EN.EN3 Energy Sensor | [6 empty] | G38 | 0 | [10 empty] | No | No
MC032 | County South |  |  |  | MC032-B01/G39 | Logic 39 | EN.EN3 Energy Sensor | [6 empty] | G39 | 0 | [10 empty] | No | No
MC032 | County South |  |  |  | MC032-B01/G4 | Logic 4 | EN.EN3 Energy Sensor | [6 empty] | G4 | 0 | [10 empty] | No | No
MC032 | County South |  |  |  | MC032-B01/G40 | Logic 40 | EN.EN3 Energy Sensor | [6 empty] | G40 | 0 | [10 empty] | No | No
MC032 | County South |  |  |  | MC032-B01/G30 | Logic 30 | EN.EN3 Energy Sensor | [6 empty] | G30 | 0 | [10 empty] | No | No
MC032 | County South |  |  |  | MC032-B01/G31 | Logic 31 | EN.EN3 Energy Sensor | [6 empty] | G31 | 0 | [10 empty] | No | No
MC032 | County South |  |  |  | MC032-B01/G32 | Logic 32 | EN.EN3 Energy Sensor | [6 empty] | G32 | 0 | [10 empty] | No | No
MC032 | County South |  |  |  | MC032-B01/G33 | Logic 33 | EN.EN3 Energy Sensor | [6 empty] | G33 | 0 | [10 empty] | No | No
MC032 | County South |  |  |  | MC032-B01/G34 | Logic 34 | EN.EN3 Energy Sensor | [6 empty] | G34 | 0 | [10 empty] | No | No
MC032 | County South |  |  |  | MC032-B01/G35 | Logic 35 | EN.EN3 Energy Sensor | [6 empty] | G35 | 0 | [10 empty] | No | No
MC032 | County South |  |  |  | MC032-B01/G25 | Logic 25 | EN.EN3 Energy Sensor | [6 empty] | G25 | 0 | [10 empty] | No | No
MC032 | County South |  |  |  | MC032-B01/G26 | Logic 26 | EN.EN3 Energy Sensor | [6 empty] | G26 | 0 | [10 empty] | No | No
MC032 | County South |  |  |  | MC032-B01/G27 | Logic 27 | EN.EN3 Energy Sensor | [6 empty] | G27 | 0 | [10 empty] | No | No
MC032 | County South |  |  |  | MC032-B01/G28 | Logic 28 | EN.EN3 Energy Sensor | [6 empty] | G28 | 0 | [10 empty] | No | No
MC032 | County South |  |  |  | MC032-B01/G29 | Logic 29 | EN.EN3 Energy Sensor | [6 empty] | G29 | 0 | [10 empty] | No | No
MC032 | County South |  |  |  | MC032-B01/G3 | Logic 3 | EN.EN3 Energy Sensor | [6 empty] | G3 | 0 | [10 empty] | No | No
MC032 | County South |  |  |  | MC032-B01/G2 | Logic 2 | EN.EN3 Energy Sensor | [6 empty] | G2 | 0 | [10 empty] | No | No
MC032 | County South |  |  |  | MC032-B01/G20 | Logic 20 | EN.EN3 Energy Sensor | [6 empty] | G20 | 0 | [10 empty] | No | No
MC032 | County South |  |  |  | MC032-B01/G21 | Logic 21 | EN.EN3 Energy Sensor | [6 empty] | G21 | 0 | [10 empty] | No | No
MC032 | County South |  |  |  | MC032-B01/G22 | Logic 22 | EN.EN3 Energy Sensor | [6 empty] | G22 | 0 | [10 empty] | No | No
MC032 | County South |  |  |  | MC032-B01/G23 | Logic 23 | EN.EN3 Energy Sensor | [6 empty] | G23 | 0 | [10 empty] | No | No
MC032 | County South |  |  |  | MC032-B01/G24 | Logic 24 | EN.EN3 Energy Sensor | [6 empty] | G24 | 0 | [10 empty] | No | No
MC032 | County South |  |  |  | MC032-B01/G14 | Logic 14 | EN.EN3 Energy Sensor | [6 empty] | G14 | 0 | [10 empty] | No | No
MC032 | County South |  |  |  | MC032-B01/G15 | Logic 15 | EN.EN3 Energy Sensor | [6 empty] | G15 | 0 | [10 empty] | No | No
MC032 | County South |  |  |  | MC032-B01/G16 | Logic 16 | EN.EN3 Energy Sensor | [6 empty] | G16 | 0 | [10 empty] | No | No
MC032 | County South |  |  |  | MC032-B01/G17 | Logic 17 | EN.EN3 Energy Sensor | [6 empty] | G17 | 0 | [10 empty] | No | No
MC032 | County South |  |  |  | MC032-B01/G18 | Logic 18 | EN.EN3 Energy Sensor | [6 empty] | G18 | 0 | [10 empty] | No | No
MC032 | County South |  |  |  | MC032-B01/G19 | Logic 19 | EN.EN3 Energy Sensor | [6 empty] | G19 | 0 | [10 empty] | No | No
MC032 | County South |  |  |  | MC032-B01/F9 | Function 9 | EN.EN3 Energy Sensor | [6 empty] | F9 | 0 | [10 empty] | No | No
MC032 | County South |  |  |  | MC032-B01/G1 | Logic 1 | EN.EN3 Energy Sensor | [6 empty] | G1 | 0 | [10 empty] | No | No
MC032 | County South |  |  |  | MC032-B01/G10 | Logic 10 | EN.EN3 Energy Sensor | [6 empty] | G10 | 0 | [10 empty] | No | No
MC032 | County South |  |  |  | MC032-B01/G11 | Logic 11 | EN.EN3 Energy Sensor | [6 empty] | G11 | 0 | [10 empty] | No | No
MC032 | County South |  |  |  | MC032-B01/G12 | Logic 12 | EN.EN3 Energy Sensor | [6 empty] | G12 | 0 | [10 empty] | No | No
MC032 | County South |  |  |  | MC032-B01/G13 | Logic 13 | EN.EN3 Energy Sensor | [6 empty] | G13 | 0 | [10 empty] | No | No
MC032 | County South |  |  |  | MC032-B01/F3 | Function 3 | EN.EN3 Energy Sensor | [6 empty] | F3 | 0 | [10 empty] | No | No
MC032 | County South |  |  |  | MC032-B01/F4 | Function 4 | EN.EN3 Energy Sensor | [6 empty] | F4 | 0 | [10 empty] | No | No
MC032 | County South |  |  |  | MC032-B01/F5 | Function 5 | EN.EN3 Energy Sensor | [6 empty] | F5 | 0 | [10 empty] | No | No
MC032 | County South |  |  |  | MC032-B01/F6 | Function 6 | EN.EN3 Energy Sensor | [6 empty] | F6 | 0 | [10 empty] | No | No
MC032 | County South |  |  |  | MC032-B01/F7 | Function 7 | EN.EN3 Energy Sensor | [6 empty] | F7 | 0 | [10 empty] | No | No
MC032 | County South |  |  |  | MC032-B01/F8 | Function 8 | EN.EN3 Energy Sensor | [6 empty] | F8 | 0 | [10 empty] | No | No
MC032 | County South |  |  |  | MC032-B01/D9 | CT Pump 1 | EN.EN3 Energy Sensor | [6 empty] | D9 | 0 | [10 empty] | No | No
MC032 | County South |  |  |  | MC032-B01/e1 | Alarm Dest 1 | EN.EN3 Energy Sensor | [6 empty] | e1 | 0 | [10 empty] | No | No
MC032 | County South |  |  |  | MC032-B01/F1 | Function 1 | EN.EN3 Energy Sensor | [6 empty] | F1 | 0 | [10 empty] | No | No
MC032 | County South |  |  |  | MC032-B01/F10 | Function 10 | EN.EN3 Energy Sensor | [6 empty] | F10 | 0 | [10 empty] | No | No
MC032 | County South |  |  |  | MC032-B01/F11 | Function 11 | EN.EN3 Energy Sensor | [6 empty] | F11 | 0 | [10 empty] | No | No
MC032 | County South |  |  |  | MC032-B01/F2 | Function 2 | EN.EN3 Energy Sensor | [6 empty] | F2 | 0 | [10 empty] | No | No
MC032 | County South |  |  |  | MC032-B01/D16 | Facility CommsRm Ext | EN.EN3 Energy Sensor | [6 empty] | D16 | 0 | [10 empty] | No | No
MC032 | County South |  |  |  | MC032-B01/D17 | LC Comms Room Extr | EN.EN3 Energy Sensor | [6 empty] | D17 | 0 | [10 empty] | No | No
MC032 | County South |  |  |  | MC032-B01/D18 | Enable Ext Timer | EN.EN3 Energy Sensor | [6 empty] | D18 | 0 | [10 empty] | No | No
MC032 | County South |  |  |  | MC032-B01/D2 | AHU2 Htg Coil | EN.EN3 Energy Sensor | [6 empty] | D2 | 0 | [10 empty] | No | No
MC032 | County South |  |  |  | MC032-B01/D3 | AHU1 Supply Speed | EN.EN3 Energy Sensor | [6 empty] | D3 | 0 | [10 empty] | No | No
MC032 | County South |  |  |  | MC032-B01/D4 | AHU2 Supply Speed | EN.EN3 Energy Sensor | [6 empty] | D4 | 0 | [10 empty] | No | No
MC032 | County South |  |  |  | MC032-B01/D10 | CT Pump 2 | EN.EN3 Energy Sensor | [6 empty] | D10 | 0 | [10 empty] | No | No
MC032 | County South |  |  |  | MC032-B01/D11 | AHU1 Supply Fan | EN.EN3 Energy Sensor | [6 empty] | D11 | 0 | [10 empty] | No | No
MC032 | County South |  |  |  | MC032-B01/D12 | AHU2 Supply Fan | EN.EN3 Energy Sensor | [6 empty] | D12 | 0 | [10 empty] | No | No
MC032 | County South |  |  |  | MC032-B01/D13 | Toilet Extract 1 | EN.EN3 Energy Sensor | [6 empty] | D13 | 0 | [10 empty] | No | No
MC032 | County South |  |  |  | MC032-B01/D14 | Toilet Extract 4 | EN.EN3 Energy Sensor | [6 empty] | D14 | 0 | [10 empty] | No | No
MC032 | County South |  |  |  | MC032-B01/D15 | General Extract | EN.EN3 Energy Sensor | [6 empty] | D15 | 0 | [10 empty] | No | No
MC032 | County South |  |  |  | MC032-B02/A1 | Outside air temperature | EN.EN3 Energy Sensor | [6 empty] | A1 | 0 | [10 empty] | No | No
MC032 | County South |  |  |  | MC032-B02/C1 | Virtual CNC 1 | EN.EN3 Energy Sensor | [6 empty] | C1 | 0 | [10 empty] | No | No
MC032 | County South |  |  |  | MC032-B02/D1 | DHWS Htr 1 En | EN.EN3 Energy Sensor | [6 empty] | D1 | 0 | [10 empty] | No | No
MC032 | County South |  |  |  | MC032-B02/D10 | Kitn AHU Gas Htr 2 En | EN.EN3 Energy Sensor | [6 empty] | D10 | 0 | [10 empty] | No | No
MC032 | County South |  |  |  | MC032-B02/D11 | Kitn AHU Gas Htr 2 Dmd | EN.EN3 Energy Sensor | [6 empty] | D11 | 0 | [10 empty] | No | No
MC032 | County South |  |  |  | MC032-B02/D13 | Dishwash Extr Fan En | EN.EN3 Energy Sensor | [6 empty] | D13 | 0 | [10 empty] | No | No
MC032 | County South |  |  |  | MC032-B02/Y8 | PA399-02-0-100 | EN.EN3 Energy Sensor | [6 empty] | Y8 | 0 | [10 empty] | No | No
MC032 | County South |  |  |  | MC032-B02/Y9 | Pressure I 100Pa | EN.EN3 Energy Sensor | [6 empty] | Y9 | 0 | [10 empty] | No | No
MC032 | County South |  |  |  | MC032-B02/Z1 | Kitchen AHU | EN.EN3 Energy Sensor | [6 empty] | Z1 | 0 | [10 empty] | No | No
MC032 | County South |  |  |  | MC032-B02/Z2 | Dishwash Extract | EN.EN3 Energy Sensor | [6 empty] | Z2 | 0 | [10 empty] | No | No
MC032 | County South |  |  |  | MC032-B02/Z3 | DHWS Plant | EN.EN3 Energy Sensor | [6 empty] | Z3 | 0 | [10 empty] | No | No
MC032 | County South |  |  |  | MC032-B02/Y2 | Trend T -20+50 | EN.EN3 Energy Sensor | [6 empty] | Y2 | 0 | [10 empty] | No | No
MC032 | County South |  |  |  | MC032-B02/Y3 | Velocity V 10ms | EN.EN3 Energy Sensor | [6 empty] | Y3 | 0 | [10 empty] | No | No
MC032 | County South |  |  |  | MC032-B02/Y4 | Velocity V 15ms | EN.EN3 Energy Sensor | [6 empty] | Y4 | 0 | [10 empty] | No | No
MC032 | County South |  |  |  | MC032-B02/Y5 | Velocity V 20ms | EN.EN3 Energy Sensor | [6 empty] | Y5 | 0 | [10 empty] | No | No
MC032 | County South |  |  |  | MC032-B02/Y6 | PA399-02-0-30 | EN.EN3 Energy Sensor | [6 empty] | Y6 | 0 | [10 empty] | No | No
MC032 | County South |  |  |  | MC032-B02/Y7 | PA399-02-0-50 | EN.EN3 Energy Sensor | [6 empty] | Y7 | 0 | [10 empty] | No | No
MC032 | County South |  |  |  | MC032-B02/W1 | Plant Fault Reset | EN.EN3 Energy Sensor | [6 empty] | W1 | 0 | [10 empty] | No | No
MC032 | County South |  |  |  | MC032-B02/W2 | Summer Winter switch | EN.EN3 Energy Sensor | [6 empty] | W2 | 0 | [10 empty] | No | No
MC032 | County South |  |  |  | MC032-B02/Y1 | Trend Thermistor | EN.EN3 Energy Sensor | [6 empty] | Y1 | 0 | [10 empty] | No | No
MC032 | County South |  |  |  | MC032-B02/Y10 | Pressure I 300Pa | EN.EN3 Energy Sensor | [6 empty] | Y10 | 0 | [10 empty] | No | No
MC032 | County South |  |  |  | MC032-B02/Y11 | Pressure I 100Pa | EN.EN3 Energy Sensor | [6 empty] | Y11 | 0 | [10 empty] | No | No
MC032 | County South |  |  |  | MC032-B02/Y12 | Pressure I 300Pa | EN.EN3 Energy Sensor | [6 empty] | Y12 | 0 | [10 empty] | No | No
MC032 | County South |  |  |  | MC032-B02/S6 | AHU Extr Fan Pressure | EN.EN3 Energy Sensor | [6 empty] | S6 | 0 | [10 empty] | No | No
MC032 | County South |  |  |  | MC032-B02/S7 | Dishwash Extr Pressure | EN.EN3 Energy Sensor | [6 empty] | S7 | 0 | [10 empty] | No | No
MC032 | County South |  |  |  | MC032-B02/S8 | Hot water service flow temperature | EN.EN3 Energy Sensor | [6 empty] | S8 | 0 | [10 empty] | No | No
MC032 | County South |  |  |  | MC032-B02/S9 | HWS Retn Temp | EN.EN3 Energy Sensor | [6 empty] | S9 | 0 | [10 empty] | No | No
MC032 | County South |  |  |  | MC032-B02/U1 | Trevor | EN.EN3 Energy Sensor | [6 empty] | U1 | 0 | [10 empty] | No | No
MC032 | County South |  |  |  | MC032-B02/V1 |  | EN.EN3 Energy Sensor | [6 empty] | V1 | 0 | [10 empty] | No | No
MC032 | County South |  |  |  | MC032-B02/S15 | AHU Gas Valve Shut | EN.EN3 Energy Sensor | [6 empty] | S15 | 0 | [10 empty] | No | No
MC032 | County South |  |  |  | MC032-B02/S16 | Catering Gas Valve Shut | EN.EN3 Energy Sensor | [6 empty] | S16 | 0 | [10 empty] | No | No
MC032 | County South |  |  |  | MC032-B02/S2 | AHU Supply Temp | EN.EN3 Energy Sensor | [6 empty] | S2 | 0 | [10 empty] | No | No
MC032 | County South |  |  |  | MC032-B02/S3 | Kitn Space Temp 1 | EN.EN3 Energy Sensor | [6 empty] | S3 | 0 | [10 empty] | No | No
MC032 | County South |  |  |  | MC032-B02/S4 | Kitn Space Temp 2 | EN.EN3 Energy Sensor | [6 empty] | S4 | 0 | [10 empty] | No | No
MC032 | County South |  |  |  | MC032-B02/S5 | AHU Sply Fan Pressure | EN.EN3 Energy Sensor | [6 empty] | S5 | 0 | [10 empty] | No | No
MC032 | County South |  |  |  | MC032-B02/S1 | AHU Htg Sply Temp | EN.EN3 Energy Sensor | [6 empty] | S1 | 0 | [10 empty] | No | No
MC032 | County South |  |  |  | MC032-B02/S10 | Outside air temperature | EN.EN3 Energy Sensor | [6 empty] | S10 | 0 | [10 empty] | No | No
MC032 | County South |  |  |  | MC032-B02/S11 | AHU Supply SP | EN.EN3 Energy Sensor | [6 empty] | S11 | 0 | [10 empty] | No | No
MC032 | County South |  |  |  | MC032-B02/S12 | AHU Sply Speed SP | EN.EN3 Energy Sensor | [6 empty] | S12 | 0 | [10 empty] | No | No
MC032 | County South |  |  |  | MC032-B02/S13 | AHU Extr Speed SP | EN.EN3 Energy Sensor | [6 empty] | S13 | 0 | [10 empty] | No | No
MC032 | County South |  |  |  | MC032-B02/S14 | DHWS Gas Valve Shut | EN.EN3 Energy Sensor | [6 empty] | S14 | 0 | [10 empty] | No | No
MC032 | County South |  |  |  | MC032-B02/P5 | AHU Sply Fan Velocity | EN.EN3 Energy Sensor | [6 empty] | P5 | 0 | [10 empty] | No | No
MC032 | County South |  |  |  | MC032-B02/P6 | AHU Extr Fan Velocity | EN.EN3 Energy Sensor | [6 empty] | P6 | 0 | [10 empty] | No | No
MC032 | County South |  |  |  | MC032-B02/P7 | Dishwash Extr Velocity | EN.EN3 Energy Sensor | [6 empty] | P7 | 0 | [10 empty] | No | No
MC032 | County South |  |  |  | MC032-B02/P8 | Hot water service flow temperature | EN.EN3 Energy Sensor | [6 empty] | P8 | 0 | [10 empty] | No | No
MC032 | County South |  |  |  | MC032-B02/P9 | HWS Retn Temp | EN.EN3 Energy Sensor | [6 empty] | P9 | 0 | [10 empty] | No | No
MC032 | County South |  |  |  | MC032-B02/Q1 | Sequence Table 1 | EN.EN3 Energy Sensor | [6 empty] | Q1 | 0 | [10 empty] | No | No
MC032 | County South |  |  |  | MC032-B02/P13 | DHWS Gas Valve Shut | EN.EN3 Energy Sensor | [6 empty] | P13 | 0 | [10 empty] | No | No
MC032 | County South |  |  |  | MC032-B02/P14 | AHU Gas Valve Shut | EN.EN3 Energy Sensor | [6 empty] | P14 | 0 | [10 empty] | No | No
MC032 | County South |  |  |  | MC032-B02/P15 | Catering Gas Valve Shut | EN.EN3 Energy Sensor | [6 empty] | P15 | 0 | [10 empty] | No | No
MC032 | County South |  |  |  | MC032-B02/P2 | AHU Supply Temp | EN.EN3 Energy Sensor | [6 empty] | P2 | 0 | [10 empty] | No | No
MC032 | County South |  |  |  | MC032-B02/P3 | Kitn Space Temp 1 | EN.EN3 Energy Sensor | [6 empty] | P3 | 0 | [10 empty] | No | No
MC032 | County South |  |  |  | MC032-B02/P4 | Kitn Space Temp 2 | EN.EN3 Energy Sensor | [6 empty] | P4 | 0 | [10 empty] | No | No
MC032 | County South |  |  |  | MC032-B02/o2 | Alarm Route 2 | EN.EN3 Energy Sensor | [6 empty] | o2 | 0 | [10 empty] | No | No
MC032 | County South |  |  |  | MC032-B02/o3 | Alarm Route 3 | EN.EN3 Energy Sensor | [6 empty] | o3 | 0 | [10 empty] | No | No
MC032 | County South |  |  |  | MC032-B02/P1 | AHU Htg Sply Temp | EN.EN3 Energy Sensor | [6 empty] | P1 | 0 | [10 empty] | No | No
MC032 | County South |  |  |  | MC032-B02/P10 | AHU Supply SP | EN.EN3 Energy Sensor | [6 empty] | P10 | 0 | [10 empty] | No | No
MC032 | County South |  |  |  | MC032-B02/P11 | AHU Sply Speed SP | EN.EN3 Energy Sensor | [6 empty] | P11 | 0 | [10 empty] | No | No
MC032 | County South |  |  |  | MC032-B02/P12 | AHU Extr Speed SP | EN.EN3 Energy Sensor | [6 empty] | P12 | 0 | [10 empty] | No | No
MC032 | County South |  |  |  | MC032-B02/L6 |  | EN.EN3 Energy Sensor | [6 empty] | L6 | 0 | [10 empty] | No | No
MC032 | County South |  |  |  | MC032-B02/L7 | Loop 7 | EN.EN3 Energy Sensor | [6 empty] | L7 | 0 | [10 empty] | No | No
MC032 | County South |  |  |  | MC032-B02/L8 |  | EN.EN3 Energy Sensor | [6 empty] | L8 | 0 | [10 empty] | No | No
MC032 | County South |  |  |  | MC032-B02/n1 | TREND_00_9C_E7 | EN.EN3 Energy Sensor | [6 empty] | n1 | 0 | [10 empty] | No | No
MC032 | County South |  |  |  | MC032-B02/o1 | Kitchen AHU | EN.EN3 Energy Sensor | [6 empty] | o1 | 0 | [10 empty] | No | No
MC032 | County South |  |  |  | MC032-B02/K9 | Dishwash Speed | EN.EN3 Energy Sensor | [6 empty] | K9 | 0 | [10 empty] | No | No
MC032 | County South |  |  |  | MC032-B02/L1 |  | EN.EN3 Energy Sensor | [6 empty] | L1 | 0 | [10 empty] | No | No
MC032 | County South |  |  |  | MC032-B02/L2 |  | EN.EN3 Energy Sensor | [6 empty] | L2 | 0 | [10 empty] | No | No
MC032 | County South |  |  |  | MC032-B02/L3 |  | EN.EN3 Energy Sensor | [6 empty] | L3 | 0 | [10 empty] | No | No
MC032 | County South |  |  |  | MC032-B02/L4 |  | EN.EN3 Energy Sensor | [6 empty] | L4 | 0 | [10 empty] | No | No
MC032 | County South |  |  |  | MC032-B02/L5 |  | EN.EN3 Energy Sensor | [6 empty] | L5 | 0 | [10 empty] | No | No
MC032 | County South |  |  |  | MC032-B02/K3 | AHU Max Sply SP | EN.EN3 Energy Sensor | [6 empty] | K3 | 0 | [10 empty] | No | No
MC032 | County South |  |  |  | MC032-B02/K4 | AHU Min Sply SP | EN.EN3 Energy Sensor | [6 empty] | K4 | 0 | [10 empty] | No | No
MC032 | County South |  |  |  | MC032-B02/K5 | AHU Sply HI Speed | EN.EN3 Energy Sensor | [6 empty] | K5 | 0 | [10 empty] | No | No
MC032 | County South |  |  |  | MC032-B02/K6 | AHU Extr HI Speed | EN.EN3 Energy Sensor | [6 empty] | K6 | 0 | [10 empty] | No | No
MC032 | County South |  |  |  | MC032-B02/K7 | AHU Sply LO Speed | EN.EN3 Energy Sensor | [6 empty] | K7 | 0 | [10 empty] | No | No
MC032 | County South |  |  |  | MC032-B02/K8 | AHU Extr LO Speed | EN.EN3 Energy Sensor | [6 empty] | K8 | 0 | [10 empty] | No | No
MC032 | County South |  |  |  | MC032-B02/I6 | DHWS Htr 2 Fault | EN.EN3 Energy Sensor | [6 empty] | I6 | 0 | [10 empty] | No | No
MC032 | County South |  |  |  | MC032-B02/I7 | DHWS Sec Pump Trip | EN.EN3 Energy Sensor | [6 empty] | I7 | 0 | [10 empty] | No | No
MC032 | County South |  |  |  | MC032-B02/I8 | DHWS Sec Pump Run | EN.EN3 Energy Sensor | [6 empty] | I8 | 0 | [10 empty] | No | No
MC032 | County South |  |  |  | MC032-B02/I9 | Kitn AHU Frost Trip | EN.EN3 Energy Sensor | [6 empty] | I9 | 0 | [10 empty] | No | No
MC032 | County South |  |  |  | MC032-B02/K1 | Space frost protection | EN.EN3 Energy Sensor | [6 empty] | K1 | 0 | [10 empty] | No | No
MC032 | County South |  |  |  | MC032-B02/K2 | Kitchen Space SP | EN.EN3 Energy Sensor | [6 empty] | K2 | 0 | [10 empty] | No | No
MC032 | County South |  |  |  | MC032-B02/I33 | Kitn AHU EA Dmpr Fail | EN.EN3 Energy Sensor | [6 empty] | I33 | 0 | [10 empty] | No | No
MC032 | County South |  |  |  | MC032-B02/I34 | Kitn AHU Extr Fan Fail | EN.EN3 Energy Sensor | [6 empty] | I34 | 0 | [10 empty] | No | No
MC032 | County South |  |  |  | MC032-B02/I35 | Dishwash Extr Fan Fail | EN.EN3 Energy Sensor | [6 empty] | I35 | 0 | [10 empty] | No | No
MC032 | County South |  |  |  | MC032-B02/i4 | Catering Gas Valve Shut | EN.EN3 Energy Sensor | [6 empty] | i4 | 0 | [10 empty] | No | No
MC032 | County South |  |  |  | MC032-B02/I5 | DHWS Htr 1 Fault | EN.EN3 Energy Sensor | [6 empty] | I5 | 0 | [10 empty] | No | No
MC032 | County South |  |  |  | MC032-B02/I23 | Dishwash Extr Fan Flow | EN.EN3 Energy Sensor | [6 empty] | I23 | 0 | [10 empty] | No | No
MC032 | County South |  |  |  | MC032-B02/I24 | Dishwash Extr Fan Fault | EN.EN3 Energy Sensor | [6 empty] | I24 | 0 | [10 empty] | No | No
MC032 | County South |  |  |  | MC032-B02/I3 | Module 3 | EN.EN3 Energy Sensor | [6 empty] | I3 | 0 | [10 empty] | No | No
MC032 | County South |  |  |  | MC032-B02/I31 | Kitn AHU FA Dmpr Fail | EN.EN3 Energy Sensor | [6 empty] | I31 | 0 | [10 empty] | No | No
MC032 | County South |  |  |  | MC032-B02/I32 | Kitn AHU Sply Fan Fail | EN.EN3 Energy Sensor | [6 empty] | I32 | 0 | [10 empty] | No | No
MC032 | County South |  |  |  | MC032-B02/I19 | Kitn AHU Panel Fltr Dirty | EN.EN3 Energy Sensor | [6 empty] | I19 | 0 | [10 empty] | No | No
MC032 | County South |  |  |  | MC032-B02/I2 | Module 2 | EN.EN3 Energy Sensor | [6 empty] | I2 | 0 | [10 empty] | No | No
MC032 | County South |  |  |  | MC032-B02/I20 | Kitn AHU Bag Fltr Dirty | EN.EN3 Energy Sensor | [6 empty] | I20 | 0 | [10 empty] | No | No
MC032 | County South |  |  |  | MC032-B02/I21 | Kitn Vent - Setback | EN.EN3 Energy Sensor | [6 empty] | I21 | 0 | [10 empty] | No | No
MC032 | County South |  |  |  | MC032-B02/I22 | Kitn Vent - Override | EN.EN3 Energy Sensor | [6 empty] | I22 | 0 | [10 empty] | No | No
MC032 | County South |  |  |  | MC032-B02/I13 | Kitn AHU EA Dmpr Open | EN.EN3 Energy Sensor | [6 empty] | I13 | 0 | [10 empty] | No | No
MC032 | County South |  |  |  | MC032-B02/I14 | Kitn AHU Extr Fan Flow | EN.EN3 Energy Sensor | [6 empty] | I14 | 0 | [10 empty] | No | No
MC032 | County South |  |  |  | MC032-B02/I15 | Kitn AHU Extr Fan Fault | EN.EN3 Energy Sensor | [6 empty] | I15 | 0 | [10 empty] | No | No
MC032 | County South |  |  |  | MC032-B02/I16 | Kitn AHU Gas Htr 1 Fault | EN.EN3 Energy Sensor | [6 empty] | I16 | 0 | [10 empty] | No | No
MC032 | County South |  |  |  | MC032-B02/I17 | Kitn AHU Gas Htr 2 Fault | EN.EN3 Energy Sensor | [6 empty] | I17 | 0 | [10 empty] | No | No
MC032 | County South |  |  |  | MC032-B02/I18 | Kitn AHU DX Fault | EN.EN3 Energy Sensor | [6 empty] | I18 | 0 | [10 empty] | No | No
MC032 | County South |  |  |  | MC032-B02/G9 | Logic 9 | EN.EN3 Energy Sensor | [6 empty] | G9 | 0 | [10 empty] | No | No
MC032 | County South |  |  |  | MC032-B02/I1 | Module 1 | EN.EN3 Energy Sensor | [6 empty] | I1 | 0 | [10 empty] | No | No
MC032 | County South |  |  |  | MC032-B02/I10 | Kitn AHU FA Dmpr Open | EN.EN3 Energy Sensor | [6 empty] | I10 | 0 | [10 empty] | No | No
MC032 | County South |  |  |  | MC032-B02/I11 | Kitn AHU Sply Fan Flow | EN.EN3 Energy Sensor | [6 empty] | I11 | 0 | [10 empty] | No | No
MC032 | County South |  |  |  | MC032-B02/I12 | Kitn AHU Sply Fan Fault | EN.EN3 Energy Sensor | [6 empty] | I12 | 0 | [10 empty] | No | No
MC032 | County South |  |  |  | MC032-B02/G46 | Logic 46 | EN.EN3 Energy Sensor | [6 empty] | G46 | 0 | [10 empty] | No | No
MC032 | County South |  |  |  | MC032-B02/G47 | Logic 47 | EN.EN3 Energy Sensor | [6 empty] | G47 | 0 | [10 empty] | No | No
MC032 | County South |  |  |  | MC032-B02/G5 | Logic 5 | EN.EN3 Energy Sensor | [6 empty] | G5 | 0 | [10 empty] | No | No
MC032 | County South |  |  |  | MC032-B02/G6 | Vent Fire | EN.EN3 Energy Sensor | [6 empty] | G6 | 0 | [10 empty] | No | No
MC032 | County South |  |  |  | MC032-B02/G7 | Logic 7 | EN.EN3 Energy Sensor | [6 empty] | G7 | 0 | [10 empty] | No | No
MC032 | County South |  |  |  | MC032-B02/G8 | Reset | EN.EN3 Energy Sensor | [6 empty] | G8 | 0 | [10 empty] | No | No
MC032 | County South |  |  |  | MC032-B02/G40 | Logic 40 | EN.EN3 Energy Sensor | [6 empty] | G40 | 0 | [10 empty] | No | No
MC032 | County South |  |  |  | MC032-B02/G41 | Alarms En | EN.EN3 Energy Sensor | [6 empty] | G41 | 0 | [10 empty] | No | No
MC032 | County South |  |  |  | MC032-B02/G42 | Logic 42 | EN.EN3 Energy Sensor | [6 empty] | G42 | 0 | [10 empty] | No | No
MC032 | County South |  |  |  | MC032-B02/G43 | Logic 43 | EN.EN3 Energy Sensor | [6 empty] | G43 | 0 | [10 empty] | No | No
MC032 | County South |  |  |  | MC032-B02/G44 | Logic 44 | EN.EN3 Energy Sensor | [6 empty] | G44 | 0 | [10 empty] | No | No
MC032 | County South |  |  |  | MC032-B02/G45 | Logic 45 | EN.EN3 Energy Sensor | [6 empty] | G45 | 0 | [10 empty] | No | No
MC032 | County South |  |  |  | MC032-B02/G35 | Logic 35 | EN.EN3 Energy Sensor | [6 empty] | G35 | 0 | [10 empty] | No | No
MC032 | County South |  |  |  | MC032-B02/G36 | Logic 36 | EN.EN3 Energy Sensor | [6 empty] | G36 | 0 | [10 empty] | No | No
MC032 | County South |  |  |  | MC032-B02/G37 | Logic 37 | EN.EN3 Energy Sensor | [6 empty] | G37 | 0 | [10 empty] | No | No
MC032 | County South |  |  |  | MC032-B02/G38 | Logic 38 | EN.EN3 Energy Sensor | [6 empty] | G38 | 0 | [10 empty] | No | No
MC032 | County South |  |  |  | MC032-B02/G39 | Logic 39 | EN.EN3 Energy Sensor | [6 empty] | G39 | 0 | [10 empty] | No | No
MC032 | County South |  |  |  | MC032-B02/G4 | Logic 4 | EN.EN3 Energy Sensor | [6 empty] | G4 | 0 | [10 empty] | No | No
MC032 | County South |  |  |  | MC032-B02/G3 | Logic 3 | EN.EN3 Energy Sensor | [6 empty] | G3 | 0 | [10 empty] | No | No
MC032 | County South |  |  |  | MC032-B02/G30 | Logic 30 | EN.EN3 Energy Sensor | [6 empty] | G30 | 0 | [10 empty] | No | No
MC032 | County South |  |  |  | MC032-B02/G31 | Logic 31 | EN.EN3 Energy Sensor | [6 empty] | G31 | 0 | [10 empty] | No | No
MC032 | County South |  |  |  | MC032-B02/G32 | Logic 32 | EN.EN3 Energy Sensor | [6 empty] | G32 | 0 | [10 empty] | No | No
MC032 | County South |  |  |  | MC032-B02/G33 | Logic 33 | EN.EN3 Energy Sensor | [6 empty] | G33 | 0 | [10 empty] | No | No
MC032 | County South |  |  |  | MC032-B02/G34 | Logic 34 | EN.EN3 Energy Sensor | [6 empty] | G34 | 0 | [10 empty] | No | No
MC032 | County South |  |  |  | MC032-B02/G24 | Kitn AHU Extr Fan Fail | EN.EN3 Energy Sensor | [6 empty] | G24 | 0 | [10 empty] | No | No
MC032 | County South |  |  |  | MC032-B02/G25 | Logic 25 | EN.EN3 Energy Sensor | [6 empty] | G25 | 0 | [10 empty] | No | No
MC032 | County South |  |  |  | MC032-B02/G26 | Logic 26 | EN.EN3 Energy Sensor | [6 empty] | G26 | 0 | [10 empty] | No | No
MC032 | County South |  |  |  | MC032-B02/G27 | Kitn AHU Ctrl | EN.EN3 Energy Sensor | [6 empty] | G27 | 0 | [10 empty] | No | No
MC032 | County South |  |  |  | MC032-B02/G28 | Logic 28 | EN.EN3 Energy Sensor | [6 empty] | G28 | 0 | [10 empty] | No | No
MC032 | County South |  |  |  | MC032-B02/G29 | Logic 29 | EN.EN3 Energy Sensor | [6 empty] | G29 | 0 | [10 empty] | No | No
MC032 | County South |  |  |  | MC032-B02/G19 | Logic 19 | EN.EN3 Energy Sensor | [6 empty] | G19 | 0 | [10 empty] | No | No
MC032 | County South |  |  |  | MC032-B02/G2 | Kitn Vent LO | EN.EN3 Energy Sensor | [6 empty] | G2 | 0 | [10 empty] | No | No
MC032 | County South |  |  |  | MC032-B02/G20 | Logic 20 | EN.EN3 Energy Sensor | [6 empty] | G20 | 0 | [10 empty] | No | No
MC032 | County South |  |  |  | MC032-B02/G21 | Logic 21 | EN.EN3 Energy Sensor | [6 empty] | G21 | 0 | [10 empty] | No | No
MC032 | County South |  |  |  | MC032-B02/G22 | Logic 22 | EN.EN3 Energy Sensor | [6 empty] | G22 | 0 | [10 empty] | No | No
MC032 | County South |  |  |  | MC032-B02/G23 | Logic 23 | EN.EN3 Energy Sensor | [6 empty] | G23 | 0 | [10 empty] | No | No
MC032 | County South |  |  |  | MC032-B02/G13 | Logic 13 | EN.EN3 Energy Sensor | [6 empty] | G13 | 0 | [10 empty] | No | No
MC032 | County South |  |  |  | MC032-B02/G14 | Logic 14 | EN.EN3 Energy Sensor | [6 empty] | G14 | 0 | [10 empty] | No | No
MC032 | County South |  |  |  | MC032-B02/G15 | Logic 15 | EN.EN3 Energy Sensor | [6 empty] | G15 | 0 | [10 empty] | No | No
MC032 | County South |  |  |  | MC032-B02/G16 | Logic 16 | EN.EN3 Energy Sensor | [6 empty] | G16 | 0 | [10 empty] | No | No
MC032 | County South |  |  |  | MC032-B02/G17 | Kitn AHU Sply Fan Fail | EN.EN3 Energy Sensor | [6 empty] | G17 | 0 | [10 empty] | No | No
MC032 | County South |  |  |  | MC032-B02/G18 | AHU Extr Dmpr | EN.EN3 Energy Sensor | [6 empty] | G18 | 0 | [10 empty] | No | No
MC032 | County South |  |  |  | MC032-B02/F8 | AHU Htg Dmd | EN.EN3 Energy Sensor | [6 empty] | F8 | 0 | [10 empty] | No | No
MC032 | County South |  |  |  | MC032-B02/F9 | AHU Clg Dmd | EN.EN3 Energy Sensor | [6 empty] | F9 | 0 | [10 empty] | No | No
MC032 | County South |  |  |  | MC032-B02/G1 | Kitn Vent HI | EN.EN3 Energy Sensor | [6 empty] | G1 | 0 | [10 empty] | No | No
MC032 | County South |  |  |  | MC032-B02/G10 | Logic 10 | EN.EN3 Energy Sensor | [6 empty] | G10 | 0 | [10 empty] | No | No
MC032 | County South |  |  |  | MC032-B02/G11 | AHU Sply Dmpr | EN.EN3 Energy Sensor | [6 empty] | G11 | 0 | [10 empty] | No | No
MC032 | County South |  |  |  | MC032-B02/G12 | Logic 12 | EN.EN3 Energy Sensor | [6 empty] | G12 | 0 | [10 empty] | No | No
MC032 | County South |  |  |  | MC032-B02/F38 | Function 38 | EN.EN3 Energy Sensor | [6 empty] | F38 | 0 | [10 empty] | No | No
MC032 | County South |  |  |  | MC032-B02/F39 | Function 39 | EN.EN3 Energy Sensor | [6 empty] | F39 | 0 | [10 empty] | No | No
MC032 | County South |  |  |  | MC032-B02/F4 | Kitn Ave Temp | EN.EN3 Energy Sensor | [6 empty] | F4 | 0 | [10 empty] | No | No
MC032 | County South |  |  |  | MC032-B02/F5 | Function 5 | EN.EN3 Energy Sensor | [6 empty] | F5 | 0 | [10 empty] | No | No
MC032 | County South |  |  |  | MC032-B02/F6 | Function 6 | EN.EN3 Energy Sensor | [6 empty] | F6 | 0 | [10 empty] | No | No
MC032 | County South |  |  |  | MC032-B02/F7 | Function 7 | EN.EN3 Energy Sensor | [6 empty] | F7 | 0 | [10 empty] | No | No
MC032 | County South |  |  |  | MC032-B02/F32 | Function 32 | EN.EN3 Energy Sensor | [6 empty] | F32 | 0 | [10 empty] | No | No
MC032 | County South |  |  |  | MC032-B02/F33 | Function 33 | EN.EN3 Energy Sensor | [6 empty] | F33 | 0 | [10 empty] | No | No
MC032 | County South |  |  |  | MC032-B02/F34 | Function 34 | EN.EN3 Energy Sensor | [6 empty] | F34 | 0 | [10 empty] | No | No
MC032 | County South |  |  |  | MC032-B02/F35 | Function 35 | EN.EN3 Energy Sensor | [6 empty] | F35 | 0 | [10 empty] | No | No
MC032 | County South |  |  |  | MC032-B02/F36 | Function 36 | EN.EN3 Energy Sensor | [6 empty] | F36 | 0 | [10 empty] | No | No
MC032 | County South |  |  |  | MC032-B02/F37 | Function 37 | EN.EN3 Energy Sensor | [6 empty] | F37 | 0 | [10 empty] | No | No
MC032 | County South |  |  |  | MC032-B02/F27 | Function 27 | EN.EN3 Energy Sensor | [6 empty] | F27 | 0 | [10 empty] | No | No
MC032 | County South |  |  |  | MC032-B02/F28 | Function 28 | EN.EN3 Energy Sensor | [6 empty] | F28 | 0 | [10 empty] | No | No
MC032 | County South |  |  |  | MC032-B02/F29 | Function 29 | EN.EN3 Energy Sensor | [6 empty] | F29 | 0 | [10 empty] | No | No
MC032 | County South |  |  |  | MC032-B02/F3 | Function 3 | EN.EN3 Energy Sensor | [6 empty] | F3 | 0 | [10 empty] | No | No
MC032 | County South |  |  |  | MC032-B02/F30 | Function 30 | EN.EN3 Energy Sensor | [6 empty] | F30 | 0 | [10 empty] | No | No
MC032 | County South |  |  |  | MC032-B02/F31 | Function 31 | EN.EN3 Energy Sensor | [6 empty] | F31 | 0 | [10 empty] | No | No
MC032 | County South |  |  |  | MC032-B02/F21 | Function 21 | EN.EN3 Energy Sensor | [6 empty] | F21 | 0 | [10 empty] | No | No
MC032 | County South |  |  |  | MC032-B02/F22 | Function 22 | EN.EN3 Energy Sensor | [6 empty] | F22 | 0 | [10 empty] | No | No
MC032 | County South |  |  |  | MC032-B02/F23 | Function 23 | EN.EN3 Energy Sensor | [6 empty] | F23 | 0 | [10 empty] | No | No
MC032 | County South |  |  |  | MC032-B02/F24 | AHU Htg Dmd | EN.EN3 Energy Sensor | [6 empty] | F24 | 0 | [10 empty] | No | No
MC032 | County South |  |  |  | MC032-B02/F25 | AHU Clg Dmd | EN.EN3 Energy Sensor | [6 empty] | F25 | 0 | [10 empty] | No | No
MC032 | County South |  |  |  | MC032-B02/F26 | Function 26 | EN.EN3 Energy Sensor | [6 empty] | F26 | 0 | [10 empty] | No | No
MC032 | County South |  |  |  | MC032-B02/F16 | Function 16 | EN.EN3 Energy Sensor | [6 empty] | F16 | 0 | [10 empty] | No | No
MC032 | County South |  |  |  | MC032-B02/F17 | Function 17 | EN.EN3 Energy Sensor | [6 empty] | F17 | 0 | [10 empty] | No | No
MC032 | County South |  |  |  | MC032-B02/F18 | Function 18 | EN.EN3 Energy Sensor | [6 empty] | F18 | 0 | [10 empty] | No | No
MC032 | County South |  |  |  | MC032-B02/F19 | Function 19 | EN.EN3 Energy Sensor | [6 empty] | F19 | 0 | [10 empty] | No | No
MC032 | County South |  |  |  | MC032-B02/F2 | AHU Space Frost | EN.EN3 Energy Sensor | [6 empty] | F2 | 0 | [10 empty] | No | No
MC032 | County South |  |  |  | MC032-B02/F20 | Function 20 | EN.EN3 Energy Sensor | [6 empty] | F20 | 0 | [10 empty] | No | No
MC032 | County South |  |  |  | MC032-B02/F1 | Space Frost SP | EN.EN3 Energy Sensor | [6 empty] | F1 | 0 | [10 empty] | No | No
MC032 | County South |  |  |  | MC032-B02/F10 | Function 10 | EN.EN3 Energy Sensor | [6 empty] | F10 | 0 | [10 empty] | No | No
MC032 | County South |  |  |  | MC032-B02/F11 | Function 11 | EN.EN3 Energy Sensor | [6 empty] | F11 | 0 | [10 empty] | No | No
MC032 | County South |  |  |  | MC032-B02/F12 | Function 12 | EN.EN3 Energy Sensor | [6 empty] | F12 | 0 | [10 empty] | No | No
MC032 | County South |  |  |  | MC032-B02/F13 | Function 13 | EN.EN3 Energy Sensor | [6 empty] | F13 | 0 | [10 empty] | No | No
MC032 | County South |  |  |  | MC032-B02/F14 | Function 14 | EN.EN3 Energy Sensor | [6 empty] | F14 | 0 | [10 empty] | No | No
MC032 | County South |  |  |  | MC032-B02/D5 | Kitn AHU Sply Fan Dmd | EN.EN3 Energy Sensor | [6 empty] | D5 | 0 | [10 empty] | No | No
MC032 | County South |  |  |  | MC032-B02/D6 | Kitn AHU Extr Fan En | EN.EN3 Energy Sensor | [6 empty] | D6 | 0 | [10 empty] | No | No
MC032 | County South |  |  |  | MC032-B02/D7 | Kitn AHU Extr Fan Dmd | EN.EN3 Energy Sensor | [6 empty] | D7 | 0 | [10 empty] | No | No
MC032 | County South |  |  |  | MC032-B02/D8 | Kitn AHU Gas Htr 1 En | EN.EN3 Energy Sensor | [6 empty] | D8 | 0 | [10 empty] | No | No
MC032 | County South |  |  |  | MC032-B02/D9 | Kitn AHU Gas Htr 1 Dmd | EN.EN3 Energy Sensor | [6 empty] | D9 | 0 | [10 empty] | No | No
MC032 | County South |  |  |  | MC032-B02/e1 | IQ View | EN.EN3 Energy Sensor | [6 empty] | e1 | 0 | [10 empty] | No | No
MC032 | County South |  |  |  | MC032-B02/D14 | Dishwash Extr Fan Dmd | EN.EN3 Energy Sensor | [6 empty] | D14 | 0 | [10 empty] | No | No
MC032 | County South |  |  |  | MC032-B02/D15 | Office Elect Htr En | EN.EN3 Energy Sensor | [6 empty] | D15 | 0 | [10 empty] | No | No
MC032 | County South |  |  |  | MC032-B02/D16 | Toilet Elect Htr En | EN.EN3 Energy Sensor | [6 empty] | D16 | 0 | [10 empty] | No | No
MC032 | County South |  |  |  | MC032-B02/D2 | DHWS Htr 2 En | EN.EN3 Energy Sensor | [6 empty] | D2 | 0 | [10 empty] | No | No
MC032 | County South |  |  |  | MC032-B02/D3 | DHWS Sec Pump En | EN.EN3 Energy Sensor | [6 empty] | D3 | 0 | [10 empty] | No | No
MC032 | County South |  |  |  | MC032-B02/D4 | Kitn AHU Sply Fan En | EN.EN3 Energy Sensor | [6 empty] | D4 | 0 | [10 empty] | No | No
MC032 | County South |  |  |  | MC032-B07/C1 | Virtual CNC 1 | EN.EN3 Energy Sensor | [6 empty] | C1 | 0 | [10 empty] | No | No
MC032 | County South |  |  |  | MC032-B07/D1 | Alarm Lamp | EN.EN3 Energy Sensor | [6 empty] | D1 | 0 | [10 empty] | No | No
MC032 | County South |  |  |  | MC032-B07/D2 | Alarm Sounder | EN.EN3 Energy Sensor | [6 empty] | D2 | 0 | [10 empty] | No | No
MC032 | County South |  |  |  | MC032-B07/D3 | Sump NO4 Pumps En | EN.EN3 Energy Sensor | [6 empty] | D3 | 0 | [10 empty] | No | No
MC032 | County South |  |  |  | MC032-B07/D4 | Sump NO5 Pumps En | EN.EN3 Energy Sensor | [6 empty] | D4 | 0 | [10 empty] | No | No
MC032 | County South |  |  |  | MC032-B07/D5 | Sump NO6 Pumps En | EN.EN3 Energy Sensor | [6 empty] | D5 | 0 | [10 empty] | No | No
MC032 | County South |  |  |  | MC032-B07/W3 | Sump NO6 Pump Duty | EN.EN3 Energy Sensor | [6 empty] | W3 | 0 | [10 empty] | No | No
MC032 | County South |  |  |  | MC032-B07/W4 | Sump NO7 Pump Duty | EN.EN3 Energy Sensor | [6 empty] | W4 | 0 | [10 empty] | No | No
MC032 | County South |  |  |  | MC032-B07/W5 | Sump NO8 Pump Duty | EN.EN3 Energy Sensor | [6 empty] | W5 | 0 | [10 empty] | No | No
MC032 | County South |  |  |  | MC032-B07/W6 | Hrs Run Reset | EN.EN3 Energy Sensor | [6 empty] | W6 | 0 | [10 empty] | No | No
MC032 | County South |  |  |  | MC032-B07/S8 | NO6 pump 2 hrs | EN.EN3 Energy Sensor | [6 empty] | S8 | 0 | [10 empty] | No | No
MC032 | County South |  |  |  | MC032-B07/S9 | NO6 pumps Total | EN.EN3 Energy Sensor | [6 empty] | S9 | 0 | [10 empty] | No | No
MC032 | County South |  |  |  | MC032-B07/U1 |  | EN.EN3 Energy Sensor | [6 empty] | U1 | 0 | [10 empty] | No | No
MC032 | County South |  |  |  | MC032-B07/V1 |  | EN.EN3 Energy Sensor | [6 empty] | V1 | 0 | [10 empty] | No | No
MC032 | County South |  |  |  | MC032-B07/W1 | Sump NO4 Pump Duty | EN.EN3 Energy Sensor | [6 empty] | W1 | 0 | [10 empty] | No | No
MC032 | County South |  |  |  | MC032-B07/W2 | Sump NO5 Pump Duty | EN.EN3 Energy Sensor | [6 empty] | W2 | 0 | [10 empty] | No | No
MC032 | County South |  |  |  | MC032-B07/S2 | NO4 pump 2 hrs | EN.EN3 Energy Sensor | [6 empty] | S2 | 0 | [10 empty] | No | No
MC032 | County South |  |  |  | MC032-B07/S3 | NO4 pumps Total | EN.EN3 Energy Sensor | [6 empty] | S3 | 0 | [10 empty] | No | No
MC032 | County South |  |  |  | MC032-B07/S4 | NO5 pump 1 hrs | EN.EN3 Energy Sensor | [6 empty] | S4 | 0 | [10 empty] | No | No
MC032 | County South |  |  |  | MC032-B07/S5 | NO5 pump 2 hrs | EN.EN3 Energy Sensor | [6 empty] | S5 | 0 | [10 empty] | No | No
MC032 | County South |  |  |  | MC032-B07/S6 | NO5 pumps Total | EN.EN3 Energy Sensor | [6 empty] | S6 | 0 | [10 empty] | No | No
MC032 | County South |  |  |  | MC032-B07/S7 | NO6 pump 1 hrs | EN.EN3 Energy Sensor | [6 empty] | S7 | 0 | [10 empty] | No | No
MC032 | County South |  |  |  | MC032-B07/S10 | NO7 pump 1 hrs | EN.EN3 Energy Sensor | [6 empty] | S10 | 0 | [10 empty] | No | No
MC032 | County South |  |  |  | MC032-B07/S11 | NO7 pump 2 hrs | EN.EN3 Energy Sensor | [6 empty] | S11 | 0 | [10 empty] | No | No
MC032 | County South |  |  |  | MC032-B07/S12 | NO7 pumps Total | EN.EN3 Energy Sensor | [6 empty] | S12 | 0 | [10 empty] | No | No
MC032 | County South |  |  |  | MC032-B07/S13 | NO8 pump 1 hrs | EN.EN3 Energy Sensor | [6 empty] | S13 | 0 | [10 empty] | No | No
MC032 | County South |  |  |  | MC032-B07/S14 | NO8 pump 2 hrs | EN.EN3 Energy Sensor | [6 empty] | S14 | 0 | [10 empty] | No | No
MC032 | County South |  |  |  | MC032-B07/S15 | NO8 pumps Total | EN.EN3 Energy Sensor | [6 empty] | S15 | 0 | [10 empty] | No | No
MC032 | County South |  |  |  | MC032-B07/P6 | SO7 pump 1 hrs | EN.EN3 Energy Sensor | [6 empty] | P6 | 0 | [10 empty] | No | No
MC032 | County South |  |  |  | MC032-B07/P7 | SO7 pump 2 hrs | EN.EN3 Energy Sensor | [6 empty] | P7 | 0 | [10 empty] | No | No
MC032 | County South |  |  |  | MC032-B07/P8 | SO7 pumps Total | EN.EN3 Energy Sensor | [6 empty] | P8 | 0 | [10 empty] | No | No
MC032 | County South |  |  |  | MC032-B07/P9 | SO8 pump 1 hrs | EN.EN3 Energy Sensor | [6 empty] | P9 | 0 | [10 empty] | No | No
MC032 | County South |  |  |  | MC032-B07/Q1 | Sequence Table 1 | EN.EN3 Energy Sensor | [6 empty] | Q1 | 0 | [10 empty] | No | No
MC032 | County South |  |  |  | MC032-B07/S1 | NO4 pump 1 hrs | EN.EN3 Energy Sensor | [6 empty] | S1 | 0 | [10 empty] | No | No
MC032 | County South |  |  |  | MC032-B07/P19 | SO7 pump 2 hrs | EN.EN3 Energy Sensor | [6 empty] | P19 | 0 | [10 empty] | No | No
MC032 | County South |  |  |  | MC032-B07/P2 | Sump NO5 Pumps En | EN.EN3 Energy Sensor | [6 empty] | P2 | 0 | [10 empty] | No | No
MC032 | County South |  |  |  | MC032-B07/P20 | SO7 pumps Total | EN.EN3 Energy Sensor | [6 empty] | P20 | 0 | [10 empty] | No | No
MC032 | County South |  |  |  | MC032-B07/P3 | Sump NO6 Pumps En | EN.EN3 Energy Sensor | [6 empty] | P3 | 0 | [10 empty] | No | No
MC032 | County South |  |  |  | MC032-B07/P4 | Sump NO7 Pumps En | EN.EN3 Energy Sensor | [6 empty] | P4 | 0 | [10 empty] | No | No
MC032 | County South |  |  |  | MC032-B07/P5 | Sump NO8 Pumps En | EN.EN3 Energy Sensor | [6 empty] | P5 | 0 | [10 empty] | No | No
MC032 | County South |  |  |  | MC032-B07/P13 | SO7 pump 2 hrs | EN.EN3 Energy Sensor | [6 empty] | P13 | 0 | [10 empty] | No | No
MC032 | County South |  |  |  | MC032-B07/P14 | SO7 pumps Total | EN.EN3 Energy Sensor | [6 empty] | P14 | 0 | [10 empty] | No | No
MC032 | County South |  |  |  | MC032-B07/P15 | SO8 pump 1 hrs | EN.EN3 Energy Sensor | [6 empty] | P15 | 0 | [10 empty] | No | No
MC032 | County South |  |  |  | MC032-B07/P16 | SO8 pump 2 hrs | EN.EN3 Energy Sensor | [6 empty] | P16 | 0 | [10 empty] | No | No
MC032 | County South |  |  |  | MC032-B07/P17 | SO8 pumps Total | EN.EN3 Energy Sensor | [6 empty] | P17 | 0 | [10 empty] | No | No
MC032 | County South |  |  |  | MC032-B07/P18 | SO7 pump 1 hrs | EN.EN3 Energy Sensor | [6 empty] | P18 | 0 | [10 empty] | No | No
MC032 | County South |  |  |  | MC032-B07/o2 | Alarm Route 2 | EN.EN3 Energy Sensor | [6 empty] | o2 | 0 | [10 empty] | No | No
MC032 | County South |  |  |  | MC032-B07/o3 | Alarm Route 3 | EN.EN3 Energy Sensor | [6 empty] | o3 | 0 | [10 empty] | No | No
MC032 | County South |  |  |  | MC032-B07/P1 | Sump NO4 Pumps En | EN.EN3 Energy Sensor | [6 empty] | P1 | 0 | [10 empty] | No | No
MC032 | County South |  |  |  | MC032-B07/P10 | SO8 pump 2 hrs | EN.EN3 Energy Sensor | [6 empty] | P10 | 0 | [10 empty] | No | No
MC032 | County South |  |  |  | MC032-B07/P11 | SO8 pumps Total | EN.EN3 Energy Sensor | [6 empty] | P11 | 0 | [10 empty] | No | No
MC032 | County South |  |  |  | MC032-B07/P12 | SO7 pump 1 hrs | EN.EN3 Energy Sensor | [6 empty] | P12 | 0 | [10 empty] | No | No
MC032 | County South |  |  |  | MC032-B07/I6 | Sump NO4 Common Stop | EN.EN3 Energy Sensor | [6 empty] | I6 | 0 | [10 empty] | No | No
MC032 | County South |  |  |  | MC032-B07/I7 | Sump NO4 High Level | EN.EN3 Energy Sensor | [6 empty] | I7 | 0 | [10 empty] | No | No
MC032 | County South |  |  |  | MC032-B07/I8 | Sump NO5 Pump 1 Trip | EN.EN3 Energy Sensor | [6 empty] | I8 | 0 | [10 empty] | No | No
MC032 | County South |  |  |  | MC032-B07/I9 | Sump NO5 Pump 2 Trip | EN.EN3 Energy Sensor | [6 empty] | I9 | 0 | [10 empty] | No | No
MC032 | County South |  |  |  | MC032-B07/n1 | TREND_0B_67_F0 | EN.EN3 Energy Sensor | [6 empty] | n1 | 0 | [10 empty] | No | No
MC032 | County South |  |  |  | MC032-B07/o1 | Alarm Route 1 | EN.EN3 Energy Sensor | [6 empty] | o1 | 0 | [10 empty] | No | No
MC032 | County South |  |  |  | MC032-B07/i3 | Sump NO4 Pump 2 Trip | EN.EN3 Energy Sensor | [6 empty] | i3 | 0 | [10 empty] | No | No
MC032 | County South |  |  |  | MC032-B07/I30 | Sump NO8 Common Stop | EN.EN3 Energy Sensor | [6 empty] | I30 | 0 | [10 empty] | No | No
MC032 | County South |  |  |  | MC032-B07/I31 | Sump NO8 High Level | EN.EN3 Energy Sensor | [6 empty] | I31 | 0 | [10 empty] | No | No
MC032 | County South |  |  |  | MC032-B07/I32 | CP NO2 Power ON | EN.EN3 Energy Sensor | [6 empty] | I32 | 0 | [10 empty] | No | No
MC032 | County South |  |  |  | MC032-B07/I4 | Sump NO4 1st Pump Start | EN.EN3 Energy Sensor | [6 empty] | I4 | 0 | [10 empty] | No | No
MC032 | County South |  |  |  | MC032-B07/I5 | Sump NO4 2nd Pump Start | EN.EN3 Energy Sensor | [6 empty] | I5 | 0 | [10 empty] | No | No
MC032 | County South |  |  |  | MC032-B07/I25 | Sump NO7 High Level | EN.EN3 Energy Sensor | [6 empty] | I25 | 0 | [10 empty] | No | No
MC032 | County South |  |  |  | MC032-B07/I26 | Sump NO8 Pump 1 Trip | EN.EN3 Energy Sensor | [6 empty] | I26 | 0 | [10 empty] | No | No
MC032 | County South |  |  |  | MC032-B07/I27 | Sump NO8 Pump 2 Trip | EN.EN3 Energy Sensor | [6 empty] | I27 | 0 | [10 empty] | No | No
MC032 | County South |  |  |  | MC032-B07/I28 | Sump NO8 1st Pump Start | EN.EN3 Energy Sensor | [6 empty] | I28 | 0 | [10 empty] | No | No
MC032 | County South |  |  |  | MC032-B07/I29 | Sump NO8 2nd Pump Start | EN.EN3 Energy Sensor | [6 empty] | I29 | 0 | [10 empty] | No | No
MC032 | County South |  |  |  | MC032-B07/I2 | Module 2 | EN.EN3 Energy Sensor | [6 empty] | I2 | 0 | [10 empty] | No | No
MC032 | County South |  |  |  | MC032-B07/I20 | Sump NO7 Pump 1 Trip | EN.EN3 Energy Sensor | [6 empty] | I20 | 0 | [10 empty] | No | No
MC032 | County South |  |  |  | MC032-B07/I21 | Sump NO7 Pump 2 Trip | EN.EN3 Energy Sensor | [6 empty] | I21 | 0 | [10 empty] | No | No
MC032 | County South |  |  |  | MC032-B07/I22 | Sump NO7 1st Pump Start | EN.EN3 Energy Sensor | [6 empty] | I22 | 0 | [10 empty] | No | No
MC032 | County South |  |  |  | MC032-B07/I23 | Sump NO7 2nd Pump Start | EN.EN3 Energy Sensor | [6 empty] | I23 | 0 | [10 empty] | No | No
MC032 | County South |  |  |  | MC032-B07/I24 | Sump NO7 Common Stop | EN.EN3 Energy Sensor | [6 empty] | I24 | 0 | [10 empty] | No | No
MC032 | County South |  |  |  | MC032-B07/I15 | Sump NO6 Pump 2 Trip | EN.EN3 Energy Sensor | [6 empty] | I15 | 0 | [10 empty] | No | No
MC032 | County South |  |  |  | MC032-B07/I16 | Sump NO6 1st Pump Start | EN.EN3 Energy Sensor | [6 empty] | I16 | 0 | [10 empty] | No | No
MC032 | County South |  |  |  | MC032-B07/I17 | Sump NO6 2nd Pump Start | EN.EN3 Energy Sensor | [6 empty] | I17 | 0 | [10 empty] | No | No
MC032 | County South |  |  |  | MC032-B07/I18 | Sump NO6 Common Stop | EN.EN3 Energy Sensor | [6 empty] | I18 | 0 | [10 empty] | No | No
MC032 | County South |  |  |  | MC032-B07/I19 | Sump NO6 High Level | EN.EN3 Energy Sensor | [6 empty] | I19 | 0 | [10 empty] | No | No
MC032 | County South |  |  |  | MC032-B07/I1 | Module 1 | EN.EN3 Energy Sensor | [6 empty] | I1 | 0 | [10 empty] | No | No
MC032 | County South |  |  |  | MC032-B07/I10 | Sump NO5 1st Pump Start | EN.EN3 Energy Sensor | [6 empty] | I10 | 0 | [10 empty] | No | No
MC032 | County South |  |  |  | MC032-B07/I11 | Sump NO5 2nd Pump Start | EN.EN3 Energy Sensor | [6 empty] | I11 | 0 | [10 empty] | No | No
MC032 | County South |  |  |  | MC032-B07/I12 | Sump NO5 Common Stop | EN.EN3 Energy Sensor | [6 empty] | I12 | 0 | [10 empty] | No | No
MC032 | County South |  |  |  | MC032-B07/I13 | Sump NO5 High Level | EN.EN3 Energy Sensor | [6 empty] | I13 | 0 | [10 empty] | No | No
MC032 | County South |  |  |  | MC032-B07/I14 | Sump NO6 Pump 1 Trip | EN.EN3 Energy Sensor | [6 empty] | I14 | 0 | [10 empty] | No | No
MC032 | County South |  |  |  | MC032-B07/G7 | Sump NO4 Pump 1 Lead | EN.EN3 Energy Sensor | [6 empty] | G7 | 0 | [10 empty] | No | No
MC032 | County South |  |  |  | MC032-B07/G73 | Logic 73 | EN.EN3 Energy Sensor | [6 empty] | G73 | 0 | [10 empty] | No | No
MC032 | County South |  |  |  | MC032-B07/G74 | Logic 74 | EN.EN3 Energy Sensor | [6 empty] | G74 | 0 | [10 empty] | No | No
MC032 | County South |  |  |  | MC032-B07/G8 | Logic 8 | EN.EN3 Energy Sensor | [6 empty] | G8 | 0 | [10 empty] | No | No
MC032 | County South |  |  |  | MC032-B07/G9 | Standby pump | EN.EN3 Energy Sensor | [6 empty] | G9 | 0 | [10 empty] | No | No
MC032 | County South |  |  |  | MC032-B07/G64 | Logic 64 | EN.EN3 Energy Sensor | [6 empty] | G64 | 0 | [10 empty] | No | No
MC032 | County South |  |  |  | MC032-B07/G65 | Total area run hours | EN.EN3 Energy Sensor | [6 empty] | G65 | 0 | [10 empty] | No | No
MC032 | County South |  |  |  | MC032-B07/G66 | NO8 pump 1 | EN.EN3 Energy Sensor | [6 empty] | G66 | 0 | [10 empty] | No | No
MC032 | County South |  |  |  | MC032-B07/G67 | NO8 Pump 2 | EN.EN3 Energy Sensor | [6 empty] | G67 | 0 | [10 empty] | No | No
MC032 | County South |  |  |  | MC032-B07/G68 | Logic 68 | EN.EN3 Energy Sensor | [6 empty] | G68 | 0 | [10 empty] | No | No
MC032 | County South |  |  |  | MC032-B07/G69 | Total area run hours | EN.EN3 Energy Sensor | [6 empty] | G69 | 0 | [10 empty] | No | No
MC032 | County South |  |  |  | MC032-B07/G59 | NO6 Pump 2 | EN.EN3 Energy Sensor | [6 empty] | G59 | 0 | [10 empty] | No | No
MC032 | County South |  |  |  | MC032-B07/G6 | Sump NO4 Pump Duty | EN.EN3 Energy Sensor | [6 empty] | G6 | 0 | [10 empty] | No | No
MC032 | County South |  |  |  | MC032-B07/G60 | Logic 60 | EN.EN3 Energy Sensor | [6 empty] | G60 | 0 | [10 empty] | No | No
MC032 | County South |  |  |  | MC032-B07/G61 | Total area run hours | EN.EN3 Energy Sensor | [6 empty] | G61 | 0 | [10 empty] | No | No
MC032 | County South |  |  |  | MC032-B07/G62 | NO7 pump 1 | EN.EN3 Energy Sensor | [6 empty] | G62 | 0 | [10 empty] | No | No
MC032 | County South |  |  |  | MC032-B07/G63 | NO7 Pump 2 | EN.EN3 Energy Sensor | [6 empty] | G63 | 0 | [10 empty] | No | No
MC032 | County South |  |  |  | MC032-B07/G53 | Total area run hours | EN.EN3 Energy Sensor | [6 empty] | G53 | 0 | [10 empty] | No | No
MC032 | County South |  |  |  | MC032-B07/G54 | SO8 pump 1 | EN.EN3 Energy Sensor | [6 empty] | G54 | 0 | [10 empty] | No | No
MC032 | County South |  |  |  | MC032-B07/G55 | SO8 Pump 2 | EN.EN3 Energy Sensor | [6 empty] | G55 | 0 | [10 empty] | No | No
MC032 | County South |  |  |  | MC032-B07/G56 | Logic 56 | EN.EN3 Energy Sensor | [6 empty] | G56 | 0 | [10 empty] | No | No
MC032 | County South |  |  |  | MC032-B07/G57 | Total area run hours | EN.EN3 Energy Sensor | [6 empty] | G57 | 0 | [10 empty] | No | No
MC032 | County South |  |  |  | MC032-B07/G58 | NO6 pump 1 | EN.EN3 Energy Sensor | [6 empty] | G58 | 0 | [10 empty] | No | No
MC032 | County South |  |  |  | MC032-B07/G48 | Logic 48 | EN.EN3 Energy Sensor | [6 empty] | G48 | 0 | [10 empty] | No | No
MC032 | County South |  |  |  | MC032-B07/G49 | Logic 49 | EN.EN3 Energy Sensor | [6 empty] | G49 | 0 | [10 empty] | No | No
MC032 | County South |  |  |  | MC032-B07/G5 | Logic 5 | EN.EN3 Energy Sensor | [6 empty] | G5 | 0 | [10 empty] | No | No
MC032 | County South |  |  |  | MC032-B07/G50 | NO4 pump 1 | EN.EN3 Energy Sensor | [6 empty] | G50 | 0 | [10 empty] | No | No
MC032 | County South |  |  |  | MC032-B07/G51 | NO4 Pump 2 | EN.EN3 Energy Sensor | [6 empty] | G51 | 0 | [10 empty] | No | No
MC032 | County South |  |  |  | MC032-B07/G52 | Logic 52 | EN.EN3 Energy Sensor | [6 empty] | G52 | 0 | [10 empty] | No | No
MC032 | County South |  |  |  | MC032-B07/G42 | Duty pump | EN.EN3 Energy Sensor | [6 empty] | G42 | 0 | [10 empty] | No | No
MC032 | County South |  |  |  | MC032-B07/G43 | Logic 43 | EN.EN3 Energy Sensor | [6 empty] | G43 | 0 | [10 empty] | No | No
MC032 | County South |  |  |  | MC032-B07/G44 | Logic 44 | EN.EN3 Energy Sensor | [6 empty] | G44 | 0 | [10 empty] | No | No
MC032 | County South |  |  |  | MC032-B07/G45 | Logic 45 | EN.EN3 Energy Sensor | [6 empty] | G45 | 0 | [10 empty] | No | No
MC032 | County South |  |  |  | MC032-B07/G46 | Logic 46 | EN.EN3 Energy Sensor | [6 empty] | G46 | 0 | [10 empty] | No | No
MC032 | County South |  |  |  | MC032-B07/G47 | Logic 47 | EN.EN3 Energy Sensor | [6 empty] | G47 | 0 | [10 empty] | No | No
MC032 | County South |  |  |  | MC032-B07/G37 | Logic 37 | EN.EN3 Energy Sensor | [6 empty] | G37 | 0 | [10 empty] | No | No
MC032 | County South |  |  |  | MC032-B07/G38 | Sump NO8 Pump Duty | EN.EN3 Energy Sensor | [6 empty] | G38 | 0 | [10 empty] | No | No
MC032 | County South |  |  |  | MC032-B07/G39 | Sump NO8 Pump 1 Lead | EN.EN3 Energy Sensor | [6 empty] | G39 | 0 | [10 empty] | No | No
MC032 | County South |  |  |  | MC032-B07/G4 | Logic 4 | EN.EN3 Energy Sensor | [6 empty] | G4 | 0 | [10 empty] | No | No
MC032 | County South |  |  |  | MC032-B07/G40 | Logic 40 | EN.EN3 Energy Sensor | [6 empty] | G40 | 0 | [10 empty] | No | No
MC032 | County South |  |  |  | MC032-B07/G41 | Standby pump | EN.EN3 Energy Sensor | [6 empty] | G41 | 0 | [10 empty] | No | No
MC032 | County South |  |  |  | MC032-B07/G31 | Sump NO7 Pump 1 Lead | EN.EN3 Energy Sensor | [6 empty] | G31 | 0 | [10 empty] | No | No
MC032 | County South |  |  |  | MC032-B07/G32 | Logic 32 | EN.EN3 Energy Sensor | [6 empty] | G32 | 0 | [10 empty] | No | No
MC032 | County South |  |  |  | MC032-B07/G33 | Standby pump | EN.EN3 Energy Sensor | [6 empty] | G33 | 0 | [10 empty] | No | No
MC032 | County South |  |  |  | MC032-B07/G34 | Duty pump | EN.EN3 Energy Sensor | [6 empty] | G34 | 0 | [10 empty] | No | No
MC032 | County South |  |  |  | MC032-B07/G35 | Logic 35 | EN.EN3 Energy Sensor | [6 empty] | G35 | 0 | [10 empty] | No | No
MC032 | County South |  |  |  | MC032-B07/G36 | Logic 36 | EN.EN3 Energy Sensor | [6 empty] | G36 | 0 | [10 empty] | No | No
MC032 | County South |  |  |  | MC032-B07/G26 | Duty pump | EN.EN3 Energy Sensor | [6 empty] | G26 | 0 | [10 empty] | No | No
MC032 | County South |  |  |  | MC032-B07/G27 | Logic 27 | EN.EN3 Energy Sensor | [6 empty] | G27 | 0 | [10 empty] | No | No
MC032 | County South |  |  |  | MC032-B07/G28 | Logic 28 | EN.EN3 Energy Sensor | [6 empty] | G28 | 0 | [10 empty] | No | No
MC032 | County South |  |  |  | MC032-B07/G29 | Logic 29 | EN.EN3 Energy Sensor | [6 empty] | G29 | 0 | [10 empty] | No | No
MC032 | County South |  |  |  | MC032-B07/G3 | Logic 3 | EN.EN3 Energy Sensor | [6 empty] | G3 | 0 | [10 empty] | No | No
MC032 | County South |  |  |  | MC032-B07/G30 | Sump NO7 Pump Duty | EN.EN3 Energy Sensor | [6 empty] | G30 | 0 | [10 empty] | No | No
MC032 | County South |  |  |  | MC032-B07/G20 | Logic 20 | EN.EN3 Energy Sensor | [6 empty] | G20 | 0 | [10 empty] | No | No
MC032 | County South |  |  |  | MC032-B07/G21 | Logic 21 | EN.EN3 Energy Sensor | [6 empty] | G21 | 0 | [10 empty] | No | No
MC032 | County South |  |  |  | MC032-B07/G22 | Sump NO6 Pump Duty | EN.EN3 Energy Sensor | [6 empty] | G22 | 0 | [10 empty] | No | No
MC032 | County South |  |  |  | MC032-B07/G23 | Sump NO6 Pump 1 Lead | EN.EN3 Energy Sensor | [6 empty] | G23 | 0 | [10 empty] | No | No
MC032 | County South |  |  |  | MC032-B07/G24 | Logic 24 | EN.EN3 Energy Sensor | [6 empty] | G24 | 0 | [10 empty] | No | No
MC032 | County South |  |  |  | MC032-B07/G25 | Standby pump | EN.EN3 Energy Sensor | [6 empty] | G25 | 0 | [10 empty] | No | No
MC032 | County South |  |  |  | MC032-B07/G15 | Sump NO5 Pump 1 Lead | EN.EN3 Energy Sensor | [6 empty] | G15 | 0 | [10 empty] | No | No
MC032 | County South |  |  |  | MC032-B07/G16 | Logic 16 | EN.EN3 Energy Sensor | [6 empty] | G16 | 0 | [10 empty] | No | No
MC032 | County South |  |  |  | MC032-B07/G17 | Standby pump | EN.EN3 Energy Sensor | [6 empty] | G17 | 0 | [10 empty] | No | No
MC032 | County South |  |  |  | MC032-B07/G18 | Duty pump | EN.EN3 Energy Sensor | [6 empty] | G18 | 0 | [10 empty] | No | No
MC032 | County South |  |  |  | MC032-B07/G19 | Logic 19 | EN.EN3 Energy Sensor | [6 empty] | G19 | 0 | [10 empty] | No | No
MC032 | County South |  |  |  | MC032-B07/G2 | Logic 2 | EN.EN3 Energy Sensor | [6 empty] | G2 | 0 | [10 empty] | No | No
MC032 | County South |  |  |  | MC032-B07/G1 | Logic 1 | EN.EN3 Energy Sensor | [6 empty] | G1 | 0 | [10 empty] | No | No
MC032 | County South |  |  |  | MC032-B07/G10 | Duty pump | EN.EN3 Energy Sensor | [6 empty] | G10 | 0 | [10 empty] | No | No
MC032 | County South |  |  |  | MC032-B07/G11 | Logic 11 | EN.EN3 Energy Sensor | [6 empty] | G11 | 0 | [10 empty] | No | No
MC032 | County South |  |  |  | MC032-B07/G12 | Logic 12 | EN.EN3 Energy Sensor | [6 empty] | G12 | 0 | [10 empty] | No | No
MC032 | County South |  |  |  | MC032-B07/G13 | Logic 13 | EN.EN3 Energy Sensor | [6 empty] | G13 | 0 | [10 empty] | No | No
MC032 | County South |  |  |  | MC032-B07/G14 | Sump NO5 Pump Duty | EN.EN3 Energy Sensor | [6 empty] | G14 | 0 | [10 empty] | No | No
MC032 | County South |  |  |  | MC032-B07/F4 | Function 4 | EN.EN3 Energy Sensor | [6 empty] | F4 | 0 | [10 empty] | No | No
MC032 | County South |  |  |  | MC032-B07/F5 | Function 5 | EN.EN3 Energy Sensor | [6 empty] | F5 | 0 | [10 empty] | No | No
MC032 | County South |  |  |  | MC032-B07/F6 | Function 6 | EN.EN3 Energy Sensor | [6 empty] | F6 | 0 | [10 empty] | No | No
MC032 | County South |  |  |  | MC032-B07/F7 | Function 7 | EN.EN3 Energy Sensor | [6 empty] | F7 | 0 | [10 empty] | No | No
MC032 | County South |  |  |  | MC032-B07/F8 | Function 8 | EN.EN3 Energy Sensor | [6 empty] | F8 | 0 | [10 empty] | No | No
MC032 | County South |  |  |  | MC032-B07/F9 | Function 9 | EN.EN3 Energy Sensor | [6 empty] | F9 | 0 | [10 empty] | No | No
MC032 | County South |  |  |  | MC032-B07/F12 | Function 12 | EN.EN3 Energy Sensor | [6 empty] | F12 | 0 | [10 empty] | No | No
MC032 | County South |  |  |  | MC032-B07/F13 | Function 13 | EN.EN3 Energy Sensor | [6 empty] | F13 | 0 | [10 empty] | No | No
MC032 | County South |  |  |  | MC032-B07/F14 | Function 14 | EN.EN3 Energy Sensor | [6 empty] | F14 | 0 | [10 empty] | No | No
MC032 | County South |  |  |  | MC032-B07/F15 | Function 15 | EN.EN3 Energy Sensor | [6 empty] | F15 | 0 | [10 empty] | No | No
MC032 | County South |  |  |  | MC032-B07/F2 | Function 2 | EN.EN3 Energy Sensor | [6 empty] | F2 | 0 | [10 empty] | No | No
MC032 | County South |  |  |  | MC032-B07/F3 | Function 3 | EN.EN3 Energy Sensor | [6 empty] | F3 | 0 | [10 empty] | No | No
MC032 | County South |  |  |  | MC032-B07/D6 | Sump NO7 Pumps En | EN.EN3 Energy Sensor | [6 empty] | D6 | 0 | [10 empty] | No | No
MC032 | County South |  |  |  | MC032-B07/D7 | Sump NO8 Pumps En | EN.EN3 Energy Sensor | [6 empty] | D7 | 0 | [10 empty] | No | No
MC032 | County South |  |  |  | MC032-B07/e1 | 963 | EN.EN3 Energy Sensor | [6 empty] | e1 | 0 | [10 empty] | No | No
MC032 | County South |  |  |  | MC032-B07/F1 | Function 1 | EN.EN3 Energy Sensor | [6 empty] | F1 | 0 | [10 empty] | No | No
MC032 | County South |  |  |  | MC032-B07/F10 | Function 10 | EN.EN3 Energy Sensor | [6 empty] | F10 | 0 | [10 empty] | No | No
MC032 | County South |  |  |  | MC032-B07/F11 | Function 11 | EN.EN3 Energy Sensor | [6 empty] | F11 | 0 | [10 empty] | No | No
MC032 | County South |  |  |  | MC032-B03/A1 | Tank2 Status | EN.EN3 Energy Sensor | [6 empty] | A1 | 0 | [10 empty] | No | No
MC032 | County South |  |  |  | MC032-B03/A2 | Tank3&amp;4 Status | EN.EN3 Energy Sensor | [6 empty] | A2 | 0 | [10 empty] | No | No
MC032 | County South |  |  |  | MC032-B03/B1 | Digital Byte 1 | EN.EN3 Energy Sensor | [6 empty] | B1 | 0 | [10 empty] | No | No
MC032 | County South |  |  |  | MC032-B03/C1 | Virtual CNC 1 | EN.EN3 Energy Sensor | [6 empty] | C1 | 0 | [10 empty] | No | No
MC032 | County South |  |  |  | MC032-B03/D1 | HWS Calorifier Valve | EN.EN3 Energy Sensor | [6 empty] | D1 | 0 | [10 empty] | No | No
MC032 | County South |  |  |  | MC032-B03/D10 | LPHW Pump1 | EN.EN3 Energy Sensor | [6 empty] | D10 | 0 | [10 empty] | No | No
MC032 | County South |  |  |  | MC032-B03/Z6 | HWS System | EN.EN3 Energy Sensor | [6 empty] | Z6 | 0 | [10 empty] | No | No
MC032 | County South |  |  |  | MC032-B03/Y6 | Current 4-20ma | EN.EN3 Energy Sensor | [6 empty] | Y6 | 0 | [10 empty] | No | No
MC032 | County South |  |  |  | MC032-B03/Y7 | Pressure I 2.5bar | EN.EN3 Energy Sensor | [6 empty] | Y7 | 0 | [10 empty] | No | No
MC032 | County South |  |  |  | MC032-B03/Z1 | HWS System | EN.EN3 Energy Sensor | [6 empty] | Z1 | 0 | [10 empty] | No | No
MC032 | County South |  |  |  | MC032-B03/Z2 | General Areas No1 Heating | EN.EN3 Energy Sensor | [6 empty] | Z2 | 0 | [10 empty] | No | No
MC032 | County South |  |  |  | MC032-B03/Z4 | Rooftop Flats Heating | EN.EN3 Energy Sensor | [6 empty] | Z4 | 0 | [10 empty] | No | No
MC032 | County South |  |  |  | MC032-B03/Z5 | Lecture Theatre Heating | EN.EN3 Energy Sensor | [6 empty] | Z5 | 0 | [10 empty] | No | No
MC032 | County South |  |  |  | MC032-B03/W9 | Immersion o r | EN.EN3 Energy Sensor | [6 empty] | W9 | 0 | [10 empty] | No | No
MC032 | County South |  |  |  | MC032-B03/Y1 | Trend T 0+130 | EN.EN3 Energy Sensor | [6 empty] | Y1 | 0 | [10 empty] | No | No
MC032 | County South |  |  |  | MC032-B03/Y2 | Trend T 0+130 | EN.EN3 Energy Sensor | [6 empty] | Y2 | 0 | [10 empty] | No | No
MC032 | County South |  |  |  | MC032-B03/Y3 | Trend T -20+50 | EN.EN3 Energy Sensor | [6 empty] | Y3 | 0 | [10 empty] | No | No
MC032 | County South |  |  |  | MC032-B03/Y4 | 4DIX V | EN.EN3 Energy Sensor | [6 empty] | Y4 | 0 | [10 empty] | No | No
MC032 | County South |  |  |  | MC032-B03/Y5 | Pressure I 4bar | EN.EN3 Energy Sensor | [6 empty] | Y5 | 0 | [10 empty] | No | No
MC032 | County South |  |  |  | MC032-B03/W2 | Change duty | EN.EN3 Energy Sensor | [6 empty] | W2 | 0 | [10 empty] | No | No
MC032 | County South |  |  |  | MC032-B03/W3 | Pump Fail Reset | EN.EN3 Energy Sensor | [6 empty] | W3 | 0 | [10 empty] | No | No
MC032 | County South |  |  |  | MC032-B03/W4 | LaundryHWS 24hr Override | EN.EN3 Energy Sensor | [6 empty] | W4 | 0 | [10 empty] | No | No
MC032 | County South |  |  |  | MC032-B03/W5 | Summer Winter w=1 | EN.EN3 Energy Sensor | [6 empty] | W5 | 0 | [10 empty] | No | No
MC032 | County South |  |  |  | MC032-B03/W6 | Immersion o r | EN.EN3 Energy Sensor | [6 empty] | W6 | 0 | [10 empty] | No | No
MC032 | County South |  |  |  | MC032-B03/W7 | VT Pump Inverter Man | EN.EN3 Energy Sensor | [6 empty] | W7 | 0 | [10 empty] | No | No
MC032 | County South |  |  |  | MC032-B03/S7 | CWS Tank No1 Temp | EN.EN3 Energy Sensor | [6 empty] | S7 | 0 | [10 empty] | No | No
MC032 | County South |  |  |  | MC032-B03/S8 | Laundry HWS Tank Temp | EN.EN3 Energy Sensor | [6 empty] | S8 | 0 | [10 empty] | No | No
MC032 | County South |  |  |  | MC032-B03/S9 | Immersion heater hours run | EN.EN3 Energy Sensor | [6 empty] | S9 | 0 | [10 empty] | No | No
MC032 | County South |  |  |  | MC032-B03/U1 | Trevor | EN.EN3 Energy Sensor | [6 empty] | U1 | 0 | [10 empty] | No | No
MC032 | County South |  |  |  | MC032-B03/V1 |  | EN.EN3 Energy Sensor | [6 empty] | V1 | 0 | [10 empty] | No | No
MC032 | County South |  |  |  | MC032-B03/W1 | HWS 24hr Override | EN.EN3 Energy Sensor | [6 empty] | W1 | 0 | [10 empty] | No | No
MC032 | County South |  |  |  | MC032-B03/S17 | Pressure Diff transducer | EN.EN3 Energy Sensor | [6 empty] | S17 | 0 | [10 empty] | No | No
MC032 | County South |  |  |  | MC032-B03/S2 | Medium temperature hot water return temperature | EN.EN3 Energy Sensor | [6 empty] | S2 | 0 | [10 empty] | No | No
MC032 | County South |  |  |  | MC032-B03/S3 | Kitchen HWS Calorifier Temp | EN.EN3 Energy Sensor | [6 empty] | S3 | 0 | [10 empty] | No | No
MC032 | County South |  |  |  | MC032-B03/S4 | PHEX No1 Flow Temp | EN.EN3 Energy Sensor | [6 empty] | S4 | 0 | [10 empty] | No | No
MC032 | County South |  |  |  | MC032-B03/S5 | PHEX No2 Flow Temp | EN.EN3 Energy Sensor | [6 empty] | S5 | 0 | [10 empty] | No | No
MC032 | County South |  |  |  | MC032-B03/S6 | PHEX Common Return Temp | EN.EN3 Energy Sensor | [6 empty] | S6 | 0 | [10 empty] | No | No
MC032 | County South |  |  |  | MC032-B03/S11 | Outside air temperature eco override | EN.EN3 Energy Sensor | [6 empty] | S11 | 0 | [10 empty] | No | No
MC032 | County South |  |  |  | MC032-B03/S12 | OAT ICOMMS | EN.EN3 Energy Sensor | [6 empty] | S12 | 0 | [10 empty] | No | No
MC032 | County South |  |  |  | MC032-B03/S13 | Sensor 13 | EN.EN3 Energy Sensor | [6 empty] | S13 | 0 | [10 empty] | No | No
MC032 | County South |  |  |  | MC032-B03/S14 | Immersion heater hours run | EN.EN3 Energy Sensor | [6 empty] | S14 | 0 | [10 empty] | No | No
MC032 | County South |  |  |  | MC032-B03/S15 | Immersion heater hoursr run total | EN.EN3 Energy Sensor | [6 empty] | S15 | 0 | [10 empty] | No | No
MC032 | County South |  |  |  | MC032-B03/S16 | Dix 1 | EN.EN3 Energy Sensor | [6 empty] | S16 | 0 | [10 empty] | No | No
MC032 | County South |  |  |  | MC032-B03/P7 | CWS Tank No1 Temp | EN.EN3 Energy Sensor | [6 empty] | P7 | 0 | [10 empty] | No | No
MC032 | County South |  |  |  | MC032-B03/P8 | Laundry HWS Tank Temp | EN.EN3 Energy Sensor | [6 empty] | P8 | 0 | [10 empty] | No | No
MC032 | County South |  |  |  | MC032-B03/P9 | Immersion heater hours run | EN.EN3 Energy Sensor | [6 empty] | P9 | 0 | [10 empty] | No | No
MC032 | County South |  |  |  | MC032-B03/Q1 | Sequence Table 1 | EN.EN3 Energy Sensor | [6 empty] | Q1 | 0 | [10 empty] | No | No
MC032 | County South |  |  |  | MC032-B03/S1 | Medium temperature hot water flow temperature | EN.EN3 Energy Sensor | [6 empty] | S1 | 0 | [10 empty] | No | No
MC032 | County South |  |  |  | MC032-B03/S10 | Immersion heater hoursr run total | EN.EN3 Energy Sensor | [6 empty] | S10 | 0 | [10 empty] | No | No
MC032 | County South |  |  |  | MC032-B03/P14 | Immersion heater hoursr run total | EN.EN3 Energy Sensor | [6 empty] | P14 | 0 | [10 empty] | No | No
MC032 | County South |  |  |  | MC032-B03/P2 | Medium temperature hot water return temperature | EN.EN3 Energy Sensor | [6 empty] | P2 | 0 | [10 empty] | No | No
MC032 | County South |  |  |  | MC032-B03/P3 | Kitchen HWS Calorifier Temp | EN.EN3 Energy Sensor | [6 empty] | P3 | 0 | [10 empty] | No | No
MC032 | County South |  |  |  | MC032-B03/P4 | PHEX No1 Flow Temp | EN.EN3 Energy Sensor | [6 empty] | P4 | 0 | [10 empty] | No | No
MC032 | County South |  |  |  | MC032-B03/P5 | PHEX No2 Flow Temp | EN.EN3 Energy Sensor | [6 empty] | P5 | 0 | [10 empty] | No | No
MC032 | County South |  |  |  | MC032-B03/P6 | PHEX Common Return Temp | EN.EN3 Energy Sensor | [6 empty] | P6 | 0 | [10 empty] | No | No
MC032 | County South |  |  |  | MC032-B03/o1 | Alarm Route 1 | EN.EN3 Energy Sensor | [6 empty] | o1 | 0 | [10 empty] | No | No
MC032 | County South |  |  |  | MC032-B03/P1 | Medium temperature hot water flow temperature | EN.EN3 Energy Sensor | [6 empty] | P1 | 0 | [10 empty] | No | No
MC032 | County South |  |  |  | MC032-B03/P10 | Immersion heater hoursr run total | EN.EN3 Energy Sensor | [6 empty] | P10 | 0 | [10 empty] | No | No
MC032 | County South |  |  |  | MC032-B03/P11 | OAT ICOMMS | EN.EN3 Energy Sensor | [6 empty] | P11 | 0 | [10 empty] | No | No
MC032 | County South |  |  |  | MC032-B03/P12 | Pressure Diff transducer | EN.EN3 Energy Sensor | [6 empty] | P12 | 0 | [10 empty] | No | No
MC032 | County South |  |  |  | MC032-B03/P13 | Immersion heater hours run | EN.EN3 Energy Sensor | [6 empty] | P13 | 0 | [10 empty] | No | No
MC032 | County South |  |  |  | MC032-B03/L2 | Loop 2 | EN.EN3 Energy Sensor | [6 empty] | L2 | 0 | [10 empty] | No | No
MC032 | County South |  |  |  | MC032-B03/L4 | Loop 4 | EN.EN3 Energy Sensor | [6 empty] | L4 | 0 | [10 empty] | No | No
MC032 | County South |  |  |  | MC032-B03/L5 | Loop 5 | EN.EN3 Energy Sensor | [6 empty] | L5 | 0 | [10 empty] | No | No
MC032 | County South |  |  |  | MC032-B03/L6 | Loop 6 | EN.EN3 Energy Sensor | [6 empty] | L6 | 0 | [10 empty] | No | No
MC032 | County South |  |  |  | MC032-B03/N1 | CountySouth_pla | EN.EN3 Energy Sensor | [6 empty] | N1 | 0 | [10 empty] | No | No
MC032 | County South |  |  |  | MC032-B03/K4 | Outside air temperature eco override | EN.EN3 Energy Sensor | [6 empty] | K4 | 0 | [10 empty] | No | No
MC032 | County South |  |  |  | MC032-B03/K6 | VT Pressure Setpoint | EN.EN3 Energy Sensor | [6 empty] | K6 | 0 | [10 empty] | No | No
MC032 | County South |  |  |  | MC032-B03/K7 | VT Pumps Min Frequen | EN.EN3 Energy Sensor | [6 empty] | K7 | 0 | [10 empty] | No | No
MC032 | County South |  |  |  | MC032-B03/K8 | VT Pumps Max Frequen | EN.EN3 Energy Sensor | [6 empty] | K8 | 0 | [10 empty] | No | No
MC032 | County South |  |  |  | MC032-B03/K9 | VT Pumps Man Spd | EN.EN3 Energy Sensor | [6 empty] | K9 | 0 | [10 empty] | No | No
MC032 | County South |  |  |  | MC032-B03/L1 | Loop 1 | EN.EN3 Energy Sensor | [6 empty] | L1 | 0 | [10 empty] | No | No
MC032 | County South |  |  |  | MC032-B03/I9 | CW Tank1 Low Level | EN.EN3 Energy Sensor | [6 empty] | I9 | 0 | [10 empty] | No | No
MC032 | County South |  |  |  | MC032-B03/K1 | HWS Setpt | EN.EN3 Energy Sensor | [6 empty] | K1 | 0 | [10 empty] | No | No
MC032 | County South |  |  |  | MC032-B03/K10 | VTPressFailSpt | EN.EN3 Energy Sensor | [6 empty] | K10 | 0 | [10 empty] | No | No
MC032 | County South |  |  |  | MC032-B03/K11 | CT Pumps East DP SP | EN.EN3 Energy Sensor | [6 empty] | K11 | 0 | [10 empty] | No | No
MC032 | County South |  |  |  | MC032-B03/K2 | LPHW Flow Setpt | EN.EN3 Energy Sensor | [6 empty] | K2 | 0 | [10 empty] | No | No
MC032 | County South |  |  |  | MC032-B03/K3 | Laundry HWS Setpt | EN.EN3 Energy Sensor | [6 empty] | K3 | 0 | [10 empty] | No | No
MC032 | County South |  |  |  | MC032-B03/i4 | Kitchen HWS Pump Trip | EN.EN3 Energy Sensor | [6 empty] | i4 | 0 | [10 empty] | No | No
MC032 | County South |  |  |  | MC032-B03/I5 | College HWS Pump Trip | EN.EN3 Energy Sensor | [6 empty] | I5 | 0 | [10 empty] | No | No
MC032 | County South |  |  |  | MC032-B03/I6 | LPHW Flow Prove | EN.EN3 Energy Sensor | [6 empty] | I6 | 0 | [10 empty] | No | No
MC032 | County South |  |  |  | MC032-B03/I7 | Kitchen Destrat Pump Trip | EN.EN3 Energy Sensor | [6 empty] | I7 | 0 | [10 empty] | No | No
MC032 | County South |  |  |  | MC032-B03/I8 | Kitchen Cal Hi Limit Trip | EN.EN3 Energy Sensor | [6 empty] | I8 | 0 | [10 empty] | No | No
MC032 | County South |  |  |  | MC032-B03/I18 | Pump 2 Fault | EN.EN3 Energy Sensor | [6 empty] | I18 | 0 | [10 empty] | No | No
MC032 | County South |  |  |  | MC032-B03/I19 | Pump 2 Fault | EN.EN3 Energy Sensor | [6 empty] | I19 | 0 | [10 empty] | No | No
MC032 | County South |  |  |  | MC032-B03/i2 | Emergency Stop | EN.EN3 Energy Sensor | [6 empty] | i2 | 0 | [10 empty] | No | No
MC032 | County South |  |  |  | MC032-B03/i3 | Pressure Fault | EN.EN3 Energy Sensor | [6 empty] | i3 | 0 | [10 empty] | No | No
MC032 | County South |  |  |  | MC032-B03/I12 | LPHW Pump2Fail | EN.EN3 Energy Sensor | [6 empty] | I12 | 0 | [10 empty] | No | No
MC032 | County South |  |  |  | MC032-B03/I13 | Laundry Cal Hi Limit Trip | EN.EN3 Energy Sensor | [6 empty] | I13 | 0 | [10 empty] | No | No
MC032 | County South |  |  |  | MC032-B03/I14 | Building HWS ON | EN.EN3 Energy Sensor | [6 empty] | I14 | 0 | [10 empty] | No | No
MC032 | County South |  |  |  | MC032-B03/I15 | Launderette HWS ON | EN.EN3 Energy Sensor | [6 empty] | I15 | 0 | [10 empty] | No | No
MC032 | County South |  |  |  | MC032-B03/I16 | Offices Pump 1 Fault | EN.EN3 Energy Sensor | [6 empty] | I16 | 0 | [10 empty] | No | No
MC032 | County South |  |  |  | MC032-B03/I17 | Offices Pump 2 Fault | EN.EN3 Energy Sensor | [6 empty] | I17 | 0 | [10 empty] | No | No
MC032 | County South |  |  |  | MC032-B03/G8 | Logic 8 | EN.EN3 Energy Sensor | [6 empty] | G8 | 0 | [10 empty] | No | No
MC032 | County South |  |  |  | MC032-B03/G9 | Logic 9 | EN.EN3 Energy Sensor | [6 empty] | G9 | 0 | [10 empty] | No | No
MC032 | County South |  |  |  | MC032-B03/i1 | Fire alarm active | EN.EN3 Energy Sensor | [6 empty] | i1 | 0 | [10 empty] | No | No
MC032 | County South |  |  |  | MC032-B03/I10 | CW Tank1 High Level | EN.EN3 Energy Sensor | [6 empty] | I10 | 0 | [10 empty] | No | No
MC032 | County South |  |  |  | MC032-B03/I11 | LPHW Pump1Fail | EN.EN3 Energy Sensor | [6 empty] | I11 | 0 | [10 empty] | No | No
MC032 | County South |  |  |  | MC032-B03/G45 | Immersion heater hours run | EN.EN3 Energy Sensor | [6 empty] | G45 | 0 | [10 empty] | No | No
MC032 | County South |  |  |  | MC032-B03/G46 | Logic 46 | EN.EN3 Energy Sensor | [6 empty] | G46 | 0 | [10 empty] | No | No
MC032 | County South |  |  |  | MC032-B03/G47 | Logic 47 | EN.EN3 Energy Sensor | [6 empty] | G47 | 0 | [10 empty] | No | No
MC032 | County South |  |  |  | MC032-B03/G5 | Logic 5 | EN.EN3 Energy Sensor | [6 empty] | G5 | 0 | [10 empty] | No | No
MC032 | County South |  |  |  | MC032-B03/G6 | Logic 6 | EN.EN3 Energy Sensor | [6 empty] | G6 | 0 | [10 empty] | No | No
MC032 | County South |  |  |  | MC032-B03/G7 | Plant Allow | EN.EN3 Energy Sensor | [6 empty] | G7 | 0 | [10 empty] | No | No
MC032 | County South |  |  |  | MC032-B03/G4 | Logic 4 | EN.EN3 Energy Sensor | [6 empty] | G4 | 0 | [10 empty] | No | No
MC032 | County South |  |  |  | MC032-B03/G40 | Logic 40 | EN.EN3 Energy Sensor | [6 empty] | G40 | 0 | [10 empty] | No | No
MC032 | County South |  |  |  | MC032-B03/G41 | Logic 41 | EN.EN3 Energy Sensor | [6 empty] | G41 | 0 | [10 empty] | No | No
MC032 | County South |  |  |  | MC032-B03/G42 | Logic 42 | EN.EN3 Energy Sensor | [6 empty] | G42 | 0 | [10 empty] | No | No
MC032 | County South |  |  |  | MC032-B03/G43 | Logic 43 | EN.EN3 Energy Sensor | [6 empty] | G43 | 0 | [10 empty] | No | No
MC032 | County South |  |  |  | MC032-B03/G44 | Immersion heater hours run | EN.EN3 Energy Sensor | [6 empty] | G44 | 0 | [10 empty] | No | No
MC032 | County South |  |  |  | MC032-B03/G34 | Logic 34 | EN.EN3 Energy Sensor | [6 empty] | G34 | 0 | [10 empty] | No | No
MC032 | County South |  |  |  | MC032-B03/G35 | Logic 35 | EN.EN3 Energy Sensor | [6 empty] | G35 | 0 | [10 empty] | No | No
MC032 | County South |  |  |  | MC032-B03/G36 | Logic 36 | EN.EN3 Energy Sensor | [6 empty] | G36 | 0 | [10 empty] | No | No
MC032 | County South |  |  |  | MC032-B03/G37 | Logic 37 | EN.EN3 Energy Sensor | [6 empty] | G37 | 0 | [10 empty] | No | No
MC032 | County South |  |  |  | MC032-B03/G38 | eco | EN.EN3 Energy Sensor | [6 empty] | G38 | 0 | [10 empty] | No | No
MC032 | County South |  |  |  | MC032-B03/G39 | Logic 39 | EN.EN3 Energy Sensor | [6 empty] | G39 | 0 | [10 empty] | No | No
MC032 | County South |  |  |  | MC032-B03/G29 | Logic 29 | EN.EN3 Energy Sensor | [6 empty] | G29 | 0 | [10 empty] | No | No
MC032 | County South |  |  |  | MC032-B03/G3 | Logic 3 | EN.EN3 Energy Sensor | [6 empty] | G3 | 0 | [10 empty] | No | No
MC032 | County South |  |  |  | MC032-B03/G30 | Logic 30 | EN.EN3 Energy Sensor | [6 empty] | G30 | 0 | [10 empty] | No | No
MC032 | County South |  |  |  | MC032-B03/G31 | Logic 31 | EN.EN3 Energy Sensor | [6 empty] | G31 | 0 | [10 empty] | No | No
MC032 | County South |  |  |  | MC032-B03/G32 | HWS Reqd | EN.EN3 Energy Sensor | [6 empty] | G32 | 0 | [10 empty] | No | No
MC032 | County South |  |  |  | MC032-B03/G33 | Logic 33 | EN.EN3 Energy Sensor | [6 empty] | G33 | 0 | [10 empty] | No | No
MC032 | County South |  |  |  | MC032-B03/G23 | Logic 23 | EN.EN3 Energy Sensor | [6 empty] | G23 | 0 | [10 empty] | No | No
MC032 | County South |  |  |  | MC032-B03/G24 | LPHWPumpP2Reqd | EN.EN3 Energy Sensor | [6 empty] | G24 | 0 | [10 empty] | No | No
MC032 | County South |  |  |  | MC032-B03/G25 | Logic 25 | EN.EN3 Energy Sensor | [6 empty] | G25 | 0 | [10 empty] | No | No
MC032 | County South |  |  |  | MC032-B03/G26 | Logic 26 | EN.EN3 Energy Sensor | [6 empty] | G26 | 0 | [10 empty] | No | No
MC032 | County South |  |  |  | MC032-B03/G27 | Logic 27 | EN.EN3 Energy Sensor | [6 empty] | G27 | 0 | [10 empty] | No | No
MC032 | County South |  |  |  | MC032-B03/G28 | LPHWPumpP1Reqd | EN.EN3 Energy Sensor | [6 empty] | G28 | 0 | [10 empty] | No | No
MC032 | County South |  |  |  | MC032-B03/G18 | Immersion heater hours run | EN.EN3 Energy Sensor | [6 empty] | G18 | 0 | [10 empty] | No | No
MC032 | County South |  |  |  | MC032-B03/G19 | Logic 19 | EN.EN3 Energy Sensor | [6 empty] | G19 | 0 | [10 empty] | No | No
MC032 | County South |  |  |  | MC032-B03/G2 | HWS Pump Reqd | EN.EN3 Energy Sensor | [6 empty] | G2 | 0 | [10 empty] | No | No
MC032 | County South |  |  |  | MC032-B03/G20 | Logic 20 | EN.EN3 Energy Sensor | [6 empty] | G20 | 0 | [10 empty] | No | No
MC032 | County South |  |  |  | MC032-B03/G21 | Fail Reset | EN.EN3 Energy Sensor | [6 empty] | G21 | 0 | [10 empty] | No | No
MC032 | County South |  |  |  | MC032-B03/G22 | Logic 22 | EN.EN3 Energy Sensor | [6 empty] | G22 | 0 | [10 empty] | No | No
MC032 | County South |  |  |  | MC032-B03/G12 | LPHW Htg Reqd | EN.EN3 Energy Sensor | [6 empty] | G12 | 0 | [10 empty] | No | No
MC032 | County South |  |  |  | MC032-B03/G13 | Logic 13 | EN.EN3 Energy Sensor | [6 empty] | G13 | 0 | [10 empty] | No | No
MC032 | County South |  |  |  | MC032-B03/G14 | Pumps Allow | EN.EN3 Energy Sensor | [6 empty] | G14 | 0 | [10 empty] | No | No
MC032 | County South |  |  |  | MC032-B03/G15 | Logic 15 | EN.EN3 Energy Sensor | [6 empty] | G15 | 0 | [10 empty] | No | No
MC032 | County South |  |  |  | MC032-B03/G16 | Immersion heater hours run | EN.EN3 Energy Sensor | [6 empty] | G16 | 0 | [10 empty] | No | No
MC032 | County South |  |  |  | MC032-B03/G17 | Change duty | EN.EN3 Energy Sensor | [6 empty] | G17 | 0 | [10 empty] | No | No
MC032 | County South |  |  |  | MC032-B03/F7 | Function 7 | EN.EN3 Energy Sensor | [6 empty] | F7 | 0 | [10 empty] | No | No
MC032 | County South |  |  |  | MC032-B03/F8 | Function 8 | EN.EN3 Energy Sensor | [6 empty] | F8 | 0 | [10 empty] | No | No
MC032 | County South |  |  |  | MC032-B03/F9 | Function 9 | EN.EN3 Energy Sensor | [6 empty] | F9 | 0 | [10 empty] | No | No
MC032 | County South |  |  |  | MC032-B03/G1 | HWS Reqd | EN.EN3 Energy Sensor | [6 empty] | G1 | 0 | [10 empty] | No | No
MC032 | County South |  |  |  | MC032-B03/G10 | Logic 10 | EN.EN3 Energy Sensor | [6 empty] | G10 | 0 | [10 empty] | No | No
MC032 | County South |  |  |  | MC032-B03/G11 | Logic 11 | EN.EN3 Energy Sensor | [6 empty] | G11 | 0 | [10 empty] | No | No
MC032 | County South |  |  |  | MC032-B03/F33 | Function 33 | EN.EN3 Energy Sensor | [6 empty] | F33 | 0 | [10 empty] | No | No
MC032 | County South |  |  |  | MC032-B03/F34 | Function 34 | EN.EN3 Energy Sensor | [6 empty] | F34 | 0 | [10 empty] | No | No
MC032 | County South |  |  |  | MC032-B03/F35 | Function 35 | EN.EN3 Energy Sensor | [6 empty] | F35 | 0 | [10 empty] | No | No
MC032 | County South |  |  |  | MC032-B03/F4 | Function 4 | EN.EN3 Energy Sensor | [6 empty] | F4 | 0 | [10 empty] | No | No
MC032 | County South |  |  |  | MC032-B03/F5 | Function 5 | EN.EN3 Energy Sensor | [6 empty] | F5 | 0 | [10 empty] | No | No
MC032 | County South |  |  |  | MC032-B03/F6 | Function 6 | EN.EN3 Energy Sensor | [6 empty] | F6 | 0 | [10 empty] | No | No
MC032 | County South |  |  |  | MC032-B03/F28 | Function 28 | EN.EN3 Energy Sensor | [6 empty] | F28 | 0 | [10 empty] | No | No
MC032 | County South |  |  |  | MC032-B03/F29 | Function 29 | EN.EN3 Energy Sensor | [6 empty] | F29 | 0 | [10 empty] | No | No
MC032 | County South |  |  |  | MC032-B03/F3 | 4Dix Previous Value | EN.EN3 Energy Sensor | [6 empty] | F3 | 0 | [10 empty] | No | No
MC032 | County South |  |  |  | MC032-B03/F30 | Function 30 | EN.EN3 Energy Sensor | [6 empty] | F30 | 0 | [10 empty] | No | No
MC032 | County South |  |  |  | MC032-B03/F31 | Function 31 | EN.EN3 Energy Sensor | [6 empty] | F31 | 0 | [10 empty] | No | No
MC032 | County South |  |  |  | MC032-B03/F32 | Function 32 | EN.EN3 Energy Sensor | [6 empty] | F32 | 0 | [10 empty] | No | No
MC032 | County South |  |  |  | MC032-B03/F20 | Function 20 | EN.EN3 Energy Sensor | [6 empty] | F20 | 0 | [10 empty] | No | No
MC032 | County South |  |  |  | MC032-B03/F21 | Function 21 | EN.EN3 Energy Sensor | [6 empty] | F21 | 0 | [10 empty] | No | No
MC032 | County South |  |  |  | MC032-B03/F22 | Function 22 | EN.EN3 Energy Sensor | [6 empty] | F22 | 0 | [10 empty] | No | No
MC032 | County South |  |  |  | MC032-B03/F25 | Function 25 | EN.EN3 Energy Sensor | [6 empty] | F25 | 0 | [10 empty] | No | No
MC032 | County South |  |  |  | MC032-B03/F26 | Function 26 | EN.EN3 Energy Sensor | [6 empty] | F26 | 0 | [10 empty] | No | No
MC032 | County South |  |  |  | MC032-B03/F27 | Function 27 | EN.EN3 Energy Sensor | [6 empty] | F27 | 0 | [10 empty] | No | No
MC032 | County South |  |  |  | MC032-B03/F15 | Function 15 | EN.EN3 Energy Sensor | [6 empty] | F15 | 0 | [10 empty] | No | No
MC032 | County South |  |  |  | MC032-B03/F16 | 4Dix Value Decoder | EN.EN3 Energy Sensor | [6 empty] | F16 | 0 | [10 empty] | No | No
MC032 | County South |  |  |  | MC032-B03/F17 | Function 17 | EN.EN3 Energy Sensor | [6 empty] | F17 | 0 | [10 empty] | No | No
MC032 | County South |  |  |  | MC032-B03/F18 | Function 18 | EN.EN3 Energy Sensor | [6 empty] | F18 | 0 | [10 empty] | No | No
MC032 | County South |  |  |  | MC032-B03/F19 | Function 19 | EN.EN3 Energy Sensor | [6 empty] | F19 | 0 | [10 empty] | No | No
MC032 | County South |  |  |  | MC032-B03/F2 | Function 2 | EN.EN3 Energy Sensor | [6 empty] | F2 | 0 | [10 empty] | No | No
MC032 | County South |  |  |  | MC032-B03/F1 | Is 4Dix Value Changing | EN.EN3 Energy Sensor | [6 empty] | F1 | 0 | [10 empty] | No | No
MC032 | County South |  |  |  | MC032-B03/F10 | Function 10 | EN.EN3 Energy Sensor | [6 empty] | F10 | 0 | [10 empty] | No | No
MC032 | County South |  |  |  | MC032-B03/F11 | Function 11 | EN.EN3 Energy Sensor | [6 empty] | F11 | 0 | [10 empty] | No | No
MC032 | County South |  |  |  | MC032-B03/F12 | Function 12 | EN.EN3 Energy Sensor | [6 empty] | F12 | 0 | [10 empty] | No | No
MC032 | County South |  |  |  | MC032-B03/F13 | Function 13 | EN.EN3 Energy Sensor | [6 empty] | F13 | 0 | [10 empty] | No | No
MC032 | County South |  |  |  | MC032-B03/F14 | 4Dix Stable Value | EN.EN3 Energy Sensor | [6 empty] | F14 | 0 | [10 empty] | No | No
MC032 | County South |  |  |  | MC032-B03/D5 | Heating Pumps 0 - 10v | EN.EN3 Energy Sensor | [6 empty] | D5 | 0 | [10 empty] | No | No
MC032 | County South |  |  |  | MC032-B03/D6 | Gen1 Heating Valve | EN.EN3 Energy Sensor | [6 empty] | D6 | 0 | [10 empty] | No | No
MC032 | County South |  |  |  | MC032-B03/D7 | Gen2 Heating Valve | EN.EN3 Energy Sensor | [6 empty] | D7 | 0 | [10 empty] | No | No
MC032 | County South |  |  |  | MC032-B03/D8 | Flats Heating Valve | EN.EN3 Energy Sensor | [6 empty] | D8 | 0 | [10 empty] | No | No
MC032 | County South |  |  |  | MC032-B03/D9 | Lecture Heating Valve | EN.EN3 Energy Sensor | [6 empty] | D9 | 0 | [10 empty] | No | No
MC032 | County South |  |  |  | MC032-B03/e1 | Alarms 963 | EN.EN3 Energy Sensor | [6 empty] | e1 | 0 | [10 empty] | No | No
MC032 | County South |  |  |  | MC032-B03/D17 | CW Tank4 HiLoLamps | EN.EN3 Energy Sensor | [6 empty] | D17 | 0 | [10 empty] | No | No
MC032 | County South |  |  |  | MC032-B03/D18 | Comms Rm AC Flt Lamp | EN.EN3 Energy Sensor | [6 empty] | D18 | 0 | [10 empty] | No | No
MC032 | County South |  |  |  | MC032-B03/D19 | Laundry HWS Control Valve | EN.EN3 Energy Sensor | [6 empty] | D19 | 0 | [10 empty] | No | No
MC032 | County South |  |  |  | MC032-B03/D2 | Kitchen HWS Pump | EN.EN3 Energy Sensor | [6 empty] | D2 | 0 | [10 empty] | No | No
MC032 | County South |  |  |  | MC032-B03/D3 | College HWS Pump | EN.EN3 Energy Sensor | [6 empty] | D3 | 0 | [10 empty] | No | No
MC032 | County South |  |  |  | MC032-B03/D4 | Kitchen HWS Destrat Pump | EN.EN3 Energy Sensor | [6 empty] | D4 | 0 | [10 empty] | No | No
MC032 | County South |  |  |  | MC032-B03/D11 | LPHW Pump2 | EN.EN3 Energy Sensor | [6 empty] | D11 | 0 | [10 empty] | No | No
MC032 | County South |  |  |  | MC032-B03/D12 | PHEX1 Pri Valve | EN.EN3 Energy Sensor | [6 empty] | D12 | 0 | [10 empty] | No | No
MC032 | County South |  |  |  | MC032-B03/D13 | PHEX2 Pri Valve | EN.EN3 Energy Sensor | [6 empty] | D13 | 0 | [10 empty] | No | No
MC032 | County South |  |  |  | MC032-B03/D14 | Immersions | EN.EN3 Energy Sensor | [6 empty] | D14 | 0 | [10 empty] | No | No
MC032 | County South |  |  |  | MC032-B03/D15 | CW Tank2 HiLoLamps | EN.EN3 Energy Sensor | [6 empty] | D15 | 0 | [10 empty] | No | No
MC032 | County South |  |  |  | MC032-B03/D16 | CW Tank3 HiLoLamps | EN.EN3 Energy Sensor | [6 empty] | D16 | 0 | [10 empty] | No | No
MC032 | County South |  |  |  | MC032-B05/C1 | Virtual CNC 1 | EN.EN3 Energy Sensor | [6 empty] | C1 | 0 | [10 empty] | No | No
MC032 | County South |  |  |  | MC032-B05/G1 | Logic 1 | EN.EN3 Energy Sensor | [6 empty] | G1 | 0 | [10 empty] | No | No
MC032 | County South |  |  |  | MC032-B05/I1 | 16DI | EN.EN3 Energy Sensor | [6 empty] | I1 | 0 | [10 empty] | No | No
MC032 | County South |  |  |  | MC032-B05/I2 | Cold Water Tank No3 High Level | EN.EN3 Energy Sensor | [6 empty] | I2 | 0 | [10 empty] | No | No
MC032 | County South |  |  |  | MC032-B05/I3 | Cold Water Tank No4 Low Level | EN.EN3 Energy Sensor | [6 empty] | I3 | 0 | [10 empty] | No | No
MC032 | County South |  |  |  | MC032-B05/V1 |  | EN.EN3 Energy Sensor | [6 empty] | V1 | 0 | [10 empty] | No | No
MC032 | County South |  |  |  | MC032-B05/Y1 | Trend T -20+50 | EN.EN3 Energy Sensor | [6 empty] | Y1 | 0 | [10 empty] | No | No
MC032 | County South |  |  |  | MC032-B05/Y2 | Trend T 0+130 | EN.EN3 Energy Sensor | [6 empty] | Y2 | 0 | [10 empty] | No | No
MC032 | County South |  |  |  | MC032-B05/S4 | Level B Room Temp No1 | EN.EN3 Energy Sensor | [6 empty] | S4 | 0 | [10 empty] | No | No
MC032 | County South |  |  |  | MC032-B05/S5 | Level B Room Temp No2 | EN.EN3 Energy Sensor | [6 empty] | S5 | 0 | [10 empty] | No | No
MC032 | County South |  |  |  | MC032-B05/S6 | Level C Room Temp No1 | EN.EN3 Energy Sensor | [6 empty] | S6 | 0 | [10 empty] | No | No
MC032 | County South |  |  |  | MC032-B05/S7 | Level C Room Temp No2 | EN.EN3 Energy Sensor | [6 empty] | S7 | 0 | [10 empty] | No | No
MC032 | County South |  |  |  | MC032-B05/S8 | Dining Room Grd Flr Temp | EN.EN3 Energy Sensor | [6 empty] | S8 | 0 | [10 empty] | No | No
MC032 | County South |  |  |  | MC032-B05/U1 | Trevor | EN.EN3 Energy Sensor | [6 empty] | U1 | 0 | [10 empty] | No | No
MC032 | County South |  |  |  | MC032-B05/P8 | Plot 8 | EN.EN3 Energy Sensor | [6 empty] | P8 | 0 | [10 empty] | No | No
MC032 | County South |  |  |  | MC032-B05/P9 | Dining Room Grd Flr Temp | EN.EN3 Energy Sensor | [6 empty] | P9 | 0 | [10 empty] | No | No
MC032 | County South |  |  |  | MC032-B05/Q1 | Sequence Table 1 | EN.EN3 Energy Sensor | [6 empty] | Q1 | 0 | [10 empty] | No | No
MC032 | County South |  |  |  | MC032-B05/S1 | Level D Room Temp | EN.EN3 Energy Sensor | [6 empty] | S1 | 0 | [10 empty] | No | No
MC032 | County South |  |  |  | MC032-B05/S2 | Cold Water Tank 3 Temp | EN.EN3 Energy Sensor | [6 empty] | S2 | 0 | [10 empty] | No | No
MC032 | County South |  |  |  | MC032-B05/S3 | Cold Water Tank 4 Temp | EN.EN3 Energy Sensor | [6 empty] | S3 | 0 | [10 empty] | No | No
MC032 | County South |  |  |  | MC032-B05/P2 | Cold Water Tank 3 Temp | EN.EN3 Energy Sensor | [6 empty] | P2 | 0 | [10 empty] | No | No
MC032 | County South |  |  |  | MC032-B05/P3 | Cold Water Tank 4 Temp | EN.EN3 Energy Sensor | [6 empty] | P3 | 0 | [10 empty] | No | No
MC032 | County South |  |  |  | MC032-B05/P4 | Level B Room Temp No1 | EN.EN3 Energy Sensor | [6 empty] | P4 | 0 | [10 empty] | No | No
MC032 | County South |  |  |  | MC032-B05/P5 | Level B Room Temp No2 | EN.EN3 Energy Sensor | [6 empty] | P5 | 0 | [10 empty] | No | No
MC032 | County South |  |  |  | MC032-B05/P6 | Level C Room Temp No1 | EN.EN3 Energy Sensor | [6 empty] | P6 | 0 | [10 empty] | No | No
MC032 | County South |  |  |  | MC032-B05/P7 | Level C Room Temp No2 | EN.EN3 Energy Sensor | [6 empty] | P7 | 0 | [10 empty] | No | No
MC032 | County South |  |  |  | MC032-B05/I4 | Cold Water Tank No4 High Level | EN.EN3 Energy Sensor | [6 empty] | I4 | 0 | [10 empty] | No | No
MC032 | County South |  |  |  | MC032-B05/I5 | Toilet Ext Fan Fault | EN.EN3 Energy Sensor | [6 empty] | I5 | 0 | [10 empty] | No | No
MC032 | County South |  |  |  | MC032-B05/I6 | AC Units Comm Fault | EN.EN3 Energy Sensor | [6 empty] | I6 | 0 | [10 empty] | No | No
MC032 | County South |  |  |  | MC032-B05/N1 | TREND_03_38_72 | EN.EN3 Energy Sensor | [6 empty] | N1 | 0 | [10 empty] | No | No
MC032 | County South |  |  |  | MC032-B05/P1 | Level D Room Temp | EN.EN3 Energy Sensor | [6 empty] | P1 | 0 | [10 empty] | No | No
MC032 | County South |  |  |  | MC032-B04/Y2 | Trend T -20+50 | EN.EN3 Energy Sensor | [6 empty] | Y2 | 0 | [10 empty] | No | No
MC032 | County South |  |  |  | MC032-B04/Y3 | 4DIX V | EN.EN3 Energy Sensor | [6 empty] | Y3 | 0 | [10 empty] | No | No
MC032 | County South |  |  |  | MC032-B04/Y4 | CO2 V | EN.EN3 Energy Sensor | [6 empty] | Y4 | 0 | [10 empty] | No | No
MC032 | County South |  |  |  | MC032-B04/Z1 | Lecture Theatre Vent | EN.EN3 Energy Sensor | [6 empty] | Z1 | 0 | [10 empty] | No | No
MC032 | County South |  |  |  | MC032-B04/S8 | 4 DIX | EN.EN3 Energy Sensor | [6 empty] | S8 | 0 | [10 empty] | No | No
MC032 | County South |  |  |  | MC032-B04/S9 | Adv Room Temp | EN.EN3 Energy Sensor | [6 empty] | S9 | 0 | [10 empty] | No | No
MC032 | County South |  |  |  | MC032-B04/U1 |  | EN.EN3 Energy Sensor | [6 empty] | U1 | 0 | [10 empty] | No | No
MC032 | County South |  |  |  | MC032-B04/V1 |  | EN.EN3 Energy Sensor | [6 empty] | V1 | 0 | [10 empty] | No | No
MC032 | County South |  |  |  | MC032-B04/W1 | Switch 1 | EN.EN3 Energy Sensor | [6 empty] | W1 | 0 | [10 empty] | No | No
MC032 | County South |  |  |  | MC032-B04/Y1 | Trend T -20+50 | EN.EN3 Energy Sensor | [6 empty] | Y1 | 0 | [10 empty] | No | No
MC032 | County South |  |  |  | MC032-B04/S2 | AHU2 Extract Air Temp | EN.EN3 Energy Sensor | [6 empty] | S2 | 0 | [10 empty] | No | No
MC032 | County South |  |  |  | MC032-B04/S3 | CT water temp | EN.EN3 Energy Sensor | [6 empty] | S3 | 0 | [10 empty] | No | No
MC032 | County South |  |  |  | MC032-B04/S4 | Room Air Temp No1 | EN.EN3 Energy Sensor | [6 empty] | S4 | 0 | [10 empty] | No | No
MC032 | County South |  |  |  | MC032-B04/S5 | Room Air Temp No2 | EN.EN3 Energy Sensor | [6 empty] | S5 | 0 | [10 empty] | No | No
MC032 | County South |  |  |  | MC032-B04/S6 | Off Cooling Coil Temp | EN.EN3 Energy Sensor | [6 empty] | S6 | 0 | [10 empty] | No | No
MC032 | County South |  |  |  | MC032-B04/S7 | AHU2 Extract CO2 | EN.EN3 Energy Sensor | [6 empty] | S7 | 0 | [10 empty] | No | No
MC032 | County South |  |  |  | MC032-B04/P4 | AHU2 Extract CO2 | EN.EN3 Energy Sensor | [6 empty] | P4 | 0 | [10 empty] | No | No
MC032 | County South |  |  |  | MC032-B04/P5 | Room Air Temp No1 | EN.EN3 Energy Sensor | [6 empty] | P5 | 0 | [10 empty] | No | No
MC032 | County South |  |  |  | MC032-B04/P6 | Room Air Temp No2 | EN.EN3 Energy Sensor | [6 empty] | P6 | 0 | [10 empty] | No | No
MC032 | County South |  |  |  | MC032-B04/P7 | Off Cooling Coil Temp | EN.EN3 Energy Sensor | [6 empty] | P7 | 0 | [10 empty] | No | No
MC032 | County South |  |  |  | MC032-B04/Q1 | Sequence Table 1 | EN.EN3 Energy Sensor | [6 empty] | Q1 | 0 | [10 empty] | No | No
MC032 | County South |  |  |  | MC032-B04/S1 | AHU1Supply Temp | EN.EN3 Energy Sensor | [6 empty] | S1 | 0 | [10 empty] | No | No
MC032 | County South |  |  |  | MC032-B04/n1 | IC Comms 1 | EN.EN3 Energy Sensor | [6 empty] | n1 | 0 | [10 empty] | No | No
MC032 | County South |  |  |  | MC032-B04/o1 | Alarm Route 1 | EN.EN3 Energy Sensor | [6 empty] | o1 | 0 | [10 empty] | No | No
MC032 | County South |  |  |  | MC032-B04/P1 | AHU1Supply Temp | EN.EN3 Energy Sensor | [6 empty] | P1 | 0 | [10 empty] | No | No
MC032 | County South |  |  |  | MC032-B04/P2 | AHU2 Extract Air Temp | EN.EN3 Energy Sensor | [6 empty] | P2 | 0 | [10 empty] | No | No
MC032 | County South |  |  |  | MC032-B04/P3 | AHU1 air supply temp | EN.EN3 Energy Sensor | [6 empty] | P3 | 0 | [10 empty] | No | No
MC032 | County South |  |  |  | MC032-B04/K6 | 3rd stage frost protection | EN.EN3 Energy Sensor | [6 empty] | K6 | 0 | [10 empty] | No | No
MC032 | County South |  |  |  | MC032-B04/L1 | Loop 1 | EN.EN3 Energy Sensor | [6 empty] | L1 | 0 | [10 empty] | No | No
MC032 | County South |  |  |  | MC032-B04/L2 | Frost Coil Dmd | EN.EN3 Energy Sensor | [6 empty] | L2 | 0 | [10 empty] | No | No
MC032 | County South |  |  |  | MC032-B04/L3 | Loop 3 | EN.EN3 Energy Sensor | [6 empty] | L3 | 0 | [10 empty] | No | No
MC032 | County South |  |  |  | MC032-B04/L4 | Loop 4 | EN.EN3 Energy Sensor | [6 empty] | L4 | 0 | [10 empty] | No | No
MC032 | County South |  |  |  | MC032-B04/L5 | Loop 5 | EN.EN3 Energy Sensor | [6 empty] | L5 | 0 | [10 empty] | No | No
MC032 | County South |  |  |  | MC032-B04/I9 | AHU1 DX Clg Fault | EN.EN3 Energy Sensor | [6 empty] | I9 | 0 | [10 empty] | No | No
MC032 | County South |  |  |  | MC032-B04/K1 | Lecture Theatre CO2 Level | EN.EN3 Energy Sensor | [6 empty] | K1 | 0 | [10 empty] | No | No
MC032 | County South |  |  |  | MC032-B04/K2 | AHU1 Normal Speed | EN.EN3 Energy Sensor | [6 empty] | K2 | 0 | [10 empty] | No | No
MC032 | County South |  |  |  | MC032-B04/K3 | AHU1 Frost Coil Setpt | EN.EN3 Energy Sensor | [6 empty] | K3 | 0 | [10 empty] | No | No
MC032 | County South |  |  |  | MC032-B04/K4 | AHU1 Room Setpt | EN.EN3 Energy Sensor | [6 empty] | K4 | 0 | [10 empty] | No | No
MC032 | County South |  |  |  | MC032-B04/K5 | AHU1 Supply Lo Limit | EN.EN3 Energy Sensor | [6 empty] | K5 | 0 | [10 empty] | No | No
MC032 | County South |  |  |  | MC032-B04/I3 | AHU1 Inlet Damper Open | EN.EN3 Energy Sensor | [6 empty] | I3 | 0 | [10 empty] | No | No
MC032 | County South |  |  |  | MC032-B04/I4 | AHU1 Supply Inverter Fault | EN.EN3 Energy Sensor | [6 empty] | I4 | 0 | [10 empty] | No | No
MC032 | County South |  |  |  | MC032-B04/I5 | AHU1 Supply Flow Prove | EN.EN3 Energy Sensor | [6 empty] | I5 | 0 | [10 empty] | No | No
MC032 | County South |  |  |  | MC032-B04/I6 | AHU1 Exhaust Damper Open | EN.EN3 Energy Sensor | [6 empty] | I6 | 0 | [10 empty] | No | No
MC032 | County South |  |  |  | MC032-B04/I7 | AHU1 Extract Inverter Fault | EN.EN3 Energy Sensor | [6 empty] | I7 | 0 | [10 empty] | No | No
MC032 | County South |  |  |  | MC032-B04/I8 | AHU1 Extract Flow Prove | EN.EN3 Energy Sensor | [6 empty] | I8 | 0 | [10 empty] | No | No
MC032 | County South |  |  |  | MC032-B04/I14 | AHU1 Inlet Damper Fail | EN.EN3 Energy Sensor | [6 empty] | I14 | 0 | [10 empty] | No | No
MC032 | County South |  |  |  | MC032-B04/I15 | AHU1 Supply Flow Fail | EN.EN3 Energy Sensor | [6 empty] | I15 | 0 | [10 empty] | No | No
MC032 | County South |  |  |  | MC032-B04/I16 | AHU1 Exhaust Damper Fail | EN.EN3 Energy Sensor | [6 empty] | I16 | 0 | [10 empty] | No | No
MC032 | County South |  |  |  | MC032-B04/I17 | AHU1 Extract Flow Fail | EN.EN3 Energy Sensor | [6 empty] | I17 | 0 | [10 empty] | No | No
MC032 | County South |  |  |  | MC032-B04/I2 | xcite/IO/8AO | EN.EN3 Energy Sensor | [6 empty] | I2 | 0 | [10 empty] | No | No
MC032 | County South |  |  |  | MC032-B04/i1 | Thermal Wheel Fault | EN.EN3 Energy Sensor | [6 empty] | i1 | 0 | [10 empty] | No | No
MC032 | County South |  |  |  | MC032-B04/I10 | AHU1 Frost Stat | EN.EN3 Energy Sensor | [6 empty] | I10 | 0 | [10 empty] | No | No
MC032 | County South |  |  |  | MC032-B04/I11 | AHU1 Pre Filter Dirty | EN.EN3 Energy Sensor | [6 empty] | I11 | 0 | [10 empty] | No | No
MC032 | County South |  |  |  | MC032-B04/I12 | AHU1 Bag Filter Dirty | EN.EN3 Energy Sensor | [6 empty] | I12 | 0 | [10 empty] | No | No
MC032 | County South |  |  |  | MC032-B04/I13 | AHU1 Extract Filter Dirty | EN.EN3 Energy Sensor | [6 empty] | I13 | 0 | [10 empty] | No | No
MC032 | County South |  |  |  | MC032-B04/G4 | Logic 4 | EN.EN3 Energy Sensor | [6 empty] | G4 | 0 | [10 empty] | No | No
MC032 | County South |  |  |  | MC032-B04/G5 | AHU Reqd | EN.EN3 Energy Sensor | [6 empty] | G5 | 0 | [10 empty] | No | No
MC032 | County South |  |  |  | MC032-B04/G6 | Logic 6 | EN.EN3 Energy Sensor | [6 empty] | G6 | 0 | [10 empty] | No | No
MC032 | County South |  |  |  | MC032-B04/G7 | AHU Fans Reqd | EN.EN3 Energy Sensor | [6 empty] | G7 | 0 | [10 empty] | No | No
MC032 | County South |  |  |  | MC032-B04/G8 | Logic 8 | EN.EN3 Energy Sensor | [6 empty] | G8 | 0 | [10 empty] | No | No
MC032 | County South |  |  |  | MC032-B04/G9 | Logic 9 | EN.EN3 Energy Sensor | [6 empty] | G9 | 0 | [10 empty] | No | No
MC032 | County South |  |  |  | MC032-B04/G17 | CT Reqd AHU | EN.EN3 Energy Sensor | [6 empty] | G17 | 0 | [10 empty] | No | No
MC032 | County South |  |  |  | MC032-B04/G18 | Logic 18 | EN.EN3 Energy Sensor | [6 empty] | G18 | 0 | [10 empty] | No | No
MC032 | County South |  |  |  | MC032-B04/G19 | Logic 19 | EN.EN3 Energy Sensor | [6 empty] | G19 | 0 | [10 empty] | No | No
MC032 | County South |  |  |  | MC032-B04/G2 | Logic 2 | EN.EN3 Energy Sensor | [6 empty] | G2 | 0 | [10 empty] | No | No
MC032 | County South |  |  |  | MC032-B04/G20 | Logic 20 | EN.EN3 Energy Sensor | [6 empty] | G20 | 0 | [10 empty] | No | No
MC032 | County South |  |  |  | MC032-B04/G3 | Logic 3 | EN.EN3 Energy Sensor | [6 empty] | G3 | 0 | [10 empty] | No | No
MC032 | County South |  |  |  | MC032-B04/G11 | Logic 11 | EN.EN3 Energy Sensor | [6 empty] | G11 | 0 | [10 empty] | No | No
MC032 | County South |  |  |  | MC032-B04/G12 | Logic 12 | EN.EN3 Energy Sensor | [6 empty] | G12 | 0 | [10 empty] | No | No
MC032 | County South |  |  |  | MC032-B04/G13 | Logic 13 | EN.EN3 Energy Sensor | [6 empty] | G13 | 0 | [10 empty] | No | No
MC032 | County South |  |  |  | MC032-B04/G14 | Logic 14 | EN.EN3 Energy Sensor | [6 empty] | G14 | 0 | [10 empty] | No | No
MC032 | County South |  |  |  | MC032-B04/G15 | Logic 15 | EN.EN3 Energy Sensor | [6 empty] | G15 | 0 | [10 empty] | No | No
MC032 | County South |  |  |  | MC032-B04/G16 | Logic 16 | EN.EN3 Energy Sensor | [6 empty] | G16 | 0 | [10 empty] | No | No
MC032 | County South |  |  |  | MC032-B04/F6 | Function 6 | EN.EN3 Energy Sensor | [6 empty] | F6 | 0 | [10 empty] | No | No
MC032 | County South |  |  |  | MC032-B04/F7 | Function 7 | EN.EN3 Energy Sensor | [6 empty] | F7 | 0 | [10 empty] | No | No
MC032 | County South |  |  |  | MC032-B04/F8 | Htg Clg Dmd | EN.EN3 Energy Sensor | [6 empty] | F8 | 0 | [10 empty] | No | No
MC032 | County South |  |  |  | MC032-B04/F9 | Clg Recoup Available | EN.EN3 Energy Sensor | [6 empty] | F9 | 0 | [10 empty] | No | No
MC032 | County South |  |  |  | MC032-B04/G1 | Logic 1 | EN.EN3 Energy Sensor | [6 empty] | G1 | 0 | [10 empty] | No | No
MC032 | County South |  |  |  | MC032-B04/G10 | Logic 10 | EN.EN3 Energy Sensor | [6 empty] | G10 | 0 | [10 empty] | No | No
MC032 | County South |  |  |  | MC032-B04/F23 | 3rd stage frost protection | EN.EN3 Energy Sensor | [6 empty] | F23 | 0 | [10 empty] | No | No
MC032 | County South |  |  |  | MC032-B04/F24 | Function 24 | EN.EN3 Energy Sensor | [6 empty] | F24 | 0 | [10 empty] | No | No
MC032 | County South |  |  |  | MC032-B04/F25 | Function 25 | EN.EN3 Energy Sensor | [6 empty] | F25 | 0 | [10 empty] | No | No
MC032 | County South |  |  |  | MC032-B04/F3 | Function 3 | EN.EN3 Energy Sensor | [6 empty] | F3 | 0 | [10 empty] | No | No
MC032 | County South |  |  |  | MC032-B04/F4 | Function 4 | EN.EN3 Energy Sensor | [6 empty] | F4 | 0 | [10 empty] | No | No
MC032 | County South |  |  |  | MC032-B04/F5 | CT Dmd AHU Frost | EN.EN3 Energy Sensor | [6 empty] | F5 | 0 | [10 empty] | No | No
MC032 | County South |  |  |  | MC032-B04/F18 | Function 18 | EN.EN3 Energy Sensor | [6 empty] | F18 | 0 | [10 empty] | No | No
MC032 | County South |  |  |  | MC032-B04/F19 | Function 19 | EN.EN3 Energy Sensor | [6 empty] | F19 | 0 | [10 empty] | No | No
MC032 | County South |  |  |  | MC032-B04/F2 | Function 2 | EN.EN3 Energy Sensor | [6 empty] | F2 | 0 | [10 empty] | No | No
MC032 | County South |  |  |  | MC032-B04/F20 | Function 20 | EN.EN3 Energy Sensor | [6 empty] | F20 | 0 | [10 empty] | No | No
MC032 | County South |  |  |  | MC032-B04/F21 | Function 21 | EN.EN3 Energy Sensor | [6 empty] | F21 | 0 | [10 empty] | No | No
MC032 | County South |  |  |  | MC032-B04/F22 | Function 22 | EN.EN3 Energy Sensor | [6 empty] | F22 | 0 | [10 empty] | No | No
MC032 | County South |  |  |  | MC032-B04/F12 | AHU HtgClg Dmprs | EN.EN3 Energy Sensor | [6 empty] | F12 | 0 | [10 empty] | No | No
MC032 | County South |  |  |  | MC032-B04/F13 | Htg Valve | EN.EN3 Energy Sensor | [6 empty] | F13 | 0 | [10 empty] | No | No
MC032 | County South |  |  |  | MC032-B04/F14 | Function 14 | EN.EN3 Energy Sensor | [6 empty] | F14 | 0 | [10 empty] | No | No
MC032 | County South |  |  |  | MC032-B04/F15 | Function 15 | EN.EN3 Energy Sensor | [6 empty] | F15 | 0 | [10 empty] | No | No
MC032 | County South |  |  |  | MC032-B04/F16 | Function 16 | EN.EN3 Energy Sensor | [6 empty] | F16 | 0 | [10 empty] | No | No
MC032 | County South |  |  |  | MC032-B04/F17 | Function 17 | EN.EN3 Energy Sensor | [6 empty] | F17 | 0 | [10 empty] | No | No
MC032 | County South |  |  |  | MC032-B04/D8 | AHU1 Thermal Wheel Demand | EN.EN3 Energy Sensor | [6 empty] | D8 | 0 | [10 empty] | No | No
MC032 | County South |  |  |  | MC032-B04/D9 | AHU1 Thermal Wheel | EN.EN3 Energy Sensor | [6 empty] | D9 | 0 | [10 empty] | No | No
MC032 | County South |  |  |  | MC032-B04/e1 | Alarms 963 | EN.EN3 Energy Sensor | [6 empty] | e1 | 0 | [10 empty] | No | No
MC032 | County South |  |  |  | MC032-B04/F1 | Function 1 | EN.EN3 Energy Sensor | [6 empty] | F1 | 0 | [10 empty] | No | No
MC032 | County South |  |  |  | MC032-B04/F10 | Function 10 | EN.EN3 Energy Sensor | [6 empty] | F10 | 0 | [10 empty] | No | No
MC032 | County South |  |  |  | MC032-B04/F11 | Function 11 | EN.EN3 Energy Sensor | [6 empty] | F11 | 0 | [10 empty] | No | No
MC032 | County South |  |  |  | MC032-B04/D2 | AHU1 Extract Dmpr &amp; Fan | EN.EN3 Energy Sensor | [6 empty] | D2 | 0 | [10 empty] | No | No
MC032 | County South |  |  |  | MC032-B04/D3 | AHU1SupplyInverterDemand | EN.EN3 Energy Sensor | [6 empty] | D3 | 0 | [10 empty] | No | No
MC032 | County South |  |  |  | MC032-B04/D4 | AHU1ExtInverterDemand | EN.EN3 Energy Sensor | [6 empty] | D4 | 0 | [10 empty] | No | No
MC032 | County South |  |  |  | MC032-B04/D5 | AHU1 Frost Coil Valve | EN.EN3 Energy Sensor | [6 empty] | D5 | 0 | [10 empty] | No | No
MC032 | County South |  |  |  | MC032-B04/D6 | AHU1 Heating Valve | EN.EN3 Energy Sensor | [6 empty] | D6 | 0 | [10 empty] | No | No
MC032 | County South |  |  |  | MC032-B04/D7 | AHU1 DX Clg Demand | EN.EN3 Energy Sensor | [6 empty] | D7 | 0 | [10 empty] | No | No
MC032 | County South |  |  |  | MC032-B04/C1 | Virtual CNC 1 | EN.EN3 Energy Sensor | [6 empty] | C1 | 0 | [10 empty] | No | No
MC032 | County South |  |  |  | MC032-B04/D1 | AHU1 Supply Dmpr &amp; Fan | EN.EN3 Energy Sensor | [6 empty] | D1 | 0 | [10 empty] | No | No
MC032 | County South |  |  |  | MC032-B04/D10 | AHU1 DX Enable | EN.EN3 Energy Sensor | [6 empty] | D10 | 0 | [10 empty] | No | No
MC134 | County South Residences, House 76 - Belmont | A04 | Electrical Riser/Cupboard |  | MC134-L01 | Data logger: County South Residences - Block 76 | EN.EN1 Data Logger |  |  |  |  | Multilog G2 | Enercom | 0501E41C3C00 | 0 |  |  | 10.23.12.31 |  | 00-50-C2-2C-3D-C1
MC134 | County South Residences, House 76 - Belmont |  |  |  | MC032-L06/M006 | County South Plant Room Panel | EN.EN2 Energy Meter | [6 empty] | 6 | 0 | [10 empty] | No | No
MC134 | County South Residences, House 76 - Belmont |  |  |  | MC032-L06/M007 | County South Immersion heater No.1 | EN.EN2 Energy Meter | [6 empty] | 7 | 0 | [10 empty] | No | No
MC134 | County South Residences, House 76 - Belmont |  |  |  | MC032-L06/M008 | County South Immersion heater No.2 | EN.EN2 Energy Meter | [6 empty] | 8 | 0 | [10 empty] | No | No
MC134 | County South Residences, House 76 - Belmont |  |  |  | MC032-L06/M001 | County South BB01 Riser | EN.EN2 Energy Meter | [6 empty] | 1 | 0 | [10 empty] | No | No
MC134 | County South Residences, House 76 - Belmont |  |  |  | MC032-L06/M002 | County South BB02 Riser | EN.EN2 Energy Meter | [6 empty] | 2 | 0 | [10 empty] | No | No
MC134 | County South Residences, House 76 - Belmont |  |  |  | MC032-L06/M003 | County South BB03 Riser | EN.EN2 Energy Meter | [6 empty] | 3 | 0 | [10 empty] | No | No
MC134 | County South Residences, House 76 - Belmont |  |  |  | MC032-L06/M004 | County South LT Plant Room | EN.EN2 Energy Meter | [6 empty] | 4 | 0 | [10 empty] | No | No
MC134 | County South Residences, House 76 - Belmont |  |  |  | MC032-L06/M005 | County South Comms DB | EN.EN2 Energy Meter | [6 empty] | 5 | 0 | [10 empty] | No | No
MC134 | County South Residences, House 76 - Belmont |  |  |  | MC032-L08/M001 | County South DB A1 Power | EN.EN2 Energy Meter | [6 empty] | 1 | 0 | [10 empty] | No | No
MC134 | County South Residences, House 76 - Belmont |  |  |  | MC032-L08/M002 | County South DB A1 Lighting | EN.EN2 Energy Meter | [6 empty] | 2 | 0 | [10 empty] | No | No
MC134 | County South Residences, House 76 - Belmont |  |  |  | MC032-L07/M006 | County South DB Ext Mech Power | EN.EN2 Energy Meter | [6 empty] | 6 | 0 | [10 empty] | No | No
MC134 | County South Residences, House 76 - Belmont |  |  |  | MC032-L07/M007 | County South Electricity | EN.EN2 Energy Meter | [6 empty] | 7 | 0 | [10 empty] | No | No
MC134 | County South Residences, House 76 - Belmont |  |  |  | MC032-L07/M001 | County South Laundrette DB Electricity | EN.EN2 Energy Meter | [6 empty] | 1 | 0 | [10 empty] | No | No
MC134 | County South Residences, House 76 - Belmont |  |  |  | MC032-L07/M002 | County South Existing Lift | EN.EN2 Energy Meter | [6 empty] | 2 | 0 | [10 empty] | No | No
MC134 | County South Residences, House 76 - Belmont |  |  |  | MC032-L07/M003 | County South DB 2 Room A62 | EN.EN2 Energy Meter | [6 empty] | 3 | 0 | [10 empty] | No | No
MC134 | County South Residences, House 76 - Belmont |  |  |  | MC032-L07/M004 | County South FASS | EN.EN2 Energy Meter | [6 empty] | 4 | 0 | [10 empty] | No | No
MC134 | County South Residences, House 76 - Belmont |  |  |  | MC032-L07/M005 | County South DB LK Room 107 | EN.EN2 Energy Meter | [6 empty] | 5 | 0 | [10 empty] | No | No
MC134 | County South Residences, House 76 - Belmont |  |  |  | MC032-L02/M004 | County South Flats 6 7 8 9 | EN.EN2 Energy Meter | [6 empty] | 4 | 0 | [10 empty] | No | No
MC134 | County South Residences, House 76 - Belmont | E39 | Corridor |  | MC032-L02/M004 | County South Flats 6 7 8 9 | EN.EN2 Energy Meter | [6 empty] | 4 | 0 | [10 empty] | No | No
MC134 | County South Residences, House 76 - Belmont | E40 | Corridor |  | MC032-L02/M004 | County South Flats 6 7 8 9 | EN.EN2 Energy Meter | [6 empty] | 4 | 0 | [10 empty] | No | No
MC134 | County South Residences, House 76 - Belmont |  |  |  | MC032-L02/M005 | County South DB D2 Power | EN.EN2 Energy Meter | [6 empty] | 5 | 0 | [10 empty] | No | No
MC134 | County South Residences, House 76 - Belmont | D37 | Kitchen |  | MC032-L02/M005 | County South DB D2 Power | EN.EN2 Energy Meter | [6 empty] | 5 | 0 | [10 empty] | No | No
MC134 | County South Residences, House 76 - Belmont | D40 | Corridor |  | MC032-L02/M005 | County South DB D2 Power | EN.EN2 Energy Meter | [6 empty] | 5 | 0 | [10 empty] | No | No
MC134 | County South Residences, House 76 - Belmont | D26 | Riser |  | MC032-L02/M005 | County South DB D2 Power | EN.EN2 Energy Meter | [6 empty] | 5 | 0 | [10 empty] | No | No
MC134 | County South Residences, House 76 - Belmont | D27 | Single Bedroom |  | MC032-L02/M005 | County South DB D2 Power | EN.EN2 Energy Meter | [6 empty] | 5 | 0 | [10 empty] | No | No
MC134 | County South Residences, House 76 - Belmont | D31 | Single Bedroom |  | MC032-L02/M005 | County South DB D2 Power | EN.EN2 Energy Meter | [6 empty] | 5 | 0 | [10 empty] | No | No
MC134 | County South Residences, House 76 - Belmont | D33 | Single Bedroom |  | MC032-L02/M005 | County South DB D2 Power | EN.EN2 Energy Meter | [6 empty] | 5 | 0 | [10 empty] | No | No
MC134 | County South Residences, House 76 - Belmont | D34 | Store |  | MC032-L02/M005 | County South DB D2 Power | EN.EN2 Energy Meter | [6 empty] | 5 | 0 | [10 empty] | No | No
MC134 | County South Residences, House 76 - Belmont | D35 | Cleaners |  | MC032-L02/M005 | County South DB D2 Power | EN.EN2 Energy Meter | [6 empty] | 5 | 0 | [10 empty] | No | No
MC134 | County South Residences, House 76 - Belmont | D22 | Single Bedroom |  | MC032-L02/M005 | County South DB D2 Power | EN.EN2 Energy Meter | [6 empty] | 5 | 0 | [10 empty] | No | No
MC134 | County South Residences, House 76 - Belmont | D23 | Riser |  | MC032-L02/M005 | County South DB D2 Power | EN.EN2 Energy Meter | [6 empty] | 5 | 0 | [10 empty] | No | No
MC134 | County South Residences, House 76 - Belmont | D24 | Single Bedroom |  | MC032-L02/M005 | County South DB D2 Power | EN.EN2 Energy Meter | [6 empty] | 5 | 0 | [10 empty] | No | No
MC134 | County South Residences, House 76 - Belmont | D25 | Single Bedroom |  | MC032-L02/M005 | County South DB D2 Power | EN.EN2 Energy Meter | [6 empty] | 5 | 0 | [10 empty] | No | No
MC134 | County South Residences, House 76 - Belmont |  |  |  | MC032-L02/M006 | County South DB D2 Lighting | EN.EN2 Energy Meter | [6 empty] | 6 | 0 | [10 empty] | No | No
MC134 | County South Residences, House 76 - Belmont | D32 | Riser |  | MC032-L02/M006 | County South DB D2 Lighting | EN.EN2 Energy Meter | [6 empty] | 6 | 0 | [10 empty] | No | No
MC134 | County South Residences, House 76 - Belmont | D33 | Single Bedroom |  | MC032-L02/M006 | County South DB D2 Lighting | EN.EN2 Energy Meter | [6 empty] | 6 | 0 | [10 empty] | No | No
MC134 | County South Residences, House 76 - Belmont | D34 | Store |  | MC032-L02/M006 | County South DB D2 Lighting | EN.EN2 Energy Meter | [6 empty] | 6 | 0 | [10 empty] | No | No
MC134 | County South Residences, House 76 - Belmont | D35 | Cleaners |  | MC032-L02/M006 | County South DB D2 Lighting | EN.EN2 Energy Meter | [6 empty] | 6 | 0 | [10 empty] | No | No
MC134 | County South Residences, House 76 - Belmont | D36 | Electrical Riser/Cupboard |  | MC032-L02/M006 | County South DB D2 Lighting | EN.EN2 Energy Meter | [6 empty] | 6 | 0 | [10 empty] | No | No
MC134 | County South Residences, House 76 - Belmont | D25 | Single Bedroom |  | MC032-L02/M006 | County South DB D2 Lighting | EN.EN2 Energy Meter | [6 empty] | 6 | 0 | [10 empty] | No | No
MC134 | County South Residences, House 76 - Belmont | D26 | Riser |  | MC032-L02/M006 | County South DB D2 Lighting | EN.EN2 Energy Meter | [6 empty] | 6 | 0 | [10 empty] | No | No
MC134 | County South Residences, House 76 - Belmont | D27 | Single Bedroom |  | MC032-L02/M006 | County South DB D2 Lighting | EN.EN2 Energy Meter | [6 empty] | 6 | 0 | [10 empty] | No | No
MC134 | County South Residences, House 76 - Belmont | D28 | Single Bedroom |  | MC032-L02/M006 | County South DB D2 Lighting | EN.EN2 Energy Meter | [6 empty] | 6 | 0 | [10 empty] | No | No
MC134 | County South Residences, House 76 - Belmont | D30 | Single Bedroom |  | MC032-L02/M006 | County South DB D2 Lighting | EN.EN2 Energy Meter | [6 empty] | 6 | 0 | [10 empty] | No | No
MC134 | County South Residences, House 76 - Belmont | D31 | Single Bedroom |  | MC032-L02/M006 | County South DB D2 Lighting | EN.EN2 Energy Meter | [6 empty] | 6 | 0 | [10 empty] | No | No
MC134 | County South Residences, House 76 - Belmont | D22 | Single Bedroom |  | MC032-L02/M006 | County South DB D2 Lighting | EN.EN2 Energy Meter | [6 empty] | 6 | 0 | [10 empty] | No | No
MC134 | County South Residences, House 76 - Belmont | D23 | Riser |  | MC032-L02/M006 | County South DB D2 Lighting | EN.EN2 Energy Meter | [6 empty] | 6 | 0 | [10 empty] | No | No
MC134 | County South Residences, House 76 - Belmont | D24 | Single Bedroom |  | MC032-L02/M006 | County South DB D2 Lighting | EN.EN2 Energy Meter | [6 empty] | 6 | 0 | [10 empty] | No | No
MC134 | County South Residences, House 76 - Belmont |  |  |  | MC032-L02/M007 | County South DB C2 Power | EN.EN2 Energy Meter | [6 empty] | 7 | 0 | [10 empty] | No | No
MC134 | County South Residences, House 76 - Belmont |  |  |  | MC032-L02/M008 | County South DB C2 Lighting | EN.EN2 Energy Meter | [6 empty] | 8 | 0 | [10 empty] | No | No
MC134 | County South Residences, House 76 - Belmont |  |  |  | MC032-L04/M001 | County South Flats 10 11 12 13 14 | EN.EN2 Energy Meter | [6 empty] | 1 | 0 | [10 empty] | No | No
MC134 | County South Residences, House 76 - Belmont |  |  |  | MC032-L05/M001 | County South Flats 1 2 3 4 5 | EN.EN2 Energy Meter | [6 empty] | 1 | 0 | [10 empty] | No | No
MC134 | County South Residences, House 76 - Belmont |  |  |  | MC032-L05/M002 | County South DB D3 Power | EN.EN2 Energy Meter | [6 empty] | 2 | 0 | [10 empty] | No | No
MC134 | County South Residences, House 76 - Belmont |  |  |  | MC032-L05/M003 | County South DB D3 Lighting | EN.EN2 Energy Meter | [6 empty] | 3 | 0 | [10 empty] | No | No
MC134 | County South Residences, House 76 - Belmont |  |  |  | MC032-L05/M004 | County South DB C3 Power | EN.EN2 Energy Meter | [6 empty] | 4 | 0 | [10 empty] | No | No
MC134 | County South Residences, House 76 - Belmont |  |  |  | MC032-L05/M005 | County South DB C3 Lighting | EN.EN2 Energy Meter | [6 empty] | 5 | 0 | [10 empty] | No | No
MC134 | County South Residences, House 76 - Belmont |  |  |  | MC032-L05/M006 | County South DB B3 Power | EN.EN2 Energy Meter | [6 empty] | 6 | 0 | [10 empty] | No | No
MC134 | County South Residences, House 76 - Belmont |  |  |  | MC032-L05/M007 | County South DB B3 Lighting | EN.EN2 Energy Meter | [6 empty] | 7 | 0 | [10 empty] | No | No
MC134 | County South Residences, House 76 - Belmont |  |  |  | MC134-L01/M001 | County South Houses 75 - 77 | EN.EN2 Energy Meter | [6 empty] | 1 | 0 | [10 empty] | No | No
MC134 | County South Residences, House 76 - Belmont |  |  |  | MC134-L01/M002 | County South Houses 75 - 77 | EN.EN2 Energy Meter | [6 empty] | 2 | 0 | [10 empty] | No | No
MC061 | Energy Centre | A3/4 | Boiler House |  | MC061-L02 | Data logger: Energy Centre | EN.EN1 Data Logger |  |  |  |  | Multilog G2 | Enercom | 0501E3CFE100 | 0
MC061 | Energy Centre | A5/6 | Pumping Station |  | MC061-L05 | Data logger: Energy Centre | EN.EN1 Data Logger |  |  |  |  | Multilog G2 | Enercom | 48015350 | 0
MC061 | Energy Centre | A3/4 | Boiler House |  | MC061-L03 | Data logger: Energy Centre | EN.EN1 Data Logger |  |  |  |  | Multilog G2 | Enercom | 050157C1EF00 | 0 |  |  | 10.23.11.106 |  | 00-50-C2-2C-3D-DD
MC061 | Energy Centre | A01 | Substation No.1 |  | MC061-L04 | Data logger: Energy Centre | EN.EN1 Data Logger |  |  |  |  | Multilog G2 | Enercom | 050157C5EE00 | 0 |  |  | 10.23.11.102 |  | 00-50-C2-2C-3D-99
MC061 | Energy Centre |  |  |  | MC061-B02 | BMS Controller: Energy Centre | EN.EN4 BMS Controller |  |  |  |  | IQ3xcite96 | Trend | 0BEEE3D4-D44C-4994-BE98-60DA2E175092 | 0
MC061 | Energy Centre |  |  |  | MC061-B03 | BMS Controller: Energy Centre | EN.EN4 BMS Controller |  |  |  |  | IQ3xcite96 | Trend | 6B359D99-C693-49A3-9874-3A4510BBCC35 | 0
MC061 | Energy Centre |  |  |  | MC061-B01 | BMS Controller: Energy Centre | EN.EN4 BMS Controller |  |  |  |  | IQ3xcite128 | Trend | A856AC2B-8250-45D4-A262-ECF0BBBE07D1 | 0
MC061 | Energy Centre |  |  |  | MC061-L02/M001 | Circulation Pump No 1 | EN.EN2 Energy Meter | [6 empty] | 1 | 0 | [10 empty] | No | No
MC061 | Energy Centre | A5/6 | Pumping Station |  | MC061-L02/M001 | Circulation Pump No 1 | EN.EN2 Energy Meter | [6 empty] | 1 | 0 | [10 empty] | No | No
MC061 | Energy Centre |  |  |  | MC061-L02/M002 | Circulation Pump No 2 | EN.EN2 Energy Meter | [6 empty] | 2 | 0 | [10 empty] | No | No
MC061 | Energy Centre | A5/6 | Pumping Station |  | MC061-L02/M002 | Circulation Pump No 2 | EN.EN2 Energy Meter | [6 empty] | 2 | 0 | [10 empty] | No | No
MC061 | Energy Centre |  |  |  | MC061-L02/M003 | Circulation Pump No 3 | EN.EN2 Energy Meter | [6 empty] | 3 | 0 | [10 empty] | No | No
MC061 | Energy Centre | A5/6 | Pumping Station |  | MC061-L02/M003 | Circulation Pump No 3 | EN.EN2 Energy Meter | [6 empty] | 3 | 0 | [10 empty] | No | No
MC061 | Energy Centre |  |  |  | MC061-L02/M004 | Circulation Pump No 4 | EN.EN2 Energy Meter | [6 empty] | 4 | 0 | [10 empty] | No | No
MC061 | Energy Centre | A5/6 | Pumping Station |  | MC061-L02/M004 | Circulation Pump No 4 | EN.EN2 Energy Meter | [6 empty] | 4 | 0 | [10 empty] | No | No
MC061 | Energy Centre |  |  |  | MC061-L02/M005 | Central Workshop | EN.EN2 Energy Meter | [6 empty] | 5 | 0 | [10 empty] | No | No
MC061 | Energy Centre |  |  |  | MC061-L02/M006 | Site | EN.EN2 Energy Meter | [6 empty] | 6 | 0 | [10 empty] | No | No
MC061 | Energy Centre | A3/4 | Boiler House |  | MC061-L02/M006 | Site | EN.EN2 Energy Meter | [6 empty] | 6 | 0 | [10 empty] | No | No
MC061 | Energy Centre |  |  |  | MC061-L02/M007 | RHS Rear | EN.EN2 Energy Meter | [6 empty] | 7 | 0 | [10 empty] | No | No
MC061 | Energy Centre |  |  |  | MC061-L02/M008 | LHS Rear | EN.EN2 Energy Meter | [6 empty] | 8 | 0 | [10 empty] | No | No
MC061 | Energy Centre |  |  |  | MC061-L03/M001 | Central Workshop | EN.EN2 Energy Meter | [6 empty] | 1 | 0 | [10 empty] | No | No
MC061 | Energy Centre |  |  |  | MC061-L03/M002 | Oil Meter | EN.EN2 Energy Meter | [6 empty] | 2 | 0 | [10 empty] | No | No
MC061 | Energy Centre |  |  |  | MC061-L03/M003 | MCCP Electric | EN.EN2 Energy Meter | [6 empty] | 3 | 0 | [10 empty] | No | No
MC061 | Energy Centre |  |  |  | MC061-L03/M004 | 3 Gas Boilers | EN.EN2 Energy Meter | [6 empty] | 4 | 0 | [10 empty] | No | No
MC061 | Energy Centre | A5/6 | Pumping Station |  | MC061-L03/M004 | 3 Gas Boilers | EN.EN2 Energy Meter | [6 empty] | 4 | 0 | [10 empty] | No | No
MC061 | Energy Centre |  |  |  | MC061-L04/M001 | Sub No.1 Transformer No.1 | EN.EN2 Energy Meter | [6 empty] | 1 | 0 | [10 empty] | No | No
MC061 | Energy Centre |  |  |  | MC061-L04/M002 | Sub No.1 Transformer No.2 | EN.EN2 Energy Meter | [6 empty] | 2 | 0 | [10 empty] | No | No
MC061 | Energy Centre |  |  |  | MC061-L04/M003 | Orange Telephone | EN.EN2 Energy Meter | [6 empty] | 3 | 0 | [10 empty] | Yes | No
MC061 | Energy Centre |  |  |  | MC061-L04/M004 | Energy Centre CHP | EN.EN2 Energy Meter | [6 empty] | 4 | 0 | [10 empty] | No | No
MC061 | Energy Centre | A3/4 | Boiler House |  | MC061-L04/M004 | Energy Centre CHP | EN.EN2 Energy Meter | [6 empty] | 4 | 0 | [10 empty] | No | No
MC061 | Energy Centre |  |  |  | MC061-L04/M005 | Gas Boiler Main Incomer | EN.EN2 Energy Meter | [6 empty] | 5 | 0 | [10 empty] | No | No
MC061 | Energy Centre | A5/6 | Pumping Station |  | MC061-L04/M005 | Gas Boiler Main Incomer | EN.EN2 Energy Meter | [6 empty] | 5 | 0 | [10 empty] | No | No
MC061 | Energy Centre |  |  |  | MC061-L04/M006 | Fylde & Furness Residences | EN.EN2 Energy Meter | [6 empty] | 6 | 0 | [10 empty] | No | No
MC061 | Energy Centre |  |  |  | MC061-L04/M007 | Firm Gas | EN.EN2 Energy Meter | [6 empty] | 7 | 0 | [10 empty] | No | No
MC061 | Energy Centre |  |  |  | MC061-L04/M008 | 3 Gas Boilers | EN.EN2 Energy Meter | [6 empty] | 8 | 0 | [10 empty] | No | No
MC061 | Energy Centre | A5/6 | Pumping Station |  | MC061-L04/M008 | 3 Gas Boilers | EN.EN2 Energy Meter | [6 empty] | 8 | 0 | [10 empty] | No | No
MC061 | Energy Centre |  |  |  | MC061-B02/B1 | IC Comms from OS11 | EN.EN3 Energy Sensor | [6 empty] | B1 | 0 | [10 empty] | No | No
MC061 | Energy Centre |  |  |  | MC061-B02/C1 | Virtual CNC 1 | EN.EN3 Energy Sensor | [6 empty] | C1 | 0 | [10 empty] | No | No
MC061 | Energy Centre |  |  |  | MC061-B02/D1 | Biomass Boiler Inhibit | EN.EN3 Energy Sensor | [6 empty] | D1 | 0 | [10 empty] | No | No
MC061 | Energy Centre |  |  |  | MC061-B02/D2 | Buffer Vessel PHX Pump P2 | EN.EN3 Energy Sensor | [6 empty] | D2 | 0 | [10 empty] | No | No
MC061 | Energy Centre |  |  |  | MC061-B02/D3 | PHX to university Pump P1 | EN.EN3 Energy Sensor | [6 empty] | D3 | 0 | [10 empty] | No | No
MC061 | Energy Centre |  |  |  | MC061-B02/D4 | PressureFaultSRM | EN.EN3 Energy Sensor | [6 empty] | D4 | 0 | [10 empty] | No | No
MC061 | Energy Centre |  |  |  | MC061-B02/Y3 | 4DIX V AXIO | EN.EN3 Energy Sensor | [6 empty] | Y3 | 0 | [10 empty] | No | No
MC061 | Energy Centre |  |  |  | MC061-B02/Y4 | Current 4-20ma | EN.EN3 Energy Sensor | [6 empty] | Y4 | 0 | [10 empty] | No | No
MC061 | Energy Centre |  |  |  | MC061-B02/Z1 | Biomass Time program | EN.EN3 Energy Sensor | [6 empty] | Z1 | 0 | [10 empty] | No | No
MC061 | Energy Centre |  |  |  | MC061-B02/W2 | BiomassBoilerHtg_24hrOverride | EN.EN3 Energy Sensor | [6 empty] | W2 | 0 | [10 empty] | No | No
MC061 | Energy Centre |  |  |  | MC061-B02/W3 | Supervisor BioPan Alarm Test | EN.EN3 Energy Sensor | [6 empty] | W3 | 0 | [10 empty] | No | No
MC061 | Energy Centre |  |  |  | MC061-B02/W4 | Biomass Override Off | EN.EN3 Energy Sensor | [6 empty] | W4 | 0 | [10 empty] | No | No
MC061 | Energy Centre |  |  |  | MC061-B02/W5 | UnivLPHW fault Ovr | EN.EN3 Energy Sensor | [6 empty] | W5 | 0 | [10 empty] | No | No
MC061 | Energy Centre |  |  |  | MC061-B02/Y1 | Thermistor TBTI | EN.EN3 Energy Sensor | [6 empty] | Y1 | 0 | [10 empty] | No | No
MC061 | Energy Centre |  |  |  | MC061-B02/Y2 | Pressure I 10bar | EN.EN3 Energy Sensor | [6 empty] | Y2 | 0 | [10 empty] | No | No
MC061 | Energy Centre |  |  |  | MC061-B02/S8 | PHX University Return Temp | EN.EN3 Energy Sensor | [6 empty] | S8 | 0 | [10 empty] | No | No
MC061 | Energy Centre |  |  |  | MC061-B02/S9 | PHX University Flow Temp | EN.EN3 Energy Sensor | [6 empty] | S9 | 0 | [10 empty] | No | No
MC061 | Energy Centre |  |  |  | MC061-B02/U1 | Trevor | EN.EN3 Energy Sensor | [6 empty] | U1 | 0 | [10 empty] | No | No
MC061 | Energy Centre |  |  |  | MC061-B02/U2 | JBC | EN.EN3 Energy Sensor | [6 empty] | U2 | 0 | [10 empty] | No | No
MC061 | Energy Centre |  |  |  | MC061-B02/V1 |  | EN.EN3 Energy Sensor | [6 empty] | V1 | 0 | [10 empty] | No | No
MC061 | Energy Centre |  |  |  | MC061-B02/W1 | PumpP1andP2_override | EN.EN3 Energy Sensor | [6 empty] | W1 | 0 | [10 empty] | No | No
MC061 | Energy Centre |  |  |  | MC061-B02/S32 | Spare | EN.EN3 Energy Sensor | [6 empty] | S32 | 0 | [10 empty] | No | No
MC061 | Energy Centre |  |  |  | MC061-B02/S33 | Spare | EN.EN3 Energy Sensor | [6 empty] | S33 | 0 | [10 empty] | No | No
MC061 | Energy Centre |  |  |  | MC061-B02/S4 | Buffer Vessel Low Temp | EN.EN3 Energy Sensor | [6 empty] | S4 | 0 | [10 empty] | No | No
MC061 | Energy Centre |  |  |  | MC061-B02/S5 | Buffer Vessel PHX Return | EN.EN3 Energy Sensor | [6 empty] | S5 | 0 | [10 empty] | No | No
MC061 | Energy Centre |  |  |  | MC061-B02/S6 | Buffer Vessel PHX Flow Temp | EN.EN3 Energy Sensor | [6 empty] | S6 | 0 | [10 empty] | No | No
MC061 | Energy Centre |  |  |  | MC061-B02/S7 | Buffer Vessel PHX Pressure | EN.EN3 Energy Sensor | [6 empty] | S7 | 0 | [10 empty] | No | No
MC061 | Energy Centre |  |  |  | MC061-B02/S27 | Flue Gas Fan Speed | EN.EN3 Energy Sensor | [6 empty] | S27 | 0 | [10 empty] | No | No
MC061 | Energy Centre |  |  |  | MC061-B02/S28 | Amount of Fuel | EN.EN3 Energy Sensor | [6 empty] | S28 | 0 | [10 empty] | No | No
MC061 | Energy Centre |  |  |  | MC061-B02/S29 | Thermal Store Flow | EN.EN3 Energy Sensor | [6 empty] | S29 | 0 | [10 empty] | No | No
MC061 | Energy Centre |  |  |  | MC061-B02/S3 | Buffer Vessel High Temp | EN.EN3 Energy Sensor | [6 empty] | S3 | 0 | [10 empty] | No | No
MC061 | Energy Centre |  |  |  | MC061-B02/S30 | Sensor 30 | EN.EN3 Energy Sensor | [6 empty] | S30 | 0 | [10 empty] | No | No
MC061 | Energy Centre |  |  |  | MC061-B02/S31 | Sensor 31 | EN.EN3 Energy Sensor | [6 empty] | S31 | 0 | [10 empty] | No | No
MC061 | Energy Centre |  |  |  | MC061-B02/S21 | PHX to University P1 Fault | EN.EN3 Energy Sensor | [6 empty] | S21 | 0 | [10 empty] | No | No
MC061 | Energy Centre |  |  |  | MC061-B02/S22 | Biomass Boiler Common Fault | EN.EN3 Energy Sensor | [6 empty] | S22 | 0 | [10 empty] | No | No
MC061 | Energy Centre |  |  |  | MC061-B02/S23 | Biomass PU Common Fault | EN.EN3 Energy Sensor | [6 empty] | S23 | 0 | [10 empty] | No | No
MC061 | Energy Centre |  |  |  | MC061-B02/S24 | Combustion Temp | EN.EN3 Energy Sensor | [6 empty] | S24 | 0 | [10 empty] | No | No
MC061 | Energy Centre |  |  |  | MC061-B02/S25 | Under Pressure | EN.EN3 Energy Sensor | [6 empty] | S25 | 0 | [10 empty] | No | No
MC061 | Energy Centre |  |  |  | MC061-B02/S26 | BoilerFlow Temp Output | EN.EN3 Energy Sensor | [6 empty] | S26 | 0 | [10 empty] | No | No
MC061 | Energy Centre |  |  |  | MC061-B02/S16 | Top Loader Fault | EN.EN3 Energy Sensor | [6 empty] | S16 | 0 | [10 empty] | No | No
MC061 | Energy Centre |  |  |  | MC061-B02/S17 | PHX to University P1 Flow | EN.EN3 Energy Sensor | [6 empty] | S17 | 0 | [10 empty] | No | No
MC061 | Energy Centre |  |  |  | MC061-B02/S18 | Pump P3 Flow DPS | EN.EN3 Energy Sensor | [6 empty] | S18 | 0 | [10 empty] | No | No
MC061 | Energy Centre |  |  |  | MC061-B02/S19 | Buffer Vessel to PHX P2 Flow | EN.EN3 Energy Sensor | [6 empty] | S19 | 0 | [10 empty] | No | No
MC061 | Energy Centre |  |  |  | MC061-B02/S2 | Biomass Flow Temp | EN.EN3 Energy Sensor | [6 empty] | S2 | 0 | [10 empty] | No | No
MC061 | Energy Centre |  |  |  | MC061-B02/S20 | Biomass Boiler Critical Fault | EN.EN3 Energy Sensor | [6 empty] | S20 | 0 | [10 empty] | No | No
MC061 | Energy Centre |  |  |  | MC061-B02/S10 | PHX University Pressure | EN.EN3 Energy Sensor | [6 empty] | S10 | 0 | [10 empty] | No | No
MC061 | Energy Centre |  |  |  | MC061-B02/S11 | On Biomass System Temp | EN.EN3 Energy Sensor | [6 empty] | S11 | 0 | [10 empty] | No | No
MC061 | Energy Centre |  |  |  | MC061-B02/S12 | Off Biomass System Temp | EN.EN3 Energy Sensor | [6 empty] | S12 | 0 | [10 empty] | No | No
MC061 | Energy Centre |  |  |  | MC061-B02/S13 | DIX1 | EN.EN3 Energy Sensor | [6 empty] | S13 | 0 | [10 empty] | No | No
MC061 | Energy Centre |  |  |  | MC061-B02/S14 | Univ_District_ReturnTemp | EN.EN3 Energy Sensor | [6 empty] | S14 | 0 | [10 empty] | No | No
MC061 | Energy Centre |  |  |  | MC061-B02/S15 | Boiler Output % | EN.EN3 Energy Sensor | [6 empty] | S15 | 0 | [10 empty] | No | No
MC061 | Energy Centre |  |  |  | MC061-B02/P6 | Buffer Vessel PHX Flow Temp | EN.EN3 Energy Sensor | [6 empty] | P6 | 0 | [10 empty] | No | No
MC061 | Energy Centre |  |  |  | MC061-B02/P7 | Buffer Vessel PHX Pressure | EN.EN3 Energy Sensor | [6 empty] | P7 | 0 | [10 empty] | No | No
MC061 | Energy Centre |  |  |  | MC061-B02/P8 | PHX University Return Temp | EN.EN3 Energy Sensor | [6 empty] | P8 | 0 | [10 empty] | No | No
MC061 | Energy Centre |  |  |  | MC061-B02/P9 | PHX University Flow Temp | EN.EN3 Energy Sensor | [6 empty] | P9 | 0 | [10 empty] | No | No
MC061 | Energy Centre |  |  |  | MC061-B02/Q1 | Sequence Table 1 | EN.EN3 Energy Sensor | [6 empty] | Q1 | 0 | [10 empty] | No | No
MC061 | Energy Centre |  |  |  | MC061-B02/S1 | Biomass Return Temp | EN.EN3 Energy Sensor | [6 empty] | S1 | 0 | [10 empty] | No | No
MC061 | Energy Centre |  |  |  | MC061-B02/P26 | Boiler Output % | EN.EN3 Energy Sensor | [6 empty] | P26 | 0 | [10 empty] | No | No
MC061 | Energy Centre |  |  |  | MC061-B02/P27 | Flue Gas Fan Speed | EN.EN3 Energy Sensor | [6 empty] | P27 | 0 | [10 empty] | No | No
MC061 | Energy Centre |  |  |  | MC061-B02/P28 | Thermal Store Flow | EN.EN3 Energy Sensor | [6 empty] | P28 | 0 | [10 empty] | No | No
MC061 | Energy Centre |  |  |  | MC061-B02/P3 | Buffer Vessel High Temp | EN.EN3 Energy Sensor | [6 empty] | P3 | 0 | [10 empty] | No | No
MC061 | Energy Centre |  |  |  | MC061-B02/P4 | Buffer Vessel Low Temp | EN.EN3 Energy Sensor | [6 empty] | P4 | 0 | [10 empty] | No | No
MC061 | Energy Centre |  |  |  | MC061-B02/P5 | Buffer Vessel PHX Return | EN.EN3 Energy Sensor | [6 empty] | P5 | 0 | [10 empty] | No | No
MC061 | Energy Centre |  |  |  | MC061-B02/P20 | Sensor 21 | EN.EN3 Energy Sensor | [6 empty] | P20 | 0 | [10 empty] | No | No
MC061 | Energy Centre |  |  |  | MC061-B02/P21 | Sensor 22 | EN.EN3 Energy Sensor | [6 empty] | P21 | 0 | [10 empty] | No | No
MC061 | Energy Centre |  |  |  | MC061-B02/P22 | Biomass PU Common Fault | EN.EN3 Energy Sensor | [6 empty] | P22 | 0 | [10 empty] | No | No
MC061 | Energy Centre |  |  |  | MC061-B02/P23 | Boiler Output % | EN.EN3 Energy Sensor | [6 empty] | P23 | 0 | [10 empty] | No | No
MC061 | Energy Centre |  |  |  | MC061-B02/P24 | Boiler Output % | EN.EN3 Energy Sensor | [6 empty] | P24 | 0 | [10 empty] | No | No
MC061 | Energy Centre |  |  |  | MC061-B02/P25 | Boiler Output % | EN.EN3 Energy Sensor | [6 empty] | P25 | 0 | [10 empty] | No | No
MC061 | Energy Centre |  |  |  | MC061-B02/P15 | Sensor 16 | EN.EN3 Energy Sensor | [6 empty] | P15 | 0 | [10 empty] | No | No
MC061 | Energy Centre |  |  |  | MC061-B02/P16 | Sensor 17 | EN.EN3 Energy Sensor | [6 empty] | P16 | 0 | [10 empty] | No | No
MC061 | Energy Centre |  |  |  | MC061-B02/P17 | Biomass Boiler Critical Fault | EN.EN3 Energy Sensor | [6 empty] | P17 | 0 | [10 empty] | No | No
MC061 | Energy Centre |  |  |  | MC061-B02/P18 | Sensor 15 | EN.EN3 Energy Sensor | [6 empty] | P18 | 0 | [10 empty] | No | No
MC061 | Energy Centre |  |  |  | MC061-B02/P19 | Sensor 18 | EN.EN3 Energy Sensor | [6 empty] | P19 | 0 | [10 empty] | No | No
MC061 | Energy Centre |  |  |  | MC061-B02/P2 | Biomass Flow Temp | EN.EN3 Energy Sensor | [6 empty] | P2 | 0 | [10 empty] | No | No
MC061 | Energy Centre |  |  |  | MC061-B02/P1 | Biomass Return Temp | EN.EN3 Energy Sensor | [6 empty] | P1 | 0 | [10 empty] | No | No
MC061 | Energy Centre |  |  |  | MC061-B02/P10 | PHX University Pressure | EN.EN3 Energy Sensor | [6 empty] | P10 | 0 | [10 empty] | No | No
MC061 | Energy Centre |  |  |  | MC061-B02/P11 | On Biomass System Temp | EN.EN3 Energy Sensor | [6 empty] | P11 | 0 | [10 empty] | No | No
MC061 | Energy Centre |  |  |  | MC061-B02/P12 | Off Biomass System Temp | EN.EN3 Energy Sensor | [6 empty] | P12 | 0 | [10 empty] | No | No
MC061 | Energy Centre |  |  |  | MC061-B02/P13 | Fire Alarm | EN.EN3 Energy Sensor | [6 empty] | P13 | 0 | [10 empty] | No | No
MC061 | Energy Centre |  |  |  | MC061-B02/P14 | Sensor 19 | EN.EN3 Energy Sensor | [6 empty] | P14 | 0 | [10 empty] | No | No
MC061 | Energy Centre |  |  |  | MC061-B02/N7 | Amount of Fuel | EN.EN3 Energy Sensor | [6 empty] | N7 | 0 | [10 empty] | No | No
MC061 | Energy Centre |  |  |  | MC061-B02/N8 | MainCTpumpDemand | EN.EN3 Energy Sensor | [6 empty] | N8 | 0 | [10 empty] | No | No
MC061 | Energy Centre |  |  |  | MC061-B02/N9 | IC Comms 9 | EN.EN3 Energy Sensor | [6 empty] | N9 | 0 | [10 empty] | No | No
MC061 | Energy Centre |  |  |  | MC061-B02/o1 | Alarm Route 1 | EN.EN3 Energy Sensor | [6 empty] | o1 | 0 | [10 empty] | No | No
MC061 | Energy Centre |  |  |  | MC061-B02/o2 | Alarm Route 2 | EN.EN3 Energy Sensor | [6 empty] | o2 | 0 | [10 empty] | No | No
MC061 | Energy Centre |  |  |  | MC061-B02/o3 | Alarm Route 3 | EN.EN3 Energy Sensor | [6 empty] | o3 | 0 | [10 empty] | No | No
MC061 | Energy Centre |  |  |  | MC061-B02/N1 | TREND_0E_2D_88 | EN.EN3 Energy Sensor | [6 empty] | N1 | 0 | [10 empty] | No | No
MC061 | Energy Centre |  |  |  | MC061-B02/N2 | boiler output | EN.EN3 Energy Sensor | [6 empty] | N2 | 0 | [10 empty] | No | No
MC061 | Energy Centre |  |  |  | MC061-B02/N3 | Combustion Temp | EN.EN3 Energy Sensor | [6 empty] | N3 | 0 | [10 empty] | No | No
MC061 | Energy Centre |  |  |  | MC061-B02/N4 | Under Pressure | EN.EN3 Energy Sensor | [6 empty] | N4 | 0 | [10 empty] | No | No
MC061 | Energy Centre |  |  |  | MC061-B02/N5 | BoilerFlow Temp Output | EN.EN3 Energy Sensor | [6 empty] | N5 | 0 | [10 empty] | No | No
MC061 | Energy Centre |  |  |  | MC061-B02/N6 | Flue Gas Fan Speed | EN.EN3 Energy Sensor | [6 empty] | N6 | 0 | [10 empty] | No | No
MC061 | Energy Centre |  |  |  | MC061-B02/I9 | PHX to University P1 Flow | EN.EN3 Energy Sensor | [6 empty] | I9 | 0 | [10 empty] | No | No
MC061 | Energy Centre |  |  |  | MC061-B02/K1 | Biomass Dump Temp Setpoint | EN.EN3 Energy Sensor | [6 empty] | K1 | 0 | [10 empty] | No | No
MC061 | Energy Centre |  |  |  | MC061-B02/K2 | Primary Side PHX Pressure High | EN.EN3 Energy Sensor | [6 empty] | K2 | 0 | [10 empty] | No | No
MC061 | Energy Centre |  |  |  | MC061-B02/K3 | Secondary Side PHX Press High | EN.EN3 Energy Sensor | [6 empty] | K3 | 0 | [10 empty] | No | No
MC061 | Energy Centre |  |  |  | MC061-B02/K4 | Pumps inhibit until sp reached | EN.EN3 Energy Sensor | [6 empty] | K4 | 0 | [10 empty] | No | No
MC061 | Energy Centre |  |  |  | MC061-B02/i3 | Biomass Gas Safety Circuit | EN.EN3 Energy Sensor | [6 empty] | i3 | 0 | [10 empty] | No | No
MC061 | Energy Centre |  |  |  | MC061-B02/I4 | Biomass Boiler Critical Fault | EN.EN3 Energy Sensor | [6 empty] | I4 | 0 | [10 empty] | No | No
MC061 | Energy Centre |  |  |  | MC061-B02/I5 | Biomass PU Common Fault | EN.EN3 Energy Sensor | [6 empty] | I5 | 0 | [10 empty] | No | No
MC061 | Energy Centre |  |  |  | MC061-B02/I6 | Buffer Vessel to PHX P2 Fault | EN.EN3 Energy Sensor | [6 empty] | I6 | 0 | [10 empty] | No | No
MC061 | Energy Centre |  |  |  | MC061-B02/I7 | Buffer Vessel to PHX P2 Flow | EN.EN3 Energy Sensor | [6 empty] | I7 | 0 | [10 empty] | No | No
MC061 | Energy Centre |  |  |  | MC061-B02/I8 | PHX to University P1 Fault | EN.EN3 Energy Sensor | [6 empty] | I8 | 0 | [10 empty] | No | No
MC061 | Energy Centre |  |  |  | MC061-B02/I18 | BiomassPanel_test_HPalarm | EN.EN3 Energy Sensor | [6 empty] | I18 | 0 | [10 empty] | No | No
MC061 | Energy Centre |  |  |  | MC061-B02/I19 | BiomassHeatingReqd | EN.EN3 Energy Sensor | [6 empty] | I19 | 0 | [10 empty] | No | No
MC061 | Energy Centre |  |  |  | MC061-B02/I2 | IO Module 2 | EN.EN3 Energy Sensor | [6 empty] | I2 | 0 | [10 empty] | No | No
MC061 | Energy Centre |  |  |  | MC061-B02/I20 | BiomassDmndFrom OS 11 | EN.EN3 Energy Sensor | [6 empty] | I20 | 0 | [10 empty] | No | No
MC061 | Energy Centre |  |  |  | MC061-B02/I1 | IO Module 1 | EN.EN3 Energy Sensor | [6 empty] | I1 | 0 | [10 empty] | No | No
MC061 | Energy Centre |  |  |  | MC061-B02/I10 | Top Loader Fault | EN.EN3 Energy Sensor | [6 empty] | I10 | 0 | [10 empty] | No | No
MC061 | Energy Centre |  |  |  | MC061-B02/I11 | Biomass Boiler Common Fault | EN.EN3 Energy Sensor | [6 empty] | I11 | 0 | [10 empty] | No | No
MC061 | Energy Centre |  |  |  | MC061-B02/I14 | Heating Schedule | EN.EN3 Energy Sensor | [6 empty] | I14 | 0 | [10 empty] | No | No
MC061 | Energy Centre |  |  |  | MC061-B02/I15 | Buffer Vessel PHX Pump P1 Fail | EN.EN3 Energy Sensor | [6 empty] | I15 | 0 | [10 empty] | No | No
MC061 | Energy Centre |  |  |  | MC061-B02/I16 | PHX University Pump P2 Fail | EN.EN3 Energy Sensor | [6 empty] | I16 | 0 | [10 empty] | No | No
MC061 | Energy Centre |  |  |  | MC061-B02/G5 | Logic 5 | EN.EN3 Energy Sensor | [6 empty] | G5 | 0 | [10 empty] | No | No
MC061 | Energy Centre |  |  |  | MC061-B02/G6 | Logic 6 | EN.EN3 Energy Sensor | [6 empty] | G6 | 0 | [10 empty] | No | No
MC061 | Energy Centre |  |  |  | MC061-B02/G7 | BoimassPumpsEnable | EN.EN3 Energy Sensor | [6 empty] | G7 | 0 | [10 empty] | No | No
MC061 | Energy Centre |  |  |  | MC061-B02/G8 | pump enable | EN.EN3 Energy Sensor | [6 empty] | G8 | 0 | [10 empty] | No | No
MC061 | Energy Centre |  |  |  | MC061-B02/G9 | Logic 9 | EN.EN3 Energy Sensor | [6 empty] | G9 | 0 | [10 empty] | No | No
MC061 | Energy Centre |  |  |  | MC061-B02/G13 | Logic 13 | EN.EN3 Energy Sensor | [6 empty] | G13 | 0 | [10 empty] | No | No
MC061 | Energy Centre |  |  |  | MC061-B02/G15 | Logic 15 | EN.EN3 Energy Sensor | [6 empty] | G15 | 0 | [10 empty] | No | No
MC061 | Energy Centre |  |  |  | MC061-B02/G16 | Logic 16 | EN.EN3 Energy Sensor | [6 empty] | G16 | 0 | [10 empty] | No | No
MC061 | Energy Centre |  |  |  | MC061-B02/G2 | invert to override off | EN.EN3 Energy Sensor | [6 empty] | G2 | 0 | [10 empty] | No | No
MC061 | Energy Centre |  |  |  | MC061-B02/G3 | usable heating | EN.EN3 Energy Sensor | [6 empty] | G3 | 0 | [10 empty] | No | No
MC061 | Energy Centre |  |  |  | MC061-B02/G4 | pumps enable | EN.EN3 Energy Sensor | [6 empty] | G4 | 0 | [10 empty] | No | No
MC061 | Energy Centre |  |  |  | MC061-B02/F4 | Function 4 | EN.EN3 Energy Sensor | [6 empty] | F4 | 0 | [10 empty] | No | No
MC061 | Energy Centre |  |  |  | MC061-B02/F5 | Function 5 | EN.EN3 Energy Sensor | [6 empty] | F5 | 0 | [10 empty] | No | No
MC061 | Energy Centre |  |  |  | MC061-B02/G1 | Logic 1 | EN.EN3 Energy Sensor | [6 empty] | G1 | 0 | [10 empty] | No | No
MC061 | Energy Centre |  |  |  | MC061-B02/G10 | Logic 10 | EN.EN3 Energy Sensor | [6 empty] | G10 | 0 | [10 empty] | No | No
MC061 | Energy Centre |  |  |  | MC061-B02/G11 | Logic 11 | EN.EN3 Energy Sensor | [6 empty] | G11 | 0 | [10 empty] | No | No
MC061 | Energy Centre |  |  |  | MC061-B02/G12 | Logic 12 | EN.EN3 Energy Sensor | [6 empty] | G12 | 0 | [10 empty] | No | No
MC061 | Energy Centre |  |  |  | MC061-B02/D5 | Driver 5 | EN.EN3 Energy Sensor | [6 empty] | D5 | 0 | [10 empty] | No | No
MC061 | Energy Centre |  |  |  | MC061-B02/D6 | Driver 6 | EN.EN3 Energy Sensor | [6 empty] | D6 | 0 | [10 empty] | No | No
MC061 | Energy Centre |  |  |  | MC061-B02/e1 | Supervisor | EN.EN3 Energy Sensor | [6 empty] | e1 | 0 | [10 empty] | No | No
MC061 | Energy Centre |  |  |  | MC061-B02/F1 | Function 1 | EN.EN3 Energy Sensor | [6 empty] | F1 | 0 | [10 empty] | No | No
MC061 | Energy Centre |  |  |  | MC061-B02/F2 | Function 2 | EN.EN3 Energy Sensor | [6 empty] | F2 | 0 | [10 empty] | No | No
MC061 | Energy Centre |  |  |  | MC061-B02/F3 | Function 3 | EN.EN3 Energy Sensor | [6 empty] | F3 | 0 | [10 empty] | No | No
MC061 | Energy Centre |  |  |  | MC061-B03/C1 | Virtual CNC 1 | EN.EN3 Energy Sensor | [6 empty] | C1 | 0 | [10 empty] | No | No
MC061 | Energy Centre |  |  |  | MC061-B03/D1 | CHP Sec Pump 0-10V | EN.EN3 Energy Sensor | [6 empty] | D1 | 0 | [10 empty] | No | No
MC061 | Energy Centre |  |  |  | MC061-B03/D2 | TS S_Pump 0-10V | EN.EN3 Energy Sensor | [6 empty] | D2 | 0 | [10 empty] | No | No
MC061 | Energy Centre |  |  |  | MC061-B03/D3 | CHP Valve | EN.EN3 Energy Sensor | [6 empty] | D3 | 0 | [10 empty] | No | No
MC061 | Energy Centre |  |  |  | MC061-B03/D4 | CHP Sec Pump Enable | EN.EN3 Energy Sensor | [6 empty] | D4 | 0 | [10 empty] | No | No
MC061 | Energy Centre |  |  |  | MC061-B03/D5 | TS S_Pump Enable | EN.EN3 Energy Sensor | [6 empty] | D5 | 0 | [10 empty] | No | No
MC061 | Energy Centre |  |  |  | MC061-B03/Y4 | 4DIX V | EN.EN3 Energy Sensor | [6 empty] | Y4 | 0 | [10 empty] | No | No
MC061 | Energy Centre |  |  |  | MC061-B03/Y5 | Humidity V | EN.EN3 Energy Sensor | [6 empty] | Y5 | 0 | [10 empty] | No | No
MC061 | Energy Centre |  |  |  | MC061-B03/Y6 | Feedback V 0+10 | EN.EN3 Energy Sensor | [6 empty] | Y6 | 0 | [10 empty] | No | No
MC061 | Energy Centre |  |  |  | MC061-B03/Y7 | Thermal Store Sensor | EN.EN3 Energy Sensor | [6 empty] | Y7 | 0 | [10 empty] | No | No
MC061 | Energy Centre |  |  |  | MC061-B03/W6 | Buffer vessel auto ON | EN.EN3 Energy Sensor | [6 empty] | W6 | 0 | [10 empty] | No | No
MC061 | Energy Centre |  |  |  | MC061-B03/W7 | TS pump Override speed | EN.EN3 Energy Sensor | [6 empty] | W7 | 0 | [10 empty] | No | No
MC061 | Energy Centre |  |  |  | MC061-B03/W9 | Thermal store Override | EN.EN3 Energy Sensor | [6 empty] | W9 | 0 | [10 empty] | No | No
MC061 | Energy Centre |  |  |  | MC061-B03/Y1 | Thermistor TBTI | EN.EN3 Energy Sensor | [6 empty] | Y1 | 0 | [10 empty] | No | No
MC061 | Energy Centre |  |  |  | MC061-B03/Y2 | Pressure I 4bar | EN.EN3 Energy Sensor | [6 empty] | Y2 | 0 | [10 empty] | No | No
MC061 | Energy Centre |  |  |  | MC061-B03/Y3 | Trend Thermistor TB | EN.EN3 Energy Sensor | [6 empty] | Y3 | 0 | [10 empty] | No | No
MC061 | Energy Centre |  |  |  | MC061-B03/U1 |  | EN.EN3 Energy Sensor | [6 empty] | U1 | 0 | [10 empty] | No | No
MC061 | Energy Centre |  |  |  | MC061-B03/V1 |  | EN.EN3 Energy Sensor | [6 empty] | V1 | 0 | [10 empty] | No | No
MC061 | Energy Centre |  |  |  | MC061-B03/W1 | CHP Valve Override Enable | EN.EN3 Energy Sensor | [6 empty] | W1 | 0 | [10 empty] | No | No
MC061 | Energy Centre |  |  |  | MC061-B03/W3 | CHP pump OR on | EN.EN3 Energy Sensor | [6 empty] | W3 | 0 | [10 empty] | No | No
MC061 | Energy Centre |  |  |  | MC061-B03/W4 | CHP pump speed OR | EN.EN3 Energy Sensor | [6 empty] | W4 | 0 | [10 empty] | No | No
MC061 | Energy Centre |  |  |  | MC061-B03/W5 | CHP Off Auto Auto=On | EN.EN3 Energy Sensor | [6 empty] | W5 | 0 | [10 empty] | No | No
MC061 | Energy Centre |  |  |  | MC061-B03/S4 | TS-A-14 Temp | EN.EN3 Energy Sensor | [6 empty] | S4 | 0 | [10 empty] | No | No
MC061 | Energy Centre |  |  |  | MC061-B03/S5 | TS-A-13 Temp | EN.EN3 Energy Sensor | [6 empty] | S5 | 0 | [10 empty] | No | No
MC061 | Energy Centre |  |  |  | MC061-B03/S6 | TS-A-12 Temp | EN.EN3 Energy Sensor | [6 empty] | S6 | 0 | [10 empty] | No | No
MC061 | Energy Centre |  |  |  | MC061-B03/S7 | Act-A-01 Feedback | EN.EN3 Energy Sensor | [6 empty] | S7 | 0 | [10 empty] | No | No
MC061 | Energy Centre |  |  |  | MC061-B03/S8 | PS-A-01 | EN.EN3 Energy Sensor | [6 empty] | S8 | 0 | [10 empty] | No | No
MC061 | Energy Centre |  |  |  | MC061-B03/S9 | PS-A-02 | EN.EN3 Energy Sensor | [6 empty] | S9 | 0 | [10 empty] | No | No
MC061 | Energy Centre |  |  |  | MC061-B03/S31 | Main Ltrs Hr | EN.EN3 Energy Sensor | [6 empty] | S31 | 0 | [10 empty] | No | No
MC061 | Energy Centre |  |  |  | MC061-B03/S32 | Topup Ltrs Hr | EN.EN3 Energy Sensor | [6 empty] | S32 | 0 | [10 empty] | No | No
MC061 | Energy Centre |  |  |  | MC061-B03/S33 | Main Ltrs per min | EN.EN3 Energy Sensor | [6 empty] | S33 | 0 | [10 empty] | No | No
MC061 | Energy Centre |  |  |  | MC061-B03/S34 | Combined Ltrs Min | EN.EN3 Energy Sensor | [6 empty] | S34 | 0 | [10 empty] | No | No
MC061 | Energy Centre |  |  |  | MC061-B03/S35 | Topup Ltrs min | EN.EN3 Energy Sensor | [6 empty] | S35 | 0 | [10 empty] | No | No
MC061 | Energy Centre |  |  |  | MC061-B03/S36 | Combined Ltrs 24hr | EN.EN3 Energy Sensor | [6 empty] | S36 | 0 | [10 empty] | No | No
MC061 | Energy Centre |  |  |  | MC061-B03/S26 | Top Up Meter Flow | EN.EN3 Energy Sensor | [6 empty] | S26 | 0 | [10 empty] | No | No
MC061 | Energy Centre |  |  |  | MC061-B03/S27 | Combined Flow | EN.EN3 Energy Sensor | [6 empty] | S27 | 0 | [10 empty] | No | No
MC061 | Energy Centre |  |  |  | MC061-B03/S28 | Main Meter Flow Rate | EN.EN3 Energy Sensor | [6 empty] | S28 | 0 | [10 empty] | No | No
MC061 | Energy Centre |  |  |  | MC061-B03/S29 | Top Up Meter Flow Rate | EN.EN3 Energy Sensor | [6 empty] | S29 | 0 | [10 empty] | No | No
MC061 | Energy Centre |  |  |  | MC061-B03/S3 | TS-A-03Temp | EN.EN3 Energy Sensor | [6 empty] | S3 | 0 | [10 empty] | No | No
MC061 | Energy Centre |  |  |  | MC061-B03/S30 | Combined Meter Flow Rate | EN.EN3 Energy Sensor | [6 empty] | S30 | 0 | [10 empty] | No | No
MC061 | Energy Centre |  |  |  | MC061-B03/S20 | Outside Air Temperature | EN.EN3 Energy Sensor | [6 empty] | S20 | 0 | [10 empty] | No | No
MC061 | Energy Centre |  |  |  | MC061-B03/S21 | CHP enable relay status | EN.EN3 Energy Sensor | [6 empty] | S21 | 0 | [10 empty] | No | No
MC061 | Energy Centre |  |  |  | MC061-B03/S22 | CHP Valve Demand | EN.EN3 Energy Sensor | [6 empty] | S22 | 0 | [10 empty] | No | No
MC061 | Energy Centre |  |  |  | MC061-B03/S23 | CHP Sec Pump 0-10V | EN.EN3 Energy Sensor | [6 empty] | S23 | 0 | [10 empty] | No | No
MC061 | Energy Centre |  |  |  | MC061-B03/S24 | TS S_Pump 0-10V | EN.EN3 Energy Sensor | [6 empty] | S24 | 0 | [10 empty] | No | No
MC061 | Energy Centre |  |  |  | MC061-B03/S25 | Main Meter Flow | EN.EN3 Energy Sensor | [6 empty] | S25 | 0 | [10 empty] | No | No
MC061 | Energy Centre |  |  |  | MC061-B03/S15 | TS-A-08 Temp | EN.EN3 Energy Sensor | [6 empty] | S15 | 0 | [10 empty] | No | No
MC061 | Energy Centre |  |  |  | MC061-B03/S16 | TS-A-09Temp | EN.EN3 Energy Sensor | [6 empty] | S16 | 0 | [10 empty] | No | No
MC061 | Energy Centre |  |  |  | MC061-B03/S17 | TS-A-10 Temp | EN.EN3 Energy Sensor | [6 empty] | S17 | 0 | [10 empty] | No | No
MC061 | Energy Centre |  |  |  | MC061-B03/S18 | TS-A-11 Temp | EN.EN3 Energy Sensor | [6 empty] | S18 | 0 | [10 empty] | No | No
MC061 | Energy Centre |  |  |  | MC061-B03/S19 | Common Return Temperature | EN.EN3 Energy Sensor | [6 empty] | S19 | 0 | [10 empty] | No | No
MC061 | Energy Centre |  |  |  | MC061-B03/S2 | TS-A-02 Temp | EN.EN3 Energy Sensor | [6 empty] | S2 | 0 | [10 empty] | No | No
MC061 | Energy Centre |  |  |  | MC061-B03/S1 | TS-A-01Temp | EN.EN3 Energy Sensor | [6 empty] | S1 | 0 | [10 empty] | No | No
MC061 | Energy Centre |  |  |  | MC061-B03/S10 | PS-A-03 | EN.EN3 Energy Sensor | [6 empty] | S10 | 0 | [10 empty] | No | No
MC061 | Energy Centre |  |  |  | MC061-B03/S11 | TS-A-04Temp | EN.EN3 Energy Sensor | [6 empty] | S11 | 0 | [10 empty] | No | No
MC061 | Energy Centre |  |  |  | MC061-B03/S12 | TS-A-05 Temp | EN.EN3 Energy Sensor | [6 empty] | S12 | 0 | [10 empty] | No | No
MC061 | Energy Centre |  |  |  | MC061-B03/S13 | TS-A-06 Temp | EN.EN3 Energy Sensor | [6 empty] | S13 | 0 | [10 empty] | No | No
MC061 | Energy Centre |  |  |  | MC061-B03/S14 | TS-A-07Temp | EN.EN3 Energy Sensor | [6 empty] | S14 | 0 | [10 empty] | No | No
MC061 | Energy Centre |  |  |  | MC061-B03/P5 | TS-A-13 Temp | EN.EN3 Energy Sensor | [6 empty] | P5 | 0 | [10 empty] | No | No
MC061 | Energy Centre |  |  |  | MC061-B03/P6 | TS-A-12 Temp | EN.EN3 Energy Sensor | [6 empty] | P6 | 0 | [10 empty] | No | No
MC061 | Energy Centre |  |  |  | MC061-B03/P7 | Act-A-01 Feedback | EN.EN3 Energy Sensor | [6 empty] | P7 | 0 | [10 empty] | No | No
MC061 | Energy Centre |  |  |  | MC061-B03/P8 | PS-A-01 | EN.EN3 Energy Sensor | [6 empty] | P8 | 0 | [10 empty] | No | No
MC061 | Energy Centre |  |  |  | MC061-B03/P9 | PS-A-02 | EN.EN3 Energy Sensor | [6 empty] | P9 | 0 | [10 empty] | No | No
MC061 | Energy Centre |  |  |  | MC061-B03/Q1 | Sequence Table 1 | EN.EN3 Energy Sensor | [6 empty] | Q1 | 0 | [10 empty] | No | No
MC061 | Energy Centre |  |  |  | MC061-B03/P31 | Topup Ltrs Hr | EN.EN3 Energy Sensor | [6 empty] | P31 | 0 | [10 empty] | No | No
MC061 | Energy Centre |  |  |  | MC061-B03/P32 | Main Ltrs per min | EN.EN3 Energy Sensor | [6 empty] | P32 | 0 | [10 empty] | No | No
MC061 | Energy Centre |  |  |  | MC061-B03/P33 | Combined Ltrs Min | EN.EN3 Energy Sensor | [6 empty] | P33 | 0 | [10 empty] | No | No
MC061 | Energy Centre |  |  |  | MC061-B03/P34 | Topup Ltrs min | EN.EN3 Energy Sensor | [6 empty] | P34 | 0 | [10 empty] | No | No
MC061 | Energy Centre |  |  |  | MC061-B03/P35 | Combined Ltrs 24hr | EN.EN3 Energy Sensor | [6 empty] | P35 | 0 | [10 empty] | No | No
MC061 | Energy Centre |  |  |  | MC061-B03/P4 | TS-A-14 Temp | EN.EN3 Energy Sensor | [6 empty] | P4 | 0 | [10 empty] | No | No
MC061 | Energy Centre |  |  |  | MC061-B03/P26 | Combined Flow | EN.EN3 Energy Sensor | [6 empty] | P26 | 0 | [10 empty] | No | No
MC061 | Energy Centre |  |  |  | MC061-B03/P27 | Main Meter Flow Rate | EN.EN3 Energy Sensor | [6 empty] | P27 | 0 | [10 empty] | No | No
MC061 | Energy Centre |  |  |  | MC061-B03/P28 | Main Meter Flow Rate | EN.EN3 Energy Sensor | [6 empty] | P28 | 0 | [10 empty] | No | No
MC061 | Energy Centre |  |  |  | MC061-B03/P29 | Top Up Meter Flow Rate | EN.EN3 Energy Sensor | [6 empty] | P29 | 0 | [10 empty] | No | No
MC061 | Energy Centre |  |  |  | MC061-B03/P3 | TS-A-03Temp | EN.EN3 Energy Sensor | [6 empty] | P3 | 0 | [10 empty] | No | No
MC061 | Energy Centre |  |  |  | MC061-B03/P30 | Main Ltrs Hr | EN.EN3 Energy Sensor | [6 empty] | P30 | 0 | [10 empty] | No | No
MC061 | Energy Centre |  |  |  | MC061-B03/P20 | CHP Valve Demand | EN.EN3 Energy Sensor | [6 empty] | P20 | 0 | [10 empty] | No | No
MC061 | Energy Centre |  |  |  | MC061-B03/P21 | Sensor 23 | EN.EN3 Energy Sensor | [6 empty] | P21 | 0 | [10 empty] | No | No
MC061 | Energy Centre |  |  |  | MC061-B03/P22 | TS S_Pump 0-10V | EN.EN3 Energy Sensor | [6 empty] | P22 | 0 | [10 empty] | No | No
MC061 | Energy Centre |  |  |  | MC061-B03/P23 | CHP Sec Pump Enable | EN.EN3 Energy Sensor | [6 empty] | P23 | 0 | [10 empty] | No | No
MC061 | Energy Centre |  |  |  | MC061-B03/P24 | CHP enable relay status | EN.EN3 Energy Sensor | [6 empty] | P24 | 0 | [10 empty] | No | No
MC061 | Energy Centre |  |  |  | MC061-B03/P25 | Top Up Meter Flow | EN.EN3 Energy Sensor | [6 empty] | P25 | 0 | [10 empty] | No | No
MC061 | Energy Centre |  |  |  | MC061-B03/P15 | TS-A-08 Temp | EN.EN3 Energy Sensor | [6 empty] | P15 | 0 | [10 empty] | No | No
MC061 | Energy Centre |  |  |  | MC061-B03/P16 | TS-A-09Temp | EN.EN3 Energy Sensor | [6 empty] | P16 | 0 | [10 empty] | No | No
MC061 | Energy Centre |  |  |  | MC061-B03/P17 | TS-A-10 Temp | EN.EN3 Energy Sensor | [6 empty] | P17 | 0 | [10 empty] | No | No
MC061 | Energy Centre |  |  |  | MC061-B03/P18 | TS-A-11 Temp | EN.EN3 Energy Sensor | [6 empty] | P18 | 0 | [10 empty] | No | No
MC061 | Energy Centre |  |  |  | MC061-B03/P19 | Main Meter Flow Rate | EN.EN3 Energy Sensor | [6 empty] | P19 | 0 | [10 empty] | No | No
MC061 | Energy Centre |  |  |  | MC061-B03/P2 | TS-A-02 Temp | EN.EN3 Energy Sensor | [6 empty] | P2 | 0 | [10 empty] | No | No
MC061 | Energy Centre |  |  |  | MC061-B03/P1 | TS-A-01Temp | EN.EN3 Energy Sensor | [6 empty] | P1 | 0 | [10 empty] | No | No
MC061 | Energy Centre |  |  |  | MC061-B03/P10 | PS-A-03 | EN.EN3 Energy Sensor | [6 empty] | P10 | 0 | [10 empty] | No | No
MC061 | Energy Centre |  |  |  | MC061-B03/P11 | TS-A-04Temp | EN.EN3 Energy Sensor | [6 empty] | P11 | 0 | [10 empty] | No | No
MC061 | Energy Centre |  |  |  | MC061-B03/P12 | TS-A-05 Temp | EN.EN3 Energy Sensor | [6 empty] | P12 | 0 | [10 empty] | No | No
MC061 | Energy Centre |  |  |  | MC061-B03/P13 | TS-A-06 Temp | EN.EN3 Energy Sensor | [6 empty] | P13 | 0 | [10 empty] | No | No
MC061 | Energy Centre |  |  |  | MC061-B03/P14 | TS-A-07Temp | EN.EN3 Energy Sensor | [6 empty] | P14 | 0 | [10 empty] | No | No
MC061 | Energy Centre |  |  |  | MC061-B03/N4 | Common Return Temperature | EN.EN3 Energy Sensor | [6 empty] | N4 | 0 | [10 empty] | No | No
MC061 | Energy Centre |  |  |  | MC061-B03/N5 | CHP_running by Deduction | EN.EN3 Energy Sensor | [6 empty] | N5 | 0 | [10 empty] | No | No
MC061 | Energy Centre |  |  |  | MC061-B03/N6 | Outside air temperature | EN.EN3 Energy Sensor | [6 empty] | N6 | 0 | [10 empty] | No | No
MC061 | Energy Centre |  |  |  | MC061-B03/N7 | IC Comms 7 | EN.EN3 Energy Sensor | [6 empty] | N7 | 0 | [10 empty] | No | No
MC061 | Energy Centre |  |  |  | MC061-B03/N8 | IC Comms 8 | EN.EN3 Energy Sensor | [6 empty] | N8 | 0 | [10 empty] | No | No
MC061 | Energy Centre |  |  |  | MC061-B03/N9 | IC Comms 9 | EN.EN3 Energy Sensor | [6 empty] | N9 | 0 | [10 empty] | No | No
MC061 | Energy Centre |  |  |  | MC061-B03/N13 | IC Comms 13 | EN.EN3 Energy Sensor | [6 empty] | N13 | 0 | [10 empty] | No | No
MC061 | Energy Centre |  |  |  | MC061-B03/N14 | IC Comms 14 | EN.EN3 Energy Sensor | [6 empty] | N14 | 0 | [10 empty] | No | No
MC061 | Energy Centre |  |  |  | MC061-B03/N15 | IC Comms 15 | EN.EN3 Energy Sensor | [6 empty] | N15 | 0 | [10 empty] | No | No
MC061 | Energy Centre |  |  |  | MC061-B03/N16 | IC Comms 16 | EN.EN3 Energy Sensor | [6 empty] | N16 | 0 | [10 empty] | No | No
MC061 | Energy Centre |  |  |  | MC061-B03/N2 | IC Comms 2 | EN.EN3 Energy Sensor | [6 empty] | N2 | 0 | [10 empty] | No | No
MC061 | Energy Centre |  |  |  | MC061-B03/N3 | IC Comms 3 | EN.EN3 Energy Sensor | [6 empty] | N3 | 0 | [10 empty] | No | No
MC061 | Energy Centre |  |  |  | MC061-B03/L2 | Loop 2 | EN.EN3 Energy Sensor | [6 empty] | L2 | 0 | [10 empty] | No | No
MC061 | Energy Centre |  |  |  | MC061-B03/N1 | TREND_0B_94_73 | EN.EN3 Energy Sensor | [6 empty] | N1 | 0 | [10 empty] | No | No
MC061 | Energy Centre |  |  |  | MC061-B03/N10 | IC Comms 10 | EN.EN3 Energy Sensor | [6 empty] | N10 | 0 | [10 empty] | No | No
MC061 | Energy Centre |  |  |  | MC061-B03/N11 | IC Comms 11 | EN.EN3 Energy Sensor | [6 empty] | N11 | 0 | [10 empty] | No | No
MC061 | Energy Centre |  |  |  | MC061-B03/N12 | IC Comms 12 | EN.EN3 Energy Sensor | [6 empty] | N12 | 0 | [10 empty] | No | No
MC061 | Energy Centre |  |  |  | MC061-B03/K5 | TS-A-05 Spt | EN.EN3 Energy Sensor | [6 empty] | K5 | 0 | [10 empty] | No | No
MC061 | Energy Centre |  |  |  | MC061-B03/K6 | OAT PM-A-02 Frost Spt | EN.EN3 Energy Sensor | [6 empty] | K6 | 0 | [10 empty] | No | No
MC061 | Energy Centre |  |  |  | MC061-B03/K7 | Minutes Frost Run | EN.EN3 Energy Sensor | [6 empty] | K7 | 0 | [10 empty] | No | No
MC061 | Energy Centre |  |  |  | MC061-B03/K8 | Frost run In Every x Mins | EN.EN3 Energy Sensor | [6 empty] | K8 | 0 | [10 empty] | No | No
MC061 | Energy Centre |  |  |  | MC061-B03/K9 | Common Return Enable Spt | EN.EN3 Energy Sensor | [6 empty] | K9 | 0 | [10 empty] | No | No
MC061 | Energy Centre |  |  |  | MC061-B03/L1 | Loop 1 | EN.EN3 Energy Sensor | [6 empty] | L1 | 0 | [10 empty] | No | No
MC061 | Energy Centre |  |  |  | MC061-B03/K15 | CHP max pump speed | EN.EN3 Energy Sensor | [6 empty] | K15 | 0 | [10 empty] | No | No
MC061 | Energy Centre |  |  |  | MC061-B03/K16 | TS Max Pump speed | EN.EN3 Energy Sensor | [6 empty] | K16 | 0 | [10 empty] | No | No
MC061 | Energy Centre |  |  |  | MC061-B03/K17 | TS Pump O-R Valve | EN.EN3 Energy Sensor | [6 empty] | K17 | 0 | [10 empty] | No | No
MC061 | Energy Centre |  |  |  | MC061-B03/K2 | CHP Valve Override % | EN.EN3 Energy Sensor | [6 empty] | K2 | 0 | [10 empty] | No | No
MC061 | Energy Centre |  |  |  | MC061-B03/K3 | PM-A-02 Spt | EN.EN3 Energy Sensor | [6 empty] | K3 | 0 | [10 empty] | No | No
MC061 | Energy Centre |  |  |  | MC061-B03/K4 | PM-A-02 Off Delay | EN.EN3 Energy Sensor | [6 empty] | K4 | 0 | [10 empty] | No | No
MC061 | Energy Centre |  |  |  | MC061-B03/I6 | PM-A-02 Pump Flow Sts | EN.EN3 Energy Sensor | [6 empty] | I6 | 0 | [10 empty] | No | No
MC061 | Energy Centre |  |  |  | MC061-B03/I7 | CV-A-02 Position | EN.EN3 Energy Sensor | [6 empty] | I7 | 0 | [10 empty] | No | No
MC061 | Energy Centre |  |  |  | MC061-B03/I8 | CHP_running by Deduction | EN.EN3 Energy Sensor | [6 empty] | I8 | 0 | [10 empty] | No | No
MC061 | Energy Centre |  |  |  | MC061-B03/I9 | Max Store Temp Reached | EN.EN3 Energy Sensor | [6 empty] | I9 | 0 | [10 empty] | No | No
MC061 | Energy Centre |  |  |  | MC061-B03/K1 | CHP Backend Temp | EN.EN3 Energy Sensor | [6 empty] | K1 | 0 | [10 empty] | No | No
MC061 | Energy Centre |  |  |  | MC061-B03/K10 | O-R CHP Pump Speed | EN.EN3 Energy Sensor | [6 empty] | K10 | 0 | [10 empty] | No | No
MC061 | Energy Centre |  |  |  | MC061-B03/I29 | Input 6 | EN.EN3 Energy Sensor | [6 empty] | I29 | 0 | [10 empty] | No | No
MC061 | Energy Centre |  |  |  | MC061-B03/I3 | PM-A-02 Pump Fault | EN.EN3 Energy Sensor | [6 empty] | I3 | 0 | [10 empty] | No | No
MC061 | Energy Centre |  |  |  | MC061-B03/I30 | Input 7 | EN.EN3 Energy Sensor | [6 empty] | I30 | 0 | [10 empty] | No | No
MC061 | Energy Centre |  |  |  | MC061-B03/I31 | Input 8 | EN.EN3 Energy Sensor | [6 empty] | I31 | 0 | [10 empty] | No | No
MC061 | Energy Centre |  |  |  | MC061-B03/I4 | PM-A-02 Pump Run | EN.EN3 Energy Sensor | [6 empty] | I4 | 0 | [10 empty] | No | No
MC061 | Energy Centre |  |  |  | MC061-B03/I5 | PM-A-01 Pump Flow Sts | EN.EN3 Energy Sensor | [6 empty] | I5 | 0 | [10 empty] | No | No
MC061 | Energy Centre |  |  |  | MC061-B03/I23 | CHP Valve Feedback Alarm | EN.EN3 Energy Sensor | [6 empty] | I23 | 0 | [10 empty] | No | No
MC061 | Energy Centre |  |  |  | MC061-B03/I24 | Input 1 | EN.EN3 Energy Sensor | [6 empty] | I24 | 0 | [10 empty] | No | No
MC061 | Energy Centre |  |  |  | MC061-B03/I25 | Input 2 | EN.EN3 Energy Sensor | [6 empty] | I25 | 0 | [10 empty] | No | No
MC061 | Energy Centre |  |  |  | MC061-B03/I26 | Input 3 | EN.EN3 Energy Sensor | [6 empty] | I26 | 0 | [10 empty] | No | No
MC061 | Energy Centre |  |  |  | MC061-B03/I27 | Input 4 | EN.EN3 Energy Sensor | [6 empty] | I27 | 0 | [10 empty] | No | No
MC061 | Energy Centre |  |  |  | MC061-B03/I28 | Input 5 | EN.EN3 Energy Sensor | [6 empty] | I28 | 0 | [10 empty] | No | No
MC061 | Energy Centre |  |  |  | MC061-B03/I11 | CHP enable relay status | EN.EN3 Energy Sensor | [6 empty] | I11 | 0 | [10 empty] | No | No
MC061 | Energy Centre |  |  |  | MC061-B03/i2 | PM-A-01 Pump Run | EN.EN3 Energy Sensor | [6 empty] | i2 | 0 | [10 empty] | No | No
MC061 | Energy Centre |  |  |  | MC061-B03/I20 | CHP Enable Heating From OS 11 | EN.EN3 Energy Sensor | [6 empty] | I20 | 0 | [10 empty] | No | No
MC061 | Energy Centre |  |  |  | MC061-B03/I21 | CHP Enable Elec Gen From OS 11 | EN.EN3 Energy Sensor | [6 empty] | I21 | 0 | [10 empty] | No | No
MC061 | Energy Centre |  |  |  | MC061-B03/I22 | Pressure OK From OS 11 | EN.EN3 Energy Sensor | [6 empty] | I22 | 0 | [10 empty] | No | No
MC061 | Energy Centre |  |  |  | MC061-B03/G6 | Logic 6 | EN.EN3 Energy Sensor | [6 empty] | G6 | 0 | [10 empty] | No | No
MC061 | Energy Centre |  |  |  | MC061-B03/G7 | Logic 7 | EN.EN3 Energy Sensor | [6 empty] | G7 | 0 | [10 empty] | No | No
MC061 | Energy Centre |  |  |  | MC061-B03/G9 | Logic 9 | EN.EN3 Energy Sensor | [6 empty] | G9 | 0 | [10 empty] | No | No
MC061 | Energy Centre |  |  |  | MC061-B03/i1 | PM-A-01 Pump Fault | EN.EN3 Energy Sensor | [6 empty] | i1 | 0 | [10 empty] | No | No
MC061 | Energy Centre |  |  |  | MC061-B03/I10 | CHP Enable | EN.EN3 Energy Sensor | [6 empty] | I10 | 0 | [10 empty] | No | No
MC061 | Energy Centre |  |  |  | MC061-B03/G18 | Logic 18 | EN.EN3 Energy Sensor | [6 empty] | G18 | 0 | [10 empty] | No | No
MC061 | Energy Centre |  |  |  | MC061-B03/G19 | Logic 19 | EN.EN3 Energy Sensor | [6 empty] | G19 | 0 | [10 empty] | No | No
MC061 | Energy Centre |  |  |  | MC061-B03/G2 | CHP Startup on Temp | EN.EN3 Energy Sensor | [6 empty] | G2 | 0 | [10 empty] | No | No
MC061 | Energy Centre |  |  |  | MC061-B03/G3 | Logic 3 | EN.EN3 Energy Sensor | [6 empty] | G3 | 0 | [10 empty] | No | No
MC061 | Energy Centre |  |  |  | MC061-B03/G4 | Logic 4 | EN.EN3 Energy Sensor | [6 empty] | G4 | 0 | [10 empty] | No | No
MC061 | Energy Centre |  |  |  | MC061-B03/G5 | PM-A-01 Enable | EN.EN3 Energy Sensor | [6 empty] | G5 | 0 | [10 empty] | No | No
MC061 | Energy Centre |  |  |  | MC061-B03/G11 | PM-A-02 Demand | EN.EN3 Energy Sensor | [6 empty] | G11 | 0 | [10 empty] | No | No
MC061 | Energy Centre |  |  |  | MC061-B03/G12 | Enable 5min Run | EN.EN3 Energy Sensor | [6 empty] | G12 | 0 | [10 empty] | No | No
MC061 | Energy Centre |  |  |  | MC061-B03/G13 | Logic 13 | EN.EN3 Energy Sensor | [6 empty] | G13 | 0 | [10 empty] | No | No
MC061 | Energy Centre |  |  |  | MC061-B03/G14 | Logic 14 | EN.EN3 Energy Sensor | [6 empty] | G14 | 0 | [10 empty] | No | No
MC061 | Energy Centre |  |  |  | MC061-B03/G15 | Logic 15 | EN.EN3 Energy Sensor | [6 empty] | G15 | 0 | [10 empty] | No | No
MC061 | Energy Centre |  |  |  | MC061-B03/G17 | Logic 17 | EN.EN3 Energy Sensor | [6 empty] | G17 | 0 | [10 empty] | No | No
MC061 | Energy Centre |  |  |  | MC061-B03/F6 | Function 6 | EN.EN3 Energy Sensor | [6 empty] | F6 | 0 | [10 empty] | No | No
MC061 | Energy Centre |  |  |  | MC061-B03/F7 | Function 7 | EN.EN3 Energy Sensor | [6 empty] | F7 | 0 | [10 empty] | No | No
MC061 | Energy Centre |  |  |  | MC061-B03/F8 | Function 8 | EN.EN3 Energy Sensor | [6 empty] | F8 | 0 | [10 empty] | No | No
MC061 | Energy Centre |  |  |  | MC061-B03/F9 | Function 9 | EN.EN3 Energy Sensor | [6 empty] | F9 | 0 | [10 empty] | No | No
MC061 | Energy Centre |  |  |  | MC061-B03/G1 | CHP Enable | EN.EN3 Energy Sensor | [6 empty] | G1 | 0 | [10 empty] | No | No
MC061 | Energy Centre |  |  |  | MC061-B03/G10 | Logic 10 | EN.EN3 Energy Sensor | [6 empty] | G10 | 0 | [10 empty] | No | No
MC061 | Energy Centre |  |  |  | MC061-B03/F30 | Main Ltrs per min | EN.EN3 Energy Sensor | [6 empty] | F30 | 0 | [10 empty] | No | No
MC061 | Energy Centre |  |  |  | MC061-B03/F31 | Function 31 | EN.EN3 Energy Sensor | [6 empty] | F31 | 0 | [10 empty] | No | No
MC061 | Energy Centre |  |  |  | MC061-B03/F32 | Combined Ltrs Min | EN.EN3 Energy Sensor | [6 empty] | F32 | 0 | [10 empty] | No | No
MC061 | Energy Centre |  |  |  | MC061-B03/F33 | Combined Ltrs 24hr | EN.EN3 Energy Sensor | [6 empty] | F33 | 0 | [10 empty] | No | No
MC061 | Energy Centre |  |  |  | MC061-B03/F4 | Function 4 | EN.EN3 Energy Sensor | [6 empty] | F4 | 0 | [10 empty] | No | No
MC061 | Energy Centre |  |  |  | MC061-B03/F5 | Function 5 | EN.EN3 Energy Sensor | [6 empty] | F5 | 0 | [10 empty] | No | No
MC061 | Energy Centre |  |  |  | MC061-B03/F25 | Function 25 | EN.EN3 Energy Sensor | [6 empty] | F25 | 0 | [10 empty] | No | No
MC061 | Energy Centre |  |  |  | MC061-B03/F26 | Function 26 | EN.EN3 Energy Sensor | [6 empty] | F26 | 0 | [10 empty] | No | No
MC061 | Energy Centre |  |  |  | MC061-B03/F27 | Function 27 | EN.EN3 Energy Sensor | [6 empty] | F27 | 0 | [10 empty] | No | No
MC061 | Energy Centre |  |  |  | MC061-B03/F28 | Function 28 | EN.EN3 Energy Sensor | [6 empty] | F28 | 0 | [10 empty] | No | No
MC061 | Energy Centre |  |  |  | MC061-B03/F29 | Topup Ltrs min | EN.EN3 Energy Sensor | [6 empty] | F29 | 0 | [10 empty] | No | No
MC061 | Energy Centre |  |  |  | MC061-B03/F3 | Function 3 | EN.EN3 Energy Sensor | [6 empty] | F3 | 0 | [10 empty] | No | No
MC061 | Energy Centre |  |  |  | MC061-B03/F2 | Function 2 | EN.EN3 Energy Sensor | [6 empty] | F2 | 0 | [10 empty] | No | No
MC061 | Energy Centre |  |  |  | MC061-B03/F20 | PM-A-02 Demand | EN.EN3 Energy Sensor | [6 empty] | F20 | 0 | [10 empty] | No | No
MC061 | Energy Centre |  |  |  | MC061-B03/F21 | PM-A-02 Frost Protection | EN.EN3 Energy Sensor | [6 empty] | F21 | 0 | [10 empty] | No | No
MC061 | Energy Centre |  |  |  | MC061-B03/F22 | Function 22 | EN.EN3 Energy Sensor | [6 empty] | F22 | 0 | [10 empty] | No | No
MC061 | Energy Centre |  |  |  | MC061-B03/F23 | 5 Minute Frost Run | EN.EN3 Energy Sensor | [6 empty] | F23 | 0 | [10 empty] | No | No
MC061 | Energy Centre |  |  |  | MC061-B03/F24 | Function 24 | EN.EN3 Energy Sensor | [6 empty] | F24 | 0 | [10 empty] | No | No
MC061 | Energy Centre |  |  |  | MC061-B03/F14 | CV-02 Enable on Common Ret | EN.EN3 Energy Sensor | [6 empty] | F14 | 0 | [10 empty] | No | No
MC061 | Energy Centre |  |  |  | MC061-B03/F15 | Function 15 | EN.EN3 Energy Sensor | [6 empty] | F15 | 0 | [10 empty] | No | No
MC061 | Energy Centre |  |  |  | MC061-B03/F16 | Function 16 | EN.EN3 Energy Sensor | [6 empty] | F16 | 0 | [10 empty] | No | No
MC061 | Energy Centre |  |  |  | MC061-B03/F17 | Function 17 | EN.EN3 Energy Sensor | [6 empty] | F17 | 0 | [10 empty] | No | No
MC061 | Energy Centre |  |  |  | MC061-B03/F18 | Function 18 | EN.EN3 Energy Sensor | [6 empty] | F18 | 0 | [10 empty] | No | No
MC061 | Energy Centre |  |  |  | MC061-B03/F19 | Function 19 | EN.EN3 Energy Sensor | [6 empty] | F19 | 0 | [10 empty] | No | No
MC061 | Energy Centre |  |  |  | MC061-B03/D6 | CHP Enable | EN.EN3 Energy Sensor | [6 empty] | D6 | 0 | [10 empty] | No | No
MC061 | Energy Centre |  |  |  | MC061-B03/F1 | CHP Valve Demand | EN.EN3 Energy Sensor | [6 empty] | F1 | 0 | [10 empty] | No | No
MC061 | Energy Centre |  |  |  | MC061-B03/F10 | Function 10 | EN.EN3 Energy Sensor | [6 empty] | F10 | 0 | [10 empty] | No | No
MC061 | Energy Centre |  |  |  | MC061-B03/F11 | Function 11 | EN.EN3 Energy Sensor | [6 empty] | F11 | 0 | [10 empty] | No | No
MC061 | Energy Centre |  |  |  | MC061-B03/F12 | Function 12 | EN.EN3 Energy Sensor | [6 empty] | F12 | 0 | [10 empty] | No | No
MC061 | Energy Centre |  |  |  | MC061-B03/F13 | Function 13 | EN.EN3 Energy Sensor | [6 empty] | F13 | 0 | [10 empty] | No | No
MC061 | Energy Centre |  |  |  | MC061-B01/A1 | IC Comms from FurnessHouse | EN.EN3 Energy Sensor | [6 empty] | A1 | 0 | [10 empty] | No | No
MC061 | Energy Centre |  |  |  | MC061-B01/A100 | IC Comms from Fylde | EN.EN3 Energy Sensor | [6 empty] | A100 | 0 | [10 empty] | No | No
MC061 | Energy Centre |  |  |  | MC061-B01/A101 | IC Comms from Fylde | EN.EN3 Energy Sensor | [6 empty] | A101 | 0 | [10 empty] | No | No
MC061 | Energy Centre |  |  |  | MC061-B01/A2 | IC Comms from Fylde | EN.EN3 Energy Sensor | [6 empty] | A2 | 0 | [10 empty] | No | No
MC061 | Energy Centre |  |  |  | MC061-B01/A3 | IC Comms from Fylde | EN.EN3 Energy Sensor | [6 empty] | A3 | 0 | [10 empty] | No | No
MC061 | Energy Centre |  |  |  | MC061-B01/A99 | IC Comms from FurnessHouse | EN.EN3 Energy Sensor | [6 empty] | A99 | 0 | [10 empty] | No | No
MC061 | Energy Centre |  |  |  | MC061-B01/Y5 | Pressure I 6bar | EN.EN3 Energy Sensor | [6 empty] | Y5 | 0 | [10 empty] | No | No
MC061 | Energy Centre |  |  |  | MC061-B01/Y6 | Pressure I 10bar | EN.EN3 Energy Sensor | [6 empty] | Y6 | 0 | [10 empty] | No | No
MC061 | Energy Centre |  |  |  | MC061-B01/Z1 | LPHW Enable | EN.EN3 Energy Sensor | [6 empty] | Z1 | 0 | [10 empty] | No | No
MC061 | Energy Centre |  |  |  | MC061-B01/Z2 | Workshop VT Circuit | EN.EN3 Energy Sensor | [6 empty] | Z2 | 0 | [10 empty] | No | No
MC061 | Energy Centre |  |  |  | MC061-B01/Z3 | CHP Critical Alarm Send | EN.EN3 Energy Sensor | [6 empty] | Z3 | 0 | [10 empty] | No | No
MC061 | Energy Centre |  |  |  | MC061-B01/Z4 | CHP Electricity Enable | EN.EN3 Energy Sensor | [6 empty] | Z4 | 0 | [10 empty] | No | No
MC061 | Energy Centre |  |  |  | MC061-B01/W8 | Duty Fuel Oil Pump Fail Reset | EN.EN3 Energy Sensor | [6 empty] | W8 | 0 | [10 empty] | No | No
MC061 | Energy Centre |  |  |  | MC061-B01/W9 | Fuel Oil Pump Changover | EN.EN3 Energy Sensor | [6 empty] | W9 | 0 | [10 empty] | No | No
MC061 | Energy Centre |  |  |  | MC061-B01/Y1 | Thermistor TBTI | EN.EN3 Energy Sensor | [6 empty] | Y1 | 0 | [10 empty] | No | No
MC061 | Energy Centre |  |  |  | MC061-B01/Y2 | 4DIX V | EN.EN3 Energy Sensor | [6 empty] | Y2 | 0 | [10 empty] | No | No
MC061 | Energy Centre |  |  |  | MC061-B01/Y3 | Outside air temperature | EN.EN3 Energy Sensor | [6 empty] | Y3 | 0 | [10 empty] | No | No
MC061 | Energy Centre |  |  |  | MC061-B01/Y4 | Pressure I 2.5bar | EN.EN3 Energy Sensor | [6 empty] | Y4 | 0 | [10 empty] | No | No
MC061 | Energy Centre |  |  |  | MC061-B01/W37 | LPHW pump 3 Disable | EN.EN3 Energy Sensor | [6 empty] | W37 | 0 | [10 empty] | No | No
MC061 | Energy Centre |  |  |  | MC061-B01/W38 | LPHW pump 4 Disable | EN.EN3 Energy Sensor | [6 empty] | W38 | 0 | [10 empty] | No | No
MC061 | Energy Centre |  |  |  | MC061-B01/W4 | Boiler No.3 Overide | EN.EN3 Energy Sensor | [6 empty] | W4 | 0 | [10 empty] | No | No
MC061 | Energy Centre |  |  |  | MC061-B01/W5 | Change Lead LPHW Pump | EN.EN3 Energy Sensor | [6 empty] | W5 | 0 | [10 empty] | No | No
MC061 | Energy Centre |  |  |  | MC061-B01/W6 | DPCV Valve Overide | EN.EN3 Energy Sensor | [6 empty] | W6 | 0 | [10 empty] | No | No
MC061 | Energy Centre |  |  |  | MC061-B01/W7 | Max VT Blr Setp OverRide | EN.EN3 Energy Sensor | [6 empty] | W7 | 0 | [10 empty] | No | No
MC061 | Energy Centre |  |  |  | MC061-B01/W31 | P or PI Boiler Demand P=Off | EN.EN3 Energy Sensor | [6 empty] | W31 | 0 | [10 empty] | No | No
MC061 | Energy Centre |  |  |  | MC061-B01/W32 | Boiler 1 Disable | EN.EN3 Energy Sensor | [6 empty] | W32 | 0 | [10 empty] | No | No
MC061 | Energy Centre |  |  |  | MC061-B01/W33 | Boiler 2 Disable | EN.EN3 Energy Sensor | [6 empty] | W33 | 0 | [10 empty] | No | No
MC061 | Energy Centre |  |  |  | MC061-B01/W34 | Boiler 3 Disable | EN.EN3 Energy Sensor | [6 empty] | W34 | 0 | [10 empty] | No | No
MC061 | Energy Centre |  |  |  | MC061-B01/W35 | LPHW pump 1 dissable | EN.EN3 Energy Sensor | [6 empty] | W35 | 0 | [10 empty] | No | No
MC061 | Energy Centre |  |  |  | MC061-B01/W36 | LPHW pump 2 Disable | EN.EN3 Energy Sensor | [6 empty] | W36 | 0 | [10 empty] | No | No
MC061 | Energy Centre |  |  |  | MC061-B01/W26 | CHP Available= On | EN.EN3 Energy Sensor | [6 empty] | W26 | 0 | [10 empty] | No | No
MC061 | Energy Centre |  |  |  | MC061-B01/W27 | Biomass Available =On | EN.EN3 Energy Sensor | [6 empty] | W27 | 0 | [10 empty] | No | No
MC061 | Energy Centre |  |  |  | MC061-B01/W28 | Fossil Fuel Available =On | EN.EN3 Energy Sensor | [6 empty] | W28 | 0 | [10 empty] | No | No
MC061 | Energy Centre |  |  |  | MC061-B01/W29 | CHP Enable for Electricity | EN.EN3 Energy Sensor | [6 empty] | W29 | 0 | [10 empty] | No | No
MC061 | Energy Centre |  |  |  | MC061-B01/W3 | Boiler No.2 Overide | EN.EN3 Energy Sensor | [6 empty] | W3 | 0 | [10 empty] | No | No
MC061 | Energy Centre |  |  |  | MC061-B01/W30 | Allow Circ Pumps For CHP Elec | EN.EN3 Energy Sensor | [6 empty] | W30 | 0 | [10 empty] | No | No
MC061 | Energy Centre |  |  |  | MC061-B01/W19 | Pump 4 override ON | EN.EN3 Energy Sensor | [6 empty] | W19 | 0 | [10 empty] | No | No
MC061 | Energy Centre |  |  |  | MC061-B01/W2 | Boiler No.1 Overide | EN.EN3 Energy Sensor | [6 empty] | W2 | 0 | [10 empty] | No | No
MC061 | Energy Centre |  |  |  | MC061-B01/W22 | VT Valve O-R 100% | EN.EN3 Energy Sensor | [6 empty] | W22 | 0 | [10 empty] | No | No
MC061 | Energy Centre |  |  |  | MC061-B01/W23 | LPHW Overide | EN.EN3 Energy Sensor | [6 empty] | W23 | 0 | [10 empty] | No | No
MC061 | Energy Centre |  |  |  | MC061-B01/W24 | BLr Seq CO | EN.EN3 Energy Sensor | [6 empty] | W24 | 0 | [10 empty] | No | No
MC061 | Energy Centre |  |  |  | MC061-B01/W25 | Max Winter Flow OR | EN.EN3 Energy Sensor | [6 empty] | W25 | 0 | [10 empty] | No | No
MC061 | Energy Centre |  |  |  | MC061-B01/W13 | Boiler Hrs Reset | EN.EN3 Energy Sensor | [6 empty] | W13 | 0 | [10 empty] | No | No
MC061 | Energy Centre |  |  |  | MC061-B01/W14 | CHP High Temp Inhibt | EN.EN3 Energy Sensor | [6 empty] | W14 | 0 | [10 empty] | No | No
MC061 | Energy Centre |  |  |  | MC061-B01/W15 | LTHW Boiler Iso Valve Override | EN.EN3 Energy Sensor | [6 empty] | W15 | 0 | [10 empty] | No | No
MC061 | Energy Centre |  |  |  | MC061-B01/W16 | Pump 1 override ON | EN.EN3 Energy Sensor | [6 empty] | W16 | 0 | [10 empty] | No | No
MC061 | Energy Centre |  |  |  | MC061-B01/W17 | Pump 2 override ON | EN.EN3 Energy Sensor | [6 empty] | W17 | 0 | [10 empty] | No | No
MC061 | Energy Centre |  |  |  | MC061-B01/W18 | Pump 3 override ON | EN.EN3 Energy Sensor | [6 empty] | W18 | 0 | [10 empty] | No | No
MC061 | Energy Centre |  |  |  | MC061-B01/U2 |  | EN.EN3 Energy Sensor | [6 empty] | U2 | 0 | [10 empty] | No | No
MC061 | Energy Centre |  |  |  | MC061-B01/V1 |  | EN.EN3 Energy Sensor | [6 empty] | V1 | 0 | [10 empty] | No | No
MC061 | Energy Centre |  |  |  | MC061-B01/W1 | Summer Winter W=0 | EN.EN3 Energy Sensor | [6 empty] | W1 | 0 | [10 empty] | No | No
MC061 | Energy Centre |  |  |  | MC061-B01/W10 | Duty VT Pump Fail Reset | EN.EN3 Energy Sensor | [6 empty] | W10 | 0 | [10 empty] | No | No
MC061 | Energy Centre |  |  |  | MC061-B01/W11 | Duty VT Pump Changover | EN.EN3 Energy Sensor | [6 empty] | W11 | 0 | [10 empty] | No | No
MC061 | Energy Centre |  |  |  | MC061-B01/W12 | LPHW Pumps Fail Reset | EN.EN3 Energy Sensor | [6 empty] | W12 | 0 | [10 empty] | No | No
MC061 | Energy Centre |  |  |  | MC061-B01/S75 | Boilers Stage 2 SP | EN.EN3 Energy Sensor | [6 empty] | S75 | 0 | [10 empty] | No | No
MC061 | Energy Centre |  |  |  | MC061-B01/S76 | Boilers Stage 3 SP | EN.EN3 Energy Sensor | [6 empty] | S76 | 0 | [10 empty] | No | No
MC061 | Energy Centre |  |  |  | MC061-B01/S77 | Boilers Stage 1 SP | EN.EN3 Energy Sensor | [6 empty] | S77 | 0 | [10 empty] | No | No
MC061 | Energy Centre |  |  |  | MC061-B01/S8 | Fuel Oil Tank Level | EN.EN3 Energy Sensor | [6 empty] | S8 | 0 | [10 empty] | No | No
MC061 | Energy Centre |  |  |  | MC061-B01/S9 | Boiler Common Flow Temp | EN.EN3 Energy Sensor | [6 empty] | S9 | 0 | [10 empty] | No | No
MC061 | Energy Centre |  |  |  | MC061-B01/U1 |  | EN.EN3 Energy Sensor | [6 empty] | U1 | 0 | [10 empty] | No | No
MC061 | Energy Centre |  |  |  | MC061-B01/S7 | PHE Secondary Return | EN.EN3 Energy Sensor | [6 empty] | S7 | 0 | [10 empty] | No | No
MC061 | Energy Centre |  |  |  | MC061-B01/S70 | CHP Critical alarm | EN.EN3 Energy Sensor | [6 empty] | S70 | 0 | [10 empty] | No | No
MC061 | Energy Centre |  |  |  | MC061-B01/S71 | CHP Fault | EN.EN3 Energy Sensor | [6 empty] | S71 | 0 | [10 empty] | No | No
MC061 | Energy Centre |  |  |  | MC061-B01/S72 | Boiler 1 Enabled | EN.EN3 Energy Sensor | [6 empty] | S72 | 0 | [10 empty] | No | No
MC061 | Energy Centre |  |  |  | MC061-B01/S73 | Boiler 2 Enabled | EN.EN3 Energy Sensor | [6 empty] | S73 | 0 | [10 empty] | No | No
MC061 | Energy Centre |  |  |  | MC061-B01/S74 | Boiler 3 Enabled | EN.EN3 Energy Sensor | [6 empty] | S74 | 0 | [10 empty] | No | No
MC061 | Energy Centre |  |  |  | MC061-B01/S61 | Calc Boiler Flow Setpt | EN.EN3 Energy Sensor | [6 empty] | S61 | 0 | [10 empty] | No | No
MC061 | Energy Centre |  |  |  | MC061-B01/S62 | Pressure_Fylde | EN.EN3 Energy Sensor | [6 empty] | S62 | 0 | [10 empty] | No | No
MC061 | Energy Centre |  |  |  | MC061-B01/S63 | Max VT Blr Setp | EN.EN3 Energy Sensor | [6 empty] | S63 | 0 | [10 empty] | No | No
MC061 | Energy Centre |  |  |  | MC061-B01/S64 | Pressure_Fylde | EN.EN3 Energy Sensor | [6 empty] | S64 | 0 | [10 empty] | No | No
MC061 | Energy Centre |  |  |  | MC061-B01/S68 | Lead Pump | EN.EN3 Energy Sensor | [6 empty] | S68 | 0 | [10 empty] | No | No
MC061 | Energy Centre |  |  |  | MC061-B01/S69 | Pressure Sensor | EN.EN3 Energy Sensor | [6 empty] | S69 | 0 | [10 empty] | No | No
MC061 | Energy Centre |  |  |  | MC061-B01/S56 | Pressure_FurnessHouse | EN.EN3 Energy Sensor | [6 empty] | S56 | 0 | [10 empty] | No | No
MC061 | Energy Centre |  |  |  | MC061-B01/S57 | Pressure_Fylde | EN.EN3 Energy Sensor | [6 empty] | S57 | 0 | [10 empty] | No | No
MC061 | Energy Centre |  |  |  | MC061-B01/S58 | Pressure_Fylde | EN.EN3 Energy Sensor | [6 empty] | S58 | 0 | [10 empty] | No | No
MC061 | Energy Centre |  |  |  | MC061-B01/S59 | Calc VT Blr Setp | EN.EN3 Energy Sensor | [6 empty] | S59 | 0 | [10 empty] | No | No
MC061 | Energy Centre |  |  |  | MC061-B01/S6 | PHE Secondary Flow | EN.EN3 Energy Sensor | [6 empty] | S6 | 0 | [10 empty] | No | No
MC061 | Energy Centre |  |  |  | MC061-B01/S60 | Energy | EN.EN3 Energy Sensor | [6 empty] | S60 | 0 | [10 empty] | No | No
MC061 | Energy Centre |  |  |  | MC061-B01/S50 | CHP Running | EN.EN3 Energy Sensor | [6 empty] | S50 | 0 | [10 empty] | No | No
MC061 | Energy Centre |  |  |  | MC061-B01/S51 | Boiler 1 Run Hrs Per day | EN.EN3 Energy Sensor | [6 empty] | S51 | 0 | [10 empty] | No | No
MC061 | Energy Centre |  |  |  | MC061-B01/S52 | Boiler 2 Run Hrs Per day | EN.EN3 Energy Sensor | [6 empty] | S52 | 0 | [10 empty] | No | No
MC061 | Energy Centre |  |  |  | MC061-B01/S53 | Boiler 3 Run Hrs Per day | EN.EN3 Energy Sensor | [6 empty] | S53 | 0 | [10 empty] | No | No
MC061 | Energy Centre |  |  |  | MC061-B01/S54 | Valve position sensor | EN.EN3 Energy Sensor | [6 empty] | S54 | 0 | [10 empty] | No | No
MC061 | Energy Centre |  |  |  | MC061-B01/S55 | CHP Enable | EN.EN3 Energy Sensor | [6 empty] | S55 | 0 | [10 empty] | No | No
MC061 | Energy Centre |  |  |  | MC061-B01/S45 | CHP Run Hrs Per Day | EN.EN3 Energy Sensor | [6 empty] | S45 | 0 | [10 empty] | No | No
MC061 | Energy Centre |  |  |  | MC061-B01/S46 | CHP fault Hrs run | EN.EN3 Energy Sensor | [6 empty] | S46 | 0 | [10 empty] | No | No
MC061 | Energy Centre |  |  |  | MC061-B01/S47 | CHP Run Hrs Per Week | EN.EN3 Energy Sensor | [6 empty] | S47 | 0 | [10 empty] | No | No
MC061 | Energy Centre |  |  |  | MC061-B01/S48 | CHP Run Hrs Per Month | EN.EN3 Energy Sensor | [6 empty] | S48 | 0 | [10 empty] | No | No
MC061 | Energy Centre |  |  |  | MC061-B01/S49 | CHP Run Hrs Total | EN.EN3 Energy Sensor | [6 empty] | S49 | 0 | [10 empty] | No | No
MC061 | Energy Centre |  |  |  | MC061-B01/S5 | PHE Primary Return | EN.EN3 Energy Sensor | [6 empty] | S5 | 0 | [10 empty] | No | No
MC061 | Energy Centre |  |  |  | MC061-B01/S4 | PHE Primary Flow | EN.EN3 Energy Sensor | [6 empty] | S4 | 0 | [10 empty] | No | No
MC061 | Energy Centre |  |  |  | MC061-B01/S40 | VT pump 2 Run Hrs | EN.EN3 Energy Sensor | [6 empty] | S40 | 0 | [10 empty] | No | No
MC061 | Energy Centre |  |  |  | MC061-B01/S41 | Boiler 1 Demand | EN.EN3 Energy Sensor | [6 empty] | S41 | 0 | [10 empty] | No | No
MC061 | Energy Centre |  |  |  | MC061-B01/S42 | Boiler 2 Demand | EN.EN3 Energy Sensor | [6 empty] | S42 | 0 | [10 empty] | No | No
MC061 | Energy Centre |  |  |  | MC061-B01/S43 | Boiler 3 Demand | EN.EN3 Energy Sensor | [6 empty] | S43 | 0 | [10 empty] | No | No
MC061 | Energy Centre |  |  |  | MC061-B01/S44 | PU Low Pressure | EN.EN3 Energy Sensor | [6 empty] | S44 | 0 | [10 empty] | No | No
MC061 | Energy Centre |  |  |  | MC061-B01/S34 | Pump 1 Hrs Run | EN.EN3 Energy Sensor | [6 empty] | S34 | 0 | [10 empty] | No | No
MC061 | Energy Centre |  |  |  | MC061-B01/S35 | Pump 4 Hrs Run | EN.EN3 Energy Sensor | [6 empty] | S35 | 0 | [10 empty] | No | No
MC061 | Energy Centre |  |  |  | MC061-B01/S36 | Boiler 1 Run Hrs | EN.EN3 Energy Sensor | [6 empty] | S36 | 0 | [10 empty] | No | No
MC061 | Energy Centre |  |  |  | MC061-B01/S37 | Boiler 2 Run Hrs | EN.EN3 Energy Sensor | [6 empty] | S37 | 0 | [10 empty] | No | No
MC061 | Energy Centre |  |  |  | MC061-B01/S38 | Boiler 3 Run Hrs | EN.EN3 Energy Sensor | [6 empty] | S38 | 0 | [10 empty] | No | No
MC061 | Energy Centre |  |  |  | MC061-B01/S39 | VT pump 1 Run Hrs | EN.EN3 Energy Sensor | [6 empty] | S39 | 0 | [10 empty] | No | No
MC061 | Energy Centre |  |  |  | MC061-B01/S29 | Calculated variable temperature circuit flow temperature | EN.EN3 Energy Sensor | [6 empty] | S29 | 0 | [10 empty] | No | No
MC061 | Energy Centre |  |  |  | MC061-B01/S3 | CHP High temp | EN.EN3 Energy Sensor | [6 empty] | S3 | 0 | [10 empty] | No | No
MC061 | Energy Centre |  |  |  | MC061-B01/S30 | Pump 1 Hrs Run | EN.EN3 Energy Sensor | [6 empty] | S30 | 0 | [10 empty] | No | No
MC061 | Energy Centre |  |  |  | MC061-B01/S31 | Pump 1 Hrs Run | EN.EN3 Energy Sensor | [6 empty] | S31 | 0 | [10 empty] | No | No
MC061 | Energy Centre |  |  |  | MC061-B01/S32 | Pressure_FurnessHouse | EN.EN3 Energy Sensor | [6 empty] | S32 | 0 | [10 empty] | No | No
MC061 | Energy Centre |  |  |  | MC061-B01/S33 | LPHW DP Psi | EN.EN3 Energy Sensor | [6 empty] | S33 | 0 | [10 empty] | No | No
MC061 | Energy Centre |  |  |  | MC061-B01/S23 | LTHW Boiler 3 Flow Temp | EN.EN3 Energy Sensor | [6 empty] | S23 | 0 | [10 empty] | No | No
MC061 | Energy Centre |  |  |  | MC061-B01/S24 | Common LTHW Flow Temp | EN.EN3 Energy Sensor | [6 empty] | S24 | 0 | [10 empty] | No | No
MC061 | Energy Centre |  |  |  | MC061-B01/S25 | CWB Tank Temp 1 | EN.EN3 Energy Sensor | [6 empty] | S25 | 0 | [10 empty] | No | No
MC061 | Energy Centre |  |  |  | MC061-B01/S26 | CWB Tank Temp 2 | EN.EN3 Energy Sensor | [6 empty] | S26 | 0 | [10 empty] | No | No
MC061 | Energy Centre |  |  |  | MC061-B01/S27 | 1st stage frost protection | EN.EN3 Energy Sensor | [6 empty] | S27 | 0 | [10 empty] | No | No
MC061 | Energy Centre |  |  |  | MC061-B01/S28 | 2nd stage frost protection | EN.EN3 Energy Sensor | [6 empty] | S28 | 0 | [10 empty] | No | No
MC061 | Energy Centre |  |  |  | MC061-B01/S18 | Spare | EN.EN3 Energy Sensor | [6 empty] | S18 | 0 | [10 empty] | No | No
MC061 | Energy Centre |  |  |  | MC061-B01/S19 | LTHW Return Temp Before CHP | EN.EN3 Energy Sensor | [6 empty] | S19 | 0 | [10 empty] | No | No
MC061 | Energy Centre |  |  |  | MC061-B01/S2 | 4 Dix No.2 | EN.EN3 Energy Sensor | [6 empty] | S2 | 0 | [10 empty] | No | No
MC061 | Energy Centre |  |  |  | MC061-B01/S20 | LTHW Return Temp Boiler Room | EN.EN3 Energy Sensor | [6 empty] | S20 | 0 | [10 empty] | No | No
MC061 | Energy Centre |  |  |  | MC061-B01/S21 | LTHW Boiler 1 Flow Temp | EN.EN3 Energy Sensor | [6 empty] | S21 | 0 | [10 empty] | No | No
MC061 | Energy Centre |  |  |  | MC061-B01/S22 | LTHW Boiler 2 Flow Temp | EN.EN3 Energy Sensor | [6 empty] | S22 | 0 | [10 empty] | No | No
MC061 | Energy Centre |  |  |  | MC061-B01/S12 | Spare | EN.EN3 Energy Sensor | [6 empty] | S12 | 0 | [10 empty] | No | No
MC061 | Energy Centre |  |  |  | MC061-B01/S13 | Spare | EN.EN3 Energy Sensor | [6 empty] | S13 | 0 | [10 empty] | No | No
MC061 | Energy Centre |  |  |  | MC061-B01/S14 | Spare | EN.EN3 Energy Sensor | [6 empty] | S14 | 0 | [10 empty] | No | No
MC061 | Energy Centre |  |  |  | MC061-B01/S15 | Spare | EN.EN3 Energy Sensor | [6 empty] | S15 | 0 | [10 empty] | No | No
MC061 | Energy Centre |  |  |  | MC061-B01/S16 | Spare | EN.EN3 Energy Sensor | [6 empty] | S16 | 0 | [10 empty] | No | No
MC061 | Energy Centre |  |  |  | MC061-B01/S17 | Spare | EN.EN3 Energy Sensor | [6 empty] | S17 | 0 | [10 empty] | No | No
MC061 | Energy Centre |  |  |  | MC061-B01/P80 | Max VT Blr Setp | EN.EN3 Energy Sensor | [6 empty] | P80 | 0 | [10 empty] | No | No
MC061 | Energy Centre |  |  |  | MC061-B01/P9 | Spare | EN.EN3 Energy Sensor | [6 empty] | P9 | 0 | [10 empty] | No | No
MC061 | Energy Centre |  |  |  | MC061-B01/Q1 | Sequence Table 1 | EN.EN3 Energy Sensor | [6 empty] | Q1 | 0 | [10 empty] | No | No
MC061 | Energy Centre |  |  |  | MC061-B01/S1 | 4 Dix No.1 | EN.EN3 Energy Sensor | [6 empty] | S1 | 0 | [10 empty] | No | No
MC061 | Energy Centre |  |  |  | MC061-B01/S10 | Outside Temperature | EN.EN3 Energy Sensor | [6 empty] | S10 | 0 | [10 empty] | No | No
MC061 | Energy Centre |  |  |  | MC061-B01/S11 | LTHW Pressure DP Static | EN.EN3 Energy Sensor | [6 empty] | S11 | 0 | [10 empty] | No | No
MC061 | Energy Centre |  |  |  | MC061-B01/P75 | Pressure_Fylde | EN.EN3 Energy Sensor | [6 empty] | P75 | 0 | [10 empty] | No | No
MC061 | Energy Centre |  |  |  | MC061-B01/P76 | Pressure_Fylde | EN.EN3 Energy Sensor | [6 empty] | P76 | 0 | [10 empty] | No | No
MC061 | Energy Centre |  |  |  | MC061-B01/P77 | Common LTHW Flow Temp | EN.EN3 Energy Sensor | [6 empty] | P77 | 0 | [10 empty] | No | No
MC061 | Energy Centre |  |  |  | MC061-B01/P78 | LTHW Return Temp Boiler Room | EN.EN3 Energy Sensor | [6 empty] | P78 | 0 | [10 empty] | No | No
MC061 | Energy Centre |  |  |  | MC061-B01/P79 | Boiler Common Flow Temp | EN.EN3 Energy Sensor | [6 empty] | P79 | 0 | [10 empty] | No | No
MC061 | Energy Centre |  |  |  | MC061-B01/P8 | Outside Temperature | EN.EN3 Energy Sensor | [6 empty] | P8 | 0 | [10 empty] | No | No
MC061 | Energy Centre |  |  |  | MC061-B01/P7 | LTHW Common Temp | EN.EN3 Energy Sensor | [6 empty] | P7 | 0 | [10 empty] | No | No
MC061 | Energy Centre |  |  |  | MC061-B01/P70 | Plot 70 | EN.EN3 Energy Sensor | [6 empty] | P70 | 0 | [10 empty] | No | No
MC061 | Energy Centre |  |  |  | MC061-B01/P71 | Boost Enabled | EN.EN3 Energy Sensor | [6 empty] | P71 | 0 | [10 empty] | No | No
MC061 | Energy Centre |  |  |  | MC061-B01/P72 | 2nd stage frost protection | EN.EN3 Energy Sensor | [6 empty] | P72 | 0 | [10 empty] | No | No
MC061 | Energy Centre |  |  |  | MC061-B01/P73 | LPHW Enable | EN.EN3 Energy Sensor | [6 empty] | P73 | 0 | [10 empty] | No | No
MC061 | Energy Centre |  |  |  | MC061-B01/P74 | Pressure_FurnessHouse | EN.EN3 Energy Sensor | [6 empty] | P74 | 0 | [10 empty] | No | No
MC061 | Energy Centre |  |  |  | MC061-B01/P64 | Boilers Stage 3 SP | EN.EN3 Energy Sensor | [6 empty] | P64 | 0 | [10 empty] | No | No
MC061 | Energy Centre |  |  |  | MC061-B01/P65 | Boilers Stage 1 SP | EN.EN3 Energy Sensor | [6 empty] | P65 | 0 | [10 empty] | No | No
MC061 | Energy Centre |  |  |  | MC061-B01/P66 | Plot 66 | EN.EN3 Energy Sensor | [6 empty] | P66 | 0 | [10 empty] | No | No
MC061 | Energy Centre |  |  |  | MC061-B01/P67 | Plot 67 | EN.EN3 Energy Sensor | [6 empty] | P67 | 0 | [10 empty] | No | No
MC061 | Energy Centre |  |  |  | MC061-B01/P68 | Plot 68 | EN.EN3 Energy Sensor | [6 empty] | P68 | 0 | [10 empty] | No | No
MC061 | Energy Centre |  |  |  | MC061-B01/P69 | Plot 69 | EN.EN3 Energy Sensor | [6 empty] | P69 | 0 | [10 empty] | No | No
MC061 | Energy Centre |  |  |  | MC061-B01/P59 | CHP Fault | EN.EN3 Energy Sensor | [6 empty] | P59 | 0 | [10 empty] | No | No
MC061 | Energy Centre |  |  |  | MC061-B01/P6 | Fuel Oil Tank Level | EN.EN3 Energy Sensor | [6 empty] | P6 | 0 | [10 empty] | No | No
MC061 | Energy Centre |  |  |  | MC061-B01/P60 | Sensor 70 | EN.EN3 Energy Sensor | [6 empty] | P60 | 0 | [10 empty] | No | No
MC061 | Energy Centre |  |  |  | MC061-B01/P61 | Boiler 2 Enabled | EN.EN3 Energy Sensor | [6 empty] | P61 | 0 | [10 empty] | No | No
MC061 | Energy Centre |  |  |  | MC061-B01/P62 | Boiler 3 Enabled | EN.EN3 Energy Sensor | [6 empty] | P62 | 0 | [10 empty] | No | No
MC061 | Energy Centre |  |  |  | MC061-B01/P63 | Boilers Stage 2 SP | EN.EN3 Energy Sensor | [6 empty] | P63 | 0 | [10 empty] | No | No
MC061 | Energy Centre |  |  |  | MC061-B01/P53 | Pressure_Fylde | EN.EN3 Energy Sensor | [6 empty] | P53 | 0 | [10 empty] | No | No
MC061 | Energy Centre |  |  |  | MC061-B01/P54 | Calc VT Blr Setp | EN.EN3 Energy Sensor | [6 empty] | P54 | 0 | [10 empty] | No | No
MC061 | Energy Centre |  |  |  | MC061-B01/P55 | Pressure_Fylde | EN.EN3 Energy Sensor | [6 empty] | P55 | 0 | [10 empty] | No | No
MC061 | Energy Centre |  |  |  | MC061-B01/P56 | Energy | EN.EN3 Energy Sensor | [6 empty] | P56 | 0 | [10 empty] | No | No
MC061 | Energy Centre |  |  |  | MC061-B01/P57 | Pressure Sensor | EN.EN3 Energy Sensor | [6 empty] | P57 | 0 | [10 empty] | No | No
MC061 | Energy Centre |  |  |  | MC061-B01/P58 | Boiler 1 Enabled | EN.EN3 Energy Sensor | [6 empty] | P58 | 0 | [10 empty] | No | No
MC061 | Energy Centre |  |  |  | MC061-B01/P48 | Boiler 1 Demand | EN.EN3 Energy Sensor | [6 empty] | P48 | 0 | [10 empty] | No | No
MC061 | Energy Centre |  |  |  | MC061-B01/P49 | Valve position sensor | EN.EN3 Energy Sensor | [6 empty] | P49 | 0 | [10 empty] | No | No
MC061 | Energy Centre |  |  |  | MC061-B01/P5 | PHE Secondary Return | EN.EN3 Energy Sensor | [6 empty] | P5 | 0 | [10 empty] | No | No
MC061 | Energy Centre |  |  |  | MC061-B01/P50 | CHP Enable | EN.EN3 Energy Sensor | [6 empty] | P50 | 0 | [10 empty] | No | No
MC061 | Energy Centre |  |  |  | MC061-B01/P51 | Pressure_FurnessHouse | EN.EN3 Energy Sensor | [6 empty] | P51 | 0 | [10 empty] | No | No
MC061 | Energy Centre |  |  |  | MC061-B01/P52 | Calc Boiler Flow Setpt | EN.EN3 Energy Sensor | [6 empty] | P52 | 0 | [10 empty] | No | No
MC061 | Energy Centre |  |  |  | MC061-B01/P42 | Boiler 2 Run Hrs Per day | EN.EN3 Energy Sensor | [6 empty] | P42 | 0 | [10 empty] | No | No
MC061 | Energy Centre |  |  |  | MC061-B01/P43 | Boiler 3 Run Hrs | EN.EN3 Energy Sensor | [6 empty] | P43 | 0 | [10 empty] | No | No
MC061 | Energy Centre |  |  |  | MC061-B01/P44 | Boiler 3 Run Hrs Per day | EN.EN3 Energy Sensor | [6 empty] | P44 | 0 | [10 empty] | No | No
MC061 | Energy Centre |  |  |  | MC061-B01/P45 | LPHW DP Psi | EN.EN3 Energy Sensor | [6 empty] | P45 | 0 | [10 empty] | No | No
MC061 | Energy Centre |  |  |  | MC061-B01/P46 | Boiler 3 Demand | EN.EN3 Energy Sensor | [6 empty] | P46 | 0 | [10 empty] | No | No
MC061 | Energy Centre |  |  |  | MC061-B01/P47 | Boiler 2 Demand | EN.EN3 Energy Sensor | [6 empty] | P47 | 0 | [10 empty] | No | No
MC061 | Energy Centre |  |  |  | MC061-B01/P37 | CHP Run Hrs Total | EN.EN3 Energy Sensor | [6 empty] | P37 | 0 | [10 empty] | No | No
MC061 | Energy Centre |  |  |  | MC061-B01/P38 | CHP Running | EN.EN3 Energy Sensor | [6 empty] | P38 | 0 | [10 empty] | No | No
MC061 | Energy Centre |  |  |  | MC061-B01/P39 | Boiler 1 Run Hrs Per day | EN.EN3 Energy Sensor | [6 empty] | P39 | 0 | [10 empty] | No | No
MC061 | Energy Centre |  |  |  | MC061-B01/P4 | PHE Secondary Flow | EN.EN3 Energy Sensor | [6 empty] | P4 | 0 | [10 empty] | No | No
MC061 | Energy Centre |  |  |  | MC061-B01/P40 | Boiler 1 Run Hrs | EN.EN3 Energy Sensor | [6 empty] | P40 | 0 | [10 empty] | No | No
MC061 | Energy Centre |  |  |  | MC061-B01/P41 | Boiler 2 Run Hrs | EN.EN3 Energy Sensor | [6 empty] | P41 | 0 | [10 empty] | No | No
MC061 | Energy Centre |  |  |  | MC061-B01/P31 | CHP Run Hrs Per Week | EN.EN3 Energy Sensor | [6 empty] | P31 | 0 | [10 empty] | No | No
MC061 | Energy Centre |  |  |  | MC061-B01/P32 | LPHW Flow Proving | EN.EN3 Energy Sensor | [6 empty] | P32 | 0 | [10 empty] | No | No
MC061 | Energy Centre |  |  |  | MC061-B01/P33 | PU Low Pressure | EN.EN3 Energy Sensor | [6 empty] | P33 | 0 | [10 empty] | No | No
MC061 | Energy Centre |  |  |  | MC061-B01/P34 | PU High Pressure | EN.EN3 Energy Sensor | [6 empty] | P34 | 0 | [10 empty] | No | No
MC061 | Energy Centre |  |  |  | MC061-B01/P35 | PU Low Level | EN.EN3 Energy Sensor | [6 empty] | P35 | 0 | [10 empty] | No | No
MC061 | Energy Centre |  |  |  | MC061-B01/P36 | CHP Run Hrs Per Month | EN.EN3 Energy Sensor | [6 empty] | P36 | 0 | [10 empty] | No | No
MC061 | Energy Centre |  |  |  | MC061-B01/P26 | 2nd stage frost protection | EN.EN3 Energy Sensor | [6 empty] | P26 | 0 | [10 empty] | No | No
MC061 | Energy Centre |  |  |  | MC061-B01/P27 | Calculated variable temperature circuit flow temperature | EN.EN3 Energy Sensor | [6 empty] | P27 | 0 | [10 empty] | No | No
MC061 | Energy Centre |  |  |  | MC061-B01/P28 | Plot 28 | EN.EN3 Energy Sensor | [6 empty] | P28 | 0 | [10 empty] | No | No
MC061 | Energy Centre |  |  |  | MC061-B01/P29 | CHP Run Hrs Per Day | EN.EN3 Energy Sensor | [6 empty] | P29 | 0 | [10 empty] | No | No
MC061 | Energy Centre |  |  |  | MC061-B01/P3 | PHE Primary Return | EN.EN3 Energy Sensor | [6 empty] | P3 | 0 | [10 empty] | No | No
MC061 | Energy Centre |  |  |  | MC061-B01/P30 | CHP fault Hrs run | EN.EN3 Energy Sensor | [6 empty] | P30 | 0 | [10 empty] | No | No
MC061 | Energy Centre |  |  |  | MC061-B01/P20 | Common LTHW Flow Temp | EN.EN3 Energy Sensor | [6 empty] | P20 | 0 | [10 empty] | No | No
MC061 | Energy Centre |  |  |  | MC061-B01/P21 | CWB Tank Temp 1 | EN.EN3 Energy Sensor | [6 empty] | P21 | 0 | [10 empty] | No | No
MC061 | Energy Centre |  |  |  | MC061-B01/P22 | CWB Tank Temp 2 | EN.EN3 Energy Sensor | [6 empty] | P22 | 0 | [10 empty] | No | No
MC061 | Energy Centre |  |  |  | MC061-B01/P23 | LTHW Return Temp Before CHP | EN.EN3 Energy Sensor | [6 empty] | P23 | 0 | [10 empty] | No | No
MC061 | Energy Centre |  |  |  | MC061-B01/P24 | LTHW Return Temp Boiler Room | EN.EN3 Energy Sensor | [6 empty] | P24 | 0 | [10 empty] | No | No
MC061 | Energy Centre |  |  |  | MC061-B01/P25 | 1st stage frost protection | EN.EN3 Energy Sensor | [6 empty] | P25 | 0 | [10 empty] | No | No
MC061 | Energy Centre |  |  |  | MC061-B01/P15 | LTHW Pressure Sensor | EN.EN3 Energy Sensor | [6 empty] | P15 | 0 | [10 empty] | No | No
MC061 | Energy Centre |  |  |  | MC061-B01/P16 | Spare | EN.EN3 Energy Sensor | [6 empty] | P16 | 0 | [10 empty] | No | No
MC061 | Energy Centre |  |  |  | MC061-B01/P17 | LTHW Boiler 1 Flow Temp | EN.EN3 Energy Sensor | [6 empty] | P17 | 0 | [10 empty] | No | No
MC061 | Energy Centre |  |  |  | MC061-B01/P18 | LTHW Boiler 2 Flow Temp | EN.EN3 Energy Sensor | [6 empty] | P18 | 0 | [10 empty] | No | No
MC061 | Energy Centre |  |  |  | MC061-B01/P19 | LTHW Boiler 3 Flow Temp | EN.EN3 Energy Sensor | [6 empty] | P19 | 0 | [10 empty] | No | No
MC061 | Energy Centre |  |  |  | MC061-B01/P2 | PHE Primary Flow | EN.EN3 Energy Sensor | [6 empty] | P2 | 0 | [10 empty] | No | No
MC061 | Energy Centre |  |  |  | MC061-B01/P1 | CHP High temp | EN.EN3 Energy Sensor | [6 empty] | P1 | 0 | [10 empty] | No | No
MC061 | Energy Centre |  |  |  | MC061-B01/P10 | Spare | EN.EN3 Energy Sensor | [6 empty] | P10 | 0 | [10 empty] | No | No
MC061 | Energy Centre |  |  |  | MC061-B01/P11 | Spare | EN.EN3 Energy Sensor | [6 empty] | P11 | 0 | [10 empty] | No | No
MC061 | Energy Centre |  |  |  | MC061-B01/P12 | Spare | EN.EN3 Energy Sensor | [6 empty] | P12 | 0 | [10 empty] | No | No
MC061 | Energy Centre |  |  |  | MC061-B01/P13 | Spare | EN.EN3 Energy Sensor | [6 empty] | P13 | 0 | [10 empty] | No | No
MC061 | Energy Centre |  |  |  | MC061-B01/P14 | Spare | EN.EN3 Energy Sensor | [6 empty] | P14 | 0 | [10 empty] | No | No
MC061 | Energy Centre |  |  |  | MC061-B01/N5 | IC Comms 5 | EN.EN3 Energy Sensor | [6 empty] | N5 | 0 | [10 empty] | No | No
MC061 | Energy Centre |  |  |  | MC061-B01/N6 | IC Comms 6 | EN.EN3 Energy Sensor | [6 empty] | N6 | 0 | [10 empty] | No | No
MC061 | Energy Centre |  |  |  | MC061-B01/O1 | Optimum Start Stop 1 | EN.EN3 Energy Sensor | [6 empty] | O1 | 0 | [10 empty] | No | No
MC061 | Energy Centre |  |  |  | MC061-B01/o2 | Alarm Route 1 | EN.EN3 Energy Sensor | [6 empty] | o2 | 0 | [10 empty] | No | No
MC061 | Energy Centre |  |  |  | MC061-B01/o3 | Alarm Route 2 | EN.EN3 Energy Sensor | [6 empty] | o3 | 0 | [10 empty] | No | No
MC061 | Energy Centre |  |  |  | MC061-B01/o4 | Alarm Route 3 | EN.EN3 Energy Sensor | [6 empty] | o4 | 0 | [10 empty] | No | No
MC061 | Energy Centre |  |  |  | MC061-B01/L9 | Loop 9 | EN.EN3 Energy Sensor | [6 empty] | L9 | 0 | [10 empty] | No | No
MC061 | Energy Centre |  |  |  | MC061-B01/N1 | TREND_04_61_96 | EN.EN3 Energy Sensor | [6 empty] | N1 | 0 | [10 empty] | No | No
MC061 | Energy Centre |  |  |  | MC061-B01/N2 | IC Comms 2 | EN.EN3 Energy Sensor | [6 empty] | N2 | 0 | [10 empty] | No | No
MC061 | Energy Centre |  |  |  | MC061-B01/N3 | Biomass Enabled | EN.EN3 Energy Sensor | [6 empty] | N3 | 0 | [10 empty] | No | No
MC061 | Energy Centre |  |  |  | MC061-B01/N4 | CHP Enable OS 13 I20 | EN.EN3 Energy Sensor | [6 empty] | N4 | 0 | [10 empty] | No | No
MC061 | Energy Centre |  |  |  | MC061-B01/L10 | Loop 10 | EN.EN3 Energy Sensor | [6 empty] | L10 | 0 | [10 empty] | No | No
MC061 | Energy Centre |  |  |  | MC061-B01/L11 | Loop 11 | EN.EN3 Energy Sensor | [6 empty] | L11 | 0 | [10 empty] | No | No
MC061 | Energy Centre |  |  |  | MC061-B01/L2 | Variable temperature circuit valve | EN.EN3 Energy Sensor | [6 empty] | L2 | 0 | [10 empty] | No | No
MC061 | Energy Centre |  |  |  | MC061-B01/L6 | Loop 6 | EN.EN3 Energy Sensor | [6 empty] | L6 | 0 | [10 empty] | No | No
MC061 | Energy Centre |  |  |  | MC061-B01/L7 | Loop 7 | EN.EN3 Energy Sensor | [6 empty] | L7 | 0 | [10 empty] | No | No
MC061 | Energy Centre |  |  |  | MC061-B01/L8 | Boiler 1 demand signal | EN.EN3 Energy Sensor | [6 empty] | L8 | 0 | [10 empty] | No | No
MC061 | Energy Centre |  |  |  | MC061-B01/K5 | LPHW Pump 2 Speed | EN.EN3 Energy Sensor | [6 empty] | K5 | 0 | [10 empty] | No | No
MC061 | Energy Centre |  |  |  | MC061-B01/K6 | LPHW Pump 3 Speed | EN.EN3 Energy Sensor | [6 empty] | K6 | 0 | [10 empty] | No | No
MC061 | Energy Centre |  |  |  | MC061-B01/K7 | LPHW Pump 4 Speed | EN.EN3 Energy Sensor | [6 empty] | K7 | 0 | [10 empty] | No | No
MC061 | Energy Centre |  |  |  | MC061-B01/K8 | LTHW Index Pressure | EN.EN3 Energy Sensor | [6 empty] | K8 | 0 | [10 empty] | No | No
MC061 | Energy Centre |  |  |  | MC061-B01/K9 | DPCV Valve Overide | EN.EN3 Energy Sensor | [6 empty] | K9 | 0 | [10 empty] | No | No
MC061 | Energy Centre |  |  |  | MC061-B01/L1 | Loop 1 | EN.EN3 Energy Sensor | [6 empty] | L1 | 0 | [10 empty] | No | No
MC061 | Energy Centre |  |  |  | MC061-B01/K38 | Heating Preheat | EN.EN3 Energy Sensor | [6 empty] | K38 | 0 | [10 empty] | No | No
MC061 | Energy Centre |  |  |  | MC061-B01/K39 | Heating Medium Sequence | EN.EN3 Energy Sensor | [6 empty] | K39 | 0 | [10 empty] | No | No
MC061 | Energy Centre |  |  |  | MC061-B01/K4 | LPHW Pump Speeds | EN.EN3 Energy Sensor | [6 empty] | K4 | 0 | [10 empty] | No | No
MC061 | Energy Centre |  |  |  | MC061-B01/K40 | No of Pumps required for dissi | EN.EN3 Energy Sensor | [6 empty] | K40 | 0 | [10 empty] | No | No
MC061 | Energy Centre |  |  |  | MC061-B01/K41 | Boiler Flow Setpoint | EN.EN3 Energy Sensor | [6 empty] | K41 | 0 | [10 empty] | No | No
MC061 | Energy Centre |  |  |  | MC061-B01/K42 | Max Modulation 3 Boiler Run | EN.EN3 Energy Sensor | [6 empty] | K42 | 0 | [10 empty] | No | No
MC061 | Energy Centre |  |  |  | MC061-B01/K3 | Boiler Flow @ 15DegC Oil | EN.EN3 Energy Sensor | [6 empty] | K3 | 0 | [10 empty] | No | No
MC061 | Energy Centre |  |  |  | MC061-B01/K33 | BoilerNo1_override_Demand | EN.EN3 Energy Sensor | [6 empty] | K33 | 0 | [10 empty] | No | No
MC061 | Energy Centre |  |  |  | MC061-B01/K34 | BoilerNo2_override_Demand | EN.EN3 Energy Sensor | [6 empty] | K34 | 0 | [10 empty] | No | No
MC061 | Energy Centre |  |  |  | MC061-B01/K35 | BoilerNo3_override_Demand | EN.EN3 Energy Sensor | [6 empty] | K35 | 0 | [10 empty] | No | No
MC061 | Energy Centre |  |  |  | MC061-B01/K36 | Boiler Sequence Diff | EN.EN3 Energy Sensor | [6 empty] | K36 | 0 | [10 empty] | No | No
MC061 | Energy Centre |  |  |  | MC061-B01/K37 | Boiler Stage Timer | EN.EN3 Energy Sensor | [6 empty] | K37 | 0 | [10 empty] | No | No
MC061 | Energy Centre |  |  |  | MC061-B01/K22 | Fuel Oil High Alarm | EN.EN3 Energy Sensor | [6 empty] | K22 | 0 | [10 empty] | No | No
MC061 | Energy Centre |  |  |  | MC061-B01/K23 | Fuel Oil Low Alarm | EN.EN3 Energy Sensor | [6 empty] | K23 | 0 | [10 empty] | No | No
MC061 | Energy Centre |  |  |  | MC061-B01/K24 | CHP Inhibit Due to High Temp | EN.EN3 Energy Sensor | [6 empty] | K24 | 0 | [10 empty] | No | No
MC061 | Energy Centre |  |  |  | MC061-B01/K25 | Boiler Setp Diff | EN.EN3 Energy Sensor | [6 empty] | K25 | 0 | [10 empty] | No | No
MC061 | Energy Centre |  |  |  | MC061-B01/K26 | Pump Demand | EN.EN3 Energy Sensor | [6 empty] | K26 | 0 | [10 empty] | No | No
MC061 | Energy Centre |  |  |  | MC061-B01/K27 | Max Calc VT Blr Setp | EN.EN3 Energy Sensor | [6 empty] | K27 | 0 | [10 empty] | No | No
MC061 | Energy Centre |  |  |  | MC061-B01/K17 | Boiler Flow @ -5DegC | EN.EN3 Energy Sensor | [6 empty] | K17 | 0 | [10 empty] | No | No
MC061 | Energy Centre |  |  |  | MC061-B01/K18 | Energy @ 15DegC | EN.EN3 Energy Sensor | [6 empty] | K18 | 0 | [10 empty] | No | No
MC061 | Energy Centre |  |  |  | MC061-B01/K19 | Flow Return Diff | EN.EN3 Energy Sensor | [6 empty] | K19 | 0 | [10 empty] | No | No
MC061 | Energy Centre |  |  |  | MC061-B01/K2 | Boiler Return @ 15DegC Gas | EN.EN3 Energy Sensor | [6 empty] | K2 | 0 | [10 empty] | No | No
MC061 | Energy Centre |  |  |  | MC061-B01/K20 | Boiler fail alarm limit | EN.EN3 Energy Sensor | [6 empty] | K20 | 0 | [10 empty] | No | No
MC061 | Energy Centre |  |  |  | MC061-B01/K21 | Boiler fail alarm timer | EN.EN3 Energy Sensor | [6 empty] | K21 | 0 | [10 empty] | No | No
MC061 | Energy Centre |  |  |  | MC061-B01/K11 | 2nd stage frost protection | EN.EN3 Energy Sensor | [6 empty] | K11 | 0 | [10 empty] | No | No
MC061 | Energy Centre |  |  |  | MC061-B01/K12 | Min Htg Flow for HWS | EN.EN3 Energy Sensor | [6 empty] | K12 | 0 | [10 empty] | No | No
MC061 | Energy Centre |  |  |  | MC061-B01/K13 | Fuel Oil Pump 1 Speed | EN.EN3 Energy Sensor | [6 empty] | K13 | 0 | [10 empty] | No | No
MC061 | Energy Centre |  |  |  | MC061-B01/K14 | Fuel Oil Pump 2 Speed | EN.EN3 Energy Sensor | [6 empty] | K14 | 0 | [10 empty] | No | No
MC061 | Energy Centre |  |  |  | MC061-B01/K15 | VTMinFlowTemp | EN.EN3 Energy Sensor | [6 empty] | K15 | 0 | [10 empty] | No | No
MC061 | Energy Centre |  |  |  | MC061-B01/K16 | VTMaxFlowTemp | EN.EN3 Energy Sensor | [6 empty] | K16 | 0 | [10 empty] | No | No
MC061 | Energy Centre |  |  |  | MC061-B01/I9 | xcite/IO/8AO | EN.EN3 Energy Sensor | [6 empty] | I9 | 0 | [10 empty] | No | No
MC061 | Energy Centre |  |  |  | MC061-B01/I91 | Duty Fuel Oil Pump Fail | EN.EN3 Energy Sensor | [6 empty] | I91 | 0 | [10 empty] | No | No
MC061 | Energy Centre |  |  |  | MC061-B01/I93 | Duty VT Pump Fail | EN.EN3 Energy Sensor | [6 empty] | I93 | 0 | [10 empty] | No | No
MC061 | Energy Centre |  |  |  | MC061-B01/K1 | Boiler Flow @ -5DegC | EN.EN3 Energy Sensor | [6 empty] | K1 | 0 | [10 empty] | No | No
MC061 | Energy Centre |  |  |  | MC061-B01/K10 | 1st stage frost protection | EN.EN3 Energy Sensor | [6 empty] | K10 | 0 | [10 empty] | No | No
MC061 | Energy Centre |  |  |  | MC061-B01/I84 | Boiler 3 in Overide | EN.EN3 Energy Sensor | [6 empty] | I84 | 0 | [10 empty] | No | No
MC061 | Energy Centre |  |  |  | MC061-B01/I85 | Fuel Oil Tank low Alarm | EN.EN3 Energy Sensor | [6 empty] | I85 | 0 | [10 empty] | No | No
MC061 | Energy Centre |  |  |  | MC061-B01/I86 | Spare | EN.EN3 Energy Sensor | [6 empty] | I86 | 0 | [10 empty] | No | No
MC061 | Energy Centre |  |  |  | MC061-B01/I87 | Generator Running | EN.EN3 Energy Sensor | [6 empty] | I87 | 0 | [10 empty] | No | No
MC061 | Energy Centre |  |  |  | MC061-B01/I88 | fyldePressTest | EN.EN3 Energy Sensor | [6 empty] | I88 | 0 | [10 empty] | No | No
MC061 | Energy Centre |  |  |  | MC061-B01/I89 | fyldePressTest | EN.EN3 Energy Sensor | [6 empty] | I89 | 0 | [10 empty] | No | No
MC061 | Energy Centre |  |  |  | MC061-B01/i8 | Boiler No.2 Gas Booster Fault | EN.EN3 Energy Sensor | [6 empty] | i8 | 0 | [10 empty] | No | No
MC061 | Energy Centre |  |  |  | MC061-B01/I80 | Boiler 1 in Overide | EN.EN3 Energy Sensor | [6 empty] | I80 | 0 | [10 empty] | No | No
MC061 | Energy Centre |  |  |  | MC061-B01/I81 | Boiler 2 in Overide | EN.EN3 Energy Sensor | [6 empty] | I81 | 0 | [10 empty] | No | No
MC061 | Energy Centre |  |  |  | MC061-B01/I82 | CHP Fault | EN.EN3 Energy Sensor | [6 empty] | I82 | 0 | [10 empty] | No | No
MC061 | Energy Centre |  |  |  | MC061-B01/I83 | Oil Over Fill Alarm | EN.EN3 Energy Sensor | [6 empty] | I83 | 0 | [10 empty] | No | No
MC061 | Energy Centre |  |  |  | MC061-B01/I74 | LPHW Pump 2 Fail | EN.EN3 Energy Sensor | [6 empty] | I74 | 0 | [10 empty] | No | No
MC061 | Energy Centre |  |  |  | MC061-B01/I75 | LPHW Pump 3 Fail | EN.EN3 Energy Sensor | [6 empty] | I75 | 0 | [10 empty] | No | No
MC061 | Energy Centre |  |  |  | MC061-B01/I76 | LPHW Pump 4 Fail | EN.EN3 Energy Sensor | [6 empty] | I76 | 0 | [10 empty] | No | No
MC061 | Energy Centre |  |  |  | MC061-B01/I77 | CHP Critical Alarm 20 sec dela | EN.EN3 Energy Sensor | [6 empty] | I77 | 0 | [10 empty] | No | No
MC061 | Energy Centre |  |  |  | MC061-B01/I78 | CHP Elec Gen Pump Circ Req | EN.EN3 Energy Sensor | [6 empty] | I78 | 0 | [10 empty] | No | No
MC061 | Energy Centre |  |  |  | MC061-B01/I79 | FurnessHousePressTest | EN.EN3 Energy Sensor | [6 empty] | I79 | 0 | [10 empty] | No | No
MC061 | Energy Centre |  |  |  | MC061-B01/I7 | xcite/IO/8DO | EN.EN3 Energy Sensor | [6 empty] | I7 | 0 | [10 empty] | No | No
MC061 | Energy Centre |  |  |  | MC061-B01/I70 | fyldePressTest | EN.EN3 Energy Sensor | [6 empty] | I70 | 0 | [10 empty] | No | No
MC061 | Energy Centre |  |  |  | MC061-B01/I71 | Spare | EN.EN3 Energy Sensor | [6 empty] | I71 | 0 | [10 empty] | No | No
MC061 | Energy Centre |  |  |  | MC061-B01/I72 | fyldePressTest | EN.EN3 Energy Sensor | [6 empty] | I72 | 0 | [10 empty] | No | No
MC061 | Energy Centre |  |  |  | MC061-B01/I73 | LPHW Pump 1 Fail | EN.EN3 Energy Sensor | [6 empty] | I73 | 0 | [10 empty] | No | No
MC061 | Energy Centre |  |  |  | MC061-B01/I64 | Gas Safety Circuit Status | EN.EN3 Energy Sensor | [6 empty] | I64 | 0 | [10 empty] | No | No
MC061 | Energy Centre |  |  |  | MC061-B01/I65 | Boilers Failed to Reach Temp | EN.EN3 Energy Sensor | [6 empty] | I65 | 0 | [10 empty] | No | No
MC061 | Energy Centre |  |  |  | MC061-B01/I66 | Three Gas Boilers in Fault | EN.EN3 Energy Sensor | [6 empty] | I66 | 0 | [10 empty] | No | No
MC061 | Energy Centre |  |  |  | MC061-B01/I67 | Three Gas Boosters in Fault | EN.EN3 Energy Sensor | [6 empty] | I67 | 0 | [10 empty] | No | No
MC061 | Energy Centre |  |  |  | MC061-B01/I68 | 3 Main Pumps Failed | EN.EN3 Energy Sensor | [6 empty] | I68 | 0 | [10 empty] | No | No
MC061 | Energy Centre |  |  |  | MC061-B01/I69 | No Pumps Running in Frost | EN.EN3 Energy Sensor | [6 empty] | I69 | 0 | [10 empty] | No | No
MC061 | Energy Centre |  |  |  | MC061-B01/i6 | Boiler No.2 Flow Switch | EN.EN3 Energy Sensor | [6 empty] | i6 | 0 | [10 empty] | No | No
MC061 | Energy Centre |  |  |  | MC061-B01/I60 | CWS Booster Set Fault | EN.EN3 Energy Sensor | [6 empty] | I60 | 0 | [10 empty] | No | No
MC061 | Energy Centre |  |  |  | MC061-B01/I61 | CWS Tanks High Level | EN.EN3 Energy Sensor | [6 empty] | I61 | 0 | [10 empty] | No | No
MC061 | Energy Centre |  |  |  | MC061-B01/I62 | CWS Tanks Low Level | EN.EN3 Energy Sensor | [6 empty] | I62 | 0 | [10 empty] | No | No
MC061 | Energy Centre |  |  |  | MC061-B01/I63 | Panel Pump reset | EN.EN3 Energy Sensor | [6 empty] | I63 | 0 | [10 empty] | No | No
MC061 | Energy Centre |  |  |  | MC061-B01/I54 | Fuel Oil Pumps Flow | EN.EN3 Energy Sensor | [6 empty] | I54 | 0 | [10 empty] | No | No
MC061 | Energy Centre |  |  |  | MC061-B01/I55 | Spare | EN.EN3 Energy Sensor | [6 empty] | I55 | 0 | [10 empty] | No | No
MC061 | Energy Centre |  |  |  | MC061-B01/I56 | Gas Safety Valve Status | EN.EN3 Energy Sensor | [6 empty] | I56 | 0 | [10 empty] | No | No
MC061 | Energy Centre |  |  |  | MC061-B01/I57 | CHP Gas Safety Valve Status | EN.EN3 Energy Sensor | [6 empty] | I57 | 0 | [10 empty] | No | No
MC061 | Energy Centre |  |  |  | MC061-B01/I58 | Oil Safety Valve Status | EN.EN3 Energy Sensor | [6 empty] | I58 | 0 | [10 empty] | No | No
MC061 | Energy Centre |  |  |  | MC061-B01/I59 | Oil Leak Detection System | EN.EN3 Energy Sensor | [6 empty] | I59 | 0 | [10 empty] | No | No
MC061 | Energy Centre |  |  |  | MC061-B01/i5 | Boiler No.1 Fault | EN.EN3 Energy Sensor | [6 empty] | i5 | 0 | [10 empty] | No | No
MC061 | Energy Centre |  |  |  | MC061-B01/I50 | Heating Pump P02 Flow | EN.EN3 Energy Sensor | [6 empty] | I50 | 0 | [10 empty] | No | No
MC061 | Energy Centre |  |  |  | MC061-B01/I51 | Heating Pump P03 Flow | EN.EN3 Energy Sensor | [6 empty] | I51 | 0 | [10 empty] | No | No
MC061 | Energy Centre |  |  |  | MC061-B01/I52 | Heating Pump P04 Flow | EN.EN3 Energy Sensor | [6 empty] | I52 | 0 | [10 empty] | No | No
MC061 | Energy Centre |  |  |  | MC061-B01/I53 | VT Pump P05 Flow | EN.EN3 Energy Sensor | [6 empty] | I53 | 0 | [10 empty] | No | No
MC061 | Energy Centre |  |  |  | MC061-B01/I44 | PU Low Pressure = 0 | EN.EN3 Energy Sensor | [6 empty] | I44 | 0 | [10 empty] | No | No
MC061 | Energy Centre |  |  |  | MC061-B01/I45 | PU High Pressure | EN.EN3 Energy Sensor | [6 empty] | I45 | 0 | [10 empty] | No | No
MC061 | Energy Centre |  |  |  | MC061-B01/I46 | PU Low Level | EN.EN3 Energy Sensor | [6 empty] | I46 | 0 | [10 empty] | No | No
MC061 | Energy Centre |  |  |  | MC061-B01/I47 | Fire Alarm Activated | EN.EN3 Energy Sensor | [6 empty] | I47 | 0 | [10 empty] | No | No
MC061 | Energy Centre |  |  |  | MC061-B01/I48 | Spare | EN.EN3 Energy Sensor | [6 empty] | I48 | 0 | [10 empty] | No | No
MC061 | Energy Centre |  |  |  | MC061-B01/I49 | Heating Pump P01 Flow | EN.EN3 Energy Sensor | [6 empty] | I49 | 0 | [10 empty] | No | No
MC061 | Energy Centre |  |  |  | MC061-B01/i4 | Boiler No.1 Running | EN.EN3 Energy Sensor | [6 empty] | i4 | 0 | [10 empty] | No | No
MC061 | Energy Centre |  |  |  | MC061-B01/I40 | Fuel Oil Pump P07 Running | EN.EN3 Energy Sensor | [6 empty] | I40 | 0 | [10 empty] | No | No
MC061 | Energy Centre |  |  |  | MC061-B01/I41 | Fuel Oil Pump P07 in ORide | EN.EN3 Energy Sensor | [6 empty] | I41 | 0 | [10 empty] | No | No
MC061 | Energy Centre |  |  |  | MC061-B01/I42 | FurnessHousePressTest | EN.EN3 Energy Sensor | [6 empty] | I42 | 0 | [10 empty] | No | No
MC061 | Energy Centre |  |  |  | MC061-B01/I43 | Spare | EN.EN3 Energy Sensor | [6 empty] | I43 | 0 | [10 empty] | No | No
MC061 | Energy Centre |  |  |  | MC061-B01/I34 | VT Pump P05 Running | EN.EN3 Energy Sensor | [6 empty] | I34 | 0 | [10 empty] | No | No
MC061 | Energy Centre |  |  |  | MC061-B01/I35 | VT Pump P05 in ORide | EN.EN3 Energy Sensor | [6 empty] | I35 | 0 | [10 empty] | No | No
MC061 | Energy Centre |  |  |  | MC061-B01/I36 | Fuel Oil Pump P06 Fault | EN.EN3 Energy Sensor | [6 empty] | I36 | 0 | [10 empty] | No | No
MC061 | Energy Centre |  |  |  | MC061-B01/I37 | Fuel Oil Pump P06 Running | EN.EN3 Energy Sensor | [6 empty] | I37 | 0 | [10 empty] | No | No
MC061 | Energy Centre |  |  |  | MC061-B01/I38 | Fuel Oil Pump P06 in ORide | EN.EN3 Energy Sensor | [6 empty] | I38 | 0 | [10 empty] | No | No
MC061 | Energy Centre |  |  |  | MC061-B01/I39 | Fuel Oil Pump P07 Fault | EN.EN3 Energy Sensor | [6 empty] | I39 | 0 | [10 empty] | No | No
MC061 | Energy Centre |  |  |  | MC061-B01/i3 | Boiler No.1 Gas Booster Fault | EN.EN3 Energy Sensor | [6 empty] | i3 | 0 | [10 empty] | No | No
MC061 | Energy Centre |  |  |  | MC061-B01/I30 | CHP Critical Alarm | EN.EN3 Energy Sensor | [6 empty] | I30 | 0 | [10 empty] | No | No
MC061 | Energy Centre |  |  |  | MC061-B01/I31 | Spare | EN.EN3 Energy Sensor | [6 empty] | I31 | 0 | [10 empty] | No | No
MC061 | Energy Centre |  |  |  | MC061-B01/I32 | Spare | EN.EN3 Energy Sensor | [6 empty] | I32 | 0 | [10 empty] | No | No
MC061 | Energy Centre |  |  |  | MC061-B01/I33 | VT Pump P05 Fault | EN.EN3 Energy Sensor | [6 empty] | I33 | 0 | [10 empty] | No | No
MC061 | Energy Centre |  |  |  | MC061-B01/I24 | Main Heating Pump P03 Running | EN.EN3 Energy Sensor | [6 empty] | I24 | 0 | [10 empty] | No | No
MC061 | Energy Centre |  |  |  | MC061-B01/I25 | Main Heating Pump P03 in ORide | EN.EN3 Energy Sensor | [6 empty] | I25 | 0 | [10 empty] | No | No
MC061 | Energy Centre |  |  |  | MC061-B01/I26 | Main Heating Pump P04 Fault | EN.EN3 Energy Sensor | [6 empty] | I26 | 0 | [10 empty] | No | No
MC061 | Energy Centre |  |  |  | MC061-B01/I27 | Main Heating Pump P04 Running | EN.EN3 Energy Sensor | [6 empty] | I27 | 0 | [10 empty] | No | No
MC061 | Energy Centre |  |  |  | MC061-B01/I28 | Main Heating Pump P04 in ORide | EN.EN3 Energy Sensor | [6 empty] | I28 | 0 | [10 empty] | No | No
MC061 | Energy Centre |  |  |  | MC061-B01/I29 | De-Gasser Unit Fault | EN.EN3 Energy Sensor | [6 empty] | I29 | 0 | [10 empty] | No | No
MC061 | Energy Centre |  |  |  | MC061-B01/I2 | xcite/IO/16DI | EN.EN3 Energy Sensor | [6 empty] | I2 | 0 | [10 empty] | No | No
MC061 | Energy Centre |  |  |  | MC061-B01/I20 | Main Heating Pump P02 Fault | EN.EN3 Energy Sensor | [6 empty] | I20 | 0 | [10 empty] | No | No
MC061 | Energy Centre |  |  |  | MC061-B01/I21 | Main Heating Pump P02 Running | EN.EN3 Energy Sensor | [6 empty] | I21 | 0 | [10 empty] | No | No
MC061 | Energy Centre |  |  |  | MC061-B01/I22 | Main Heating Pump P02 in ORide | EN.EN3 Energy Sensor | [6 empty] | I22 | 0 | [10 empty] | No | No
MC061 | Energy Centre |  |  |  | MC061-B01/I23 | Main Heating Pump P03 Fault | EN.EN3 Energy Sensor | [6 empty] | I23 | 0 | [10 empty] | No | No
MC061 | Energy Centre |  |  |  | MC061-B01/I14 | Boiler No.3 Gas Booster Fault | EN.EN3 Energy Sensor | [6 empty] | I14 | 0 | [10 empty] | No | No
MC061 | Energy Centre |  |  |  | MC061-B01/I15 | Boiler No.3 Running | EN.EN3 Energy Sensor | [6 empty] | I15 | 0 | [10 empty] | No | No
MC061 | Energy Centre |  |  |  | MC061-B01/I16 | Boiler No.3 Fault | EN.EN3 Energy Sensor | [6 empty] | I16 | 0 | [10 empty] | No | No
MC061 | Energy Centre |  |  |  | MC061-B01/I17 | Oil - Gas Changover Status | EN.EN3 Energy Sensor | [6 empty] | I17 | 0 | [10 empty] | No | No
MC061 | Energy Centre |  |  |  | MC061-B01/I18 | Main Heating Pump P01 Running | EN.EN3 Energy Sensor | [6 empty] | I18 | 0 | [10 empty] | No | No
MC061 | Energy Centre |  |  |  | MC061-B01/I19 | Main Heating Pump P01 in ORide | EN.EN3 Energy Sensor | [6 empty] | I19 | 0 | [10 empty] | No | No
MC061 | Energy Centre |  |  |  | MC061-B01/I1 | xcite/IO/16DI | EN.EN3 Energy Sensor | [6 empty] | I1 | 0 | [10 empty] | No | No
MC061 | Energy Centre |  |  |  | MC061-B01/I10 | Boiler No.2 Fault | EN.EN3 Energy Sensor | [6 empty] | I10 | 0 | [10 empty] | No | No
MC061 | Energy Centre |  |  |  | MC061-B01/I11 | Boiler No.3 Flow Switch | EN.EN3 Energy Sensor | [6 empty] | I11 | 0 | [10 empty] | No | No
MC061 | Energy Centre |  |  |  | MC061-B01/I12 | Main Heating Pump P01 Fault | EN.EN3 Energy Sensor | [6 empty] | I12 | 0 | [10 empty] | No | No
MC061 | Energy Centre |  |  |  | MC061-B01/I13 | Boiler No.3 Gas Booster Switch | EN.EN3 Energy Sensor | [6 empty] | I13 | 0 | [10 empty] | No | No
MC061 | Energy Centre |  |  |  | MC061-B01/G95 | Logic 95 | EN.EN3 Energy Sensor | [6 empty] | G95 | 0 | [10 empty] | No | No
MC061 | Energy Centre |  |  |  | MC061-B01/G96 | Logic 96 | EN.EN3 Energy Sensor | [6 empty] | G96 | 0 | [10 empty] | No | No
MC061 | Energy Centre |  |  |  | MC061-B01/G97 | Enable CHP Buffer Vessel | EN.EN3 Energy Sensor | [6 empty] | G97 | 0 | [10 empty] | No | No
MC061 | Energy Centre |  |  |  | MC061-B01/G98 | Logic 98 | EN.EN3 Energy Sensor | [6 empty] | G98 | 0 | [10 empty] | No | No
MC061 | Energy Centre |  |  |  | MC061-B01/G99 | Logic 99 | EN.EN3 Energy Sensor | [6 empty] | G99 | 0 | [10 empty] | No | No
MC061 | Energy Centre |  |  |  | MC061-B01/H1 | Schedule 1 | EN.EN3 Energy Sensor | [6 empty] | H1 | 0 | [10 empty] | No | No
MC061 | Energy Centre |  |  |  | MC061-B01/G9 | Logic 9 | EN.EN3 Energy Sensor | [6 empty] | G9 | 0 | [10 empty] | No | No
MC061 | Energy Centre |  |  |  | MC061-B01/G90 | Logic 90 | EN.EN3 Energy Sensor | [6 empty] | G90 | 0 | [10 empty] | No | No
MC061 | Energy Centre |  |  |  | MC061-B01/G91 | Pump4 Enable | EN.EN3 Energy Sensor | [6 empty] | G91 | 0 | [10 empty] | No | No
MC061 | Energy Centre |  |  |  | MC061-B01/G92 | Logic 92 | EN.EN3 Energy Sensor | [6 empty] | G92 | 0 | [10 empty] | No | No
MC061 | Energy Centre |  |  |  | MC061-B01/G93 | Logic 93 | EN.EN3 Energy Sensor | [6 empty] | G93 | 0 | [10 empty] | No | No
MC061 | Energy Centre |  |  |  | MC061-B01/G94 | Logic 94 | EN.EN3 Energy Sensor | [6 empty] | G94 | 0 | [10 empty] | No | No
MC061 | Energy Centre |  |  |  | MC061-B01/G84 | Logic 84 | EN.EN3 Energy Sensor | [6 empty] | G84 | 0 | [10 empty] | No | No
MC061 | Energy Centre |  |  |  | MC061-B01/G85 | Logic 85 | EN.EN3 Energy Sensor | [6 empty] | G85 | 0 | [10 empty] | No | No
MC061 | Energy Centre |  |  |  | MC061-B01/G86 | Logic 86 | EN.EN3 Energy Sensor | [6 empty] | G86 | 0 | [10 empty] | No | No
MC061 | Energy Centre |  |  |  | MC061-B01/G87 | Logic 87 | EN.EN3 Energy Sensor | [6 empty] | G87 | 0 | [10 empty] | No | No
MC061 | Energy Centre |  |  |  | MC061-B01/G88 | Logic 88 | EN.EN3 Energy Sensor | [6 empty] | G88 | 0 | [10 empty] | No | No
MC061 | Energy Centre |  |  |  | MC061-B01/G89 | Logic 89 | EN.EN3 Energy Sensor | [6 empty] | G89 | 0 | [10 empty] | No | No
MC061 | Energy Centre |  |  |  | MC061-B01/G79 | Logic 79 | EN.EN3 Energy Sensor | [6 empty] | G79 | 0 | [10 empty] | No | No
MC061 | Energy Centre |  |  |  | MC061-B01/G8 | Blr 3 Enable | EN.EN3 Energy Sensor | [6 empty] | G8 | 0 | [10 empty] | No | No
MC061 | Energy Centre |  |  |  | MC061-B01/G80 | Logic 80 | EN.EN3 Energy Sensor | [6 empty] | G80 | 0 | [10 empty] | No | No
MC061 | Energy Centre |  |  |  | MC061-B01/G81 | Logic 81 | EN.EN3 Energy Sensor | [6 empty] | G81 | 0 | [10 empty] | No | No
MC061 | Energy Centre |  |  |  | MC061-B01/G82 | Logic 82 | EN.EN3 Energy Sensor | [6 empty] | G82 | 0 | [10 empty] | No | No
MC061 | Energy Centre |  |  |  | MC061-B01/G83 | Logic 83 | EN.EN3 Energy Sensor | [6 empty] | G83 | 0 | [10 empty] | No | No
MC061 | Energy Centre |  |  |  | MC061-B01/G73 | Logic 73 | EN.EN3 Energy Sensor | [6 empty] | G73 | 0 | [10 empty] | No | No
MC061 | Energy Centre |  |  |  | MC061-B01/G74 | Logic 74 | EN.EN3 Energy Sensor | [6 empty] | G74 | 0 | [10 empty] | No | No
MC061 | Energy Centre |  |  |  | MC061-B01/G75 | Logic 75 | EN.EN3 Energy Sensor | [6 empty] | G75 | 0 | [10 empty] | No | No
MC061 | Energy Centre |  |  |  | MC061-B01/G76 | Logic 76 | EN.EN3 Energy Sensor | [6 empty] | G76 | 0 | [10 empty] | No | No
MC061 | Energy Centre |  |  |  | MC061-B01/G77 | Logic 77 | EN.EN3 Energy Sensor | [6 empty] | G77 | 0 | [10 empty] | No | No
MC061 | Energy Centre |  |  |  | MC061-B01/G78 | Logic 78 | EN.EN3 Energy Sensor | [6 empty] | G78 | 0 | [10 empty] | No | No
MC061 | Energy Centre |  |  |  | MC061-B01/G68 | VT Pump No.1 | EN.EN3 Energy Sensor | [6 empty] | G68 | 0 | [10 empty] | No | No
MC061 | Energy Centre |  |  |  | MC061-B01/G69 | VT Pump No.2 | EN.EN3 Energy Sensor | [6 empty] | G69 | 0 | [10 empty] | No | No
MC061 | Energy Centre |  |  |  | MC061-B01/G7 | Logic 7 | EN.EN3 Energy Sensor | [6 empty] | G7 | 0 | [10 empty] | No | No
MC061 | Energy Centre |  |  |  | MC061-B01/G70 | Logic 70 | EN.EN3 Energy Sensor | [6 empty] | G70 | 0 | [10 empty] | No | No
MC061 | Energy Centre |  |  |  | MC061-B01/G71 | Logic 71 | EN.EN3 Energy Sensor | [6 empty] | G71 | 0 | [10 empty] | No | No
MC061 | Energy Centre |  |  |  | MC061-B01/G72 | Logic 72 | EN.EN3 Energy Sensor | [6 empty] | G72 | 0 | [10 empty] | No | No
MC061 | Energy Centre |  |  |  | MC061-B01/G62 | Logic 62 | EN.EN3 Energy Sensor | [6 empty] | G62 | 0 | [10 empty] | No | No
MC061 | Energy Centre |  |  |  | MC061-B01/G63 | Logic 63 | EN.EN3 Energy Sensor | [6 empty] | G63 | 0 | [10 empty] | No | No
MC061 | Energy Centre |  |  |  | MC061-B01/G64 | Logic 64 | EN.EN3 Energy Sensor | [6 empty] | G64 | 0 | [10 empty] | No | No
MC061 | Energy Centre |  |  |  | MC061-B01/G65 | Logic 65 | EN.EN3 Energy Sensor | [6 empty] | G65 | 0 | [10 empty] | No | No
MC061 | Energy Centre |  |  |  | MC061-B01/G66 | Logic 66 | EN.EN3 Energy Sensor | [6 empty] | G66 | 0 | [10 empty] | No | No
MC061 | Energy Centre |  |  |  | MC061-B01/G67 | Logic 67 | EN.EN3 Energy Sensor | [6 empty] | G67 | 0 | [10 empty] | No | No
MC061 | Energy Centre |  |  |  | MC061-B01/G57 | Oil Fuel Pumps Enable | EN.EN3 Energy Sensor | [6 empty] | G57 | 0 | [10 empty] | No | No
MC061 | Energy Centre |  |  |  | MC061-B01/G58 | Logic 58 | EN.EN3 Energy Sensor | [6 empty] | G58 | 0 | [10 empty] | No | No
MC061 | Energy Centre |  |  |  | MC061-B01/G59 | Logic 59 | EN.EN3 Energy Sensor | [6 empty] | G59 | 0 | [10 empty] | No | No
MC061 | Energy Centre |  |  |  | MC061-B01/G6 | Blr 2 Enable | EN.EN3 Energy Sensor | [6 empty] | G6 | 0 | [10 empty] | No | No
MC061 | Energy Centre |  |  |  | MC061-B01/G60 | Logic 60 | EN.EN3 Energy Sensor | [6 empty] | G60 | 0 | [10 empty] | No | No
MC061 | Energy Centre |  |  |  | MC061-B01/G61 | Logic 61 | EN.EN3 Energy Sensor | [6 empty] | G61 | 0 | [10 empty] | No | No
MC061 | Energy Centre |  |  |  | MC061-B01/G51 | Logic 51 | EN.EN3 Energy Sensor | [6 empty] | G51 | 0 | [10 empty] | No | No
MC061 | Energy Centre |  |  |  | MC061-B01/G52 | Logic 52 | EN.EN3 Energy Sensor | [6 empty] | G52 | 0 | [10 empty] | No | No
MC061 | Energy Centre |  |  |  | MC061-B01/G53 | Logic 53 | EN.EN3 Energy Sensor | [6 empty] | G53 | 0 | [10 empty] | No | No
MC061 | Energy Centre |  |  |  | MC061-B01/G54 | Logic 54 | EN.EN3 Energy Sensor | [6 empty] | G54 | 0 | [10 empty] | No | No
MC061 | Energy Centre |  |  |  | MC061-B01/G55 | Fuel Oil Pump No.2 | EN.EN3 Energy Sensor | [6 empty] | G55 | 0 | [10 empty] | No | No
MC061 | Energy Centre |  |  |  | MC061-B01/G56 | Fuel Oil Pump No.1 | EN.EN3 Energy Sensor | [6 empty] | G56 | 0 | [10 empty] | No | No
MC061 | Energy Centre |  |  |  | MC061-B01/G46 | Logic 46 | EN.EN3 Energy Sensor | [6 empty] | G46 | 0 | [10 empty] | No | No
MC061 | Energy Centre |  |  |  | MC061-B01/G47 | Logic 47 | EN.EN3 Energy Sensor | [6 empty] | G47 | 0 | [10 empty] | No | No
MC061 | Energy Centre |  |  |  | MC061-B01/G48 | Logic 48 | EN.EN3 Energy Sensor | [6 empty] | G48 | 0 | [10 empty] | No | No
MC061 | Energy Centre |  |  |  | MC061-B01/G49 | Logic 49 | EN.EN3 Energy Sensor | [6 empty] | G49 | 0 | [10 empty] | No | No
MC061 | Energy Centre |  |  |  | MC061-B01/G5 | Logic 5 | EN.EN3 Energy Sensor | [6 empty] | G5 | 0 | [10 empty] | No | No
MC061 | Energy Centre |  |  |  | MC061-B01/G50 | Logic 50 | EN.EN3 Energy Sensor | [6 empty] | G50 | 0 | [10 empty] | No | No
MC061 | Energy Centre |  |  |  | MC061-B01/G40 | Oil Fill Point Alarm | EN.EN3 Energy Sensor | [6 empty] | G40 | 0 | [10 empty] | No | No
MC061 | Energy Centre |  |  |  | MC061-B01/G41 | Logic 41 | EN.EN3 Energy Sensor | [6 empty] | G41 | 0 | [10 empty] | No | No
MC061 | Energy Centre |  |  |  | MC061-B01/G42 | Logic 42 | EN.EN3 Energy Sensor | [6 empty] | G42 | 0 | [10 empty] | No | No
MC061 | Energy Centre |  |  |  | MC061-B01/G43 | Logic 43 | EN.EN3 Energy Sensor | [6 empty] | G43 | 0 | [10 empty] | No | No
MC061 | Energy Centre |  |  |  | MC061-B01/G44 | Logic 44 | EN.EN3 Energy Sensor | [6 empty] | G44 | 0 | [10 empty] | No | No
MC061 | Energy Centre |  |  |  | MC061-B01/G45 | Logic 45 | EN.EN3 Energy Sensor | [6 empty] | G45 | 0 | [10 empty] | No | No
MC061 | Energy Centre |  |  |  | MC061-B01/G35 | Logic 35 | EN.EN3 Energy Sensor | [6 empty] | G35 | 0 | [10 empty] | No | No
MC061 | Energy Centre |  |  |  | MC061-B01/G36 | Any Pump Fail | EN.EN3 Energy Sensor | [6 empty] | G36 | 0 | [10 empty] | No | No
MC061 | Energy Centre |  |  |  | MC061-B01/G37 | Boiler 1 in Overide | EN.EN3 Energy Sensor | [6 empty] | G37 | 0 | [10 empty] | No | No
MC061 | Energy Centre |  |  |  | MC061-B01/G38 | Boiler 2 in Overide | EN.EN3 Energy Sensor | [6 empty] | G38 | 0 | [10 empty] | No | No
MC061 | Energy Centre |  |  |  | MC061-B01/G39 | CHP Fault | EN.EN3 Energy Sensor | [6 empty] | G39 | 0 | [10 empty] | No | No
MC061 | Energy Centre |  |  |  | MC061-B01/G4 | Htg or Frost Enable | EN.EN3 Energy Sensor | [6 empty] | G4 | 0 | [10 empty] | No | No
MC061 | Energy Centre |  |  |  | MC061-B01/G3 | Logic 3 | EN.EN3 Energy Sensor | [6 empty] | G3 | 0 | [10 empty] | No | No
MC061 | Energy Centre |  |  |  | MC061-B01/G30 | Logic 30 | EN.EN3 Energy Sensor | [6 empty] | G30 | 0 | [10 empty] | No | No
MC061 | Energy Centre |  |  |  | MC061-B01/G31 | Logic 31 | EN.EN3 Energy Sensor | [6 empty] | G31 | 0 | [10 empty] | No | No
MC061 | Energy Centre |  |  |  | MC061-B01/G32 | Logic 32 | EN.EN3 Energy Sensor | [6 empty] | G32 | 0 | [10 empty] | No | No
MC061 | Energy Centre |  |  |  | MC061-B01/G33 | Logic 33 | EN.EN3 Energy Sensor | [6 empty] | G33 | 0 | [10 empty] | No | No
MC061 | Energy Centre |  |  |  | MC061-B01/G34 | Logic 34 | EN.EN3 Energy Sensor | [6 empty] | G34 | 0 | [10 empty] | No | No
MC061 | Energy Centre |  |  |  | MC061-B01/G24 | Logic 24 | EN.EN3 Energy Sensor | [6 empty] | G24 | 0 | [10 empty] | No | No
MC061 | Energy Centre |  |  |  | MC061-B01/G25 | Pressure OK | EN.EN3 Energy Sensor | [6 empty] | G25 | 0 | [10 empty] | No | No
MC061 | Energy Centre |  |  |  | MC061-B01/G26 | Logic 26 | EN.EN3 Energy Sensor | [6 empty] | G26 | 0 | [10 empty] | No | No
MC061 | Energy Centre |  |  |  | MC061-B01/G27 | Logic 27 | EN.EN3 Energy Sensor | [6 empty] | G27 | 0 | [10 empty] | No | No
MC061 | Energy Centre |  |  |  | MC061-B01/G28 | Logic 28 | EN.EN3 Energy Sensor | [6 empty] | G28 | 0 | [10 empty] | No | No
MC061 | Energy Centre |  |  |  | MC061-B01/G29 | Logic 29 | EN.EN3 Energy Sensor | [6 empty] | G29 | 0 | [10 empty] | No | No
MC061 | Energy Centre |  |  |  | MC061-B01/G220 | CHP Biomass Fossil Fuels | EN.EN3 Energy Sensor | [6 empty] | G220 | 0 | [10 empty] | No | No
MC061 | Energy Centre |  |  |  | MC061-B01/G221 | CHP Enable Elec Gen | EN.EN3 Energy Sensor | [6 empty] | G221 | 0 | [10 empty] | No | No
MC061 | Energy Centre |  |  |  | MC061-B01/G222 | Heating Pump For CHP Heat Diss | EN.EN3 Energy Sensor | [6 empty] | G222 | 0 | [10 empty] | No | No
MC061 | Energy Centre |  |  |  | MC061-B01/G223 | Lag Boiler Enable | EN.EN3 Energy Sensor | [6 empty] | G223 | 0 | [10 empty] | No | No
MC061 | Energy Centre |  |  |  | MC061-B01/G224 | Lag Lag Boiler Enable | EN.EN3 Energy Sensor | [6 empty] | G224 | 0 | [10 empty] | No | No
MC061 | Energy Centre |  |  |  | MC061-B01/G23 | Logic 23 | EN.EN3 Energy Sensor | [6 empty] | G23 | 0 | [10 empty] | No | No
MC061 | Energy Centre |  |  |  | MC061-B01/G215 | PI 3rd Stage Blr | EN.EN3 Energy Sensor | [6 empty] | G215 | 0 | [10 empty] | No | No
MC061 | Energy Centre |  |  |  | MC061-B01/G216 | Lead boiler enable | EN.EN3 Energy Sensor | [6 empty] | G216 | 0 | [10 empty] | No | No
MC061 | Energy Centre |  |  |  | MC061-B01/G217 | Fossil Fuels CHP Biomass | EN.EN3 Energy Sensor | [6 empty] | G217 | 0 | [10 empty] | No | No
MC061 | Energy Centre |  |  |  | MC061-B01/G218 | Biomass CHP Fossil Fuels | EN.EN3 Energy Sensor | [6 empty] | G218 | 0 | [10 empty] | No | No
MC061 | Energy Centre |  |  |  | MC061-B01/G219 | Fossil Fuels Biomass CHP | EN.EN3 Energy Sensor | [6 empty] | G219 | 0 | [10 empty] | No | No
MC061 | Energy Centre |  |  |  | MC061-B01/G22 | Logic 22 | EN.EN3 Energy Sensor | [6 empty] | G22 | 0 | [10 empty] | No | No
MC061 | Energy Centre |  |  |  | MC061-B01/G21 | Logic 21 | EN.EN3 Energy Sensor | [6 empty] | G21 | 0 | [10 empty] | No | No
MC061 | Energy Centre |  |  |  | MC061-B01/G210 | Logic 210 | EN.EN3 Energy Sensor | [6 empty] | G210 | 0 | [10 empty] | No | No
MC061 | Energy Centre |  |  |  | MC061-B01/G211 | Logic 211 | EN.EN3 Energy Sensor | [6 empty] | G211 | 0 | [10 empty] | No | No
MC061 | Energy Centre |  |  |  | MC061-B01/G212 | PI 2nd Stage Blr | EN.EN3 Energy Sensor | [6 empty] | G212 | 0 | [10 empty] | No | No
MC061 | Energy Centre |  |  |  | MC061-B01/G213 | Logic 213 | EN.EN3 Energy Sensor | [6 empty] | G213 | 0 | [10 empty] | No | No
MC061 | Energy Centre |  |  |  | MC061-B01/G214 | Logic 214 | EN.EN3 Energy Sensor | [6 empty] | G214 | 0 | [10 empty] | No | No
MC061 | Energy Centre |  |  |  | MC061-B01/G199 | Boiler No2 Enable | EN.EN3 Energy Sensor | [6 empty] | G199 | 0 | [10 empty] | No | No
MC061 | Energy Centre |  |  |  | MC061-B01/G2 | Blr 1 Enable | EN.EN3 Energy Sensor | [6 empty] | G2 | 0 | [10 empty] | No | No
MC061 | Energy Centre |  |  |  | MC061-B01/G20 | Pump 2 Hrs Run | EN.EN3 Energy Sensor | [6 empty] | G20 | 0 | [10 empty] | No | No
MC061 | Energy Centre |  |  |  | MC061-B01/G207 | Logic 207 | EN.EN3 Energy Sensor | [6 empty] | G207 | 0 | [10 empty] | No | No
MC061 | Energy Centre |  |  |  | MC061-B01/G208 | Logic 208 | EN.EN3 Energy Sensor | [6 empty] | G208 | 0 | [10 empty] | No | No
MC061 | Energy Centre |  |  |  | MC061-B01/G209 | Logic 209 | EN.EN3 Energy Sensor | [6 empty] | G209 | 0 | [10 empty] | No | No
MC061 | Energy Centre |  |  |  | MC061-B01/G19 | Pump 1 Hrs Run | EN.EN3 Energy Sensor | [6 empty] | G19 | 0 | [10 empty] | No | No
MC061 | Energy Centre |  |  |  | MC061-B01/G190 | Boiler No3 Enable | EN.EN3 Energy Sensor | [6 empty] | G190 | 0 | [10 empty] | No | No
MC061 | Energy Centre |  |  |  | MC061-B01/G191 | Logic 191 | EN.EN3 Energy Sensor | [6 empty] | G191 | 0 | [10 empty] | No | No
MC061 | Energy Centre |  |  |  | MC061-B01/G192 | PI 1st Stage Blr | EN.EN3 Energy Sensor | [6 empty] | G192 | 0 | [10 empty] | No | No
MC061 | Energy Centre |  |  |  | MC061-B01/G193 | Logic 193 | EN.EN3 Energy Sensor | [6 empty] | G193 | 0 | [10 empty] | No | No
MC061 | Energy Centre |  |  |  | MC061-B01/G194 | Logic 194 | EN.EN3 Energy Sensor | [6 empty] | G194 | 0 | [10 empty] | No | No
MC061 | Energy Centre |  |  |  | MC061-B01/G184 | Logic 184 | EN.EN3 Energy Sensor | [6 empty] | G184 | 0 | [10 empty] | No | No
MC061 | Energy Centre |  |  |  | MC061-B01/G185 | Logic 185 | EN.EN3 Energy Sensor | [6 empty] | G185 | 0 | [10 empty] | No | No
MC061 | Energy Centre |  |  |  | MC061-B01/G186 | Logic 186 | EN.EN3 Energy Sensor | [6 empty] | G186 | 0 | [10 empty] | No | No
MC061 | Energy Centre |  |  |  | MC061-B01/G187 | Logic 187 | EN.EN3 Energy Sensor | [6 empty] | G187 | 0 | [10 empty] | No | No
MC061 | Energy Centre |  |  |  | MC061-B01/G188 | Boiler No1 Enable | EN.EN3 Energy Sensor | [6 empty] | G188 | 0 | [10 empty] | No | No
MC061 | Energy Centre |  |  |  | MC061-B01/G189 | Logic 189 | EN.EN3 Energy Sensor | [6 empty] | G189 | 0 | [10 empty] | No | No
MC061 | Energy Centre |  |  |  | MC061-B01/G176 | Blr Seq 312 | EN.EN3 Energy Sensor | [6 empty] | G176 | 0 | [10 empty] | No | No
MC061 | Energy Centre |  |  |  | MC061-B01/G178 | Logic 178 | EN.EN3 Energy Sensor | [6 empty] | G178 | 0 | [10 empty] | No | No
MC061 | Energy Centre |  |  |  | MC061-B01/G18 | Duty Pumps 412 | EN.EN3 Energy Sensor | [6 empty] | G18 | 0 | [10 empty] | No | No
MC061 | Energy Centre |  |  |  | MC061-B01/G181 | Logic 181 | EN.EN3 Energy Sensor | [6 empty] | G181 | 0 | [10 empty] | No | No
MC061 | Energy Centre |  |  |  | MC061-B01/G182 | Logic 182 | EN.EN3 Energy Sensor | [6 empty] | G182 | 0 | [10 empty] | No | No
MC061 | Energy Centre |  |  |  | MC061-B01/G183 | Ble Seq Reset | EN.EN3 Energy Sensor | [6 empty] | G183 | 0 | [10 empty] | No | No
MC061 | Energy Centre |  |  |  | MC061-B01/G170 | Tuesday | EN.EN3 Energy Sensor | [6 empty] | G170 | 0 | [10 empty] | No | No
MC061 | Energy Centre |  |  |  | MC061-B01/G171 | Tuesday_Rotation | EN.EN3 Energy Sensor | [6 empty] | G171 | 0 | [10 empty] | No | No
MC061 | Energy Centre |  |  |  | MC061-B01/G172 | Logic 172 | EN.EN3 Energy Sensor | [6 empty] | G172 | 0 | [10 empty] | No | No
MC061 | Energy Centre |  |  |  | MC061-B01/G173 | Logic 173 | EN.EN3 Energy Sensor | [6 empty] | G173 | 0 | [10 empty] | No | No
MC061 | Energy Centre |  |  |  | MC061-B01/G174 | Blr Seq 123 | EN.EN3 Energy Sensor | [6 empty] | G174 | 0 | [10 empty] | No | No
MC061 | Energy Centre |  |  |  | MC061-B01/G175 | Blr Seq 231 | EN.EN3 Energy Sensor | [6 empty] | G175 | 0 | [10 empty] | No | No
MC061 | Energy Centre |  |  |  | MC061-B01/G164 | Generator Running | EN.EN3 Energy Sensor | [6 empty] | G164 | 0 | [10 empty] | No | No
MC061 | Energy Centre |  |  |  | MC061-B01/G165 | Logic 165 | EN.EN3 Energy Sensor | [6 empty] | G165 | 0 | [10 empty] | No | No
MC061 | Energy Centre |  |  |  | MC061-B01/G166 | Logic 166 | EN.EN3 Energy Sensor | [6 empty] | G166 | 0 | [10 empty] | No | No
MC061 | Energy Centre |  |  |  | MC061-B01/G167 | P 2nd Stage Blr | EN.EN3 Energy Sensor | [6 empty] | G167 | 0 | [10 empty] | No | No
MC061 | Energy Centre |  |  |  | MC061-B01/G168 | P 3rd Stage Blr | EN.EN3 Energy Sensor | [6 empty] | G168 | 0 | [10 empty] | No | No
MC061 | Energy Centre |  |  |  | MC061-B01/G17 | Duty pumps 341 | EN.EN3 Energy Sensor | [6 empty] | G17 | 0 | [10 empty] | No | No
MC061 | Energy Centre |  |  |  | MC061-B01/G157 | CHP Enable | EN.EN3 Energy Sensor | [6 empty] | G157 | 0 | [10 empty] | No | No
MC061 | Energy Centre |  |  |  | MC061-B01/G159 | Logic 159 | EN.EN3 Energy Sensor | [6 empty] | G159 | 0 | [10 empty] | No | No
MC061 | Energy Centre |  |  |  | MC061-B01/G16 | Duty Pumps 234 | EN.EN3 Energy Sensor | [6 empty] | G16 | 0 | [10 empty] | No | No
MC061 | Energy Centre |  |  |  | MC061-B01/G160 | Logic 160 | EN.EN3 Energy Sensor | [6 empty] | G160 | 0 | [10 empty] | No | No
MC061 | Energy Centre |  |  |  | MC061-B01/G161 | Logic 161 | EN.EN3 Energy Sensor | [6 empty] | G161 | 0 | [10 empty] | No | No
MC061 | Energy Centre |  |  |  | MC061-B01/G162 | Logic 162 | EN.EN3 Energy Sensor | [6 empty] | G162 | 0 | [10 empty] | No | No
MC061 | Energy Centre |  |  |  | MC061-B01/G151 | Biomass_Univ_PumpDmnd | EN.EN3 Energy Sensor | [6 empty] | G151 | 0 | [10 empty] | No | No
MC061 | Energy Centre |  |  |  | MC061-B01/G152 | Logic 152 | EN.EN3 Energy Sensor | [6 empty] | G152 | 0 | [10 empty] | No | No
MC061 | Energy Centre |  |  |  | MC061-B01/G153 | Logic 153 | EN.EN3 Energy Sensor | [6 empty] | G153 | 0 | [10 empty] | No | No
MC061 | Energy Centre |  |  |  | MC061-B01/G154 | Logic 154 | EN.EN3 Energy Sensor | [6 empty] | G154 | 0 | [10 empty] | No | No
MC061 | Energy Centre |  |  |  | MC061-B01/G155 | Logic 155 | EN.EN3 Energy Sensor | [6 empty] | G155 | 0 | [10 empty] | No | No
MC061 | Energy Centre |  |  |  | MC061-B01/G156 | Logic 156 | EN.EN3 Energy Sensor | [6 empty] | G156 | 0 | [10 empty] | No | No
MC061 | Energy Centre |  |  |  | MC061-B01/G146 | Logic 146 | EN.EN3 Energy Sensor | [6 empty] | G146 | 0 | [10 empty] | No | No
MC061 | Energy Centre |  |  |  | MC061-B01/G147 | Logic 147 | EN.EN3 Energy Sensor | [6 empty] | G147 | 0 | [10 empty] | No | No
MC061 | Energy Centre |  |  |  | MC061-B01/G148 | Logic 148 | EN.EN3 Energy Sensor | [6 empty] | G148 | 0 | [10 empty] | No | No
MC061 | Energy Centre |  |  |  | MC061-B01/G149 | Biomass Demand | EN.EN3 Energy Sensor | [6 empty] | G149 | 0 | [10 empty] | No | No
MC061 | Energy Centre |  |  |  | MC061-B01/G15 | Duty Pumps 123 | EN.EN3 Energy Sensor | [6 empty] | G15 | 0 | [10 empty] | No | No
MC061 | Energy Centre |  |  |  | MC061-B01/G150 | MainCT_Pumps_Reqd | EN.EN3 Energy Sensor | [6 empty] | G150 | 0 | [10 empty] | No | No
MC061 | Energy Centre |  |  |  | MC061-B01/G140 | Logic 140 | EN.EN3 Energy Sensor | [6 empty] | G140 | 0 | [10 empty] | No | No
MC061 | Energy Centre |  |  |  | MC061-B01/G141 | Logic 141 | EN.EN3 Energy Sensor | [6 empty] | G141 | 0 | [10 empty] | No | No
MC061 | Energy Centre |  |  |  | MC061-B01/G142 | Logic 142 | EN.EN3 Energy Sensor | [6 empty] | G142 | 0 | [10 empty] | No | No
MC061 | Energy Centre |  |  |  | MC061-B01/G143 | Logic 143 | EN.EN3 Energy Sensor | [6 empty] | G143 | 0 | [10 empty] | No | No
MC061 | Energy Centre |  |  |  | MC061-B01/G144 | CHP Reqd | EN.EN3 Energy Sensor | [6 empty] | G144 | 0 | [10 empty] | No | No
MC061 | Energy Centre |  |  |  | MC061-B01/G145 | Workshop VT Heating Reqd | EN.EN3 Energy Sensor | [6 empty] | G145 | 0 | [10 empty] | No | No
MC061 | Energy Centre |  |  |  | MC061-B01/G135 | Logic 135 | EN.EN3 Energy Sensor | [6 empty] | G135 | 0 | [10 empty] | No | No
MC061 | Energy Centre |  |  |  | MC061-B01/G136 | Logic 136 | EN.EN3 Energy Sensor | [6 empty] | G136 | 0 | [10 empty] | No | No
MC061 | Energy Centre |  |  |  | MC061-B01/G137 | Logic 137 | EN.EN3 Energy Sensor | [6 empty] | G137 | 0 | [10 empty] | No | No
MC061 | Energy Centre |  |  |  | MC061-B01/G138 | Logic 138 | EN.EN3 Energy Sensor | [6 empty] | G138 | 0 | [10 empty] | No | No
MC061 | Energy Centre |  |  |  | MC061-B01/G139 | Logic 139 | EN.EN3 Energy Sensor | [6 empty] | G139 | 0 | [10 empty] | No | No
MC061 | Energy Centre |  |  |  | MC061-B01/G14 | Logic 14 | EN.EN3 Energy Sensor | [6 empty] | G14 | 0 | [10 empty] | No | No
MC061 | Energy Centre |  |  |  | MC061-B01/G13 | Heating Pump Flow | EN.EN3 Energy Sensor | [6 empty] | G13 | 0 | [10 empty] | No | No
MC061 | Energy Centre |  |  |  | MC061-B01/G130 | Logic 130 | EN.EN3 Energy Sensor | [6 empty] | G130 | 0 | [10 empty] | No | No
MC061 | Energy Centre |  |  |  | MC061-B01/G131 | Logic 131 | EN.EN3 Energy Sensor | [6 empty] | G131 | 0 | [10 empty] | No | No
MC061 | Energy Centre |  |  |  | MC061-B01/G132 | Logic 132 | EN.EN3 Energy Sensor | [6 empty] | G132 | 0 | [10 empty] | No | No
MC061 | Energy Centre |  |  |  | MC061-B01/G133 | Logic 133 | EN.EN3 Energy Sensor | [6 empty] | G133 | 0 | [10 empty] | No | No
MC061 | Energy Centre |  |  |  | MC061-B01/G134 | Logic 134 | EN.EN3 Energy Sensor | [6 empty] | G134 | 0 | [10 empty] | No | No
MC061 | Energy Centre |  |  |  | MC061-B01/G124 | Logic 124 | EN.EN3 Energy Sensor | [6 empty] | G124 | 0 | [10 empty] | No | No
MC061 | Energy Centre |  |  |  | MC061-B01/G125 | Logic 125 | EN.EN3 Energy Sensor | [6 empty] | G125 | 0 | [10 empty] | No | No
MC061 | Energy Centre |  |  |  | MC061-B01/G126 | Logic 126 | EN.EN3 Energy Sensor | [6 empty] | G126 | 0 | [10 empty] | No | No
MC061 | Energy Centre |  |  |  | MC061-B01/G127 | CHP_running by Deduction | EN.EN3 Energy Sensor | [6 empty] | G127 | 0 | [10 empty] | No | No
MC061 | Energy Centre |  |  |  | MC061-B01/G128 | Logic 128 | EN.EN3 Energy Sensor | [6 empty] | G128 | 0 | [10 empty] | No | No
MC061 | Energy Centre |  |  |  | MC061-B01/G129 | Logic 129 | EN.EN3 Energy Sensor | [6 empty] | G129 | 0 | [10 empty] | No | No
MC061 | Energy Centre |  |  |  | MC061-B01/G119 | Boiler Hrs Reset | EN.EN3 Energy Sensor | [6 empty] | G119 | 0 | [10 empty] | No | No
MC061 | Energy Centre |  |  |  | MC061-B01/G12 | Logic 12 | EN.EN3 Energy Sensor | [6 empty] | G12 | 0 | [10 empty] | No | No
MC061 | Energy Centre |  |  |  | MC061-B01/G120 | Logic 120 | EN.EN3 Energy Sensor | [6 empty] | G120 | 0 | [10 empty] | No | No
MC061 | Energy Centre |  |  |  | MC061-B01/G121 | how G208 was 06-10-15 | EN.EN3 Energy Sensor | [6 empty] | G121 | 0 | [10 empty] | No | No
MC061 | Energy Centre |  |  |  | MC061-B01/G122 | Boilers in Fault | EN.EN3 Energy Sensor | [6 empty] | G122 | 0 | [10 empty] | No | No
MC061 | Energy Centre |  |  |  | MC061-B01/G123 | Boilers in Fault | EN.EN3 Energy Sensor | [6 empty] | G123 | 0 | [10 empty] | No | No
MC061 | Energy Centre |  |  |  | MC061-B01/G113 | Pump 4 Hrs Run | EN.EN3 Energy Sensor | [6 empty] | G113 | 0 | [10 empty] | No | No
MC061 | Energy Centre |  |  |  | MC061-B01/G114 | Boiler 1 Run Hrs | EN.EN3 Energy Sensor | [6 empty] | G114 | 0 | [10 empty] | No | No
MC061 | Energy Centre |  |  |  | MC061-B01/G115 | Boiler 2 Run Hrs | EN.EN3 Energy Sensor | [6 empty] | G115 | 0 | [10 empty] | No | No
MC061 | Energy Centre |  |  |  | MC061-B01/G116 | Boiler 3 Run Hrs | EN.EN3 Energy Sensor | [6 empty] | G116 | 0 | [10 empty] | No | No
MC061 | Energy Centre |  |  |  | MC061-B01/G117 | VT pump 1 Run Hrs | EN.EN3 Energy Sensor | [6 empty] | G117 | 0 | [10 empty] | No | No
MC061 | Energy Centre |  |  |  | MC061-B01/G118 | VT pump 2 Run Hrs | EN.EN3 Energy Sensor | [6 empty] | G118 | 0 | [10 empty] | No | No
MC061 | Energy Centre |  |  |  | MC061-B01/G108 | Boiler Fail Alarm | EN.EN3 Energy Sensor | [6 empty] | G108 | 0 | [10 empty] | No | No
MC061 | Energy Centre |  |  |  | MC061-B01/G109 | Logic 109 | EN.EN3 Energy Sensor | [6 empty] | G109 | 0 | [10 empty] | No | No
MC061 | Energy Centre |  |  |  | MC061-B01/G11 | Logic 11 | EN.EN3 Energy Sensor | [6 empty] | G11 | 0 | [10 empty] | No | No
MC061 | Energy Centre |  |  |  | MC061-B01/G110 | Logic 110 | EN.EN3 Energy Sensor | [6 empty] | G110 | 0 | [10 empty] | No | No
MC061 | Energy Centre |  |  |  | MC061-B01/G111 | Logic 111 | EN.EN3 Energy Sensor | [6 empty] | G111 | 0 | [10 empty] | No | No
MC061 | Energy Centre |  |  |  | MC061-B01/G112 | Logic 112 | EN.EN3 Energy Sensor | [6 empty] | G112 | 0 | [10 empty] | No | No
MC061 | Energy Centre |  |  |  | MC061-B01/G102 | Logic 102 | EN.EN3 Energy Sensor | [6 empty] | G102 | 0 | [10 empty] | No | No
MC061 | Energy Centre |  |  |  | MC061-B01/G103 | Logic 103 | EN.EN3 Energy Sensor | [6 empty] | G103 | 0 | [10 empty] | No | No
MC061 | Energy Centre |  |  |  | MC061-B01/G104 | Logic 104 | EN.EN3 Energy Sensor | [6 empty] | G104 | 0 | [10 empty] | No | No
MC061 | Energy Centre |  |  |  | MC061-B01/G105 | Logic 105 | EN.EN3 Energy Sensor | [6 empty] | G105 | 0 | [10 empty] | No | No
MC061 | Energy Centre |  |  |  | MC061-B01/G106 | Logic 106 | EN.EN3 Energy Sensor | [6 empty] | G106 | 0 | [10 empty] | No | No
MC061 | Energy Centre |  |  |  | MC061-B01/G107 | Pump 3 Hrs Run | EN.EN3 Energy Sensor | [6 empty] | G107 | 0 | [10 empty] | No | No
MC061 | Energy Centre |  |  |  | MC061-B01/F97 | Boost Enabled | EN.EN3 Energy Sensor | [6 empty] | F97 | 0 | [10 empty] | No | No
MC061 | Energy Centre |  |  |  | MC061-B01/F99 | Max Winter Overide Enabled | EN.EN3 Energy Sensor | [6 empty] | F99 | 0 | [10 empty] | No | No
MC061 | Energy Centre |  |  |  | MC061-B01/G1 | LPHW Enable | EN.EN3 Energy Sensor | [6 empty] | G1 | 0 | [10 empty] | No | No
MC061 | Energy Centre |  |  |  | MC061-B01/G10 | Logic 10 | EN.EN3 Energy Sensor | [6 empty] | G10 | 0 | [10 empty] | No | No
MC061 | Energy Centre |  |  |  | MC061-B01/G100 | 3 Boilers Enabled 85% run | EN.EN3 Energy Sensor | [6 empty] | G100 | 0 | [10 empty] | No | No
MC061 | Energy Centre |  |  |  | MC061-B01/G101 | Logic 101 | EN.EN3 Energy Sensor | [6 empty] | G101 | 0 | [10 empty] | No | No
MC061 | Energy Centre |  |  |  | MC061-B01/F89 | Function 89 | EN.EN3 Energy Sensor | [6 empty] | F89 | 0 | [10 empty] | No | No
MC061 | Energy Centre |  |  |  | MC061-B01/F9 | Function 9 | EN.EN3 Energy Sensor | [6 empty] | F9 | 0 | [10 empty] | No | No
MC061 | Energy Centre |  |  |  | MC061-B01/F90 | Function 90 | EN.EN3 Energy Sensor | [6 empty] | F90 | 0 | [10 empty] | No | No
MC061 | Energy Centre |  |  |  | MC061-B01/F92 | Function 92 | EN.EN3 Energy Sensor | [6 empty] | F92 | 0 | [10 empty] | No | No
MC061 | Energy Centre |  |  |  | MC061-B01/F93 | On Delay Between Boiler Stages | EN.EN3 Energy Sensor | [6 empty] | F93 | 0 | [10 empty] | No | No
MC061 | Energy Centre |  |  |  | MC061-B01/F94 | Function 94 | EN.EN3 Energy Sensor | [6 empty] | F94 | 0 | [10 empty] | No | No
MC061 | Energy Centre |  |  |  | MC061-B01/F83 | Function 83 | EN.EN3 Energy Sensor | [6 empty] | F83 | 0 | [10 empty] | No | No
MC061 | Energy Centre |  |  |  | MC061-B01/F84 | Function 84 | EN.EN3 Energy Sensor | [6 empty] | F84 | 0 | [10 empty] | No | No
MC061 | Energy Centre |  |  |  | MC061-B01/F85 | P 1st Stage Blr | EN.EN3 Energy Sensor | [6 empty] | F85 | 0 | [10 empty] | No | No
MC061 | Energy Centre |  |  |  | MC061-B01/F86 | Function 86 | EN.EN3 Energy Sensor | [6 empty] | F86 | 0 | [10 empty] | No | No
MC061 | Energy Centre |  |  |  | MC061-B01/F87 | Function 87 | EN.EN3 Energy Sensor | [6 empty] | F87 | 0 | [10 empty] | No | No
MC061 | Energy Centre |  |  |  | MC061-B01/F88 | Function 88 | EN.EN3 Energy Sensor | [6 empty] | F88 | 0 | [10 empty] | No | No
MC061 | Energy Centre |  |  |  | MC061-B01/F75 | Boost | EN.EN3 Energy Sensor | [6 empty] | F75 | 0 | [10 empty] | No | No
MC061 | Energy Centre |  |  |  | MC061-B01/F79 | Function 79 | EN.EN3 Energy Sensor | [6 empty] | F79 | 0 | [10 empty] | No | No
MC061 | Energy Centre |  |  |  | MC061-B01/F8 | Function 8 | EN.EN3 Energy Sensor | [6 empty] | F8 | 0 | [10 empty] | No | No
MC061 | Energy Centre |  |  |  | MC061-B01/F80 | Function 80 | EN.EN3 Energy Sensor | [6 empty] | F80 | 0 | [10 empty] | No | No
MC061 | Energy Centre |  |  |  | MC061-B01/F81 | Function 81 | EN.EN3 Energy Sensor | [6 empty] | F81 | 0 | [10 empty] | No | No
MC061 | Energy Centre |  |  |  | MC061-B01/F82 | Function 82 | EN.EN3 Energy Sensor | [6 empty] | F82 | 0 | [10 empty] | No | No
MC061 | Energy Centre |  |  |  | MC061-B01/F64 | Function 64 | EN.EN3 Energy Sensor | [6 empty] | F64 | 0 | [10 empty] | No | No
MC061 | Energy Centre |  |  |  | MC061-B01/F65 | Boiler 3 Demand 2-10v | EN.EN3 Energy Sensor | [6 empty] | F65 | 0 | [10 empty] | No | No
MC061 | Energy Centre |  |  |  | MC061-B01/F67 | Calc VT Blr Setpoint | EN.EN3 Energy Sensor | [6 empty] | F67 | 0 | [10 empty] | No | No
MC061 | Energy Centre |  |  |  | MC061-B01/F68 | Function 68 | EN.EN3 Energy Sensor | [6 empty] | F68 | 0 | [10 empty] | No | No
MC061 | Energy Centre |  |  |  | MC061-B01/F69 | Function 69 | EN.EN3 Energy Sensor | [6 empty] | F69 | 0 | [10 empty] | No | No
MC061 | Energy Centre |  |  |  | MC061-B01/F7 | Function 7 | EN.EN3 Energy Sensor | [6 empty] | F7 | 0 | [10 empty] | No | No
MC061 | Energy Centre |  |  |  | MC061-B01/F59 | Function 59 | EN.EN3 Energy Sensor | [6 empty] | F59 | 0 | [10 empty] | No | No
MC061 | Energy Centre |  |  |  | MC061-B01/F6 | Max Modulation | EN.EN3 Energy Sensor | [6 empty] | F6 | 0 | [10 empty] | No | No
MC061 | Energy Centre |  |  |  | MC061-B01/F60 | Function 60 | EN.EN3 Energy Sensor | [6 empty] | F60 | 0 | [10 empty] | No | No
MC061 | Energy Centre |  |  |  | MC061-B01/F61 | Function 61 | EN.EN3 Energy Sensor | [6 empty] | F61 | 0 | [10 empty] | No | No
MC061 | Energy Centre |  |  |  | MC061-B01/F62 | Function 62 | EN.EN3 Energy Sensor | [6 empty] | F62 | 0 | [10 empty] | No | No
MC061 | Energy Centre |  |  |  | MC061-B01/F63 | Function 63 | EN.EN3 Energy Sensor | [6 empty] | F63 | 0 | [10 empty] | No | No
MC061 | Energy Centre |  |  |  | MC061-B01/F49 | Function 49 | EN.EN3 Energy Sensor | [6 empty] | F49 | 0 | [10 empty] | No | No
MC061 | Energy Centre |  |  |  | MC061-B01/F5 | Boiler Modulation Setpoint | EN.EN3 Energy Sensor | [6 empty] | F5 | 0 | [10 empty] | No | No
MC061 | Energy Centre |  |  |  | MC061-B01/F50 | Function 50 | EN.EN3 Energy Sensor | [6 empty] | F50 | 0 | [10 empty] | No | No
MC061 | Energy Centre |  |  |  | MC061-B01/F51 | Function 51 | EN.EN3 Energy Sensor | [6 empty] | F51 | 0 | [10 empty] | No | No
MC061 | Energy Centre |  |  |  | MC061-B01/F57 | Function 57 | EN.EN3 Energy Sensor | [6 empty] | F57 | 0 | [10 empty] | No | No
MC061 | Energy Centre |  |  |  | MC061-B01/F58 | Blr VT Setp | EN.EN3 Energy Sensor | [6 empty] | F58 | 0 | [10 empty] | No | No
MC061 | Energy Centre |  |  |  | MC061-B01/F43 | Boiler 1 Demand 2-10V | EN.EN3 Energy Sensor | [6 empty] | F43 | 0 | [10 empty] | No | No
MC061 | Energy Centre |  |  |  | MC061-B01/F44 | 3rd Stage if Fossil 1st | EN.EN3 Energy Sensor | [6 empty] | F44 | 0 | [10 empty] | No | No
MC061 | Energy Centre |  |  |  | MC061-B01/F45 | Function 45 | EN.EN3 Energy Sensor | [6 empty] | F45 | 0 | [10 empty] | No | No
MC061 | Energy Centre |  |  |  | MC061-B01/F46 | Function 46 | EN.EN3 Energy Sensor | [6 empty] | F46 | 0 | [10 empty] | No | No
MC061 | Energy Centre |  |  |  | MC061-B01/F47 | Boiler 2 Demand 2-10v | EN.EN3 Energy Sensor | [6 empty] | F47 | 0 | [10 empty] | No | No
MC061 | Energy Centre |  |  |  | MC061-B01/F48 | Function 48 | EN.EN3 Energy Sensor | [6 empty] | F48 | 0 | [10 empty] | No | No
MC061 | Energy Centre |  |  |  | MC061-B01/F38 | Function 38 | EN.EN3 Energy Sensor | [6 empty] | F38 | 0 | [10 empty] | No | No
MC061 | Energy Centre |  |  |  | MC061-B01/F39 | Function 39 | EN.EN3 Energy Sensor | [6 empty] | F39 | 0 | [10 empty] | No | No
MC061 | Energy Centre |  |  |  | MC061-B01/F4 | Function 4 | EN.EN3 Energy Sensor | [6 empty] | F4 | 0 | [10 empty] | No | No
MC061 | Energy Centre |  |  |  | MC061-B01/F40 | 2nd Stage if Fossil 1st | EN.EN3 Energy Sensor | [6 empty] | F40 | 0 | [10 empty] | No | No
MC061 | Energy Centre |  |  |  | MC061-B01/F41 | Function 41 | EN.EN3 Energy Sensor | [6 empty] | F41 | 0 | [10 empty] | No | No
MC061 | Energy Centre |  |  |  | MC061-B01/F42 | Function 42 | EN.EN3 Energy Sensor | [6 empty] | F42 | 0 | [10 empty] | No | No
MC061 | Energy Centre |  |  |  | MC061-B01/F32 | Function 32 | EN.EN3 Energy Sensor | [6 empty] | F32 | 0 | [10 empty] | No | No
MC061 | Energy Centre |  |  |  | MC061-B01/F33 | Function 33 | EN.EN3 Energy Sensor | [6 empty] | F33 | 0 | [10 empty] | No | No
MC061 | Energy Centre |  |  |  | MC061-B01/F34 | Function 34 | EN.EN3 Energy Sensor | [6 empty] | F34 | 0 | [10 empty] | No | No
MC061 | Energy Centre |  |  |  | MC061-B01/F35 | VT OAT Rescale | EN.EN3 Energy Sensor | [6 empty] | F35 | 0 | [10 empty] | No | No
MC061 | Energy Centre |  |  |  | MC061-B01/F36 | Blr VT Setp | EN.EN3 Energy Sensor | [6 empty] | F36 | 0 | [10 empty] | No | No
MC061 | Energy Centre |  |  |  | MC061-B01/F37 | Function 37 | EN.EN3 Energy Sensor | [6 empty] | F37 | 0 | [10 empty] | No | No
MC061 | Energy Centre |  |  |  | MC061-B01/F27 | 4Dix Value Decoder | EN.EN3 Energy Sensor | [6 empty] | F27 | 0 | [10 empty] | No | No
MC061 | Energy Centre |  |  |  | MC061-B01/F28 | Function 28 | EN.EN3 Energy Sensor | [6 empty] | F28 | 0 | [10 empty] | No | No
MC061 | Energy Centre |  |  |  | MC061-B01/F29 | 1st stage frost protection | EN.EN3 Energy Sensor | [6 empty] | F29 | 0 | [10 empty] | No | No
MC061 | Energy Centre |  |  |  | MC061-B01/F3 | Function 3 | EN.EN3 Energy Sensor | [6 empty] | F3 | 0 | [10 empty] | No | No
MC061 | Energy Centre |  |  |  | MC061-B01/F30 | 2nd stage frost protection | EN.EN3 Energy Sensor | [6 empty] | F30 | 0 | [10 empty] | No | No
MC061 | Energy Centre |  |  |  | MC061-B01/F31 | Function 31 | EN.EN3 Energy Sensor | [6 empty] | F31 | 0 | [10 empty] | No | No
MC061 | Energy Centre |  |  |  | MC061-B01/F21 | Psi | EN.EN3 Energy Sensor | [6 empty] | F21 | 0 | [10 empty] | No | No
MC061 | Energy Centre |  |  |  | MC061-B01/F22 | Function 22 | EN.EN3 Energy Sensor | [6 empty] | F22 | 0 | [10 empty] | No | No
MC061 | Energy Centre |  |  |  | MC061-B01/F23 | Function 23 | EN.EN3 Energy Sensor | [6 empty] | F23 | 0 | [10 empty] | No | No
MC061 | Energy Centre |  |  |  | MC061-B01/F24 | Function 24 | EN.EN3 Energy Sensor | [6 empty] | F24 | 0 | [10 empty] | No | No
MC061 | Energy Centre |  |  |  | MC061-B01/F25 | Function 25 | EN.EN3 Energy Sensor | [6 empty] | F25 | 0 | [10 empty] | No | No
MC061 | Energy Centre |  |  |  | MC061-B01/F26 | Function 26 | EN.EN3 Energy Sensor | [6 empty] | F26 | 0 | [10 empty] | No | No
MC061 | Energy Centre |  |  |  | MC061-B01/F16 | Function 16 | EN.EN3 Energy Sensor | [6 empty] | F16 | 0 | [10 empty] | No | No
MC061 | Energy Centre |  |  |  | MC061-B01/F17 | Function 17 | EN.EN3 Energy Sensor | [6 empty] | F17 | 0 | [10 empty] | No | No
MC061 | Energy Centre |  |  |  | MC061-B01/F18 | 2nd Stage if Fossil 3rd | EN.EN3 Energy Sensor | [6 empty] | F18 | 0 | [10 empty] | No | No
MC061 | Energy Centre |  |  |  | MC061-B01/F19 | Function 19 | EN.EN3 Energy Sensor | [6 empty] | F19 | 0 | [10 empty] | No | No
MC061 | Energy Centre |  |  |  | MC061-B01/F2 | Function 2 | EN.EN3 Energy Sensor | [6 empty] | F2 | 0 | [10 empty] | No | No
MC061 | Energy Centre |  |  |  | MC061-B01/F20 | Psi | EN.EN3 Energy Sensor | [6 empty] | F20 | 0 | [10 empty] | No | No
MC061 | Energy Centre |  |  |  | MC061-B01/F11 | Function 11 | EN.EN3 Energy Sensor | [6 empty] | F11 | 0 | [10 empty] | No | No
MC061 | Energy Centre |  |  |  | MC061-B01/F110 | Fossil Setpoint | EN.EN3 Energy Sensor | [6 empty] | F110 | 0 | [10 empty] | No | No
MC061 | Energy Centre |  |  |  | MC061-B01/F12 | Function 12 | EN.EN3 Energy Sensor | [6 empty] | F12 | 0 | [10 empty] | No | No
MC061 | Energy Centre |  |  |  | MC061-B01/F13 | Function 13 | EN.EN3 Energy Sensor | [6 empty] | F13 | 0 | [10 empty] | No | No
MC061 | Energy Centre |  |  |  | MC061-B01/F14 | Function 14 | EN.EN3 Energy Sensor | [6 empty] | F14 | 0 | [10 empty] | No | No
MC061 | Energy Centre |  |  |  | MC061-B01/F15 | Max VT Blr Setp | EN.EN3 Energy Sensor | [6 empty] | F15 | 0 | [10 empty] | No | No
MC061 | Energy Centre |  |  |  | MC061-B01/F1 | Function 1 | EN.EN3 Energy Sensor | [6 empty] | F1 | 0 | [10 empty] | No | No
MC061 | Energy Centre |  |  |  | MC061-B01/F10 | Function 10 | EN.EN3 Energy Sensor | [6 empty] | F10 | 0 | [10 empty] | No | No
MC061 | Energy Centre |  |  |  | MC061-B01/F102 | Function 102 | EN.EN3 Energy Sensor | [6 empty] | F102 | 0 | [10 empty] | No | No
MC061 | Energy Centre |  |  |  | MC061-B01/F107 | Setpoint if Fossil 1st Stage | EN.EN3 Energy Sensor | [6 empty] | F107 | 0 | [10 empty] | No | No
MC061 | Energy Centre |  |  |  | MC061-B01/F108 | Function 108 | EN.EN3 Energy Sensor | [6 empty] | F108 | 0 | [10 empty] | No | No
MC061 | Energy Centre |  |  |  | MC061-B01/F109 | Function 109 | EN.EN3 Energy Sensor | [6 empty] | F109 | 0 | [10 empty] | No | No
MC061 | Energy Centre |  |  |  | MC061-B01/D5 | Boiler No.2 Control Signal | EN.EN3 Energy Sensor | [6 empty] | D5 | 0 | [10 empty] | No | No
MC061 | Energy Centre |  |  |  | MC061-B01/D6 | Boiler No.2 Isol Valve | EN.EN3 Energy Sensor | [6 empty] | D6 | 0 | [10 empty] | No | No
MC061 | Energy Centre |  |  |  | MC061-B01/D7 | Boiler No.3 | EN.EN3 Energy Sensor | [6 empty] | D7 | 0 | [10 empty] | No | No
MC061 | Energy Centre |  |  |  | MC061-B01/D8 | Boiler No.3 Control Signal | EN.EN3 Energy Sensor | [6 empty] | D8 | 0 | [10 empty] | No | No
MC061 | Energy Centre |  |  |  | MC061-B01/D9 | Boiler No.3 Isol Valve | EN.EN3 Energy Sensor | [6 empty] | D9 | 0 | [10 empty] | No | No
MC061 | Energy Centre |  |  |  | MC061-B01/e2 | Supervisor | EN.EN3 Energy Sensor | [6 empty] | e2 | 0 | [10 empty] | No | No
MC061 | Energy Centre |  |  |  | MC061-B01/D24 | VT Pump No.2 | EN.EN3 Energy Sensor | [6 empty] | D24 | 0 | [10 empty] | No | No
MC061 | Energy Centre |  |  |  | MC061-B01/D25 | Variable temperature circuit valve | EN.EN3 Energy Sensor | [6 empty] | D25 | 0 | [10 empty] | No | No
MC061 | Energy Centre |  |  |  | MC061-B01/D26 | CHP Critical Alarm Output | EN.EN3 Energy Sensor | [6 empty] | D26 | 0 | [10 empty] | No | No
MC061 | Energy Centre |  |  |  | MC061-B01/D27 | CHP Enable | EN.EN3 Energy Sensor | [6 empty] | D27 | 0 | [10 empty] | No | No
MC061 | Energy Centre |  |  |  | MC061-B01/D3 | Boiler No.1 Isol Valve | EN.EN3 Energy Sensor | [6 empty] | D3 | 0 | [10 empty] | No | No
MC061 | Energy Centre |  |  |  | MC061-B01/D4 | Boiler No.2 | EN.EN3 Energy Sensor | [6 empty] | D4 | 0 | [10 empty] | No | No
MC061 | Energy Centre |  |  |  | MC061-B01/D19 | Fuel Oil Pump No.2 P07 | EN.EN3 Energy Sensor | [6 empty] | D19 | 0 | [10 empty] | No | No
MC061 | Energy Centre |  |  |  | MC061-B01/D2 | Boiler No.1 Control Signal | EN.EN3 Energy Sensor | [6 empty] | D2 | 0 | [10 empty] | No | No
MC061 | Energy Centre |  |  |  | MC061-B01/D20 | Fuel Oil Pump No.1 P06 | EN.EN3 Energy Sensor | [6 empty] | D20 | 0 | [10 empty] | No | No
MC061 | Energy Centre |  |  |  | MC061-B01/D21 | Fuel Oil Pump 1 Speed | EN.EN3 Energy Sensor | [6 empty] | D21 | 0 | [10 empty] | No | No
MC061 | Energy Centre |  |  |  | MC061-B01/D22 | Fuel Oil Pump 2 Speed | EN.EN3 Energy Sensor | [6 empty] | D22 | 0 | [10 empty] | No | No
MC061 | Energy Centre |  |  |  | MC061-B01/D23 | VT Pump No.1 | EN.EN3 Energy Sensor | [6 empty] | D23 | 0 | [10 empty] | No | No
MC061 | Energy Centre |  |  |  | MC061-B01/D13 | LPHW Pump 2 Enable | EN.EN3 Energy Sensor | [6 empty] | D13 | 0 | [10 empty] | No | No
MC061 | Energy Centre |  |  |  | MC061-B01/D14 | LPHW Pump 3 Speed | EN.EN3 Energy Sensor | [6 empty] | D14 | 0 | [10 empty] | No | No
MC061 | Energy Centre |  |  |  | MC061-B01/D15 | LPHW Pump 3 Enable | EN.EN3 Energy Sensor | [6 empty] | D15 | 0 | [10 empty] | No | No
MC061 | Energy Centre |  |  |  | MC061-B01/D16 | LPHW Pump 4 Speed | EN.EN3 Energy Sensor | [6 empty] | D16 | 0 | [10 empty] | No | No
MC061 | Energy Centre |  |  |  | MC061-B01/D17 | LPHW Pump 4 Enable | EN.EN3 Energy Sensor | [6 empty] | D17 | 0 | [10 empty] | No | No
MC061 | Energy Centre |  |  |  | MC061-B01/D18 | DPCV Valve | EN.EN3 Energy Sensor | [6 empty] | D18 | 0 | [10 empty] | No | No
MC061 | Energy Centre |  |  |  | MC061-B01/B1 | IC Comms | EN.EN3 Energy Sensor | [6 empty] | B1 | 0 | [10 empty] | No | No
MC061 | Energy Centre |  |  |  | MC061-B01/C1 | Virtual CNC 1 | EN.EN3 Energy Sensor | [6 empty] | C1 | 0 | [10 empty] | No | No
MC061 | Energy Centre |  |  |  | MC061-B01/D1 | Boiler No.1 | EN.EN3 Energy Sensor | [6 empty] | D1 | 0 | [10 empty] | No | No
MC061 | Energy Centre |  |  |  | MC061-B01/D10 | LPHW Pump 1 Speed | EN.EN3 Energy Sensor | [6 empty] | D10 | 0 | [10 empty] | No | No
MC061 | Energy Centre |  |  |  | MC061-B01/D11 | LPHW Pump 1 Enable | EN.EN3 Energy Sensor | [6 empty] | D11 | 0 | [10 empty] | No | No
MC061 | Energy Centre |  |  |  | MC061-B01/D12 | LPHW Pump 2 Speed | EN.EN3 Energy Sensor | [6 empty] | D12 | 0 | [10 empty] | No | No
MC210 | Engineering Building |  |  |  | MC210-B01 | BMS Controller: Engineering Building | EN.EN4 BMS Controller |  |  |  |  | IQ3xcite128 | Trend | 0F850990-984A-49FC-B351-82CCFD6A644B | 0
MC210 | Engineering Building |  |  |  | MC210-B03 | BMS Controller: Engineering Building | EN.EN4 BMS Controller |  |  |  |  | IQ3xcite128 | Trend | 9DA6D329-30E9-46CC-A840-5B656A5FFDC2 | 0
MC210 | Engineering Building |  |  |  | MC210-B02 | BMS Controller: Engineering Building | EN.EN4 BMS Controller |  |  |  |  | IQ3xcite128 | Trend | B39C7903-72F6-4B03-A5B6-6CE8CF57D680 | 0
MC210 | Engineering Building |  |  |  | MC210-B01/A1 | OS13 B27 &amp; C24 Ext VAV Status | EN.EN3 Energy Sensor | [6 empty] | A1 | 0 | [10 empty] | No | No
MC210 | Engineering Building |  |  |  | MC210-B01/A12 | OS12 Dig Values | EN.EN3 Energy Sensor | [6 empty] | A12 | 0 | [10 empty] | No | No
MC210 | Engineering Building |  |  |  | MC210-B01/A21 | B27 Reheat Dmd | EN.EN3 Energy Sensor | [6 empty] | A21 | 0 | [10 empty] | No | No
MC210 | Engineering Building |  |  |  | MC210-B01/A22 | C24 Reheat Dmd | EN.EN3 Energy Sensor | [6 empty] | A22 | 0 | [10 empty] | No | No
MC210 | Engineering Building |  |  |  | MC210-B01/A23 | C24d Reheat Dmd | EN.EN3 Energy Sensor | [6 empty] | A23 | 0 | [10 empty] | No | No
MC210 | Engineering Building |  |  |  | MC210-B01/A24 | C27 Reheat Dmd | EN.EN3 Energy Sensor | [6 empty] | A24 | 0 | [10 empty] | No | No
MC210 | Engineering Building |  |  |  | MC210-B01/Y7 | Trend Thermistor | EN.EN3 Energy Sensor | [6 empty] | Y7 | 0 | [10 empty] | No | No
MC210 | Engineering Building |  |  |  | MC210-B01/Z1 | Building Occupation | EN.EN3 Energy Sensor | [6 empty] | Z1 | 0 | [10 empty] | No | No
MC210 | Engineering Building |  |  |  | MC210-B01/Z2 | General DHW System | EN.EN3 Energy Sensor | [6 empty] | Z2 | 0 | [10 empty] | No | No
MC210 | Engineering Building |  |  |  | MC210-B01/Z3 | Lab DHW System | EN.EN3 Energy Sensor | [6 empty] | Z3 | 0 | [10 empty] | No | No
MC210 | Engineering Building |  |  |  | MC210-B01/Z4 | AHU 2 Labs | EN.EN3 Energy Sensor | [6 empty] | Z4 | 0 | [10 empty] | No | No
MC210 | Engineering Building |  |  |  | MC210-B01/Y1 | Outside air temperature | EN.EN3 Energy Sensor | [6 empty] | Y1 | 0 | [10 empty] | No | No
MC210 | Engineering Building |  |  |  | MC210-B01/Y2 | Thermistor TBTI | EN.EN3 Energy Sensor | [6 empty] | Y2 | 0 | [10 empty] | No | No
MC210 | Engineering Building |  |  |  | MC210-B01/Y3 | Thermistor TBTI | EN.EN3 Energy Sensor | [6 empty] | Y3 | 0 | [10 empty] | No | No
MC210 | Engineering Building |  |  |  | MC210-B01/Y4 | CO2 V | EN.EN3 Energy Sensor | [6 empty] | Y4 | 0 | [10 empty] | No | No
MC210 | Engineering Building |  |  |  | MC210-B01/Y5 | Temp V 0+50 | EN.EN3 Energy Sensor | [6 empty] | Y5 | 0 | [10 empty] | No | No
MC210 | Engineering Building |  |  |  | MC210-B01/Y6 | DstOffset | EN.EN3 Energy Sensor | [6 empty] | Y6 | 0 | [10 empty] | No | No
MC210 | Engineering Building |  |  |  | MC210-B01/W4 | Gen DHW 24hr Override | EN.EN3 Energy Sensor | [6 empty] | W4 | 0 | [10 empty] | No | No
MC210 | Engineering Building |  |  |  | MC210-B01/W5 | Lab DHW 24hr Override | EN.EN3 Energy Sensor | [6 empty] | W5 | 0 | [10 empty] | No | No
MC210 | Engineering Building |  |  |  | MC210-B01/W6 | DHW Boiler Manual Override | EN.EN3 Energy Sensor | [6 empty] | W6 | 0 | [10 empty] | No | No
MC210 | Engineering Building |  |  |  | MC210-B01/W7 | DHW Boiler Summer Mode | EN.EN3 Energy Sensor | [6 empty] | W7 | 0 | [10 empty] | No | No
MC210 | Engineering Building |  |  |  | MC210-B01/W8 | LPHW Temp Fail Reset | EN.EN3 Energy Sensor | [6 empty] | W8 | 0 | [10 empty] | No | No
MC210 | Engineering Building |  |  |  | MC210-B01/W9 | DHW CT Pump P4 Hrs Run Reset | EN.EN3 Energy Sensor | [6 empty] | W9 | 0 | [10 empty] | No | No
MC210 | Engineering Building |  |  |  | MC210-B01/W11 | PHE Sec Pump P1 Hrs Run Reset | EN.EN3 Energy Sensor | [6 empty] | W11 | 0 | [10 empty] | No | No
MC210 | Engineering Building |  |  |  | MC210-B01/W12 | Clean Rm AHU03 Override 24hrs | EN.EN3 Energy Sensor | [6 empty] | W12 | 0 | [10 empty] | No | No
MC210 | Engineering Building |  |  |  | MC210-B01/W13 | Switch 13 | EN.EN3 Energy Sensor | [6 empty] | W13 | 0 | [10 empty] | No | No
MC210 | Engineering Building |  |  |  | MC210-B01/W14 | BldWaterMeterReset | EN.EN3 Energy Sensor | [6 empty] | W14 | 0 | [10 empty] | No | No
MC210 | Engineering Building |  |  |  | MC210-B01/W2 | VT Pumps P5 Hrs Run Reset | EN.EN3 Energy Sensor | [6 empty] | W2 | 0 | [10 empty] | No | No
MC210 | Engineering Building |  |  |  | MC210-B01/W3 | CT Htg Pump P3 Hrs Run Reset | EN.EN3 Energy Sensor | [6 empty] | W3 | 0 | [10 empty] | No | No
MC210 | Engineering Building |  |  |  | MC210-B01/S9 | CT DHW Return Temp | EN.EN3 Energy Sensor | [6 empty] | S9 | 0 | [10 empty] | No | No
MC210 | Engineering Building |  |  |  | MC210-B01/U1 |  | EN.EN3 Energy Sensor | [6 empty] | U1 | 0 | [10 empty] | No | No
MC210 | Engineering Building |  |  |  | MC210-B01/U2 |  | EN.EN3 Energy Sensor | [6 empty] | U2 | 0 | [10 empty] | No | No
MC210 | Engineering Building |  |  |  | MC210-B01/V1 |  | EN.EN3 Energy Sensor | [6 empty] | V1 | 0 | [10 empty] | No | No
MC210 | Engineering Building |  |  |  | MC210-B01/W1 | Pump Fail Reset | EN.EN3 Energy Sensor | [6 empty] | W1 | 0 | [10 empty] | No | No
MC210 | Engineering Building |  |  |  | MC210-B01/W10 | Change duty | EN.EN3 Energy Sensor | [6 empty] | W10 | 0 | [10 empty] | No | No
MC210 | Engineering Building |  |  |  | MC210-B01/S34 | BldWaterMeterHourly | EN.EN3 Energy Sensor | [6 empty] | S34 | 0 | [10 empty] | No | No
MC210 | Engineering Building |  |  |  | MC210-B01/S4 | District Htg Pri Flow Temp | EN.EN3 Energy Sensor | [6 empty] | S4 | 0 | [10 empty] | No | No
MC210 | Engineering Building |  |  |  | MC210-B01/S5 | District Htg Pri Return Temp | EN.EN3 Energy Sensor | [6 empty] | S5 | 0 | [10 empty] | No | No
MC210 | Engineering Building |  |  |  | MC210-B01/S6 | PHE Sec Flow Temp | EN.EN3 Energy Sensor | [6 empty] | S6 | 0 | [10 empty] | No | No
MC210 | Engineering Building |  |  |  | MC210-B01/S7 | PHE Sec Return Temp | EN.EN3 Energy Sensor | [6 empty] | S7 | 0 | [10 empty] | No | No
MC210 | Engineering Building |  |  |  | MC210-B01/S8 | CT DHW Flow Temp | EN.EN3 Energy Sensor | [6 empty] | S8 | 0 | [10 empty] | No | No
MC210 | Engineering Building |  |  |  | MC210-B01/S29 | PHE Sec Pump P1b Hrs Run | EN.EN3 Energy Sensor | [6 empty] | S29 | 0 | [10 empty] | No | No
MC210 | Engineering Building |  |  |  | MC210-B01/S3 | Lab DHW Temp | EN.EN3 Energy Sensor | [6 empty] | S3 | 0 | [10 empty] | No | No
MC210 | Engineering Building |  |  |  | MC210-B01/S30 | PHE Sec Pump P1 Duty Hrs Run | EN.EN3 Energy Sensor | [6 empty] | S30 | 0 | [10 empty] | No | No
MC210 | Engineering Building |  |  |  | MC210-B01/S31 | Outside air temperature eco override | EN.EN3 Energy Sensor | [6 empty] | S31 | 0 | [10 empty] | No | No
MC210 | Engineering Building |  |  |  | MC210-B01/S32 | BldWaterMeterToday | EN.EN3 Energy Sensor | [6 empty] | S32 | 0 | [10 empty] | No | No
MC210 | Engineering Building |  |  |  | MC210-B01/S33 | BldWaterMeterTotal | EN.EN3 Energy Sensor | [6 empty] | S33 | 0 | [10 empty] | No | No
MC210 | Engineering Building |  |  |  | MC210-B01/S23 | CT Htg Pump P3b Hrs Run | EN.EN3 Energy Sensor | [6 empty] | S23 | 0 | [10 empty] | No | No
MC210 | Engineering Building |  |  |  | MC210-B01/S24 | CT Htg Pump P3 Duty Hrs Run | EN.EN3 Energy Sensor | [6 empty] | S24 | 0 | [10 empty] | No | No
MC210 | Engineering Building |  |  |  | MC210-B01/S25 | DHW CT Pump P41 Hrs Run | EN.EN3 Energy Sensor | [6 empty] | S25 | 0 | [10 empty] | No | No
MC210 | Engineering Building |  |  |  | MC210-B01/S26 | DHW CT Pump P42 Hrs Run | EN.EN3 Energy Sensor | [6 empty] | S26 | 0 | [10 empty] | No | No
MC210 | Engineering Building |  |  |  | MC210-B01/S27 | DHW CT Pump P4 Duty Hrs Run | EN.EN3 Energy Sensor | [6 empty] | S27 | 0 | [10 empty] | No | No
MC210 | Engineering Building |  |  |  | MC210-B01/S28 | PHE Sec Pump P1a Hrs Run | EN.EN3 Energy Sensor | [6 empty] | S28 | 0 | [10 empty] | No | No
MC210 | Engineering Building |  |  |  | MC210-B01/S18 | VT Pumps P5a Hrs Run | EN.EN3 Energy Sensor | [6 empty] | S18 | 0 | [10 empty] | No | No
MC210 | Engineering Building |  |  |  | MC210-B01/S19 | VT Pumps P5b Hrs Run | EN.EN3 Energy Sensor | [6 empty] | S19 | 0 | [10 empty] | No | No
MC210 | Engineering Building |  |  |  | MC210-B01/S2 | General DHW Temp | EN.EN3 Energy Sensor | [6 empty] | S2 | 0 | [10 empty] | No | No
MC210 | Engineering Building |  |  |  | MC210-B01/S20 | VT Pumps P5 Duty Hrs Run | EN.EN3 Energy Sensor | [6 empty] | S20 | 0 | [10 empty] | No | No
MC210 | Engineering Building |  |  |  | MC210-B01/S21 | Calculated variable temperature circuit flow temperature | EN.EN3 Energy Sensor | [6 empty] | S21 | 0 | [10 empty] | No | No
MC210 | Engineering Building |  |  |  | MC210-B01/S22 | CT Htg Pump P3a Hrs Run | EN.EN3 Energy Sensor | [6 empty] | S22 | 0 | [10 empty] | No | No
MC210 | Engineering Building |  |  |  | MC210-B01/S12 | VT Htg Flow Temp | EN.EN3 Energy Sensor | [6 empty] | S12 | 0 | [10 empty] | No | No
MC210 | Engineering Building |  |  |  | MC210-B01/S13 | VT Htg Return Temp | EN.EN3 Energy Sensor | [6 empty] | S13 | 0 | [10 empty] | No | No
MC210 | Engineering Building |  |  |  | MC210-B01/S14 | AHU01 Supply Air Temp | EN.EN3 Energy Sensor | [6 empty] | S14 | 0 | [10 empty] | No | No
MC210 | Engineering Building |  |  |  | MC210-B01/S15 | AHU02 Supply Air Temp | EN.EN3 Energy Sensor | [6 empty] | S15 | 0 | [10 empty] | No | No
MC210 | Engineering Building |  |  |  | MC210-B01/S16 | Room Temp A17 | EN.EN3 Energy Sensor | [6 empty] | S16 | 0 | [10 empty] | No | No
MC210 | Engineering Building |  |  |  | MC210-B01/S17 | Room CO² A17 | EN.EN3 Energy Sensor | [6 empty] | S17 | 0 | [10 empty] | No | No
MC210 | Engineering Building |  |  |  | MC210-B01/P8 | CT DHW Flow Temp | EN.EN3 Energy Sensor | [6 empty] | P8 | 0 | [10 empty] | No | No
MC210 | Engineering Building |  |  |  | MC210-B01/P9 | CT DHW Return Temp | EN.EN3 Energy Sensor | [6 empty] | P9 | 0 | [10 empty] | No | No
MC210 | Engineering Building |  |  |  | MC210-B01/Q1 | Sequence Table 1 | EN.EN3 Energy Sensor | [6 empty] | Q1 | 0 | [10 empty] | No | No
MC210 | Engineering Building |  |  |  | MC210-B01/S1 | Outside air temperature | EN.EN3 Energy Sensor | [6 empty] | S1 | 0 | [10 empty] | No | No
MC210 | Engineering Building |  |  |  | MC210-B01/S10 | CT Htg Flow Temp | EN.EN3 Energy Sensor | [6 empty] | S10 | 0 | [10 empty] | No | No
MC210 | Engineering Building |  |  |  | MC210-B01/S11 | CT Htg Return Temp | EN.EN3 Energy Sensor | [6 empty] | S11 | 0 | [10 empty] | No | No
MC210 | Engineering Building |  |  |  | MC210-B01/P21 | BldWaterMeterToday | EN.EN3 Energy Sensor | [6 empty] | P21 | 0 | [10 empty] | No | No
MC210 | Engineering Building |  |  |  | MC210-B01/P3 | Lab DHW Temp | EN.EN3 Energy Sensor | [6 empty] | P3 | 0 | [10 empty] | No | No
MC210 | Engineering Building |  |  |  | MC210-B01/P4 | District Htg Pri Flow Temp | EN.EN3 Energy Sensor | [6 empty] | P4 | 0 | [10 empty] | No | No
MC210 | Engineering Building |  |  |  | MC210-B01/P5 | District Htg Pri Return Temp | EN.EN3 Energy Sensor | [6 empty] | P5 | 0 | [10 empty] | No | No
MC210 | Engineering Building |  |  |  | MC210-B01/P6 | PHE Sec Flow Temp | EN.EN3 Energy Sensor | [6 empty] | P6 | 0 | [10 empty] | No | No
MC210 | Engineering Building |  |  |  | MC210-B01/P7 | PHE Sec Return Temp | EN.EN3 Energy Sensor | [6 empty] | P7 | 0 | [10 empty] | No | No
MC210 | Engineering Building |  |  |  | MC210-B01/P16 | Room Temp A17 | EN.EN3 Energy Sensor | [6 empty] | P16 | 0 | [10 empty] | No | No
MC210 | Engineering Building |  |  |  | MC210-B01/P17 | Room CO² A17 | EN.EN3 Energy Sensor | [6 empty] | P17 | 0 | [10 empty] | No | No
MC210 | Engineering Building |  |  |  | MC210-B01/P18 | Calculated variable temperature circuit flow temperature | EN.EN3 Energy Sensor | [6 empty] | P18 | 0 | [10 empty] | No | No
MC210 | Engineering Building |  |  |  | MC210-B01/P19 | Kit HotWater3Today | EN.EN3 Energy Sensor | [6 empty] | P19 | 0 | [10 empty] | No | No
MC210 | Engineering Building |  |  |  | MC210-B01/P2 | General DHW Temp | EN.EN3 Energy Sensor | [6 empty] | P2 | 0 | [10 empty] | No | No
MC210 | Engineering Building |  |  |  | MC210-B01/P20 | Kit HotWater3Total | EN.EN3 Energy Sensor | [6 empty] | P20 | 0 | [10 empty] | No | No
MC210 | Engineering Building |  |  |  | MC210-B01/P10 | CT Htg Flow Temp | EN.EN3 Energy Sensor | [6 empty] | P10 | 0 | [10 empty] | No | No
MC210 | Engineering Building |  |  |  | MC210-B01/P11 | CT Htg Return Temp | EN.EN3 Energy Sensor | [6 empty] | P11 | 0 | [10 empty] | No | No
MC210 | Engineering Building |  |  |  | MC210-B01/P12 | VT Htg Flow Temp | EN.EN3 Energy Sensor | [6 empty] | P12 | 0 | [10 empty] | No | No
MC210 | Engineering Building |  |  |  | MC210-B01/P13 | VT Htg Return Temp | EN.EN3 Energy Sensor | [6 empty] | P13 | 0 | [10 empty] | No | No
MC210 | Engineering Building |  |  |  | MC210-B01/P14 | AHU01 Supply Air Temp | EN.EN3 Energy Sensor | [6 empty] | P14 | 0 | [10 empty] | No | No
MC210 | Engineering Building |  |  |  | MC210-B01/P15 | AHU02 Supply Air Temp | EN.EN3 Energy Sensor | [6 empty] | P15 | 0 | [10 empty] | No | No
MC210 | Engineering Building |  |  |  | MC210-B01/N5 | IC Comms 5 | EN.EN3 Energy Sensor | [6 empty] | N5 | 0 | [10 empty] | No | No
MC210 | Engineering Building |  |  |  | MC210-B01/N6 | IC Comms 6 | EN.EN3 Energy Sensor | [6 empty] | N6 | 0 | [10 empty] | No | No
MC210 | Engineering Building |  |  |  | MC210-B01/N7 | IC Comms 7 | EN.EN3 Energy Sensor | [6 empty] | N7 | 0 | [10 empty] | No | No
MC210 | Engineering Building |  |  |  | MC210-B01/o1 | Alarm Route 1 | EN.EN3 Energy Sensor | [6 empty] | o1 | 0 | [10 empty] | No | No
MC210 | Engineering Building |  |  |  | MC210-B01/o2 | Alarm Route 1 | EN.EN3 Energy Sensor | [6 empty] | o2 | 0 | [10 empty] | No | No
MC210 | Engineering Building |  |  |  | MC210-B01/P1 | Outside air temperature | EN.EN3 Energy Sensor | [6 empty] | P1 | 0 | [10 empty] | No | No
MC210 | Engineering Building |  |  |  | MC210-B01/L5 | Loop 5 | EN.EN3 Energy Sensor | [6 empty] | L5 | 0 | [10 empty] | No | No
MC210 | Engineering Building |  |  |  | MC210-B01/n1 | IC Comms 1 | EN.EN3 Energy Sensor | [6 empty] | n1 | 0 | [10 empty] | No | No
MC210 | Engineering Building |  |  |  | MC210-B01/N2 | IC Comms 2 | EN.EN3 Energy Sensor | [6 empty] | N2 | 0 | [10 empty] | No | No
MC210 | Engineering Building |  |  |  | MC210-B01/N3 | IC Comms 3 | EN.EN3 Energy Sensor | [6 empty] | N3 | 0 | [10 empty] | No | No
MC210 | Engineering Building |  |  |  | MC210-B01/N4 | IC Comms 4 | EN.EN3 Energy Sensor | [6 empty] | N4 | 0 | [10 empty] | No | No
MC210 | Engineering Building |  |  |  | MC210-B01/K8 | CT Htg Pump P3 Changeover Hrs | EN.EN3 Energy Sensor | [6 empty] | K8 | 0 | [10 empty] | No | No
MC210 | Engineering Building |  |  |  | MC210-B01/K9 | Gen DHW Setpt | EN.EN3 Energy Sensor | [6 empty] | K9 | 0 | [10 empty] | No | No
MC210 | Engineering Building |  |  |  | MC210-B01/L1 | VT Valve Demand | EN.EN3 Energy Sensor | [6 empty] | L1 | 0 | [10 empty] | No | No
MC210 | Engineering Building |  |  |  | MC210-B01/L2 | Loop 2 | EN.EN3 Energy Sensor | [6 empty] | L2 | 0 | [10 empty] | No | No
MC210 | Engineering Building |  |  |  | MC210-B01/L3 | Loop 3 | EN.EN3 Energy Sensor | [6 empty] | L3 | 0 | [10 empty] | No | No
MC210 | Engineering Building |  |  |  | MC210-B01/L4 | Loop 4 | EN.EN3 Energy Sensor | [6 empty] | L4 | 0 | [10 empty] | No | No
MC210 | Engineering Building |  |  |  | MC210-B01/K3 | 3rd stage frost protection | EN.EN3 Energy Sensor | [6 empty] | K3 | 0 | [10 empty] | No | No
MC210 | Engineering Building |  |  |  | MC210-B01/K4 | VT Max Prestart Period | EN.EN3 Energy Sensor | [6 empty] | K4 | 0 | [10 empty] | No | No
MC210 | Engineering Building |  |  |  | MC210-B01/K5 | VT Pumps P5 Changeover Hrs | EN.EN3 Energy Sensor | [6 empty] | K5 | 0 | [10 empty] | No | No
MC210 | Engineering Building |  |  |  | MC210-B01/K55 | Weekday last 01 March 7=Sunday | EN.EN3 Energy Sensor | [6 empty] | K55 | 0 | [10 empty] | No | No
MC210 | Engineering Building |  |  |  | MC210-B01/K6 | VT @ 0degC OS | EN.EN3 Energy Sensor | [6 empty] | K6 | 0 | [10 empty] | No | No
MC210 | Engineering Building |  |  |  | MC210-B01/K7 | VT @ 20degC OS | EN.EN3 Energy Sensor | [6 empty] | K7 | 0 | [10 empty] | No | No
MC210 | Engineering Building |  |  |  | MC210-B01/K22 | AHU2 Supply Temp Setpt | EN.EN3 Energy Sensor | [6 empty] | K22 | 0 | [10 empty] | No | No
MC210 | Engineering Building |  |  |  | MC210-B01/K23 | Uflr Max Prestart Period | EN.EN3 Energy Sensor | [6 empty] | K23 | 0 | [10 empty] | No | No
MC210 | Engineering Building |  |  |  | MC210-B01/K24 | AHU2 Extract Fan Speed 1 VAV | EN.EN3 Energy Sensor | [6 empty] | K24 | 0 | [10 empty] | No | No
MC210 | Engineering Building |  |  |  | MC210-B01/K25 | AHU2 Extract Fan Speed 0 VAVs | EN.EN3 Energy Sensor | [6 empty] | K25 | 0 | [10 empty] | No | No
MC210 | Engineering Building |  |  |  | MC210-B01/K26 | Outside air temperature eco override | EN.EN3 Energy Sensor | [6 empty] | K26 | 0 | [10 empty] | No | No
MC210 | Engineering Building |  |  |  | MC210-B01/K27 | WaterMeterHrAlarmSP | EN.EN3 Energy Sensor | [6 empty] | K27 | 0 | [10 empty] | No | No
MC210 | Engineering Building |  |  |  | MC210-B01/K17 | AHU1 Supply Fan Speed | EN.EN3 Energy Sensor | [6 empty] | K17 | 0 | [10 empty] | No | No
MC210 | Engineering Building |  |  |  | MC210-B01/K18 | AHU1 Extract Fan Speed | EN.EN3 Energy Sensor | [6 empty] | K18 | 0 | [10 empty] | No | No
MC210 | Engineering Building |  |  |  | MC210-B01/K19 | AHU1 Supply Temp Setpt | EN.EN3 Energy Sensor | [6 empty] | K19 | 0 | [10 empty] | No | No
MC210 | Engineering Building |  |  |  | MC210-B01/K2 | 2nd stage frost protection | EN.EN3 Energy Sensor | [6 empty] | K2 | 0 | [10 empty] | No | No
MC210 | Engineering Building |  |  |  | MC210-B01/K20 | AHU2 Supply Fan Speed | EN.EN3 Energy Sensor | [6 empty] | K20 | 0 | [10 empty] | No | No
MC210 | Engineering Building |  |  |  | MC210-B01/K21 | AHU2 Extract Fan Speed 2 VAVs | EN.EN3 Energy Sensor | [6 empty] | K21 | 0 | [10 empty] | No | No
MC210 | Engineering Building |  |  |  | MC210-B01/K11 | LPHW Temp Low Level | EN.EN3 Energy Sensor | [6 empty] | K11 | 0 | [10 empty] | No | No
MC210 | Engineering Building |  |  |  | MC210-B01/K12 | DHW CT Pump P4 Changeover Hrs | EN.EN3 Energy Sensor | [6 empty] | K12 | 0 | [10 empty] | No | No
MC210 | Engineering Building |  |  |  | MC210-B01/K13 | PHE Sec Pump P1 Changeover Hrs | EN.EN3 Energy Sensor | [6 empty] | K13 | 0 | [10 empty] | No | No
MC210 | Engineering Building |  |  |  | MC210-B01/K14 | PHE Sec Sequence Setpt | EN.EN3 Energy Sensor | [6 empty] | K14 | 0 | [10 empty] | No | No
MC210 | Engineering Building |  |  |  | MC210-B01/K15 | PHE Sec Flow Setpt | EN.EN3 Energy Sensor | [6 empty] | K15 | 0 | [10 empty] | No | No
MC210 | Engineering Building |  |  |  | MC210-B01/K16 | AHU2 Max Prestart Period | EN.EN3 Energy Sensor | [6 empty] | K16 | 0 | [10 empty] | No | No
MC210 | Engineering Building |  |  |  | MC210-B01/i8 | Lift Status - Maint Control | EN.EN3 Energy Sensor | [6 empty] | i8 | 0 | [10 empty] | No | No
MC210 | Engineering Building |  |  |  | MC210-B01/i9 | PHE Sec Pump P1a Flow Prove | EN.EN3 Energy Sensor | [6 empty] | i9 | 0 | [10 empty] | No | No
MC210 | Engineering Building |  |  |  | MC210-B01/K1 | 1st stage frost protection | EN.EN3 Energy Sensor | [6 empty] | K1 | 0 | [10 empty] | No | No
MC210 | Engineering Building |  |  |  | MC210-B01/K10 | Lab DHW Setpt | EN.EN3 Energy Sensor | [6 empty] | K10 | 0 | [10 empty] | No | No
MC210 | Engineering Building |  |  |  | MC210-B01/I66 | AHU2 Inlet Damper Fail | EN.EN3 Energy Sensor | [6 empty] | I66 | 0 | [10 empty] | No | No
MC210 | Engineering Building |  |  |  | MC210-B01/I67 | AHU2 Supply Flow Fail | EN.EN3 Energy Sensor | [6 empty] | I67 | 0 | [10 empty] | No | No
MC210 | Engineering Building |  |  |  | MC210-B01/I68 | AHU2 Exhaust Damper Fail | EN.EN3 Energy Sensor | [6 empty] | I68 | 0 | [10 empty] | No | No
MC210 | Engineering Building |  |  |  | MC210-B01/I69 | AHU2 Extract Flow Fail | EN.EN3 Energy Sensor | [6 empty] | I69 | 0 | [10 empty] | No | No
MC210 | Engineering Building |  |  |  | MC210-B01/i7 | Lift Status - Common Fault | EN.EN3 Energy Sensor | [6 empty] | i7 | 0 | [10 empty] | No | No
MC210 | Engineering Building |  |  |  | MC210-B01/I60 | PHE Sec Pump P1a Fail | EN.EN3 Energy Sensor | [6 empty] | I60 | 0 | [10 empty] | No | No
MC210 | Engineering Building |  |  |  | MC210-B01/I61 | PHE Sec Pump P1b Fail | EN.EN3 Energy Sensor | [6 empty] | I61 | 0 | [10 empty] | No | No
MC210 | Engineering Building |  |  |  | MC210-B01/I62 | AHU1 Inlet Damper Fail | EN.EN3 Energy Sensor | [6 empty] | I62 | 0 | [10 empty] | No | No
MC210 | Engineering Building |  |  |  | MC210-B01/I63 | AHU1 Supply Flow Fail | EN.EN3 Energy Sensor | [6 empty] | I63 | 0 | [10 empty] | No | No
MC210 | Engineering Building |  |  |  | MC210-B01/I64 | AHU1 Exhaust Damper Fail | EN.EN3 Energy Sensor | [6 empty] | I64 | 0 | [10 empty] | No | No
MC210 | Engineering Building |  |  |  | MC210-B01/I65 | AHU1 Extract Flow Fail | EN.EN3 Energy Sensor | [6 empty] | I65 | 0 | [10 empty] | No | No
MC210 | Engineering Building |  |  |  | MC210-B01/I56 | Lab DHW Sec P7 Flow Fail | EN.EN3 Energy Sensor | [6 empty] | I56 | 0 | [10 empty] | No | No
MC210 | Engineering Building |  |  |  | MC210-B01/I57 | LPHW Temp Fail - DHW Backup | EN.EN3 Energy Sensor | [6 empty] | I57 | 0 | [10 empty] | No | No
MC210 | Engineering Building |  |  |  | MC210-B01/I58 | DHW CT Pump P4a Fail | EN.EN3 Energy Sensor | [6 empty] | I58 | 0 | [10 empty] | No | No
MC210 | Engineering Building |  |  |  | MC210-B01/I59 | DHW CT Pump P4b Fail | EN.EN3 Energy Sensor | [6 empty] | I59 | 0 | [10 empty] | No | No
MC210 | Engineering Building |  |  |  | MC210-B01/i6 | Lift Status - Car Alarm | EN.EN3 Energy Sensor | [6 empty] | i6 | 0 | [10 empty] | No | No
MC210 | Engineering Building |  |  |  | MC210-B01/I50 | WaterMeterUsageAlarm | EN.EN3 Energy Sensor | [6 empty] | I50 | 0 | [10 empty] | No | No
MC210 | Engineering Building |  |  |  | MC210-B01/I51 | VT Pump P5a Fail | EN.EN3 Energy Sensor | [6 empty] | I51 | 0 | [10 empty] | No | No
MC210 | Engineering Building |  |  |  | MC210-B01/I52 | VT Pump P5b Fail | EN.EN3 Energy Sensor | [6 empty] | I52 | 0 | [10 empty] | No | No
MC210 | Engineering Building |  |  |  | MC210-B01/I53 | CT Htg Pump P3a Fail | EN.EN3 Energy Sensor | [6 empty] | I53 | 0 | [10 empty] | No | No
MC210 | Engineering Building |  |  |  | MC210-B01/I54 | CT Htg Pump P3b Fail | EN.EN3 Energy Sensor | [6 empty] | I54 | 0 | [10 empty] | No | No
MC210 | Engineering Building |  |  |  | MC210-B01/I55 | Gen DHW Sec P6 Flow Fail | EN.EN3 Energy Sensor | [6 empty] | I55 | 0 | [10 empty] | No | No
MC210 | Engineering Building |  |  |  | MC210-B01/I46 | EngLab1 Oxygen Depletion Alarm | EN.EN3 Energy Sensor | [6 empty] | I46 | 0 | [10 empty] | No | No
MC210 | Engineering Building |  |  |  | MC210-B01/I47 | EngLab2 Oxygen Depletion Alarm | EN.EN3 Energy Sensor | [6 empty] | I47 | 0 | [10 empty] | No | No
MC210 | Engineering Building |  |  |  | MC210-B01/I48 | CleanRm Oxygen Depletion Alarm | EN.EN3 Energy Sensor | [6 empty] | I48 | 0 | [10 empty] | No | No
MC210 | Engineering Building |  |  |  | MC210-B01/I49 | WaterMeterPulse | EN.EN3 Energy Sensor | [6 empty] | I49 | 0 | [10 empty] | No | No
MC210 | Engineering Building |  |  |  | MC210-B01/I5 | xcite/IO/8DO | EN.EN3 Energy Sensor | [6 empty] | I5 | 0 | [10 empty] | No | No
MC210 | Engineering Building |  |  |  | MC210-B01/I40 | AHU02 Inlet Damper Open | EN.EN3 Energy Sensor | [6 empty] | I40 | 0 | [10 empty] | No | No
MC210 | Engineering Building |  |  |  | MC210-B01/I41 | AHU02 Exhaust Damper Open | EN.EN3 Energy Sensor | [6 empty] | I41 | 0 | [10 empty] | No | No
MC210 | Engineering Building |  |  |  | MC210-B01/I42 | AHU02 Frost Trip | EN.EN3 Energy Sensor | [6 empty] | I42 | 0 | [10 empty] | No | No
MC210 | Engineering Building |  |  |  | MC210-B01/I43 | Gas Lab Oxygen Depletion Alarm | EN.EN3 Energy Sensor | [6 empty] | I43 | 0 | [10 empty] | No | No
MC210 | Engineering Building |  |  |  | MC210-B01/I44 | Spec Gas Cylinder Empty Alarm | EN.EN3 Energy Sensor | [6 empty] | I44 | 0 | [10 empty] | No | No
MC210 | Engineering Building |  |  |  | MC210-B01/I45 | ChemLab Oxygen Depletion Alarm | EN.EN3 Energy Sensor | [6 empty] | I45 | 0 | [10 empty] | No | No
MC210 | Engineering Building |  |  |  | MC210-B01/I36 | AHU02 Extract Flow Prove | EN.EN3 Energy Sensor | [6 empty] | I36 | 0 | [10 empty] | No | No
MC210 | Engineering Building |  |  |  | MC210-B01/I37 | AHU02 Panel Filter Dirty | EN.EN3 Energy Sensor | [6 empty] | I37 | 0 | [10 empty] | No | No
MC210 | Engineering Building |  |  |  | MC210-B01/I38 | AHU02 Bag Filter Dirty | EN.EN3 Energy Sensor | [6 empty] | I38 | 0 | [10 empty] | No | No
MC210 | Engineering Building |  |  |  | MC210-B01/I39 | AHU02 Extract Filter Dirty | EN.EN3 Energy Sensor | [6 empty] | I39 | 0 | [10 empty] | No | No
MC210 | Engineering Building |  |  |  | MC210-B01/I4 | xcite/IO/8DO | EN.EN3 Energy Sensor | [6 empty] | I4 | 0 | [10 empty] | No | No
MC210 | Engineering Building |  |  |  | MC210-B01/I30 | Water Leak Detected | EN.EN3 Energy Sensor | [6 empty] | I30 | 0 | [10 empty] | No | No
MC210 | Engineering Building |  |  |  | MC210-B01/I31 | AHU03 Fault | EN.EN3 Energy Sensor | [6 empty] | I31 | 0 | [10 empty] | No | No
MC210 | Engineering Building |  |  |  | MC210-B01/I32 | Boiler1 Fault | EN.EN3 Energy Sensor | [6 empty] | I32 | 0 | [10 empty] | No | No
MC210 | Engineering Building |  |  |  | MC210-B01/I33 | AHU02 Supply Inverter Fault | EN.EN3 Energy Sensor | [6 empty] | I33 | 0 | [10 empty] | No | No
MC210 | Engineering Building |  |  |  | MC210-B01/I34 | AHU02 Extract Inverter Fault | EN.EN3 Energy Sensor | [6 empty] | I34 | 0 | [10 empty] | No | No
MC210 | Engineering Building |  |  |  | MC210-B01/I35 | AHU02 Supply Flow Prove | EN.EN3 Energy Sensor | [6 empty] | I35 | 0 | [10 empty] | No | No
MC210 | Engineering Building |  |  |  | MC210-B01/I26 | AHU01 Frost Trip | EN.EN3 Energy Sensor | [6 empty] | I26 | 0 | [10 empty] | No | No
MC210 | Engineering Building |  |  |  | MC210-B01/I27 | PU01 Pressure Fault | EN.EN3 Energy Sensor | [6 empty] | I27 | 0 | [10 empty] | No | No
MC210 | Engineering Building |  |  |  | MC210-B01/I28 | PU02 Pressure Fault | EN.EN3 Energy Sensor | [6 empty] | I28 | 0 | [10 empty] | No | No
MC210 | Engineering Building |  |  |  | MC210-B01/I29 | UFH Manifold 2 Demand | EN.EN3 Energy Sensor | [6 empty] | I29 | 0 | [10 empty] | No | No
MC210 | Engineering Building |  |  |  | MC210-B01/i3 | UFH Manifold 1 Demand | EN.EN3 Energy Sensor | [6 empty] | i3 | 0 | [10 empty] | No | No
MC210 | Engineering Building |  |  |  | MC210-B01/I20 | AHU01 Extract Flow Prove | EN.EN3 Energy Sensor | [6 empty] | I20 | 0 | [10 empty] | No | No
MC210 | Engineering Building |  |  |  | MC210-B01/I21 | AHU01 Panel Filter Dirty | EN.EN3 Energy Sensor | [6 empty] | I21 | 0 | [10 empty] | No | No
MC210 | Engineering Building |  |  |  | MC210-B01/I22 | AHU01 Bag Filter Dirty | EN.EN3 Energy Sensor | [6 empty] | I22 | 0 | [10 empty] | No | No
MC210 | Engineering Building |  |  |  | MC210-B01/I23 | AHU01 Extract Filter Dirty | EN.EN3 Energy Sensor | [6 empty] | I23 | 0 | [10 empty] | No | No
MC210 | Engineering Building |  |  |  | MC210-B01/I24 | AHU01 Inlet Damper Open | EN.EN3 Energy Sensor | [6 empty] | I24 | 0 | [10 empty] | No | No
MC210 | Engineering Building |  |  |  | MC210-B01/I25 | AHU01 Exhaust Damper Open | EN.EN3 Energy Sensor | [6 empty] | I25 | 0 | [10 empty] | No | No
MC210 | Engineering Building |  |  |  | MC210-B01/I16 | Lab CW Booster Fault | EN.EN3 Energy Sensor | [6 empty] | I16 | 0 | [10 empty] | No | No
MC210 | Engineering Building |  |  |  | MC210-B01/I17 | AHU01 Supply Inverter Fault | EN.EN3 Energy Sensor | [6 empty] | I17 | 0 | [10 empty] | No | No
MC210 | Engineering Building |  |  |  | MC210-B01/I18 | AHU01 Extract Inverter Fault | EN.EN3 Energy Sensor | [6 empty] | I18 | 0 | [10 empty] | No | No
MC210 | Engineering Building |  |  |  | MC210-B01/I19 | AHU01 Supply Flow Prove | EN.EN3 Energy Sensor | [6 empty] | I19 | 0 | [10 empty] | No | No
MC210 | Engineering Building |  |  |  | MC210-B01/i2 | Gas Safety Cct Trip | EN.EN3 Energy Sensor | [6 empty] | i2 | 0 | [10 empty] | No | No
MC210 | Engineering Building |  |  |  | MC210-B01/I10 | xcite/IO/16DI | EN.EN3 Energy Sensor | [6 empty] | I10 | 0 | [10 empty] | No | No
MC210 | Engineering Building |  |  |  | MC210-B01/I11 | CT DHW Flow Prove | EN.EN3 Energy Sensor | [6 empty] | I11 | 0 | [10 empty] | No | No
MC210 | Engineering Building |  |  |  | MC210-B01/I12 | CT Htg Flow Prove | EN.EN3 Energy Sensor | [6 empty] | I12 | 0 | [10 empty] | No | No
MC210 | Engineering Building |  |  |  | MC210-B01/I13 | VT Flow Prove | EN.EN3 Energy Sensor | [6 empty] | I13 | 0 | [10 empty] | No | No
MC210 | Engineering Building |  |  |  | MC210-B01/I14 | General DHW Sec Flow Prove | EN.EN3 Energy Sensor | [6 empty] | I14 | 0 | [10 empty] | No | No
MC210 | Engineering Building |  |  |  | MC210-B01/I15 | Lab DHW Sec Flow Prove | EN.EN3 Energy Sensor | [6 empty] | I15 | 0 | [10 empty] | No | No
MC210 | Engineering Building |  |  |  | MC210-B01/H1 | Schedule 1 | EN.EN3 Energy Sensor | [6 empty] | H1 | 0 | [10 empty] | No | No
MC210 | Engineering Building |  |  |  | MC210-B01/H2 | Schedule 2 | EN.EN3 Energy Sensor | [6 empty] | H2 | 0 | [10 empty] | No | No
MC210 | Engineering Building |  |  |  | MC210-B01/H3 | Schedule 3 | EN.EN3 Energy Sensor | [6 empty] | H3 | 0 | [10 empty] | No | No
MC210 | Engineering Building |  |  |  | MC210-B01/i1 | Fire alarm active | EN.EN3 Energy Sensor | [6 empty] | i1 | 0 | [10 empty] | No | No
MC210 | Engineering Building |  |  |  | MC210-B01/G94 | DHW CT Pumps P4 Go | EN.EN3 Energy Sensor | [6 empty] | G94 | 0 | [10 empty] | No | No
MC210 | Engineering Building |  |  |  | MC210-B01/G95 | PHEs Reqd - DHW | EN.EN3 Energy Sensor | [6 empty] | G95 | 0 | [10 empty] | No | No
MC210 | Engineering Building |  |  |  | MC210-B01/G96 | DHW Gas Boiler Reqd | EN.EN3 Energy Sensor | [6 empty] | G96 | 0 | [10 empty] | No | No
MC210 | Engineering Building |  |  |  | MC210-B01/G97 | DHW Boiler CT Pumps Allow | EN.EN3 Energy Sensor | [6 empty] | G97 | 0 | [10 empty] | No | No
MC210 | Engineering Building |  |  |  | MC210-B01/G98 | Logic 98 | EN.EN3 Energy Sensor | [6 empty] | G98 | 0 | [10 empty] | No | No
MC210 | Engineering Building |  |  |  | MC210-B01/G99 | Logic 99 | EN.EN3 Energy Sensor | [6 empty] | G99 | 0 | [10 empty] | No | No
MC210 | Engineering Building |  |  |  | MC210-B01/G89 | Logic 89 | EN.EN3 Energy Sensor | [6 empty] | G89 | 0 | [10 empty] | No | No
MC210 | Engineering Building |  |  |  | MC210-B01/G9 | Fail Reset | EN.EN3 Energy Sensor | [6 empty] | G9 | 0 | [10 empty] | No | No
MC210 | Engineering Building |  |  |  | MC210-B01/G90 | Logic 90 | EN.EN3 Energy Sensor | [6 empty] | G90 | 0 | [10 empty] | No | No
MC210 | Engineering Building |  |  |  | MC210-B01/G91 | Logic 91 | EN.EN3 Energy Sensor | [6 empty] | G91 | 0 | [10 empty] | No | No
MC210 | Engineering Building |  |  |  | MC210-B01/G92 | DHW CTPump P4a Reqd | EN.EN3 Energy Sensor | [6 empty] | G92 | 0 | [10 empty] | No | No
MC210 | Engineering Building |  |  |  | MC210-B01/G93 | Logic 93 | EN.EN3 Energy Sensor | [6 empty] | G93 | 0 | [10 empty] | No | No
MC210 | Engineering Building |  |  |  | MC210-B01/G83 | Logic 83 | EN.EN3 Energy Sensor | [6 empty] | G83 | 0 | [10 empty] | No | No
MC210 | Engineering Building |  |  |  | MC210-B01/G84 | Logic 84 | EN.EN3 Energy Sensor | [6 empty] | G84 | 0 | [10 empty] | No | No
MC210 | Engineering Building |  |  |  | MC210-B01/G85 | Logic 85 | EN.EN3 Energy Sensor | [6 empty] | G85 | 0 | [10 empty] | No | No
MC210 | Engineering Building |  |  |  | MC210-B01/G86 | Logic 86 | EN.EN3 Energy Sensor | [6 empty] | G86 | 0 | [10 empty] | No | No
MC210 | Engineering Building |  |  |  | MC210-B01/G87 | Logic 87 | EN.EN3 Energy Sensor | [6 empty] | G87 | 0 | [10 empty] | No | No
MC210 | Engineering Building |  |  |  | MC210-B01/G88 | DHW CTPump P4b Reqd | EN.EN3 Energy Sensor | [6 empty] | G88 | 0 | [10 empty] | No | No
MC210 | Engineering Building |  |  |  | MC210-B01/G78 | Logic 78 | EN.EN3 Energy Sensor | [6 empty] | G78 | 0 | [10 empty] | No | No
MC210 | Engineering Building |  |  |  | MC210-B01/G79 | Logic 79 | EN.EN3 Energy Sensor | [6 empty] | G79 | 0 | [10 empty] | No | No
MC210 | Engineering Building |  |  |  | MC210-B01/G8 | Logic 8 | EN.EN3 Energy Sensor | [6 empty] | G8 | 0 | [10 empty] | No | No
MC210 | Engineering Building |  |  |  | MC210-B01/G80 | DHW Boiler Oride On | EN.EN3 Energy Sensor | [6 empty] | G80 | 0 | [10 empty] | No | No
MC210 | Engineering Building |  |  |  | MC210-B01/G81 | Logic 81 | EN.EN3 Energy Sensor | [6 empty] | G81 | 0 | [10 empty] | No | No
MC210 | Engineering Building |  |  |  | MC210-B01/G82 | Logic 82 | EN.EN3 Energy Sensor | [6 empty] | G82 | 0 | [10 empty] | No | No
MC210 | Engineering Building |  |  |  | MC210-B01/G72 | Logic 72 | EN.EN3 Energy Sensor | [6 empty] | G72 | 0 | [10 empty] | No | No
MC210 | Engineering Building |  |  |  | MC210-B01/G73 | Logic 73 | EN.EN3 Energy Sensor | [6 empty] | G73 | 0 | [10 empty] | No | No
MC210 | Engineering Building |  |  |  | MC210-B01/G74 | Heat Reqd - DHW | EN.EN3 Energy Sensor | [6 empty] | G74 | 0 | [10 empty] | No | No
MC210 | Engineering Building |  |  |  | MC210-B01/G75 | DHW LPHW Valves Open | EN.EN3 Energy Sensor | [6 empty] | G75 | 0 | [10 empty] | No | No
MC210 | Engineering Building |  |  |  | MC210-B01/G76 | DHW Gas Boiler Valves Open | EN.EN3 Energy Sensor | [6 empty] | G76 | 0 | [10 empty] | No | No
MC210 | Engineering Building |  |  |  | MC210-B01/G77 | Logic 77 | EN.EN3 Energy Sensor | [6 empty] | G77 | 0 | [10 empty] | No | No
MC210 | Engineering Building |  |  |  | MC210-B01/G67 | Lab DHW Reqd | EN.EN3 Energy Sensor | [6 empty] | G67 | 0 | [10 empty] | No | No
MC210 | Engineering Building |  |  |  | MC210-B01/G68 | Logic 68 | EN.EN3 Energy Sensor | [6 empty] | G68 | 0 | [10 empty] | No | No
MC210 | Engineering Building |  |  |  | MC210-B01/G69 | Logic 69 | EN.EN3 Energy Sensor | [6 empty] | G69 | 0 | [10 empty] | No | No
MC210 | Engineering Building |  |  |  | MC210-B01/G7 | PHE Secondary Pumps Allow | EN.EN3 Energy Sensor | [6 empty] | G7 | 0 | [10 empty] | No | No
MC210 | Engineering Building |  |  |  | MC210-B01/G70 | Logic 70 | EN.EN3 Energy Sensor | [6 empty] | G70 | 0 | [10 empty] | No | No
MC210 | Engineering Building |  |  |  | MC210-B01/G71 | Heat Reqd - Lab DHW | EN.EN3 Energy Sensor | [6 empty] | G71 | 0 | [10 empty] | No | No
MC210 | Engineering Building |  |  |  | MC210-B01/G61 | HWS Pump Reqd | EN.EN3 Energy Sensor | [6 empty] | G61 | 0 | [10 empty] | No | No
MC210 | Engineering Building |  |  |  | MC210-B01/G62 | Logic 62 | EN.EN3 Energy Sensor | [6 empty] | G62 | 0 | [10 empty] | No | No
MC210 | Engineering Building |  |  |  | MC210-B01/G63 | Logic 63 | EN.EN3 Energy Sensor | [6 empty] | G63 | 0 | [10 empty] | No | No
MC210 | Engineering Building |  |  |  | MC210-B01/G64 | Heat Reqd - Gen DHW | EN.EN3 Energy Sensor | [6 empty] | G64 | 0 | [10 empty] | No | No
MC210 | Engineering Building |  |  |  | MC210-B01/G65 | Logic 65 | EN.EN3 Energy Sensor | [6 empty] | G65 | 0 | [10 empty] | No | No
MC210 | Engineering Building |  |  |  | MC210-B01/G66 | Logic 66 | EN.EN3 Energy Sensor | [6 empty] | G66 | 0 | [10 empty] | No | No
MC210 | Engineering Building |  |  |  | MC210-B01/G56 | Logic 56 | EN.EN3 Energy Sensor | [6 empty] | G56 | 0 | [10 empty] | No | No
MC210 | Engineering Building |  |  |  | MC210-B01/G57 | Logic 57 | EN.EN3 Energy Sensor | [6 empty] | G57 | 0 | [10 empty] | No | No
MC210 | Engineering Building |  |  |  | MC210-B01/G58 | Logic 58 | EN.EN3 Energy Sensor | [6 empty] | G58 | 0 | [10 empty] | No | No
MC210 | Engineering Building |  |  |  | MC210-B01/G59 | Change Duty CT Htg Pump P3 | EN.EN3 Energy Sensor | [6 empty] | G59 | 0 | [10 empty] | No | No
MC210 | Engineering Building |  |  |  | MC210-B01/G6 | DHW Gas Boiler Allow | EN.EN3 Energy Sensor | [6 empty] | G6 | 0 | [10 empty] | No | No
MC210 | Engineering Building |  |  |  | MC210-B01/G60 | Gen DHW Reqd | EN.EN3 Energy Sensor | [6 empty] | G60 | 0 | [10 empty] | No | No
MC210 | Engineering Building |  |  |  | MC210-B01/G50 | Logic 50 | EN.EN3 Energy Sensor | [6 empty] | G50 | 0 | [10 empty] | No | No
MC210 | Engineering Building |  |  |  | MC210-B01/G51 | Logic 51 | EN.EN3 Energy Sensor | [6 empty] | G51 | 0 | [10 empty] | No | No
MC210 | Engineering Building |  |  |  | MC210-B01/G52 | Logic 52 | EN.EN3 Energy Sensor | [6 empty] | G52 | 0 | [10 empty] | No | No
MC210 | Engineering Building |  |  |  | MC210-B01/G53 | Logic 53 | EN.EN3 Energy Sensor | [6 empty] | G53 | 0 | [10 empty] | No | No
MC210 | Engineering Building |  |  |  | MC210-B01/G54 | Logic 54 | EN.EN3 Energy Sensor | [6 empty] | G54 | 0 | [10 empty] | No | No
MC210 | Engineering Building |  |  |  | MC210-B01/G55 | Logic 55 | EN.EN3 Energy Sensor | [6 empty] | G55 | 0 | [10 empty] | No | No
MC210 | Engineering Building |  |  |  | MC210-B01/G45 | CT Htg Pump P3a Reqd | EN.EN3 Energy Sensor | [6 empty] | G45 | 0 | [10 empty] | No | No
MC210 | Engineering Building |  |  |  | MC210-B01/G46 | Logic 46 | EN.EN3 Energy Sensor | [6 empty] | G46 | 0 | [10 empty] | No | No
MC210 | Engineering Building |  |  |  | MC210-B01/G47 | CT Htg Pumps P3 Go | EN.EN3 Energy Sensor | [6 empty] | G47 | 0 | [10 empty] | No | No
MC210 | Engineering Building |  |  |  | MC210-B01/G48 | PHEs Reqd - CT Htg | EN.EN3 Energy Sensor | [6 empty] | G48 | 0 | [10 empty] | No | No
MC210 | Engineering Building |  |  |  | MC210-B01/G49 | Logic 49 | EN.EN3 Energy Sensor | [6 empty] | G49 | 0 | [10 empty] | No | No
MC210 | Engineering Building |  |  |  | MC210-B01/G5 | Logic 5 | EN.EN3 Energy Sensor | [6 empty] | G5 | 0 | [10 empty] | No | No
MC210 | Engineering Building |  |  |  | MC210-B01/G4 | Logic 4 | EN.EN3 Energy Sensor | [6 empty] | G4 | 0 | [10 empty] | No | No
MC210 | Engineering Building |  |  |  | MC210-B01/G40 | Logic 40 | EN.EN3 Energy Sensor | [6 empty] | G40 | 0 | [10 empty] | No | No
MC210 | Engineering Building |  |  |  | MC210-B01/G41 | CT Htg Pump P3b Reqd | EN.EN3 Energy Sensor | [6 empty] | G41 | 0 | [10 empty] | No | No
MC210 | Engineering Building |  |  |  | MC210-B01/G42 | Logic 42 | EN.EN3 Energy Sensor | [6 empty] | G42 | 0 | [10 empty] | No | No
MC210 | Engineering Building |  |  |  | MC210-B01/G43 | Logic 43 | EN.EN3 Energy Sensor | [6 empty] | G43 | 0 | [10 empty] | No | No
MC210 | Engineering Building |  |  |  | MC210-B01/G44 | Logic 44 | EN.EN3 Energy Sensor | [6 empty] | G44 | 0 | [10 empty] | No | No
MC210 | Engineering Building |  |  |  | MC210-B01/G34 | Logic 34 | EN.EN3 Energy Sensor | [6 empty] | G34 | 0 | [10 empty] | No | No
MC210 | Engineering Building |  |  |  | MC210-B01/G35 | Change Duty VT Pumps P5 | EN.EN3 Energy Sensor | [6 empty] | G35 | 0 | [10 empty] | No | No
MC210 | Engineering Building |  |  |  | MC210-B01/G36 | PHEs Reqd - VT | EN.EN3 Energy Sensor | [6 empty] | G36 | 0 | [10 empty] | No | No
MC210 | Engineering Building |  |  |  | MC210-B01/G37 | Logic 37 | EN.EN3 Energy Sensor | [6 empty] | G37 | 0 | [10 empty] | No | No
MC210 | Engineering Building |  |  |  | MC210-B01/G38 | VT WU | EN.EN3 Energy Sensor | [6 empty] | G38 | 0 | [10 empty] | No | No
MC210 | Engineering Building |  |  |  | MC210-B01/G39 | Logic 39 | EN.EN3 Energy Sensor | [6 empty] | G39 | 0 | [10 empty] | No | No
MC210 | Engineering Building |  |  |  | MC210-B01/G29 | Logic 29 | EN.EN3 Energy Sensor | [6 empty] | G29 | 0 | [10 empty] | No | No
MC210 | Engineering Building |  |  |  | MC210-B01/G3 | Logic 3 | EN.EN3 Energy Sensor | [6 empty] | G3 | 0 | [10 empty] | No | No
MC210 | Engineering Building |  |  |  | MC210-B01/G30 | Logic 30 | EN.EN3 Energy Sensor | [6 empty] | G30 | 0 | [10 empty] | No | No
MC210 | Engineering Building |  |  |  | MC210-B01/G31 | Logic 31 | EN.EN3 Energy Sensor | [6 empty] | G31 | 0 | [10 empty] | No | No
MC210 | Engineering Building |  |  |  | MC210-B01/G32 | Logic 32 | EN.EN3 Energy Sensor | [6 empty] | G32 | 0 | [10 empty] | No | No
MC210 | Engineering Building |  |  |  | MC210-B01/G33 | Logic 33 | EN.EN3 Energy Sensor | [6 empty] | G33 | 0 | [10 empty] | No | No
MC210 | Engineering Building |  |  |  | MC210-B01/G23 | VT Pump P5a Reqd | EN.EN3 Energy Sensor | [6 empty] | G23 | 0 | [10 empty] | No | No
MC210 | Engineering Building |  |  |  | MC210-B01/G24 | Logic 24 | EN.EN3 Energy Sensor | [6 empty] | G24 | 0 | [10 empty] | No | No
MC210 | Engineering Building |  |  |  | MC210-B01/G25 | Logic 25 | EN.EN3 Energy Sensor | [6 empty] | G25 | 0 | [10 empty] | No | No
MC210 | Engineering Building |  |  |  | MC210-B01/G26 | Logic 26 | EN.EN3 Energy Sensor | [6 empty] | G26 | 0 | [10 empty] | No | No
MC210 | Engineering Building |  |  |  | MC210-B01/G27 | Logic 27 | EN.EN3 Energy Sensor | [6 empty] | G27 | 0 | [10 empty] | No | No
MC210 | Engineering Building |  |  |  | MC210-B01/G28 | Logic 28 | EN.EN3 Energy Sensor | [6 empty] | G28 | 0 | [10 empty] | No | No
MC210 | Engineering Building |  |  |  | MC210-B01/G196 | Logic 196 | EN.EN3 Energy Sensor | [6 empty] | G196 | 0 | [10 empty] | No | No
MC210 | Engineering Building |  |  |  | MC210-B01/G197 | Logic 197 | EN.EN3 Energy Sensor | [6 empty] | G197 | 0 | [10 empty] | No | No
MC210 | Engineering Building |  |  |  | MC210-B01/G2 | 1st stage frost active | EN.EN3 Energy Sensor | [6 empty] | G2 | 0 | [10 empty] | No | No
MC210 | Engineering Building |  |  |  | MC210-B01/G20 | Logic 20 | EN.EN3 Energy Sensor | [6 empty] | G20 | 0 | [10 empty] | No | No
MC210 | Engineering Building |  |  |  | MC210-B01/G21 | Logic 21 | EN.EN3 Energy Sensor | [6 empty] | G21 | 0 | [10 empty] | No | No
MC210 | Engineering Building |  |  |  | MC210-B01/G22 | Logic 22 | EN.EN3 Energy Sensor | [6 empty] | G22 | 0 | [10 empty] | No | No
MC210 | Engineering Building |  |  |  | MC210-B01/G190 | Damper Opening Delay | EN.EN3 Energy Sensor | [6 empty] | G190 | 0 | [10 empty] | No | No
MC210 | Engineering Building |  |  |  | MC210-B01/G191 | UFH Demand | EN.EN3 Energy Sensor | [6 empty] | G191 | 0 | [10 empty] | No | No
MC210 | Engineering Building |  |  |  | MC210-B01/G192 | Logic 192 | EN.EN3 Energy Sensor | [6 empty] | G192 | 0 | [10 empty] | No | No
MC210 | Engineering Building |  |  |  | MC210-B01/G193 | ECO | EN.EN3 Energy Sensor | [6 empty] | G193 | 0 | [10 empty] | No | No
MC210 | Engineering Building |  |  |  | MC210-B01/G194 | eco | EN.EN3 Energy Sensor | [6 empty] | G194 | 0 | [10 empty] | No | No
MC210 | Engineering Building |  |  |  | MC210-B01/G195 | Boiler delay for valves | EN.EN3 Energy Sensor | [6 empty] | G195 | 0 | [10 empty] | No | No
MC210 | Engineering Building |  |  |  | MC210-B01/G185 | AHU3 Run | EN.EN3 Energy Sensor | [6 empty] | G185 | 0 | [10 empty] | No | No
MC210 | Engineering Building |  |  |  | MC210-B01/G186 | CT Reqd - AHUs &amp; Reheats | EN.EN3 Energy Sensor | [6 empty] | G186 | 0 | [10 empty] | No | No
MC210 | Engineering Building |  |  |  | MC210-B01/G187 | 42795 | EN.EN3 Energy Sensor | [6 empty] | G187 | 0 | [10 empty] | No | No
MC210 | Engineering Building |  |  |  | MC210-B01/G188 | StartUp Condition | EN.EN3 Energy Sensor | [6 empty] | G188 | 0 | [10 empty] | No | No
MC210 | Engineering Building |  |  |  | MC210-B01/G189 | Logic 189 | EN.EN3 Energy Sensor | [6 empty] | G189 | 0 | [10 empty] | No | No
MC210 | Engineering Building |  |  |  | MC210-B01/G19 | VT Pump P5b Reqd | EN.EN3 Energy Sensor | [6 empty] | G19 | 0 | [10 empty] | No | No
MC210 | Engineering Building |  |  |  | MC210-B01/G18 | Logic 18 | EN.EN3 Energy Sensor | [6 empty] | G18 | 0 | [10 empty] | No | No
MC210 | Engineering Building |  |  |  | MC210-B01/G180 | Logic 180 | EN.EN3 Energy Sensor | [6 empty] | G180 | 0 | [10 empty] | No | No
MC210 | Engineering Building |  |  |  | MC210-B01/G181 | Logic 181 | EN.EN3 Energy Sensor | [6 empty] | G181 | 0 | [10 empty] | No | No
MC210 | Engineering Building |  |  |  | MC210-B01/G182 | Uflr Normal Run | EN.EN3 Energy Sensor | [6 empty] | G182 | 0 | [10 empty] | No | No
MC210 | Engineering Building |  |  |  | MC210-B01/G183 | Logic 183 | EN.EN3 Energy Sensor | [6 empty] | G183 | 0 | [10 empty] | No | No
MC210 | Engineering Building |  |  |  | MC210-B01/G184 | VT Go | EN.EN3 Energy Sensor | [6 empty] | G184 | 0 | [10 empty] | No | No
MC210 | Engineering Building |  |  |  | MC210-B01/G174 | Logic 174 | EN.EN3 Energy Sensor | [6 empty] | G174 | 0 | [10 empty] | No | No
MC210 | Engineering Building |  |  |  | MC210-B01/G175 | Logic 175 | EN.EN3 Energy Sensor | [6 empty] | G175 | 0 | [10 empty] | No | No
MC210 | Engineering Building |  |  |  | MC210-B01/G176 | Logic 176 | EN.EN3 Energy Sensor | [6 empty] | G176 | 0 | [10 empty] | No | No
MC210 | Engineering Building |  |  |  | MC210-B01/G177 | Logic 177 | EN.EN3 Energy Sensor | [6 empty] | G177 | 0 | [10 empty] | No | No
MC210 | Engineering Building |  |  |  | MC210-B01/G178 | Logic 178 | EN.EN3 Energy Sensor | [6 empty] | G178 | 0 | [10 empty] | No | No
MC210 | Engineering Building |  |  |  | MC210-B01/G179 | Logic 179 | EN.EN3 Energy Sensor | [6 empty] | G179 | 0 | [10 empty] | No | No
MC210 | Engineering Building |  |  |  | MC210-B01/G169 | Logic 169 | EN.EN3 Energy Sensor | [6 empty] | G169 | 0 | [10 empty] | No | No
MC210 | Engineering Building |  |  |  | MC210-B01/G17 | Logic 17 | EN.EN3 Energy Sensor | [6 empty] | G17 | 0 | [10 empty] | No | No
MC210 | Engineering Building |  |  |  | MC210-B01/G170 | Logic 170 | EN.EN3 Energy Sensor | [6 empty] | G170 | 0 | [10 empty] | No | No
MC210 | Engineering Building |  |  |  | MC210-B01/G171 | Logic 171 | EN.EN3 Energy Sensor | [6 empty] | G171 | 0 | [10 empty] | No | No
MC210 | Engineering Building |  |  |  | MC210-B01/G172 | AHU2 Supply Fan Run | EN.EN3 Energy Sensor | [6 empty] | G172 | 0 | [10 empty] | No | No
MC210 | Engineering Building |  |  |  | MC210-B01/G173 | AHU2 Supply Fan Run | EN.EN3 Energy Sensor | [6 empty] | G173 | 0 | [10 empty] | No | No
MC210 | Engineering Building |  |  |  | MC210-B01/G163 | AHU2 Fans Reqd | EN.EN3 Energy Sensor | [6 empty] | G163 | 0 | [10 empty] | No | No
MC210 | Engineering Building |  |  |  | MC210-B01/G164 | Logic 164 | EN.EN3 Energy Sensor | [6 empty] | G164 | 0 | [10 empty] | No | No
MC210 | Engineering Building |  |  |  | MC210-B01/G165 | Logic 165 | EN.EN3 Energy Sensor | [6 empty] | G165 | 0 | [10 empty] | No | No
MC210 | Engineering Building |  |  |  | MC210-B01/G166 | Logic 166 | EN.EN3 Energy Sensor | [6 empty] | G166 | 0 | [10 empty] | No | No
MC210 | Engineering Building |  |  |  | MC210-B01/G167 | Logic 167 | EN.EN3 Energy Sensor | [6 empty] | G167 | 0 | [10 empty] | No | No
MC210 | Engineering Building |  |  |  | MC210-B01/G168 | Logic 168 | EN.EN3 Energy Sensor | [6 empty] | G168 | 0 | [10 empty] | No | No
MC210 | Engineering Building |  |  |  | MC210-B01/G158 | Logic 158 | EN.EN3 Energy Sensor | [6 empty] | G158 | 0 | [10 empty] | No | No
MC210 | Engineering Building |  |  |  | MC210-B01/G159 | Logic 159 | EN.EN3 Energy Sensor | [6 empty] | G159 | 0 | [10 empty] | No | No
MC210 | Engineering Building |  |  |  | MC210-B01/G16 | VT Room Frost | EN.EN3 Energy Sensor | [6 empty] | G16 | 0 | [10 empty] | No | No
MC210 | Engineering Building |  |  |  | MC210-B01/G160 | AHU2 Reqd | EN.EN3 Energy Sensor | [6 empty] | G160 | 0 | [10 empty] | No | No
MC210 | Engineering Building |  |  |  | MC210-B01/G161 | Logic 161 | EN.EN3 Energy Sensor | [6 empty] | G161 | 0 | [10 empty] | No | No
MC210 | Engineering Building |  |  |  | MC210-B01/G162 | AHU2 Fans Run | EN.EN3 Energy Sensor | [6 empty] | G162 | 0 | [10 empty] | No | No
MC210 | Engineering Building |  |  |  | MC210-B01/G152 | Logic 152 | EN.EN3 Energy Sensor | [6 empty] | G152 | 0 | [10 empty] | No | No
MC210 | Engineering Building |  |  |  | MC210-B01/G153 | Logic 153 | EN.EN3 Energy Sensor | [6 empty] | G153 | 0 | [10 empty] | No | No
MC210 | Engineering Building |  |  |  | MC210-B01/G154 | Logic 154 | EN.EN3 Energy Sensor | [6 empty] | G154 | 0 | [10 empty] | No | No
MC210 | Engineering Building |  |  |  | MC210-B01/G155 | Logic 155 | EN.EN3 Energy Sensor | [6 empty] | G155 | 0 | [10 empty] | No | No
MC210 | Engineering Building |  |  |  | MC210-B01/G156 | AHU1 Supply Fan Run | EN.EN3 Energy Sensor | [6 empty] | G156 | 0 | [10 empty] | No | No
MC210 | Engineering Building |  |  |  | MC210-B01/G157 | AHU1 Supply Fan Run | EN.EN3 Energy Sensor | [6 empty] | G157 | 0 | [10 empty] | No | No
MC210 | Engineering Building |  |  |  | MC210-B01/G147 | AHU1 Fans Reqd | EN.EN3 Energy Sensor | [6 empty] | G147 | 0 | [10 empty] | No | No
MC210 | Engineering Building |  |  |  | MC210-B01/G148 | Logic 148 | EN.EN3 Energy Sensor | [6 empty] | G148 | 0 | [10 empty] | No | No
MC210 | Engineering Building |  |  |  | MC210-B01/G149 | Logic 149 | EN.EN3 Energy Sensor | [6 empty] | G149 | 0 | [10 empty] | No | No
MC210 | Engineering Building |  |  |  | MC210-B01/G15 | Logic 15 | EN.EN3 Energy Sensor | [6 empty] | G15 | 0 | [10 empty] | No | No
MC210 | Engineering Building |  |  |  | MC210-B01/G150 | Logic 150 | EN.EN3 Energy Sensor | [6 empty] | G150 | 0 | [10 empty] | No | No
MC210 | Engineering Building |  |  |  | MC210-B01/G151 | Logic 151 | EN.EN3 Energy Sensor | [6 empty] | G151 | 0 | [10 empty] | No | No
MC210 | Engineering Building |  |  |  | MC210-B01/G141 | AHU2 Normal Run | EN.EN3 Energy Sensor | [6 empty] | G141 | 0 | [10 empty] | No | No
MC210 | Engineering Building |  |  |  | MC210-B01/G142 | Logic 142 | EN.EN3 Energy Sensor | [6 empty] | G142 | 0 | [10 empty] | No | No
MC210 | Engineering Building |  |  |  | MC210-B01/G143 | AHU2 Run | EN.EN3 Energy Sensor | [6 empty] | G143 | 0 | [10 empty] | No | No
MC210 | Engineering Building |  |  |  | MC210-B01/G144 | AHU1 Run | EN.EN3 Energy Sensor | [6 empty] | G144 | 0 | [10 empty] | No | No
MC210 | Engineering Building |  |  |  | MC210-B01/G145 | AHU1 Reqd | EN.EN3 Energy Sensor | [6 empty] | G145 | 0 | [10 empty] | No | No
MC210 | Engineering Building |  |  |  | MC210-B01/G146 | AHU1 Fans Run | EN.EN3 Energy Sensor | [6 empty] | G146 | 0 | [10 empty] | No | No
MC210 | Engineering Building |  |  |  | MC210-B01/G136 | Logic 136 | EN.EN3 Energy Sensor | [6 empty] | G136 | 0 | [10 empty] | No | No
MC210 | Engineering Building |  |  |  | MC210-B01/G137 | Logic 137 | EN.EN3 Energy Sensor | [6 empty] | G137 | 0 | [10 empty] | No | No
MC210 | Engineering Building |  |  |  | MC210-B01/G138 | PHE 1 Reqd | EN.EN3 Energy Sensor | [6 empty] | G138 | 0 | [10 empty] | No | No
MC210 | Engineering Building |  |  |  | MC210-B01/G139 | Logic 139 | EN.EN3 Energy Sensor | [6 empty] | G139 | 0 | [10 empty] | No | No
MC210 | Engineering Building |  |  |  | MC210-B01/G14 | SummerHoliday | EN.EN3 Energy Sensor | [6 empty] | G14 | 0 | [10 empty] | No | No
MC210 | Engineering Building |  |  |  | MC210-B01/G140 | PHE 2 Reqd | EN.EN3 Energy Sensor | [6 empty] | G140 | 0 | [10 empty] | No | No
MC210 | Engineering Building |  |  |  | MC210-B01/G130 | Logic 130 | EN.EN3 Energy Sensor | [6 empty] | G130 | 0 | [10 empty] | No | No
MC210 | Engineering Building |  |  |  | MC210-B01/G131 | Change Duty PHE Sec Pump P1 | EN.EN3 Energy Sensor | [6 empty] | G131 | 0 | [10 empty] | No | No
MC210 | Engineering Building |  |  |  | MC210-B01/G132 | PHEs Go | EN.EN3 Energy Sensor | [6 empty] | G132 | 0 | [10 empty] | No | No
MC210 | Engineering Building |  |  |  | MC210-B01/G133 | 2PHE Demand1 | EN.EN3 Energy Sensor | [6 empty] | G133 | 0 | [10 empty] | No | No
MC210 | Engineering Building |  |  |  | MC210-B01/G134 | 2PHE Demand2 | EN.EN3 Energy Sensor | [6 empty] | G134 | 0 | [10 empty] | No | No
MC210 | Engineering Building |  |  |  | MC210-B01/G135 | Logic 135 | EN.EN3 Energy Sensor | [6 empty] | G135 | 0 | [10 empty] | No | No
MC210 | Engineering Building |  |  |  | MC210-B01/G125 | Logic 125 | EN.EN3 Energy Sensor | [6 empty] | G125 | 0 | [10 empty] | No | No
MC210 | Engineering Building |  |  |  | MC210-B01/G126 | Logic 126 | EN.EN3 Energy Sensor | [6 empty] | G126 | 0 | [10 empty] | No | No
MC210 | Engineering Building |  |  |  | MC210-B01/G127 | Logic 127 | EN.EN3 Energy Sensor | [6 empty] | G127 | 0 | [10 empty] | No | No
MC210 | Engineering Building |  |  |  | MC210-B01/G128 | Logic 128 | EN.EN3 Energy Sensor | [6 empty] | G128 | 0 | [10 empty] | No | No
MC210 | Engineering Building |  |  |  | MC210-B01/G129 | Logic 129 | EN.EN3 Energy Sensor | [6 empty] | G129 | 0 | [10 empty] | No | No
MC210 | Engineering Building |  |  |  | MC210-B01/G13 | AHU Temp Allow | EN.EN3 Energy Sensor | [6 empty] | G13 | 0 | [10 empty] | No | No
MC210 | Engineering Building |  |  |  | MC210-B01/G12 | VT Pumps Reqd | EN.EN3 Energy Sensor | [6 empty] | G12 | 0 | [10 empty] | No | No
MC210 | Engineering Building |  |  |  | MC210-B01/G120 | Boilers Reqd | EN.EN3 Energy Sensor | [6 empty] | G120 | 0 | [10 empty] | No | No
MC210 | Engineering Building |  |  |  | MC210-B01/G121 | Logic 121 | EN.EN3 Energy Sensor | [6 empty] | G121 | 0 | [10 empty] | No | No
MC210 | Engineering Building |  |  |  | MC210-B01/G122 | Logic 122 | EN.EN3 Energy Sensor | [6 empty] | G122 | 0 | [10 empty] | No | No
MC210 | Engineering Building |  |  |  | MC210-B01/G123 | Logic 123 | EN.EN3 Energy Sensor | [6 empty] | G123 | 0 | [10 empty] | No | No
MC210 | Engineering Building |  |  |  | MC210-B01/G124 | Logic 124 | EN.EN3 Energy Sensor | [6 empty] | G124 | 0 | [10 empty] | No | No
MC210 | Engineering Building |  |  |  | MC210-B01/G114 | Logic 114 | EN.EN3 Energy Sensor | [6 empty] | G114 | 0 | [10 empty] | No | No
MC210 | Engineering Building |  |  |  | MC210-B01/G115 | Logic 115 | EN.EN3 Energy Sensor | [6 empty] | G115 | 0 | [10 empty] | No | No
MC210 | Engineering Building |  |  |  | MC210-B01/G116 | Logic 116 | EN.EN3 Energy Sensor | [6 empty] | G116 | 0 | [10 empty] | No | No
MC210 | Engineering Building |  |  |  | MC210-B01/G117 | PHE Sec Pump P1a Reqd | EN.EN3 Energy Sensor | [6 empty] | G117 | 0 | [10 empty] | No | No
MC210 | Engineering Building |  |  |  | MC210-B01/G118 | Logic 118 | EN.EN3 Energy Sensor | [6 empty] | G118 | 0 | [10 empty] | No | No
MC210 | Engineering Building |  |  |  | MC210-B01/G119 | PHE Sec Pumps P1 Go | EN.EN3 Energy Sensor | [6 empty] | G119 | 0 | [10 empty] | No | No
MC210 | Engineering Building |  |  |  | MC210-B01/G109 | Logic 109 | EN.EN3 Energy Sensor | [6 empty] | G109 | 0 | [10 empty] | No | No
MC210 | Engineering Building |  |  |  | MC210-B01/G11 | Logic 11 | EN.EN3 Energy Sensor | [6 empty] | G11 | 0 | [10 empty] | No | No
MC210 | Engineering Building |  |  |  | MC210-B01/G110 | Change duty | EN.EN3 Energy Sensor | [6 empty] | G110 | 0 | [10 empty] | No | No
MC210 | Engineering Building |  |  |  | MC210-B01/G111 | Logic 111 | EN.EN3 Energy Sensor | [6 empty] | G111 | 0 | [10 empty] | No | No
MC210 | Engineering Building |  |  |  | MC210-B01/G112 | Logic 112 | EN.EN3 Energy Sensor | [6 empty] | G112 | 0 | [10 empty] | No | No
MC210 | Engineering Building |  |  |  | MC210-B01/G113 | PHE Sec Pump P1b Reqd | EN.EN3 Energy Sensor | [6 empty] | G113 | 0 | [10 empty] | No | No
MC210 | Engineering Building |  |  |  | MC210-B01/G103 | Logic 103 | EN.EN3 Energy Sensor | [6 empty] | G103 | 0 | [10 empty] | No | No
MC210 | Engineering Building |  |  |  | MC210-B01/G104 | Logic 104 | EN.EN3 Energy Sensor | [6 empty] | G104 | 0 | [10 empty] | No | No
MC210 | Engineering Building |  |  |  | MC210-B01/G105 | Logic 105 | EN.EN3 Energy Sensor | [6 empty] | G105 | 0 | [10 empty] | No | No
MC210 | Engineering Building |  |  |  | MC210-B01/G106 | Logic 106 | EN.EN3 Energy Sensor | [6 empty] | G106 | 0 | [10 empty] | No | No
MC210 | Engineering Building |  |  |  | MC210-B01/G107 | Logic 107 | EN.EN3 Energy Sensor | [6 empty] | G107 | 0 | [10 empty] | No | No
MC210 | Engineering Building |  |  |  | MC210-B01/G108 | Change Duty DHW CT Pump P4 | EN.EN3 Energy Sensor | [6 empty] | G108 | 0 | [10 empty] | No | No
MC210 | Engineering Building |  |  |  | MC210-B01/F99 | Function 99 | EN.EN3 Energy Sensor | [6 empty] | F99 | 0 | [10 empty] | No | No
MC210 | Engineering Building |  |  |  | MC210-B01/G1 | 2nd Stage Frost Active | EN.EN3 Energy Sensor | [6 empty] | G1 | 0 | [10 empty] | No | No
MC210 | Engineering Building |  |  |  | MC210-B01/G10 | VT Reqd | EN.EN3 Energy Sensor | [6 empty] | G10 | 0 | [10 empty] | No | No
MC210 | Engineering Building |  |  |  | MC210-B01/G100 | Logic 100 | EN.EN3 Energy Sensor | [6 empty] | G100 | 0 | [10 empty] | No | No
MC210 | Engineering Building |  |  |  | MC210-B01/G101 | Logic 101 | EN.EN3 Energy Sensor | [6 empty] | G101 | 0 | [10 empty] | No | No
MC210 | Engineering Building |  |  |  | MC210-B01/G102 | Logic 102 | EN.EN3 Energy Sensor | [6 empty] | G102 | 0 | [10 empty] | No | No
MC210 | Engineering Building |  |  |  | MC210-B01/F93 | Function 93 | EN.EN3 Energy Sensor | [6 empty] | F93 | 0 | [10 empty] | No | No
MC210 | Engineering Building |  |  |  | MC210-B01/F94 | Function 94 | EN.EN3 Energy Sensor | [6 empty] | F94 | 0 | [10 empty] | No | No
MC210 | Engineering Building |  |  |  | MC210-B01/F95 | Function 95 | EN.EN3 Energy Sensor | [6 empty] | F95 | 0 | [10 empty] | No | No
MC210 | Engineering Building |  |  |  | MC210-B01/F96 | Function 96 | EN.EN3 Energy Sensor | [6 empty] | F96 | 0 | [10 empty] | No | No
MC210 | Engineering Building |  |  |  | MC210-B01/F97 | Function 97 | EN.EN3 Energy Sensor | [6 empty] | F97 | 0 | [10 empty] | No | No
MC210 | Engineering Building |  |  |  | MC210-B01/F98 | Function 98 | EN.EN3 Energy Sensor | [6 empty] | F98 | 0 | [10 empty] | No | No
MC210 | Engineering Building |  |  |  | MC210-B01/F88 | 1st Sunday March &gt; 3rd | EN.EN3 Energy Sensor | [6 empty] | F88 | 0 | [10 empty] | No | No
MC210 | Engineering Building |  |  |  | MC210-B01/F89 | DST Start Days to Add | EN.EN3 Energy Sensor | [6 empty] | F89 | 0 | [10 empty] | No | No
MC210 | Engineering Building |  |  |  | MC210-B01/F9 | Function 9 | EN.EN3 Energy Sensor | [6 empty] | F9 | 0 | [10 empty] | No | No
MC210 | Engineering Building |  |  |  | MC210-B01/F90 | DST Start Date | EN.EN3 Energy Sensor | [6 empty] | F90 | 0 | [10 empty] | No | No
MC210 | Engineering Building |  |  |  | MC210-B01/F91 | DST End Date | EN.EN3 Energy Sensor | [6 empty] | F91 | 0 | [10 empty] | No | No
MC210 | Engineering Building |  |  |  | MC210-B01/F92 | Function 92 | EN.EN3 Energy Sensor | [6 empty] | F92 | 0 | [10 empty] | No | No
MC210 | Engineering Building |  |  |  | MC210-B01/F82 | Adjustment for 01 March | EN.EN3 Energy Sensor | [6 empty] | F82 | 0 | [10 empty] | No | No
MC210 | Engineering Building |  |  |  | MC210-B01/F83 | Calculated Weekday 01 March | EN.EN3 Energy Sensor | [6 empty] | F83 | 0 | [10 empty] | No | No
MC210 | Engineering Building |  |  |  | MC210-B01/F84 | Month = March | EN.EN3 Energy Sensor | [6 empty] | F84 | 0 | [10 empty] | No | No
MC210 | Engineering Building |  |  |  | MC210-B01/F85 | Day of Week 01 March | EN.EN3 Energy Sensor | [6 empty] | F85 | 0 | [10 empty] | No | No
MC210 | Engineering Building |  |  |  | MC210-B01/F86 | Weekday last 01 March | EN.EN3 Energy Sensor | [6 empty] | F86 | 0 | [10 empty] | No | No
MC210 | Engineering Building |  |  |  | MC210-B01/F87 | Date 1st Sunday March | EN.EN3 Energy Sensor | [6 empty] | F87 | 0 | [10 empty] | No | No
MC210 | Engineering Building |  |  |  | MC210-B01/F77 | Adjustment for 01 Month | EN.EN3 Energy Sensor | [6 empty] | F77 | 0 | [10 empty] | No | No
MC210 | Engineering Building |  |  |  | MC210-B01/F78 | Weekday 01 Month | EN.EN3 Energy Sensor | [6 empty] | F78 | 0 | [10 empty] | No | No
MC210 | Engineering Building |  |  |  | MC210-B01/F79 | Startup Month Offset | EN.EN3 Energy Sensor | [6 empty] | F79 | 0 | [10 empty] | No | No
MC210 | Engineering Building |  |  |  | MC210-B01/F8 | Function 8 | EN.EN3 Energy Sensor | [6 empty] | F8 | 0 | [10 empty] | No | No
MC210 | Engineering Building |  |  |  | MC210-B01/F80 | Calculate 01 March | EN.EN3 Energy Sensor | [6 empty] | F80 | 0 | [10 empty] | No | No
MC210 | Engineering Building |  |  |  | MC210-B01/F81 | Calculated 01 March Negative | EN.EN3 Energy Sensor | [6 empty] | F81 | 0 | [10 empty] | No | No
MC210 | Engineering Building |  |  |  | MC210-B01/F71 | Startup Date&gt;21 Adjustment | EN.EN3 Energy Sensor | [6 empty] | F71 | 0 | [10 empty] | No | No
MC210 | Engineering Building |  |  |  | MC210-B01/F72 | Startup Date &gt; 28 | EN.EN3 Energy Sensor | [6 empty] | F72 | 0 | [10 empty] | No | No
MC210 | Engineering Building |  |  |  | MC210-B01/F73 | Startup Date&gt;28 Adjustment | EN.EN3 Energy Sensor | [6 empty] | F73 | 0 | [10 empty] | No | No
MC210 | Engineering Building |  |  |  | MC210-B01/F74 | StartUp Date adjusted | EN.EN3 Energy Sensor | [6 empty] | F74 | 0 | [10 empty] | No | No
MC210 | Engineering Building |  |  |  | MC210-B01/F75 | StartUp Date - Weekday | EN.EN3 Energy Sensor | [6 empty] | F75 | 0 | [10 empty] | No | No
MC210 | Engineering Building |  |  |  | MC210-B01/F76 | Is Date &gt; Weekday | EN.EN3 Energy Sensor | [6 empty] | F76 | 0 | [10 empty] | No | No
MC210 | Engineering Building |  |  |  | MC210-B01/F66 | Startup Date &gt; 7 | EN.EN3 Energy Sensor | [6 empty] | F66 | 0 | [10 empty] | No | No
MC210 | Engineering Building |  |  |  | MC210-B01/F67 | Startup Date&gt; 7 Adjustment | EN.EN3 Energy Sensor | [6 empty] | F67 | 0 | [10 empty] | No | No
MC210 | Engineering Building |  |  |  | MC210-B01/F68 | Startup Date &gt; 14 | EN.EN3 Energy Sensor | [6 empty] | F68 | 0 | [10 empty] | No | No
MC210 | Engineering Building |  |  |  | MC210-B01/F69 | Startup Date&gt;14 Adjustment | EN.EN3 Energy Sensor | [6 empty] | F69 | 0 | [10 empty] | No | No
MC210 | Engineering Building |  |  |  | MC210-B01/F7 | Function 7 | EN.EN3 Energy Sensor | [6 empty] | F7 | 0 | [10 empty] | No | No
MC210 | Engineering Building |  |  |  | MC210-B01/F70 | Startup Date &gt; 21 | EN.EN3 Energy Sensor | [6 empty] | F70 | 0 | [10 empty] | No | No
MC210 | Engineering Building |  |  |  | MC210-B01/F60 | Function 60 | EN.EN3 Energy Sensor | [6 empty] | F60 | 0 | [10 empty] | No | No
MC210 | Engineering Building |  |  |  | MC210-B01/F61 | Function 61 | EN.EN3 Energy Sensor | [6 empty] | F61 | 0 | [10 empty] | No | No
MC210 | Engineering Building |  |  |  | MC210-B01/F62 | Function 62 | EN.EN3 Energy Sensor | [6 empty] | F62 | 0 | [10 empty] | No | No
MC210 | Engineering Building |  |  |  | MC210-B01/F63 | Controller Startup Date | EN.EN3 Energy Sensor | [6 empty] | F63 | 0 | [10 empty] | No | No
MC210 | Engineering Building |  |  |  | MC210-B01/F64 | Controller Startup Weekday | EN.EN3 Energy Sensor | [6 empty] | F64 | 0 | [10 empty] | No | No
MC210 | Engineering Building |  |  |  | MC210-B01/F65 | Controller Startup Month | EN.EN3 Energy Sensor | [6 empty] | F65 | 0 | [10 empty] | No | No
MC210 | Engineering Building |  |  |  | MC210-B01/F55 | Function 55 | EN.EN3 Energy Sensor | [6 empty] | F55 | 0 | [10 empty] | No | No
MC210 | Engineering Building |  |  |  | MC210-B01/F56 | Function 56 | EN.EN3 Energy Sensor | [6 empty] | F56 | 0 | [10 empty] | No | No
MC210 | Engineering Building |  |  |  | MC210-B01/F57 | Function 57 | EN.EN3 Energy Sensor | [6 empty] | F57 | 0 | [10 empty] | No | No
MC210 | Engineering Building |  |  |  | MC210-B01/F58 | Uflr Schedule | EN.EN3 Energy Sensor | [6 empty] | F58 | 0 | [10 empty] | No | No
MC210 | Engineering Building |  |  |  | MC210-B01/F59 | Function 59 | EN.EN3 Energy Sensor | [6 empty] | F59 | 0 | [10 empty] | No | No
MC210 | Engineering Building |  |  |  | MC210-B01/F6 | B27 &amp; C24 Extract VAV Status | EN.EN3 Energy Sensor | [6 empty] | F6 | 0 | [10 empty] | No | No
MC210 | Engineering Building |  |  |  | MC210-B01/F5 | Room Frost Value | EN.EN3 Energy Sensor | [6 empty] | F5 | 0 | [10 empty] | No | No
MC210 | Engineering Building |  |  |  | MC210-B01/F50 | Function 50 | EN.EN3 Energy Sensor | [6 empty] | F50 | 0 | [10 empty] | No | No
MC210 | Engineering Building |  |  |  | MC210-B01/F51 | CT Reqd AHU2 | EN.EN3 Energy Sensor | [6 empty] | F51 | 0 | [10 empty] | No | No
MC210 | Engineering Building |  |  |  | MC210-B01/F52 | Function 52 | EN.EN3 Energy Sensor | [6 empty] | F52 | 0 | [10 empty] | No | No
MC210 | Engineering Building |  |  |  | MC210-B01/F53 | Function 53 | EN.EN3 Energy Sensor | [6 empty] | F53 | 0 | [10 empty] | No | No
MC210 | Engineering Building |  |  |  | MC210-B01/F54 | Function 54 | EN.EN3 Energy Sensor | [6 empty] | F54 | 0 | [10 empty] | No | No
MC210 | Engineering Building |  |  |  | MC210-B01/F44 | Function 44 | EN.EN3 Energy Sensor | [6 empty] | F44 | 0 | [10 empty] | No | No
MC210 | Engineering Building |  |  |  | MC210-B01/F45 | Function 45 | EN.EN3 Energy Sensor | [6 empty] | F45 | 0 | [10 empty] | No | No
MC210 | Engineering Building |  |  |  | MC210-B01/F46 | CT Reqd AHU1 | EN.EN3 Energy Sensor | [6 empty] | F46 | 0 | [10 empty] | No | No
MC210 | Engineering Building |  |  |  | MC210-B01/F47 | Function 47 | EN.EN3 Energy Sensor | [6 empty] | F47 | 0 | [10 empty] | No | No
MC210 | Engineering Building |  |  |  | MC210-B01/F48 | Function 48 | EN.EN3 Energy Sensor | [6 empty] | F48 | 0 | [10 empty] | No | No
MC210 | Engineering Building |  |  |  | MC210-B01/F49 | Function 49 | EN.EN3 Energy Sensor | [6 empty] | F49 | 0 | [10 empty] | No | No
MC210 | Engineering Building |  |  |  | MC210-B01/F39 | Function 39 | EN.EN3 Energy Sensor | [6 empty] | F39 | 0 | [10 empty] | No | No
MC210 | Engineering Building |  |  |  | MC210-B01/F4 | Function 4 | EN.EN3 Energy Sensor | [6 empty] | F4 | 0 | [10 empty] | No | No
MC210 | Engineering Building |  |  |  | MC210-B01/F40 | Function 40 | EN.EN3 Energy Sensor | [6 empty] | F40 | 0 | [10 empty] | No | No
MC210 | Engineering Building |  |  |  | MC210-B01/F41 | Function 41 | EN.EN3 Energy Sensor | [6 empty] | F41 | 0 | [10 empty] | No | No
MC210 | Engineering Building |  |  |  | MC210-B01/F42 | Function 42 | EN.EN3 Energy Sensor | [6 empty] | F42 | 0 | [10 empty] | No | No
MC210 | Engineering Building |  |  |  | MC210-B01/F43 | AHU2 Schedule | EN.EN3 Energy Sensor | [6 empty] | F43 | 0 | [10 empty] | No | No
MC210 | Engineering Building |  |  |  | MC210-B01/F33 | Function 33 | EN.EN3 Energy Sensor | [6 empty] | F33 | 0 | [10 empty] | No | No
MC210 | Engineering Building |  |  |  | MC210-B01/F34 | Function 34 | EN.EN3 Energy Sensor | [6 empty] | F34 | 0 | [10 empty] | No | No
MC210 | Engineering Building |  |  |  | MC210-B01/F35 | Function 35 | EN.EN3 Energy Sensor | [6 empty] | F35 | 0 | [10 empty] | No | No
MC210 | Engineering Building |  |  |  | MC210-B01/F36 | PHE Demand | EN.EN3 Energy Sensor | [6 empty] | F36 | 0 | [10 empty] | No | No
MC210 | Engineering Building |  |  |  | MC210-B01/F37 | Function 37 | EN.EN3 Energy Sensor | [6 empty] | F37 | 0 | [10 empty] | No | No
MC210 | Engineering Building |  |  |  | MC210-B01/F38 | Function 38 | EN.EN3 Energy Sensor | [6 empty] | F38 | 0 | [10 empty] | No | No
MC210 | Engineering Building |  |  |  | MC210-B01/F28 | Function 28 | EN.EN3 Energy Sensor | [6 empty] | F28 | 0 | [10 empty] | No | No
MC210 | Engineering Building |  |  |  | MC210-B01/F29 | Function 29 | EN.EN3 Energy Sensor | [6 empty] | F29 | 0 | [10 empty] | No | No
MC210 | Engineering Building |  |  |  | MC210-B01/F3 | Function 3 | EN.EN3 Energy Sensor | [6 empty] | F3 | 0 | [10 empty] | No | No
MC210 | Engineering Building |  |  |  | MC210-B01/F30 | Function 30 | EN.EN3 Energy Sensor | [6 empty] | F30 | 0 | [10 empty] | No | No
MC210 | Engineering Building |  |  |  | MC210-B01/F31 | Function 31 | EN.EN3 Energy Sensor | [6 empty] | F31 | 0 | [10 empty] | No | No
MC210 | Engineering Building |  |  |  | MC210-B01/F32 | Function 32 | EN.EN3 Energy Sensor | [6 empty] | F32 | 0 | [10 empty] | No | No
MC210 | Engineering Building |  |  |  | MC210-B01/F22 | Function 22 | EN.EN3 Energy Sensor | [6 empty] | F22 | 0 | [10 empty] | No | No
MC210 | Engineering Building |  |  |  | MC210-B01/F23 | Function 23 | EN.EN3 Energy Sensor | [6 empty] | F23 | 0 | [10 empty] | No | No
MC210 | Engineering Building |  |  |  | MC210-B01/F24 | Function 24 | EN.EN3 Energy Sensor | [6 empty] | F24 | 0 | [10 empty] | No | No
MC210 | Engineering Building |  |  |  | MC210-B01/F25 | Function 25 | EN.EN3 Energy Sensor | [6 empty] | F25 | 0 | [10 empty] | No | No
MC210 | Engineering Building |  |  |  | MC210-B01/F26 | Function 26 | EN.EN3 Energy Sensor | [6 empty] | F26 | 0 | [10 empty] | No | No
MC210 | Engineering Building |  |  |  | MC210-B01/F27 | Function 27 | EN.EN3 Energy Sensor | [6 empty] | F27 | 0 | [10 empty] | No | No
MC210 | Engineering Building |  |  |  | MC210-B01/F17 | Summer Switch | EN.EN3 Energy Sensor | [6 empty] | F17 | 0 | [10 empty] | No | No
MC210 | Engineering Building |  |  |  | MC210-B01/F18 | Function 18 | EN.EN3 Energy Sensor | [6 empty] | F18 | 0 | [10 empty] | No | No
MC210 | Engineering Building |  |  |  | MC210-B01/F19 | Function 19 | EN.EN3 Energy Sensor | [6 empty] | F19 | 0 | [10 empty] | No | No
MC210 | Engineering Building |  |  |  | MC210-B01/F2 | OS Frost | EN.EN3 Energy Sensor | [6 empty] | F2 | 0 | [10 empty] | No | No
MC210 | Engineering Building |  |  |  | MC210-B01/F20 | Function 20 | EN.EN3 Energy Sensor | [6 empty] | F20 | 0 | [10 empty] | No | No
MC210 | Engineering Building |  |  |  | MC210-B01/F21 | Function 21 | EN.EN3 Energy Sensor | [6 empty] | F21 | 0 | [10 empty] | No | No
MC210 | Engineering Building |  |  |  | MC210-B01/F113 | Function 113 | EN.EN3 Energy Sensor | [6 empty] | F113 | 0 | [10 empty] | No | No
MC210 | Engineering Building |  |  |  | MC210-B01/F12 | Function 12 | EN.EN3 Energy Sensor | [6 empty] | F12 | 0 | [10 empty] | No | No
MC210 | Engineering Building |  |  |  | MC210-B01/F13 | Function 13 | EN.EN3 Energy Sensor | [6 empty] | F13 | 0 | [10 empty] | No | No
MC210 | Engineering Building |  |  |  | MC210-B01/F14 | Function 14 | EN.EN3 Energy Sensor | [6 empty] | F14 | 0 | [10 empty] | No | No
MC210 | Engineering Building |  |  |  | MC210-B01/F15 | Function 15 | EN.EN3 Energy Sensor | [6 empty] | F15 | 0 | [10 empty] | No | No
MC210 | Engineering Building |  |  |  | MC210-B01/F16 | VT Schedule | EN.EN3 Energy Sensor | [6 empty] | F16 | 0 | [10 empty] | No | No
MC210 | Engineering Building |  |  |  | MC210-B01/F107 | Function 107 | EN.EN3 Energy Sensor | [6 empty] | F107 | 0 | [10 empty] | No | No
MC210 | Engineering Building |  |  |  | MC210-B01/F108 | Function 108 | EN.EN3 Energy Sensor | [6 empty] | F108 | 0 | [10 empty] | No | No
MC210 | Engineering Building |  |  |  | MC210-B01/F109 | Function 109 | EN.EN3 Energy Sensor | [6 empty] | F109 | 0 | [10 empty] | No | No
MC210 | Engineering Building |  |  |  | MC210-B01/F11 | Function 11 | EN.EN3 Energy Sensor | [6 empty] | F11 | 0 | [10 empty] | No | No
MC210 | Engineering Building |  |  |  | MC210-B01/F110 | Function 110 | EN.EN3 Energy Sensor | [6 empty] | F110 | 0 | [10 empty] | No | No
MC210 | Engineering Building |  |  |  | MC210-B01/F111 | Function 111 | EN.EN3 Energy Sensor | [6 empty] | F111 | 0 | [10 empty] | No | No
MC210 | Engineering Building |  |  |  | MC210-B01/F101 | AHU Frost Allow | EN.EN3 Energy Sensor | [6 empty] | F101 | 0 | [10 empty] | No | No
MC210 | Engineering Building |  |  |  | MC210-B01/F102 | Function 102 | EN.EN3 Energy Sensor | [6 empty] | F102 | 0 | [10 empty] | No | No
MC210 | Engineering Building |  |  |  | MC210-B01/F103 | Function 103 | EN.EN3 Energy Sensor | [6 empty] | F103 | 0 | [10 empty] | No | No
MC210 | Engineering Building |  |  |  | MC210-B01/F104 | Function 104 | EN.EN3 Energy Sensor | [6 empty] | F104 | 0 | [10 empty] | No | No
MC210 | Engineering Building |  |  |  | MC210-B01/F105 | Function 105 | EN.EN3 Energy Sensor | [6 empty] | F105 | 0 | [10 empty] | No | No
MC210 | Engineering Building |  |  |  | MC210-B01/F106 | Function 106 | EN.EN3 Energy Sensor | [6 empty] | F106 | 0 | [10 empty] | No | No
MC210 | Engineering Building |  |  |  | MC210-B01/D9 | DHW Via PHE CT Return Valve | EN.EN3 Energy Sensor | [6 empty] | D9 | 0 | [10 empty] | No | No
MC210 | Engineering Building |  |  |  | MC210-B01/e1 | Alarms | EN.EN3 Energy Sensor | [6 empty] | e1 | 0 | [10 empty] | No | No
MC210 | Engineering Building |  |  |  | MC210-B01/e2 | IQ ViewAlarms | EN.EN3 Energy Sensor | [6 empty] | e2 | 0 | [10 empty] | No | No
MC210 | Engineering Building |  |  |  | MC210-B01/F1 | Function 1 | EN.EN3 Energy Sensor | [6 empty] | F1 | 0 | [10 empty] | No | No
MC210 | Engineering Building |  |  |  | MC210-B01/F10 | Function 10 | EN.EN3 Energy Sensor | [6 empty] | F10 | 0 | [10 empty] | No | No
MC210 | Engineering Building |  |  |  | MC210-B01/F100 | Average CT Temp | EN.EN3 Energy Sensor | [6 empty] | F100 | 0 | [10 empty] | No | No
MC210 | Engineering Building |  |  |  | MC210-B01/D46 | C24 Reheat Valve HB02 | EN.EN3 Energy Sensor | [6 empty] | D46 | 0 | [10 empty] | No | No
MC210 | Engineering Building |  |  |  | MC210-B01/D47 | C27a Reheat Valve HB06 | EN.EN3 Energy Sensor | [6 empty] | D47 | 0 | [10 empty] | No | No
MC210 | Engineering Building |  |  |  | MC210-B01/D5 | Gen DHW Sec Pump | EN.EN3 Energy Sensor | [6 empty] | D5 | 0 | [10 empty] | No | No
MC210 | Engineering Building |  |  |  | MC210-B01/D6 | Lab DHW Calorifier Valve | EN.EN3 Energy Sensor | [6 empty] | D6 | 0 | [10 empty] | No | No
MC210 | Engineering Building |  |  |  | MC210-B01/D7 | Lab DHW Sec Pump | EN.EN3 Energy Sensor | [6 empty] | D7 | 0 | [10 empty] | No | No
MC210 | Engineering Building |  |  |  | MC210-B01/D8 | DHW Via PHE CT Flow Valve | EN.EN3 Energy Sensor | [6 empty] | D8 | 0 | [10 empty] | No | No
MC210 | Engineering Building |  |  |  | MC210-B01/D4 | Gen DHW Calorifier Valve | EN.EN3 Energy Sensor | [6 empty] | D4 | 0 | [10 empty] | No | No
MC210 | Engineering Building |  |  |  | MC210-B01/D41 | C27b Reheat Valve HB07 | EN.EN3 Energy Sensor | [6 empty] | D41 | 0 | [10 empty] | No | No
MC210 | Engineering Building |  |  |  | MC210-B01/D42 | Thermal Wheel | EN.EN3 Energy Sensor | [6 empty] | D42 | 0 | [10 empty] | No | No
MC210 | Engineering Building |  |  |  | MC210-B01/D43 | B04 Fan Enable | EN.EN3 Energy Sensor | [6 empty] | D43 | 0 | [10 empty] | No | No
MC210 | Engineering Building |  |  |  | MC210-B01/D44 | AHU 2 Recoupe Damper | EN.EN3 Energy Sensor | [6 empty] | D44 | 0 | [10 empty] | No | No
MC210 | Engineering Building |  |  |  | MC210-B01/D45 | B27 Reheat Valve HB01 | EN.EN3 Energy Sensor | [6 empty] | D45 | 0 | [10 empty] | No | No
MC210 | Engineering Building |  |  |  | MC210-B01/D32 | C24b Clean Rm Condenser Enable | EN.EN3 Energy Sensor | [6 empty] | D32 | 0 | [10 empty] | No | No
MC210 | Engineering Building |  |  |  | MC210-B01/D33 | C24 Condenser Enable | EN.EN3 Energy Sensor | [6 empty] | D33 | 0 | [10 empty] | No | No
MC210 | Engineering Building |  |  |  | MC210-B01/D34 | C27 Condenser Enable | EN.EN3 Energy Sensor | [6 empty] | D34 | 0 | [10 empty] | No | No
MC210 | Engineering Building |  |  |  | MC210-B01/D35 | C24d Reheat Valve HB03 | EN.EN3 Energy Sensor | [6 empty] | D35 | 0 | [10 empty] | No | No
MC210 | Engineering Building |  |  |  | MC210-B01/D37 | C27 Reheat Valve HB04 | EN.EN3 Energy Sensor | [6 empty] | D37 | 0 | [10 empty] | No | No
MC210 | Engineering Building |  |  |  | MC210-B01/D38 | C27a Reheat Valve HB05 | EN.EN3 Energy Sensor | [6 empty] | D38 | 0 | [10 empty] | No | No
MC210 | Engineering Building |  |  |  | MC210-B01/D27 | AHU2 Extract Fan | EN.EN3 Energy Sensor | [6 empty] | D27 | 0 | [10 empty] | No | No
MC210 | Engineering Building |  |  |  | MC210-B01/D28 | AHU2 Supply Fan Demand | EN.EN3 Energy Sensor | [6 empty] | D28 | 0 | [10 empty] | No | No
MC210 | Engineering Building |  |  |  | MC210-B01/D29 | AHU2 Extract Fan Demand | EN.EN3 Energy Sensor | [6 empty] | D29 | 0 | [10 empty] | No | No
MC210 | Engineering Building |  |  |  | MC210-B01/D3 | CT Htg P3 2RM | EN.EN3 Energy Sensor | [6 empty] | D3 | 0 | [10 empty] | No | No
MC210 | Engineering Building |  |  |  | MC210-B01/D30 | AHU2 Heating Coil Valve | EN.EN3 Energy Sensor | [6 empty] | D30 | 0 | [10 empty] | No | No
MC210 | Engineering Building |  |  |  | MC210-B01/D31 | B27 Condenser Enable | EN.EN3 Energy Sensor | [6 empty] | D31 | 0 | [10 empty] | No | No
MC210 | Engineering Building |  |  |  | MC210-B01/D21 | AHU1 Supply Fan Demand | EN.EN3 Energy Sensor | [6 empty] | D21 | 0 | [10 empty] | No | No
MC210 | Engineering Building |  |  |  | MC210-B01/D22 | AHU1 Extract Fan Demand | EN.EN3 Energy Sensor | [6 empty] | D22 | 0 | [10 empty] | No | No
MC210 | Engineering Building |  |  |  | MC210-B01/D23 | AHU Heating Coil Valve | EN.EN3 Energy Sensor | [6 empty] | D23 | 0 | [10 empty] | No | No
MC210 | Engineering Building |  |  |  | MC210-B01/D24 | AHU2 Supply Damper | EN.EN3 Energy Sensor | [6 empty] | D24 | 0 | [10 empty] | No | No
MC210 | Engineering Building |  |  |  | MC210-B01/D25 | AHU2 Extract Damper | EN.EN3 Energy Sensor | [6 empty] | D25 | 0 | [10 empty] | No | No
MC210 | Engineering Building |  |  |  | MC210-B01/D26 | AHU2 Supply Fan | EN.EN3 Energy Sensor | [6 empty] | D26 | 0 | [10 empty] | No | No
MC210 | Engineering Building |  |  |  | MC210-B01/D16 | PHE No2 Primary Valve | EN.EN3 Energy Sensor | [6 empty] | D16 | 0 | [10 empty] | No | No
MC210 | Engineering Building |  |  |  | MC210-B01/D17 | AHU1 Supply Damper | EN.EN3 Energy Sensor | [6 empty] | D17 | 0 | [10 empty] | No | No
MC210 | Engineering Building |  |  |  | MC210-B01/D18 | AHU1 Extract Damper | EN.EN3 Energy Sensor | [6 empty] | D18 | 0 | [10 empty] | No | No
MC210 | Engineering Building |  |  |  | MC210-B01/D19 | AHU1 Supply Fan | EN.EN3 Energy Sensor | [6 empty] | D19 | 0 | [10 empty] | No | No
MC210 | Engineering Building |  |  |  | MC210-B01/D2 | Variable temperature circuit valve | EN.EN3 Energy Sensor | [6 empty] | D2 | 0 | [10 empty] | No | No
MC210 | Engineering Building |  |  |  | MC210-B01/D20 | AHU1 Extract Fan | EN.EN3 Energy Sensor | [6 empty] | D20 | 0 | [10 empty] | No | No
MC210 | Engineering Building |  |  |  | MC210-B01/D10 | DHW Gas Boiler Flow Valve | EN.EN3 Energy Sensor | [6 empty] | D10 | 0 | [10 empty] | No | No
MC210 | Engineering Building |  |  |  | MC210-B01/D11 | DHW Gas Boiler Return Valve | EN.EN3 Energy Sensor | [6 empty] | D11 | 0 | [10 empty] | No | No
MC210 | Engineering Building |  |  |  | MC210-B01/D12 | DHW CT Pumps P4 2RM | EN.EN3 Energy Sensor | [6 empty] | D12 | 0 | [10 empty] | No | No
MC210 | Engineering Building |  |  |  | MC210-B01/D13 | DHW Backup Boiler | EN.EN3 Energy Sensor | [6 empty] | D13 | 0 | [10 empty] | No | No
MC210 | Engineering Building |  |  |  | MC210-B01/D14 | PHE Sec Pumps P1 2RM | EN.EN3 Energy Sensor | [6 empty] | D14 | 0 | [10 empty] | No | No
MC210 | Engineering Building |  |  |  | MC210-B01/D15 | PHE No1 Primary Valve | EN.EN3 Energy Sensor | [6 empty] | D15 | 0 | [10 empty] | No | No
MC210 | Engineering Building |  |  |  | MC210-B01/A25 | C27a Reheat Dmd | EN.EN3 Energy Sensor | [6 empty] | A25 | 0 | [10 empty] | No | No
MC210 | Engineering Building |  |  |  | MC210-B01/A26 | C27b Reheat Dmd | EN.EN3 Energy Sensor | [6 empty] | A26 | 0 | [10 empty] | No | No
MC210 | Engineering Building |  |  |  | MC210-B01/A31 | OS13 Dig Values | EN.EN3 Energy Sensor | [6 empty] | A31 | 0 | [10 empty] | No | No
MC210 | Engineering Building |  |  |  | MC210-B01/A40 | B04 &amp; D30 Make Up Fans | EN.EN3 Energy Sensor | [6 empty] | A40 | 0 | [10 empty] | No | No
MC210 | Engineering Building |  |  |  | MC210-B01/C1 | Virtual CNC 1 | EN.EN3 Energy Sensor | [6 empty] | C1 | 0 | [10 empty] | No | No
MC210 | Engineering Building |  |  |  | MC210-B01/D1 | VT Pumps 2RM | EN.EN3 Energy Sensor | [6 empty] | D1 | 0 | [10 empty] | No | No
MC210 | Engineering Building |  |  |  | MC210-B03/A11 | Outside air temperature | EN.EN3 Energy Sensor | [6 empty] | A11 | 0 | [10 empty] | No | No
MC210 | Engineering Building |  |  |  | MC210-B03/A12 | Analogue Node 12 | EN.EN3 Energy Sensor | [6 empty] | A12 | 0 | [10 empty] | No | No
MC210 | Engineering Building |  |  |  | MC210-B03/A21 | B27 VAV Dmd from OS12 | EN.EN3 Energy Sensor | [6 empty] | A21 | 0 | [10 empty] | No | No
MC210 | Engineering Building |  |  |  | MC210-B03/A22 | C24 VAV Dmd | EN.EN3 Energy Sensor | [6 empty] | A22 | 0 | [10 empty] | No | No
MC210 | Engineering Building |  |  |  | MC210-B03/A30 | Analogue Node 30 | EN.EN3 Energy Sensor | [6 empty] | A30 | 0 | [10 empty] | No | No
MC210 | Engineering Building |  |  |  | MC210-B03/A31 | Room Temp A17 from OS11 | EN.EN3 Energy Sensor | [6 empty] | A31 | 0 | [10 empty] | No | No
MC210 | Engineering Building |  |  |  | MC210-B03/Y1 | Temp V 0+40 | EN.EN3 Energy Sensor | [6 empty] | Y1 | 0 | [10 empty] | No | No
MC210 | Engineering Building |  |  |  | MC210-B03/Y2 | CO2 V | EN.EN3 Energy Sensor | [6 empty] | Y2 | 0 | [10 empty] | No | No
MC210 | Engineering Building |  |  |  | MC210-B03/Y3 | Pressure I 1000Pa | EN.EN3 Energy Sensor | [6 empty] | Y3 | 0 | [10 empty] | No | No
MC210 | Engineering Building |  |  |  | MC210-B03/Y4 | Pressure | EN.EN3 Energy Sensor | [6 empty] | Y4 | 0 | [10 empty] | No | No
MC210 | Engineering Building |  |  |  | MC210-B03/Z1 | Night Cooling Clock | EN.EN3 Energy Sensor | [6 empty] | Z1 | 0 | [10 empty] | No | No
MC210 | Engineering Building |  |  |  | MC210-B03/S8 | Room CO² A21 | EN.EN3 Energy Sensor | [6 empty] | S8 | 0 | [10 empty] | No | No
MC210 | Engineering Building |  |  |  | MC210-B03/S9 | Room Temp A22 | EN.EN3 Energy Sensor | [6 empty] | S9 | 0 | [10 empty] | No | No
MC210 | Engineering Building |  |  |  | MC210-B03/U1 |  | EN.EN3 Energy Sensor | [6 empty] | U1 | 0 | [10 empty] | No | No
MC210 | Engineering Building |  |  |  | MC210-B03/U2 |  | EN.EN3 Energy Sensor | [6 empty] | U2 | 0 | [10 empty] | No | No
MC210 | Engineering Building |  |  |  | MC210-B03/V1 |  | EN.EN3 Energy Sensor | [6 empty] | V1 | 0 | [10 empty] | No | No
MC210 | Engineering Building |  |  |  | MC210-B03/W1 | Auto - manual window vent A19 | EN.EN3 Energy Sensor | [6 empty] | W1 | 0 | [10 empty] | No | No
MC210 | Engineering Building |  |  |  | MC210-B03/S45 | A17 wall sensor Icomms | EN.EN3 Energy Sensor | [6 empty] | S45 | 0 | [10 empty] | No | No
MC210 | Engineering Building |  |  |  | MC210-B03/S46 | Atrium Nat Vent Dmd | EN.EN3 Energy Sensor | [6 empty] | S46 | 0 | [10 empty] | No | No
MC210 | Engineering Building |  |  |  | MC210-B03/S47 | Rain Sensor | EN.EN3 Energy Sensor | [6 empty] | S47 | 0 | [10 empty] | No | No
MC210 | Engineering Building |  |  |  | MC210-B03/S5 | Room Temp A19 | EN.EN3 Energy Sensor | [6 empty] | S5 | 0 | [10 empty] | No | No
MC210 | Engineering Building |  |  |  | MC210-B03/S6 | Room CO² A19 | EN.EN3 Energy Sensor | [6 empty] | S6 | 0 | [10 empty] | No | No
MC210 | Engineering Building |  |  |  | MC210-B03/S7 | Room Temp A21 | EN.EN3 Energy Sensor | [6 empty] | S7 | 0 | [10 empty] | No | No
MC210 | Engineering Building |  |  |  | MC210-B03/S39 | Room Temp D03 | EN.EN3 Energy Sensor | [6 empty] | S39 | 0 | [10 empty] | No | No
MC210 | Engineering Building |  |  |  | MC210-B03/S4 | Room CO² A18 | EN.EN3 Energy Sensor | [6 empty] | S4 | 0 | [10 empty] | No | No
MC210 | Engineering Building |  |  |  | MC210-B03/S40 | Room CO² D03 | EN.EN3 Energy Sensor | [6 empty] | S40 | 0 | [10 empty] | No | No
MC210 | Engineering Building |  |  |  | MC210-B03/S41 | Room Diff Pressure | EN.EN3 Energy Sensor | [6 empty] | S41 | 0 | [10 empty] | No | No
MC210 | Engineering Building |  |  |  | MC210-B03/S42 | Room Pressure C24 | EN.EN3 Energy Sensor | [6 empty] | S42 | 0 | [10 empty] | No | No
MC210 | Engineering Building |  |  |  | MC210-B03/S43 | Max Space Temperature | EN.EN3 Energy Sensor | [6 empty] | S43 | 0 | [10 empty] | No | No
MC210 | Engineering Building |  |  |  | MC210-B03/S33 | Room Temp C04 | EN.EN3 Energy Sensor | [6 empty] | S33 | 0 | [10 empty] | No | No
MC210 | Engineering Building |  |  |  | MC210-B03/S34 | Room CO² C04 | EN.EN3 Energy Sensor | [6 empty] | S34 | 0 | [10 empty] | No | No
MC210 | Engineering Building |  |  |  | MC210-B03/S35 | Room Temp C25 | EN.EN3 Energy Sensor | [6 empty] | S35 | 0 | [10 empty] | No | No
MC210 | Engineering Building |  |  |  | MC210-B03/S36 | Room CO² C25 | EN.EN3 Energy Sensor | [6 empty] | S36 | 0 | [10 empty] | No | No
MC210 | Engineering Building |  |  |  | MC210-B03/S37 | Room Temp D30 | EN.EN3 Energy Sensor | [6 empty] | S37 | 0 | [10 empty] | No | No
MC210 | Engineering Building |  |  |  | MC210-B03/S38 | Room CO² D30 | EN.EN3 Energy Sensor | [6 empty] | S38 | 0 | [10 empty] | No | No
MC210 | Engineering Building |  |  |  | MC210-B03/S28 | Room CO² C30 No1 | EN.EN3 Energy Sensor | [6 empty] | S28 | 0 | [10 empty] | No | No
MC210 | Engineering Building |  |  |  | MC210-B03/S29 | Room Temp C30 No2 | EN.EN3 Energy Sensor | [6 empty] | S29 | 0 | [10 empty] | No | No
MC210 | Engineering Building |  |  |  | MC210-B03/S3 | Room Temp A18 | EN.EN3 Energy Sensor | [6 empty] | S3 | 0 | [10 empty] | No | No
MC210 | Engineering Building |  |  |  | MC210-B03/S30 | Room CO² C30 No2 | EN.EN3 Energy Sensor | [6 empty] | S30 | 0 | [10 empty] | No | No
MC210 | Engineering Building |  |  |  | MC210-B03/S31 | Room Temp A02 | EN.EN3 Energy Sensor | [6 empty] | S31 | 0 | [10 empty] | No | No
MC210 | Engineering Building |  |  |  | MC210-B03/S32 | Room CO² A02 | EN.EN3 Energy Sensor | [6 empty] | S32 | 0 | [10 empty] | No | No
MC210 | Engineering Building |  |  |  | MC210-B03/S22 | Room CO² B04 No2 | EN.EN3 Energy Sensor | [6 empty] | S22 | 0 | [10 empty] | No | No
MC210 | Engineering Building |  |  |  | MC210-B03/S23 | Room Temp C28 No1 | EN.EN3 Energy Sensor | [6 empty] | S23 | 0 | [10 empty] | No | No
MC210 | Engineering Building |  |  |  | MC210-B03/S24 | Room CO² C28 No1 | EN.EN3 Energy Sensor | [6 empty] | S24 | 0 | [10 empty] | No | No
MC210 | Engineering Building |  |  |  | MC210-B03/S25 | Room Temp C28 No2 | EN.EN3 Energy Sensor | [6 empty] | S25 | 0 | [10 empty] | No | No
MC210 | Engineering Building |  |  |  | MC210-B03/S26 | Room CO² C28 No2 | EN.EN3 Energy Sensor | [6 empty] | S26 | 0 | [10 empty] | No | No
MC210 | Engineering Building |  |  |  | MC210-B03/S27 | Room Temp C30 No1 | EN.EN3 Energy Sensor | [6 empty] | S27 | 0 | [10 empty] | No | No
MC210 | Engineering Building |  |  |  | MC210-B03/S17 | Room Temp B31 No2 | EN.EN3 Energy Sensor | [6 empty] | S17 | 0 | [10 empty] | No | No
MC210 | Engineering Building |  |  |  | MC210-B03/S18 | Room CO² B31 No2 | EN.EN3 Energy Sensor | [6 empty] | S18 | 0 | [10 empty] | No | No
MC210 | Engineering Building |  |  |  | MC210-B03/S19 | Room Temp B04 No1 | EN.EN3 Energy Sensor | [6 empty] | S19 | 0 | [10 empty] | No | No
MC210 | Engineering Building |  |  |  | MC210-B03/S2 | Room CO² B30 | EN.EN3 Energy Sensor | [6 empty] | S2 | 0 | [10 empty] | No | No
MC210 | Engineering Building |  |  |  | MC210-B03/S20 | Room CO² B04 No1 | EN.EN3 Energy Sensor | [6 empty] | S20 | 0 | [10 empty] | No | No
MC210 | Engineering Building |  |  |  | MC210-B03/S21 | Room Temp B04 No2 | EN.EN3 Energy Sensor | [6 empty] | S21 | 0 | [10 empty] | No | No
MC210 | Engineering Building |  |  |  | MC210-B03/S11 | Room Temp A14 | EN.EN3 Energy Sensor | [6 empty] | S11 | 0 | [10 empty] | No | No
MC210 | Engineering Building |  |  |  | MC210-B03/S12 | Room CO² A14 | EN.EN3 Energy Sensor | [6 empty] | S12 | 0 | [10 empty] | No | No
MC210 | Engineering Building |  |  |  | MC210-B03/S13 | Room Temp A06 | EN.EN3 Energy Sensor | [6 empty] | S13 | 0 | [10 empty] | No | No
MC210 | Engineering Building |  |  |  | MC210-B03/S14 | Room CO² A06 | EN.EN3 Energy Sensor | [6 empty] | S14 | 0 | [10 empty] | No | No
MC210 | Engineering Building |  |  |  | MC210-B03/S15 | Room Temp B31 No1 | EN.EN3 Energy Sensor | [6 empty] | S15 | 0 | [10 empty] | No | No
MC210 | Engineering Building |  |  |  | MC210-B03/S16 | Room CO² B31 No1 | EN.EN3 Energy Sensor | [6 empty] | S16 | 0 | [10 empty] | No | No
MC210 | Engineering Building |  |  |  | MC210-B03/P7 | Room Temp A21 | EN.EN3 Energy Sensor | [6 empty] | P7 | 0 | [10 empty] | No | No
MC210 | Engineering Building |  |  |  | MC210-B03/P8 | Room CO² A21 | EN.EN3 Energy Sensor | [6 empty] | P8 | 0 | [10 empty] | No | No
MC210 | Engineering Building |  |  |  | MC210-B03/P9 | Room Temp A22 | EN.EN3 Energy Sensor | [6 empty] | P9 | 0 | [10 empty] | No | No
MC210 | Engineering Building |  |  |  | MC210-B03/Q1 | Sequence Table 1 | EN.EN3 Energy Sensor | [6 empty] | Q1 | 0 | [10 empty] | No | No
MC210 | Engineering Building |  |  |  | MC210-B03/S1 | Room Temp B30 | EN.EN3 Energy Sensor | [6 empty] | S1 | 0 | [10 empty] | No | No
MC210 | Engineering Building |  |  |  | MC210-B03/S10 | Room CO² A22 | EN.EN3 Energy Sensor | [6 empty] | S10 | 0 | [10 empty] | No | No
MC210 | Engineering Building |  |  |  | MC210-B03/P46 | Sensor 45 | EN.EN3 Energy Sensor | [6 empty] | P46 | 0 | [10 empty] | No | No
MC210 | Engineering Building |  |  |  | MC210-B03/P47 | Atrium Nat Vent Dmd | EN.EN3 Energy Sensor | [6 empty] | P47 | 0 | [10 empty] | No | No
MC210 | Engineering Building |  |  |  | MC210-B03/P48 | Rain Sensor | EN.EN3 Energy Sensor | [6 empty] | P48 | 0 | [10 empty] | No | No
MC210 | Engineering Building |  |  |  | MC210-B03/P49 | Digital Input 29 | EN.EN3 Energy Sensor | [6 empty] | P49 | 0 | [10 empty] | No | No
MC210 | Engineering Building |  |  |  | MC210-B03/P5 | Room Temp A19 | EN.EN3 Energy Sensor | [6 empty] | P5 | 0 | [10 empty] | No | No
MC210 | Engineering Building |  |  |  | MC210-B03/P6 | Room CO² A19 | EN.EN3 Energy Sensor | [6 empty] | P6 | 0 | [10 empty] | No | No
MC210 | Engineering Building |  |  |  | MC210-B03/P40 | Room CO² D03 | EN.EN3 Energy Sensor | [6 empty] | P40 | 0 | [10 empty] | No | No
MC210 | Engineering Building |  |  |  | MC210-B03/P41 | Room Pressure B27 | EN.EN3 Energy Sensor | [6 empty] | P41 | 0 | [10 empty] | No | No
MC210 | Engineering Building |  |  |  | MC210-B03/P42 | Room Pressure C24 | EN.EN3 Energy Sensor | [6 empty] | P42 | 0 | [10 empty] | No | No
MC210 | Engineering Building |  |  |  | MC210-B03/P43 | Atrium LevA Windows | EN.EN3 Energy Sensor | [6 empty] | P43 | 0 | [10 empty] | No | No
MC210 | Engineering Building |  |  |  | MC210-B03/P44 | Atrium Zone1 Main RHS | EN.EN3 Energy Sensor | [6 empty] | P44 | 0 | [10 empty] | No | No
MC210 | Engineering Building |  |  |  | MC210-B03/P45 | Atrium Zone2 Breakout LHS | EN.EN3 Energy Sensor | [6 empty] | P45 | 0 | [10 empty] | No | No
MC210 | Engineering Building |  |  |  | MC210-B03/P35 | Room Temp C25 | EN.EN3 Energy Sensor | [6 empty] | P35 | 0 | [10 empty] | No | No
MC210 | Engineering Building |  |  |  | MC210-B03/P36 | Room CO² C25 | EN.EN3 Energy Sensor | [6 empty] | P36 | 0 | [10 empty] | No | No
MC210 | Engineering Building |  |  |  | MC210-B03/P37 | Room Temp D30 | EN.EN3 Energy Sensor | [6 empty] | P37 | 0 | [10 empty] | No | No
MC210 | Engineering Building |  |  |  | MC210-B03/P38 | Room CO² D30 | EN.EN3 Energy Sensor | [6 empty] | P38 | 0 | [10 empty] | No | No
MC210 | Engineering Building |  |  |  | MC210-B03/P39 | Room Temp D03 | EN.EN3 Energy Sensor | [6 empty] | P39 | 0 | [10 empty] | No | No
MC210 | Engineering Building |  |  |  | MC210-B03/P4 | Room CO² A18 | EN.EN3 Energy Sensor | [6 empty] | P4 | 0 | [10 empty] | No | No
MC210 | Engineering Building |  |  |  | MC210-B03/P3 | Room Temp A18 | EN.EN3 Energy Sensor | [6 empty] | P3 | 0 | [10 empty] | No | No
MC210 | Engineering Building |  |  |  | MC210-B03/P30 | Room CO² C30 No2 | EN.EN3 Energy Sensor | [6 empty] | P30 | 0 | [10 empty] | No | No
MC210 | Engineering Building |  |  |  | MC210-B03/P31 | Room Temp A02 | EN.EN3 Energy Sensor | [6 empty] | P31 | 0 | [10 empty] | No | No
MC210 | Engineering Building |  |  |  | MC210-B03/P32 | Room CO² A02 | EN.EN3 Energy Sensor | [6 empty] | P32 | 0 | [10 empty] | No | No
MC210 | Engineering Building |  |  |  | MC210-B03/P33 | Room Temp C04 | EN.EN3 Energy Sensor | [6 empty] | P33 | 0 | [10 empty] | No | No
MC210 | Engineering Building |  |  |  | MC210-B03/P34 | Room CO² C04 | EN.EN3 Energy Sensor | [6 empty] | P34 | 0 | [10 empty] | No | No
MC210 | Engineering Building |  |  |  | MC210-B03/P24 | Room CO² C28 No1 | EN.EN3 Energy Sensor | [6 empty] | P24 | 0 | [10 empty] | No | No
MC210 | Engineering Building |  |  |  | MC210-B03/P25 | Room Temp C28 No2 | EN.EN3 Energy Sensor | [6 empty] | P25 | 0 | [10 empty] | No | No
MC210 | Engineering Building |  |  |  | MC210-B03/P26 | Room CO² C28 No2 | EN.EN3 Energy Sensor | [6 empty] | P26 | 0 | [10 empty] | No | No
MC210 | Engineering Building |  |  |  | MC210-B03/P27 | Room Temp C30 No1 | EN.EN3 Energy Sensor | [6 empty] | P27 | 0 | [10 empty] | No | No
MC210 | Engineering Building |  |  |  | MC210-B03/P28 | Room CO² C30 No1 | EN.EN3 Energy Sensor | [6 empty] | P28 | 0 | [10 empty] | No | No
MC210 | Engineering Building |  |  |  | MC210-B03/P29 | Room Temp C30 No2 | EN.EN3 Energy Sensor | [6 empty] | P29 | 0 | [10 empty] | No | No
MC210 | Engineering Building |  |  |  | MC210-B03/P19 | Room Temp B04 No1 | EN.EN3 Energy Sensor | [6 empty] | P19 | 0 | [10 empty] | No | No
MC210 | Engineering Building |  |  |  | MC210-B03/P2 | Room CO² B30 | EN.EN3 Energy Sensor | [6 empty] | P2 | 0 | [10 empty] | No | No
MC210 | Engineering Building |  |  |  | MC210-B03/P20 | Room CO² B04 No1 | EN.EN3 Energy Sensor | [6 empty] | P20 | 0 | [10 empty] | No | No
MC210 | Engineering Building |  |  |  | MC210-B03/P21 | Room Temp B04 No2 | EN.EN3 Energy Sensor | [6 empty] | P21 | 0 | [10 empty] | No | No
MC210 | Engineering Building |  |  |  | MC210-B03/P22 | Room CO² B04 No2 | EN.EN3 Energy Sensor | [6 empty] | P22 | 0 | [10 empty] | No | No
MC210 | Engineering Building |  |  |  | MC210-B03/P23 | Room Temp C28 No1 | EN.EN3 Energy Sensor | [6 empty] | P23 | 0 | [10 empty] | No | No
MC210 | Engineering Building |  |  |  | MC210-B03/P13 | Room Temp A06 | EN.EN3 Energy Sensor | [6 empty] | P13 | 0 | [10 empty] | No | No
MC210 | Engineering Building |  |  |  | MC210-B03/P14 | Room CO² A06 | EN.EN3 Energy Sensor | [6 empty] | P14 | 0 | [10 empty] | No | No
MC210 | Engineering Building |  |  |  | MC210-B03/P15 | Room Temp B31 No1 | EN.EN3 Energy Sensor | [6 empty] | P15 | 0 | [10 empty] | No | No
MC210 | Engineering Building |  |  |  | MC210-B03/P16 | Room CO² B31 No1 | EN.EN3 Energy Sensor | [6 empty] | P16 | 0 | [10 empty] | No | No
MC210 | Engineering Building |  |  |  | MC210-B03/P17 | Room Temp B31 No2 | EN.EN3 Energy Sensor | [6 empty] | P17 | 0 | [10 empty] | No | No
MC210 | Engineering Building |  |  |  | MC210-B03/P18 | Room CO² B31 No2 | EN.EN3 Energy Sensor | [6 empty] | P18 | 0 | [10 empty] | No | No
MC210 | Engineering Building |  |  |  | MC210-B03/o1 | Alarm Route 1 | EN.EN3 Energy Sensor | [6 empty] | o1 | 0 | [10 empty] | No | No
MC210 | Engineering Building |  |  |  | MC210-B03/o2 | Alarm Route 1 | EN.EN3 Energy Sensor | [6 empty] | o2 | 0 | [10 empty] | No | No
MC210 | Engineering Building |  |  |  | MC210-B03/P1 | Room Temp B30 | EN.EN3 Energy Sensor | [6 empty] | P1 | 0 | [10 empty] | No | No
MC210 | Engineering Building |  |  |  | MC210-B03/P10 | Room CO² A22 | EN.EN3 Energy Sensor | [6 empty] | P10 | 0 | [10 empty] | No | No
MC210 | Engineering Building |  |  |  | MC210-B03/P11 | Room Temp A14 | EN.EN3 Energy Sensor | [6 empty] | P11 | 0 | [10 empty] | No | No
MC210 | Engineering Building |  |  |  | MC210-B03/P12 | Room CO² A14 | EN.EN3 Energy Sensor | [6 empty] | P12 | 0 | [10 empty] | No | No
MC210 | Engineering Building |  |  |  | MC210-B03/n1 | IC Comms 1 | EN.EN3 Energy Sensor | [6 empty] | n1 | 0 | [10 empty] | No | No
MC210 | Engineering Building |  |  |  | MC210-B03/N2 | IC Comms 2 | EN.EN3 Energy Sensor | [6 empty] | N2 | 0 | [10 empty] | No | No
MC210 | Engineering Building |  |  |  | MC210-B03/N3 | IC Comms 3 | EN.EN3 Energy Sensor | [6 empty] | N3 | 0 | [10 empty] | No | No
MC210 | Engineering Building |  |  |  | MC210-B03/N4 | IC Comms 4 | EN.EN3 Energy Sensor | [6 empty] | N4 | 0 | [10 empty] | No | No
MC210 | Engineering Building |  |  |  | MC210-B03/N5 | IC Comms 5 | EN.EN3 Energy Sensor | [6 empty] | N5 | 0 | [10 empty] | No | No
MC210 | Engineering Building |  |  |  | MC210-B03/L4 | Loop 4 | EN.EN3 Energy Sensor | [6 empty] | L4 | 0 | [10 empty] | No | No
MC210 | Engineering Building |  |  |  | MC210-B03/L5 | Loop 5 | EN.EN3 Energy Sensor | [6 empty] | L5 | 0 | [10 empty] | No | No
MC210 | Engineering Building |  |  |  | MC210-B03/L6 | Loop 6 | EN.EN3 Energy Sensor | [6 empty] | L6 | 0 | [10 empty] | No | No
MC210 | Engineering Building |  |  |  | MC210-B03/L7 | Loop 7 | EN.EN3 Energy Sensor | [6 empty] | L7 | 0 | [10 empty] | No | No
MC210 | Engineering Building |  |  |  | MC210-B03/L8 | Loop 8 | EN.EN3 Energy Sensor | [6 empty] | L8 | 0 | [10 empty] | No | No
MC210 | Engineering Building |  |  |  | MC210-B03/L9 | Loop 9 | EN.EN3 Energy Sensor | [6 empty] | L9 | 0 | [10 empty] | No | No
MC210 | Engineering Building |  |  |  | MC210-B03/L3 | Loop 3 | EN.EN3 Energy Sensor | [6 empty] | L3 | 0 | [10 empty] | No | No
MC210 | Engineering Building |  |  |  | MC210-B03/L30 | Loop 30 | EN.EN3 Energy Sensor | [6 empty] | L30 | 0 | [10 empty] | No | No
MC210 | Engineering Building |  |  |  | MC210-B03/L31 | Loop 31 | EN.EN3 Energy Sensor | [6 empty] | L31 | 0 | [10 empty] | No | No
MC210 | Engineering Building |  |  |  | MC210-B03/L32 | Loop 32 | EN.EN3 Energy Sensor | [6 empty] | L32 | 0 | [10 empty] | No | No
MC210 | Engineering Building |  |  |  | MC210-B03/L33 | Loop 33 | EN.EN3 Energy Sensor | [6 empty] | L33 | 0 | [10 empty] | No | No
MC210 | Engineering Building |  |  |  | MC210-B03/L34 | Loop 34 | EN.EN3 Energy Sensor | [6 empty] | L34 | 0 | [10 empty] | No | No
MC210 | Engineering Building |  |  |  | MC210-B03/L24 | Loop 24 | EN.EN3 Energy Sensor | [6 empty] | L24 | 0 | [10 empty] | No | No
MC210 | Engineering Building |  |  |  | MC210-B03/L25 | Loop 25 | EN.EN3 Energy Sensor | [6 empty] | L25 | 0 | [10 empty] | No | No
MC210 | Engineering Building |  |  |  | MC210-B03/L26 | Loop 26 | EN.EN3 Energy Sensor | [6 empty] | L26 | 0 | [10 empty] | No | No
MC210 | Engineering Building |  |  |  | MC210-B03/L27 | Loop 27 | EN.EN3 Energy Sensor | [6 empty] | L27 | 0 | [10 empty] | No | No
MC210 | Engineering Building |  |  |  | MC210-B03/L28 | Loop 28 | EN.EN3 Energy Sensor | [6 empty] | L28 | 0 | [10 empty] | No | No
MC210 | Engineering Building |  |  |  | MC210-B03/L29 | Loop 29 | EN.EN3 Energy Sensor | [6 empty] | L29 | 0 | [10 empty] | No | No
MC210 | Engineering Building |  |  |  | MC210-B03/L19 | Loop 19 | EN.EN3 Energy Sensor | [6 empty] | L19 | 0 | [10 empty] | No | No
MC210 | Engineering Building |  |  |  | MC210-B03/L2 | Loop 2 | EN.EN3 Energy Sensor | [6 empty] | L2 | 0 | [10 empty] | No | No
MC210 | Engineering Building |  |  |  | MC210-B03/L20 | Loop 20 | EN.EN3 Energy Sensor | [6 empty] | L20 | 0 | [10 empty] | No | No
MC210 | Engineering Building |  |  |  | MC210-B03/L21 | Loop 21 | EN.EN3 Energy Sensor | [6 empty] | L21 | 0 | [10 empty] | No | No
MC210 | Engineering Building |  |  |  | MC210-B03/L22 | Loop 22 | EN.EN3 Energy Sensor | [6 empty] | L22 | 0 | [10 empty] | No | No
MC210 | Engineering Building |  |  |  | MC210-B03/L23 | Loop 23 | EN.EN3 Energy Sensor | [6 empty] | L23 | 0 | [10 empty] | No | No
MC210 | Engineering Building |  |  |  | MC210-B03/L13 | Loop 13 | EN.EN3 Energy Sensor | [6 empty] | L13 | 0 | [10 empty] | No | No
MC210 | Engineering Building |  |  |  | MC210-B03/L14 | Loop 14 | EN.EN3 Energy Sensor | [6 empty] | L14 | 0 | [10 empty] | No | No
MC210 | Engineering Building |  |  |  | MC210-B03/L15 | Loop 15 | EN.EN3 Energy Sensor | [6 empty] | L15 | 0 | [10 empty] | No | No
MC210 | Engineering Building |  |  |  | MC210-B03/L16 | Loop 16 | EN.EN3 Energy Sensor | [6 empty] | L16 | 0 | [10 empty] | No | No
MC210 | Engineering Building |  |  |  | MC210-B03/L17 | Loop 17 | EN.EN3 Energy Sensor | [6 empty] | L17 | 0 | [10 empty] | No | No
MC210 | Engineering Building |  |  |  | MC210-B03/L18 | Loop 18 | EN.EN3 Energy Sensor | [6 empty] | L18 | 0 | [10 empty] | No | No
MC210 | Engineering Building |  |  |  | MC210-B03/K8 | A17 Room Temp Setpt | EN.EN3 Energy Sensor | [6 empty] | K8 | 0 | [10 empty] | No | No
MC210 | Engineering Building |  |  |  | MC210-B03/K9 | A17 Room CO² Setpt | EN.EN3 Energy Sensor | [6 empty] | K9 | 0 | [10 empty] | No | No
MC210 | Engineering Building |  |  |  | MC210-B03/L1 | Loop 1 | EN.EN3 Energy Sensor | [6 empty] | L1 | 0 | [10 empty] | No | No
MC210 | Engineering Building |  |  |  | MC210-B03/L10 | Loop 10 | EN.EN3 Energy Sensor | [6 empty] | L10 | 0 | [10 empty] | No | No
MC210 | Engineering Building |  |  |  | MC210-B03/L11 | Loop 11 | EN.EN3 Energy Sensor | [6 empty] | L11 | 0 | [10 empty] | No | No
MC210 | Engineering Building |  |  |  | MC210-B03/L12 | Loop 12 | EN.EN3 Energy Sensor | [6 empty] | L12 | 0 | [10 empty] | No | No
MC210 | Engineering Building |  |  |  | MC210-B03/K59 | Vent PB Override Period | EN.EN3 Energy Sensor | [6 empty] | K59 | 0 | [10 empty] | No | No
MC210 | Engineering Building |  |  |  | MC210-B03/K6 | Atrium OS Changeover Level | EN.EN3 Energy Sensor | [6 empty] | K6 | 0 | [10 empty] | No | No
MC210 | Engineering Building |  |  |  | MC210-B03/K60 | B30 Room Temp Setpt | EN.EN3 Energy Sensor | [6 empty] | K60 | 0 | [10 empty] | No | No
MC210 | Engineering Building |  |  |  | MC210-B03/K61 | B30 Room CO² Setpt | EN.EN3 Energy Sensor | [6 empty] | K61 | 0 | [10 empty] | No | No
MC210 | Engineering Building |  |  |  | MC210-B03/K62 | B31 Vent Allow | EN.EN3 Energy Sensor | [6 empty] | K62 | 0 | [10 empty] | No | No
MC210 | Engineering Building |  |  |  | MC210-B03/K7 | Vent PB Override Period | EN.EN3 Energy Sensor | [6 empty] | K7 | 0 | [10 empty] | No | No
MC210 | Engineering Building |  |  |  | MC210-B03/K52 | Atrium OS Low Level | EN.EN3 Energy Sensor | [6 empty] | K52 | 0 | [10 empty] | No | No
MC210 | Engineering Building |  |  |  | MC210-B03/K53 | D03 Room Temp Setpt | EN.EN3 Energy Sensor | [6 empty] | K53 | 0 | [10 empty] | No | No
MC210 | Engineering Building |  |  |  | MC210-B03/K54 | Night Cooling Internal Temp SP | EN.EN3 Energy Sensor | [6 empty] | K54 | 0 | [10 empty] | No | No
MC210 | Engineering Building |  |  |  | MC210-B03/K55 | B27 Ext VAV Full Position | EN.EN3 Energy Sensor | [6 empty] | K55 | 0 | [10 empty] | No | No
MC210 | Engineering Building |  |  |  | MC210-B03/K56 | C24 Supply VAV Full Position | EN.EN3 Energy Sensor | [6 empty] | K56 | 0 | [10 empty] | No | No
MC210 | Engineering Building |  |  |  | MC210-B03/K58 | C24 Ext VAV Full Position | EN.EN3 Energy Sensor | [6 empty] | K58 | 0 | [10 empty] | No | No
MC210 | Engineering Building |  |  |  | MC210-B03/K46 | D03 Room CO² Setpt | EN.EN3 Energy Sensor | [6 empty] | K46 | 0 | [10 empty] | No | No
MC210 | Engineering Building |  |  |  | MC210-B03/K48 | Atrium Room Setpt | EN.EN3 Energy Sensor | [6 empty] | K48 | 0 | [10 empty] | No | No
MC210 | Engineering Building |  |  |  | MC210-B03/K49 | Atrium Room Setback Diff | EN.EN3 Energy Sensor | [6 empty] | K49 | 0 | [10 empty] | No | No
MC210 | Engineering Building |  |  |  | MC210-B03/K5 | Nat Vent OS Changeover Level | EN.EN3 Energy Sensor | [6 empty] | K5 | 0 | [10 empty] | No | No
MC210 | Engineering Building |  |  |  | MC210-B03/K50 | Atrium Room CO² Setpt | EN.EN3 Energy Sensor | [6 empty] | K50 | 0 | [10 empty] | No | No
MC210 | Engineering Building |  |  |  | MC210-B03/K51 | B27 Supply VAV Full Position | EN.EN3 Energy Sensor | [6 empty] | K51 | 0 | [10 empty] | No | No
MC210 | Engineering Building |  |  |  | MC210-B03/K4 | C24 VAV Occ SP | EN.EN3 Energy Sensor | [6 empty] | K4 | 0 | [10 empty] | No | No
MC210 | Engineering Building |  |  |  | MC210-B03/K40 | C04 Room Temp Setpt | EN.EN3 Energy Sensor | [6 empty] | K40 | 0 | [10 empty] | No | No
MC210 | Engineering Building |  |  |  | MC210-B03/K41 | C04 Room CO² Setpt | EN.EN3 Energy Sensor | [6 empty] | K41 | 0 | [10 empty] | No | No
MC210 | Engineering Building |  |  |  | MC210-B03/K43 | D30 Room Temp Setpt | EN.EN3 Energy Sensor | [6 empty] | K43 | 0 | [10 empty] | No | No
MC210 | Engineering Building |  |  |  | MC210-B03/K44 | D30 Room CO² Setpt | EN.EN3 Energy Sensor | [6 empty] | K44 | 0 | [10 empty] | No | No
MC210 | Engineering Building |  |  |  | MC210-B03/K45 | D03 Room Temp Setpt | EN.EN3 Energy Sensor | [6 empty] | K45 | 0 | [10 empty] | No | No
MC210 | Engineering Building |  |  |  | MC210-B03/K32 | B04 Room Temp Setpt | EN.EN3 Energy Sensor | [6 empty] | K32 | 0 | [10 empty] | No | No
MC210 | Engineering Building |  |  |  | MC210-B03/K33 | B04 Room CO² Setpt | EN.EN3 Energy Sensor | [6 empty] | K33 | 0 | [10 empty] | No | No
MC210 | Engineering Building |  |  |  | MC210-B03/K34 | C28 Room Temp Setpt | EN.EN3 Energy Sensor | [6 empty] | K34 | 0 | [10 empty] | No | No
MC210 | Engineering Building |  |  |  | MC210-B03/K35 | C28 Room CO² Setpt | EN.EN3 Energy Sensor | [6 empty] | K35 | 0 | [10 empty] | No | No
MC210 | Engineering Building |  |  |  | MC210-B03/K37 | C30 Room Temp Setpt | EN.EN3 Energy Sensor | [6 empty] | K37 | 0 | [10 empty] | No | No
MC210 | Engineering Building |  |  |  | MC210-B03/K38 | C30 Room CO² Setpt | EN.EN3 Energy Sensor | [6 empty] | K38 | 0 | [10 empty] | No | No
MC210 | Engineering Building |  |  |  | MC210-B03/K24 | A22 Room CO² Setpt | EN.EN3 Energy Sensor | [6 empty] | K24 | 0 | [10 empty] | No | No
MC210 | Engineering Building |  |  |  | MC210-B03/K26 | A06 Room Temp Setpt | EN.EN3 Energy Sensor | [6 empty] | K26 | 0 | [10 empty] | No | No
MC210 | Engineering Building |  |  |  | MC210-B03/K27 | A06 Room CO² Setpt | EN.EN3 Energy Sensor | [6 empty] | K27 | 0 | [10 empty] | No | No
MC210 | Engineering Building |  |  |  | MC210-B03/K29 | B31 Room Temp Setpt | EN.EN3 Energy Sensor | [6 empty] | K29 | 0 | [10 empty] | No | No
MC210 | Engineering Building |  |  |  | MC210-B03/K3 | C24 SupExt VAV Normal Position | EN.EN3 Energy Sensor | [6 empty] | K3 | 0 | [10 empty] | No | No
MC210 | Engineering Building |  |  |  | MC210-B03/K30 | B31 Room CO² Setpt | EN.EN3 Energy Sensor | [6 empty] | K30 | 0 | [10 empty] | No | No
MC210 | Engineering Building |  |  |  | MC210-B03/K17 | A19 Room Temp Setpt | EN.EN3 Energy Sensor | [6 empty] | K17 | 0 | [10 empty] | No | No
MC210 | Engineering Building |  |  |  | MC210-B03/K18 | A19 Room CO² Setpt | EN.EN3 Energy Sensor | [6 empty] | K18 | 0 | [10 empty] | No | No
MC210 | Engineering Building |  |  |  | MC210-B03/K2 | B27 Room Pressure Setpt | EN.EN3 Energy Sensor | [6 empty] | K2 | 0 | [10 empty] | No | No
MC210 | Engineering Building |  |  |  | MC210-B03/K20 | A21 Room Temp Setpt | EN.EN3 Energy Sensor | [6 empty] | K20 | 0 | [10 empty] | No | No
MC210 | Engineering Building |  |  |  | MC210-B03/K21 | A21 Room CO² Setpt | EN.EN3 Energy Sensor | [6 empty] | K21 | 0 | [10 empty] | No | No
MC210 | Engineering Building |  |  |  | MC210-B03/K23 | A22 Room Temp Setpt | EN.EN3 Energy Sensor | [6 empty] | K23 | 0 | [10 empty] | No | No
MC210 | Engineering Building |  |  |  | MC210-B03/K11 | A14 Room Temp Setpt | EN.EN3 Energy Sensor | [6 empty] | K11 | 0 | [10 empty] | No | No
MC210 | Engineering Building |  |  |  | MC210-B03/K12 | A14 Room CO² Setpt | EN.EN3 Energy Sensor | [6 empty] | K12 | 0 | [10 empty] | No | No
MC210 | Engineering Building |  |  |  | MC210-B03/K13 | Window Min % | EN.EN3 Energy Sensor | [6 empty] | K13 | 0 | [10 empty] | No | No
MC210 | Engineering Building |  |  |  | MC210-B03/K14 | A18 Room Temp Setpt | EN.EN3 Energy Sensor | [6 empty] | K14 | 0 | [10 empty] | No | No
MC210 | Engineering Building |  |  |  | MC210-B03/K15 | A18 Room CO² Setpt | EN.EN3 Energy Sensor | [6 empty] | K15 | 0 | [10 empty] | No | No
MC210 | Engineering Building |  |  |  | MC210-B03/K16 | D30 Night Cooling SP | EN.EN3 Energy Sensor | [6 empty] | K16 | 0 | [10 empty] | No | No
MC210 | Engineering Building |  |  |  | MC210-B03/I8 | xcite/IO/8AO | EN.EN3 Energy Sensor | [6 empty] | I8 | 0 | [10 empty] | No | No
MC210 | Engineering Building |  |  |  | MC210-B03/I9 | xcite/IO/8DO | EN.EN3 Energy Sensor | [6 empty] | I9 | 0 | [10 empty] | No | No
MC210 | Engineering Building |  |  |  | MC210-B03/K1 | B27 Supply VAV Normal Position | EN.EN3 Energy Sensor | [6 empty] | K1 | 0 | [10 empty] | No | No
MC210 | Engineering Building |  |  |  | MC210-B03/K10 | Window Max % Summer | EN.EN3 Energy Sensor | [6 empty] | K10 | 0 | [10 empty] | No | No
MC210 | Engineering Building |  |  |  | MC210-B03/i5 | A04a&amp;b Extract Fan Fault | EN.EN3 Energy Sensor | [6 empty] | i5 | 0 | [10 empty] | No | No
MC210 | Engineering Building |  |  |  | MC210-B03/i6 | ChemEngLab Condenser Fault | EN.EN3 Energy Sensor | [6 empty] | i6 | 0 | [10 empty] | No | No
MC210 | Engineering Building |  |  |  | MC210-B03/i7 | NuclearLab Condenser Fault | EN.EN3 Energy Sensor | [6 empty] | i7 | 0 | [10 empty] | No | No
MC210 | Engineering Building |  |  |  | MC210-B03/I29 | D30 Fresh Air Fan Enable | EN.EN3 Energy Sensor | [6 empty] | I29 | 0 | [10 empty] | No | No
MC210 | Engineering Building |  |  |  | MC210-B03/i3 | Nitrogen Generation Alarm | EN.EN3 Energy Sensor | [6 empty] | i3 | 0 | [10 empty] | No | No
MC210 | Engineering Building |  |  |  | MC210-B03/I30 | A14 Windows | EN.EN3 Energy Sensor | [6 empty] | I30 | 0 | [10 empty] | No | No
MC210 | Engineering Building |  |  |  | MC210-B03/I4 | xcite/IO/8UI | EN.EN3 Energy Sensor | [6 empty] | I4 | 0 | [10 empty] | No | No
MC210 | Engineering Building |  |  |  | MC210-B03/I23 | A22 Override | EN.EN3 Energy Sensor | [6 empty] | I23 | 0 | [10 empty] | No | No
MC210 | Engineering Building |  |  |  | MC210-B03/I24 | Atrium Zone1 Main RHS | EN.EN3 Energy Sensor | [6 empty] | I24 | 0 | [10 empty] | No | No
MC210 | Engineering Building |  |  |  | MC210-B03/I25 | Atrium Zone2 Breakout LHS | EN.EN3 Energy Sensor | [6 empty] | I25 | 0 | [10 empty] | No | No
MC210 | Engineering Building |  |  |  | MC210-B03/I26 | Atrium LevA Windows | EN.EN3 Energy Sensor | [6 empty] | I26 | 0 | [10 empty] | No | No
MC210 | Engineering Building |  |  |  | MC210-B03/I27 | Summer Winter mode W=1 | EN.EN3 Energy Sensor | [6 empty] | I27 | 0 | [10 empty] | No | No
MC210 | Engineering Building |  |  |  | MC210-B03/I28 | Rain Sensor | EN.EN3 Energy Sensor | [6 empty] | I28 | 0 | [10 empty] | No | No
MC210 | Engineering Building |  |  |  | MC210-B03/I19 | D03 Override | EN.EN3 Energy Sensor | [6 empty] | I19 | 0 | [10 empty] | No | No
MC210 | Engineering Building |  |  |  | MC210-B03/I2 | xcite/IO/8UI | EN.EN3 Energy Sensor | [6 empty] | I2 | 0 | [10 empty] | No | No
MC210 | Engineering Building |  |  |  | MC210-B03/I20 | A06 Override | EN.EN3 Energy Sensor | [6 empty] | I20 | 0 | [10 empty] | No | No
MC210 | Engineering Building |  |  |  | MC210-B03/I21 | A14 Override | EN.EN3 Energy Sensor | [6 empty] | I21 | 0 | [10 empty] | No | No
MC210 | Engineering Building |  |  |  | MC210-B03/I22 | A21 Override | EN.EN3 Energy Sensor | [6 empty] | I22 | 0 | [10 empty] | No | No
MC210 | Engineering Building |  |  |  | MC210-B03/i14 | B04 Override | EN.EN3 Energy Sensor | [6 empty] | i14 | 0 | [10 empty] | No | No
MC210 | Engineering Building |  |  |  | MC210-B03/I15 | C28 Override | EN.EN3 Energy Sensor | [6 empty] | I15 | 0 | [10 empty] | No | No
MC210 | Engineering Building |  |  |  | MC210-B03/I16 | C30 Override | EN.EN3 Energy Sensor | [6 empty] | I16 | 0 | [10 empty] | No | No
MC210 | Engineering Building |  |  |  | MC210-B03/I17 | C04 Override | EN.EN3 Energy Sensor | [6 empty] | I17 | 0 | [10 empty] | No | No
MC210 | Engineering Building |  |  |  | MC210-B03/I18 | D30 Override | EN.EN3 Energy Sensor | [6 empty] | I18 | 0 | [10 empty] | No | No
MC210 | Engineering Building |  |  |  | MC210-B03/i11 | A18 Override | EN.EN3 Energy Sensor | [6 empty] | i11 | 0 | [10 empty] | No | No
MC210 | Engineering Building |  |  |  | MC210-B03/I12 | xcite/IO/8AO | EN.EN3 Energy Sensor | [6 empty] | I12 | 0 | [10 empty] | No | No
MC210 | Engineering Building |  |  |  | MC210-B03/I13 | xcite/IO/8AO | EN.EN3 Energy Sensor | [6 empty] | I13 | 0 | [10 empty] | No | No
MC210 | Engineering Building |  |  |  | MC210-B03/G98 | B31 Zone Valves | EN.EN3 Energy Sensor | [6 empty] | G98 | 0 | [10 empty] | No | No
MC210 | Engineering Building |  |  |  | MC210-B03/G99 | Logic 99 | EN.EN3 Energy Sensor | [6 empty] | G99 | 0 | [10 empty] | No | No
MC210 | Engineering Building |  |  |  | MC210-B03/I1 | xcite/IO/8UI | EN.EN3 Energy Sensor | [6 empty] | I1 | 0 | [10 empty] | No | No
MC210 | Engineering Building |  |  |  | MC210-B03/i10 | B30 Override | EN.EN3 Energy Sensor | [6 empty] | i10 | 0 | [10 empty] | No | No
MC210 | Engineering Building |  |  |  | MC210-B03/G92 | Logic 92 | EN.EN3 Energy Sensor | [6 empty] | G92 | 0 | [10 empty] | No | No
MC210 | Engineering Building |  |  |  | MC210-B03/G93 | Logic 93 | EN.EN3 Energy Sensor | [6 empty] | G93 | 0 | [10 empty] | No | No
MC210 | Engineering Building |  |  |  | MC210-B03/G94 | Logic 94 | EN.EN3 Energy Sensor | [6 empty] | G94 | 0 | [10 empty] | No | No
MC210 | Engineering Building |  |  |  | MC210-B03/G95 | Logic 95 | EN.EN3 Energy Sensor | [6 empty] | G95 | 0 | [10 empty] | No | No
MC210 | Engineering Building |  |  |  | MC210-B03/G96 | B31 Heat Reqd | EN.EN3 Energy Sensor | [6 empty] | G96 | 0 | [10 empty] | No | No
MC210 | Engineering Building |  |  |  | MC210-B03/G97 | B31 Rm Frost | EN.EN3 Energy Sensor | [6 empty] | G97 | 0 | [10 empty] | No | No
MC210 | Engineering Building |  |  |  | MC210-B03/G87 | Logic 87 | EN.EN3 Energy Sensor | [6 empty] | G87 | 0 | [10 empty] | No | No
MC210 | Engineering Building |  |  |  | MC210-B03/G88 | Logic 88 | EN.EN3 Energy Sensor | [6 empty] | G88 | 0 | [10 empty] | No | No
MC210 | Engineering Building |  |  |  | MC210-B03/G89 | Logic 89 | EN.EN3 Energy Sensor | [6 empty] | G89 | 0 | [10 empty] | No | No
MC210 | Engineering Building |  |  |  | MC210-B03/G9 | Logic 9 | EN.EN3 Energy Sensor | [6 empty] | G9 | 0 | [10 empty] | No | No
MC210 | Engineering Building |  |  |  | MC210-B03/G90 | B31 Nat Vent Oride Close | EN.EN3 Energy Sensor | [6 empty] | G90 | 0 | [10 empty] | No | No
MC210 | Engineering Building |  |  |  | MC210-B03/G91 | B31 Nat Vent Oride Open | EN.EN3 Energy Sensor | [6 empty] | G91 | 0 | [10 empty] | No | No
MC210 | Engineering Building |  |  |  | MC210-B03/G81 | Logic 81 | EN.EN3 Energy Sensor | [6 empty] | G81 | 0 | [10 empty] | No | No
MC210 | Engineering Building |  |  |  | MC210-B03/G82 | Logic 82 | EN.EN3 Energy Sensor | [6 empty] | G82 | 0 | [10 empty] | No | No
MC210 | Engineering Building |  |  |  | MC210-B03/G83 | Logic 83 | EN.EN3 Energy Sensor | [6 empty] | G83 | 0 | [10 empty] | No | No
MC210 | Engineering Building |  |  |  | MC210-B03/G84 | B31 Override | EN.EN3 Energy Sensor | [6 empty] | G84 | 0 | [10 empty] | No | No
MC210 | Engineering Building |  |  |  | MC210-B03/G85 | Logic 85 | EN.EN3 Energy Sensor | [6 empty] | G85 | 0 | [10 empty] | No | No
MC210 | Engineering Building |  |  |  | MC210-B03/G86 | Logic 86 | EN.EN3 Energy Sensor | [6 empty] | G86 | 0 | [10 empty] | No | No
MC210 | Engineering Building |  |  |  | MC210-B03/G76 | Logic 76 | EN.EN3 Energy Sensor | [6 empty] | G76 | 0 | [10 empty] | No | No
MC210 | Engineering Building |  |  |  | MC210-B03/G77 | Logic 77 | EN.EN3 Energy Sensor | [6 empty] | G77 | 0 | [10 empty] | No | No
MC210 | Engineering Building |  |  |  | MC210-B03/G78 | Logic 78 | EN.EN3 Energy Sensor | [6 empty] | G78 | 0 | [10 empty] | No | No
MC210 | Engineering Building |  |  |  | MC210-B03/G79 | A06 Nat Vent Oride Close | EN.EN3 Energy Sensor | [6 empty] | G79 | 0 | [10 empty] | No | No
MC210 | Engineering Building |  |  |  | MC210-B03/G8 | A17 Override | EN.EN3 Energy Sensor | [6 empty] | G8 | 0 | [10 empty] | No | No
MC210 | Engineering Building |  |  |  | MC210-B03/G80 | A06 Nat Vent Oride Open | EN.EN3 Energy Sensor | [6 empty] | G80 | 0 | [10 empty] | No | No
MC210 | Engineering Building |  |  |  | MC210-B03/G70 | Summer | EN.EN3 Energy Sensor | [6 empty] | G70 | 0 | [10 empty] | No | No
MC210 | Engineering Building |  |  |  | MC210-B03/G71 | Winter | EN.EN3 Energy Sensor | [6 empty] | G71 | 0 | [10 empty] | No | No
MC210 | Engineering Building |  |  |  | MC210-B03/G72 | Logic 72 | EN.EN3 Energy Sensor | [6 empty] | G72 | 0 | [10 empty] | No | No
MC210 | Engineering Building |  |  |  | MC210-B03/G73 | A06 Override | EN.EN3 Energy Sensor | [6 empty] | G73 | 0 | [10 empty] | No | No
MC210 | Engineering Building |  |  |  | MC210-B03/G74 | Logic 74 | EN.EN3 Energy Sensor | [6 empty] | G74 | 0 | [10 empty] | No | No
MC210 | Engineering Building |  |  |  | MC210-B03/G75 | Logic 75 | EN.EN3 Energy Sensor | [6 empty] | G75 | 0 | [10 empty] | No | No
MC210 | Engineering Building |  |  |  | MC210-B03/G65 | Logic 65 | EN.EN3 Energy Sensor | [6 empty] | G65 | 0 | [10 empty] | No | No
MC210 | Engineering Building |  |  |  | MC210-B03/G66 | Logic 66 | EN.EN3 Energy Sensor | [6 empty] | G66 | 0 | [10 empty] | No | No
MC210 | Engineering Building |  |  |  | MC210-B03/G67 | A22 Nat Vent Oride Close | EN.EN3 Energy Sensor | [6 empty] | G67 | 0 | [10 empty] | No | No
MC210 | Engineering Building |  |  |  | MC210-B03/G68 | A22 Nat Vent Oride Open | EN.EN3 Energy Sensor | [6 empty] | G68 | 0 | [10 empty] | No | No
MC210 | Engineering Building |  |  |  | MC210-B03/G69 | Logic 69 | EN.EN3 Energy Sensor | [6 empty] | G69 | 0 | [10 empty] | No | No
MC210 | Engineering Building |  |  |  | MC210-B03/G7 | Logic 7 | EN.EN3 Energy Sensor | [6 empty] | G7 | 0 | [10 empty] | No | No
MC210 | Engineering Building |  |  |  | MC210-B03/G6 | Logic 6 | EN.EN3 Energy Sensor | [6 empty] | G6 | 0 | [10 empty] | No | No
MC210 | Engineering Building |  |  |  | MC210-B03/G60 | Logic 60 | EN.EN3 Energy Sensor | [6 empty] | G60 | 0 | [10 empty] | No | No
MC210 | Engineering Building |  |  |  | MC210-B03/G61 | A22 Override | EN.EN3 Energy Sensor | [6 empty] | G61 | 0 | [10 empty] | No | No
MC210 | Engineering Building |  |  |  | MC210-B03/G62 | Logic 62 | EN.EN3 Energy Sensor | [6 empty] | G62 | 0 | [10 empty] | No | No
MC210 | Engineering Building |  |  |  | MC210-B03/G63 | Logic 63 | EN.EN3 Energy Sensor | [6 empty] | G63 | 0 | [10 empty] | No | No
MC210 | Engineering Building |  |  |  | MC210-B03/G64 | Logic 64 | EN.EN3 Energy Sensor | [6 empty] | G64 | 0 | [10 empty] | No | No
MC210 | Engineering Building |  |  |  | MC210-B03/G54 | Logic 54 | EN.EN3 Energy Sensor | [6 empty] | G54 | 0 | [10 empty] | No | No
MC210 | Engineering Building |  |  |  | MC210-B03/G55 | Logic 55 | EN.EN3 Energy Sensor | [6 empty] | G55 | 0 | [10 empty] | No | No
MC210 | Engineering Building |  |  |  | MC210-B03/G56 | A21 Nat Vent Oride Close | EN.EN3 Energy Sensor | [6 empty] | G56 | 0 | [10 empty] | No | No
MC210 | Engineering Building |  |  |  | MC210-B03/G57 | A21 Nat Vent Oride Open | EN.EN3 Energy Sensor | [6 empty] | G57 | 0 | [10 empty] | No | No
MC210 | Engineering Building |  |  |  | MC210-B03/G58 | Logic 58 | EN.EN3 Energy Sensor | [6 empty] | G58 | 0 | [10 empty] | No | No
MC210 | Engineering Building |  |  |  | MC210-B03/G59 | Logic 59 | EN.EN3 Energy Sensor | [6 empty] | G59 | 0 | [10 empty] | No | No
MC210 | Engineering Building |  |  |  | MC210-B03/G49 | Logic 49 | EN.EN3 Energy Sensor | [6 empty] | G49 | 0 | [10 empty] | No | No
MC210 | Engineering Building |  |  |  | MC210-B03/G5 | Summer or Winter | EN.EN3 Energy Sensor | [6 empty] | G5 | 0 | [10 empty] | No | No
MC210 | Engineering Building |  |  |  | MC210-B03/G50 | Logic 50 | EN.EN3 Energy Sensor | [6 empty] | G50 | 0 | [10 empty] | No | No
MC210 | Engineering Building |  |  |  | MC210-B03/G51 | Logic 51 | EN.EN3 Energy Sensor | [6 empty] | G51 | 0 | [10 empty] | No | No
MC210 | Engineering Building |  |  |  | MC210-B03/G52 | Logic 52 | EN.EN3 Energy Sensor | [6 empty] | G52 | 0 | [10 empty] | No | No
MC210 | Engineering Building |  |  |  | MC210-B03/G53 | Logic 53 | EN.EN3 Energy Sensor | [6 empty] | G53 | 0 | [10 empty] | No | No
MC210 | Engineering Building |  |  |  | MC210-B03/G43 | Logic 43 | EN.EN3 Energy Sensor | [6 empty] | G43 | 0 | [10 empty] | No | No
MC210 | Engineering Building |  |  |  | MC210-B03/G44 | Logic 44 | EN.EN3 Energy Sensor | [6 empty] | G44 | 0 | [10 empty] | No | No
MC210 | Engineering Building |  |  |  | MC210-B03/G45 | Logic 45 | EN.EN3 Energy Sensor | [6 empty] | G45 | 0 | [10 empty] | No | No
MC210 | Engineering Building |  |  |  | MC210-B03/G46 | A19 Nat Vent Oride Close | EN.EN3 Energy Sensor | [6 empty] | G46 | 0 | [10 empty] | No | No
MC210 | Engineering Building |  |  |  | MC210-B03/G47 | A19 Nat Vent Oride Open | EN.EN3 Energy Sensor | [6 empty] | G47 | 0 | [10 empty] | No | No
MC210 | Engineering Building |  |  |  | MC210-B03/G48 | A21 Override | EN.EN3 Energy Sensor | [6 empty] | G48 | 0 | [10 empty] | No | No
MC210 | Engineering Building |  |  |  | MC210-B03/G38 | A19 Override | EN.EN3 Energy Sensor | [6 empty] | G38 | 0 | [10 empty] | No | No
MC210 | Engineering Building |  |  |  | MC210-B03/G39 | Logic 39 | EN.EN3 Energy Sensor | [6 empty] | G39 | 0 | [10 empty] | No | No
MC210 | Engineering Building |  |  |  | MC210-B03/G4 | VAVs Allow | EN.EN3 Energy Sensor | [6 empty] | G4 | 0 | [10 empty] | No | No
MC210 | Engineering Building |  |  |  | MC210-B03/G40 | Logic 40 | EN.EN3 Energy Sensor | [6 empty] | G40 | 0 | [10 empty] | No | No
MC210 | Engineering Building |  |  |  | MC210-B03/G41 | Logic 41 | EN.EN3 Energy Sensor | [6 empty] | G41 | 0 | [10 empty] | No | No
MC210 | Engineering Building |  |  |  | MC210-B03/G42 | Logic 42 | EN.EN3 Energy Sensor | [6 empty] | G42 | 0 | [10 empty] | No | No
MC210 | Engineering Building |  |  |  | MC210-B03/G32 | Logic 32 | EN.EN3 Energy Sensor | [6 empty] | G32 | 0 | [10 empty] | No | No
MC210 | Engineering Building |  |  |  | MC210-B03/G33 | Logic 33 | EN.EN3 Energy Sensor | [6 empty] | G33 | 0 | [10 empty] | No | No
MC210 | Engineering Building |  |  |  | MC210-B03/G34 | Logic 34 | EN.EN3 Energy Sensor | [6 empty] | G34 | 0 | [10 empty] | No | No
MC210 | Engineering Building |  |  |  | MC210-B03/G35 | Logic 35 | EN.EN3 Energy Sensor | [6 empty] | G35 | 0 | [10 empty] | No | No
MC210 | Engineering Building |  |  |  | MC210-B03/G36 | A18 Nat Vent Oride Close | EN.EN3 Energy Sensor | [6 empty] | G36 | 0 | [10 empty] | No | No
MC210 | Engineering Building |  |  |  | MC210-B03/G37 | A18 Nat Vent Oride Open | EN.EN3 Energy Sensor | [6 empty] | G37 | 0 | [10 empty] | No | No
MC210 | Engineering Building |  |  |  | MC210-B03/G27 | Logic 27 | EN.EN3 Energy Sensor | [6 empty] | G27 | 0 | [10 empty] | No | No
MC210 | Engineering Building |  |  |  | MC210-B03/G28 | Summer | EN.EN3 Energy Sensor | [6 empty] | G28 | 0 | [10 empty] | No | No
MC210 | Engineering Building |  |  |  | MC210-B03/G29 | Winter | EN.EN3 Energy Sensor | [6 empty] | G29 | 0 | [10 empty] | No | No
MC210 | Engineering Building |  |  |  | MC210-B03/G3 | Building Occupation | EN.EN3 Energy Sensor | [6 empty] | G3 | 0 | [10 empty] | No | No
MC210 | Engineering Building |  |  |  | MC210-B03/G30 | A18 Override | EN.EN3 Energy Sensor | [6 empty] | G30 | 0 | [10 empty] | No | No
MC210 | Engineering Building |  |  |  | MC210-B03/G31 | Logic 31 | EN.EN3 Energy Sensor | [6 empty] | G31 | 0 | [10 empty] | No | No
MC210 | Engineering Building |  |  |  | MC210-B03/G244 | Night Cooling Enabled | EN.EN3 Energy Sensor | [6 empty] | G244 | 0 | [10 empty] | No | No
MC210 | Engineering Building |  |  |  | MC210-B03/G245 | Logic 245 | EN.EN3 Energy Sensor | [6 empty] | G245 | 0 | [10 empty] | No | No
MC210 | Engineering Building |  |  |  | MC210-B03/G246 | Logic 246 | EN.EN3 Energy Sensor | [6 empty] | G246 | 0 | [10 empty] | No | No
MC210 | Engineering Building |  |  |  | MC210-B03/G247 | Logic 247 | EN.EN3 Energy Sensor | [6 empty] | G247 | 0 | [10 empty] | No | No
MC210 | Engineering Building |  |  |  | MC210-B03/G25 | A14 Nat Vent Oride Close | EN.EN3 Energy Sensor | [6 empty] | G25 | 0 | [10 empty] | No | No
MC210 | Engineering Building |  |  |  | MC210-B03/G26 | A14 Nat Vent Oride Open | EN.EN3 Energy Sensor | [6 empty] | G26 | 0 | [10 empty] | No | No
MC210 | Engineering Building |  |  |  | MC210-B03/G239 | Logic 239 | EN.EN3 Energy Sensor | [6 empty] | G239 | 0 | [10 empty] | No | No
MC210 | Engineering Building |  |  |  | MC210-B03/G24 | Logic 24 | EN.EN3 Energy Sensor | [6 empty] | G24 | 0 | [10 empty] | No | No
MC210 | Engineering Building |  |  |  | MC210-B03/G240 | Logic 240 | EN.EN3 Energy Sensor | [6 empty] | G240 | 0 | [10 empty] | No | No
MC210 | Engineering Building |  |  |  | MC210-B03/G241 | Logic 241 | EN.EN3 Energy Sensor | [6 empty] | G241 | 0 | [10 empty] | No | No
MC210 | Engineering Building |  |  |  | MC210-B03/G242 | Logic 242 | EN.EN3 Energy Sensor | [6 empty] | G242 | 0 | [10 empty] | No | No
MC210 | Engineering Building |  |  |  | MC210-B03/G243 | Logic 243 | EN.EN3 Energy Sensor | [6 empty] | G243 | 0 | [10 empty] | No | No
MC210 | Engineering Building |  |  |  | MC210-B03/G233 | B30 Nat Vent Oride Open | EN.EN3 Energy Sensor | [6 empty] | G233 | 0 | [10 empty] | No | No
MC210 | Engineering Building |  |  |  | MC210-B03/G234 | Summer | EN.EN3 Energy Sensor | [6 empty] | G234 | 0 | [10 empty] | No | No
MC210 | Engineering Building |  |  |  | MC210-B03/G235 | Winter | EN.EN3 Energy Sensor | [6 empty] | G235 | 0 | [10 empty] | No | No
MC210 | Engineering Building |  |  |  | MC210-B03/G236 | Logic 236 | EN.EN3 Energy Sensor | [6 empty] | G236 | 0 | [10 empty] | No | No
MC210 | Engineering Building |  |  |  | MC210-B03/G237 | B30 Override | EN.EN3 Energy Sensor | [6 empty] | G237 | 0 | [10 empty] | No | No
MC210 | Engineering Building |  |  |  | MC210-B03/G238 | Logic 238 | EN.EN3 Energy Sensor | [6 empty] | G238 | 0 | [10 empty] | No | No
MC210 | Engineering Building |  |  |  | MC210-B03/G228 | Logic 228 | EN.EN3 Energy Sensor | [6 empty] | G228 | 0 | [10 empty] | No | No
MC210 | Engineering Building |  |  |  | MC210-B03/G229 | OAT &lt;5 | EN.EN3 Energy Sensor | [6 empty] | G229 | 0 | [10 empty] | No | No
MC210 | Engineering Building |  |  |  | MC210-B03/G23 | Logic 23 | EN.EN3 Energy Sensor | [6 empty] | G23 | 0 | [10 empty] | No | No
MC210 | Engineering Building |  |  |  | MC210-B03/G230 | Logic 230 | EN.EN3 Energy Sensor | [6 empty] | G230 | 0 | [10 empty] | No | No
MC210 | Engineering Building |  |  |  | MC210-B03/G231 | Logic 231 | EN.EN3 Energy Sensor | [6 empty] | G231 | 0 | [10 empty] | No | No
MC210 | Engineering Building |  |  |  | MC210-B03/G232 | B30 Nat Vent Oride Close | EN.EN3 Energy Sensor | [6 empty] | G232 | 0 | [10 empty] | No | No
MC210 | Engineering Building |  |  |  | MC210-B03/G222 | Logic 222 | EN.EN3 Energy Sensor | [6 empty] | G222 | 0 | [10 empty] | No | No
MC210 | Engineering Building |  |  |  | MC210-B03/G223 | Logic 223 | EN.EN3 Energy Sensor | [6 empty] | G223 | 0 | [10 empty] | No | No
MC210 | Engineering Building |  |  |  | MC210-B03/G224 | Logic 224 | EN.EN3 Energy Sensor | [6 empty] | G224 | 0 | [10 empty] | No | No
MC210 | Engineering Building |  |  |  | MC210-B03/G225 | Logic 225 | EN.EN3 Energy Sensor | [6 empty] | G225 | 0 | [10 empty] | No | No
MC210 | Engineering Building |  |  |  | MC210-B03/G226 | Logic 226 | EN.EN3 Energy Sensor | [6 empty] | G226 | 0 | [10 empty] | No | No
MC210 | Engineering Building |  |  |  | MC210-B03/G227 | Logic 227 | EN.EN3 Energy Sensor | [6 empty] | G227 | 0 | [10 empty] | No | No
MC210 | Engineering Building |  |  |  | MC210-B03/G217 | Logic 217 | EN.EN3 Energy Sensor | [6 empty] | G217 | 0 | [10 empty] | No | No
MC210 | Engineering Building |  |  |  | MC210-B03/G218 | Logic 218 | EN.EN3 Energy Sensor | [6 empty] | G218 | 0 | [10 empty] | No | No
MC210 | Engineering Building |  |  |  | MC210-B03/G219 | Logic 219 | EN.EN3 Energy Sensor | [6 empty] | G219 | 0 | [10 empty] | No | No
MC210 | Engineering Building |  |  |  | MC210-B03/G22 | Logic 22 | EN.EN3 Energy Sensor | [6 empty] | G22 | 0 | [10 empty] | No | No
MC210 | Engineering Building |  |  |  | MC210-B03/G220 | Logic 220 | EN.EN3 Energy Sensor | [6 empty] | G220 | 0 | [10 empty] | No | No
MC210 | Engineering Building |  |  |  | MC210-B03/G221 | Logic 221 | EN.EN3 Energy Sensor | [6 empty] | G221 | 0 | [10 empty] | No | No
MC210 | Engineering Building |  |  |  | MC210-B03/G211 | D30 Heat Reqd | EN.EN3 Energy Sensor | [6 empty] | G211 | 0 | [10 empty] | No | No
MC210 | Engineering Building |  |  |  | MC210-B03/G212 | D03 Rm Frost | EN.EN3 Energy Sensor | [6 empty] | G212 | 0 | [10 empty] | No | No
MC210 | Engineering Building |  |  |  | MC210-B03/G213 | D03 Zone Valves | EN.EN3 Energy Sensor | [6 empty] | G213 | 0 | [10 empty] | No | No
MC210 | Engineering Building |  |  |  | MC210-B03/G214 | Logic 214 | EN.EN3 Energy Sensor | [6 empty] | G214 | 0 | [10 empty] | No | No
MC210 | Engineering Building |  |  |  | MC210-B03/G215 | OAT &gt;SP | EN.EN3 Energy Sensor | [6 empty] | G215 | 0 | [10 empty] | No | No
MC210 | Engineering Building |  |  |  | MC210-B03/G216 | Summer or Winter | EN.EN3 Energy Sensor | [6 empty] | G216 | 0 | [10 empty] | No | No
MC210 | Engineering Building |  |  |  | MC210-B03/G206 | Summer Or Winter | EN.EN3 Energy Sensor | [6 empty] | G206 | 0 | [10 empty] | No | No
MC210 | Engineering Building |  |  |  | MC210-B03/G207 | Logic 207 | EN.EN3 Energy Sensor | [6 empty] | G207 | 0 | [10 empty] | No | No
MC210 | Engineering Building |  |  |  | MC210-B03/G208 | Logic 208 | EN.EN3 Energy Sensor | [6 empty] | G208 | 0 | [10 empty] | No | No
MC210 | Engineering Building |  |  |  | MC210-B03/G209 | B31 Vent Allow | EN.EN3 Energy Sensor | [6 empty] | G209 | 0 | [10 empty] | No | No
MC210 | Engineering Building |  |  |  | MC210-B03/G21 | Logic 21 | EN.EN3 Energy Sensor | [6 empty] | G21 | 0 | [10 empty] | No | No
MC210 | Engineering Building |  |  |  | MC210-B03/G210 | Atrium OAT LowLimit | EN.EN3 Energy Sensor | [6 empty] | G210 | 0 | [10 empty] | No | No
MC210 | Engineering Building |  |  |  | MC210-B03/G200 | C25 Zone Valves | EN.EN3 Energy Sensor | [6 empty] | G200 | 0 | [10 empty] | No | No
MC210 | Engineering Building |  |  |  | MC210-B03/G201 | Logic 201 | EN.EN3 Energy Sensor | [6 empty] | G201 | 0 | [10 empty] | No | No
MC210 | Engineering Building |  |  |  | MC210-B03/G202 | Logic 202 | EN.EN3 Energy Sensor | [6 empty] | G202 | 0 | [10 empty] | No | No
MC210 | Engineering Building |  |  |  | MC210-B03/G203 | Logic 203 | EN.EN3 Energy Sensor | [6 empty] | G203 | 0 | [10 empty] | No | No
MC210 | Engineering Building |  |  |  | MC210-B03/G204 | Logic 204 | EN.EN3 Energy Sensor | [6 empty] | G204 | 0 | [10 empty] | No | No
MC210 | Engineering Building |  |  |  | MC210-B03/G205 | Logic 205 | EN.EN3 Energy Sensor | [6 empty] | G205 | 0 | [10 empty] | No | No
MC210 | Engineering Building |  |  |  | MC210-B03/G196 | Heat Reqd Uflr | EN.EN3 Energy Sensor | [6 empty] | G196 | 0 | [10 empty] | No | No
MC210 | Engineering Building |  |  |  | MC210-B03/G197 | Logic 197 | EN.EN3 Energy Sensor | [6 empty] | G197 | 0 | [10 empty] | No | No
MC210 | Engineering Building |  |  |  | MC210-B03/G198 | C25 Heat Reqd | EN.EN3 Energy Sensor | [6 empty] | G198 | 0 | [10 empty] | No | No
MC210 | Engineering Building |  |  |  | MC210-B03/G199 | C25 Rm Frost | EN.EN3 Energy Sensor | [6 empty] | G199 | 0 | [10 empty] | No | No
MC210 | Engineering Building |  |  |  | MC210-B03/G2 | Atrium &gt;SP | EN.EN3 Energy Sensor | [6 empty] | G2 | 0 | [10 empty] | No | No
MC210 | Engineering Building |  |  |  | MC210-B03/G20 | Logic 20 | EN.EN3 Energy Sensor | [6 empty] | G20 | 0 | [10 empty] | No | No
MC210 | Engineering Building |  |  |  | MC210-B03/G190 | A02 Heat Reqd | EN.EN3 Energy Sensor | [6 empty] | G190 | 0 | [10 empty] | No | No
MC210 | Engineering Building |  |  |  | MC210-B03/G191 | A02 Setback Go | EN.EN3 Energy Sensor | [6 empty] | G191 | 0 | [10 empty] | No | No
MC210 | Engineering Building |  |  |  | MC210-B03/G192 | A02 Uflr Reqd | EN.EN3 Energy Sensor | [6 empty] | G192 | 0 | [10 empty] | No | No
MC210 | Engineering Building |  |  |  | MC210-B03/G193 | C25 Heat Reqd | EN.EN3 Energy Sensor | [6 empty] | G193 | 0 | [10 empty] | No | No
MC210 | Engineering Building |  |  |  | MC210-B03/G194 | C25 Setback Go | EN.EN3 Energy Sensor | [6 empty] | G194 | 0 | [10 empty] | No | No
MC210 | Engineering Building |  |  |  | MC210-B03/G195 | C25 Uflr Reqd | EN.EN3 Energy Sensor | [6 empty] | G195 | 0 | [10 empty] | No | No
MC210 | Engineering Building |  |  |  | MC210-B03/G185 | D03 Nat Vent Oride Open | EN.EN3 Energy Sensor | [6 empty] | G185 | 0 | [10 empty] | No | No
MC210 | Engineering Building |  |  |  | MC210-B03/G186 | Logic 186 | EN.EN3 Energy Sensor | [6 empty] | G186 | 0 | [10 empty] | No | No
MC210 | Engineering Building |  |  |  | MC210-B03/G187 | Summer | EN.EN3 Energy Sensor | [6 empty] | G187 | 0 | [10 empty] | No | No
MC210 | Engineering Building |  |  |  | MC210-B03/G188 | Winter | EN.EN3 Energy Sensor | [6 empty] | G188 | 0 | [10 empty] | No | No
MC210 | Engineering Building |  |  |  | MC210-B03/G189 | Logic 189 | EN.EN3 Energy Sensor | [6 empty] | G189 | 0 | [10 empty] | No | No
MC210 | Engineering Building |  |  |  | MC210-B03/G19 | A14 Override | EN.EN3 Energy Sensor | [6 empty] | G19 | 0 | [10 empty] | No | No
MC210 | Engineering Building |  |  |  | MC210-B03/G18 | Winter | EN.EN3 Energy Sensor | [6 empty] | G18 | 0 | [10 empty] | No | No
MC210 | Engineering Building |  |  |  | MC210-B03/G180 | Logic 180 | EN.EN3 Energy Sensor | [6 empty] | G180 | 0 | [10 empty] | No | No
MC210 | Engineering Building |  |  |  | MC210-B03/G181 | Logic 181 | EN.EN3 Energy Sensor | [6 empty] | G181 | 0 | [10 empty] | No | No
MC210 | Engineering Building |  |  |  | MC210-B03/G182 | Logic 182 | EN.EN3 Energy Sensor | [6 empty] | G182 | 0 | [10 empty] | No | No
MC210 | Engineering Building |  |  |  | MC210-B03/G183 | Logic 183 | EN.EN3 Energy Sensor | [6 empty] | G183 | 0 | [10 empty] | No | No
MC210 | Engineering Building |  |  |  | MC210-B03/G184 | D03 Nat Vent Oride Close | EN.EN3 Energy Sensor | [6 empty] | G184 | 0 | [10 empty] | No | No
MC210 | Engineering Building |  |  |  | MC210-B03/G174 | Logic 174 | EN.EN3 Energy Sensor | [6 empty] | G174 | 0 | [10 empty] | No | No
MC210 | Engineering Building |  |  |  | MC210-B03/G175 | D30 Heat Reqd | EN.EN3 Energy Sensor | [6 empty] | G175 | 0 | [10 empty] | No | No
MC210 | Engineering Building |  |  |  | MC210-B03/G176 | D30 Rm Frost | EN.EN3 Energy Sensor | [6 empty] | G176 | 0 | [10 empty] | No | No
MC210 | Engineering Building |  |  |  | MC210-B03/G177 | D30 Zone Valves | EN.EN3 Energy Sensor | [6 empty] | G177 | 0 | [10 empty] | No | No
MC210 | Engineering Building |  |  |  | MC210-B03/G178 | D03 Override | EN.EN3 Energy Sensor | [6 empty] | G178 | 0 | [10 empty] | No | No
MC210 | Engineering Building |  |  |  | MC210-B03/G179 | Logic 179 | EN.EN3 Energy Sensor | [6 empty] | G179 | 0 | [10 empty] | No | No
MC210 | Engineering Building |  |  |  | MC210-B03/G169 | D30 Nat Vent Oride Open | EN.EN3 Energy Sensor | [6 empty] | G169 | 0 | [10 empty] | No | No
MC210 | Engineering Building |  |  |  | MC210-B03/G17 | Summer | EN.EN3 Energy Sensor | [6 empty] | G17 | 0 | [10 empty] | No | No
MC210 | Engineering Building |  |  |  | MC210-B03/G170 | Logic 170 | EN.EN3 Energy Sensor | [6 empty] | G170 | 0 | [10 empty] | No | No
MC210 | Engineering Building |  |  |  | MC210-B03/G171 | Logic 171 | EN.EN3 Energy Sensor | [6 empty] | G171 | 0 | [10 empty] | No | No
MC210 | Engineering Building |  |  |  | MC210-B03/G172 | Logic 172 | EN.EN3 Energy Sensor | [6 empty] | G172 | 0 | [10 empty] | No | No
MC210 | Engineering Building |  |  |  | MC210-B03/G173 | D30 Air Makeup Damper | EN.EN3 Energy Sensor | [6 empty] | G173 | 0 | [10 empty] | No | No
MC210 | Engineering Building |  |  |  | MC210-B03/G163 | Logic 163 | EN.EN3 Energy Sensor | [6 empty] | G163 | 0 | [10 empty] | No | No
MC210 | Engineering Building |  |  |  | MC210-B03/G164 | Logic 164 | EN.EN3 Energy Sensor | [6 empty] | G164 | 0 | [10 empty] | No | No
MC210 | Engineering Building |  |  |  | MC210-B03/G165 | Logic 165 | EN.EN3 Energy Sensor | [6 empty] | G165 | 0 | [10 empty] | No | No
MC210 | Engineering Building |  |  |  | MC210-B03/G166 | Logic 166 | EN.EN3 Energy Sensor | [6 empty] | G166 | 0 | [10 empty] | No | No
MC210 | Engineering Building |  |  |  | MC210-B03/G167 | Logic 167 | EN.EN3 Energy Sensor | [6 empty] | G167 | 0 | [10 empty] | No | No
MC210 | Engineering Building |  |  |  | MC210-B03/G168 | D30 Nat Vent Oride Close | EN.EN3 Energy Sensor | [6 empty] | G168 | 0 | [10 empty] | No | No
MC210 | Engineering Building |  |  |  | MC210-B03/G158 | Logic 158 | EN.EN3 Energy Sensor | [6 empty] | G158 | 0 | [10 empty] | No | No
MC210 | Engineering Building |  |  |  | MC210-B03/G159 | C04 Heat Reqd | EN.EN3 Energy Sensor | [6 empty] | G159 | 0 | [10 empty] | No | No
MC210 | Engineering Building |  |  |  | MC210-B03/G16 | Logic 16 | EN.EN3 Energy Sensor | [6 empty] | G16 | 0 | [10 empty] | No | No
MC210 | Engineering Building |  |  |  | MC210-B03/G160 | C04 Rm Frost | EN.EN3 Energy Sensor | [6 empty] | G160 | 0 | [10 empty] | No | No
MC210 | Engineering Building |  |  |  | MC210-B03/G161 | C04 Zone Valves | EN.EN3 Energy Sensor | [6 empty] | G161 | 0 | [10 empty] | No | No
MC210 | Engineering Building |  |  |  | MC210-B03/G162 | D30 Override | EN.EN3 Energy Sensor | [6 empty] | G162 | 0 | [10 empty] | No | No
MC210 | Engineering Building |  |  |  | MC210-B03/G152 | Logic 152 | EN.EN3 Energy Sensor | [6 empty] | G152 | 0 | [10 empty] | No | No
MC210 | Engineering Building |  |  |  | MC210-B03/G153 | C04 Nat Vent Oride Close | EN.EN3 Energy Sensor | [6 empty] | G153 | 0 | [10 empty] | No | No
MC210 | Engineering Building |  |  |  | MC210-B03/G154 | C04 Nat Vent Oride Open | EN.EN3 Energy Sensor | [6 empty] | G154 | 0 | [10 empty] | No | No
MC210 | Engineering Building |  |  |  | MC210-B03/G155 | Logic 155 | EN.EN3 Energy Sensor | [6 empty] | G155 | 0 | [10 empty] | No | No
MC210 | Engineering Building |  |  |  | MC210-B03/G156 | Logic 156 | EN.EN3 Energy Sensor | [6 empty] | G156 | 0 | [10 empty] | No | No
MC210 | Engineering Building |  |  |  | MC210-B03/G157 | Logic 157 | EN.EN3 Energy Sensor | [6 empty] | G157 | 0 | [10 empty] | No | No
MC210 | Engineering Building |  |  |  | MC210-B03/G147 | C04 Override | EN.EN3 Energy Sensor | [6 empty] | G147 | 0 | [10 empty] | No | No
MC210 | Engineering Building |  |  |  | MC210-B03/G148 | Logic 148 | EN.EN3 Energy Sensor | [6 empty] | G148 | 0 | [10 empty] | No | No
MC210 | Engineering Building |  |  |  | MC210-B03/G149 | Logic 149 | EN.EN3 Energy Sensor | [6 empty] | G149 | 0 | [10 empty] | No | No
MC210 | Engineering Building |  |  |  | MC210-B03/G15 | A17 Nat Vent Oride Open | EN.EN3 Energy Sensor | [6 empty] | G15 | 0 | [10 empty] | No | No
MC210 | Engineering Building |  |  |  | MC210-B03/G150 | Logic 150 | EN.EN3 Energy Sensor | [6 empty] | G150 | 0 | [10 empty] | No | No
MC210 | Engineering Building |  |  |  | MC210-B03/G151 | Logic 151 | EN.EN3 Energy Sensor | [6 empty] | G151 | 0 | [10 empty] | No | No
MC210 | Engineering Building |  |  |  | MC210-B03/G141 | Summer | EN.EN3 Energy Sensor | [6 empty] | G141 | 0 | [10 empty] | No | No
MC210 | Engineering Building |  |  |  | MC210-B03/G142 | Winter | EN.EN3 Energy Sensor | [6 empty] | G142 | 0 | [10 empty] | No | No
MC210 | Engineering Building |  |  |  | MC210-B03/G143 | Logic 143 | EN.EN3 Energy Sensor | [6 empty] | G143 | 0 | [10 empty] | No | No
MC210 | Engineering Building |  |  |  | MC210-B03/G144 | C30 Heat Reqd | EN.EN3 Energy Sensor | [6 empty] | G144 | 0 | [10 empty] | No | No
MC210 | Engineering Building |  |  |  | MC210-B03/G145 | C30 Rm Frost | EN.EN3 Energy Sensor | [6 empty] | G145 | 0 | [10 empty] | No | No
MC210 | Engineering Building |  |  |  | MC210-B03/G146 | C30 Zone Valves | EN.EN3 Energy Sensor | [6 empty] | G146 | 0 | [10 empty] | No | No
MC210 | Engineering Building |  |  |  | MC210-B03/G136 | Logic 136 | EN.EN3 Energy Sensor | [6 empty] | G136 | 0 | [10 empty] | No | No
MC210 | Engineering Building |  |  |  | MC210-B03/G137 | Logic 137 | EN.EN3 Energy Sensor | [6 empty] | G137 | 0 | [10 empty] | No | No
MC210 | Engineering Building |  |  |  | MC210-B03/G138 | C30 Nat Vent Oride Close | EN.EN3 Energy Sensor | [6 empty] | G138 | 0 | [10 empty] | No | No
MC210 | Engineering Building |  |  |  | MC210-B03/G139 | C30 Nat Vent Oride Open | EN.EN3 Energy Sensor | [6 empty] | G139 | 0 | [10 empty] | No | No
MC210 | Engineering Building |  |  |  | MC210-B03/G14 | A17 Nat Vent Oride Close | EN.EN3 Energy Sensor | [6 empty] | G14 | 0 | [10 empty] | No | No
MC210 | Engineering Building |  |  |  | MC210-B03/G140 | Logic 140 | EN.EN3 Energy Sensor | [6 empty] | G140 | 0 | [10 empty] | No | No
MC210 | Engineering Building |  |  |  | MC210-B03/G130 | C28 Rm Frost | EN.EN3 Energy Sensor | [6 empty] | G130 | 0 | [10 empty] | No | No
MC210 | Engineering Building |  |  |  | MC210-B03/G131 | C28 Zone Valves | EN.EN3 Energy Sensor | [6 empty] | G131 | 0 | [10 empty] | No | No
MC210 | Engineering Building |  |  |  | MC210-B03/G132 | C30 Override | EN.EN3 Energy Sensor | [6 empty] | G132 | 0 | [10 empty] | No | No
MC210 | Engineering Building |  |  |  | MC210-B03/G133 | Logic 133 | EN.EN3 Energy Sensor | [6 empty] | G133 | 0 | [10 empty] | No | No
MC210 | Engineering Building |  |  |  | MC210-B03/G134 | Logic 134 | EN.EN3 Energy Sensor | [6 empty] | G134 | 0 | [10 empty] | No | No
MC210 | Engineering Building |  |  |  | MC210-B03/G135 | Logic 135 | EN.EN3 Energy Sensor | [6 empty] | G135 | 0 | [10 empty] | No | No
MC210 | Engineering Building |  |  |  | MC210-B03/G125 | Logic 125 | EN.EN3 Energy Sensor | [6 empty] | G125 | 0 | [10 empty] | No | No
MC210 | Engineering Building |  |  |  | MC210-B03/G126 | Summer | EN.EN3 Energy Sensor | [6 empty] | G126 | 0 | [10 empty] | No | No
MC210 | Engineering Building |  |  |  | MC210-B03/G127 | Winter | EN.EN3 Energy Sensor | [6 empty] | G127 | 0 | [10 empty] | No | No
MC210 | Engineering Building |  |  |  | MC210-B03/G128 | Logic 128 | EN.EN3 Energy Sensor | [6 empty] | G128 | 0 | [10 empty] | No | No
MC210 | Engineering Building |  |  |  | MC210-B03/G129 | C28 Heat Reqd | EN.EN3 Energy Sensor | [6 empty] | G129 | 0 | [10 empty] | No | No
MC210 | Engineering Building |  |  |  | MC210-B03/G13 | Logic 13 | EN.EN3 Energy Sensor | [6 empty] | G13 | 0 | [10 empty] | No | No
MC210 | Engineering Building |  |  |  | MC210-B03/G12 | Logic 12 | EN.EN3 Energy Sensor | [6 empty] | G12 | 0 | [10 empty] | No | No
MC210 | Engineering Building |  |  |  | MC210-B03/G120 | Logic 120 | EN.EN3 Energy Sensor | [6 empty] | G120 | 0 | [10 empty] | No | No
MC210 | Engineering Building |  |  |  | MC210-B03/G121 | Logic 121 | EN.EN3 Energy Sensor | [6 empty] | G121 | 0 | [10 empty] | No | No
MC210 | Engineering Building |  |  |  | MC210-B03/G122 | Logic 122 | EN.EN3 Energy Sensor | [6 empty] | G122 | 0 | [10 empty] | No | No
MC210 | Engineering Building |  |  |  | MC210-B03/G123 | C28 Nat Vent Oride Close | EN.EN3 Energy Sensor | [6 empty] | G123 | 0 | [10 empty] | No | No
MC210 | Engineering Building |  |  |  | MC210-B03/G124 | C28 Nat Vent Oride Open | EN.EN3 Energy Sensor | [6 empty] | G124 | 0 | [10 empty] | No | No
MC210 | Engineering Building |  |  |  | MC210-B03/G114 | B04 Heat Reqd | EN.EN3 Energy Sensor | [6 empty] | G114 | 0 | [10 empty] | No | No
MC210 | Engineering Building |  |  |  | MC210-B03/G115 | B04 Rm Frost | EN.EN3 Energy Sensor | [6 empty] | G115 | 0 | [10 empty] | No | No
MC210 | Engineering Building |  |  |  | MC210-B03/G116 | B04 Zone Valves | EN.EN3 Energy Sensor | [6 empty] | G116 | 0 | [10 empty] | No | No
MC210 | Engineering Building |  |  |  | MC210-B03/G117 | C28 Override | EN.EN3 Energy Sensor | [6 empty] | G117 | 0 | [10 empty] | No | No
MC210 | Engineering Building |  |  |  | MC210-B03/G118 | Logic 118 | EN.EN3 Energy Sensor | [6 empty] | G118 | 0 | [10 empty] | No | No
MC210 | Engineering Building |  |  |  | MC210-B03/G119 | Logic 119 | EN.EN3 Energy Sensor | [6 empty] | G119 | 0 | [10 empty] | No | No
MC210 | Engineering Building |  |  |  | MC210-B03/G109 | Logic 109 | EN.EN3 Energy Sensor | [6 empty] | G109 | 0 | [10 empty] | No | No
MC210 | Engineering Building |  |  |  | MC210-B03/G11 | Logic 11 | EN.EN3 Energy Sensor | [6 empty] | G11 | 0 | [10 empty] | No | No
MC210 | Engineering Building |  |  |  | MC210-B03/G110 | Logic 110 | EN.EN3 Energy Sensor | [6 empty] | G110 | 0 | [10 empty] | No | No
MC210 | Engineering Building |  |  |  | MC210-B03/G111 | Logic 111 | EN.EN3 Energy Sensor | [6 empty] | G111 | 0 | [10 empty] | No | No
MC210 | Engineering Building |  |  |  | MC210-B03/G112 | Logic 112 | EN.EN3 Energy Sensor | [6 empty] | G112 | 0 | [10 empty] | No | No
MC210 | Engineering Building |  |  |  | MC210-B03/G113 | B04 Air Makeup Fan | EN.EN3 Energy Sensor | [6 empty] | G113 | 0 | [10 empty] | No | No
MC210 | Engineering Building |  |  |  | MC210-B03/G103 | Logic 103 | EN.EN3 Energy Sensor | [6 empty] | G103 | 0 | [10 empty] | No | No
MC210 | Engineering Building |  |  |  | MC210-B03/G104 | Logic 104 | EN.EN3 Energy Sensor | [6 empty] | G104 | 0 | [10 empty] | No | No
MC210 | Engineering Building |  |  |  | MC210-B03/G105 | Logic 105 | EN.EN3 Energy Sensor | [6 empty] | G105 | 0 | [10 empty] | No | No
MC210 | Engineering Building |  |  |  | MC210-B03/G106 | Logic 106 | EN.EN3 Energy Sensor | [6 empty] | G106 | 0 | [10 empty] | No | No
MC210 | Engineering Building |  |  |  | MC210-B03/G107 | B04 Nat Vent Oride Close | EN.EN3 Energy Sensor | [6 empty] | G107 | 0 | [10 empty] | No | No
MC210 | Engineering Building |  |  |  | MC210-B03/G108 | B04 Nat Vent Oride Open | EN.EN3 Energy Sensor | [6 empty] | G108 | 0 | [10 empty] | No | No
MC210 | Engineering Building |  |  |  | MC210-B03/F99 | B04 Ave CO² | EN.EN3 Energy Sensor | [6 empty] | F99 | 0 | [10 empty] | No | No
MC210 | Engineering Building |  |  |  | MC210-B03/G1 | Nat Vent Allow | EN.EN3 Energy Sensor | [6 empty] | G1 | 0 | [10 empty] | No | No
MC210 | Engineering Building |  |  |  | MC210-B03/G10 | Logic 10 | EN.EN3 Energy Sensor | [6 empty] | G10 | 0 | [10 empty] | No | No
MC210 | Engineering Building |  |  |  | MC210-B03/G100 | Damper Dig values to OS12 | EN.EN3 Energy Sensor | [6 empty] | G100 | 0 | [10 empty] | No | No
MC210 | Engineering Building |  |  |  | MC210-B03/G101 | B04 Override | EN.EN3 Energy Sensor | [6 empty] | G101 | 0 | [10 empty] | No | No
MC210 | Engineering Building |  |  |  | MC210-B03/G102 | Logic 102 | EN.EN3 Energy Sensor | [6 empty] | G102 | 0 | [10 empty] | No | No
MC210 | Engineering Building |  |  |  | MC210-B03/F92 | Function 92 | EN.EN3 Energy Sensor | [6 empty] | F92 | 0 | [10 empty] | No | No
MC210 | Engineering Building |  |  |  | MC210-B03/F93 | Function 93 | EN.EN3 Energy Sensor | [6 empty] | F93 | 0 | [10 empty] | No | No
MC210 | Engineering Building |  |  |  | MC210-B03/F94 | B04 Nat Vent Dmd | EN.EN3 Energy Sensor | [6 empty] | F94 | 0 | [10 empty] | No | No
MC210 | Engineering Building |  |  |  | MC210-B03/F95 | Function 95 | EN.EN3 Energy Sensor | [6 empty] | F95 | 0 | [10 empty] | No | No
MC210 | Engineering Building |  |  |  | MC210-B03/F96 | Function 96 | EN.EN3 Energy Sensor | [6 empty] | F96 | 0 | [10 empty] | No | No
MC210 | Engineering Building |  |  |  | MC210-B03/F98 | B04 Ave Temp | EN.EN3 Energy Sensor | [6 empty] | F98 | 0 | [10 empty] | No | No
MC210 | Engineering Building |  |  |  | MC210-B03/F86 | Function 86 | EN.EN3 Energy Sensor | [6 empty] | F86 | 0 | [10 empty] | No | No
MC210 | Engineering Building |  |  |  | MC210-B03/F87 | Function 87 | EN.EN3 Energy Sensor | [6 empty] | F87 | 0 | [10 empty] | No | No
MC210 | Engineering Building |  |  |  | MC210-B03/F89 | Function 89 | EN.EN3 Energy Sensor | [6 empty] | F89 | 0 | [10 empty] | No | No
MC210 | Engineering Building |  |  |  | MC210-B03/F9 | Function 9 | EN.EN3 Energy Sensor | [6 empty] | F9 | 0 | [10 empty] | No | No
MC210 | Engineering Building |  |  |  | MC210-B03/F90 | B31 Ave CO² | EN.EN3 Energy Sensor | [6 empty] | F90 | 0 | [10 empty] | No | No
MC210 | Engineering Building |  |  |  | MC210-B03/F91 | Function 91 | EN.EN3 Energy Sensor | [6 empty] | F91 | 0 | [10 empty] | No | No
MC210 | Engineering Building |  |  |  | MC210-B03/F78 | Function 78 | EN.EN3 Energy Sensor | [6 empty] | F78 | 0 | [10 empty] | No | No
MC210 | Engineering Building |  |  |  | MC210-B03/F79 | Function 79 | EN.EN3 Energy Sensor | [6 empty] | F79 | 0 | [10 empty] | No | No
MC210 | Engineering Building |  |  |  | MC210-B03/F8 | Night Cooling Window OP | EN.EN3 Energy Sensor | [6 empty] | F8 | 0 | [10 empty] | No | No
MC210 | Engineering Building |  |  |  | MC210-B03/F81 | Function 81 | EN.EN3 Energy Sensor | [6 empty] | F81 | 0 | [10 empty] | No | No
MC210 | Engineering Building |  |  |  | MC210-B03/F82 | Function 82 | EN.EN3 Energy Sensor | [6 empty] | F82 | 0 | [10 empty] | No | No
MC210 | Engineering Building |  |  |  | MC210-B03/F85 | B31 Ave Temp | EN.EN3 Energy Sensor | [6 empty] | F85 | 0 | [10 empty] | No | No
MC210 | Engineering Building |  |  |  | MC210-B03/F7 | Function 7 | EN.EN3 Energy Sensor | [6 empty] | F7 | 0 | [10 empty] | No | No
MC210 | Engineering Building |  |  |  | MC210-B03/F70 | Function 70 | EN.EN3 Energy Sensor | [6 empty] | F70 | 0 | [10 empty] | No | No
MC210 | Engineering Building |  |  |  | MC210-B03/F72 | Function 72 | EN.EN3 Energy Sensor | [6 empty] | F72 | 0 | [10 empty] | No | No
MC210 | Engineering Building |  |  |  | MC210-B03/F73 | A06 Nat Vent Dmd | EN.EN3 Energy Sensor | [6 empty] | F73 | 0 | [10 empty] | No | No
MC210 | Engineering Building |  |  |  | MC210-B03/F74 | Function 74 | EN.EN3 Energy Sensor | [6 empty] | F74 | 0 | [10 empty] | No | No
MC210 | Engineering Building |  |  |  | MC210-B03/F77 | B31 Nat Vent Dmd | EN.EN3 Energy Sensor | [6 empty] | F77 | 0 | [10 empty] | No | No
MC210 | Engineering Building |  |  |  | MC210-B03/F63 | Function 63 | EN.EN3 Energy Sensor | [6 empty] | F63 | 0 | [10 empty] | No | No
MC210 | Engineering Building |  |  |  | MC210-B03/F64 | Function 64 | EN.EN3 Energy Sensor | [6 empty] | F64 | 0 | [10 empty] | No | No
MC210 | Engineering Building |  |  |  | MC210-B03/F65 | Function 65 | EN.EN3 Energy Sensor | [6 empty] | F65 | 0 | [10 empty] | No | No
MC210 | Engineering Building |  |  |  | MC210-B03/F66 | Function 66 | EN.EN3 Energy Sensor | [6 empty] | F66 | 0 | [10 empty] | No | No
MC210 | Engineering Building |  |  |  | MC210-B03/F67 | Function 67 | EN.EN3 Energy Sensor | [6 empty] | F67 | 0 | [10 empty] | No | No
MC210 | Engineering Building |  |  |  | MC210-B03/F69 | Function 69 | EN.EN3 Energy Sensor | [6 empty] | F69 | 0 | [10 empty] | No | No
MC210 | Engineering Building |  |  |  | MC210-B03/F58 | Function 58 | EN.EN3 Energy Sensor | [6 empty] | F58 | 0 | [10 empty] | No | No
MC210 | Engineering Building |  |  |  | MC210-B03/F59 | Function 59 | EN.EN3 Energy Sensor | [6 empty] | F59 | 0 | [10 empty] | No | No
MC210 | Engineering Building |  |  |  | MC210-B03/F6 | Max Space Temp | EN.EN3 Energy Sensor | [6 empty] | F6 | 0 | [10 empty] | No | No
MC210 | Engineering Building |  |  |  | MC210-B03/F60 | A22 Nat Vent Dmd | EN.EN3 Energy Sensor | [6 empty] | F60 | 0 | [10 empty] | No | No
MC210 | Engineering Building |  |  |  | MC210-B03/F61 | Function 61 | EN.EN3 Energy Sensor | [6 empty] | F61 | 0 | [10 empty] | No | No
MC210 | Engineering Building |  |  |  | MC210-B03/F62 | Function 62 | EN.EN3 Energy Sensor | [6 empty] | F62 | 0 | [10 empty] | No | No
MC210 | Engineering Building |  |  |  | MC210-B03/F52 | A21 Nat Vent Dmd | EN.EN3 Energy Sensor | [6 empty] | F52 | 0 | [10 empty] | No | No
MC210 | Engineering Building |  |  |  | MC210-B03/F53 | Function 53 | EN.EN3 Energy Sensor | [6 empty] | F53 | 0 | [10 empty] | No | No
MC210 | Engineering Building |  |  |  | MC210-B03/F54 | Function 54 | EN.EN3 Energy Sensor | [6 empty] | F54 | 0 | [10 empty] | No | No
MC210 | Engineering Building |  |  |  | MC210-B03/F55 | Function 55 | EN.EN3 Energy Sensor | [6 empty] | F55 | 0 | [10 empty] | No | No
MC210 | Engineering Building |  |  |  | MC210-B03/F56 | Function 56 | EN.EN3 Energy Sensor | [6 empty] | F56 | 0 | [10 empty] | No | No
MC210 | Engineering Building |  |  |  | MC210-B03/F57 | Function 57 | EN.EN3 Energy Sensor | [6 empty] | F57 | 0 | [10 empty] | No | No
MC210 | Engineering Building |  |  |  | MC210-B03/F47 | Function 47 | EN.EN3 Energy Sensor | [6 empty] | F47 | 0 | [10 empty] | No | No
MC210 | Engineering Building |  |  |  | MC210-B03/F48 | Function 48 | EN.EN3 Energy Sensor | [6 empty] | F48 | 0 | [10 empty] | No | No
MC210 | Engineering Building |  |  |  | MC210-B03/F49 | Function 49 | EN.EN3 Energy Sensor | [6 empty] | F49 | 0 | [10 empty] | No | No
MC210 | Engineering Building |  |  |  | MC210-B03/F5 | C24 Extract VAV Closed | EN.EN3 Energy Sensor | [6 empty] | F5 | 0 | [10 empty] | No | No
MC210 | Engineering Building |  |  |  | MC210-B03/F50 | Function 50 | EN.EN3 Energy Sensor | [6 empty] | F50 | 0 | [10 empty] | No | No
MC210 | Engineering Building |  |  |  | MC210-B03/F51 | Function 51 | EN.EN3 Energy Sensor | [6 empty] | F51 | 0 | [10 empty] | No | No
MC210 | Engineering Building |  |  |  | MC210-B03/F41 | Function 41 | EN.EN3 Energy Sensor | [6 empty] | F41 | 0 | [10 empty] | No | No
MC210 | Engineering Building |  |  |  | MC210-B03/F42 | Function 42 | EN.EN3 Energy Sensor | [6 empty] | F42 | 0 | [10 empty] | No | No
MC210 | Engineering Building |  |  |  | MC210-B03/F43 | Function 43 | EN.EN3 Energy Sensor | [6 empty] | F43 | 0 | [10 empty] | No | No
MC210 | Engineering Building |  |  |  | MC210-B03/F44 | A19 Nat Vent Dmd | EN.EN3 Energy Sensor | [6 empty] | F44 | 0 | [10 empty] | No | No
MC210 | Engineering Building |  |  |  | MC210-B03/F45 | Function 45 | EN.EN3 Energy Sensor | [6 empty] | F45 | 0 | [10 empty] | No | No
MC210 | Engineering Building |  |  |  | MC210-B03/F46 | Function 46 | EN.EN3 Energy Sensor | [6 empty] | F46 | 0 | [10 empty] | No | No
MC210 | Engineering Building |  |  |  | MC210-B03/F36 | A18 Nat Vent Dmd | EN.EN3 Energy Sensor | [6 empty] | F36 | 0 | [10 empty] | No | No
MC210 | Engineering Building |  |  |  | MC210-B03/F37 | Function 37 | EN.EN3 Energy Sensor | [6 empty] | F37 | 0 | [10 empty] | No | No
MC210 | Engineering Building |  |  |  | MC210-B03/F38 | Function 38 | EN.EN3 Energy Sensor | [6 empty] | F38 | 0 | [10 empty] | No | No
MC210 | Engineering Building |  |  |  | MC210-B03/F39 | Function 39 | EN.EN3 Energy Sensor | [6 empty] | F39 | 0 | [10 empty] | No | No
MC210 | Engineering Building |  |  |  | MC210-B03/F4 | Function 4 | EN.EN3 Energy Sensor | [6 empty] | F4 | 0 | [10 empty] | No | No
MC210 | Engineering Building |  |  |  | MC210-B03/F40 | Function 40 | EN.EN3 Energy Sensor | [6 empty] | F40 | 0 | [10 empty] | No | No
MC210 | Engineering Building |  |  |  | MC210-B03/F30 | Atrium Zone2 Breakout LHS | EN.EN3 Energy Sensor | [6 empty] | F30 | 0 | [10 empty] | No | No
MC210 | Engineering Building |  |  |  | MC210-B03/F31 | Function 31 | EN.EN3 Energy Sensor | [6 empty] | F31 | 0 | [10 empty] | No | No
MC210 | Engineering Building |  |  |  | MC210-B03/F32 | A14 Nat Vent Dmd | EN.EN3 Energy Sensor | [6 empty] | F32 | 0 | [10 empty] | No | No
MC210 | Engineering Building |  |  |  | MC210-B03/F33 | Function 33 | EN.EN3 Energy Sensor | [6 empty] | F33 | 0 | [10 empty] | No | No
MC210 | Engineering Building |  |  |  | MC210-B03/F34 | Atrium LevA Windows | EN.EN3 Energy Sensor | [6 empty] | F34 | 0 | [10 empty] | No | No
MC210 | Engineering Building |  |  |  | MC210-B03/F35 | Function 35 | EN.EN3 Energy Sensor | [6 empty] | F35 | 0 | [10 empty] | No | No
MC210 | Engineering Building |  |  |  | MC210-B03/F25 | Function 25 | EN.EN3 Energy Sensor | [6 empty] | F25 | 0 | [10 empty] | No | No
MC210 | Engineering Building |  |  |  | MC210-B03/F26 | Sup VAV Dmd | EN.EN3 Energy Sensor | [6 empty] | F26 | 0 | [10 empty] | No | No
MC210 | Engineering Building |  |  |  | MC210-B03/F27 | Atrium Zone1 Main RHS | EN.EN3 Energy Sensor | [6 empty] | F27 | 0 | [10 empty] | No | No
MC210 | Engineering Building |  |  |  | MC210-B03/F28 | Function 28 | EN.EN3 Energy Sensor | [6 empty] | F28 | 0 | [10 empty] | No | No
MC210 | Engineering Building |  |  |  | MC210-B03/F29 | Function 29 | EN.EN3 Energy Sensor | [6 empty] | F29 | 0 | [10 empty] | No | No
MC210 | Engineering Building |  |  |  | MC210-B03/F3 | Function 3 | EN.EN3 Energy Sensor | [6 empty] | F3 | 0 | [10 empty] | No | No
MC210 | Engineering Building |  |  |  | MC210-B03/F200 | Function 200 | EN.EN3 Energy Sensor | [6 empty] | F200 | 0 | [10 empty] | No | No
MC210 | Engineering Building |  |  |  | MC210-B03/F201 | Sup VAV Dmd | EN.EN3 Energy Sensor | [6 empty] | F201 | 0 | [10 empty] | No | No
MC210 | Engineering Building |  |  |  | MC210-B03/F21 | Function 21 | EN.EN3 Energy Sensor | [6 empty] | F21 | 0 | [10 empty] | No | No
MC210 | Engineering Building |  |  |  | MC210-B03/F22 | Function 22 | EN.EN3 Energy Sensor | [6 empty] | F22 | 0 | [10 empty] | No | No
MC210 | Engineering Building |  |  |  | MC210-B03/F23 | A17 Nat Vent Dmd | EN.EN3 Energy Sensor | [6 empty] | F23 | 0 | [10 empty] | No | No
MC210 | Engineering Building |  |  |  | MC210-B03/F24 | Function 24 | EN.EN3 Energy Sensor | [6 empty] | F24 | 0 | [10 empty] | No | No
MC210 | Engineering Building |  |  |  | MC210-B03/F196 | Function 196 | EN.EN3 Energy Sensor | [6 empty] | F196 | 0 | [10 empty] | No | No
MC210 | Engineering Building |  |  |  | MC210-B03/F197 | Function 197 | EN.EN3 Energy Sensor | [6 empty] | F197 | 0 | [10 empty] | No | No
MC210 | Engineering Building |  |  |  | MC210-B03/F198 | Function 198 | EN.EN3 Energy Sensor | [6 empty] | F198 | 0 | [10 empty] | No | No
MC210 | Engineering Building |  |  |  | MC210-B03/F199 | Function 199 | EN.EN3 Energy Sensor | [6 empty] | F199 | 0 | [10 empty] | No | No
MC210 | Engineering Building |  |  |  | MC210-B03/F2 | B27 Extract VAV Closed | EN.EN3 Energy Sensor | [6 empty] | F2 | 0 | [10 empty] | No | No
MC210 | Engineering Building |  |  |  | MC210-B03/F20 | Function 20 | EN.EN3 Energy Sensor | [6 empty] | F20 | 0 | [10 empty] | No | No
MC210 | Engineering Building |  |  |  | MC210-B03/F187 | Function 187 | EN.EN3 Energy Sensor | [6 empty] | F187 | 0 | [10 empty] | No | No
MC210 | Engineering Building |  |  |  | MC210-B03/F188 | Function 188 | EN.EN3 Energy Sensor | [6 empty] | F188 | 0 | [10 empty] | No | No
MC210 | Engineering Building |  |  |  | MC210-B03/F189 | B30 Nat Vent Dmd | EN.EN3 Energy Sensor | [6 empty] | F189 | 0 | [10 empty] | No | No
MC210 | Engineering Building |  |  |  | MC210-B03/F19 | Function 19 | EN.EN3 Energy Sensor | [6 empty] | F19 | 0 | [10 empty] | No | No
MC210 | Engineering Building |  |  |  | MC210-B03/F191 | Function 191 | EN.EN3 Energy Sensor | [6 empty] | F191 | 0 | [10 empty] | No | No
MC210 | Engineering Building |  |  |  | MC210-B03/F195 | Function 195 | EN.EN3 Energy Sensor | [6 empty] | F195 | 0 | [10 empty] | No | No
MC210 | Engineering Building |  |  |  | MC210-B03/F181 | Function 181 | EN.EN3 Energy Sensor | [6 empty] | F181 | 0 | [10 empty] | No | No
MC210 | Engineering Building |  |  |  | MC210-B03/F182 | Function 182 | EN.EN3 Energy Sensor | [6 empty] | F182 | 0 | [10 empty] | No | No
MC210 | Engineering Building |  |  |  | MC210-B03/F183 | Function 183 | EN.EN3 Energy Sensor | [6 empty] | F183 | 0 | [10 empty] | No | No
MC210 | Engineering Building |  |  |  | MC210-B03/F184 | Function 184 | EN.EN3 Energy Sensor | [6 empty] | F184 | 0 | [10 empty] | No | No
MC210 | Engineering Building |  |  |  | MC210-B03/F185 | Function 185 | EN.EN3 Energy Sensor | [6 empty] | F185 | 0 | [10 empty] | No | No
MC210 | Engineering Building |  |  |  | MC210-B03/F186 | Function 186 | EN.EN3 Energy Sensor | [6 empty] | F186 | 0 | [10 empty] | No | No
MC210 | Engineering Building |  |  |  | MC210-B03/F173 | Function 173 | EN.EN3 Energy Sensor | [6 empty] | F173 | 0 | [10 empty] | No | No
MC210 | Engineering Building |  |  |  | MC210-B03/F175 | Function 175 | EN.EN3 Energy Sensor | [6 empty] | F175 | 0 | [10 empty] | No | No
MC210 | Engineering Building |  |  |  | MC210-B03/F176 | Function 176 | EN.EN3 Energy Sensor | [6 empty] | F176 | 0 | [10 empty] | No | No
MC210 | Engineering Building |  |  |  | MC210-B03/F177 | Function 177 | EN.EN3 Energy Sensor | [6 empty] | F177 | 0 | [10 empty] | No | No
MC210 | Engineering Building |  |  |  | MC210-B03/F178 | Function 178 | EN.EN3 Energy Sensor | [6 empty] | F178 | 0 | [10 empty] | No | No
MC210 | Engineering Building |  |  |  | MC210-B03/F18 | Function 18 | EN.EN3 Energy Sensor | [6 empty] | F18 | 0 | [10 empty] | No | No
MC210 | Engineering Building |  |  |  | MC210-B03/F167 | Atrium Nat Vent Dmd | EN.EN3 Energy Sensor | [6 empty] | F167 | 0 | [10 empty] | No | No
MC210 | Engineering Building |  |  |  | MC210-B03/F168 | Function 168 | EN.EN3 Energy Sensor | [6 empty] | F168 | 0 | [10 empty] | No | No
MC210 | Engineering Building |  |  |  | MC210-B03/F17 | Function 17 | EN.EN3 Energy Sensor | [6 empty] | F17 | 0 | [10 empty] | No | No
MC210 | Engineering Building |  |  |  | MC210-B03/F170 | Function 170 | EN.EN3 Energy Sensor | [6 empty] | F170 | 0 | [10 empty] | No | No
MC210 | Engineering Building |  |  |  | MC210-B03/F171 | Function 171 | EN.EN3 Energy Sensor | [6 empty] | F171 | 0 | [10 empty] | No | No
MC210 | Engineering Building |  |  |  | MC210-B03/F172 | Function 172 | EN.EN3 Energy Sensor | [6 empty] | F172 | 0 | [10 empty] | No | No
MC210 | Engineering Building |  |  |  | MC210-B03/F161 | Function 161 | EN.EN3 Energy Sensor | [6 empty] | F161 | 0 | [10 empty] | No | No
MC210 | Engineering Building |  |  |  | MC210-B03/F162 | Function 162 | EN.EN3 Energy Sensor | [6 empty] | F162 | 0 | [10 empty] | No | No
MC210 | Engineering Building |  |  |  | MC210-B03/F163 | Function 163 | EN.EN3 Energy Sensor | [6 empty] | F163 | 0 | [10 empty] | No | No
MC210 | Engineering Building |  |  |  | MC210-B03/F164 | Function 164 | EN.EN3 Energy Sensor | [6 empty] | F164 | 0 | [10 empty] | No | No
MC210 | Engineering Building |  |  |  | MC210-B03/F165 | Atrium Setback Setpt | EN.EN3 Energy Sensor | [6 empty] | F165 | 0 | [10 empty] | No | No
MC210 | Engineering Building |  |  |  | MC210-B03/F166 | OS13 Room Frost | EN.EN3 Energy Sensor | [6 empty] | F166 | 0 | [10 empty] | No | No
MC210 | Engineering Building |  |  |  | MC210-B03/F155 | Function 155 | EN.EN3 Energy Sensor | [6 empty] | F155 | 0 | [10 empty] | No | No
MC210 | Engineering Building |  |  |  | MC210-B03/F156 | Function 156 | EN.EN3 Energy Sensor | [6 empty] | F156 | 0 | [10 empty] | No | No
MC210 | Engineering Building |  |  |  | MC210-B03/F158 | Function 158 | EN.EN3 Energy Sensor | [6 empty] | F158 | 0 | [10 empty] | No | No
MC210 | Engineering Building |  |  |  | MC210-B03/F159 | Function 159 | EN.EN3 Energy Sensor | [6 empty] | F159 | 0 | [10 empty] | No | No
MC210 | Engineering Building |  |  |  | MC210-B03/F16 | Function 16 | EN.EN3 Energy Sensor | [6 empty] | F16 | 0 | [10 empty] | No | No
MC210 | Engineering Building |  |  |  | MC210-B03/F160 | Function 160 | EN.EN3 Energy Sensor | [6 empty] | F160 | 0 | [10 empty] | No | No
MC210 | Engineering Building |  |  |  | MC210-B03/F148 | Function 148 | EN.EN3 Energy Sensor | [6 empty] | F148 | 0 | [10 empty] | No | No
MC210 | Engineering Building |  |  |  | MC210-B03/F149 | Function 149 | EN.EN3 Energy Sensor | [6 empty] | F149 | 0 | [10 empty] | No | No
MC210 | Engineering Building |  |  |  | MC210-B03/F15 | Function 15 | EN.EN3 Energy Sensor | [6 empty] | F15 | 0 | [10 empty] | No | No
MC210 | Engineering Building |  |  |  | MC210-B03/F150 | D03 Nat Vent Dmd | EN.EN3 Energy Sensor | [6 empty] | F150 | 0 | [10 empty] | No | No
MC210 | Engineering Building |  |  |  | MC210-B03/F151 | Function 151 | EN.EN3 Energy Sensor | [6 empty] | F151 | 0 | [10 empty] | No | No
MC210 | Engineering Building |  |  |  | MC210-B03/F154 | Function 154 | EN.EN3 Energy Sensor | [6 empty] | F154 | 0 | [10 empty] | No | No
MC210 | Engineering Building |  |  |  | MC210-B03/F138 | Function 138 | EN.EN3 Energy Sensor | [6 empty] | F138 | 0 | [10 empty] | No | No
MC210 | Engineering Building |  |  |  | MC210-B03/F139 | Function 139 | EN.EN3 Energy Sensor | [6 empty] | F139 | 0 | [10 empty] | No | No
MC210 | Engineering Building |  |  |  | MC210-B03/F14 | Function 14 | EN.EN3 Energy Sensor | [6 empty] | F14 | 0 | [10 empty] | No | No
MC210 | Engineering Building |  |  |  | MC210-B03/F140 | D30 Nat Vent Dmd | EN.EN3 Energy Sensor | [6 empty] | F140 | 0 | [10 empty] | No | No
MC210 | Engineering Building |  |  |  | MC210-B03/F141 | Function 141 | EN.EN3 Energy Sensor | [6 empty] | F141 | 0 | [10 empty] | No | No
MC210 | Engineering Building |  |  |  | MC210-B03/F146 | Function 146 | EN.EN3 Energy Sensor | [6 empty] | F146 | 0 | [10 empty] | No | No
MC210 | Engineering Building |  |  |  | MC210-B03/F13 | Function 13 | EN.EN3 Energy Sensor | [6 empty] | F13 | 0 | [10 empty] | No | No
MC210 | Engineering Building |  |  |  | MC210-B03/F130 | C04 Nat Vent Dmd | EN.EN3 Energy Sensor | [6 empty] | F130 | 0 | [10 empty] | No | No
MC210 | Engineering Building |  |  |  | MC210-B03/F131 | Function 131 | EN.EN3 Energy Sensor | [6 empty] | F131 | 0 | [10 empty] | No | No
MC210 | Engineering Building |  |  |  | MC210-B03/F134 | Function 134 | EN.EN3 Energy Sensor | [6 empty] | F134 | 0 | [10 empty] | No | No
MC210 | Engineering Building |  |  |  | MC210-B03/F135 | Function 135 | EN.EN3 Energy Sensor | [6 empty] | F135 | 0 | [10 empty] | No | No
MC210 | Engineering Building |  |  |  | MC210-B03/F136 | Function 136 | EN.EN3 Energy Sensor | [6 empty] | F136 | 0 | [10 empty] | No | No
MC210 | Engineering Building |  |  |  | MC210-B03/F123 | Function 123 | EN.EN3 Energy Sensor | [6 empty] | F123 | 0 | [10 empty] | No | No
MC210 | Engineering Building |  |  |  | MC210-B03/F125 | Function 125 | EN.EN3 Energy Sensor | [6 empty] | F125 | 0 | [10 empty] | No | No
MC210 | Engineering Building |  |  |  | MC210-B03/F126 | C30 Ave CO² | EN.EN3 Energy Sensor | [6 empty] | F126 | 0 | [10 empty] | No | No
MC210 | Engineering Building |  |  |  | MC210-B03/F127 | Function 127 | EN.EN3 Energy Sensor | [6 empty] | F127 | 0 | [10 empty] | No | No
MC210 | Engineering Building |  |  |  | MC210-B03/F128 | Function 128 | EN.EN3 Energy Sensor | [6 empty] | F128 | 0 | [10 empty] | No | No
MC210 | Engineering Building |  |  |  | MC210-B03/F129 | Function 129 | EN.EN3 Energy Sensor | [6 empty] | F129 | 0 | [10 empty] | No | No
MC210 | Engineering Building |  |  |  | MC210-B03/F115 | Function 115 | EN.EN3 Energy Sensor | [6 empty] | F115 | 0 | [10 empty] | No | No
MC210 | Engineering Building |  |  |  | MC210-B03/F116 | Function 116 | EN.EN3 Energy Sensor | [6 empty] | F116 | 0 | [10 empty] | No | No
MC210 | Engineering Building |  |  |  | MC210-B03/F117 | C30 Nat Vent Dmd | EN.EN3 Energy Sensor | [6 empty] | F117 | 0 | [10 empty] | No | No
MC210 | Engineering Building |  |  |  | MC210-B03/F118 | Function 118 | EN.EN3 Energy Sensor | [6 empty] | F118 | 0 | [10 empty] | No | No
MC210 | Engineering Building |  |  |  | MC210-B03/F121 | C30 Ave Temp | EN.EN3 Energy Sensor | [6 empty] | F121 | 0 | [10 empty] | No | No
MC210 | Engineering Building |  |  |  | MC210-B03/F122 | Function 122 | EN.EN3 Energy Sensor | [6 empty] | F122 | 0 | [10 empty] | No | No
MC210 | Engineering Building |  |  |  | MC210-B03/F108 | Function 108 | EN.EN3 Energy Sensor | [6 empty] | F108 | 0 | [10 empty] | No | No
MC210 | Engineering Building |  |  |  | MC210-B03/F109 | Function 109 | EN.EN3 Energy Sensor | [6 empty] | F109 | 0 | [10 empty] | No | No
MC210 | Engineering Building |  |  |  | MC210-B03/F110 | Function 110 | EN.EN3 Energy Sensor | [6 empty] | F110 | 0 | [10 empty] | No | No
MC210 | Engineering Building |  |  |  | MC210-B03/F112 | Function 112 | EN.EN3 Energy Sensor | [6 empty] | F112 | 0 | [10 empty] | No | No
MC210 | Engineering Building |  |  |  | MC210-B03/F113 | C28 Ave Temp | EN.EN3 Energy Sensor | [6 empty] | F113 | 0 | [10 empty] | No | No
MC210 | Engineering Building |  |  |  | MC210-B03/F114 | C28 Ave CO² | EN.EN3 Energy Sensor | [6 empty] | F114 | 0 | [10 empty] | No | No
MC210 | Engineering Building |  |  |  | MC210-B03/F100 | Function 100 | EN.EN3 Energy Sensor | [6 empty] | F100 | 0 | [10 empty] | No | No
MC210 | Engineering Building |  |  |  | MC210-B03/F101 | Function 101 | EN.EN3 Energy Sensor | [6 empty] | F101 | 0 | [10 empty] | No | No
MC210 | Engineering Building |  |  |  | MC210-B03/F102 | Function 102 | EN.EN3 Energy Sensor | [6 empty] | F102 | 0 | [10 empty] | No | No
MC210 | Engineering Building |  |  |  | MC210-B03/F103 | Function 103 | EN.EN3 Energy Sensor | [6 empty] | F103 | 0 | [10 empty] | No | No
MC210 | Engineering Building |  |  |  | MC210-B03/F104 | C28 Nat Vent Dmd | EN.EN3 Energy Sensor | [6 empty] | F104 | 0 | [10 empty] | No | No
MC210 | Engineering Building |  |  |  | MC210-B03/F105 | Function 105 | EN.EN3 Energy Sensor | [6 empty] | F105 | 0 | [10 empty] | No | No
MC210 | Engineering Building |  |  |  | MC210-B03/D8 | B27 Extract VAV Damper | EN.EN3 Energy Sensor | [6 empty] | D8 | 0 | [10 empty] | No | No
MC210 | Engineering Building |  |  |  | MC210-B03/D9 | C24 Supply VAV Damper | EN.EN3 Energy Sensor | [6 empty] | D9 | 0 | [10 empty] | No | No
MC210 | Engineering Building |  |  |  | MC210-B03/e1 | Alarms | EN.EN3 Energy Sensor | [6 empty] | e1 | 0 | [10 empty] | No | No
MC210 | Engineering Building |  |  |  | MC210-B03/e2 | IQ ViewAlarms | EN.EN3 Energy Sensor | [6 empty] | e2 | 0 | [10 empty] | No | No
MC210 | Engineering Building |  |  |  | MC210-B03/F1 | Function 1 | EN.EN3 Energy Sensor | [6 empty] | F1 | 0 | [10 empty] | No | No
MC210 | Engineering Building |  |  |  | MC210-B03/F10 | Function 10 | EN.EN3 Energy Sensor | [6 empty] | F10 | 0 | [10 empty] | No | No
MC210 | Engineering Building |  |  |  | MC210-B03/D69 | C30 AOV | EN.EN3 Energy Sensor | [6 empty] | D69 | 0 | [10 empty] | No | No
MC210 | Engineering Building |  |  |  | MC210-B03/D7 | B27 Supply VAV Damper | EN.EN3 Energy Sensor | [6 empty] | D7 | 0 | [10 empty] | No | No
MC210 | Engineering Building |  |  |  | MC210-B03/D70 | C04 AOV | EN.EN3 Energy Sensor | [6 empty] | D70 | 0 | [10 empty] | No | No
MC210 | Engineering Building |  |  |  | MC210-B03/D71 | Atrium LevA Windows | EN.EN3 Energy Sensor | [6 empty] | D71 | 0 | [10 empty] | No | No
MC210 | Engineering Building |  |  |  | MC210-B03/D72 | B30 Window | EN.EN3 Energy Sensor | [6 empty] | D72 | 0 | [10 empty] | No | No
MC210 | Engineering Building |  |  |  | MC210-B03/D73 | Atrium Zone1 Main RHS | EN.EN3 Energy Sensor | [6 empty] | D73 | 0 | [10 empty] | No | No
MC210 | Engineering Building |  |  |  | MC210-B03/D63 | A19 AOV | EN.EN3 Energy Sensor | [6 empty] | D63 | 0 | [10 empty] | No | No
MC210 | Engineering Building |  |  |  | MC210-B03/D64 | A21 AOV | EN.EN3 Energy Sensor | [6 empty] | D64 | 0 | [10 empty] | No | No
MC210 | Engineering Building |  |  |  | MC210-B03/D65 | A22 AOV | EN.EN3 Energy Sensor | [6 empty] | D65 | 0 | [10 empty] | No | No
MC210 | Engineering Building |  |  |  | MC210-B03/D66 | A06 AOV | EN.EN3 Energy Sensor | [6 empty] | D66 | 0 | [10 empty] | No | No
MC210 | Engineering Building |  |  |  | MC210-B03/D67 | B31 AOV | EN.EN3 Energy Sensor | [6 empty] | D67 | 0 | [10 empty] | No | No
MC210 | Engineering Building |  |  |  | MC210-B03/D68 | C28 AOV | EN.EN3 Energy Sensor | [6 empty] | D68 | 0 | [10 empty] | No | No
MC210 | Engineering Building |  |  |  | MC210-B03/D58 | D03 AOV | EN.EN3 Energy Sensor | [6 empty] | D58 | 0 | [10 empty] | No | No
MC210 | Engineering Building |  |  |  | MC210-B03/D59 | A17 Main Workshop windows | EN.EN3 Energy Sensor | [6 empty] | D59 | 0 | [10 empty] | No | No
MC210 | Engineering Building |  |  |  | MC210-B03/D6 | D10 Zone Valves | EN.EN3 Energy Sensor | [6 empty] | D6 | 0 | [10 empty] | No | No
MC210 | Engineering Building |  |  |  | MC210-B03/D60 | Atrium Level C breakout space | EN.EN3 Energy Sensor | [6 empty] | D60 | 0 | [10 empty] | No | No
MC210 | Engineering Building |  |  |  | MC210-B03/D61 | A14 Windows | EN.EN3 Energy Sensor | [6 empty] | D61 | 0 | [10 empty] | No | No
MC210 | Engineering Building |  |  |  | MC210-B03/D62 | A18 Windows | EN.EN3 Energy Sensor | [6 empty] | D62 | 0 | [10 empty] | No | No
MC210 | Engineering Building |  |  |  | MC210-B03/D50 | D03 Winter Inlet Fans | EN.EN3 Energy Sensor | [6 empty] | D50 | 0 | [10 empty] | No | No
MC210 | Engineering Building |  |  |  | MC210-B03/D51 | D03 Summer Discharge Fan2 | EN.EN3 Energy Sensor | [6 empty] | D51 | 0 | [10 empty] | No | No
MC210 | Engineering Building |  |  |  | MC210-B03/D54 | Atrium Zone2 Breakout LHS | EN.EN3 Energy Sensor | [6 empty] | D54 | 0 | [10 empty] | No | No
MC210 | Engineering Building |  |  |  | MC210-B03/D55 | B30 Shunt Fan | EN.EN3 Energy Sensor | [6 empty] | D55 | 0 | [10 empty] | No | No
MC210 | Engineering Building |  |  |  | MC210-B03/D56 | AHU03 Enable | EN.EN3 Energy Sensor | [6 empty] | D56 | 0 | [10 empty] | No | No
MC210 | Engineering Building |  |  |  | MC210-B03/D57 | Rm D03 Heating Valve | EN.EN3 Energy Sensor | [6 empty] | D57 | 0 | [10 empty] | No | No
MC210 | Engineering Building |  |  |  | MC210-B03/D44 | D30 Summer Damper | EN.EN3 Energy Sensor | [6 empty] | D44 | 0 | [10 empty] | No | No
MC210 | Engineering Building |  |  |  | MC210-B03/D45 | D30 Summer Discharge Fan | EN.EN3 Energy Sensor | [6 empty] | D45 | 0 | [10 empty] | No | No
MC210 | Engineering Building |  |  |  | MC210-B03/D46 | D30 Fresh Air Fan Enable | EN.EN3 Energy Sensor | [6 empty] | D46 | 0 | [10 empty] | No | No
MC210 | Engineering Building |  |  |  | MC210-B03/D47 | D30 Winter Inlet Fan Fan | EN.EN3 Energy Sensor | [6 empty] | D47 | 0 | [10 empty] | No | No
MC210 | Engineering Building |  |  |  | MC210-B03/D49 | D03 Summer &amp; Winter Fan | EN.EN3 Energy Sensor | [6 empty] | D49 | 0 | [10 empty] | No | No
MC210 | Engineering Building |  |  |  | MC210-B03/D5 | D09 Zone Valves | EN.EN3 Energy Sensor | [6 empty] | D5 | 0 | [10 empty] | No | No
MC210 | Engineering Building |  |  |  | MC210-B03/D38 | C30 Winter &amp; Sum Inlet Fan | EN.EN3 Energy Sensor | [6 empty] | D38 | 0 | [10 empty] | No | No
MC210 | Engineering Building |  |  |  | MC210-B03/D39 | C30 Winter Fan | EN.EN3 Energy Sensor | [6 empty] | D39 | 0 | [10 empty] | No | No
MC210 | Engineering Building |  |  |  | MC210-B03/D4 | D08 Zone Valves | EN.EN3 Energy Sensor | [6 empty] | D4 | 0 | [10 empty] | No | No
MC210 | Engineering Building |  |  |  | MC210-B03/D41 | C04 Summer or Winter | EN.EN3 Energy Sensor | [6 empty] | D41 | 0 | [10 empty] | No | No
MC210 | Engineering Building |  |  |  | MC210-B03/D42 | C04 Winter Inlet Fans | EN.EN3 Energy Sensor | [6 empty] | D42 | 0 | [10 empty] | No | No
MC210 | Engineering Building |  |  |  | MC210-B03/D43 | C04 Summer Discharge Fan2 | EN.EN3 Energy Sensor | [6 empty] | D43 | 0 | [10 empty] | No | No
MC210 | Engineering Building |  |  |  | MC210-B03/D30 | B04 Fresh Air Damper | EN.EN3 Energy Sensor | [6 empty] | D30 | 0 | [10 empty] | No | No
MC210 | Engineering Building |  |  |  | MC210-B03/D31 | B04 Winter Inlet Fan | EN.EN3 Energy Sensor | [6 empty] | D31 | 0 | [10 empty] | No | No
MC210 | Engineering Building |  |  |  | MC210-B03/D32 | B04 Winter Extract Fan Fan | EN.EN3 Energy Sensor | [6 empty] | D32 | 0 | [10 empty] | No | No
MC210 | Engineering Building |  |  |  | MC210-B03/D34 | C28 Summer Winter Fan | EN.EN3 Energy Sensor | [6 empty] | D34 | 0 | [10 empty] | No | No
MC210 | Engineering Building |  |  |  | MC210-B03/D35 | C28 Winter Inlet Fans | EN.EN3 Energy Sensor | [6 empty] | D35 | 0 | [10 empty] | No | No
MC210 | Engineering Building |  |  |  | MC210-B03/D37 | C30 Summer Only Discharge Fans | EN.EN3 Energy Sensor | [6 empty] | D37 | 0 | [10 empty] | No | No
MC210 | Engineering Building |  |  |  | MC210-B03/D24 | A06 Summer Discharge Fans | EN.EN3 Energy Sensor | [6 empty] | D24 | 0 | [10 empty] | No | No
MC210 | Engineering Building |  |  |  | MC210-B03/D26 | B31 Winter Inlet Fans | EN.EN3 Energy Sensor | [6 empty] | D26 | 0 | [10 empty] | No | No
MC210 | Engineering Building |  |  |  | MC210-B03/D27 | B31 Summer Discharge Fans | EN.EN3 Energy Sensor | [6 empty] | D27 | 0 | [10 empty] | No | No
MC210 | Engineering Building |  |  |  | MC210-B03/D28 | B31 Summer Discharge Fans | EN.EN3 Energy Sensor | [6 empty] | D28 | 0 | [10 empty] | No | No
MC210 | Engineering Building |  |  |  | MC210-B03/D29 | B04 Summer Winter Fan | EN.EN3 Energy Sensor | [6 empty] | D29 | 0 | [10 empty] | No | No
MC210 | Engineering Building |  |  |  | MC210-B03/D3 | D07 Zone Valves | EN.EN3 Energy Sensor | [6 empty] | D3 | 0 | [10 empty] | No | No
MC210 | Engineering Building |  |  |  | MC210-B03/D13 | A17 work Summer Discharge Fans | EN.EN3 Energy Sensor | [6 empty] | D13 | 0 | [10 empty] | No | No
MC210 | Engineering Building |  |  |  | MC210-B03/D15 | A14 Summer Discharge Fans | EN.EN3 Energy Sensor | [6 empty] | D15 | 0 | [10 empty] | No | No
MC210 | Engineering Building |  |  |  | MC210-B03/D19 | A21 Summer Discharge Fans | EN.EN3 Energy Sensor | [6 empty] | D19 | 0 | [10 empty] | No | No
MC210 | Engineering Building |  |  |  | MC210-B03/D2 | D06 Zone Valves | EN.EN3 Energy Sensor | [6 empty] | D2 | 0 | [10 empty] | No | No
MC210 | Engineering Building |  |  |  | MC210-B03/D21 | A22 Summer Discharge Fans | EN.EN3 Energy Sensor | [6 empty] | D21 | 0 | [10 empty] | No | No
MC210 | Engineering Building |  |  |  | MC210-B03/D22 | A22 Winter Inlet Fans | EN.EN3 Energy Sensor | [6 empty] | D22 | 0 | [10 empty] | No | No
MC210 | Engineering Building |  |  |  | MC210-B03/A32 | Room CO² A17 from OS11 | EN.EN3 Energy Sensor | [6 empty] | A32 | 0 | [10 empty] | No | No
MC210 | Engineering Building |  |  |  | MC210-B03/A33 | Room Frost Value | EN.EN3 Energy Sensor | [6 empty] | A33 | 0 | [10 empty] | No | No
MC210 | Engineering Building |  |  |  | MC210-B03/A34 | Analogue Node 34 | EN.EN3 Energy Sensor | [6 empty] | A34 | 0 | [10 empty] | No | No
MC210 | Engineering Building |  |  |  | MC210-B03/C1 | Virtual CNC 1 | EN.EN3 Energy Sensor | [6 empty] | C1 | 0 | [10 empty] | No | No
MC210 | Engineering Building |  |  |  | MC210-B03/D1 | D11 Zone Valves | EN.EN3 Energy Sensor | [6 empty] | D1 | 0 | [10 empty] | No | No
MC210 | Engineering Building |  |  |  | MC210-B03/D10 | C24 Extract VAV Damper | EN.EN3 Energy Sensor | [6 empty] | D10 | 0 | [10 empty] | No | No
MC210 | Engineering Building |  |  |  | MC210-B02/A11 | Analogue Node 11 | EN.EN3 Energy Sensor | [6 empty] | A11 | 0 | [10 empty] | No | No
MC210 | Engineering Building |  |  |  | MC210-B02/A21 | Room Frost Value | EN.EN3 Energy Sensor | [6 empty] | A21 | 0 | [10 empty] | No | No
MC210 | Engineering Building |  |  |  | MC210-B02/A22 | Analogue Node 22 | EN.EN3 Energy Sensor | [6 empty] | A22 | 0 | [10 empty] | No | No
MC210 | Engineering Building |  |  |  | MC210-B02/A23 | Analogue Node 23 | EN.EN3 Energy Sensor | [6 empty] | A23 | 0 | [10 empty] | No | No
MC210 | Engineering Building |  |  |  | MC210-B02/A24 | Zone Valves from OS13 | EN.EN3 Energy Sensor | [6 empty] | A24 | 0 | [10 empty] | No | No
MC210 | Engineering Building |  |  |  | MC210-B02/A25 | Damper Dig values from OS13 | EN.EN3 Energy Sensor | [6 empty] | A25 | 0 | [10 empty] | No | No
MC210 | Engineering Building |  |  |  | MC210-B02/U2 |  | EN.EN3 Energy Sensor | [6 empty] | U2 | 0 | [10 empty] | No | No
MC210 | Engineering Building |  |  |  | MC210-B02/V1 |  | EN.EN3 Energy Sensor | [6 empty] | V1 | 0 | [10 empty] | No | No
MC210 | Engineering Building |  |  |  | MC210-B02/W1 | Summer Winter sw W=1 | EN.EN3 Energy Sensor | [6 empty] | W1 | 0 | [10 empty] | No | No
MC210 | Engineering Building |  |  |  | MC210-B02/W30 | Triad switch | EN.EN3 Energy Sensor | [6 empty] | W30 | 0 | [10 empty] | No | No
MC210 | Engineering Building |  |  |  | MC210-B02/Y1 | Room temperature | EN.EN3 Energy Sensor | [6 empty] | Y1 | 0 | [10 empty] | No | No
MC210 | Engineering Building |  |  |  | MC210-B02/S62 | Room Temp D14 | EN.EN3 Energy Sensor | [6 empty] | S62 | 0 | [10 empty] | No | No
MC210 | Engineering Building |  |  |  | MC210-B02/S63 | Room Temp D20 | EN.EN3 Energy Sensor | [6 empty] | S63 | 0 | [10 empty] | No | No
MC210 | Engineering Building |  |  |  | MC210-B02/S7 | Room Temp B03 | EN.EN3 Energy Sensor | [6 empty] | S7 | 0 | [10 empty] | No | No
MC210 | Engineering Building |  |  |  | MC210-B02/S8 | Room Temp B18 | EN.EN3 Energy Sensor | [6 empty] | S8 | 0 | [10 empty] | No | No
MC210 | Engineering Building |  |  |  | MC210-B02/S9 | Room Temp B17 | EN.EN3 Energy Sensor | [6 empty] | S9 | 0 | [10 empty] | No | No
MC210 | Engineering Building |  |  |  | MC210-B02/U1 |  | EN.EN3 Energy Sensor | [6 empty] | U1 | 0 | [10 empty] | No | No
MC210 | Engineering Building |  |  |  | MC210-B02/S57 | Room Temp D09 | EN.EN3 Energy Sensor | [6 empty] | S57 | 0 | [10 empty] | No | No
MC210 | Engineering Building |  |  |  | MC210-B02/S58 | Room Temp D10 | EN.EN3 Energy Sensor | [6 empty] | S58 | 0 | [10 empty] | No | No
MC210 | Engineering Building |  |  |  | MC210-B02/S59 | Room Temp D11 | EN.EN3 Energy Sensor | [6 empty] | S59 | 0 | [10 empty] | No | No
MC210 | Engineering Building |  |  |  | MC210-B02/S6 | Room Temp B19 | EN.EN3 Energy Sensor | [6 empty] | S6 | 0 | [10 empty] | No | No
MC210 | Engineering Building |  |  |  | MC210-B02/S60 | Room Temp D12 | EN.EN3 Energy Sensor | [6 empty] | S60 | 0 | [10 empty] | No | No
MC210 | Engineering Building |  |  |  | MC210-B02/S61 | Room Temp D13 | EN.EN3 Energy Sensor | [6 empty] | S61 | 0 | [10 empty] | No | No
MC210 | Engineering Building |  |  |  | MC210-B02/S51 | Room Temp D18 | EN.EN3 Energy Sensor | [6 empty] | S51 | 0 | [10 empty] | No | No
MC210 | Engineering Building |  |  |  | MC210-B02/S52 | Room Temp D17 | EN.EN3 Energy Sensor | [6 empty] | S52 | 0 | [10 empty] | No | No
MC210 | Engineering Building |  |  |  | MC210-B02/S53 | Room Temp D15 | EN.EN3 Energy Sensor | [6 empty] | S53 | 0 | [10 empty] | No | No
MC210 | Engineering Building |  |  |  | MC210-B02/S54 | Room Temp D06 | EN.EN3 Energy Sensor | [6 empty] | S54 | 0 | [10 empty] | No | No
MC210 | Engineering Building |  |  |  | MC210-B02/S55 | Room Temp D07 | EN.EN3 Energy Sensor | [6 empty] | S55 | 0 | [10 empty] | No | No
MC210 | Engineering Building |  |  |  | MC210-B02/S56 | Room Temp D08 | EN.EN3 Energy Sensor | [6 empty] | S56 | 0 | [10 empty] | No | No
MC210 | Engineering Building |  |  |  | MC210-B02/S46 | Room Temp D27 | EN.EN3 Energy Sensor | [6 empty] | S46 | 0 | [10 empty] | No | No
MC210 | Engineering Building |  |  |  | MC210-B02/S47 | Room Temp D26 | EN.EN3 Energy Sensor | [6 empty] | S47 | 0 | [10 empty] | No | No
MC210 | Engineering Building |  |  |  | MC210-B02/S48 | Room Temp D34 | EN.EN3 Energy Sensor | [6 empty] | S48 | 0 | [10 empty] | No | No
MC210 | Engineering Building |  |  |  | MC210-B02/S49 | Room Temp D01 | EN.EN3 Energy Sensor | [6 empty] | S49 | 0 | [10 empty] | No | No
MC210 | Engineering Building |  |  |  | MC210-B02/S5 | Room Temp B20 | EN.EN3 Energy Sensor | [6 empty] | S5 | 0 | [10 empty] | No | No
MC210 | Engineering Building |  |  |  | MC210-B02/S50 | Room Temp D19 | EN.EN3 Energy Sensor | [6 empty] | S50 | 0 | [10 empty] | No | No
MC210 | Engineering Building |  |  |  | MC210-B02/S40 | Room Temp C07 | EN.EN3 Energy Sensor | [6 empty] | S40 | 0 | [10 empty] | No | No
MC210 | Engineering Building |  |  |  | MC210-B02/S41 | Room Temp C08 | EN.EN3 Energy Sensor | [6 empty] | S41 | 0 | [10 empty] | No | No
MC210 | Engineering Building |  |  |  | MC210-B02/S42 | Room Temp C09 | EN.EN3 Energy Sensor | [6 empty] | S42 | 0 | [10 empty] | No | No
MC210 | Engineering Building |  |  |  | MC210-B02/S43 | Room Temp C10 | EN.EN3 Energy Sensor | [6 empty] | S43 | 0 | [10 empty] | No | No
MC210 | Engineering Building |  |  |  | MC210-B02/S44 | Room Temp D29 | EN.EN3 Energy Sensor | [6 empty] | S44 | 0 | [10 empty] | No | No
MC210 | Engineering Building |  |  |  | MC210-B02/S45 | Room Temp D28 | EN.EN3 Energy Sensor | [6 empty] | S45 | 0 | [10 empty] | No | No
MC210 | Engineering Building |  |  |  | MC210-B02/S35 | Room Temp C15 | EN.EN3 Energy Sensor | [6 empty] | S35 | 0 | [10 empty] | No | No
MC210 | Engineering Building |  |  |  | MC210-B02/S36 | Room Temp C14 | EN.EN3 Energy Sensor | [6 empty] | S36 | 0 | [10 empty] | No | No
MC210 | Engineering Building |  |  |  | MC210-B02/S37 | Room Temp C13 | EN.EN3 Energy Sensor | [6 empty] | S37 | 0 | [10 empty] | No | No
MC210 | Engineering Building |  |  |  | MC210-B02/S38 | Room Temp C12 | EN.EN3 Energy Sensor | [6 empty] | S38 | 0 | [10 empty] | No | No
MC210 | Engineering Building |  |  |  | MC210-B02/S39 | Room Temp C11 | EN.EN3 Energy Sensor | [6 empty] | S39 | 0 | [10 empty] | No | No
MC210 | Engineering Building |  |  |  | MC210-B02/S4 | Room Temp B01 | EN.EN3 Energy Sensor | [6 empty] | S4 | 0 | [10 empty] | No | No
MC210 | Engineering Building |  |  |  | MC210-B02/S3 | Room Temp B29 | EN.EN3 Energy Sensor | [6 empty] | S3 | 0 | [10 empty] | No | No
MC210 | Engineering Building |  |  |  | MC210-B02/S30 | Room Temp C24 | EN.EN3 Energy Sensor | [6 empty] | S30 | 0 | [10 empty] | No | No
MC210 | Engineering Building |  |  |  | MC210-B02/S31 | Room Temp C01 | EN.EN3 Energy Sensor | [6 empty] | S31 | 0 | [10 empty] | No | No
MC210 | Engineering Building |  |  |  | MC210-B02/S32 | Room Temp C02 | EN.EN3 Energy Sensor | [6 empty] | S32 | 0 | [10 empty] | No | No
MC210 | Engineering Building |  |  |  | MC210-B02/S33 | Room Temp C17 | EN.EN3 Energy Sensor | [6 empty] | S33 | 0 | [10 empty] | No | No
MC210 | Engineering Building |  |  |  | MC210-B02/S34 | Room Temp C16 | EN.EN3 Energy Sensor | [6 empty] | S34 | 0 | [10 empty] | No | No
MC210 | Engineering Building |  |  |  | MC210-B02/S24 | Room Temp C27b | EN.EN3 Energy Sensor | [6 empty] | S24 | 0 | [10 empty] | No | No
MC210 | Engineering Building |  |  |  | MC210-B02/S25 | Room Temp C27 | EN.EN3 Energy Sensor | [6 empty] | S25 | 0 | [10 empty] | No | No
MC210 | Engineering Building |  |  |  | MC210-B02/S26 | Room Temp C29a | EN.EN3 Energy Sensor | [6 empty] | S26 | 0 | [10 empty] | No | No
MC210 | Engineering Building |  |  |  | MC210-B02/S27 | Room Temp CR05 | EN.EN3 Energy Sensor | [6 empty] | S27 | 0 | [10 empty] | No | No
MC210 | Engineering Building |  |  |  | MC210-B02/S28 | Room Temp C24d | EN.EN3 Energy Sensor | [6 empty] | S28 | 0 | [10 empty] | No | No
MC210 | Engineering Building |  |  |  | MC210-B02/S29 | Room Temp C24b | EN.EN3 Energy Sensor | [6 empty] | S29 | 0 | [10 empty] | No | No
MC210 | Engineering Building |  |  |  | MC210-B02/S19 | Room Temp B12 | EN.EN3 Energy Sensor | [6 empty] | S19 | 0 | [10 empty] | No | No
MC210 | Engineering Building |  |  |  | MC210-B02/S2 | Room Temp B28 | EN.EN3 Energy Sensor | [6 empty] | S2 | 0 | [10 empty] | No | No
MC210 | Engineering Building |  |  |  | MC210-B02/S20 | Room Temp B27 | EN.EN3 Energy Sensor | [6 empty] | S20 | 0 | [10 empty] | No | No
MC210 | Engineering Building |  |  |  | MC210-B02/S21 | Room Temp C26 No1 | EN.EN3 Energy Sensor | [6 empty] | S21 | 0 | [10 empty] | No | No
MC210 | Engineering Building |  |  |  | MC210-B02/S22 | Room Temp C26 No2 | EN.EN3 Energy Sensor | [6 empty] | S22 | 0 | [10 empty] | No | No
MC210 | Engineering Building |  |  |  | MC210-B02/S23 | Room Temp C27a | EN.EN3 Energy Sensor | [6 empty] | S23 | 0 | [10 empty] | No | No
MC210 | Engineering Building |  |  |  | MC210-B02/S13 | Room Temp B07 | EN.EN3 Energy Sensor | [6 empty] | S13 | 0 | [10 empty] | No | No
MC210 | Engineering Building |  |  |  | MC210-B02/S14 | Room Temp B08 | EN.EN3 Energy Sensor | [6 empty] | S14 | 0 | [10 empty] | No | No
MC210 | Engineering Building |  |  |  | MC210-B02/S15 | Room Temp B09 | EN.EN3 Energy Sensor | [6 empty] | S15 | 0 | [10 empty] | No | No
MC210 | Engineering Building |  |  |  | MC210-B02/S16 | Room Temp B10 | EN.EN3 Energy Sensor | [6 empty] | S16 | 0 | [10 empty] | No | No
MC210 | Engineering Building |  |  |  | MC210-B02/S17 | Room Temp B11 | EN.EN3 Energy Sensor | [6 empty] | S17 | 0 | [10 empty] | No | No
MC210 | Engineering Building |  |  |  | MC210-B02/S18 | Room Temp B13 | EN.EN3 Energy Sensor | [6 empty] | S18 | 0 | [10 empty] | No | No
MC210 | Engineering Building |  |  |  | MC210-B02/P9 | Room Temp B17 | EN.EN3 Energy Sensor | [6 empty] | P9 | 0 | [10 empty] | No | No
MC210 | Engineering Building |  |  |  | MC210-B02/Q1 | Sequence Table 1 | EN.EN3 Energy Sensor | [6 empty] | Q1 | 0 | [10 empty] | No | No
MC210 | Engineering Building |  |  |  | MC210-B02/S1 | Room Temp B26 | EN.EN3 Energy Sensor | [6 empty] | S1 | 0 | [10 empty] | No | No
MC210 | Engineering Building |  |  |  | MC210-B02/S10 | Room Temp B16 | EN.EN3 Energy Sensor | [6 empty] | S10 | 0 | [10 empty] | No | No
MC210 | Engineering Building |  |  |  | MC210-B02/S11 | Room Temp B14 | EN.EN3 Energy Sensor | [6 empty] | S11 | 0 | [10 empty] | No | No
MC210 | Engineering Building |  |  |  | MC210-B02/S12 | Room Temp B06 | EN.EN3 Energy Sensor | [6 empty] | S12 | 0 | [10 empty] | No | No
MC210 | Engineering Building |  |  |  | MC210-B02/P60 | Room Temp D12 | EN.EN3 Energy Sensor | [6 empty] | P60 | 0 | [10 empty] | No | No
MC210 | Engineering Building |  |  |  | MC210-B02/P61 | Room Temp D13 | EN.EN3 Energy Sensor | [6 empty] | P61 | 0 | [10 empty] | No | No
MC210 | Engineering Building |  |  |  | MC210-B02/P62 | Room Temp D14 | EN.EN3 Energy Sensor | [6 empty] | P62 | 0 | [10 empty] | No | No
MC210 | Engineering Building |  |  |  | MC210-B02/P63 | Room Temp D20 | EN.EN3 Energy Sensor | [6 empty] | P63 | 0 | [10 empty] | No | No
MC210 | Engineering Building |  |  |  | MC210-B02/P7 | Room Temp B03 | EN.EN3 Energy Sensor | [6 empty] | P7 | 0 | [10 empty] | No | No
MC210 | Engineering Building |  |  |  | MC210-B02/P8 | Room Temp B18 | EN.EN3 Energy Sensor | [6 empty] | P8 | 0 | [10 empty] | No | No
MC210 | Engineering Building |  |  |  | MC210-B02/P55 | Room Temp D07 | EN.EN3 Energy Sensor | [6 empty] | P55 | 0 | [10 empty] | No | No
MC210 | Engineering Building |  |  |  | MC210-B02/P56 | Room Temp D08 | EN.EN3 Energy Sensor | [6 empty] | P56 | 0 | [10 empty] | No | No
MC210 | Engineering Building |  |  |  | MC210-B02/P57 | Room Temp D09 | EN.EN3 Energy Sensor | [6 empty] | P57 | 0 | [10 empty] | No | No
MC210 | Engineering Building |  |  |  | MC210-B02/P58 | Room Temp D10 | EN.EN3 Energy Sensor | [6 empty] | P58 | 0 | [10 empty] | No | No
MC210 | Engineering Building |  |  |  | MC210-B02/P59 | Room Temp D11 | EN.EN3 Energy Sensor | [6 empty] | P59 | 0 | [10 empty] | No | No
MC210 | Engineering Building |  |  |  | MC210-B02/P6 | Room Temp B19 | EN.EN3 Energy Sensor | [6 empty] | P6 | 0 | [10 empty] | No | No
MC210 | Engineering Building |  |  |  | MC210-B02/P5 | Room Temp B20 | EN.EN3 Energy Sensor | [6 empty] | P5 | 0 | [10 empty] | No | No
MC210 | Engineering Building |  |  |  | MC210-B02/P50 | Room Temp D19 | EN.EN3 Energy Sensor | [6 empty] | P50 | 0 | [10 empty] | No | No
MC210 | Engineering Building |  |  |  | MC210-B02/P51 | Room Temp D18 | EN.EN3 Energy Sensor | [6 empty] | P51 | 0 | [10 empty] | No | No
MC210 | Engineering Building |  |  |  | MC210-B02/P52 | Room Temp D17 | EN.EN3 Energy Sensor | [6 empty] | P52 | 0 | [10 empty] | No | No
MC210 | Engineering Building |  |  |  | MC210-B02/P53 | Room Temp D15 | EN.EN3 Energy Sensor | [6 empty] | P53 | 0 | [10 empty] | No | No
MC210 | Engineering Building |  |  |  | MC210-B02/P54 | Room Temp D06 | EN.EN3 Energy Sensor | [6 empty] | P54 | 0 | [10 empty] | No | No
MC210 | Engineering Building |  |  |  | MC210-B02/P44 | Room Temp D29 | EN.EN3 Energy Sensor | [6 empty] | P44 | 0 | [10 empty] | No | No
MC210 | Engineering Building |  |  |  | MC210-B02/P45 | Room Temp D28 | EN.EN3 Energy Sensor | [6 empty] | P45 | 0 | [10 empty] | No | No
MC210 | Engineering Building |  |  |  | MC210-B02/P46 | Room Temp D27 | EN.EN3 Energy Sensor | [6 empty] | P46 | 0 | [10 empty] | No | No
MC210 | Engineering Building |  |  |  | MC210-B02/P47 | Room Temp D26 | EN.EN3 Energy Sensor | [6 empty] | P47 | 0 | [10 empty] | No | No
MC210 | Engineering Building |  |  |  | MC210-B02/P48 | Room Temp D34 | EN.EN3 Energy Sensor | [6 empty] | P48 | 0 | [10 empty] | No | No
MC210 | Engineering Building |  |  |  | MC210-B02/P49 | Room Temp D01 | EN.EN3 Energy Sensor | [6 empty] | P49 | 0 | [10 empty] | No | No
MC210 | Engineering Building |  |  |  | MC210-B02/P39 | Room Temp C11 | EN.EN3 Energy Sensor | [6 empty] | P39 | 0 | [10 empty] | No | No
MC210 | Engineering Building |  |  |  | MC210-B02/P4 | Room Temp B01 | EN.EN3 Energy Sensor | [6 empty] | P4 | 0 | [10 empty] | No | No
MC210 | Engineering Building |  |  |  | MC210-B02/P40 | Room Temp C07 | EN.EN3 Energy Sensor | [6 empty] | P40 | 0 | [10 empty] | No | No
MC210 | Engineering Building |  |  |  | MC210-B02/P41 | Room Temp C08 | EN.EN3 Energy Sensor | [6 empty] | P41 | 0 | [10 empty] | No | No
MC210 | Engineering Building |  |  |  | MC210-B02/P42 | Room Temp C09 | EN.EN3 Energy Sensor | [6 empty] | P42 | 0 | [10 empty] | No | No
MC210 | Engineering Building |  |  |  | MC210-B02/P43 | Room Temp C10 | EN.EN3 Energy Sensor | [6 empty] | P43 | 0 | [10 empty] | No | No
MC210 | Engineering Building |  |  |  | MC210-B02/P33 | Room Temp C17 | EN.EN3 Energy Sensor | [6 empty] | P33 | 0 | [10 empty] | No | No
MC210 | Engineering Building |  |  |  | MC210-B02/P34 | Room Temp C16 | EN.EN3 Energy Sensor | [6 empty] | P34 | 0 | [10 empty] | No | No
MC210 | Engineering Building |  |  |  | MC210-B02/P35 | Room Temp C15 | EN.EN3 Energy Sensor | [6 empty] | P35 | 0 | [10 empty] | No | No
MC210 | Engineering Building |  |  |  | MC210-B02/P36 | Room Temp C14 | EN.EN3 Energy Sensor | [6 empty] | P36 | 0 | [10 empty] | No | No
MC210 | Engineering Building |  |  |  | MC210-B02/P37 | Room Temp C13 | EN.EN3 Energy Sensor | [6 empty] | P37 | 0 | [10 empty] | No | No
MC210 | Engineering Building |  |  |  | MC210-B02/P38 | Room Temp C12 | EN.EN3 Energy Sensor | [6 empty] | P38 | 0 | [10 empty] | No | No
MC210 | Engineering Building |  |  |  | MC210-B02/P28 | Room Temp C24d | EN.EN3 Energy Sensor | [6 empty] | P28 | 0 | [10 empty] | No | No
MC210 | Engineering Building |  |  |  | MC210-B02/P29 | Room Temp C24b | EN.EN3 Energy Sensor | [6 empty] | P29 | 0 | [10 empty] | No | No
MC210 | Engineering Building |  |  |  | MC210-B02/P3 | Room Temp B29 | EN.EN3 Energy Sensor | [6 empty] | P3 | 0 | [10 empty] | No | No
MC210 | Engineering Building |  |  |  | MC210-B02/P30 | Room Temp C24 | EN.EN3 Energy Sensor | [6 empty] | P30 | 0 | [10 empty] | No | No
MC210 | Engineering Building |  |  |  | MC210-B02/P31 | Room Temp C01 | EN.EN3 Energy Sensor | [6 empty] | P31 | 0 | [10 empty] | No | No
MC210 | Engineering Building |  |  |  | MC210-B02/P32 | Room Temp C02 | EN.EN3 Energy Sensor | [6 empty] | P32 | 0 | [10 empty] | No | No
MC210 | Engineering Building |  |  |  | MC210-B02/P22 | Room Temp C26 No2 | EN.EN3 Energy Sensor | [6 empty] | P22 | 0 | [10 empty] | No | No
MC210 | Engineering Building |  |  |  | MC210-B02/P23 | Room Temp C27a | EN.EN3 Energy Sensor | [6 empty] | P23 | 0 | [10 empty] | No | No
MC210 | Engineering Building |  |  |  | MC210-B02/P24 | Room Temp C27b | EN.EN3 Energy Sensor | [6 empty] | P24 | 0 | [10 empty] | No | No
MC210 | Engineering Building |  |  |  | MC210-B02/P25 | Room Temp C27 | EN.EN3 Energy Sensor | [6 empty] | P25 | 0 | [10 empty] | No | No
MC210 | Engineering Building |  |  |  | MC210-B02/P26 | Room Temp C29a | EN.EN3 Energy Sensor | [6 empty] | P26 | 0 | [10 empty] | No | No
MC210 | Engineering Building |  |  |  | MC210-B02/P27 | Room Temp CR05 | EN.EN3 Energy Sensor | [6 empty] | P27 | 0 | [10 empty] | No | No
MC210 | Engineering Building |  |  |  | MC210-B02/P17 | Room Temp B11 | EN.EN3 Energy Sensor | [6 empty] | P17 | 0 | [10 empty] | No | No
MC210 | Engineering Building |  |  |  | MC210-B02/P18 | Room Temp B13 | EN.EN3 Energy Sensor | [6 empty] | P18 | 0 | [10 empty] | No | No
MC210 | Engineering Building |  |  |  | MC210-B02/P19 | Room Temp B12 | EN.EN3 Energy Sensor | [6 empty] | P19 | 0 | [10 empty] | No | No
MC210 | Engineering Building |  |  |  | MC210-B02/P2 | Room Temp B28 | EN.EN3 Energy Sensor | [6 empty] | P2 | 0 | [10 empty] | No | No
MC210 | Engineering Building |  |  |  | MC210-B02/P20 | Room Temp B27 | EN.EN3 Energy Sensor | [6 empty] | P20 | 0 | [10 empty] | No | No
MC210 | Engineering Building |  |  |  | MC210-B02/P21 | Room Temp C26 No1 | EN.EN3 Energy Sensor | [6 empty] | P21 | 0 | [10 empty] | No | No
MC210 | Engineering Building |  |  |  | MC210-B02/P11 | Room Temp B14 | EN.EN3 Energy Sensor | [6 empty] | P11 | 0 | [10 empty] | No | No
MC210 | Engineering Building |  |  |  | MC210-B02/P12 | Room Temp B06 | EN.EN3 Energy Sensor | [6 empty] | P12 | 0 | [10 empty] | No | No
MC210 | Engineering Building |  |  |  | MC210-B02/P13 | Room Temp B07 | EN.EN3 Energy Sensor | [6 empty] | P13 | 0 | [10 empty] | No | No
MC210 | Engineering Building |  |  |  | MC210-B02/P14 | Room Temp B08 | EN.EN3 Energy Sensor | [6 empty] | P14 | 0 | [10 empty] | No | No
MC210 | Engineering Building |  |  |  | MC210-B02/P15 | Room Temp B09 | EN.EN3 Energy Sensor | [6 empty] | P15 | 0 | [10 empty] | No | No
MC210 | Engineering Building |  |  |  | MC210-B02/P16 | Room Temp B10 | EN.EN3 Energy Sensor | [6 empty] | P16 | 0 | [10 empty] | No | No
MC210 | Engineering Building |  |  |  | MC210-B02/N8 | IC Comms 8 | EN.EN3 Energy Sensor | [6 empty] | N8 | 0 | [10 empty] | No | No
MC210 | Engineering Building |  |  |  | MC210-B02/N9 | IC Comms 9 | EN.EN3 Energy Sensor | [6 empty] | N9 | 0 | [10 empty] | No | No
MC210 | Engineering Building |  |  |  | MC210-B02/o1 | Alarm Route 1 | EN.EN3 Energy Sensor | [6 empty] | o1 | 0 | [10 empty] | No | No
MC210 | Engineering Building |  |  |  | MC210-B02/o2 | Alarm Route 1 | EN.EN3 Energy Sensor | [6 empty] | o2 | 0 | [10 empty] | No | No
MC210 | Engineering Building |  |  |  | MC210-B02/P1 | Room Temp B26 | EN.EN3 Energy Sensor | [6 empty] | P1 | 0 | [10 empty] | No | No
MC210 | Engineering Building |  |  |  | MC210-B02/P10 | Room Temp B16 | EN.EN3 Energy Sensor | [6 empty] | P10 | 0 | [10 empty] | No | No
MC210 | Engineering Building |  |  |  | MC210-B02/N2 | IC Comms 2 | EN.EN3 Energy Sensor | [6 empty] | N2 | 0 | [10 empty] | No | No
MC210 | Engineering Building |  |  |  | MC210-B02/N3 | IC Comms 3 | EN.EN3 Energy Sensor | [6 empty] | N3 | 0 | [10 empty] | No | No
MC210 | Engineering Building |  |  |  | MC210-B02/N4 | IC Comms 4 | EN.EN3 Energy Sensor | [6 empty] | N4 | 0 | [10 empty] | No | No
MC210 | Engineering Building |  |  |  | MC210-B02/N5 | IC Comms 5 | EN.EN3 Energy Sensor | [6 empty] | N5 | 0 | [10 empty] | No | No
MC210 | Engineering Building |  |  |  | MC210-B02/N6 | IC Comms 6 | EN.EN3 Energy Sensor | [6 empty] | N6 | 0 | [10 empty] | No | No
MC210 | Engineering Building |  |  |  | MC210-B02/N7 | IC Comms 7 | EN.EN3 Energy Sensor | [6 empty] | N7 | 0 | [10 empty] | No | No
MC210 | Engineering Building |  |  |  | MC210-B02/L8 | Loop 8 | EN.EN3 Energy Sensor | [6 empty] | L8 | 0 | [10 empty] | No | No
MC210 | Engineering Building |  |  |  | MC210-B02/L9 | Loop 9 | EN.EN3 Energy Sensor | [6 empty] | L9 | 0 | [10 empty] | No | No
MC210 | Engineering Building |  |  |  | MC210-B02/N1 | MCP01b | EN.EN3 Energy Sensor | [6 empty] | N1 | 0 | [10 empty] | No | No
MC210 | Engineering Building |  |  |  | MC210-B02/N10 | IC Comms 10 | EN.EN3 Energy Sensor | [6 empty] | N10 | 0 | [10 empty] | No | No
MC210 | Engineering Building |  |  |  | MC210-B02/N11 | IC Comms 11 | EN.EN3 Energy Sensor | [6 empty] | N11 | 0 | [10 empty] | No | No
MC210 | Engineering Building |  |  |  | MC210-B02/L13 | Loop 13 | EN.EN3 Energy Sensor | [6 empty] | L13 | 0 | [10 empty] | No | No
MC210 | Engineering Building |  |  |  | MC210-B02/L3 | Loop 3 | EN.EN3 Energy Sensor | [6 empty] | L3 | 0 | [10 empty] | No | No
MC210 | Engineering Building |  |  |  | MC210-B02/L4 | Loop 4 | EN.EN3 Energy Sensor | [6 empty] | L4 | 0 | [10 empty] | No | No
MC210 | Engineering Building |  |  |  | MC210-B02/L5 | Loop 5 | EN.EN3 Energy Sensor | [6 empty] | L5 | 0 | [10 empty] | No | No
MC210 | Engineering Building |  |  |  | MC210-B02/L6 | Loop 6 | EN.EN3 Energy Sensor | [6 empty] | L6 | 0 | [10 empty] | No | No
MC210 | Engineering Building |  |  |  | MC210-B02/L7 | Loop 7 | EN.EN3 Energy Sensor | [6 empty] | L7 | 0 | [10 empty] | No | No
MC210 | Engineering Building |  |  |  | MC210-B02/K7 | B11 Room Setpt | EN.EN3 Energy Sensor | [6 empty] | K7 | 0 | [10 empty] | No | No
MC210 | Engineering Building |  |  |  | MC210-B02/K8 | B12 Room Setpt | EN.EN3 Energy Sensor | [6 empty] | K8 | 0 | [10 empty] | No | No
MC210 | Engineering Building |  |  |  | MC210-B02/K9 | B13 Room Setpt | EN.EN3 Energy Sensor | [6 empty] | K9 | 0 | [10 empty] | No | No
MC210 | Engineering Building |  |  |  | MC210-B02/L10 | Loop 10 | EN.EN3 Energy Sensor | [6 empty] | L10 | 0 | [10 empty] | No | No
MC210 | Engineering Building |  |  |  | MC210-B02/L11 | Loop 11 | EN.EN3 Energy Sensor | [6 empty] | L11 | 0 | [10 empty] | No | No
MC210 | Engineering Building |  |  |  | MC210-B02/L12 | Loop 12 | EN.EN3 Energy Sensor | [6 empty] | L12 | 0 | [10 empty] | No | No
MC210 | Engineering Building |  |  |  | MC210-B02/K62 | C27 Room Setpt | EN.EN3 Energy Sensor | [6 empty] | K62 | 0 | [10 empty] | No | No
MC210 | Engineering Building |  |  |  | MC210-B02/K63 | C27 Deadband | EN.EN3 Energy Sensor | [6 empty] | K63 | 0 | [10 empty] | No | No
MC210 | Engineering Building |  |  |  | MC210-B02/K64 | C27a Room Setpt | EN.EN3 Energy Sensor | [6 empty] | K64 | 0 | [10 empty] | No | No
MC210 | Engineering Building |  |  |  | MC210-B02/K65 | C27a Deadband | EN.EN3 Energy Sensor | [6 empty] | K65 | 0 | [10 empty] | No | No
MC210 | Engineering Building |  |  |  | MC210-B02/K66 | C27b Room Setpt | EN.EN3 Energy Sensor | [6 empty] | K66 | 0 | [10 empty] | No | No
MC210 | Engineering Building |  |  |  | MC210-B02/K67 | C27b Deadband | EN.EN3 Energy Sensor | [6 empty] | K67 | 0 | [10 empty] | No | No
MC210 | Engineering Building |  |  |  | MC210-B02/K57 | B27 Room Setpt | EN.EN3 Energy Sensor | [6 empty] | K57 | 0 | [10 empty] | No | No
MC210 | Engineering Building |  |  |  | MC210-B02/K58 | B27 Deadband | EN.EN3 Energy Sensor | [6 empty] | K58 | 0 | [10 empty] | No | No
MC210 | Engineering Building |  |  |  | MC210-B02/K59 | C24 Room Setpt | EN.EN3 Energy Sensor | [6 empty] | K59 | 0 | [10 empty] | No | No
MC210 | Engineering Building |  |  |  | MC210-B02/K6 | B10 Room Setpt | EN.EN3 Energy Sensor | [6 empty] | K6 | 0 | [10 empty] | No | No
MC210 | Engineering Building |  |  |  | MC210-B02/K60 | C24 Deadband | EN.EN3 Energy Sensor | [6 empty] | K60 | 0 | [10 empty] | No | No
MC210 | Engineering Building |  |  |  | MC210-B02/K61 | C24d Room Setpt | EN.EN3 Energy Sensor | [6 empty] | K61 | 0 | [10 empty] | No | No
MC210 | Engineering Building |  |  |  | MC210-B02/K50 | D11 Room Setpt | EN.EN3 Energy Sensor | [6 empty] | K50 | 0 | [10 empty] | No | No
MC210 | Engineering Building |  |  |  | MC210-B02/K51 | D06 Room Setpt | EN.EN3 Energy Sensor | [6 empty] | K51 | 0 | [10 empty] | No | No
MC210 | Engineering Building |  |  |  | MC210-B02/K52 | D07 Room Setpt | EN.EN3 Energy Sensor | [6 empty] | K52 | 0 | [10 empty] | No | No
MC210 | Engineering Building |  |  |  | MC210-B02/K53 | D08 Room Setpt | EN.EN3 Energy Sensor | [6 empty] | K53 | 0 | [10 empty] | No | No
MC210 | Engineering Building |  |  |  | MC210-B02/K54 | D09 Room Setpt | EN.EN3 Energy Sensor | [6 empty] | K54 | 0 | [10 empty] | No | No
MC210 | Engineering Building |  |  |  | MC210-B02/K55 | D10 Room Setpt | EN.EN3 Energy Sensor | [6 empty] | K55 | 0 | [10 empty] | No | No
MC210 | Engineering Building |  |  |  | MC210-B02/K45 | D17 Room Setpt | EN.EN3 Energy Sensor | [6 empty] | K45 | 0 | [10 empty] | No | No
MC210 | Engineering Building |  |  |  | MC210-B02/K46 | D15 Room Setpt | EN.EN3 Energy Sensor | [6 empty] | K46 | 0 | [10 empty] | No | No
MC210 | Engineering Building |  |  |  | MC210-B02/K47 | D14 Room Setpt | EN.EN3 Energy Sensor | [6 empty] | K47 | 0 | [10 empty] | No | No
MC210 | Engineering Building |  |  |  | MC210-B02/K48 | D13 Room Setpt | EN.EN3 Energy Sensor | [6 empty] | K48 | 0 | [10 empty] | No | No
MC210 | Engineering Building |  |  |  | MC210-B02/K49 | D12 Room Setpt | EN.EN3 Energy Sensor | [6 empty] | K49 | 0 | [10 empty] | No | No
MC210 | Engineering Building |  |  |  | MC210-B02/K5 | B09 Room Setpt | EN.EN3 Energy Sensor | [6 empty] | K5 | 0 | [10 empty] | No | No
MC210 | Engineering Building |  |  |  | MC210-B02/K4 | B08 Room Setpt | EN.EN3 Energy Sensor | [6 empty] | K4 | 0 | [10 empty] | No | No
MC210 | Engineering Building |  |  |  | MC210-B02/K40 | D01 Room Setpt | EN.EN3 Energy Sensor | [6 empty] | K40 | 0 | [10 empty] | No | No
MC210 | Engineering Building |  |  |  | MC210-B02/K41 | D20 Room Setpt | EN.EN3 Energy Sensor | [6 empty] | K41 | 0 | [10 empty] | No | No
MC210 | Engineering Building |  |  |  | MC210-B02/K42 | D19 Room Setpt | EN.EN3 Energy Sensor | [6 empty] | K42 | 0 | [10 empty] | No | No
MC210 | Engineering Building |  |  |  | MC210-B02/K43 | D26 Room Setpt | EN.EN3 Energy Sensor | [6 empty] | K43 | 0 | [10 empty] | No | No
MC210 | Engineering Building |  |  |  | MC210-B02/K44 | D18 Room Setpt | EN.EN3 Energy Sensor | [6 empty] | K44 | 0 | [10 empty] | No | No
MC210 | Engineering Building |  |  |  | MC210-B02/K34 | C17 Room Setpt | EN.EN3 Energy Sensor | [6 empty] | K34 | 0 | [10 empty] | No | No
MC210 | Engineering Building |  |  |  | MC210-B02/K35 | C01 Room Setpt | EN.EN3 Energy Sensor | [6 empty] | K35 | 0 | [10 empty] | No | No
MC210 | Engineering Building |  |  |  | MC210-B02/K36 | D34 Room Setpt | EN.EN3 Energy Sensor | [6 empty] | K36 | 0 | [10 empty] | No | No
MC210 | Engineering Building |  |  |  | MC210-B02/K37 | D29 Room Setpt | EN.EN3 Energy Sensor | [6 empty] | K37 | 0 | [10 empty] | No | No
MC210 | Engineering Building |  |  |  | MC210-B02/K38 | D28 Room Setpt | EN.EN3 Energy Sensor | [6 empty] | K38 | 0 | [10 empty] | No | No
MC210 | Engineering Building |  |  |  | MC210-B02/K39 | D27 Room Setpt | EN.EN3 Energy Sensor | [6 empty] | K39 | 0 | [10 empty] | No | No
MC210 | Engineering Building |  |  |  | MC210-B02/K29 | C12 Room Setpt | EN.EN3 Energy Sensor | [6 empty] | K29 | 0 | [10 empty] | No | No
MC210 | Engineering Building |  |  |  | MC210-B02/K3 | B07 Room Setpt | EN.EN3 Energy Sensor | [6 empty] | K3 | 0 | [10 empty] | No | No
MC210 | Engineering Building |  |  |  | MC210-B02/K30 | C13 Room Setpt | EN.EN3 Energy Sensor | [6 empty] | K30 | 0 | [10 empty] | No | No
MC210 | Engineering Building |  |  |  | MC210-B02/K31 | C14 Room Setpt | EN.EN3 Energy Sensor | [6 empty] | K31 | 0 | [10 empty] | No | No
MC210 | Engineering Building |  |  |  | MC210-B02/K32 | C15 Room Setpt | EN.EN3 Energy Sensor | [6 empty] | K32 | 0 | [10 empty] | No | No
MC210 | Engineering Building |  |  |  | MC210-B02/K33 | C16 Room Setpt | EN.EN3 Energy Sensor | [6 empty] | K33 | 0 | [10 empty] | No | No
MC210 | Engineering Building |  |  |  | MC210-B02/K23 | C02 Room Setpt | EN.EN3 Energy Sensor | [6 empty] | K23 | 0 | [10 empty] | No | No
MC210 | Engineering Building |  |  |  | MC210-B02/K24 | C07 Room Setpt | EN.EN3 Energy Sensor | [6 empty] | K24 | 0 | [10 empty] | No | No
MC210 | Engineering Building |  |  |  | MC210-B02/K25 | C08 Room Setpt | EN.EN3 Energy Sensor | [6 empty] | K25 | 0 | [10 empty] | No | No
MC210 | Engineering Building |  |  |  | MC210-B02/K26 | C09 Room Setpt | EN.EN3 Energy Sensor | [6 empty] | K26 | 0 | [10 empty] | No | No
MC210 | Engineering Building |  |  |  | MC210-B02/K27 | C10 Room Setpt | EN.EN3 Energy Sensor | [6 empty] | K27 | 0 | [10 empty] | No | No
MC210 | Engineering Building |  |  |  | MC210-B02/K28 | C11 Room Setpt | EN.EN3 Energy Sensor | [6 empty] | K28 | 0 | [10 empty] | No | No
MC210 | Engineering Building |  |  |  | MC210-B02/K18 | B29 Room Setpt | EN.EN3 Energy Sensor | [6 empty] | K18 | 0 | [10 empty] | No | No
MC210 | Engineering Building |  |  |  | MC210-B02/K19 | B28 Room Setpt | EN.EN3 Energy Sensor | [6 empty] | K19 | 0 | [10 empty] | No | No
MC210 | Engineering Building |  |  |  | MC210-B02/K2 | B06 Room Setpt | EN.EN3 Energy Sensor | [6 empty] | K2 | 0 | [10 empty] | No | No
MC210 | Engineering Building |  |  |  | MC210-B02/K20 | C26 Room Setpt | EN.EN3 Energy Sensor | [6 empty] | K20 | 0 | [10 empty] | No | No
MC210 | Engineering Building |  |  |  | MC210-B02/K21 | C29a Room Setpt | EN.EN3 Energy Sensor | [6 empty] | K21 | 0 | [10 empty] | No | No
MC210 | Engineering Building |  |  |  | MC210-B02/K22 | CR05 Room Setpt | EN.EN3 Energy Sensor | [6 empty] | K22 | 0 | [10 empty] | No | No
MC210 | Engineering Building |  |  |  | MC210-B02/K12 | B17 Room Setpt | EN.EN3 Energy Sensor | [6 empty] | K12 | 0 | [10 empty] | No | No
MC210 | Engineering Building |  |  |  | MC210-B02/K13 | B18 Room Setpt | EN.EN3 Energy Sensor | [6 empty] | K13 | 0 | [10 empty] | No | No
MC210 | Engineering Building |  |  |  | MC210-B02/K14 | B19 Room Setpt | EN.EN3 Energy Sensor | [6 empty] | K14 | 0 | [10 empty] | No | No
MC210 | Engineering Building |  |  |  | MC210-B02/K15 | B01 Room Setpt | EN.EN3 Energy Sensor | [6 empty] | K15 | 0 | [10 empty] | No | No
MC210 | Engineering Building |  |  |  | MC210-B02/K16 | B20 Room Setpt | EN.EN3 Energy Sensor | [6 empty] | K16 | 0 | [10 empty] | No | No
MC210 | Engineering Building |  |  |  | MC210-B02/K17 | B26 Room Setpt | EN.EN3 Energy Sensor | [6 empty] | K17 | 0 | [10 empty] | No | No
MC210 | Engineering Building |  |  |  | MC210-B02/i7 | xcite/IO/8UI | EN.EN3 Energy Sensor | [6 empty] | i7 | 0 | [10 empty] | No | No
MC210 | Engineering Building |  |  |  | MC210-B02/i8 | xcite/IO/8DO | EN.EN3 Energy Sensor | [6 empty] | i8 | 0 | [10 empty] | No | No
MC210 | Engineering Building |  |  |  | MC210-B02/i9 | xcite/IO/8DO | EN.EN3 Energy Sensor | [6 empty] | i9 | 0 | [10 empty] | No | No
MC210 | Engineering Building |  |  |  | MC210-B02/K1 | B03 Room Setpt | EN.EN3 Energy Sensor | [6 empty] | K1 | 0 | [10 empty] | No | No
MC210 | Engineering Building |  |  |  | MC210-B02/K10 | B14 Room Setpt | EN.EN3 Energy Sensor | [6 empty] | K10 | 0 | [10 empty] | No | No
MC210 | Engineering Building |  |  |  | MC210-B02/K11 | B16 Room Setpt | EN.EN3 Energy Sensor | [6 empty] | K11 | 0 | [10 empty] | No | No
MC210 | Engineering Building |  |  |  | MC210-B02/I2 | xcite/IO/8UI | EN.EN3 Energy Sensor | [6 empty] | I2 | 0 | [10 empty] | No | No
MC210 | Engineering Building |  |  |  | MC210-B02/I3 | xcite/IO/8UI | EN.EN3 Energy Sensor | [6 empty] | I3 | 0 | [10 empty] | No | No
MC210 | Engineering Building |  |  |  | MC210-B02/i4 | xcite/IO/8UI | EN.EN3 Energy Sensor | [6 empty] | i4 | 0 | [10 empty] | No | No
MC210 | Engineering Building |  |  |  | MC210-B02/i5 | xcite/IO/8UI | EN.EN3 Energy Sensor | [6 empty] | i5 | 0 | [10 empty] | No | No
MC210 | Engineering Building |  |  |  | MC210-B02/i6 | xcite/IO/8UI | EN.EN3 Energy Sensor | [6 empty] | i6 | 0 | [10 empty] | No | No
MC210 | Engineering Building |  |  |  | MC210-B02/i10 | xcite/IO/8DO | EN.EN3 Energy Sensor | [6 empty] | i10 | 0 | [10 empty] | No | No
MC210 | Engineering Building |  |  |  | MC210-B02/i11 | xcite/IO/8DO | EN.EN3 Energy Sensor | [6 empty] | i11 | 0 | [10 empty] | No | No
MC210 | Engineering Building |  |  |  | MC210-B02/i12 | xcite/IO/8DO | EN.EN3 Energy Sensor | [6 empty] | i12 | 0 | [10 empty] | No | No
MC210 | Engineering Building |  |  |  | MC210-B02/i13 | xcite/IO/8DO | EN.EN3 Energy Sensor | [6 empty] | i13 | 0 | [10 empty] | No | No
MC210 | Engineering Building |  |  |  | MC210-B02/i14 | xcite/IO/8DO | EN.EN3 Energy Sensor | [6 empty] | i14 | 0 | [10 empty] | No | No
MC210 | Engineering Building |  |  |  | MC210-B02/G96 | C15 Rm Frost | EN.EN3 Energy Sensor | [6 empty] | G96 | 0 | [10 empty] | No | No
MC210 | Engineering Building |  |  |  | MC210-B02/G97 | Logic 97 | EN.EN3 Energy Sensor | [6 empty] | G97 | 0 | [10 empty] | No | No
MC210 | Engineering Building |  |  |  | MC210-B02/G98 | C16 Heat Reqd | EN.EN3 Energy Sensor | [6 empty] | G98 | 0 | [10 empty] | No | No
MC210 | Engineering Building |  |  |  | MC210-B02/G99 | C16 Rm Frost | EN.EN3 Energy Sensor | [6 empty] | G99 | 0 | [10 empty] | No | No
MC210 | Engineering Building |  |  |  | MC210-B02/i1 | Winter Switch Active | EN.EN3 Energy Sensor | [6 empty] | i1 | 0 | [10 empty] | No | No
MC210 | Engineering Building |  |  |  | MC210-B02/G90 | C13 Rm Frost | EN.EN3 Energy Sensor | [6 empty] | G90 | 0 | [10 empty] | No | No
MC210 | Engineering Building |  |  |  | MC210-B02/G91 | Logic 91 | EN.EN3 Energy Sensor | [6 empty] | G91 | 0 | [10 empty] | No | No
MC210 | Engineering Building |  |  |  | MC210-B02/G92 | C14 Heat Reqd | EN.EN3 Energy Sensor | [6 empty] | G92 | 0 | [10 empty] | No | No
MC210 | Engineering Building |  |  |  | MC210-B02/G93 | C14 Rm Frost | EN.EN3 Energy Sensor | [6 empty] | G93 | 0 | [10 empty] | No | No
MC210 | Engineering Building |  |  |  | MC210-B02/G94 | Logic 94 | EN.EN3 Energy Sensor | [6 empty] | G94 | 0 | [10 empty] | No | No
MC210 | Engineering Building |  |  |  | MC210-B02/G95 | C15 Heat Reqd | EN.EN3 Energy Sensor | [6 empty] | G95 | 0 | [10 empty] | No | No
MC210 | Engineering Building |  |  |  | MC210-B02/G85 | Logic 85 | EN.EN3 Energy Sensor | [6 empty] | G85 | 0 | [10 empty] | No | No
MC210 | Engineering Building |  |  |  | MC210-B02/G86 | C12 Heat Reqd | EN.EN3 Energy Sensor | [6 empty] | G86 | 0 | [10 empty] | No | No
MC210 | Engineering Building |  |  |  | MC210-B02/G87 | C12 Rm Frost | EN.EN3 Energy Sensor | [6 empty] | G87 | 0 | [10 empty] | No | No
MC210 | Engineering Building |  |  |  | MC210-B02/G88 | Logic 88 | EN.EN3 Energy Sensor | [6 empty] | G88 | 0 | [10 empty] | No | No
MC210 | Engineering Building |  |  |  | MC210-B02/G89 | C13 Heat Reqd | EN.EN3 Energy Sensor | [6 empty] | G89 | 0 | [10 empty] | No | No
MC210 | Engineering Building |  |  |  | MC210-B02/G9 | B07 Rm Frost | EN.EN3 Energy Sensor | [6 empty] | G9 | 0 | [10 empty] | No | No
MC210 | Engineering Building |  |  |  | MC210-B02/G8 | B07 Heat Reqd | EN.EN3 Energy Sensor | [6 empty] | G8 | 0 | [10 empty] | No | No
MC210 | Engineering Building |  |  |  | MC210-B02/G80 | C10 Heat Reqd | EN.EN3 Energy Sensor | [6 empty] | G80 | 0 | [10 empty] | No | No
MC210 | Engineering Building |  |  |  | MC210-B02/G81 | C10 Rm Frost | EN.EN3 Energy Sensor | [6 empty] | G81 | 0 | [10 empty] | No | No
MC210 | Engineering Building |  |  |  | MC210-B02/G82 | Logic 82 | EN.EN3 Energy Sensor | [6 empty] | G82 | 0 | [10 empty] | No | No
MC210 | Engineering Building |  |  |  | MC210-B02/G83 | C11 Heat Reqd | EN.EN3 Energy Sensor | [6 empty] | G83 | 0 | [10 empty] | No | No
MC210 | Engineering Building |  |  |  | MC210-B02/G84 | C11 Rm Frost | EN.EN3 Energy Sensor | [6 empty] | G84 | 0 | [10 empty] | No | No
MC210 | Engineering Building |  |  |  | MC210-B02/G74 | C08 Heat Reqd | EN.EN3 Energy Sensor | [6 empty] | G74 | 0 | [10 empty] | No | No
MC210 | Engineering Building |  |  |  | MC210-B02/G75 | C08 Rm Frost | EN.EN3 Energy Sensor | [6 empty] | G75 | 0 | [10 empty] | No | No
MC210 | Engineering Building |  |  |  | MC210-B02/G76 | Logic 76 | EN.EN3 Energy Sensor | [6 empty] | G76 | 0 | [10 empty] | No | No
MC210 | Engineering Building |  |  |  | MC210-B02/G77 | C09 Heat Reqd | EN.EN3 Energy Sensor | [6 empty] | G77 | 0 | [10 empty] | No | No
MC210 | Engineering Building |  |  |  | MC210-B02/G78 | C09 Rm Frost | EN.EN3 Energy Sensor | [6 empty] | G78 | 0 | [10 empty] | No | No
MC210 | Engineering Building |  |  |  | MC210-B02/G79 | Logic 79 | EN.EN3 Energy Sensor | [6 empty] | G79 | 0 | [10 empty] | No | No
MC210 | Engineering Building |  |  |  | MC210-B02/G69 | C02 Rm Frost | EN.EN3 Energy Sensor | [6 empty] | G69 | 0 | [10 empty] | No | No
MC210 | Engineering Building |  |  |  | MC210-B02/G7 | Logic 7 | EN.EN3 Energy Sensor | [6 empty] | G7 | 0 | [10 empty] | No | No
MC210 | Engineering Building |  |  |  | MC210-B02/G70 | Logic 70 | EN.EN3 Energy Sensor | [6 empty] | G70 | 0 | [10 empty] | No | No
MC210 | Engineering Building |  |  |  | MC210-B02/G71 | C07 Heat Reqd | EN.EN3 Energy Sensor | [6 empty] | G71 | 0 | [10 empty] | No | No
MC210 | Engineering Building |  |  |  | MC210-B02/G72 | C07 Rm Frost | EN.EN3 Energy Sensor | [6 empty] | G72 | 0 | [10 empty] | No | No
MC210 | Engineering Building |  |  |  | MC210-B02/G73 | Logic 73 | EN.EN3 Energy Sensor | [6 empty] | G73 | 0 | [10 empty] | No | No
MC210 | Engineering Building |  |  |  | MC210-B02/G63 | C29a Rm Frost | EN.EN3 Energy Sensor | [6 empty] | G63 | 0 | [10 empty] | No | No
MC210 | Engineering Building |  |  |  | MC210-B02/G64 | Logic 64 | EN.EN3 Energy Sensor | [6 empty] | G64 | 0 | [10 empty] | No | No
MC210 | Engineering Building |  |  |  | MC210-B02/G65 | CR05 Heat Reqd | EN.EN3 Energy Sensor | [6 empty] | G65 | 0 | [10 empty] | No | No
MC210 | Engineering Building |  |  |  | MC210-B02/G66 | CR05 Rm Frost | EN.EN3 Energy Sensor | [6 empty] | G66 | 0 | [10 empty] | No | No
MC210 | Engineering Building |  |  |  | MC210-B02/G67 | Logic 67 | EN.EN3 Energy Sensor | [6 empty] | G67 | 0 | [10 empty] | No | No
MC210 | Engineering Building |  |  |  | MC210-B02/G68 | C02 Heat Reqd | EN.EN3 Energy Sensor | [6 empty] | G68 | 0 | [10 empty] | No | No
MC210 | Engineering Building |  |  |  | MC210-B02/G58 | Logic 58 | EN.EN3 Energy Sensor | [6 empty] | G58 | 0 | [10 empty] | No | No
MC210 | Engineering Building |  |  |  | MC210-B02/G59 | C26 Heat Reqd | EN.EN3 Energy Sensor | [6 empty] | G59 | 0 | [10 empty] | No | No
MC210 | Engineering Building |  |  |  | MC210-B02/G6 | B06 Rm Frost | EN.EN3 Energy Sensor | [6 empty] | G6 | 0 | [10 empty] | No | No
MC210 | Engineering Building |  |  |  | MC210-B02/G60 | C26 Rm Frost | EN.EN3 Energy Sensor | [6 empty] | G60 | 0 | [10 empty] | No | No
MC210 | Engineering Building |  |  |  | MC210-B02/G61 | Logic 61 | EN.EN3 Energy Sensor | [6 empty] | G61 | 0 | [10 empty] | No | No
MC210 | Engineering Building |  |  |  | MC210-B02/G62 | C29a Heat Reqd | EN.EN3 Energy Sensor | [6 empty] | G62 | 0 | [10 empty] | No | No
MC210 | Engineering Building |  |  |  | MC210-B02/G52 | Logic 52 | EN.EN3 Energy Sensor | [6 empty] | G52 | 0 | [10 empty] | No | No
MC210 | Engineering Building |  |  |  | MC210-B02/G53 | B29 Heat Reqd | EN.EN3 Energy Sensor | [6 empty] | G53 | 0 | [10 empty] | No | No
MC210 | Engineering Building |  |  |  | MC210-B02/G54 | B29 Rm Frost | EN.EN3 Energy Sensor | [6 empty] | G54 | 0 | [10 empty] | No | No
MC210 | Engineering Building |  |  |  | MC210-B02/G55 | Logic 55 | EN.EN3 Energy Sensor | [6 empty] | G55 | 0 | [10 empty] | No | No
MC210 | Engineering Building |  |  |  | MC210-B02/G56 | B28 Heat Reqd | EN.EN3 Energy Sensor | [6 empty] | G56 | 0 | [10 empty] | No | No
MC210 | Engineering Building |  |  |  | MC210-B02/G57 | B28 Rm Frost | EN.EN3 Energy Sensor | [6 empty] | G57 | 0 | [10 empty] | No | No
MC210 | Engineering Building |  |  |  | MC210-B02/G47 | B20 Heat Reqd | EN.EN3 Energy Sensor | [6 empty] | G47 | 0 | [10 empty] | No | No
MC210 | Engineering Building |  |  |  | MC210-B02/G48 | B20 Rm Frost | EN.EN3 Energy Sensor | [6 empty] | G48 | 0 | [10 empty] | No | No
MC210 | Engineering Building |  |  |  | MC210-B02/G49 | Logic 49 | EN.EN3 Energy Sensor | [6 empty] | G49 | 0 | [10 empty] | No | No
MC210 | Engineering Building |  |  |  | MC210-B02/G5 | B06 Heat Reqd | EN.EN3 Energy Sensor | [6 empty] | G5 | 0 | [10 empty] | No | No
MC210 | Engineering Building |  |  |  | MC210-B02/G50 | B26 Heat Reqd | EN.EN3 Energy Sensor | [6 empty] | G50 | 0 | [10 empty] | No | No
MC210 | Engineering Building |  |  |  | MC210-B02/G51 | B26 Rm Frost | EN.EN3 Energy Sensor | [6 empty] | G51 | 0 | [10 empty] | No | No
MC210 | Engineering Building |  |  |  | MC210-B02/G41 | B19 Heat Reqd | EN.EN3 Energy Sensor | [6 empty] | G41 | 0 | [10 empty] | No | No
MC210 | Engineering Building |  |  |  | MC210-B02/G42 | B19 Rm Frost | EN.EN3 Energy Sensor | [6 empty] | G42 | 0 | [10 empty] | No | No
MC210 | Engineering Building |  |  |  | MC210-B02/G43 | Logic 43 | EN.EN3 Energy Sensor | [6 empty] | G43 | 0 | [10 empty] | No | No
MC210 | Engineering Building |  |  |  | MC210-B02/G44 | B01 Heat Reqd | EN.EN3 Energy Sensor | [6 empty] | G44 | 0 | [10 empty] | No | No
MC210 | Engineering Building |  |  |  | MC210-B02/G45 | B01 Rm Frost | EN.EN3 Energy Sensor | [6 empty] | G45 | 0 | [10 empty] | No | No
MC210 | Engineering Building |  |  |  | MC210-B02/G46 | Logic 46 | EN.EN3 Energy Sensor | [6 empty] | G46 | 0 | [10 empty] | No | No
MC210 | Engineering Building |  |  |  | MC210-B02/G36 | B17 Rm Frost | EN.EN3 Energy Sensor | [6 empty] | G36 | 0 | [10 empty] | No | No
MC210 | Engineering Building |  |  |  | MC210-B02/G37 | Logic 37 | EN.EN3 Energy Sensor | [6 empty] | G37 | 0 | [10 empty] | No | No
MC210 | Engineering Building |  |  |  | MC210-B02/G38 | B18 Heat Reqd | EN.EN3 Energy Sensor | [6 empty] | G38 | 0 | [10 empty] | No | No
MC210 | Engineering Building |  |  |  | MC210-B02/G39 | B18 Rm Frost | EN.EN3 Energy Sensor | [6 empty] | G39 | 0 | [10 empty] | No | No
MC210 | Engineering Building |  |  |  | MC210-B02/G4 | Logic 4 | EN.EN3 Energy Sensor | [6 empty] | G4 | 0 | [10 empty] | No | No
MC210 | Engineering Building |  |  |  | MC210-B02/G40 | Logic 40 | EN.EN3 Energy Sensor | [6 empty] | G40 | 0 | [10 empty] | No | No
MC210 | Engineering Building |  |  |  | MC210-B02/G30 | B14 Rm Frost | EN.EN3 Energy Sensor | [6 empty] | G30 | 0 | [10 empty] | No | No
MC210 | Engineering Building |  |  |  | MC210-B02/G31 | Logic 31 | EN.EN3 Energy Sensor | [6 empty] | G31 | 0 | [10 empty] | No | No
MC210 | Engineering Building |  |  |  | MC210-B02/G32 | B16 Heat Reqd | EN.EN3 Energy Sensor | [6 empty] | G32 | 0 | [10 empty] | No | No
MC210 | Engineering Building |  |  |  | MC210-B02/G33 | B16 Rm Frost | EN.EN3 Energy Sensor | [6 empty] | G33 | 0 | [10 empty] | No | No
MC210 | Engineering Building |  |  |  | MC210-B02/G34 | Logic 34 | EN.EN3 Energy Sensor | [6 empty] | G34 | 0 | [10 empty] | No | No
MC210 | Engineering Building |  |  |  | MC210-B02/G35 | B17 Heat Reqd | EN.EN3 Energy Sensor | [6 empty] | G35 | 0 | [10 empty] | No | No
MC210 | Engineering Building |  |  |  | MC210-B02/G25 | Logic 25 | EN.EN3 Energy Sensor | [6 empty] | G25 | 0 | [10 empty] | No | No
MC210 | Engineering Building |  |  |  | MC210-B02/G26 | B13 Heat Reqd | EN.EN3 Energy Sensor | [6 empty] | G26 | 0 | [10 empty] | No | No
MC210 | Engineering Building |  |  |  | MC210-B02/G27 | B13 Rm Frost | EN.EN3 Energy Sensor | [6 empty] | G27 | 0 | [10 empty] | No | No
MC210 | Engineering Building |  |  |  | MC210-B02/G28 | Logic 28 | EN.EN3 Energy Sensor | [6 empty] | G28 | 0 | [10 empty] | No | No
MC210 | Engineering Building |  |  |  | MC210-B02/G29 | B14 Heat Reqd | EN.EN3 Energy Sensor | [6 empty] | G29 | 0 | [10 empty] | No | No
MC210 | Engineering Building |  |  |  | MC210-B02/G3 | B03 Rm Frost | EN.EN3 Energy Sensor | [6 empty] | G3 | 0 | [10 empty] | No | No
MC210 | Engineering Building |  |  |  | MC210-B02/G2 | B03 Heat Reqd | EN.EN3 Energy Sensor | [6 empty] | G2 | 0 | [10 empty] | No | No
MC210 | Engineering Building |  |  |  | MC210-B02/G20 | B11 Heat Reqd | EN.EN3 Energy Sensor | [6 empty] | G20 | 0 | [10 empty] | No | No
MC210 | Engineering Building |  |  |  | MC210-B02/G21 | B11 Rm Frost | EN.EN3 Energy Sensor | [6 empty] | G21 | 0 | [10 empty] | No | No
MC210 | Engineering Building |  |  |  | MC210-B02/G22 | Logic 22 | EN.EN3 Energy Sensor | [6 empty] | G22 | 0 | [10 empty] | No | No
MC210 | Engineering Building |  |  |  | MC210-B02/G23 | B12 Heat Reqd | EN.EN3 Energy Sensor | [6 empty] | G23 | 0 | [10 empty] | No | No
MC210 | Engineering Building |  |  |  | MC210-B02/G24 | B12 Rm Frost | EN.EN3 Energy Sensor | [6 empty] | G24 | 0 | [10 empty] | No | No
MC210 | Engineering Building |  |  |  | MC210-B02/G19 | Logic 19 | EN.EN3 Energy Sensor | [6 empty] | G19 | 0 | [10 empty] | No | No
MC210 | Engineering Building |  |  |  | MC210-B02/G190 | C27b Condenser Reqd | EN.EN3 Energy Sensor | [6 empty] | G190 | 0 | [10 empty] | No | No
MC210 | Engineering Building |  |  |  | MC210-B02/G191 | Logic 191 | EN.EN3 Energy Sensor | [6 empty] | G191 | 0 | [10 empty] | No | No
MC210 | Engineering Building |  |  |  | MC210-B02/G192 | Logic 192 | EN.EN3 Energy Sensor | [6 empty] | G192 | 0 | [10 empty] | No | No
MC210 | Engineering Building |  |  |  | MC210-B02/G193 | C27 C27a&amp;b Cond Reqd | EN.EN3 Energy Sensor | [6 empty] | G193 | 0 | [10 empty] | No | No
MC210 | Engineering Building |  |  |  | MC210-B02/G194 | Logic 194 | EN.EN3 Energy Sensor | [6 empty] | G194 | 0 | [10 empty] | No | No
MC210 | Engineering Building |  |  |  | MC210-B02/G184 | C27 Condenser Reqd | EN.EN3 Energy Sensor | [6 empty] | G184 | 0 | [10 empty] | No | No
MC210 | Engineering Building |  |  |  | MC210-B02/G185 | Logic 185 | EN.EN3 Energy Sensor | [6 empty] | G185 | 0 | [10 empty] | No | No
MC210 | Engineering Building |  |  |  | MC210-B02/G186 | C27a Rm Frost | EN.EN3 Energy Sensor | [6 empty] | G186 | 0 | [10 empty] | No | No
MC210 | Engineering Building |  |  |  | MC210-B02/G187 | C27a Condenser Reqd | EN.EN3 Energy Sensor | [6 empty] | G187 | 0 | [10 empty] | No | No
MC210 | Engineering Building |  |  |  | MC210-B02/G188 | Logic 188 | EN.EN3 Energy Sensor | [6 empty] | G188 | 0 | [10 empty] | No | No
MC210 | Engineering Building |  |  |  | MC210-B02/G189 | C27b Rm Frost | EN.EN3 Energy Sensor | [6 empty] | G189 | 0 | [10 empty] | No | No
MC210 | Engineering Building |  |  |  | MC210-B02/G178 | C24 Rm Frost | EN.EN3 Energy Sensor | [6 empty] | G178 | 0 | [10 empty] | No | No
MC210 | Engineering Building |  |  |  | MC210-B02/G179 | C24 Condenser Reqd | EN.EN3 Energy Sensor | [6 empty] | G179 | 0 | [10 empty] | No | No
MC210 | Engineering Building |  |  |  | MC210-B02/G18 | B10 Rm Frost | EN.EN3 Energy Sensor | [6 empty] | G18 | 0 | [10 empty] | No | No
MC210 | Engineering Building |  |  |  | MC210-B02/G180 | Logic 180 | EN.EN3 Energy Sensor | [6 empty] | G180 | 0 | [10 empty] | No | No
MC210 | Engineering Building |  |  |  | MC210-B02/G181 | C24d Rm Frost | EN.EN3 Energy Sensor | [6 empty] | G181 | 0 | [10 empty] | No | No
MC210 | Engineering Building |  |  |  | MC210-B02/G183 | C27 Rm Frost | EN.EN3 Energy Sensor | [6 empty] | G183 | 0 | [10 empty] | No | No
MC210 | Engineering Building |  |  |  | MC210-B02/G172 | Logic 172 | EN.EN3 Energy Sensor | [6 empty] | G172 | 0 | [10 empty] | No | No
MC210 | Engineering Building |  |  |  | MC210-B02/G173 | Logic 173 | EN.EN3 Energy Sensor | [6 empty] | G173 | 0 | [10 empty] | No | No
MC210 | Engineering Building |  |  |  | MC210-B02/G174 | Logic 174 | EN.EN3 Energy Sensor | [6 empty] | G174 | 0 | [10 empty] | No | No
MC210 | Engineering Building |  |  |  | MC210-B02/G175 | B27 Rm Frost | EN.EN3 Energy Sensor | [6 empty] | G175 | 0 | [10 empty] | No | No
MC210 | Engineering Building |  |  |  | MC210-B02/G176 | B27 Condenser Reqd | EN.EN3 Energy Sensor | [6 empty] | G176 | 0 | [10 empty] | No | No
MC210 | Engineering Building |  |  |  | MC210-B02/G177 | Logic 177 | EN.EN3 Energy Sensor | [6 empty] | G177 | 0 | [10 empty] | No | No
MC210 | Engineering Building |  |  |  | MC210-B02/G167 | Logic 167 | EN.EN3 Energy Sensor | [6 empty] | G167 | 0 | [10 empty] | No | No
MC210 | Engineering Building |  |  |  | MC210-B02/G168 | Logic 168 | EN.EN3 Energy Sensor | [6 empty] | G168 | 0 | [10 empty] | No | No
MC210 | Engineering Building |  |  |  | MC210-B02/G169 | Logic 169 | EN.EN3 Energy Sensor | [6 empty] | G169 | 0 | [10 empty] | No | No
MC210 | Engineering Building |  |  |  | MC210-B02/G17 | B10 Heat Reqd | EN.EN3 Energy Sensor | [6 empty] | G17 | 0 | [10 empty] | No | No
MC210 | Engineering Building |  |  |  | MC210-B02/G170 | Logic 170 | EN.EN3 Energy Sensor | [6 empty] | G170 | 0 | [10 empty] | No | No
MC210 | Engineering Building |  |  |  | MC210-B02/G171 | Logic 171 | EN.EN3 Energy Sensor | [6 empty] | G171 | 0 | [10 empty] | No | No
MC210 | Engineering Building |  |  |  | MC210-B02/G161 | D09 Heat Reqd | EN.EN3 Energy Sensor | [6 empty] | G161 | 0 | [10 empty] | No | No
MC210 | Engineering Building |  |  |  | MC210-B02/G162 | D09 Rm Frost | EN.EN3 Energy Sensor | [6 empty] | G162 | 0 | [10 empty] | No | No
MC210 | Engineering Building |  |  |  | MC210-B02/G163 | D09 Zone Valves | EN.EN3 Energy Sensor | [6 empty] | G163 | 0 | [10 empty] | No | No
MC210 | Engineering Building |  |  |  | MC210-B02/G164 | D10 Heat Reqd | EN.EN3 Energy Sensor | [6 empty] | G164 | 0 | [10 empty] | No | No
MC210 | Engineering Building |  |  |  | MC210-B02/G165 | D10 Rm Frost | EN.EN3 Energy Sensor | [6 empty] | G165 | 0 | [10 empty] | No | No
MC210 | Engineering Building |  |  |  | MC210-B02/G166 | D10 Zone Valves | EN.EN3 Energy Sensor | [6 empty] | G166 | 0 | [10 empty] | No | No
MC210 | Engineering Building |  |  |  | MC210-B02/G156 | D07 Rm Frost | EN.EN3 Energy Sensor | [6 empty] | G156 | 0 | [10 empty] | No | No
MC210 | Engineering Building |  |  |  | MC210-B02/G157 | D07 Zone Valves | EN.EN3 Energy Sensor | [6 empty] | G157 | 0 | [10 empty] | No | No
MC210 | Engineering Building |  |  |  | MC210-B02/G158 | D08 Heat Reqd | EN.EN3 Energy Sensor | [6 empty] | G158 | 0 | [10 empty] | No | No
MC210 | Engineering Building |  |  |  | MC210-B02/G159 | D08 Rm Frost | EN.EN3 Energy Sensor | [6 empty] | G159 | 0 | [10 empty] | No | No
MC210 | Engineering Building |  |  |  | MC210-B02/G16 | Logic 16 | EN.EN3 Energy Sensor | [6 empty] | G16 | 0 | [10 empty] | No | No
MC210 | Engineering Building |  |  |  | MC210-B02/G160 | D08 Zone Valves | EN.EN3 Energy Sensor | [6 empty] | G160 | 0 | [10 empty] | No | No
MC210 | Engineering Building |  |  |  | MC210-B02/G150 | D11 Rm Frost | EN.EN3 Energy Sensor | [6 empty] | G150 | 0 | [10 empty] | No | No
MC210 | Engineering Building |  |  |  | MC210-B02/G151 | D11 Zone Valves | EN.EN3 Energy Sensor | [6 empty] | G151 | 0 | [10 empty] | No | No
MC210 | Engineering Building |  |  |  | MC210-B02/G152 | D06 Heat Reqd | EN.EN3 Energy Sensor | [6 empty] | G152 | 0 | [10 empty] | No | No
MC210 | Engineering Building |  |  |  | MC210-B02/G153 | D06 Rm Frost | EN.EN3 Energy Sensor | [6 empty] | G153 | 0 | [10 empty] | No | No
MC210 | Engineering Building |  |  |  | MC210-B02/G154 | D06 Zone Valves | EN.EN3 Energy Sensor | [6 empty] | G154 | 0 | [10 empty] | No | No
MC210 | Engineering Building |  |  |  | MC210-B02/G155 | D07 Heat Reqd | EN.EN3 Energy Sensor | [6 empty] | G155 | 0 | [10 empty] | No | No
MC210 | Engineering Building |  |  |  | MC210-B02/G145 | Logic 145 | EN.EN3 Energy Sensor | [6 empty] | G145 | 0 | [10 empty] | No | No
MC210 | Engineering Building |  |  |  | MC210-B02/G146 | D12 Heat Reqd | EN.EN3 Energy Sensor | [6 empty] | G146 | 0 | [10 empty] | No | No
MC210 | Engineering Building |  |  |  | MC210-B02/G147 | D12 Rm Frost | EN.EN3 Energy Sensor | [6 empty] | G147 | 0 | [10 empty] | No | No
MC210 | Engineering Building |  |  |  | MC210-B02/G148 | Logic 148 | EN.EN3 Energy Sensor | [6 empty] | G148 | 0 | [10 empty] | No | No
MC210 | Engineering Building |  |  |  | MC210-B02/G149 | D11 Heat Reqd | EN.EN3 Energy Sensor | [6 empty] | G149 | 0 | [10 empty] | No | No
MC210 | Engineering Building |  |  |  | MC210-B02/G15 | B09 Rm Frost | EN.EN3 Energy Sensor | [6 empty] | G15 | 0 | [10 empty] | No | No
MC210 | Engineering Building |  |  |  | MC210-B02/G14 | B09 Heat Reqd | EN.EN3 Energy Sensor | [6 empty] | G14 | 0 | [10 empty] | No | No
MC210 | Engineering Building |  |  |  | MC210-B02/G140 | D14 Heat Reqd | EN.EN3 Energy Sensor | [6 empty] | G140 | 0 | [10 empty] | No | No
MC210 | Engineering Building |  |  |  | MC210-B02/G141 | D14 Rm Frost | EN.EN3 Energy Sensor | [6 empty] | G141 | 0 | [10 empty] | No | No
MC210 | Engineering Building |  |  |  | MC210-B02/G142 | Logic 142 | EN.EN3 Energy Sensor | [6 empty] | G142 | 0 | [10 empty] | No | No
MC210 | Engineering Building |  |  |  | MC210-B02/G143 | D13 Heat Reqd | EN.EN3 Energy Sensor | [6 empty] | G143 | 0 | [10 empty] | No | No
MC210 | Engineering Building |  |  |  | MC210-B02/G144 | D13 Rm Frost | EN.EN3 Energy Sensor | [6 empty] | G144 | 0 | [10 empty] | No | No
MC210 | Engineering Building |  |  |  | MC210-B02/G134 | D17 Heat Reqd | EN.EN3 Energy Sensor | [6 empty] | G134 | 0 | [10 empty] | No | No
MC210 | Engineering Building |  |  |  | MC210-B02/G135 | D17 Rm Frost | EN.EN3 Energy Sensor | [6 empty] | G135 | 0 | [10 empty] | No | No
MC210 | Engineering Building |  |  |  | MC210-B02/G136 | Logic 136 | EN.EN3 Energy Sensor | [6 empty] | G136 | 0 | [10 empty] | No | No
MC210 | Engineering Building |  |  |  | MC210-B02/G137 | D15 Heat Reqd | EN.EN3 Energy Sensor | [6 empty] | G137 | 0 | [10 empty] | No | No
MC210 | Engineering Building |  |  |  | MC210-B02/G138 | D15 Rm Frost | EN.EN3 Energy Sensor | [6 empty] | G138 | 0 | [10 empty] | No | No
MC210 | Engineering Building |  |  |  | MC210-B02/G139 | Logic 139 | EN.EN3 Energy Sensor | [6 empty] | G139 | 0 | [10 empty] | No | No
MC210 | Engineering Building |  |  |  | MC210-B02/G129 | D26 Rm Frost | EN.EN3 Energy Sensor | [6 empty] | G129 | 0 | [10 empty] | No | No
MC210 | Engineering Building |  |  |  | MC210-B02/G13 | Logic 13 | EN.EN3 Energy Sensor | [6 empty] | G13 | 0 | [10 empty] | No | No
MC210 | Engineering Building |  |  |  | MC210-B02/G130 | Logic 130 | EN.EN3 Energy Sensor | [6 empty] | G130 | 0 | [10 empty] | No | No
MC210 | Engineering Building |  |  |  | MC210-B02/G131 | D18 Heat Reqd | EN.EN3 Energy Sensor | [6 empty] | G131 | 0 | [10 empty] | No | No
MC210 | Engineering Building |  |  |  | MC210-B02/G132 | D18 Rm Frost | EN.EN3 Energy Sensor | [6 empty] | G132 | 0 | [10 empty] | No | No
MC210 | Engineering Building |  |  |  | MC210-B02/G133 | Logic 133 | EN.EN3 Energy Sensor | [6 empty] | G133 | 0 | [10 empty] | No | No
MC210 | Engineering Building |  |  |  | MC210-B02/G123 | D20 Rm Frost | EN.EN3 Energy Sensor | [6 empty] | G123 | 0 | [10 empty] | No | No
MC210 | Engineering Building |  |  |  | MC210-B02/G124 | Logic 124 | EN.EN3 Energy Sensor | [6 empty] | G124 | 0 | [10 empty] | No | No
MC210 | Engineering Building |  |  |  | MC210-B02/G125 | D19 Heat Reqd | EN.EN3 Energy Sensor | [6 empty] | G125 | 0 | [10 empty] | No | No
MC210 | Engineering Building |  |  |  | MC210-B02/G126 | D19 Rm Frost | EN.EN3 Energy Sensor | [6 empty] | G126 | 0 | [10 empty] | No | No
MC210 | Engineering Building |  |  |  | MC210-B02/G127 | Logic 127 | EN.EN3 Energy Sensor | [6 empty] | G127 | 0 | [10 empty] | No | No
MC210 | Engineering Building |  |  |  | MC210-B02/G128 | D26 Heat Reqd | EN.EN3 Energy Sensor | [6 empty] | G128 | 0 | [10 empty] | No | No
MC210 | Engineering Building |  |  |  | MC210-B02/G118 | Logic 118 | EN.EN3 Energy Sensor | [6 empty] | G118 | 0 | [10 empty] | No | No
MC210 | Engineering Building |  |  |  | MC210-B02/G119 | D01 Heat Reqd | EN.EN3 Energy Sensor | [6 empty] | G119 | 0 | [10 empty] | No | No
MC210 | Engineering Building |  |  |  | MC210-B02/G12 | B08 Rm Frost | EN.EN3 Energy Sensor | [6 empty] | G12 | 0 | [10 empty] | No | No
MC210 | Engineering Building |  |  |  | MC210-B02/G120 | D01 Rm Frost | EN.EN3 Energy Sensor | [6 empty] | G120 | 0 | [10 empty] | No | No
MC210 | Engineering Building |  |  |  | MC210-B02/G121 | Logic 121 | EN.EN3 Energy Sensor | [6 empty] | G121 | 0 | [10 empty] | No | No
MC210 | Engineering Building |  |  |  | MC210-B02/G122 | D20 Heat Reqd | EN.EN3 Energy Sensor | [6 empty] | G122 | 0 | [10 empty] | No | No
MC210 | Engineering Building |  |  |  | MC210-B02/G112 | Logic 112 | EN.EN3 Energy Sensor | [6 empty] | G112 | 0 | [10 empty] | No | No
MC210 | Engineering Building |  |  |  | MC210-B02/G113 | D28 Heat Reqd | EN.EN3 Energy Sensor | [6 empty] | G113 | 0 | [10 empty] | No | No
MC210 | Engineering Building |  |  |  | MC210-B02/G114 | D28 Rm Frost | EN.EN3 Energy Sensor | [6 empty] | G114 | 0 | [10 empty] | No | No
MC210 | Engineering Building |  |  |  | MC210-B02/G115 | Logic 115 | EN.EN3 Energy Sensor | [6 empty] | G115 | 0 | [10 empty] | No | No
MC210 | Engineering Building |  |  |  | MC210-B02/G116 | D27 Heat Reqd | EN.EN3 Energy Sensor | [6 empty] | G116 | 0 | [10 empty] | No | No
MC210 | Engineering Building |  |  |  | MC210-B02/G117 | D27 Rm Frost | EN.EN3 Energy Sensor | [6 empty] | G117 | 0 | [10 empty] | No | No
MC210 | Engineering Building |  |  |  | MC210-B02/G107 | D34 Heat Reqd | EN.EN3 Energy Sensor | [6 empty] | G107 | 0 | [10 empty] | No | No
MC210 | Engineering Building |  |  |  | MC210-B02/G108 | D34 Rm Frost | EN.EN3 Energy Sensor | [6 empty] | G108 | 0 | [10 empty] | No | No
MC210 | Engineering Building |  |  |  | MC210-B02/G109 | Logic 109 | EN.EN3 Energy Sensor | [6 empty] | G109 | 0 | [10 empty] | No | No
MC210 | Engineering Building |  |  |  | MC210-B02/G11 | B08 Heat Reqd | EN.EN3 Energy Sensor | [6 empty] | G11 | 0 | [10 empty] | No | No
MC210 | Engineering Building |  |  |  | MC210-B02/G110 | D29 Heat Reqd | EN.EN3 Energy Sensor | [6 empty] | G110 | 0 | [10 empty] | No | No
MC210 | Engineering Building |  |  |  | MC210-B02/G111 | D29 Rm Frost | EN.EN3 Energy Sensor | [6 empty] | G111 | 0 | [10 empty] | No | No
MC210 | Engineering Building |  |  |  | MC210-B02/G101 | C17 Heat Reqd | EN.EN3 Energy Sensor | [6 empty] | G101 | 0 | [10 empty] | No | No
MC210 | Engineering Building |  |  |  | MC210-B02/G102 | C17 Rm Frost | EN.EN3 Energy Sensor | [6 empty] | G102 | 0 | [10 empty] | No | No
MC210 | Engineering Building |  |  |  | MC210-B02/G103 | Logic 103 | EN.EN3 Energy Sensor | [6 empty] | G103 | 0 | [10 empty] | No | No
MC210 | Engineering Building |  |  |  | MC210-B02/G104 | C01 Heat Reqd | EN.EN3 Energy Sensor | [6 empty] | G104 | 0 | [10 empty] | No | No
MC210 | Engineering Building |  |  |  | MC210-B02/G105 | C01 Rm Frost | EN.EN3 Energy Sensor | [6 empty] | G105 | 0 | [10 empty] | No | No
MC210 | Engineering Building |  |  |  | MC210-B02/G106 | Logic 106 | EN.EN3 Energy Sensor | [6 empty] | G106 | 0 | [10 empty] | No | No
MC210 | Engineering Building |  |  |  | MC210-B02/F97 | Function 97 | EN.EN3 Energy Sensor | [6 empty] | F97 | 0 | [10 empty] | No | No
MC210 | Engineering Building |  |  |  | MC210-B02/F98 | Function 98 | EN.EN3 Energy Sensor | [6 empty] | F98 | 0 | [10 empty] | No | No
MC210 | Engineering Building |  |  |  | MC210-B02/F99 | Function 99 | EN.EN3 Energy Sensor | [6 empty] | F99 | 0 | [10 empty] | No | No
MC210 | Engineering Building |  |  |  | MC210-B02/G1 | Logic 1 | EN.EN3 Energy Sensor | [6 empty] | G1 | 0 | [10 empty] | No | No
MC210 | Engineering Building |  |  |  | MC210-B02/G10 | Logic 10 | EN.EN3 Energy Sensor | [6 empty] | G10 | 0 | [10 empty] | No | No
MC210 | Engineering Building |  |  |  | MC210-B02/G100 | Logic 100 | EN.EN3 Energy Sensor | [6 empty] | G100 | 0 | [10 empty] | No | No
MC210 | Engineering Building |  |  |  | MC210-B02/F91 | Function 91 | EN.EN3 Energy Sensor | [6 empty] | F91 | 0 | [10 empty] | No | No
MC210 | Engineering Building |  |  |  | MC210-B02/F92 | Function 92 | EN.EN3 Energy Sensor | [6 empty] | F92 | 0 | [10 empty] | No | No
MC210 | Engineering Building |  |  |  | MC210-B02/F93 | Function 93 | EN.EN3 Energy Sensor | [6 empty] | F93 | 0 | [10 empty] | No | No
MC210 | Engineering Building |  |  |  | MC210-B02/F94 | Function 94 | EN.EN3 Energy Sensor | [6 empty] | F94 | 0 | [10 empty] | No | No
MC210 | Engineering Building |  |  |  | MC210-B02/F95 | Function 95 | EN.EN3 Energy Sensor | [6 empty] | F95 | 0 | [10 empty] | No | No
MC210 | Engineering Building |  |  |  | MC210-B02/F96 | Function 96 | EN.EN3 Energy Sensor | [6 empty] | F96 | 0 | [10 empty] | No | No
MC210 | Engineering Building |  |  |  | MC210-B02/F86 | Function 86 | EN.EN3 Energy Sensor | [6 empty] | F86 | 0 | [10 empty] | No | No
MC210 | Engineering Building |  |  |  | MC210-B02/F87 | Function 87 | EN.EN3 Energy Sensor | [6 empty] | F87 | 0 | [10 empty] | No | No
MC210 | Engineering Building |  |  |  | MC210-B02/F88 | Function 88 | EN.EN3 Energy Sensor | [6 empty] | F88 | 0 | [10 empty] | No | No
MC210 | Engineering Building |  |  |  | MC210-B02/F89 | Function 89 | EN.EN3 Energy Sensor | [6 empty] | F89 | 0 | [10 empty] | No | No
MC210 | Engineering Building |  |  |  | MC210-B02/F9 | Function 9 | EN.EN3 Energy Sensor | [6 empty] | F9 | 0 | [10 empty] | No | No
MC210 | Engineering Building |  |  |  | MC210-B02/F90 | Function 90 | EN.EN3 Energy Sensor | [6 empty] | F90 | 0 | [10 empty] | No | No
MC210 | Engineering Building |  |  |  | MC210-B02/F80 | Function 80 | EN.EN3 Energy Sensor | [6 empty] | F80 | 0 | [10 empty] | No | No
MC210 | Engineering Building |  |  |  | MC210-B02/F81 | Function 81 | EN.EN3 Energy Sensor | [6 empty] | F81 | 0 | [10 empty] | No | No
MC210 | Engineering Building |  |  |  | MC210-B02/F82 | Function 82 | EN.EN3 Energy Sensor | [6 empty] | F82 | 0 | [10 empty] | No | No
MC210 | Engineering Building |  |  |  | MC210-B02/F83 | Function 83 | EN.EN3 Energy Sensor | [6 empty] | F83 | 0 | [10 empty] | No | No
MC210 | Engineering Building |  |  |  | MC210-B02/F84 | Function 84 | EN.EN3 Energy Sensor | [6 empty] | F84 | 0 | [10 empty] | No | No
MC210 | Engineering Building |  |  |  | MC210-B02/F85 | Function 85 | EN.EN3 Energy Sensor | [6 empty] | F85 | 0 | [10 empty] | No | No
MC210 | Engineering Building |  |  |  | MC210-B02/F75 | Function 75 | EN.EN3 Energy Sensor | [6 empty] | F75 | 0 | [10 empty] | No | No
MC210 | Engineering Building |  |  |  | MC210-B02/F76 | Function 76 | EN.EN3 Energy Sensor | [6 empty] | F76 | 0 | [10 empty] | No | No
MC210 | Engineering Building |  |  |  | MC210-B02/F77 | Function 77 | EN.EN3 Energy Sensor | [6 empty] | F77 | 0 | [10 empty] | No | No
MC210 | Engineering Building |  |  |  | MC210-B02/F78 | Function 78 | EN.EN3 Energy Sensor | [6 empty] | F78 | 0 | [10 empty] | No | No
MC210 | Engineering Building |  |  |  | MC210-B02/F79 | Function 79 | EN.EN3 Energy Sensor | [6 empty] | F79 | 0 | [10 empty] | No | No
MC210 | Engineering Building |  |  |  | MC210-B02/F8 | Function 8 | EN.EN3 Energy Sensor | [6 empty] | F8 | 0 | [10 empty] | No | No
MC210 | Engineering Building |  |  |  | MC210-B02/F7 | Function 7 | EN.EN3 Energy Sensor | [6 empty] | F7 | 0 | [10 empty] | No | No
MC210 | Engineering Building |  |  |  | MC210-B02/F70 | Function 70 | EN.EN3 Energy Sensor | [6 empty] | F70 | 0 | [10 empty] | No | No
MC210 | Engineering Building |  |  |  | MC210-B02/F71 | Function 71 | EN.EN3 Energy Sensor | [6 empty] | F71 | 0 | [10 empty] | No | No
MC210 | Engineering Building |  |  |  | MC210-B02/F72 | Function 72 | EN.EN3 Energy Sensor | [6 empty] | F72 | 0 | [10 empty] | No | No
MC210 | Engineering Building |  |  |  | MC210-B02/F73 | Function 73 | EN.EN3 Energy Sensor | [6 empty] | F73 | 0 | [10 empty] | No | No
MC210 | Engineering Building |  |  |  | MC210-B02/F74 | Function 74 | EN.EN3 Energy Sensor | [6 empty] | F74 | 0 | [10 empty] | No | No
MC210 | Engineering Building |  |  |  | MC210-B02/F64 | Function 64 | EN.EN3 Energy Sensor | [6 empty] | F64 | 0 | [10 empty] | No | No
MC210 | Engineering Building |  |  |  | MC210-B02/F65 | Function 65 | EN.EN3 Energy Sensor | [6 empty] | F65 | 0 | [10 empty] | No | No
MC210 | Engineering Building |  |  |  | MC210-B02/F66 | Function 66 | EN.EN3 Energy Sensor | [6 empty] | F66 | 0 | [10 empty] | No | No
MC210 | Engineering Building |  |  |  | MC210-B02/F67 | Function 67 | EN.EN3 Energy Sensor | [6 empty] | F67 | 0 | [10 empty] | No | No
MC210 | Engineering Building |  |  |  | MC210-B02/F68 | Function 68 | EN.EN3 Energy Sensor | [6 empty] | F68 | 0 | [10 empty] | No | No
MC210 | Engineering Building |  |  |  | MC210-B02/F69 | Function 69 | EN.EN3 Energy Sensor | [6 empty] | F69 | 0 | [10 empty] | No | No
MC210 | Engineering Building |  |  |  | MC210-B02/F59 | Function 59 | EN.EN3 Energy Sensor | [6 empty] | F59 | 0 | [10 empty] | No | No
MC210 | Engineering Building |  |  |  | MC210-B02/F6 | Function 6 | EN.EN3 Energy Sensor | [6 empty] | F6 | 0 | [10 empty] | No | No
MC210 | Engineering Building |  |  |  | MC210-B02/F60 | Function 60 | EN.EN3 Energy Sensor | [6 empty] | F60 | 0 | [10 empty] | No | No
MC210 | Engineering Building |  |  |  | MC210-B02/F61 | Function 61 | EN.EN3 Energy Sensor | [6 empty] | F61 | 0 | [10 empty] | No | No
MC210 | Engineering Building |  |  |  | MC210-B02/F62 | Function 62 | EN.EN3 Energy Sensor | [6 empty] | F62 | 0 | [10 empty] | No | No
MC210 | Engineering Building |  |  |  | MC210-B02/F63 | Function 63 | EN.EN3 Energy Sensor | [6 empty] | F63 | 0 | [10 empty] | No | No
MC210 | Engineering Building |  |  |  | MC210-B02/F53 | Function 53 | EN.EN3 Energy Sensor | [6 empty] | F53 | 0 | [10 empty] | No | No
MC210 | Engineering Building |  |  |  | MC210-B02/F54 | Function 54 | EN.EN3 Energy Sensor | [6 empty] | F54 | 0 | [10 empty] | No | No
MC210 | Engineering Building |  |  |  | MC210-B02/F55 | Function 55 | EN.EN3 Energy Sensor | [6 empty] | F55 | 0 | [10 empty] | No | No
MC210 | Engineering Building |  |  |  | MC210-B02/F56 | Function 56 | EN.EN3 Energy Sensor | [6 empty] | F56 | 0 | [10 empty] | No | No
MC210 | Engineering Building |  |  |  | MC210-B02/F57 | Function 57 | EN.EN3 Energy Sensor | [6 empty] | F57 | 0 | [10 empty] | No | No
MC210 | Engineering Building |  |  |  | MC210-B02/F58 | Function 58 | EN.EN3 Energy Sensor | [6 empty] | F58 | 0 | [10 empty] | No | No
MC210 | Engineering Building |  |  |  | MC210-B02/F48 | Function 48 | EN.EN3 Energy Sensor | [6 empty] | F48 | 0 | [10 empty] | No | No
MC210 | Engineering Building |  |  |  | MC210-B02/F49 | Function 49 | EN.EN3 Energy Sensor | [6 empty] | F49 | 0 | [10 empty] | No | No
MC210 | Engineering Building |  |  |  | MC210-B02/F5 | Function 5 | EN.EN3 Energy Sensor | [6 empty] | F5 | 0 | [10 empty] | No | No
MC210 | Engineering Building |  |  |  | MC210-B02/F50 | Function 50 | EN.EN3 Energy Sensor | [6 empty] | F50 | 0 | [10 empty] | No | No
MC210 | Engineering Building |  |  |  | MC210-B02/F51 | Function 51 | EN.EN3 Energy Sensor | [6 empty] | F51 | 0 | [10 empty] | No | No
MC210 | Engineering Building |  |  |  | MC210-B02/F52 | Function 52 | EN.EN3 Energy Sensor | [6 empty] | F52 | 0 | [10 empty] | No | No
MC210 | Engineering Building |  |  |  | MC210-B02/F42 | Function 42 | EN.EN3 Energy Sensor | [6 empty] | F42 | 0 | [10 empty] | No | No
MC210 | Engineering Building |  |  |  | MC210-B02/F43 | Function 43 | EN.EN3 Energy Sensor | [6 empty] | F43 | 0 | [10 empty] | No | No
MC210 | Engineering Building |  |  |  | MC210-B02/F44 | Function 44 | EN.EN3 Energy Sensor | [6 empty] | F44 | 0 | [10 empty] | No | No
MC210 | Engineering Building |  |  |  | MC210-B02/F45 | Function 45 | EN.EN3 Energy Sensor | [6 empty] | F45 | 0 | [10 empty] | No | No
MC210 | Engineering Building |  |  |  | MC210-B02/F46 | Function 46 | EN.EN3 Energy Sensor | [6 empty] | F46 | 0 | [10 empty] | No | No
MC210 | Engineering Building |  |  |  | MC210-B02/F47 | Function 47 | EN.EN3 Energy Sensor | [6 empty] | F47 | 0 | [10 empty] | No | No
MC210 | Engineering Building |  |  |  | MC210-B02/F37 | Function 37 | EN.EN3 Energy Sensor | [6 empty] | F37 | 0 | [10 empty] | No | No
MC210 | Engineering Building |  |  |  | MC210-B02/F38 | Function 38 | EN.EN3 Energy Sensor | [6 empty] | F38 | 0 | [10 empty] | No | No
MC210 | Engineering Building |  |  |  | MC210-B02/F39 | Function 39 | EN.EN3 Energy Sensor | [6 empty] | F39 | 0 | [10 empty] | No | No
MC210 | Engineering Building |  |  |  | MC210-B02/F4 | Function 4 | EN.EN3 Energy Sensor | [6 empty] | F4 | 0 | [10 empty] | No | No
MC210 | Engineering Building |  |  |  | MC210-B02/F40 | Function 40 | EN.EN3 Energy Sensor | [6 empty] | F40 | 0 | [10 empty] | No | No
MC210 | Engineering Building |  |  |  | MC210-B02/F41 | Function 41 | EN.EN3 Energy Sensor | [6 empty] | F41 | 0 | [10 empty] | No | No
MC210 | Engineering Building |  |  |  | MC210-B02/F31 | Function 31 | EN.EN3 Energy Sensor | [6 empty] | F31 | 0 | [10 empty] | No | No
MC210 | Engineering Building |  |  |  | MC210-B02/F32 | Function 32 | EN.EN3 Energy Sensor | [6 empty] | F32 | 0 | [10 empty] | No | No
MC210 | Engineering Building |  |  |  | MC210-B02/F33 | Function 33 | EN.EN3 Energy Sensor | [6 empty] | F33 | 0 | [10 empty] | No | No
MC210 | Engineering Building |  |  |  | MC210-B02/F34 | Function 34 | EN.EN3 Energy Sensor | [6 empty] | F34 | 0 | [10 empty] | No | No
MC210 | Engineering Building |  |  |  | MC210-B02/F35 | Function 35 | EN.EN3 Energy Sensor | [6 empty] | F35 | 0 | [10 empty] | No | No
MC210 | Engineering Building |  |  |  | MC210-B02/F36 | Function 36 | EN.EN3 Energy Sensor | [6 empty] | F36 | 0 | [10 empty] | No | No
MC210 | Engineering Building |  |  |  | MC210-B02/F26 | Function 26 | EN.EN3 Energy Sensor | [6 empty] | F26 | 0 | [10 empty] | No | No
MC210 | Engineering Building |  |  |  | MC210-B02/F27 | Function 27 | EN.EN3 Energy Sensor | [6 empty] | F27 | 0 | [10 empty] | No | No
MC210 | Engineering Building |  |  |  | MC210-B02/F28 | Function 28 | EN.EN3 Energy Sensor | [6 empty] | F28 | 0 | [10 empty] | No | No
MC210 | Engineering Building |  |  |  | MC210-B02/F29 | Function 29 | EN.EN3 Energy Sensor | [6 empty] | F29 | 0 | [10 empty] | No | No
MC210 | Engineering Building |  |  |  | MC210-B02/F3 | Function 3 | EN.EN3 Energy Sensor | [6 empty] | F3 | 0 | [10 empty] | No | No
MC210 | Engineering Building |  |  |  | MC210-B02/F30 | Function 30 | EN.EN3 Energy Sensor | [6 empty] | F30 | 0 | [10 empty] | No | No
MC210 | Engineering Building |  |  |  | MC210-B02/F20 | Function 20 | EN.EN3 Energy Sensor | [6 empty] | F20 | 0 | [10 empty] | No | No
MC210 | Engineering Building |  |  |  | MC210-B02/F21 | Function 21 | EN.EN3 Energy Sensor | [6 empty] | F21 | 0 | [10 empty] | No | No
MC210 | Engineering Building |  |  |  | MC210-B02/F22 | Function 22 | EN.EN3 Energy Sensor | [6 empty] | F22 | 0 | [10 empty] | No | No
MC210 | Engineering Building |  |  |  | MC210-B02/F23 | Function 23 | EN.EN3 Energy Sensor | [6 empty] | F23 | 0 | [10 empty] | No | No
MC210 | Engineering Building |  |  |  | MC210-B02/F24 | Function 24 | EN.EN3 Energy Sensor | [6 empty] | F24 | 0 | [10 empty] | No | No
MC210 | Engineering Building |  |  |  | MC210-B02/F25 | Function 25 | EN.EN3 Energy Sensor | [6 empty] | F25 | 0 | [10 empty] | No | No
MC210 | Engineering Building |  |  |  | MC210-B02/F153 | Function 153 | EN.EN3 Energy Sensor | [6 empty] | F153 | 0 | [10 empty] | No | No
MC210 | Engineering Building |  |  |  | MC210-B02/F16 | Function 16 | EN.EN3 Energy Sensor | [6 empty] | F16 | 0 | [10 empty] | No | No
MC210 | Engineering Building |  |  |  | MC210-B02/F17 | Function 17 | EN.EN3 Energy Sensor | [6 empty] | F17 | 0 | [10 empty] | No | No
MC210 | Engineering Building |  |  |  | MC210-B02/F18 | Function 18 | EN.EN3 Energy Sensor | [6 empty] | F18 | 0 | [10 empty] | No | No
MC210 | Engineering Building |  |  |  | MC210-B02/F19 | Function 19 | EN.EN3 Energy Sensor | [6 empty] | F19 | 0 | [10 empty] | No | No
MC210 | Engineering Building |  |  |  | MC210-B02/F2 | Function 2 | EN.EN3 Energy Sensor | [6 empty] | F2 | 0 | [10 empty] | No | No
MC210 | Engineering Building |  |  |  | MC210-B02/F148 | Function 148 | EN.EN3 Energy Sensor | [6 empty] | F148 | 0 | [10 empty] | No | No
MC210 | Engineering Building |  |  |  | MC210-B02/F149 | Function 149 | EN.EN3 Energy Sensor | [6 empty] | F149 | 0 | [10 empty] | No | No
MC210 | Engineering Building |  |  |  | MC210-B02/F15 | Function 15 | EN.EN3 Energy Sensor | [6 empty] | F15 | 0 | [10 empty] | No | No
MC210 | Engineering Building |  |  |  | MC210-B02/F150 | C27b Reheat Dmd | EN.EN3 Energy Sensor | [6 empty] | F150 | 0 | [10 empty] | No | No
MC210 | Engineering Building |  |  |  | MC210-B02/F151 | Function 151 | EN.EN3 Energy Sensor | [6 empty] | F151 | 0 | [10 empty] | No | No
MC210 | Engineering Building |  |  |  | MC210-B02/F152 | Labs Room Frost | EN.EN3 Energy Sensor | [6 empty] | F152 | 0 | [10 empty] | No | No
MC210 | Engineering Building |  |  |  | MC210-B02/F142 | Function 142 | EN.EN3 Energy Sensor | [6 empty] | F142 | 0 | [10 empty] | No | No
MC210 | Engineering Building |  |  |  | MC210-B02/F143 | Function 143 | EN.EN3 Energy Sensor | [6 empty] | F143 | 0 | [10 empty] | No | No
MC210 | Engineering Building |  |  |  | MC210-B02/F144 | C27a Reheat Dmd | EN.EN3 Energy Sensor | [6 empty] | F144 | 0 | [10 empty] | No | No
MC210 | Engineering Building |  |  |  | MC210-B02/F145 | Function 145 | EN.EN3 Energy Sensor | [6 empty] | F145 | 0 | [10 empty] | No | No
MC210 | Engineering Building |  |  |  | MC210-B02/F146 | Function 146 | EN.EN3 Energy Sensor | [6 empty] | F146 | 0 | [10 empty] | No | No
MC210 | Engineering Building |  |  |  | MC210-B02/F147 | Function 147 | EN.EN3 Energy Sensor | [6 empty] | F147 | 0 | [10 empty] | No | No
MC210 | Engineering Building |  |  |  | MC210-B02/F137 | Function 137 | EN.EN3 Energy Sensor | [6 empty] | F137 | 0 | [10 empty] | No | No
MC210 | Engineering Building |  |  |  | MC210-B02/F138 | C27 Reheat Dmd | EN.EN3 Energy Sensor | [6 empty] | F138 | 0 | [10 empty] | No | No
MC210 | Engineering Building |  |  |  | MC210-B02/F139 | Function 139 | EN.EN3 Energy Sensor | [6 empty] | F139 | 0 | [10 empty] | No | No
MC210 | Engineering Building |  |  |  | MC210-B02/F14 | Function 14 | EN.EN3 Energy Sensor | [6 empty] | F14 | 0 | [10 empty] | No | No
MC210 | Engineering Building |  |  |  | MC210-B02/F140 | Function 140 | EN.EN3 Energy Sensor | [6 empty] | F140 | 0 | [10 empty] | No | No
MC210 | Engineering Building |  |  |  | MC210-B02/F141 | Function 141 | EN.EN3 Energy Sensor | [6 empty] | F141 | 0 | [10 empty] | No | No
MC210 | Engineering Building |  |  |  | MC210-B02/F131 | C24 VAV Dmd | EN.EN3 Energy Sensor | [6 empty] | F131 | 0 | [10 empty] | No | No
MC210 | Engineering Building |  |  |  | MC210-B02/F132 | Function 132 | EN.EN3 Energy Sensor | [6 empty] | F132 | 0 | [10 empty] | No | No
MC210 | Engineering Building |  |  |  | MC210-B02/F133 | Function 133 | EN.EN3 Energy Sensor | [6 empty] | F133 | 0 | [10 empty] | No | No
MC210 | Engineering Building |  |  |  | MC210-B02/F134 | Function 134 | EN.EN3 Energy Sensor | [6 empty] | F134 | 0 | [10 empty] | No | No
MC210 | Engineering Building |  |  |  | MC210-B02/F135 | Function 135 | EN.EN3 Energy Sensor | [6 empty] | F135 | 0 | [10 empty] | No | No
MC210 | Engineering Building |  |  |  | MC210-B02/F136 | C24d Reheat Dmd | EN.EN3 Energy Sensor | [6 empty] | F136 | 0 | [10 empty] | No | No
MC210 | Engineering Building |  |  |  | MC210-B02/F126 | Function 126 | EN.EN3 Energy Sensor | [6 empty] | F126 | 0 | [10 empty] | No | No
MC210 | Engineering Building |  |  |  | MC210-B02/F127 | Function 127 | EN.EN3 Energy Sensor | [6 empty] | F127 | 0 | [10 empty] | No | No
MC210 | Engineering Building |  |  |  | MC210-B02/F128 | Function 128 | EN.EN3 Energy Sensor | [6 empty] | F128 | 0 | [10 empty] | No | No
MC210 | Engineering Building |  |  |  | MC210-B02/F129 | C24 Reheat Dmd | EN.EN3 Energy Sensor | [6 empty] | F129 | 0 | [10 empty] | No | No
MC210 | Engineering Building |  |  |  | MC210-B02/F13 | Function 13 | EN.EN3 Energy Sensor | [6 empty] | F13 | 0 | [10 empty] | No | No
MC210 | Engineering Building |  |  |  | MC210-B02/F130 | Function 130 | EN.EN3 Energy Sensor | [6 empty] | F130 | 0 | [10 empty] | No | No
MC210 | Engineering Building |  |  |  | MC210-B02/F120 | Function 120 | EN.EN3 Energy Sensor | [6 empty] | F120 | 0 | [10 empty] | No | No
MC210 | Engineering Building |  |  |  | MC210-B02/F121 | Function 121 | EN.EN3 Energy Sensor | [6 empty] | F121 | 0 | [10 empty] | No | No
MC210 | Engineering Building |  |  |  | MC210-B02/F122 | B27 Reheat Dmd | EN.EN3 Energy Sensor | [6 empty] | F122 | 0 | [10 empty] | No | No
MC210 | Engineering Building |  |  |  | MC210-B02/F123 | Function 123 | EN.EN3 Energy Sensor | [6 empty] | F123 | 0 | [10 empty] | No | No
MC210 | Engineering Building |  |  |  | MC210-B02/F124 | B27 VAV Dmd | EN.EN3 Energy Sensor | [6 empty] | F124 | 0 | [10 empty] | No | No
MC210 | Engineering Building |  |  |  | MC210-B02/F125 | Function 125 | EN.EN3 Energy Sensor | [6 empty] | F125 | 0 | [10 empty] | No | No
MC210 | Engineering Building |  |  |  | MC210-B02/F114 | Function 114 | EN.EN3 Energy Sensor | [6 empty] | F114 | 0 | [10 empty] | No | No
MC210 | Engineering Building |  |  |  | MC210-B02/F115 | Rm Frost OS12 | EN.EN3 Energy Sensor | [6 empty] | F115 | 0 | [10 empty] | No | No
MC210 | Engineering Building |  |  |  | MC210-B02/F117 | Function 117 | EN.EN3 Energy Sensor | [6 empty] | F117 | 0 | [10 empty] | No | No
MC210 | Engineering Building |  |  |  | MC210-B02/F118 | Function 118 | EN.EN3 Energy Sensor | [6 empty] | F118 | 0 | [10 empty] | No | No
MC210 | Engineering Building |  |  |  | MC210-B02/F119 | Function 119 | EN.EN3 Energy Sensor | [6 empty] | F119 | 0 | [10 empty] | No | No
MC210 | Engineering Building |  |  |  | MC210-B02/F12 | Function 12 | EN.EN3 Energy Sensor | [6 empty] | F12 | 0 | [10 empty] | No | No
MC210 | Engineering Building |  |  |  | MC210-B02/F109 | Function 109 | EN.EN3 Energy Sensor | [6 empty] | F109 | 0 | [10 empty] | No | No
MC210 | Engineering Building |  |  |  | MC210-B02/F11 | Function 11 | EN.EN3 Energy Sensor | [6 empty] | F11 | 0 | [10 empty] | No | No
MC210 | Engineering Building |  |  |  | MC210-B02/F110 | Function 110 | EN.EN3 Energy Sensor | [6 empty] | F110 | 0 | [10 empty] | No | No
MC210 | Engineering Building |  |  |  | MC210-B02/F111 | Function 111 | EN.EN3 Energy Sensor | [6 empty] | F111 | 0 | [10 empty] | No | No
MC210 | Engineering Building |  |  |  | MC210-B02/F112 | Function 112 | EN.EN3 Energy Sensor | [6 empty] | F112 | 0 | [10 empty] | No | No
MC210 | Engineering Building |  |  |  | MC210-B02/F113 | Function 113 | EN.EN3 Energy Sensor | [6 empty] | F113 | 0 | [10 empty] | No | No
MC210 | Engineering Building |  |  |  | MC210-B02/F103 | Function 103 | EN.EN3 Energy Sensor | [6 empty] | F103 | 0 | [10 empty] | No | No
MC210 | Engineering Building |  |  |  | MC210-B02/F104 | Function 104 | EN.EN3 Energy Sensor | [6 empty] | F104 | 0 | [10 empty] | No | No
MC210 | Engineering Building |  |  |  | MC210-B02/F105 | Function 105 | EN.EN3 Energy Sensor | [6 empty] | F105 | 0 | [10 empty] | No | No
MC210 | Engineering Building |  |  |  | MC210-B02/F106 | Function 106 | EN.EN3 Energy Sensor | [6 empty] | F106 | 0 | [10 empty] | No | No
MC210 | Engineering Building |  |  |  | MC210-B02/F107 | Function 107 | EN.EN3 Energy Sensor | [6 empty] | F107 | 0 | [10 empty] | No | No
MC210 | Engineering Building |  |  |  | MC210-B02/F108 | Function 108 | EN.EN3 Energy Sensor | [6 empty] | F108 | 0 | [10 empty] | No | No
MC210 | Engineering Building |  |  |  | MC210-B02/e2 | IQ ViewAlarms | EN.EN3 Energy Sensor | [6 empty] | e2 | 0 | [10 empty] | No | No
MC210 | Engineering Building |  |  |  | MC210-B02/F1 | Function 1 | EN.EN3 Energy Sensor | [6 empty] | F1 | 0 | [10 empty] | No | No
MC210 | Engineering Building |  |  |  | MC210-B02/F10 | Function 10 | EN.EN3 Energy Sensor | [6 empty] | F10 | 0 | [10 empty] | No | No
MC210 | Engineering Building |  |  |  | MC210-B02/F100 | Function 100 | EN.EN3 Energy Sensor | [6 empty] | F100 | 0 | [10 empty] | No | No
MC210 | Engineering Building |  |  |  | MC210-B02/F101 | Function 101 | EN.EN3 Energy Sensor | [6 empty] | F101 | 0 | [10 empty] | No | No
MC210 | Engineering Building |  |  |  | MC210-B02/F102 | Function 102 | EN.EN3 Energy Sensor | [6 empty] | F102 | 0 | [10 empty] | No | No
MC210 | Engineering Building |  |  |  | MC210-B02/D6 | B04 Htg Valve | EN.EN3 Energy Sensor | [6 empty] | D6 | 0 | [10 empty] | No | No
MC210 | Engineering Building |  |  |  | MC210-B02/D60 | D12 Zone Valves | EN.EN3 Energy Sensor | [6 empty] | D60 | 0 | [10 empty] | No | No
MC210 | Engineering Building |  |  |  | MC210-B02/D7 | B03 Zone Valves | EN.EN3 Energy Sensor | [6 empty] | D7 | 0 | [10 empty] | No | No
MC210 | Engineering Building |  |  |  | MC210-B02/D8 | B06 Zone Valves | EN.EN3 Energy Sensor | [6 empty] | D8 | 0 | [10 empty] | No | No
MC210 | Engineering Building |  |  |  | MC210-B02/D9 | B07 Zone Valves | EN.EN3 Energy Sensor | [6 empty] | D9 | 0 | [10 empty] | No | No
MC210 | Engineering Building |  |  |  | MC210-B02/e1 | Alarms | EN.EN3 Energy Sensor | [6 empty] | e1 | 0 | [10 empty] | No | No
MC210 | Engineering Building |  |  |  | MC210-B02/D54 | D26 Zone Valves | EN.EN3 Energy Sensor | [6 empty] | D54 | 0 | [10 empty] | No | No
MC210 | Engineering Building |  |  |  | MC210-B02/D55 | D18 Zone Valves | EN.EN3 Energy Sensor | [6 empty] | D55 | 0 | [10 empty] | No | No
MC210 | Engineering Building |  |  |  | MC210-B02/D56 | D17 Zone Valves | EN.EN3 Energy Sensor | [6 empty] | D56 | 0 | [10 empty] | No | No
MC210 | Engineering Building |  |  |  | MC210-B02/D57 | D15 Zone Valves | EN.EN3 Energy Sensor | [6 empty] | D57 | 0 | [10 empty] | No | No
MC210 | Engineering Building |  |  |  | MC210-B02/D58 | D14 Zone Valves | EN.EN3 Energy Sensor | [6 empty] | D58 | 0 | [10 empty] | No | No
MC210 | Engineering Building |  |  |  | MC210-B02/D59 | D13 Zone Valves | EN.EN3 Energy Sensor | [6 empty] | D59 | 0 | [10 empty] | No | No
MC210 | Engineering Building |  |  |  | MC210-B02/D49 | D28 Zone Valves | EN.EN3 Energy Sensor | [6 empty] | D49 | 0 | [10 empty] | No | No
MC210 | Engineering Building |  |  |  | MC210-B02/D5 | B31 Htg Valve | EN.EN3 Energy Sensor | [6 empty] | D5 | 0 | [10 empty] | No | No
MC210 | Engineering Building |  |  |  | MC210-B02/D50 | D27 Zone Valves | EN.EN3 Energy Sensor | [6 empty] | D50 | 0 | [10 empty] | No | No
MC210 | Engineering Building |  |  |  | MC210-B02/D51 | D01 Zone Valves | EN.EN3 Energy Sensor | [6 empty] | D51 | 0 | [10 empty] | No | No
MC210 | Engineering Building |  |  |  | MC210-B02/D52 | D20 Zone Valves | EN.EN3 Energy Sensor | [6 empty] | D52 | 0 | [10 empty] | No | No
MC210 | Engineering Building |  |  |  | MC210-B02/D53 | D19 Zone Valves | EN.EN3 Energy Sensor | [6 empty] | D53 | 0 | [10 empty] | No | No
MC210 | Engineering Building |  |  |  | MC210-B02/D43 | C17 Zone Valves | EN.EN3 Energy Sensor | [6 empty] | D43 | 0 | [10 empty] | No | No
MC210 | Engineering Building |  |  |  | MC210-B02/D44 | C01 Zone Valves | EN.EN3 Energy Sensor | [6 empty] | D44 | 0 | [10 empty] | No | No
MC210 | Engineering Building |  |  |  | MC210-B02/D45 | C25 Htg Valve | EN.EN3 Energy Sensor | [6 empty] | D45 | 0 | [10 empty] | No | No
MC210 | Engineering Building |  |  |  | MC210-B02/D46 | D30 Htg Valve | EN.EN3 Energy Sensor | [6 empty] | D46 | 0 | [10 empty] | No | No
MC210 | Engineering Building |  |  |  | MC210-B02/D47 | D34 Zone Valves | EN.EN3 Energy Sensor | [6 empty] | D47 | 0 | [10 empty] | No | No
MC210 | Engineering Building |  |  |  | MC210-B02/D48 | D29 Zone Valves | EN.EN3 Energy Sensor | [6 empty] | D48 | 0 | [10 empty] | No | No
MC210 | Engineering Building |  |  |  | MC210-B02/D38 | C12 Zone Valves | EN.EN3 Energy Sensor | [6 empty] | D38 | 0 | [10 empty] | No | No
MC210 | Engineering Building |  |  |  | MC210-B02/D39 | C13 Zone Valves | EN.EN3 Energy Sensor | [6 empty] | D39 | 0 | [10 empty] | No | No
MC210 | Engineering Building |  |  |  | MC210-B02/D4 | B04 Air Makeup Damper | EN.EN3 Energy Sensor | [6 empty] | D4 | 0 | [10 empty] | No | No
MC210 | Engineering Building |  |  |  | MC210-B02/D40 | C14 Zone Valves | EN.EN3 Energy Sensor | [6 empty] | D40 | 0 | [10 empty] | No | No
MC210 | Engineering Building |  |  |  | MC210-B02/D41 | C15 Zone Valves | EN.EN3 Energy Sensor | [6 empty] | D41 | 0 | [10 empty] | No | No
MC210 | Engineering Building |  |  |  | MC210-B02/D42 | C16 Zone Valves | EN.EN3 Energy Sensor | [6 empty] | D42 | 0 | [10 empty] | No | No
MC210 | Engineering Building |  |  |  | MC210-B02/D32 | C02 Zone Valves | EN.EN3 Energy Sensor | [6 empty] | D32 | 0 | [10 empty] | No | No
MC210 | Engineering Building |  |  |  | MC210-B02/D33 | C07 Zone Valves | EN.EN3 Energy Sensor | [6 empty] | D33 | 0 | [10 empty] | No | No
MC210 | Engineering Building |  |  |  | MC210-B02/D34 | C08 Zone Valves | EN.EN3 Energy Sensor | [6 empty] | D34 | 0 | [10 empty] | No | No
MC210 | Engineering Building |  |  |  | MC210-B02/D35 | C09 Zone Valves | EN.EN3 Energy Sensor | [6 empty] | D35 | 0 | [10 empty] | No | No
MC210 | Engineering Building |  |  |  | MC210-B02/D36 | C10 Zone Valves | EN.EN3 Energy Sensor | [6 empty] | D36 | 0 | [10 empty] | No | No
MC210 | Engineering Building |  |  |  | MC210-B02/D37 | C11 Zone Valves | EN.EN3 Energy Sensor | [6 empty] | D37 | 0 | [10 empty] | No | No
MC210 | Engineering Building |  |  |  | MC210-B02/D27 | C28 Htg Valve | EN.EN3 Energy Sensor | [6 empty] | D27 | 0 | [10 empty] | No | No
MC210 | Engineering Building |  |  |  | MC210-B02/D28 | C30 Htg Valve | EN.EN3 Energy Sensor | [6 empty] | D28 | 0 | [10 empty] | No | No
MC210 | Engineering Building |  |  |  | MC210-B02/D29 | C04 Htg Valve | EN.EN3 Energy Sensor | [6 empty] | D29 | 0 | [10 empty] | No | No
MC210 | Engineering Building |  |  |  | MC210-B02/D3 | D30 fresh air MakeUp Damper | EN.EN3 Energy Sensor | [6 empty] | D3 | 0 | [10 empty] | No | No
MC210 | Engineering Building |  |  |  | MC210-B02/D30 | C29a Zone Valves | EN.EN3 Energy Sensor | [6 empty] | D30 | 0 | [10 empty] | No | No
MC210 | Engineering Building |  |  |  | MC210-B02/D31 | CR05 Zone Valves | EN.EN3 Energy Sensor | [6 empty] | D31 | 0 | [10 empty] | No | No
MC210 | Engineering Building |  |  |  | MC210-B02/D21 | B01 Zone Valves | EN.EN3 Energy Sensor | [6 empty] | D21 | 0 | [10 empty] | No | No
MC210 | Engineering Building |  |  |  | MC210-B02/D22 | B20 Zone Valves | EN.EN3 Energy Sensor | [6 empty] | D22 | 0 | [10 empty] | No | No
MC210 | Engineering Building |  |  |  | MC210-B02/D23 | B26 Zone Valves | EN.EN3 Energy Sensor | [6 empty] | D23 | 0 | [10 empty] | No | No
MC210 | Engineering Building |  |  |  | MC210-B02/D24 | B29 Zone Valves | EN.EN3 Energy Sensor | [6 empty] | D24 | 0 | [10 empty] | No | No
MC210 | Engineering Building |  |  |  | MC210-B02/D25 | B28 Zone Valves | EN.EN3 Energy Sensor | [6 empty] | D25 | 0 | [10 empty] | No | No
MC210 | Engineering Building |  |  |  | MC210-B02/D26 | C26 Zone Valves | EN.EN3 Energy Sensor | [6 empty] | D26 | 0 | [10 empty] | No | No
MC210 | Engineering Building |  |  |  | MC210-B02/D15 | B13 Zone Valves | EN.EN3 Energy Sensor | [6 empty] | D15 | 0 | [10 empty] | No | No
MC210 | Engineering Building |  |  |  | MC210-B02/D16 | B14 Zone Valves | EN.EN3 Energy Sensor | [6 empty] | D16 | 0 | [10 empty] | No | No
MC210 | Engineering Building |  |  |  | MC210-B02/D17 | B16 Zone Valves | EN.EN3 Energy Sensor | [6 empty] | D17 | 0 | [10 empty] | No | No
MC210 | Engineering Building |  |  |  | MC210-B02/D18 | B17 Zone Valves | EN.EN3 Energy Sensor | [6 empty] | D18 | 0 | [10 empty] | No | No
MC210 | Engineering Building |  |  |  | MC210-B02/D19 | B18 Zone Valves | EN.EN3 Energy Sensor | [6 empty] | D19 | 0 | [10 empty] | No | No
MC210 | Engineering Building |  |  |  | MC210-B02/D20 | B19 Zone Valves | EN.EN3 Energy Sensor | [6 empty] | D20 | 0 | [10 empty] | No | No
MC210 | Engineering Building |  |  |  | MC210-B02/C1 | Virtual CNC 1 | EN.EN3 Energy Sensor | [6 empty] | C1 | 0 | [10 empty] | No | No
MC210 | Engineering Building |  |  |  | MC210-B02/D10 | B08 Zone Valves | EN.EN3 Energy Sensor | [6 empty] | D10 | 0 | [10 empty] | No | No
MC210 | Engineering Building |  |  |  | MC210-B02/D11 | B09 Zone Valves | EN.EN3 Energy Sensor | [6 empty] | D11 | 0 | [10 empty] | No | No
MC210 | Engineering Building |  |  |  | MC210-B02/D12 | B10 Zone Valves | EN.EN3 Energy Sensor | [6 empty] | D12 | 0 | [10 empty] | No | No
MC210 | Engineering Building |  |  |  | MC210-B02/D13 | B11 Zone Valves | EN.EN3 Energy Sensor | [6 empty] | D13 | 0 | [10 empty] | No | No
MC210 | Engineering Building |  |  |  | MC210-B02/D14 | B12 Zone Valves | EN.EN3 Energy Sensor | [6 empty] | D14 | 0 | [10 empty] | No | No
MC044 | Faraday Building | RF1 | Plant Room |  | MC044-L01 | Data logger: Faraday Building | EN.EN1 Data Logger |  |  |  |  | Multilog G2 | Enercom | 050157C2DF00 | 0
MC044 | Faraday Building |  |  |  | MC044-B02 | BMS Controller: Faraday Building | EN.EN4 BMS Controller |  |  |  |  | IQ3xcite128 | Trend | 1E104EF6-9E59-4C77-92B4-084A4A5ACE65 | 0
MC044 | Faraday Building |  |  |  | MC044-B03 | BMS Controller: Faraday Building | EN.EN4 BMS Controller |  |  |  |  | IQ3xcite96 | Trend | 29FF7BB8-DFDA-45EA-A5FD-2F01A2F61FC8 | 0
MC044 | Faraday Building |  |  |  | MC044-B08 | BMS Controller: Faraday Building | EN.EN4 BMS Controller |  |  |  |  | IQ3xcite128 | Trend | 2C8E78F1-21B2-4BA7-92EA-1BD563073161 | 0
MC044 | Faraday Building |  |  |  | MC044-B04 | BMS Controller: Faraday Building | EN.EN4 BMS Controller |  |  |  |  | IQ3xcite96 | Trend | 3716E0F1-42FD-4F81-88BA-D8BD27D24E9B | 0
MC044 | Faraday Building |  |  |  | MC044-B09 | BMS Controller: Faraday Building | EN.EN4 BMS Controller |  |  |  |  | IQ3xcite96 | Trend | 47CF40CD-0E05-412B-A804-6545452D9D09 | 0
MC044 | Faraday Building |  |  |  | MC044-B05 | BMS Controller: Faraday Building | EN.EN4 BMS Controller |  |  |  |  | IQ3xcite96 | Trend | 5540FD17-E137-4E32-B993-CF8840E8B7DE | 0
MC044 | Faraday Building |  |  |  | MC044-B07 | BMS Controller: Faraday Building | EN.EN4 BMS Controller |  |  |  |  | IQ4NC0 | Trend | 57383A46-C0FF-47F6-B21F-74DD8D1E75B9 | 0
MC044 | Faraday Building |  |  |  | MC044-B10 | BMS Controller: Faraday Building | EN.EN4 BMS Controller |  |  |  |  | IQ4NC0 | Trend | 71AA78DD-3EFF-40D0-A7FD-3E414621646B | 0
MC044 | Faraday Building |  |  |  | MC044-B11 | BMS Controller: Faraday Building | EN.EN4 BMS Controller |  |  |  |  | IQ4NC0 | Trend | 7F166780-ABE6-4C9E-8C47-5EC085713260 | 0
MC044 | Faraday Building |  |  |  | MC044-B01 | BMS Controller: Faraday Building | EN.EN4 BMS Controller |  |  |  |  | IQ3xcite128 | Trend | 8D4FA836-F494-4786-8E63-9F8703176D78 | 0
MC044 | Faraday Building |  |  |  | MC044-B06 | BMS Controller: Faraday Building | EN.EN4 BMS Controller |  |  |  |  | IQ3xcite128 | Trend | A69642A1-3855-479C-89F7-DCB47B48FCC0 | 0
MC044 | Faraday Building |  |  |  | MC044-B12 | BMS Controller: Faraday Building | EN.EN4 BMS Controller |  |  |  |  | IQ3xcite16 | Trend | F00BC4D6-6407-4BAB-96D5-610EF45C2F1C | 0
MC044 | Faraday Building |  |  |  | MC045-L01/M001 | Sub No.2 Transformer No.1 | EN.EN2 Energy Meter | [6 empty] | 1 | 0 | [10 empty] | No | No
MC044 | Faraday Building |  |  |  | MC045-L01/M002 | Sub No.2 Transformer No.2 | EN.EN2 Energy Meter | [6 empty] | 2 | 0 | [10 empty] | No | No
MC044 | Faraday Building |  |  |  | MC045-L01/M003 | Faraday | EN.EN2 Energy Meter | [6 empty] | 3 | 0 | [10 empty] | No | No
MC044 | Faraday Building |  |  |  | MC045-L01/M004 | Faraday | EN.EN2 Energy Meter | [6 empty] | 4 | 0 | [10 empty] | No | No
MC044 | Faraday Building |  |  |  | MC045-L01/M005 | Faraday | EN.EN2 Energy Meter | [6 empty] | 5 | 0 | [10 empty] | No | No
MC044 | Faraday Building |  |  |  | MC045-L01/M006 | Chiller No 1 | EN.EN2 Energy Meter | [6 empty] | 6 | 0 | [10 empty] | No | No
MC044 | Faraday Building |  |  |  | MC045-L01/M007 | Chiller No 2 | EN.EN2 Energy Meter | [6 empty] | 7 | 0 | [10 empty] | No | No
MC044 | Faraday Building |  |  |  | MC045-L01/M008 | MCCP Panel | EN.EN2 Energy Meter | [6 empty] | 8 | 0 | [10 empty] | No | No
MC044 | Faraday Building |  |  |  | MC044-L01/M001 | DB Lifeboat | EN.EN2 Energy Meter | [6 empty] | 1 | 0 | [10 empty] | No | No
MC044 | Faraday Building |  |  |  | MC044-L01/M002 | UPS Output | EN.EN2 Energy Meter | [6 empty] | 2 | 0 | [10 empty] | No | No
MC044 | Faraday Building |  |  |  | MC044-L01/M003 | UPS Rectifier | EN.EN2 Energy Meter | [6 empty] | 3 | 0 | [10 empty] | No | No
MC044 | Faraday Building |  |  |  | MC044-L01/M004 | Central Services Immersion Heater | EN.EN2 Energy Meter | [6 empty] | 4 | 0 | [10 empty] | No | No
MC044 | Faraday Building |  |  |  | MC044-B02/A1 | District Htg Flow Temp | EN.EN3 Energy Sensor | [6 empty] | A1 | 0 | [10 empty] | No | No
MC044 | Faraday Building |  |  |  | MC044-B02/A2 | Outside Air Temp from os33 | EN.EN3 Energy Sensor | [6 empty] | A2 | 0 | [10 empty] | No | No
MC044 | Faraday Building |  |  |  | MC044-B02/B2 | Byte 2 | EN.EN3 Energy Sensor | [6 empty] | B2 | 0 | [10 empty] | No | No
MC044 | Faraday Building |  |  |  | MC044-B02/B3 | Primary Heating | EN.EN3 Energy Sensor | [6 empty] | B3 | 0 | [10 empty] | No | No
MC044 | Faraday Building |  |  |  | MC044-B02/C1 | Virtual CNC 1 | EN.EN3 Energy Sensor | [6 empty] | C1 | 0 | [10 empty] | No | No
MC044 | Faraday Building |  |  |  | MC044-B02/D1 | AC Enable | EN.EN3 Energy Sensor | [6 empty] | D1 | 0 | [10 empty] | No | No
MC044 | Faraday Building |  |  |  | MC044-B02/Z7 | Air Conditioning | EN.EN3 Energy Sensor | [6 empty] | Z7 | 0 | [10 empty] | No | No
MC044 | Faraday Building |  |  |  | MC044-B02/Z1 | CT System 101 | EN.EN3 Energy Sensor | [6 empty] | Z1 | 0 | [10 empty] | No | No
MC044 | Faraday Building |  |  |  | MC044-B02/Z2 | VT System 102 | EN.EN3 Energy Sensor | [6 empty] | Z2 | 0 | [10 empty] | No | No
MC044 | Faraday Building |  |  |  | MC044-B02/Z3 | Laboratory Hot Water | EN.EN3 Energy Sensor | [6 empty] | Z3 | 0 | [10 empty] | No | No
MC044 | Faraday Building |  |  |  | MC044-B02/Z4 | Domestic Hot Water | EN.EN3 Energy Sensor | [6 empty] | Z4 | 0 | [10 empty] | No | No
MC044 | Faraday Building |  |  |  | MC044-B02/Z5 | Pasterization | EN.EN3 Energy Sensor | [6 empty] | Z5 | 0 | [10 empty] | No | No
MC044 | Faraday Building |  |  |  | MC044-B02/Z6 | Door Curtain | EN.EN3 Energy Sensor | [6 empty] | Z6 | 0 | [10 empty] | No | No
MC044 | Faraday Building |  |  |  | MC044-B02/Y4 | Pressure I 0.5bar | EN.EN3 Energy Sensor | [6 empty] | Y4 | 0 | [10 empty] | No | No
MC044 | Faraday Building |  |  |  | MC044-B02/Y5 | Pressure I 1bar | EN.EN3 Energy Sensor | [6 empty] | Y5 | 0 | [10 empty] | No | No
MC044 | Faraday Building |  |  |  | MC044-B02/Y6 | Pressure I 2.5bar | EN.EN3 Energy Sensor | [6 empty] | Y6 | 0 | [10 empty] | No | No
MC044 | Faraday Building |  |  |  | MC044-B02/Y7 | Pressure I 4bar | EN.EN3 Energy Sensor | [6 empty] | Y7 | 0 | [10 empty] | No | No
MC044 | Faraday Building |  |  |  | MC044-B02/Y8 | Pressure I 6bar | EN.EN3 Energy Sensor | [6 empty] | Y8 | 0 | [10 empty] | No | No
MC044 | Faraday Building |  |  |  | MC044-B02/Y9 | Pressure I 10bar | EN.EN3 Energy Sensor | [6 empty] | Y9 | 0 | [10 empty] | No | No
MC044 | Faraday Building |  |  |  | MC044-B02/W9 | Gen HWS Cylinder Enable | EN.EN3 Energy Sensor | [6 empty] | W9 | 0 | [10 empty] | No | No
MC044 | Faraday Building |  |  |  | MC044-B02/Y1 | Outside air temperature | EN.EN3 Energy Sensor | [6 empty] | Y1 | 0 | [10 empty] | No | No
MC044 | Faraday Building |  |  |  | MC044-B02/Y10 | ValvePosResistance | EN.EN3 Energy Sensor | [6 empty] | Y10 | 0 | [10 empty] | No | No
MC044 | Faraday Building |  |  |  | MC044-B02/Y11 | Knob TB 3deg trim | EN.EN3 Energy Sensor | [6 empty] | Y11 | 0 | [10 empty] | No | No
MC044 | Faraday Building |  |  |  | MC044-B02/Y2 | Thermistor TBTI | EN.EN3 Energy Sensor | [6 empty] | Y2 | 0 | [10 empty] | No | No
MC044 | Faraday Building |  |  |  | MC044-B02/Y3 | Room temperature | EN.EN3 Energy Sensor | [6 empty] | Y3 | 0 | [10 empty] | No | No
MC044 | Faraday Building |  |  |  | MC044-B02/W3 | CT Pump Reset | EN.EN3 Energy Sensor | [6 empty] | W3 | 0 | [10 empty] | No | No
MC044 | Faraday Building |  |  |  | MC044-B02/W4 | Variable flow circuit pump duty | EN.EN3 Energy Sensor | [6 empty] | W4 | 0 | [10 empty] | No | No
MC044 | Faraday Building |  |  |  | MC044-B02/W5 | VT Pump Reset | EN.EN3 Energy Sensor | [6 empty] | W5 | 0 | [10 empty] | No | No
MC044 | Faraday Building |  |  |  | MC044-B02/W6 | Lab HWS Cylinder Enable | EN.EN3 Energy Sensor | [6 empty] | W6 | 0 | [10 empty] | No | No
MC044 | Faraday Building |  |  |  | MC044-B02/W7 | Lab HWS Imm Htr Test | EN.EN3 Energy Sensor | [6 empty] | W7 | 0 | [10 empty] | No | No
MC044 | Faraday Building |  |  |  | MC044-B02/W8 | Lab HWS Pasterization | EN.EN3 Energy Sensor | [6 empty] | W8 | 0 | [10 empty] | No | No
MC044 | Faraday Building |  |  |  | MC044-B02/W1 | Summer Override | EN.EN3 Energy Sensor | [6 empty] | W1 | 0 | [10 empty] | No | No
MC044 | Faraday Building |  |  |  | MC044-B02/W10 | Gen HWS Imm Htr Test | EN.EN3 Energy Sensor | [6 empty] | W10 | 0 | [10 empty] | No | No
MC044 | Faraday Building |  |  |  | MC044-B02/W11 | Gen HWS Pasterization | EN.EN3 Energy Sensor | [6 empty] | W11 | 0 | [10 empty] | No | No
MC044 | Faraday Building |  |  |  | MC044-B02/W12 | Leak Detect Beacon Reset | EN.EN3 Energy Sensor | [6 empty] | W12 | 0 | [10 empty] | No | No
MC044 | Faraday Building |  |  |  | MC044-B02/W13 | Switch 13 | EN.EN3 Energy Sensor | [6 empty] | W13 | 0 | [10 empty] | No | No
MC044 | Faraday Building |  |  |  | MC044-B02/W2 | Constant temperature circuit pump duty | EN.EN3 Energy Sensor | [6 empty] | W2 | 0 | [10 empty] | No | No
MC044 | Faraday Building |  |  |  | MC044-B02/S6 | CT Pumps East DP Press | EN.EN3 Energy Sensor | [6 empty] | S6 | 0 | [10 empty] | No | No
MC044 | Faraday Building |  |  |  | MC044-B02/S7 | VT Pumps West DP Press | EN.EN3 Energy Sensor | [6 empty] | S7 | 0 | [10 empty] | No | No
MC044 | Faraday Building |  |  |  | MC044-B02/S8 | Variable temperature circuit flow temperature | EN.EN3 Energy Sensor | [6 empty] | S8 | 0 | [10 empty] | No | No
MC044 | Faraday Building |  |  |  | MC044-B02/S9 | VT Return Temp | EN.EN3 Energy Sensor | [6 empty] | S9 | 0 | [10 empty] | No | No
MC044 | Faraday Building |  |  |  | MC044-B02/V1 |  | EN.EN3 Energy Sensor | [6 empty] | V1 | 0 | [10 empty] | No | No
MC044 | Faraday Building |  |  |  | MC044-B02/V2 |  | EN.EN3 Energy Sensor | [6 empty] | V2 | 0 | [10 empty] | No | No
MC044 | Faraday Building |  |  |  | MC044-B02/S34 | Ahu 3 Room Temp | EN.EN3 Energy Sensor | [6 empty] | S34 | 0 | [10 empty] | No | No
MC044 | Faraday Building |  |  |  | MC044-B02/S35 | Ahu 3 Temp Trim | EN.EN3 Energy Sensor | [6 empty] | S35 | 0 | [10 empty] | No | No
MC044 | Faraday Building |  |  |  | MC044-B02/S4 | Constant temperature circuit flow temperature | EN.EN3 Energy Sensor | [6 empty] | S4 | 0 | [10 empty] | No | No
MC044 | Faraday Building |  |  |  | MC044-B02/S41 | Calculated variable temperature circuit flow setpoint | EN.EN3 Energy Sensor | [6 empty] | S41 | 0 | [10 empty] | No | No
MC044 | Faraday Building |  |  |  | MC044-B02/S42 | Lab HWS Pasterization Log | EN.EN3 Energy Sensor | [6 empty] | S42 | 0 | [10 empty] | No | No
MC044 | Faraday Building |  |  |  | MC044-B02/S5 | CT Return Temp | EN.EN3 Energy Sensor | [6 empty] | S5 | 0 | [10 empty] | No | No
MC044 | Faraday Building |  |  |  | MC044-B02/S23 | HWS-CWS lvl c Temp | EN.EN3 Energy Sensor | [6 empty] | S23 | 0 | [10 empty] | No | No
MC044 | Faraday Building |  |  |  | MC044-B02/S24 | CWS lvl a sentry Temp | EN.EN3 Energy Sensor | [6 empty] | S24 | 0 | [10 empty] | No | No
MC044 | Faraday Building |  |  |  | MC044-B02/S25 | HWS lvl a sentry Temp | EN.EN3 Energy Sensor | [6 empty] | S25 | 0 | [10 empty] | No | No
MC044 | Faraday Building |  |  |  | MC044-B02/S26 | Gen HWS Valve | EN.EN3 Energy Sensor | [6 empty] | S26 | 0 | [10 empty] | No | No
MC044 | Faraday Building |  |  |  | MC044-B02/S27 | Lab HWS Valve | EN.EN3 Energy Sensor | [6 empty] | S27 | 0 | [10 empty] | No | No
MC044 | Faraday Building |  |  |  | MC044-B02/S3 | CT Pump P4 Dmd | EN.EN3 Energy Sensor | [6 empty] | S3 | 0 | [10 empty] | No | No
MC044 | Faraday Building |  |  |  | MC044-B02/S18 | Gen HWS Flow Temp | EN.EN3 Energy Sensor | [6 empty] | S18 | 0 | [10 empty] | No | No
MC044 | Faraday Building |  |  |  | MC044-B02/S19 | Gen HWS Retn Temp | EN.EN3 Energy Sensor | [6 empty] | S19 | 0 | [10 empty] | No | No
MC044 | Faraday Building |  |  |  | MC044-B02/S2 | CT Pump P3 Dmd | EN.EN3 Energy Sensor | [6 empty] | S2 | 0 | [10 empty] | No | No
MC044 | Faraday Building |  |  |  | MC044-B02/S20 | HWS-CWS lvl c Temp | EN.EN3 Energy Sensor | [6 empty] | S20 | 0 | [10 empty] | No | No
MC044 | Faraday Building |  |  |  | MC044-B02/S21 | HWS-CWS lvl c Temp | EN.EN3 Energy Sensor | [6 empty] | S21 | 0 | [10 empty] | No | No
MC044 | Faraday Building |  |  |  | MC044-B02/S22 | HWS-CWS lvl c Temp | EN.EN3 Energy Sensor | [6 empty] | S22 | 0 | [10 empty] | No | No
MC044 | Faraday Building |  |  |  | MC044-B02/S12 | VT Space Temp | EN.EN3 Energy Sensor | [6 empty] | S12 | 0 | [10 empty] | No | No
MC044 | Faraday Building |  |  |  | MC044-B02/S13 | VT Valve Position | EN.EN3 Energy Sensor | [6 empty] | S13 | 0 | [10 empty] | No | No
MC044 | Faraday Building |  |  |  | MC044-B02/S14 | Lab HWS Cylinder Temp | EN.EN3 Energy Sensor | [6 empty] | S14 | 0 | [10 empty] | No | No
MC044 | Faraday Building |  |  |  | MC044-B02/S15 | Lab HWS Flow Temp | EN.EN3 Energy Sensor | [6 empty] | S15 | 0 | [10 empty] | No | No
MC044 | Faraday Building |  |  |  | MC044-B02/S16 | Lab HWS Retn Temp | EN.EN3 Energy Sensor | [6 empty] | S16 | 0 | [10 empty] | No | No
MC044 | Faraday Building |  |  |  | MC044-B02/S17 | Gen HWS Cylinder Temp | EN.EN3 Energy Sensor | [6 empty] | S17 | 0 | [10 empty] | No | No
MC044 | Faraday Building |  |  |  | MC044-B02/P8 | Variable temperature circuit flow temperature | EN.EN3 Energy Sensor | [6 empty] | P8 | 0 | [10 empty] | No | No
MC044 | Faraday Building |  |  |  | MC044-B02/P9 | VT Return Temp | EN.EN3 Energy Sensor | [6 empty] | P9 | 0 | [10 empty] | No | No
MC044 | Faraday Building |  |  |  | MC044-B02/Q1 | Sequence Table 1 | EN.EN3 Energy Sensor | [6 empty] | Q1 | 0 | [10 empty] | No | No
MC044 | Faraday Building |  |  |  | MC044-B02/S1 | Variable temperature circuit valve | EN.EN3 Energy Sensor | [6 empty] | S1 | 0 | [10 empty] | No | No
MC044 | Faraday Building |  |  |  | MC044-B02/S10 | VT Pump P5 Dmd | EN.EN3 Energy Sensor | [6 empty] | S10 | 0 | [10 empty] | No | No
MC044 | Faraday Building |  |  |  | MC044-B02/S11 | VT Pump P6 Dmd | EN.EN3 Energy Sensor | [6 empty] | S11 | 0 | [10 empty] | No | No
MC044 | Faraday Building |  |  |  | MC044-B02/P34 | Calculated variable temperature circuit flow setpoint | EN.EN3 Energy Sensor | [6 empty] | P34 | 0 | [10 empty] | No | No
MC044 | Faraday Building |  |  |  | MC044-B02/P35 | Lab HWS Pasterization Log | EN.EN3 Energy Sensor | [6 empty] | P35 | 0 | [10 empty] | No | No
MC044 | Faraday Building |  |  |  | MC044-B02/P4 | Constant temperature circuit flow temperature | EN.EN3 Energy Sensor | [6 empty] | P4 | 0 | [10 empty] | No | No
MC044 | Faraday Building |  |  |  | MC044-B02/P5 | CT Return Temp | EN.EN3 Energy Sensor | [6 empty] | P5 | 0 | [10 empty] | No | No
MC044 | Faraday Building |  |  |  | MC044-B02/P6 | CT Pumps East DP Press | EN.EN3 Energy Sensor | [6 empty] | P6 | 0 | [10 empty] | No | No
MC044 | Faraday Building |  |  |  | MC044-B02/P7 | CT Pumps West DP Press | EN.EN3 Energy Sensor | [6 empty] | P7 | 0 | [10 empty] | No | No
MC044 | Faraday Building |  |  |  | MC044-B02/P23 | HWS-CWS Temp 8 | EN.EN3 Energy Sensor | [6 empty] | P23 | 0 | [10 empty] | No | No
MC044 | Faraday Building |  |  |  | MC044-B02/P24 | HWS-CWS Temp 9 | EN.EN3 Energy Sensor | [6 empty] | P24 | 0 | [10 empty] | No | No
MC044 | Faraday Building |  |  |  | MC044-B02/P25 | HWS-CWS Temp 10 | EN.EN3 Energy Sensor | [6 empty] | P25 | 0 | [10 empty] | No | No
MC044 | Faraday Building |  |  |  | MC044-B02/P26 | Gen HWS Valve | EN.EN3 Energy Sensor | [6 empty] | P26 | 0 | [10 empty] | No | No
MC044 | Faraday Building |  |  |  | MC044-B02/P27 | Lab HWS Valve | EN.EN3 Energy Sensor | [6 empty] | P27 | 0 | [10 empty] | No | No
MC044 | Faraday Building |  |  |  | MC044-B02/P3 | CT Pump P4 Dmd | EN.EN3 Energy Sensor | [6 empty] | P3 | 0 | [10 empty] | No | No
MC044 | Faraday Building |  |  |  | MC044-B02/P18 | Gen HWS Flow Temp | EN.EN3 Energy Sensor | [6 empty] | P18 | 0 | [10 empty] | No | No
MC044 | Faraday Building |  |  |  | MC044-B02/P19 | Gen HWS Retn Temp | EN.EN3 Energy Sensor | [6 empty] | P19 | 0 | [10 empty] | No | No
MC044 | Faraday Building |  |  |  | MC044-B02/P2 | CT Pump P3 Dmd | EN.EN3 Energy Sensor | [6 empty] | P2 | 0 | [10 empty] | No | No
MC044 | Faraday Building |  |  |  | MC044-B02/P20 | HWS-CWS Temp 5 | EN.EN3 Energy Sensor | [6 empty] | P20 | 0 | [10 empty] | No | No
MC044 | Faraday Building |  |  |  | MC044-B02/P21 | HWS-CWS Temp 6 | EN.EN3 Energy Sensor | [6 empty] | P21 | 0 | [10 empty] | No | No
MC044 | Faraday Building |  |  |  | MC044-B02/P22 | HWS-CWS Temp 7 | EN.EN3 Energy Sensor | [6 empty] | P22 | 0 | [10 empty] | No | No
MC044 | Faraday Building |  |  |  | MC044-B02/P12 | VT Space Temp | EN.EN3 Energy Sensor | [6 empty] | P12 | 0 | [10 empty] | No | No
MC044 | Faraday Building |  |  |  | MC044-B02/P13 | VT Valve Position | EN.EN3 Energy Sensor | [6 empty] | P13 | 0 | [10 empty] | No | No
MC044 | Faraday Building |  |  |  | MC044-B02/P14 | Lab HWS Cylinder Temp | EN.EN3 Energy Sensor | [6 empty] | P14 | 0 | [10 empty] | No | No
MC044 | Faraday Building |  |  |  | MC044-B02/P15 | Lab HWS Flow Temp | EN.EN3 Energy Sensor | [6 empty] | P15 | 0 | [10 empty] | No | No
MC044 | Faraday Building |  |  |  | MC044-B02/P16 | Lab HWS Retn Temp | EN.EN3 Energy Sensor | [6 empty] | P16 | 0 | [10 empty] | No | No
MC044 | Faraday Building |  |  |  | MC044-B02/P17 | Gen HWS Cylinder Temp | EN.EN3 Energy Sensor | [6 empty] | P17 | 0 | [10 empty] | No | No
MC044 | Faraday Building |  |  |  | MC044-B02/O2 | Alarm Route 2 | EN.EN3 Energy Sensor | [6 empty] | O2 | 0 | [10 empty] | No | No
MC044 | Faraday Building |  |  |  | MC044-B02/o3 | Alarm Route 3 | EN.EN3 Energy Sensor | [6 empty] | o3 | 0 | [10 empty] | No | No
MC044 | Faraday Building |  |  |  | MC044-B02/P1 | Variable temperature circuit valve | EN.EN3 Energy Sensor | [6 empty] | P1 | 0 | [10 empty] | No | No
MC044 | Faraday Building |  |  |  | MC044-B02/P10 | VT Pump P5 Dmd | EN.EN3 Energy Sensor | [6 empty] | P10 | 0 | [10 empty] | No | No
MC044 | Faraday Building |  |  |  | MC044-B02/P11 | VT Pump P6 Dmd | EN.EN3 Energy Sensor | [6 empty] | P11 | 0 | [10 empty] | No | No
MC044 | Faraday Building |  |  |  | MC044-B02/n1 | Byte 2 | EN.EN3 Energy Sensor | [6 empty] | n1 | 0 | [10 empty] | No | No
MC044 | Faraday Building |  |  |  | MC044-B02/N2 | IC Comms 2 | EN.EN3 Energy Sensor | [6 empty] | N2 | 0 | [10 empty] | No | No
MC044 | Faraday Building |  |  |  | MC044-B02/n3 | IC Comms 3 | EN.EN3 Energy Sensor | [6 empty] | n3 | 0 | [10 empty] | No | No
MC044 | Faraday Building |  |  |  | MC044-B02/n6 | BACnet Application | EN.EN3 Energy Sensor | [6 empty] | n6 | 0 | [10 empty] | No | No
MC044 | Faraday Building |  |  |  | MC044-B02/o1 | Alarm Route 1 | EN.EN3 Energy Sensor | [6 empty] | o1 | 0 | [10 empty] | No | No
MC044 | Faraday Building |  |  |  | MC044-B02/L3 | Loop 3 | EN.EN3 Energy Sensor | [6 empty] | L3 | 0 | [10 empty] | No | No
MC044 | Faraday Building |  |  |  | MC044-B02/L4 | Loop 4 | EN.EN3 Energy Sensor | [6 empty] | L4 | 0 | [10 empty] | No | No
MC044 | Faraday Building |  |  |  | MC044-B02/L5 | Variable temperature circuit valve | EN.EN3 Energy Sensor | [6 empty] | L5 | 0 | [10 empty] | No | No
MC044 | Faraday Building |  |  |  | MC044-B02/L6 | Lab HWS Valve | EN.EN3 Energy Sensor | [6 empty] | L6 | 0 | [10 empty] | No | No
MC044 | Faraday Building |  |  |  | MC044-B02/L7 | Gen HWS Valve | EN.EN3 Energy Sensor | [6 empty] | L7 | 0 | [10 empty] | No | No
MC044 | Faraday Building |  |  |  | MC044-B02/K4 | VT OAT Htg Inhibit | EN.EN3 Energy Sensor | [6 empty] | K4 | 0 | [10 empty] | No | No
MC044 | Faraday Building |  |  |  | MC044-B02/K5 | CT Pumps East DP SP | EN.EN3 Energy Sensor | [6 empty] | K5 | 0 | [10 empty] | No | No
MC044 | Faraday Building |  |  |  | MC044-B02/K7 | VT Pumps East DP SP | EN.EN3 Energy Sensor | [6 empty] | K7 | 0 | [10 empty] | No | No
MC044 | Faraday Building |  |  |  | MC044-B02/K9 | VT Max Flow At | EN.EN3 Energy Sensor | [6 empty] | K9 | 0 | [10 empty] | No | No
MC044 | Faraday Building |  |  |  | MC044-B02/L1 | Loop 1 | EN.EN3 Energy Sensor | [6 empty] | L1 | 0 | [10 empty] | No | No
MC044 | Faraday Building |  |  |  | MC044-B02/L2 | Loop 2 | EN.EN3 Energy Sensor | [6 empty] | L2 | 0 | [10 empty] | No | No
MC044 | Faraday Building |  |  |  | MC044-B02/K14 | Gen HWS Cylinder SP | EN.EN3 Energy Sensor | [6 empty] | K14 | 0 | [10 empty] | No | No
MC044 | Faraday Building |  |  |  | MC044-B02/K15 | Pasterization SP | EN.EN3 Energy Sensor | [6 empty] | K15 | 0 | [10 empty] | No | No
MC044 | Faraday Building |  |  |  | MC044-B02/K16 | Imm Htr Run Alarm Delay | EN.EN3 Energy Sensor | [6 empty] | K16 | 0 | [10 empty] | No | No
MC044 | Faraday Building |  |  |  | MC044-B02/K17 | Door Curtain OAT Inhibit | EN.EN3 Energy Sensor | [6 empty] | K17 | 0 | [10 empty] | No | No
MC044 | Faraday Building |  |  |  | MC044-B02/K2 | Outside air temperature frost protection | EN.EN3 Energy Sensor | [6 empty] | K2 | 0 | [10 empty] | No | No
MC044 | Faraday Building |  |  |  | MC044-B02/K3 | VT Frost Protect | EN.EN3 Energy Sensor | [6 empty] | K3 | 0 | [10 empty] | No | No
MC044 | Faraday Building |  |  |  | MC044-B02/I9 | HI Press OFF Delay | EN.EN3 Energy Sensor | [6 empty] | I9 | 0 | [10 empty] | No | No
MC044 | Faraday Building |  |  |  | MC044-B02/K1 | VT OSS SP | EN.EN3 Energy Sensor | [6 empty] | K1 | 0 | [10 empty] | No | No
MC044 | Faraday Building |  |  |  | MC044-B02/K10 | VT Min Flow At | EN.EN3 Energy Sensor | [6 empty] | K10 | 0 | [10 empty] | No | No
MC044 | Faraday Building |  |  |  | MC044-B02/K11 | VT Max Flow SP | EN.EN3 Energy Sensor | [6 empty] | K11 | 0 | [10 empty] | No | No
MC044 | Faraday Building |  |  |  | MC044-B02/K12 | VT Min Flow SP | EN.EN3 Energy Sensor | [6 empty] | K12 | 0 | [10 empty] | No | No
MC044 | Faraday Building |  |  |  | MC044-B02/K13 | Lab HWS Cylinder SP | EN.EN3 Energy Sensor | [6 empty] | K13 | 0 | [10 empty] | No | No
MC044 | Faraday Building |  |  |  | MC044-B02/I63 | Lab HWS Imm Htr Run Alarm | EN.EN3 Energy Sensor | [6 empty] | I63 | 0 | [10 empty] | No | No
MC044 | Faraday Building |  |  |  | MC044-B02/I64 | Gen HWS Imm Htr Run Alarm | EN.EN3 Energy Sensor | [6 empty] | I64 | 0 | [10 empty] | No | No
MC044 | Faraday Building |  |  |  | MC044-B02/i7 | LTHW PU HI Press | EN.EN3 Energy Sensor | [6 empty] | i7 | 0 | [10 empty] | No | No
MC044 | Faraday Building |  |  |  | MC044-B02/i8 | LTHW PU LO Press | EN.EN3 Energy Sensor | [6 empty] | i8 | 0 | [10 empty] | No | No
MC044 | Faraday Building |  |  |  | MC044-B02/I59 | Lab HWS DeStrat Pump Fail | EN.EN3 Energy Sensor | [6 empty] | I59 | 0 | [10 empty] | No | No
MC044 | Faraday Building |  |  |  | MC044-B02/I6 | Module 6 | EN.EN3 Energy Sensor | [6 empty] | I6 | 0 | [10 empty] | No | No
MC044 | Faraday Building |  |  |  | MC044-B02/I60 | Lab HWS Circ Pump Fail | EN.EN3 Energy Sensor | [6 empty] | I60 | 0 | [10 empty] | No | No
MC044 | Faraday Building |  |  |  | MC044-B02/I61 | Gen HWS DeStrat Pump Fail | EN.EN3 Energy Sensor | [6 empty] | I61 | 0 | [10 empty] | No | No
MC044 | Faraday Building |  |  |  | MC044-B02/I62 | Gen HWS Circ Pump Fail | EN.EN3 Energy Sensor | [6 empty] | I62 | 0 | [10 empty] | No | No
MC044 | Faraday Building |  |  |  | MC044-B02/I53 | VT Summer ECO Active | EN.EN3 Energy Sensor | [6 empty] | I53 | 0 | [10 empty] | No | No
MC044 | Faraday Building |  |  |  | MC044-B02/I54 | CT Pump P3 Fail | EN.EN3 Energy Sensor | [6 empty] | I54 | 0 | [10 empty] | No | No
MC044 | Faraday Building |  |  |  | MC044-B02/I55 | CT Pump P4 Fail | EN.EN3 Energy Sensor | [6 empty] | I55 | 0 | [10 empty] | No | No
MC044 | Faraday Building |  |  |  | MC044-B02/I56 | VT Pump P5 Fail | EN.EN3 Energy Sensor | [6 empty] | I56 | 0 | [10 empty] | No | No
MC044 | Faraday Building |  |  |  | MC044-B02/I57 | VT Pump P6 Fail | EN.EN3 Energy Sensor | [6 empty] | I57 | 0 | [10 empty] | No | No
MC044 | Faraday Building |  |  |  | MC044-B02/I58 | VT Valve Fail | EN.EN3 Energy Sensor | [6 empty] | I58 | 0 | [10 empty] | No | No
MC044 | Faraday Building |  |  |  | MC044-B02/I42 | Door Curtain Fault | EN.EN3 Energy Sensor | [6 empty] | I42 | 0 | [10 empty] | No | No
MC044 | Faraday Building |  |  |  | MC044-B02/I43 | Leak Detected | EN.EN3 Energy Sensor | [6 empty] | I43 | 0 | [10 empty] | No | No
MC044 | Faraday Building |  |  |  | MC044-B02/i5 | Plant Reset Pb | EN.EN3 Energy Sensor | [6 empty] | i5 | 0 | [10 empty] | No | No
MC044 | Faraday Building |  |  |  | MC044-B02/I51 | OAT Frost Active | EN.EN3 Energy Sensor | [6 empty] | I51 | 0 | [10 empty] | No | No
MC044 | Faraday Building |  |  |  | MC044-B02/I52 | VT Frost Active | EN.EN3 Energy Sensor | [6 empty] | I52 | 0 | [10 empty] | No | No
MC044 | Faraday Building |  |  |  | MC044-B02/I38 | Gen HWS Flow HI Limit | EN.EN3 Energy Sensor | [6 empty] | I38 | 0 | [10 empty] | No | No
MC044 | Faraday Building |  |  |  | MC044-B02/I39 | Gen HWS Valve Open | EN.EN3 Energy Sensor | [6 empty] | I39 | 0 | [10 empty] | No | No
MC044 | Faraday Building |  |  |  | MC044-B02/i4 | Mains Failure | EN.EN3 Energy Sensor | [6 empty] | i4 | 0 | [10 empty] | No | No
MC044 | Faraday Building |  |  |  | MC044-B02/I40 | Gen HWS Imm Htr AUTO | EN.EN3 Energy Sensor | [6 empty] | I40 | 0 | [10 empty] | No | No
MC044 | Faraday Building |  |  |  | MC044-B02/I41 | Laboratory Bstr Fault | EN.EN3 Energy Sensor | [6 empty] | I41 | 0 | [10 empty] | No | No
MC044 | Faraday Building |  |  |  | MC044-B02/I31 | Lab HWS Flow HI Limit | EN.EN3 Energy Sensor | [6 empty] | I31 | 0 | [10 empty] | No | No
MC044 | Faraday Building |  |  |  | MC044-B02/I32 | Lab HWS Valve Open | EN.EN3 Energy Sensor | [6 empty] | I32 | 0 | [10 empty] | No | No
MC044 | Faraday Building |  |  |  | MC044-B02/I33 | Lab HWS Imm Htr AUTO | EN.EN3 Energy Sensor | [6 empty] | I33 | 0 | [10 empty] | No | No
MC044 | Faraday Building |  |  |  | MC044-B02/I34 | Gen HWS DeStrat Pump Run | EN.EN3 Energy Sensor | [6 empty] | I34 | 0 | [10 empty] | No | No
MC044 | Faraday Building |  |  |  | MC044-B02/I35 | Gen HWS DeStrat Pump Fault | EN.EN3 Energy Sensor | [6 empty] | I35 | 0 | [10 empty] | No | No
MC044 | Faraday Building |  |  |  | MC044-B02/I37 | Gen HWS Circ Pump Fault | EN.EN3 Energy Sensor | [6 empty] | I37 | 0 | [10 empty] | No | No
MC044 | Faraday Building |  |  |  | MC044-B02/I27 | Lab HWS DeStrat Pump Fault | EN.EN3 Energy Sensor | [6 empty] | I27 | 0 | [10 empty] | No | No
MC044 | Faraday Building |  |  |  | MC044-B02/I28 | Lab HWS Circ Pump AUTO | EN.EN3 Energy Sensor | [6 empty] | I28 | 0 | [10 empty] | No | No
MC044 | Faraday Building |  |  |  | MC044-B02/I29 | AC Fault | EN.EN3 Energy Sensor | [6 empty] | I29 | 0 | [10 empty] | No | No
MC044 | Faraday Building |  |  |  | MC044-B02/I3 | Module 3 | EN.EN3 Energy Sensor | [6 empty] | I3 | 0 | [10 empty] | No | No
MC044 | Faraday Building |  |  |  | MC044-B02/I30 | Lab HWS Circ Pump Fault | EN.EN3 Energy Sensor | [6 empty] | I30 | 0 | [10 empty] | No | No
MC044 | Faraday Building |  |  |  | MC044-B02/I21 | VT Pump P5 Flow | EN.EN3 Energy Sensor | [6 empty] | I21 | 0 | [10 empty] | No | No
MC044 | Faraday Building |  |  |  | MC044-B02/I22 | VT Pump P6 Run | EN.EN3 Energy Sensor | [6 empty] | I22 | 0 | [10 empty] | No | No
MC044 | Faraday Building |  |  |  | MC044-B02/I23 | VT Pump P6 Fault | EN.EN3 Energy Sensor | [6 empty] | I23 | 0 | [10 empty] | No | No
MC044 | Faraday Building |  |  |  | MC044-B02/I24 | VT Pump P6 Flow | EN.EN3 Energy Sensor | [6 empty] | I24 | 0 | [10 empty] | No | No
MC044 | Faraday Building |  |  |  | MC044-B02/I25 | Lab HWS DeStrat Pump AUTO | EN.EN3 Energy Sensor | [6 empty] | I25 | 0 | [10 empty] | No | No
MC044 | Faraday Building |  |  |  | MC044-B02/I26 | Lab HWS DeStrat Pump Run | EN.EN3 Energy Sensor | [6 empty] | I26 | 0 | [10 empty] | No | No
MC044 | Faraday Building |  |  |  | MC044-B02/I17 | CT Pump P4 Flow | EN.EN3 Energy Sensor | [6 empty] | I17 | 0 | [10 empty] | No | No
MC044 | Faraday Building |  |  |  | MC044-B02/I18 | VT Pumps P5-P6 AUTO | EN.EN3 Energy Sensor | [6 empty] | I18 | 0 | [10 empty] | No | No
MC044 | Faraday Building |  |  |  | MC044-B02/I19 | VT Pump P5 Run | EN.EN3 Energy Sensor | [6 empty] | I19 | 0 | [10 empty] | No | No
MC044 | Faraday Building |  |  |  | MC044-B02/I2 | Module 2 | EN.EN3 Energy Sensor | [6 empty] | I2 | 0 | [10 empty] | No | No
MC044 | Faraday Building |  |  |  | MC044-B02/I20 | VT Pump P5 Fault | EN.EN3 Energy Sensor | [6 empty] | I20 | 0 | [10 empty] | No | No
MC044 | Faraday Building |  |  |  | MC044-B02/I11 | CT Pumps P3-P4 AUTO | EN.EN3 Energy Sensor | [6 empty] | I11 | 0 | [10 empty] | No | No
MC044 | Faraday Building |  |  |  | MC044-B02/I12 | CT Pump P3 Run | EN.EN3 Energy Sensor | [6 empty] | I12 | 0 | [10 empty] | No | No
MC044 | Faraday Building |  |  |  | MC044-B02/I13 | CT Pump P3 Fault | EN.EN3 Energy Sensor | [6 empty] | I13 | 0 | [10 empty] | No | No
MC044 | Faraday Building |  |  |  | MC044-B02/I14 | CT Pump P3 Flow | EN.EN3 Energy Sensor | [6 empty] | I14 | 0 | [10 empty] | No | No
MC044 | Faraday Building |  |  |  | MC044-B02/I15 | CT Pump P4 Run | EN.EN3 Energy Sensor | [6 empty] | I15 | 0 | [10 empty] | No | No
MC044 | Faraday Building |  |  |  | MC044-B02/I16 | CT Pump P4 Fault | EN.EN3 Energy Sensor | [6 empty] | I16 | 0 | [10 empty] | No | No
MC044 | Faraday Building |  |  |  | MC044-B02/G97 | Logic 97 | EN.EN3 Energy Sensor | [6 empty] | G97 | 0 | [10 empty] | No | No
MC044 | Faraday Building |  |  |  | MC044-B02/G98 | Logic 98 | EN.EN3 Energy Sensor | [6 empty] | G98 | 0 | [10 empty] | No | No
MC044 | Faraday Building |  |  |  | MC044-B02/G99 | Gen HWS Interlock | EN.EN3 Energy Sensor | [6 empty] | G99 | 0 | [10 empty] | No | No
MC044 | Faraday Building |  |  |  | MC044-B02/i1 | Door Interlock Shut | EN.EN3 Energy Sensor | [6 empty] | i1 | 0 | [10 empty] | No | No
MC044 | Faraday Building |  |  |  | MC044-B02/I10 | LO Press OFF Delay | EN.EN3 Energy Sensor | [6 empty] | I10 | 0 | [10 empty] | No | No
MC044 | Faraday Building |  |  |  | MC044-B02/G91 | Gen HWS Pasterization | EN.EN3 Energy Sensor | [6 empty] | G91 | 0 | [10 empty] | No | No
MC044 | Faraday Building |  |  |  | MC044-B02/G92 | Logic 92 | EN.EN3 Energy Sensor | [6 empty] | G92 | 0 | [10 empty] | No | No
MC044 | Faraday Building |  |  |  | MC044-B02/G93 | Logic 93 | EN.EN3 Energy Sensor | [6 empty] | G93 | 0 | [10 empty] | No | No
MC044 | Faraday Building |  |  |  | MC044-B02/G94 | Gen HWS Alarm | EN.EN3 Energy Sensor | [6 empty] | G94 | 0 | [10 empty] | No | No
MC044 | Faraday Building |  |  |  | MC044-B02/G95 | Logic 95 | EN.EN3 Energy Sensor | [6 empty] | G95 | 0 | [10 empty] | No | No
MC044 | Faraday Building |  |  |  | MC044-B02/G96 | Logic 96 | EN.EN3 Energy Sensor | [6 empty] | G96 | 0 | [10 empty] | No | No
MC044 | Faraday Building |  |  |  | MC044-B02/G86 | Logic 86 | EN.EN3 Energy Sensor | [6 empty] | G86 | 0 | [10 empty] | No | No
MC044 | Faraday Building |  |  |  | MC044-B02/G87 | Logic 87 | EN.EN3 Energy Sensor | [6 empty] | G87 | 0 | [10 empty] | No | No
MC044 | Faraday Building |  |  |  | MC044-B02/G88 | Logic 88 | EN.EN3 Energy Sensor | [6 empty] | G88 | 0 | [10 empty] | No | No
MC044 | Faraday Building |  |  |  | MC044-B02/G89 | Gen HWS Cylinder En | EN.EN3 Energy Sensor | [6 empty] | G89 | 0 | [10 empty] | No | No
MC044 | Faraday Building |  |  |  | MC044-B02/G9 | CT Pumps | EN.EN3 Energy Sensor | [6 empty] | G9 | 0 | [10 empty] | No | No
MC044 | Faraday Building |  |  |  | MC044-B02/G90 | Gen HWS Dmd | EN.EN3 Energy Sensor | [6 empty] | G90 | 0 | [10 empty] | No | No
MC044 | Faraday Building |  |  |  | MC044-B02/G80 | Logic 80 | EN.EN3 Energy Sensor | [6 empty] | G80 | 0 | [10 empty] | No | No
MC044 | Faraday Building |  |  |  | MC044-B02/G81 | Logic 81 | EN.EN3 Energy Sensor | [6 empty] | G81 | 0 | [10 empty] | No | No
MC044 | Faraday Building |  |  |  | MC044-B02/G82 | Logic 82 | EN.EN3 Energy Sensor | [6 empty] | G82 | 0 | [10 empty] | No | No
MC044 | Faraday Building |  |  |  | MC044-B02/G83 | Logic 83 | EN.EN3 Energy Sensor | [6 empty] | G83 | 0 | [10 empty] | No | No
MC044 | Faraday Building |  |  |  | MC044-B02/G84 | Logic 84 | EN.EN3 Energy Sensor | [6 empty] | G84 | 0 | [10 empty] | No | No
MC044 | Faraday Building |  |  |  | MC044-B02/G85 | Logic 85 | EN.EN3 Energy Sensor | [6 empty] | G85 | 0 | [10 empty] | No | No
MC044 | Faraday Building |  |  |  | MC044-B02/G75 | Logic 75 | EN.EN3 Energy Sensor | [6 empty] | G75 | 0 | [10 empty] | No | No
MC044 | Faraday Building |  |  |  | MC044-B02/G76 | Lab HWS Pasterization | EN.EN3 Energy Sensor | [6 empty] | G76 | 0 | [10 empty] | No | No
MC044 | Faraday Building |  |  |  | MC044-B02/G77 | Logic 77 | EN.EN3 Energy Sensor | [6 empty] | G77 | 0 | [10 empty] | No | No
MC044 | Faraday Building |  |  |  | MC044-B02/G78 | Logic 78 | EN.EN3 Energy Sensor | [6 empty] | G78 | 0 | [10 empty] | No | No
MC044 | Faraday Building |  |  |  | MC044-B02/G79 | Logic 79 | EN.EN3 Energy Sensor | [6 empty] | G79 | 0 | [10 empty] | No | No
MC044 | Faraday Building |  |  |  | MC044-B02/G8 | Logic 8 | EN.EN3 Energy Sensor | [6 empty] | G8 | 0 | [10 empty] | No | No
MC044 | Faraday Building |  |  |  | MC044-B02/G7 | Logic 7 | EN.EN3 Energy Sensor | [6 empty] | G7 | 0 | [10 empty] | No | No
MC044 | Faraday Building |  |  |  | MC044-B02/G70 | Logic 70 | EN.EN3 Energy Sensor | [6 empty] | G70 | 0 | [10 empty] | No | No
MC044 | Faraday Building |  |  |  | MC044-B02/G71 | Logic 71 | EN.EN3 Energy Sensor | [6 empty] | G71 | 0 | [10 empty] | No | No
MC044 | Faraday Building |  |  |  | MC044-B02/G72 | Lab HWS Interlock | EN.EN3 Energy Sensor | [6 empty] | G72 | 0 | [10 empty] | No | No
MC044 | Faraday Building |  |  |  | MC044-B02/G73 | Logic 73 | EN.EN3 Energy Sensor | [6 empty] | G73 | 0 | [10 empty] | No | No
MC044 | Faraday Building |  |  |  | MC044-B02/G74 | Logic 74 | EN.EN3 Energy Sensor | [6 empty] | G74 | 0 | [10 empty] | No | No
MC044 | Faraday Building |  |  |  | MC044-B02/G64 | Logic 64 | EN.EN3 Energy Sensor | [6 empty] | G64 | 0 | [10 empty] | No | No
MC044 | Faraday Building |  |  |  | MC044-B02/G65 | Lab HWS Cylinder En | EN.EN3 Energy Sensor | [6 empty] | G65 | 0 | [10 empty] | No | No
MC044 | Faraday Building |  |  |  | MC044-B02/G66 | Lab HWS Dmd | EN.EN3 Energy Sensor | [6 empty] | G66 | 0 | [10 empty] | No | No
MC044 | Faraday Building |  |  |  | MC044-B02/G67 | Lab HWS Alarm | EN.EN3 Energy Sensor | [6 empty] | G67 | 0 | [10 empty] | No | No
MC044 | Faraday Building |  |  |  | MC044-B02/G68 | Logic 68 | EN.EN3 Energy Sensor | [6 empty] | G68 | 0 | [10 empty] | No | No
MC044 | Faraday Building |  |  |  | MC044-B02/G69 | Logic 69 | EN.EN3 Energy Sensor | [6 empty] | G69 | 0 | [10 empty] | No | No
MC044 | Faraday Building |  |  |  | MC044-B02/G59 | Logic 59 | EN.EN3 Energy Sensor | [6 empty] | G59 | 0 | [10 empty] | No | No
MC044 | Faraday Building |  |  |  | MC044-B02/G6 | CT Dmd | EN.EN3 Energy Sensor | [6 empty] | G6 | 0 | [10 empty] | No | No
MC044 | Faraday Building |  |  |  | MC044-B02/G60 | OAT Frost VT | EN.EN3 Energy Sensor | [6 empty] | G60 | 0 | [10 empty] | No | No
MC044 | Faraday Building |  |  |  | MC044-B02/G61 | Logic 61 | EN.EN3 Energy Sensor | [6 empty] | G61 | 0 | [10 empty] | No | No
MC044 | Faraday Building |  |  |  | MC044-B02/G62 | Heat Avail for DHWS | EN.EN3 Energy Sensor | [6 empty] | G62 | 0 | [10 empty] | No | No
MC044 | Faraday Building |  |  |  | MC044-B02/G63 | Logic 63 | EN.EN3 Energy Sensor | [6 empty] | G63 | 0 | [10 empty] | No | No
MC044 | Faraday Building |  |  |  | MC044-B02/G53 | Logic 53 | EN.EN3 Energy Sensor | [6 empty] | G53 | 0 | [10 empty] | No | No
MC044 | Faraday Building |  |  |  | MC044-B02/G54 | Logic 54 | EN.EN3 Energy Sensor | [6 empty] | G54 | 0 | [10 empty] | No | No
MC044 | Faraday Building |  |  |  | MC044-B02/G55 | Logic 55 | EN.EN3 Energy Sensor | [6 empty] | G55 | 0 | [10 empty] | No | No
MC044 | Faraday Building |  |  |  | MC044-B02/G56 | Logic 56 | EN.EN3 Energy Sensor | [6 empty] | G56 | 0 | [10 empty] | No | No
MC044 | Faraday Building |  |  |  | MC044-B02/G57 | Valve Exercise | EN.EN3 Energy Sensor | [6 empty] | G57 | 0 | [10 empty] | No | No
MC044 | Faraday Building |  |  |  | MC044-B02/G58 | Valve Exercise | EN.EN3 Energy Sensor | [6 empty] | G58 | 0 | [10 empty] | No | No
MC044 | Faraday Building |  |  |  | MC044-B02/G48 | Logic 48 | EN.EN3 Energy Sensor | [6 empty] | G48 | 0 | [10 empty] | No | No
MC044 | Faraday Building |  |  |  | MC044-B02/G49 | Logic 49 | EN.EN3 Energy Sensor | [6 empty] | G49 | 0 | [10 empty] | No | No
MC044 | Faraday Building |  |  |  | MC044-B02/G5 | Logic 5 | EN.EN3 Energy Sensor | [6 empty] | G5 | 0 | [10 empty] | No | No
MC044 | Faraday Building |  |  |  | MC044-B02/G50 | Logic 50 | EN.EN3 Energy Sensor | [6 empty] | G50 | 0 | [10 empty] | No | No
MC044 | Faraday Building |  |  |  | MC044-B02/G51 | Logic 51 | EN.EN3 Energy Sensor | [6 empty] | G51 | 0 | [10 empty] | No | No
MC044 | Faraday Building |  |  |  | MC044-B02/G52 | Logic 52 | EN.EN3 Energy Sensor | [6 empty] | G52 | 0 | [10 empty] | No | No
MC044 | Faraday Building |  |  |  | MC044-B02/G42 | Logic 42 | EN.EN3 Energy Sensor | [6 empty] | G42 | 0 | [10 empty] | No | No
MC044 | Faraday Building |  |  |  | MC044-B02/G43 | Logic 43 | EN.EN3 Energy Sensor | [6 empty] | G43 | 0 | [10 empty] | No | No
MC044 | Faraday Building |  |  |  | MC044-B02/G44 | Logic 44 | EN.EN3 Energy Sensor | [6 empty] | G44 | 0 | [10 empty] | No | No
MC044 | Faraday Building |  |  |  | MC044-B02/G45 | Logic 45 | EN.EN3 Energy Sensor | [6 empty] | G45 | 0 | [10 empty] | No | No
MC044 | Faraday Building |  |  |  | MC044-B02/G46 | VT Pump P5 En | EN.EN3 Energy Sensor | [6 empty] | G46 | 0 | [10 empty] | No | No
MC044 | Faraday Building |  |  |  | MC044-B02/G47 | VT Pump P6 En | EN.EN3 Energy Sensor | [6 empty] | G47 | 0 | [10 empty] | No | No
MC044 | Faraday Building |  |  |  | MC044-B02/G37 | VT Pump Reset | EN.EN3 Energy Sensor | [6 empty] | G37 | 0 | [10 empty] | No | No
MC044 | Faraday Building |  |  |  | MC044-B02/G38 | Logic 38 | EN.EN3 Energy Sensor | [6 empty] | G38 | 0 | [10 empty] | No | No
MC044 | Faraday Building |  |  |  | MC044-B02/G39 | Variable flow circuit pump duty | EN.EN3 Energy Sensor | [6 empty] | G39 | 0 | [10 empty] | No | No
MC044 | Faraday Building |  |  |  | MC044-B02/G4 | Pump Interlock | EN.EN3 Energy Sensor | [6 empty] | G4 | 0 | [10 empty] | No | No
MC044 | Faraday Building |  |  |  | MC044-B02/G40 | Logic 40 | EN.EN3 Energy Sensor | [6 empty] | G40 | 0 | [10 empty] | No | No
MC044 | Faraday Building |  |  |  | MC044-B02/G41 | Logic 41 | EN.EN3 Energy Sensor | [6 empty] | G41 | 0 | [10 empty] | No | No
MC044 | Faraday Building |  |  |  | MC044-B02/G31 | VT Dmd | EN.EN3 Energy Sensor | [6 empty] | G31 | 0 | [10 empty] | No | No
MC044 | Faraday Building |  |  |  | MC044-B02/G32 | Logic 32 | EN.EN3 Energy Sensor | [6 empty] | G32 | 0 | [10 empty] | No | No
MC044 | Faraday Building |  |  |  | MC044-B02/G33 | Logic 33 | EN.EN3 Energy Sensor | [6 empty] | G33 | 0 | [10 empty] | No | No
MC044 | Faraday Building |  |  |  | MC044-B02/G34 | VT Pumps | EN.EN3 Energy Sensor | [6 empty] | G34 | 0 | [10 empty] | No | No
MC044 | Faraday Building |  |  |  | MC044-B02/G35 | Logic 35 | EN.EN3 Energy Sensor | [6 empty] | G35 | 0 | [10 empty] | No | No
MC044 | Faraday Building |  |  |  | MC044-B02/G36 | Logic 36 | EN.EN3 Energy Sensor | [6 empty] | G36 | 0 | [10 empty] | No | No
MC044 | Faraday Building |  |  |  | MC044-B02/G26 | Logic 26 | EN.EN3 Energy Sensor | [6 empty] | G26 | 0 | [10 empty] | No | No
MC044 | Faraday Building |  |  |  | MC044-B02/G27 | Logic 27 | EN.EN3 Energy Sensor | [6 empty] | G27 | 0 | [10 empty] | No | No
MC044 | Faraday Building |  |  |  | MC044-B02/G28 | Logic 28 | EN.EN3 Energy Sensor | [6 empty] | G28 | 0 | [10 empty] | No | No
MC044 | Faraday Building |  |  |  | MC044-B02/G29 | Logic 29 | EN.EN3 Energy Sensor | [6 empty] | G29 | 0 | [10 empty] | No | No
MC044 | Faraday Building |  |  |  | MC044-B02/G3 | Logic 3 | EN.EN3 Energy Sensor | [6 empty] | G3 | 0 | [10 empty] | No | No
MC044 | Faraday Building |  |  |  | MC044-B02/G30 | Logic 30 | EN.EN3 Energy Sensor | [6 empty] | G30 | 0 | [10 empty] | No | No
MC044 | Faraday Building |  |  |  | MC044-B02/G20 | Logic 20 | EN.EN3 Energy Sensor | [6 empty] | G20 | 0 | [10 empty] | No | No
MC044 | Faraday Building |  |  |  | MC044-B02/G21 | CT Pump P3 En | EN.EN3 Energy Sensor | [6 empty] | G21 | 0 | [10 empty] | No | No
MC044 | Faraday Building |  |  |  | MC044-B02/G22 | CT Pump P4 En | EN.EN3 Energy Sensor | [6 empty] | G22 | 0 | [10 empty] | No | No
MC044 | Faraday Building |  |  |  | MC044-B02/G23 | Logic 23 | EN.EN3 Energy Sensor | [6 empty] | G23 | 0 | [10 empty] | No | No
MC044 | Faraday Building |  |  |  | MC044-B02/G24 | Logic 24 | EN.EN3 Energy Sensor | [6 empty] | G24 | 0 | [10 empty] | No | No
MC044 | Faraday Building |  |  |  | MC044-B02/G25 | Logic 25 | EN.EN3 Energy Sensor | [6 empty] | G25 | 0 | [10 empty] | No | No
MC044 | Faraday Building |  |  |  | MC044-B02/G15 | Logic 15 | EN.EN3 Energy Sensor | [6 empty] | G15 | 0 | [10 empty] | No | No
MC044 | Faraday Building |  |  |  | MC044-B02/G16 | Logic 16 | EN.EN3 Energy Sensor | [6 empty] | G16 | 0 | [10 empty] | No | No
MC044 | Faraday Building |  |  |  | MC044-B02/G17 | Logic 17 | EN.EN3 Energy Sensor | [6 empty] | G17 | 0 | [10 empty] | No | No
MC044 | Faraday Building |  |  |  | MC044-B02/G18 | Logic 18 | EN.EN3 Energy Sensor | [6 empty] | G18 | 0 | [10 empty] | No | No
MC044 | Faraday Building |  |  |  | MC044-B02/G19 | Logic 19 | EN.EN3 Energy Sensor | [6 empty] | G19 | 0 | [10 empty] | No | No
MC044 | Faraday Building |  |  |  | MC044-B02/G2 | Logic 2 | EN.EN3 Energy Sensor | [6 empty] | G2 | 0 | [10 empty] | No | No
MC044 | Faraday Building |  |  |  | MC044-B02/G124 | Byte 2 | EN.EN3 Energy Sensor | [6 empty] | G124 | 0 | [10 empty] | No | No
MC044 | Faraday Building |  |  |  | MC044-B02/G125 | Logic 125 | EN.EN3 Energy Sensor | [6 empty] | G125 | 0 | [10 empty] | No | No
MC044 | Faraday Building |  |  |  | MC044-B02/G126 | Logic 126 | EN.EN3 Energy Sensor | [6 empty] | G126 | 0 | [10 empty] | No | No
MC044 | Faraday Building |  |  |  | MC044-B02/G127 | Logic 127 | EN.EN3 Energy Sensor | [6 empty] | G127 | 0 | [10 empty] | No | No
MC044 | Faraday Building |  |  |  | MC044-B02/G13 | Logic 13 | EN.EN3 Energy Sensor | [6 empty] | G13 | 0 | [10 empty] | No | No
MC044 | Faraday Building |  |  |  | MC044-B02/G14 | Constant temperature circuit pump duty | EN.EN3 Energy Sensor | [6 empty] | G14 | 0 | [10 empty] | No | No
MC044 | Faraday Building |  |  |  | MC044-B02/G119 | Logic 119 | EN.EN3 Energy Sensor | [6 empty] | G119 | 0 | [10 empty] | No | No
MC044 | Faraday Building |  |  |  | MC044-B02/G12 | CT Pump Reset | EN.EN3 Energy Sensor | [6 empty] | G12 | 0 | [10 empty] | No | No
MC044 | Faraday Building |  |  |  | MC044-B02/G120 | Logic 120 | EN.EN3 Energy Sensor | [6 empty] | G120 | 0 | [10 empty] | No | No
MC044 | Faraday Building |  |  |  | MC044-B02/G121 | Logic 121 | EN.EN3 Energy Sensor | [6 empty] | G121 | 0 | [10 empty] | No | No
MC044 | Faraday Building |  |  |  | MC044-B02/G122 | Logic 122 | EN.EN3 Energy Sensor | [6 empty] | G122 | 0 | [10 empty] | No | No
MC044 | Faraday Building |  |  |  | MC044-B02/G123 | Logic 123 | EN.EN3 Energy Sensor | [6 empty] | G123 | 0 | [10 empty] | No | No
MC044 | Faraday Building |  |  |  | MC044-B02/G113 | Logic 113 | EN.EN3 Energy Sensor | [6 empty] | G113 | 0 | [10 empty] | No | No
MC044 | Faraday Building |  |  |  | MC044-B02/G114 | Logic 114 | EN.EN3 Energy Sensor | [6 empty] | G114 | 0 | [10 empty] | No | No
MC044 | Faraday Building |  |  |  | MC044-B02/G115 | Logic 115 | EN.EN3 Energy Sensor | [6 empty] | G115 | 0 | [10 empty] | No | No
MC044 | Faraday Building |  |  |  | MC044-B02/G116 | Logic 116 | EN.EN3 Energy Sensor | [6 empty] | G116 | 0 | [10 empty] | No | No
MC044 | Faraday Building |  |  |  | MC044-B02/G117 | Logic 117 | EN.EN3 Energy Sensor | [6 empty] | G117 | 0 | [10 empty] | No | No
MC044 | Faraday Building |  |  |  | MC044-B02/G118 | Logic 118 | EN.EN3 Energy Sensor | [6 empty] | G118 | 0 | [10 empty] | No | No
MC044 | Faraday Building |  |  |  | MC044-B02/G108 | Logic 108 | EN.EN3 Energy Sensor | [6 empty] | G108 | 0 | [10 empty] | No | No
MC044 | Faraday Building |  |  |  | MC044-B02/G109 | Logic 109 | EN.EN3 Energy Sensor | [6 empty] | G109 | 0 | [10 empty] | No | No
MC044 | Faraday Building |  |  |  | MC044-B02/G11 | Logic 11 | EN.EN3 Energy Sensor | [6 empty] | G11 | 0 | [10 empty] | No | No
MC044 | Faraday Building |  |  |  | MC044-B02/G110 | Logic 110 | EN.EN3 Energy Sensor | [6 empty] | G110 | 0 | [10 empty] | No | No
MC044 | Faraday Building |  |  |  | MC044-B02/G111 | Logic 111 | EN.EN3 Energy Sensor | [6 empty] | G111 | 0 | [10 empty] | No | No
MC044 | Faraday Building |  |  |  | MC044-B02/G112 | Logic 112 | EN.EN3 Energy Sensor | [6 empty] | G112 | 0 | [10 empty] | No | No
MC044 | Faraday Building |  |  |  | MC044-B02/G102 | Logic 102 | EN.EN3 Energy Sensor | [6 empty] | G102 | 0 | [10 empty] | No | No
MC044 | Faraday Building |  |  |  | MC044-B02/G103 | Logic 103 | EN.EN3 Energy Sensor | [6 empty] | G103 | 0 | [10 empty] | No | No
MC044 | Faraday Building |  |  |  | MC044-B02/G104 | Logic 104 | EN.EN3 Energy Sensor | [6 empty] | G104 | 0 | [10 empty] | No | No
MC044 | Faraday Building |  |  |  | MC044-B02/G105 | Logic 105 | EN.EN3 Energy Sensor | [6 empty] | G105 | 0 | [10 empty] | No | No
MC044 | Faraday Building |  |  |  | MC044-B02/G106 | Logic 106 | EN.EN3 Energy Sensor | [6 empty] | G106 | 0 | [10 empty] | No | No
MC044 | Faraday Building |  |  |  | MC044-B02/G107 | Logic 107 | EN.EN3 Energy Sensor | [6 empty] | G107 | 0 | [10 empty] | No | No
MC044 | Faraday Building |  |  |  | MC044-B02/F8 | Function 8 | EN.EN3 Energy Sensor | [6 empty] | F8 | 0 | [10 empty] | No | No
MC044 | Faraday Building |  |  |  | MC044-B02/F9 | Function 9 | EN.EN3 Energy Sensor | [6 empty] | F9 | 0 | [10 empty] | No | No
MC044 | Faraday Building |  |  |  | MC044-B02/G1 | Summer ECO | EN.EN3 Energy Sensor | [6 empty] | G1 | 0 | [10 empty] | No | No
MC044 | Faraday Building |  |  |  | MC044-B02/G10 | Logic 10 | EN.EN3 Energy Sensor | [6 empty] | G10 | 0 | [10 empty] | No | No
MC044 | Faraday Building |  |  |  | MC044-B02/G100 | Logic 100 | EN.EN3 Energy Sensor | [6 empty] | G100 | 0 | [10 empty] | No | No
MC044 | Faraday Building |  |  |  | MC044-B02/G101 | Logic 101 | EN.EN3 Energy Sensor | [6 empty] | G101 | 0 | [10 empty] | No | No
MC044 | Faraday Building |  |  |  | MC044-B02/F51 | Function 51 | EN.EN3 Energy Sensor | [6 empty] | F51 | 0 | [10 empty] | No | No
MC044 | Faraday Building |  |  |  | MC044-B02/F52 | Function 52 | EN.EN3 Energy Sensor | [6 empty] | F52 | 0 | [10 empty] | No | No
MC044 | Faraday Building |  |  |  | MC044-B02/F53 | Function 53 | EN.EN3 Energy Sensor | [6 empty] | F53 | 0 | [10 empty] | No | No
MC044 | Faraday Building |  |  |  | MC044-B02/F54 | Function 54 | EN.EN3 Energy Sensor | [6 empty] | F54 | 0 | [10 empty] | No | No
MC044 | Faraday Building |  |  |  | MC044-B02/F6 | Plant Reset | EN.EN3 Energy Sensor | [6 empty] | F6 | 0 | [10 empty] | No | No
MC044 | Faraday Building |  |  |  | MC044-B02/F7 | Function 7 | EN.EN3 Energy Sensor | [6 empty] | F7 | 0 | [10 empty] | No | No
MC044 | Faraday Building |  |  |  | MC044-B02/F46 | Function 46 | EN.EN3 Energy Sensor | [6 empty] | F46 | 0 | [10 empty] | No | No
MC044 | Faraday Building |  |  |  | MC044-B02/F47 | Function 47 | EN.EN3 Energy Sensor | [6 empty] | F47 | 0 | [10 empty] | No | No
MC044 | Faraday Building |  |  |  | MC044-B02/F48 | Boost | EN.EN3 Energy Sensor | [6 empty] | F48 | 0 | [10 empty] | No | No
MC044 | Faraday Building |  |  |  | MC044-B02/F49 | Function 49 | EN.EN3 Energy Sensor | [6 empty] | F49 | 0 | [10 empty] | No | No
MC044 | Faraday Building |  |  |  | MC044-B02/F5 | VT Frost | EN.EN3 Energy Sensor | [6 empty] | F5 | 0 | [10 empty] | No | No
MC044 | Faraday Building |  |  |  | MC044-B02/F50 | Function 50 | EN.EN3 Energy Sensor | [6 empty] | F50 | 0 | [10 empty] | No | No
MC044 | Faraday Building |  |  |  | MC044-B02/F40 | Function 40 | EN.EN3 Energy Sensor | [6 empty] | F40 | 0 | [10 empty] | No | No
MC044 | Faraday Building |  |  |  | MC044-B02/F41 | Function 41 | EN.EN3 Energy Sensor | [6 empty] | F41 | 0 | [10 empty] | No | No
MC044 | Faraday Building |  |  |  | MC044-B02/F42 | HWS Dmd | EN.EN3 Energy Sensor | [6 empty] | F42 | 0 | [10 empty] | No | No
MC044 | Faraday Building |  |  |  | MC044-B02/F43 | Function 43 | EN.EN3 Energy Sensor | [6 empty] | F43 | 0 | [10 empty] | No | No
MC044 | Faraday Building |  |  |  | MC044-B02/F44 | Gen HWS Cylinder SP | EN.EN3 Energy Sensor | [6 empty] | F44 | 0 | [10 empty] | No | No
MC044 | Faraday Building |  |  |  | MC044-B02/F45 | Function 45 | EN.EN3 Energy Sensor | [6 empty] | F45 | 0 | [10 empty] | No | No
MC044 | Faraday Building |  |  |  | MC044-B02/F35 | Function 35 | EN.EN3 Energy Sensor | [6 empty] | F35 | 0 | [10 empty] | No | No
MC044 | Faraday Building |  |  |  | MC044-B02/F36 | Function 36 | EN.EN3 Energy Sensor | [6 empty] | F36 | 0 | [10 empty] | No | No
MC044 | Faraday Building |  |  |  | MC044-B02/F37 | Function 37 | EN.EN3 Energy Sensor | [6 empty] | F37 | 0 | [10 empty] | No | No
MC044 | Faraday Building |  |  |  | MC044-B02/F38 | Boost | EN.EN3 Energy Sensor | [6 empty] | F38 | 0 | [10 empty] | No | No
MC044 | Faraday Building |  |  |  | MC044-B02/F39 | Function 39 | EN.EN3 Energy Sensor | [6 empty] | F39 | 0 | [10 empty] | No | No
MC044 | Faraday Building |  |  |  | MC044-B02/F4 | Space frost protection | EN.EN3 Energy Sensor | [6 empty] | F4 | 0 | [10 empty] | No | No
MC044 | Faraday Building |  |  |  | MC044-B02/F3 | Outside air temperature heating inhibit | EN.EN3 Energy Sensor | [6 empty] | F3 | 0 | [10 empty] | No | No
MC044 | Faraday Building |  |  |  | MC044-B02/F30 | Variable temperature circuit valve | EN.EN3 Energy Sensor | [6 empty] | F30 | 0 | [10 empty] | No | No
MC044 | Faraday Building |  |  |  | MC044-B02/F31 | Function 31 | EN.EN3 Energy Sensor | [6 empty] | F31 | 0 | [10 empty] | No | No
MC044 | Faraday Building |  |  |  | MC044-B02/F32 | HWS Dmd | EN.EN3 Energy Sensor | [6 empty] | F32 | 0 | [10 empty] | No | No
MC044 | Faraday Building |  |  |  | MC044-B02/F33 | Function 33 | EN.EN3 Energy Sensor | [6 empty] | F33 | 0 | [10 empty] | No | No
MC044 | Faraday Building |  |  |  | MC044-B02/F34 | Lab HWS Cylinder SP | EN.EN3 Energy Sensor | [6 empty] | F34 | 0 | [10 empty] | No | No
MC044 | Faraday Building |  |  |  | MC044-B02/F24 | Function 24 | EN.EN3 Energy Sensor | [6 empty] | F24 | 0 | [10 empty] | No | No
MC044 | Faraday Building |  |  |  | MC044-B02/F25 | Function 25 | EN.EN3 Energy Sensor | [6 empty] | F25 | 0 | [10 empty] | No | No
MC044 | Faraday Building |  |  |  | MC044-B02/F26 | Function 26 | EN.EN3 Energy Sensor | [6 empty] | F26 | 0 | [10 empty] | No | No
MC044 | Faraday Building |  |  |  | MC044-B02/F27 | Function 27 | EN.EN3 Energy Sensor | [6 empty] | F27 | 0 | [10 empty] | No | No
MC044 | Faraday Building |  |  |  | MC044-B02/F28 | Function 28 | EN.EN3 Energy Sensor | [6 empty] | F28 | 0 | [10 empty] | No | No
MC044 | Faraday Building |  |  |  | MC044-B02/F29 | Function 29 | EN.EN3 Energy Sensor | [6 empty] | F29 | 0 | [10 empty] | No | No
MC044 | Faraday Building |  |  |  | MC044-B02/F19 | Function 19 | EN.EN3 Energy Sensor | [6 empty] | F19 | 0 | [10 empty] | No | No
MC044 | Faraday Building |  |  |  | MC044-B02/F2 | Outside air temperature frost | EN.EN3 Energy Sensor | [6 empty] | F2 | 0 | [10 empty] | No | No
MC044 | Faraday Building |  |  |  | MC044-B02/F20 | Function 20 | EN.EN3 Energy Sensor | [6 empty] | F20 | 0 | [10 empty] | No | No
MC044 | Faraday Building |  |  |  | MC044-B02/F21 | Function 21 | EN.EN3 Energy Sensor | [6 empty] | F21 | 0 | [10 empty] | No | No
MC044 | Faraday Building |  |  |  | MC044-B02/F22 | Function 22 | EN.EN3 Energy Sensor | [6 empty] | F22 | 0 | [10 empty] | No | No
MC044 | Faraday Building |  |  |  | MC044-B02/F23 | Valve Exercise | EN.EN3 Energy Sensor | [6 empty] | F23 | 0 | [10 empty] | No | No
MC044 | Faraday Building |  |  |  | MC044-B02/F13 | Function 13 | EN.EN3 Energy Sensor | [6 empty] | F13 | 0 | [10 empty] | No | No
MC044 | Faraday Building |  |  |  | MC044-B02/F14 | Function 14 | EN.EN3 Energy Sensor | [6 empty] | F14 | 0 | [10 empty] | No | No
MC044 | Faraday Building |  |  |  | MC044-B02/F15 | Function 15 | EN.EN3 Energy Sensor | [6 empty] | F15 | 0 | [10 empty] | No | No
MC044 | Faraday Building |  |  |  | MC044-B02/F16 | Function 16 | EN.EN3 Energy Sensor | [6 empty] | F16 | 0 | [10 empty] | No | No
MC044 | Faraday Building |  |  |  | MC044-B02/F17 | Function 17 | EN.EN3 Energy Sensor | [6 empty] | F17 | 0 | [10 empty] | No | No
MC044 | Faraday Building |  |  |  | MC044-B02/F18 | Function 18 | EN.EN3 Energy Sensor | [6 empty] | F18 | 0 | [10 empty] | No | No
MC044 | Faraday Building |  |  |  | MC044-B02/D9 | VT Pump P6 Dmd | EN.EN3 Energy Sensor | [6 empty] | D9 | 0 | [10 empty] | No | No
MC044 | Faraday Building |  |  |  | MC044-B02/e1 | 963 | EN.EN3 Energy Sensor | [6 empty] | e1 | 0 | [10 empty] | No | No
MC044 | Faraday Building |  |  |  | MC044-B02/F1 | Function 1 | EN.EN3 Energy Sensor | [6 empty] | F1 | 0 | [10 empty] | No | No
MC044 | Faraday Building |  |  |  | MC044-B02/F10 | Function 10 | EN.EN3 Energy Sensor | [6 empty] | F10 | 0 | [10 empty] | No | No
MC044 | Faraday Building |  |  |  | MC044-B02/F11 | Function 11 | EN.EN3 Energy Sensor | [6 empty] | F11 | 0 | [10 empty] | No | No
MC044 | Faraday Building |  |  |  | MC044-B02/F12 | Function 12 | EN.EN3 Energy Sensor | [6 empty] | F12 | 0 | [10 empty] | No | No
MC044 | Faraday Building |  |  |  | MC044-B02/D3 | CT Pump P3 Dmd | EN.EN3 Energy Sensor | [6 empty] | D3 | 0 | [10 empty] | No | No
MC044 | Faraday Building |  |  |  | MC044-B02/D4 | CT Pump P4 En | EN.EN3 Energy Sensor | [6 empty] | D4 | 0 | [10 empty] | No | No
MC044 | Faraday Building |  |  |  | MC044-B02/D5 | CT Pump P4 Dmd | EN.EN3 Energy Sensor | [6 empty] | D5 | 0 | [10 empty] | No | No
MC044 | Faraday Building |  |  |  | MC044-B02/D6 | VT Pump P5 En | EN.EN3 Energy Sensor | [6 empty] | D6 | 0 | [10 empty] | No | No
MC044 | Faraday Building |  |  |  | MC044-B02/D7 | VT Pump P5 Dmd | EN.EN3 Energy Sensor | [6 empty] | D7 | 0 | [10 empty] | No | No
MC044 | Faraday Building |  |  |  | MC044-B02/D8 | VT Pump P6 En | EN.EN3 Energy Sensor | [6 empty] | D8 | 0 | [10 empty] | No | No
MC044 | Faraday Building |  |  |  | MC044-B02/D16 | Gen HWS Circ Pump En | EN.EN3 Energy Sensor | [6 empty] | D16 | 0 | [10 empty] | No | No
MC044 | Faraday Building |  |  |  | MC044-B02/D17 | Gen HWS Valve | EN.EN3 Energy Sensor | [6 empty] | D17 | 0 | [10 empty] | No | No
MC044 | Faraday Building |  |  |  | MC044-B02/D18 | Gen HWS Imm Htr En | EN.EN3 Energy Sensor | [6 empty] | D18 | 0 | [10 empty] | No | No
MC044 | Faraday Building |  |  |  | MC044-B02/D19 | Door Curtain En | EN.EN3 Energy Sensor | [6 empty] | D19 | 0 | [10 empty] | No | No
MC044 | Faraday Building |  |  |  | MC044-B02/D2 | CT Pump P3 En | EN.EN3 Energy Sensor | [6 empty] | D2 | 0 | [10 empty] | No | No
MC044 | Faraday Building |  |  |  | MC044-B02/D20 | Leak Detect Beacon | EN.EN3 Energy Sensor | [6 empty] | D20 | 0 | [10 empty] | No | No
MC044 | Faraday Building |  |  |  | MC044-B02/D10 | Variable temperature circuit valve | EN.EN3 Energy Sensor | [6 empty] | D10 | 0 | [10 empty] | No | No
MC044 | Faraday Building |  |  |  | MC044-B02/D11 | Lab HWS DeStrat Pump | EN.EN3 Energy Sensor | [6 empty] | D11 | 0 | [10 empty] | No | No
MC044 | Faraday Building |  |  |  | MC044-B02/D12 | Lab HWS Circ Pump En | EN.EN3 Energy Sensor | [6 empty] | D12 | 0 | [10 empty] | No | No
MC044 | Faraday Building |  |  |  | MC044-B02/D13 | Lab HWS Valve | EN.EN3 Energy Sensor | [6 empty] | D13 | 0 | [10 empty] | No | No
MC044 | Faraday Building |  |  |  | MC044-B02/D14 | Lab HWS Imm Htr En | EN.EN3 Energy Sensor | [6 empty] | D14 | 0 | [10 empty] | No | No
MC044 | Faraday Building |  |  |  | MC044-B02/D15 | Gen HWS DeStrat Pump En | EN.EN3 Energy Sensor | [6 empty] | D15 | 0 | [10 empty] | No | No
MC044 | Faraday Building |  |  |  | MC044-B03/B2 | LCP-LA-1001 Byte 2 | EN.EN3 Energy Sensor | [6 empty] | B2 | 0 | [10 empty] | No | No
MC044 | Faraday Building |  |  |  | MC044-B03/B3 | LCP-R1-1005 Byte 3 | EN.EN3 Energy Sensor | [6 empty] | B3 | 0 | [10 empty] | No | No
MC044 | Faraday Building |  |  |  | MC044-B03/C1 | Virtual CNC 1 | EN.EN3 Energy Sensor | [6 empty] | C1 | 0 | [10 empty] | No | No
MC044 | Faraday Building |  |  |  | MC044-B03/D1 | Rad Panel 1-4 Valve | EN.EN3 Energy Sensor | [6 empty] | D1 | 0 | [10 empty] | No | No
MC044 | Faraday Building |  |  |  | MC044-B03/D2 | Rad Panel 5-6 Valve | EN.EN3 Energy Sensor | [6 empty] | D2 | 0 | [10 empty] | No | No
MC044 | Faraday Building |  |  |  | MC044-B03/D3 | Rad Panel 7 Valve | EN.EN3 Energy Sensor | [6 empty] | D3 | 0 | [10 empty] | No | No
MC044 | Faraday Building |  |  |  | MC044-B03/Y3 | Room temperature | EN.EN3 Energy Sensor | [6 empty] | Y3 | 0 | [10 empty] | No | No
MC044 | Faraday Building |  |  |  | MC044-B03/Y4 | Knob TB 3deg trim | EN.EN3 Energy Sensor | [6 empty] | Y4 | 0 | [10 empty] | No | No
MC044 | Faraday Building |  |  |  | MC044-B03/Y5 | Sensor Type 5 | EN.EN3 Energy Sensor | [6 empty] | Y5 | 0 | [10 empty] | No | No
MC044 | Faraday Building |  |  |  | MC044-B03/W12 | LA 500 WM 2 CW Reset | EN.EN3 Energy Sensor | [6 empty] | W12 | 0 | [10 empty] | No | No
MC044 | Faraday Building |  |  |  | MC044-B03/W13 | CWS Feed Reset | EN.EN3 Energy Sensor | [6 empty] | W13 | 0 | [10 empty] | No | No
MC044 | Faraday Building |  |  |  | MC044-B03/W14 | Lab HWS MakeUp CW Reset | EN.EN3 Energy Sensor | [6 empty] | W14 | 0 | [10 empty] | No | No
MC044 | Faraday Building |  |  |  | MC044-B03/W15 | Gen HWS MakeUp CW Reset | EN.EN3 Energy Sensor | [6 empty] | W15 | 0 | [10 empty] | No | No
MC044 | Faraday Building |  |  |  | MC044-B03/Y1 | Outside air temperature | EN.EN3 Energy Sensor | [6 empty] | Y1 | 0 | [10 empty] | No | No
MC044 | Faraday Building |  |  |  | MC044-B03/Y2 | Thermistor TBTI | EN.EN3 Energy Sensor | [6 empty] | Y2 | 0 | [10 empty] | No | No
MC044 | Faraday Building |  |  |  | MC044-B03/S7 | Rad Panel 8 Space Temp | EN.EN3 Energy Sensor | [6 empty] | S7 | 0 | [10 empty] | No | No
MC044 | Faraday Building |  |  |  | MC044-B03/S8 | Level B Mtng Room Temp | EN.EN3 Energy Sensor | [6 empty] | S8 | 0 | [10 empty] | No | No
MC044 | Faraday Building |  |  |  | MC044-B03/S9 | CWS Tank S1 Temp | EN.EN3 Energy Sensor | [6 empty] | S9 | 0 | [10 empty] | No | No
MC044 | Faraday Building |  |  |  | MC044-B03/V1 |  | EN.EN3 Energy Sensor | [6 empty] | V1 | 0 | [10 empty] | No | No
MC044 | Faraday Building |  |  |  | MC044-B03/V2 |  | EN.EN3 Energy Sensor | [6 empty] | V2 | 0 | [10 empty] | No | No
MC044 | Faraday Building |  |  |  | MC044-B03/W11 | LA 500 WM 1 CW Reset | EN.EN3 Energy Sensor | [6 empty] | W11 | 0 | [10 empty] | No | No
MC044 | Faraday Building |  |  |  | MC044-B03/S63 | Gen HWS MakeUp CW Total | EN.EN3 Energy Sensor | [6 empty] | S63 | 0 | [10 empty] | No | No
MC044 | Faraday Building |  |  |  | MC044-B03/S64 | Gen HWS MakeUp CW 30M Data | EN.EN3 Energy Sensor | [6 empty] | S64 | 0 | [10 empty] | No | No
MC044 | Faraday Building |  |  |  | MC044-B03/S65 | Gen HWS MakeUp CW Daily | EN.EN3 Energy Sensor | [6 empty] | S65 | 0 | [10 empty] | No | No
MC044 | Faraday Building |  |  |  | MC044-B03/S66 | Gen HWS MakeUp CW Weekly | EN.EN3 Energy Sensor | [6 empty] | S66 | 0 | [10 empty] | No | No
MC044 | Faraday Building |  |  |  | MC044-B03/S67 | Gen HWS MakeUp CW Mnthly | EN.EN3 Energy Sensor | [6 empty] | S67 | 0 | [10 empty] | No | No
MC044 | Faraday Building |  |  |  | MC044-B03/S68 | Gen HWS MakeUp CW Flow Rate | EN.EN3 Energy Sensor | [6 empty] | S68 | 0 | [10 empty] | No | No
MC044 | Faraday Building |  |  |  | MC044-B03/S58 | Lab HWS MakeUp CW 30M Data | EN.EN3 Energy Sensor | [6 empty] | S58 | 0 | [10 empty] | No | No
MC044 | Faraday Building |  |  |  | MC044-B03/S59 | Lab HWS MakeUp CW Daily | EN.EN3 Energy Sensor | [6 empty] | S59 | 0 | [10 empty] | No | No
MC044 | Faraday Building |  |  |  | MC044-B03/S6 | Rad Panel 7 SP Adjust | EN.EN3 Energy Sensor | [6 empty] | S6 | 0 | [10 empty] | No | No
MC044 | Faraday Building |  |  |  | MC044-B03/S60 | Lab HWS MakeUp CW Weekly | EN.EN3 Energy Sensor | [6 empty] | S60 | 0 | [10 empty] | No | No
MC044 | Faraday Building |  |  |  | MC044-B03/S61 | Lab HWS MakeUp CW Mnthly | EN.EN3 Energy Sensor | [6 empty] | S61 | 0 | [10 empty] | No | No
MC044 | Faraday Building |  |  |  | MC044-B03/S62 | Lab HWS MakeUp CW Flow Rate | EN.EN3 Energy Sensor | [6 empty] | S62 | 0 | [10 empty] | No | No
MC044 | Faraday Building |  |  |  | MC044-B03/S52 | CWS Feed 30M Data | EN.EN3 Energy Sensor | [6 empty] | S52 | 0 | [10 empty] | No | No
MC044 | Faraday Building |  |  |  | MC044-B03/S53 | CWS Feed Daily | EN.EN3 Energy Sensor | [6 empty] | S53 | 0 | [10 empty] | No | No
MC044 | Faraday Building |  |  |  | MC044-B03/S54 | CWS Feed Weekly | EN.EN3 Energy Sensor | [6 empty] | S54 | 0 | [10 empty] | No | No
MC044 | Faraday Building |  |  |  | MC044-B03/S55 | CWS Feed Mnthly | EN.EN3 Energy Sensor | [6 empty] | S55 | 0 | [10 empty] | No | No
MC044 | Faraday Building |  |  |  | MC044-B03/S56 | CWS Feed Flow Rate | EN.EN3 Energy Sensor | [6 empty] | S56 | 0 | [10 empty] | No | No
MC044 | Faraday Building |  |  |  | MC044-B03/S57 | Lab HWS MakeUp CW Total | EN.EN3 Energy Sensor | [6 empty] | S57 | 0 | [10 empty] | No | No
MC044 | Faraday Building |  |  |  | MC044-B03/S47 | LA 500 WM 2 CW Daily | EN.EN3 Energy Sensor | [6 empty] | S47 | 0 | [10 empty] | No | No
MC044 | Faraday Building |  |  |  | MC044-B03/S48 | LA 500 WM 2 CW Weekly | EN.EN3 Energy Sensor | [6 empty] | S48 | 0 | [10 empty] | No | No
MC044 | Faraday Building |  |  |  | MC044-B03/S49 | LA 500 WM 2 CW Mnthly | EN.EN3 Energy Sensor | [6 empty] | S49 | 0 | [10 empty] | No | No
MC044 | Faraday Building |  |  |  | MC044-B03/S5 | Rad Panel 7 Space Temp | EN.EN3 Energy Sensor | [6 empty] | S5 | 0 | [10 empty] | No | No
MC044 | Faraday Building |  |  |  | MC044-B03/S50 | LA 500 WM 2 CW Flow Rate | EN.EN3 Energy Sensor | [6 empty] | S50 | 0 | [10 empty] | No | No
MC044 | Faraday Building |  |  |  | MC044-B03/S51 | CWS Feed Total | EN.EN3 Energy Sensor | [6 empty] | S51 | 0 | [10 empty] | No | No
MC044 | Faraday Building |  |  |  | MC044-B03/S41 | LA 500 WM 1 CW Daily | EN.EN3 Energy Sensor | [6 empty] | S41 | 0 | [10 empty] | No | No
MC044 | Faraday Building |  |  |  | MC044-B03/S42 | LA 500 WM 1 CW Weekly | EN.EN3 Energy Sensor | [6 empty] | S42 | 0 | [10 empty] | No | No
MC044 | Faraday Building |  |  |  | MC044-B03/S43 | LA 500 WM 1 CW Mnthly | EN.EN3 Energy Sensor | [6 empty] | S43 | 0 | [10 empty] | No | No
MC044 | Faraday Building |  |  |  | MC044-B03/S44 | LA 500 WM 1 CW Flow Rate | EN.EN3 Energy Sensor | [6 empty] | S44 | 0 | [10 empty] | No | No
MC044 | Faraday Building |  |  |  | MC044-B03/S45 | LA 500 WM 2 CW Total | EN.EN3 Energy Sensor | [6 empty] | S45 | 0 | [10 empty] | No | No
MC044 | Faraday Building |  |  |  | MC044-B03/S46 | LA 500 WM 2 CW 30M Data | EN.EN3 Energy Sensor | [6 empty] | S46 | 0 | [10 empty] | No | No
MC044 | Faraday Building |  |  |  | MC044-B03/S36 | Rad Panel 7 Valve | EN.EN3 Energy Sensor | [6 empty] | S36 | 0 | [10 empty] | No | No
MC044 | Faraday Building |  |  |  | MC044-B03/S37 | Rad Panel 8 SP | EN.EN3 Energy Sensor | [6 empty] | S37 | 0 | [10 empty] | No | No
MC044 | Faraday Building |  |  |  | MC044-B03/S38 | Rad Panel 8 Valve | EN.EN3 Energy Sensor | [6 empty] | S38 | 0 | [10 empty] | No | No
MC044 | Faraday Building |  |  |  | MC044-B03/S39 | LA 500 WM 1 CW Total | EN.EN3 Energy Sensor | [6 empty] | S39 | 0 | [10 empty] | No | No
MC044 | Faraday Building |  |  |  | MC044-B03/S4 | Rad Panel 5-6 SP Adjust | EN.EN3 Energy Sensor | [6 empty] | S4 | 0 | [10 empty] | No | No
MC044 | Faraday Building |  |  |  | MC044-B03/S40 | LA 500 WM 1 CW 30M Data | EN.EN3 Energy Sensor | [6 empty] | S40 | 0 | [10 empty] | No | No
MC044 | Faraday Building |  |  |  | MC044-B03/S3 | Rad Panel 5-6 Space Temp | EN.EN3 Energy Sensor | [6 empty] | S3 | 0 | [10 empty] | No | No
MC044 | Faraday Building |  |  |  | MC044-B03/S31 | Rad Panel 1-4 SP | EN.EN3 Energy Sensor | [6 empty] | S31 | 0 | [10 empty] | No | No
MC044 | Faraday Building |  |  |  | MC044-B03/S32 | Rad Panel 1-4 Valve | EN.EN3 Energy Sensor | [6 empty] | S32 | 0 | [10 empty] | No | No
MC044 | Faraday Building |  |  |  | MC044-B03/S33 | Rad Panel 5-6 SP | EN.EN3 Energy Sensor | [6 empty] | S33 | 0 | [10 empty] | No | No
MC044 | Faraday Building |  |  |  | MC044-B03/S34 | Rad Panel 5-6 Valve | EN.EN3 Energy Sensor | [6 empty] | S34 | 0 | [10 empty] | No | No
MC044 | Faraday Building |  |  |  | MC044-B03/S35 | Rad Panel 7 SP | EN.EN3 Energy Sensor | [6 empty] | S35 | 0 | [10 empty] | No | No
MC044 | Faraday Building |  |  |  | MC044-B03/P9 | CWS Tank S1 Temp | EN.EN3 Energy Sensor | [6 empty] | P9 | 0 | [10 empty] | No | No
MC044 | Faraday Building |  |  |  | MC044-B03/Q1 | Sequence Table 1 | EN.EN3 Energy Sensor | [6 empty] | Q1 | 0 | [10 empty] | No | No
MC044 | Faraday Building |  |  |  | MC044-B03/S1 | Rad Panel 1-4 Space Temp | EN.EN3 Energy Sensor | [6 empty] | S1 | 0 | [10 empty] | No | No
MC044 | Faraday Building |  |  |  | MC044-B03/S10 | CWS Tank S2 Temp | EN.EN3 Energy Sensor | [6 empty] | S10 | 0 | [10 empty] | No | No
MC044 | Faraday Building |  |  |  | MC044-B03/S2 | Rad Panel 1-4 SP Adjust | EN.EN3 Energy Sensor | [6 empty] | S2 | 0 | [10 empty] | No | No
MC044 | Faraday Building |  |  |  | MC044-B03/S20 | Level C Mtng Room Temp | EN.EN3 Energy Sensor | [6 empty] | S20 | 0 | [10 empty] | No | No
MC044 | Faraday Building |  |  |  | MC044-B03/P51 | Gen HWS MakeUp CW 30M Data | EN.EN3 Energy Sensor | [6 empty] | P51 | 0 | [10 empty] | No | No
MC044 | Faraday Building |  |  |  | MC044-B03/P52 | Gen HWS MakeUp CW Daily | EN.EN3 Energy Sensor | [6 empty] | P52 | 0 | [10 empty] | No | No
MC044 | Faraday Building |  |  |  | MC044-B03/P53 | Gen HWS MakeUp CW Flow Rate | EN.EN3 Energy Sensor | [6 empty] | P53 | 0 | [10 empty] | No | No
MC044 | Faraday Building |  |  |  | MC044-B03/P6 | Rad Panel 7 SP Adjust | EN.EN3 Energy Sensor | [6 empty] | P6 | 0 | [10 empty] | No | No
MC044 | Faraday Building |  |  |  | MC044-B03/P7 | Rad Panel 8 Space Temp | EN.EN3 Energy Sensor | [6 empty] | P7 | 0 | [10 empty] | No | No
MC044 | Faraday Building |  |  |  | MC044-B03/P8 | Rad Panel 8 SP Adjust | EN.EN3 Energy Sensor | [6 empty] | P8 | 0 | [10 empty] | No | No
MC044 | Faraday Building |  |  |  | MC044-B03/P46 | CWS Feed Daily | EN.EN3 Energy Sensor | [6 empty] | P46 | 0 | [10 empty] | No | No
MC044 | Faraday Building |  |  |  | MC044-B03/P47 | CWS Feed Flow Rate | EN.EN3 Energy Sensor | [6 empty] | P47 | 0 | [10 empty] | No | No
MC044 | Faraday Building |  |  |  | MC044-B03/P48 | Lab HWS MakeUp CW 30M Data | EN.EN3 Energy Sensor | [6 empty] | P48 | 0 | [10 empty] | No | No
MC044 | Faraday Building |  |  |  | MC044-B03/P49 | Lab HWS MakeUp CW Daily | EN.EN3 Energy Sensor | [6 empty] | P49 | 0 | [10 empty] | No | No
MC044 | Faraday Building |  |  |  | MC044-B03/P5 | Rad Panel 7 Space Temp | EN.EN3 Energy Sensor | [6 empty] | P5 | 0 | [10 empty] | No | No
MC044 | Faraday Building |  |  |  | MC044-B03/P50 | Lab HWS MakeUp CW Flow Rate | EN.EN3 Energy Sensor | [6 empty] | P50 | 0 | [10 empty] | No | No
MC044 | Faraday Building |  |  |  | MC044-B03/P40 | LA 500 WM 1 CW Daily | EN.EN3 Energy Sensor | [6 empty] | P40 | 0 | [10 empty] | No | No
MC044 | Faraday Building |  |  |  | MC044-B03/P41 | LA 500 WM 1 CW Flow Rate | EN.EN3 Energy Sensor | [6 empty] | P41 | 0 | [10 empty] | No | No
MC044 | Faraday Building |  |  |  | MC044-B03/P42 | LA 500 WM 2 CW 30M Data | EN.EN3 Energy Sensor | [6 empty] | P42 | 0 | [10 empty] | No | No
MC044 | Faraday Building |  |  |  | MC044-B03/P43 | LA 500 WM 2 CW Daily | EN.EN3 Energy Sensor | [6 empty] | P43 | 0 | [10 empty] | No | No
MC044 | Faraday Building |  |  |  | MC044-B03/P44 | LA 500 WM 2 CW Flow Rate | EN.EN3 Energy Sensor | [6 empty] | P44 | 0 | [10 empty] | No | No
MC044 | Faraday Building |  |  |  | MC044-B03/P45 | CWS Feed 30M Data | EN.EN3 Energy Sensor | [6 empty] | P45 | 0 | [10 empty] | No | No
MC044 | Faraday Building |  |  |  | MC044-B03/P35 | Rad Panel 7 SP | EN.EN3 Energy Sensor | [6 empty] | P35 | 0 | [10 empty] | No | No
MC044 | Faraday Building |  |  |  | MC044-B03/P36 | Rad Panel 7 Valve | EN.EN3 Energy Sensor | [6 empty] | P36 | 0 | [10 empty] | No | No
MC044 | Faraday Building |  |  |  | MC044-B03/P37 | Rad Panel 8 SP | EN.EN3 Energy Sensor | [6 empty] | P37 | 0 | [10 empty] | No | No
MC044 | Faraday Building |  |  |  | MC044-B03/P38 | Rad Panel 8 Valve | EN.EN3 Energy Sensor | [6 empty] | P38 | 0 | [10 empty] | No | No
MC044 | Faraday Building |  |  |  | MC044-B03/P39 | LA 500 WM 1 CW 30M Data | EN.EN3 Energy Sensor | [6 empty] | P39 | 0 | [10 empty] | No | No
MC044 | Faraday Building |  |  |  | MC044-B03/P4 | Rad Panel 5-6 SP Adjust | EN.EN3 Energy Sensor | [6 empty] | P4 | 0 | [10 empty] | No | No
MC044 | Faraday Building |  |  |  | MC044-B03/P20 | Level C Mtng Room Temp | EN.EN3 Energy Sensor | [6 empty] | P20 | 0 | [10 empty] | No | No
MC044 | Faraday Building |  |  |  | MC044-B03/P3 | Rad Panel 5-6 Space Temp | EN.EN3 Energy Sensor | [6 empty] | P3 | 0 | [10 empty] | No | No
MC044 | Faraday Building |  |  |  | MC044-B03/P31 | Rad Panel 1-4 SP | EN.EN3 Energy Sensor | [6 empty] | P31 | 0 | [10 empty] | No | No
MC044 | Faraday Building |  |  |  | MC044-B03/P32 | Rad Panel 1-4 Valve | EN.EN3 Energy Sensor | [6 empty] | P32 | 0 | [10 empty] | No | No
MC044 | Faraday Building |  |  |  | MC044-B03/P33 | Rad Panel 5-6 SP | EN.EN3 Energy Sensor | [6 empty] | P33 | 0 | [10 empty] | No | No
MC044 | Faraday Building |  |  |  | MC044-B03/P34 | Rad Panel 5-6 Valve | EN.EN3 Energy Sensor | [6 empty] | P34 | 0 | [10 empty] | No | No
MC044 | Faraday Building |  |  |  | MC044-B03/o1 | Alarm Route 1 | EN.EN3 Energy Sensor | [6 empty] | o1 | 0 | [10 empty] | No | No
MC044 | Faraday Building |  |  |  | MC044-B03/o2 | Alarm Route 2 | EN.EN3 Energy Sensor | [6 empty] | o2 | 0 | [10 empty] | No | No
MC044 | Faraday Building |  |  |  | MC044-B03/o3 | Alarm Route 3 | EN.EN3 Energy Sensor | [6 empty] | o3 | 0 | [10 empty] | No | No
MC044 | Faraday Building |  |  |  | MC044-B03/P1 | Rad Panel 1-4 Space Temp | EN.EN3 Energy Sensor | [6 empty] | P1 | 0 | [10 empty] | No | No
MC044 | Faraday Building |  |  |  | MC044-B03/P10 | CWS Tank S2 Temp | EN.EN3 Energy Sensor | [6 empty] | P10 | 0 | [10 empty] | No | No
MC044 | Faraday Building |  |  |  | MC044-B03/P2 | Rad Panel 1-4 SP Adjust | EN.EN3 Energy Sensor | [6 empty] | P2 | 0 | [10 empty] | No | No
MC044 | Faraday Building |  |  |  | MC044-B03/L4 | Loop 4 | EN.EN3 Energy Sensor | [6 empty] | L4 | 0 | [10 empty] | No | No
MC044 | Faraday Building |  |  |  | MC044-B03/L5 | Loop 5 | EN.EN3 Energy Sensor | [6 empty] | L5 | 0 | [10 empty] | No | No
MC044 | Faraday Building |  |  |  | MC044-B03/L6 | Loop 6 | EN.EN3 Energy Sensor | [6 empty] | L6 | 0 | [10 empty] | No | No
MC044 | Faraday Building |  |  |  | MC044-B03/n1 | TREND_0C_AA_E1 | EN.EN3 Energy Sensor | [6 empty] | n1 | 0 | [10 empty] | No | No
MC044 | Faraday Building |  |  |  | MC044-B03/n3 | BACnet IP | EN.EN3 Energy Sensor | [6 empty] | n3 | 0 | [10 empty] | No | No
MC044 | Faraday Building |  |  |  | MC044-B03/n6 | BACnet Application | EN.EN3 Energy Sensor | [6 empty] | n6 | 0 | [10 empty] | No | No
MC044 | Faraday Building |  |  |  | MC044-B03/K2 | Critical CWS Tank Temp | EN.EN3 Energy Sensor | [6 empty] | K2 | 0 | [10 empty] | No | No
MC044 | Faraday Building |  |  |  | MC044-B03/K3 | Lvl B Mtng Room Space SP | EN.EN3 Energy Sensor | [6 empty] | K3 | 0 | [10 empty] | No | No
MC044 | Faraday Building |  |  |  | MC044-B03/K4 | Lvl C Mtng Room Space SP | EN.EN3 Energy Sensor | [6 empty] | K4 | 0 | [10 empty] | No | No
MC044 | Faraday Building |  |  |  | MC044-B03/L1 | Loop 1 | EN.EN3 Energy Sensor | [6 empty] | L1 | 0 | [10 empty] | No | No
MC044 | Faraday Building |  |  |  | MC044-B03/L2 | Loop 2 | EN.EN3 Energy Sensor | [6 empty] | L2 | 0 | [10 empty] | No | No
MC044 | Faraday Building |  |  |  | MC044-B03/L3 | Loop 3 | EN.EN3 Energy Sensor | [6 empty] | L3 | 0 | [10 empty] | No | No
MC044 | Faraday Building |  |  |  | MC044-B03/I32 | Critical CWS Tank S2 Temp | EN.EN3 Energy Sensor | [6 empty] | I32 | 0 | [10 empty] | No | No
MC044 | Faraday Building |  |  |  | MC044-B03/I4 | CWS Tank S1 LO Level | EN.EN3 Energy Sensor | [6 empty] | I4 | 0 | [10 empty] | No | No
MC044 | Faraday Building |  |  |  | MC044-B03/I5 | CWS Tank S2 HI Level | EN.EN3 Energy Sensor | [6 empty] | I5 | 0 | [10 empty] | No | No
MC044 | Faraday Building |  |  |  | MC044-B03/I6 | CWS Tank S2 LO Level | EN.EN3 Energy Sensor | [6 empty] | I6 | 0 | [10 empty] | No | No
MC044 | Faraday Building |  |  |  | MC044-B03/I8 | Deionisation Sys Fault | EN.EN3 Energy Sensor | [6 empty] | I8 | 0 | [10 empty] | No | No
MC044 | Faraday Building |  |  |  | MC044-B03/K1 | Physics Wshop Space SP | EN.EN3 Energy Sensor | [6 empty] | K1 | 0 | [10 empty] | No | No
MC044 | Faraday Building |  |  |  | MC044-B03/I1 | Module 1 | EN.EN3 Energy Sensor | [6 empty] | I1 | 0 | [10 empty] | No | No
MC044 | Faraday Building |  |  |  | MC044-B03/I2 | Module 2 | EN.EN3 Energy Sensor | [6 empty] | I2 | 0 | [10 empty] | No | No
MC044 | Faraday Building |  |  |  | MC044-B03/i3 | CWS Tank S1 HI Level | EN.EN3 Energy Sensor | [6 empty] | i3 | 0 | [10 empty] | No | No
MC044 | Faraday Building |  |  |  | MC044-B03/I31 | Critical CWS Tank S1 Temp | EN.EN3 Energy Sensor | [6 empty] | I31 | 0 | [10 empty] | No | No
MC044 | Faraday Building |  |  |  | MC044-B03/G51 | Logic 51 | EN.EN3 Energy Sensor | [6 empty] | G51 | 0 | [10 empty] | No | No
MC044 | Faraday Building |  |  |  | MC044-B03/G6 | Logic 6 | EN.EN3 Energy Sensor | [6 empty] | G6 | 0 | [10 empty] | No | No
MC044 | Faraday Building |  |  |  | MC044-B03/G7 | Logic 7 | EN.EN3 Energy Sensor | [6 empty] | G7 | 0 | [10 empty] | No | No
MC044 | Faraday Building |  |  |  | MC044-B03/G8 | Logic 8 | EN.EN3 Energy Sensor | [6 empty] | G8 | 0 | [10 empty] | No | No
MC044 | Faraday Building |  |  |  | MC044-B03/G9 | Logic 9 | EN.EN3 Energy Sensor | [6 empty] | G9 | 0 | [10 empty] | No | No
MC044 | Faraday Building |  |  |  | MC044-B03/G46 | Logic 46 | EN.EN3 Energy Sensor | [6 empty] | G46 | 0 | [10 empty] | No | No
MC044 | Faraday Building |  |  |  | MC044-B03/G47 | Logic 47 | EN.EN3 Energy Sensor | [6 empty] | G47 | 0 | [10 empty] | No | No
MC044 | Faraday Building |  |  |  | MC044-B03/G48 | Logic 48 | EN.EN3 Energy Sensor | [6 empty] | G48 | 0 | [10 empty] | No | No
MC044 | Faraday Building |  |  |  | MC044-B03/G49 | Logic 49 | EN.EN3 Energy Sensor | [6 empty] | G49 | 0 | [10 empty] | No | No
MC044 | Faraday Building |  |  |  | MC044-B03/G5 | Valve Exercise | EN.EN3 Energy Sensor | [6 empty] | G5 | 0 | [10 empty] | No | No
MC044 | Faraday Building |  |  |  | MC044-B03/G50 | Logic 50 | EN.EN3 Energy Sensor | [6 empty] | G50 | 0 | [10 empty] | No | No
MC044 | Faraday Building |  |  |  | MC044-B03/G40 | Logic 40 | EN.EN3 Energy Sensor | [6 empty] | G40 | 0 | [10 empty] | No | No
MC044 | Faraday Building |  |  |  | MC044-B03/G41 | Logic 41 | EN.EN3 Energy Sensor | [6 empty] | G41 | 0 | [10 empty] | No | No
MC044 | Faraday Building |  |  |  | MC044-B03/G42 | Logic 42 | EN.EN3 Energy Sensor | [6 empty] | G42 | 0 | [10 empty] | No | No
MC044 | Faraday Building |  |  |  | MC044-B03/G43 | Logic 43 | EN.EN3 Energy Sensor | [6 empty] | G43 | 0 | [10 empty] | No | No
MC044 | Faraday Building |  |  |  | MC044-B03/G44 | Logic 44 | EN.EN3 Energy Sensor | [6 empty] | G44 | 0 | [10 empty] | No | No
MC044 | Faraday Building |  |  |  | MC044-B03/G45 | Logic 45 | EN.EN3 Energy Sensor | [6 empty] | G45 | 0 | [10 empty] | No | No
MC044 | Faraday Building |  |  |  | MC044-B03/G35 | Logic 35 | EN.EN3 Energy Sensor | [6 empty] | G35 | 0 | [10 empty] | No | No
MC044 | Faraday Building |  |  |  | MC044-B03/G36 | Logic 36 | EN.EN3 Energy Sensor | [6 empty] | G36 | 0 | [10 empty] | No | No
MC044 | Faraday Building |  |  |  | MC044-B03/G37 | Logic 37 | EN.EN3 Energy Sensor | [6 empty] | G37 | 0 | [10 empty] | No | No
MC044 | Faraday Building |  |  |  | MC044-B03/G38 | Logic 38 | EN.EN3 Energy Sensor | [6 empty] | G38 | 0 | [10 empty] | No | No
MC044 | Faraday Building |  |  |  | MC044-B03/G39 | Logic 39 | EN.EN3 Energy Sensor | [6 empty] | G39 | 0 | [10 empty] | No | No
MC044 | Faraday Building |  |  |  | MC044-B03/G4 | Valve Exercise | EN.EN3 Energy Sensor | [6 empty] | G4 | 0 | [10 empty] | No | No
MC044 | Faraday Building |  |  |  | MC044-B03/G3 | Logic 3 | EN.EN3 Energy Sensor | [6 empty] | G3 | 0 | [10 empty] | No | No
MC044 | Faraday Building |  |  |  | MC044-B03/G30 | Logic 30 | EN.EN3 Energy Sensor | [6 empty] | G30 | 0 | [10 empty] | No | No
MC044 | Faraday Building |  |  |  | MC044-B03/G31 | Logic 31 | EN.EN3 Energy Sensor | [6 empty] | G31 | 0 | [10 empty] | No | No
MC044 | Faraday Building |  |  |  | MC044-B03/G32 | Logic 32 | EN.EN3 Energy Sensor | [6 empty] | G32 | 0 | [10 empty] | No | No
MC044 | Faraday Building |  |  |  | MC044-B03/G33 | Logic 33 | EN.EN3 Energy Sensor | [6 empty] | G33 | 0 | [10 empty] | No | No
MC044 | Faraday Building |  |  |  | MC044-B03/G34 | Logic 34 | EN.EN3 Energy Sensor | [6 empty] | G34 | 0 | [10 empty] | No | No
MC044 | Faraday Building |  |  |  | MC044-B03/G24 | Logic 24 | EN.EN3 Energy Sensor | [6 empty] | G24 | 0 | [10 empty] | No | No
MC044 | Faraday Building |  |  |  | MC044-B03/G25 | Logic 25 | EN.EN3 Energy Sensor | [6 empty] | G25 | 0 | [10 empty] | No | No
MC044 | Faraday Building |  |  |  | MC044-B03/G26 | Logic 26 | EN.EN3 Energy Sensor | [6 empty] | G26 | 0 | [10 empty] | No | No
MC044 | Faraday Building |  |  |  | MC044-B03/G27 | Logic 27 | EN.EN3 Energy Sensor | [6 empty] | G27 | 0 | [10 empty] | No | No
MC044 | Faraday Building |  |  |  | MC044-B03/G28 | Logic 28 | EN.EN3 Energy Sensor | [6 empty] | G28 | 0 | [10 empty] | No | No
MC044 | Faraday Building |  |  |  | MC044-B03/G29 | Logic 29 | EN.EN3 Energy Sensor | [6 empty] | G29 | 0 | [10 empty] | No | No
MC044 | Faraday Building |  |  |  | MC044-B03/G19 | Logic 19 | EN.EN3 Energy Sensor | [6 empty] | G19 | 0 | [10 empty] | No | No
MC044 | Faraday Building |  |  |  | MC044-B03/G2 | Logic 2 | EN.EN3 Energy Sensor | [6 empty] | G2 | 0 | [10 empty] | No | No
MC044 | Faraday Building |  |  |  | MC044-B03/G20 | Logic 20 | EN.EN3 Energy Sensor | [6 empty] | G20 | 0 | [10 empty] | No | No
MC044 | Faraday Building |  |  |  | MC044-B03/G21 | Logic 21 | EN.EN3 Energy Sensor | [6 empty] | G21 | 0 | [10 empty] | No | No
MC044 | Faraday Building |  |  |  | MC044-B03/G22 | Logic 22 | EN.EN3 Energy Sensor | [6 empty] | G22 | 0 | [10 empty] | No | No
MC044 | Faraday Building |  |  |  | MC044-B03/G23 | Logic 23 | EN.EN3 Energy Sensor | [6 empty] | G23 | 0 | [10 empty] | No | No
MC044 | Faraday Building |  |  |  | MC044-B03/G13 | Logic 13 | EN.EN3 Energy Sensor | [6 empty] | G13 | 0 | [10 empty] | No | No
MC044 | Faraday Building |  |  |  | MC044-B03/G14 | Logic 14 | EN.EN3 Energy Sensor | [6 empty] | G14 | 0 | [10 empty] | No | No
MC044 | Faraday Building |  |  |  | MC044-B03/G15 | Logic 15 | EN.EN3 Energy Sensor | [6 empty] | G15 | 0 | [10 empty] | No | No
MC044 | Faraday Building |  |  |  | MC044-B03/G16 | Logic 16 | EN.EN3 Energy Sensor | [6 empty] | G16 | 0 | [10 empty] | No | No
MC044 | Faraday Building |  |  |  | MC044-B03/G17 | Logic 17 | EN.EN3 Energy Sensor | [6 empty] | G17 | 0 | [10 empty] | No | No
MC044 | Faraday Building |  |  |  | MC044-B03/G18 | Logic 18 | EN.EN3 Energy Sensor | [6 empty] | G18 | 0 | [10 empty] | No | No
MC044 | Faraday Building |  |  |  | MC044-B03/F8 | Function 8 | EN.EN3 Energy Sensor | [6 empty] | F8 | 0 | [10 empty] | No | No
MC044 | Faraday Building |  |  |  | MC044-B03/F9 | Function 9 | EN.EN3 Energy Sensor | [6 empty] | F9 | 0 | [10 empty] | No | No
MC044 | Faraday Building |  |  |  | MC044-B03/G1 | Logic 1 | EN.EN3 Energy Sensor | [6 empty] | G1 | 0 | [10 empty] | No | No
MC044 | Faraday Building |  |  |  | MC044-B03/G10 | Logic 10 | EN.EN3 Energy Sensor | [6 empty] | G10 | 0 | [10 empty] | No | No
MC044 | Faraday Building |  |  |  | MC044-B03/G11 | Logic 11 | EN.EN3 Energy Sensor | [6 empty] | G11 | 0 | [10 empty] | No | No
MC044 | Faraday Building |  |  |  | MC044-B03/G12 | Logic 12 | EN.EN3 Energy Sensor | [6 empty] | G12 | 0 | [10 empty] | No | No
MC044 | Faraday Building |  |  |  | MC044-B03/F39 | Function 39 | EN.EN3 Energy Sensor | [6 empty] | F39 | 0 | [10 empty] | No | No
MC044 | Faraday Building |  |  |  | MC044-B03/F4 | Function 4 | EN.EN3 Energy Sensor | [6 empty] | F4 | 0 | [10 empty] | No | No
MC044 | Faraday Building |  |  |  | MC044-B03/F40 | Function 40 | EN.EN3 Energy Sensor | [6 empty] | F40 | 0 | [10 empty] | No | No
MC044 | Faraday Building |  |  |  | MC044-B03/F5 | Function 5 | EN.EN3 Energy Sensor | [6 empty] | F5 | 0 | [10 empty] | No | No
MC044 | Faraday Building |  |  |  | MC044-B03/F6 | Function 6 | EN.EN3 Energy Sensor | [6 empty] | F6 | 0 | [10 empty] | No | No
MC044 | Faraday Building |  |  |  | MC044-B03/F7 | Function 7 | EN.EN3 Energy Sensor | [6 empty] | F7 | 0 | [10 empty] | No | No
MC044 | Faraday Building |  |  |  | MC044-B03/F33 | Gen HWS MakeUp CW 30m -1 | EN.EN3 Energy Sensor | [6 empty] | F33 | 0 | [10 empty] | No | No
MC044 | Faraday Building |  |  |  | MC044-B03/F34 | Gen HWS MakeUp CW Week-1 | EN.EN3 Energy Sensor | [6 empty] | F34 | 0 | [10 empty] | No | No
MC044 | Faraday Building |  |  |  | MC044-B03/F35 | Gen HWS MakeUp CW Mnth-1 | EN.EN3 Energy Sensor | [6 empty] | F35 | 0 | [10 empty] | No | No
MC044 | Faraday Building |  |  |  | MC044-B03/F36 | Function 36 | EN.EN3 Energy Sensor | [6 empty] | F36 | 0 | [10 empty] | No | No
MC044 | Faraday Building |  |  |  | MC044-B03/F37 | Function 37 | EN.EN3 Energy Sensor | [6 empty] | F37 | 0 | [10 empty] | No | No
MC044 | Faraday Building |  |  |  | MC044-B03/F38 | Function 38 | EN.EN3 Energy Sensor | [6 empty] | F38 | 0 | [10 empty] | No | No
MC044 | Faraday Building |  |  |  | MC044-B03/F28 | Function 28 | EN.EN3 Energy Sensor | [6 empty] | F28 | 0 | [10 empty] | No | No
MC044 | Faraday Building |  |  |  | MC044-B03/F29 | Lab HWS MakeUp CW 30m -1 | EN.EN3 Energy Sensor | [6 empty] | F29 | 0 | [10 empty] | No | No
MC044 | Faraday Building |  |  |  | MC044-B03/F3 | Function 3 | EN.EN3 Energy Sensor | [6 empty] | F3 | 0 | [10 empty] | No | No
MC044 | Faraday Building |  |  |  | MC044-B03/F30 | Lab HWS MakeUp CW Week-1 | EN.EN3 Energy Sensor | [6 empty] | F30 | 0 | [10 empty] | No | No
MC044 | Faraday Building |  |  |  | MC044-B03/F31 | Lab HWS MakeUp CW Mnth-1 | EN.EN3 Energy Sensor | [6 empty] | F31 | 0 | [10 empty] | No | No
MC044 | Faraday Building |  |  |  | MC044-B03/F32 | Function 32 | EN.EN3 Energy Sensor | [6 empty] | F32 | 0 | [10 empty] | No | No
MC044 | Faraday Building |  |  |  | MC044-B03/F22 | LA 500 WM 2 CW Week-1 | EN.EN3 Energy Sensor | [6 empty] | F22 | 0 | [10 empty] | No | No
MC044 | Faraday Building |  |  |  | MC044-B03/F23 | LA 500 WM 2 CW Mnth-1 | EN.EN3 Energy Sensor | [6 empty] | F23 | 0 | [10 empty] | No | No
MC044 | Faraday Building |  |  |  | MC044-B03/F24 | Function 24 | EN.EN3 Energy Sensor | [6 empty] | F24 | 0 | [10 empty] | No | No
MC044 | Faraday Building |  |  |  | MC044-B03/F25 | CWS Feed 30m -1 | EN.EN3 Energy Sensor | [6 empty] | F25 | 0 | [10 empty] | No | No
MC044 | Faraday Building |  |  |  | MC044-B03/F26 | CWS Feed Week-1 | EN.EN3 Energy Sensor | [6 empty] | F26 | 0 | [10 empty] | No | No
MC044 | Faraday Building |  |  |  | MC044-B03/F27 | CWS Feed Mnth-1 | EN.EN3 Energy Sensor | [6 empty] | F27 | 0 | [10 empty] | No | No
MC044 | Faraday Building |  |  |  | MC044-B03/F17 | LA 500 WM 1 CW 30m -1 | EN.EN3 Energy Sensor | [6 empty] | F17 | 0 | [10 empty] | No | No
MC044 | Faraday Building |  |  |  | MC044-B03/F18 | LA 500 WM 1 CW Week-1 | EN.EN3 Energy Sensor | [6 empty] | F18 | 0 | [10 empty] | No | No
MC044 | Faraday Building |  |  |  | MC044-B03/F19 | LA 500 WM 1 CW Mnth-1 | EN.EN3 Energy Sensor | [6 empty] | F19 | 0 | [10 empty] | No | No
MC044 | Faraday Building |  |  |  | MC044-B03/F2 | Valve Exercise | EN.EN3 Energy Sensor | [6 empty] | F2 | 0 | [10 empty] | No | No
MC044 | Faraday Building |  |  |  | MC044-B03/F20 | Function 20 | EN.EN3 Energy Sensor | [6 empty] | F20 | 0 | [10 empty] | No | No
MC044 | Faraday Building |  |  |  | MC044-B03/F21 | LA 500 WM 2 CW 30m -1 | EN.EN3 Energy Sensor | [6 empty] | F21 | 0 | [10 empty] | No | No
MC044 | Faraday Building |  |  |  | MC044-B03/F11 | Function 11 | EN.EN3 Energy Sensor | [6 empty] | F11 | 0 | [10 empty] | No | No
MC044 | Faraday Building |  |  |  | MC044-B03/F12 | Function 12 | EN.EN3 Energy Sensor | [6 empty] | F12 | 0 | [10 empty] | No | No
MC044 | Faraday Building |  |  |  | MC044-B03/F13 | Function 13 | EN.EN3 Energy Sensor | [6 empty] | F13 | 0 | [10 empty] | No | No
MC044 | Faraday Building |  |  |  | MC044-B03/F14 | Function 14 | EN.EN3 Energy Sensor | [6 empty] | F14 | 0 | [10 empty] | No | No
MC044 | Faraday Building |  |  |  | MC044-B03/F15 | Function 15 | EN.EN3 Energy Sensor | [6 empty] | F15 | 0 | [10 empty] | No | No
MC044 | Faraday Building |  |  |  | MC044-B03/F16 | Function 16 | EN.EN3 Energy Sensor | [6 empty] | F16 | 0 | [10 empty] | No | No
MC044 | Faraday Building |  |  |  | MC044-B03/D4 | Rad Panel 8 Valve | EN.EN3 Energy Sensor | [6 empty] | D4 | 0 | [10 empty] | No | No
MC044 | Faraday Building |  |  |  | MC044-B03/D7 | Lvl B Mtng Room Vallve | EN.EN3 Energy Sensor | [6 empty] | D7 | 0 | [10 empty] | No | No
MC044 | Faraday Building |  |  |  | MC044-B03/D8 | Lvl C Mtng Room Valve | EN.EN3 Energy Sensor | [6 empty] | D8 | 0 | [10 empty] | No | No
MC044 | Faraday Building |  |  |  | MC044-B03/e1 | 963 | EN.EN3 Energy Sensor | [6 empty] | e1 | 0 | [10 empty] | No | No
MC044 | Faraday Building |  |  |  | MC044-B03/F1 | Function 1 | EN.EN3 Energy Sensor | [6 empty] | F1 | 0 | [10 empty] | No | No
MC044 | Faraday Building |  |  |  | MC044-B03/F10 | Function 10 | EN.EN3 Energy Sensor | [6 empty] | F10 | 0 | [10 empty] | No | No
MC044 | Faraday Building |  |  |  | MC044-B08/Y15 | Trend Thermistor | EN.EN3 Energy Sensor | [6 empty] | Y15 | 0 | [10 empty] | No | No
MC044 | Faraday Building |  |  |  | MC044-B08/Y16 | Knob TB 0.5deg trim | EN.EN3 Energy Sensor | [6 empty] | Y16 | 0 | [10 empty] | No | No
MC044 | Faraday Building |  |  |  | MC044-B08/Y17 | Feedback V 0+10 | EN.EN3 Energy Sensor | [6 empty] | Y17 | 0 | [10 empty] | No | No
MC044 | Faraday Building |  |  |  | MC044-B08/Y2 | Thermistor TBTI | EN.EN3 Energy Sensor | [6 empty] | Y2 | 0 | [10 empty] | No | No
MC044 | Faraday Building |  |  |  | MC044-B08/Y3 | Room temperature | EN.EN3 Energy Sensor | [6 empty] | Y3 | 0 | [10 empty] | No | No
MC044 | Faraday Building |  |  |  | MC044-B08/Y4 | Knob TB 3deg trim | EN.EN3 Energy Sensor | [6 empty] | Y4 | 0 | [10 empty] | No | No
MC044 | Faraday Building |  |  |  | MC044-B08/Y13 | POT Position1 | EN.EN3 Energy Sensor | [6 empty] | Y13 | 0 | [10 empty] | No | No
MC044 | Faraday Building |  |  |  | MC044-B08/Y14 | Feedback V 0+10 | EN.EN3 Energy Sensor | [6 empty] | Y14 | 0 | [10 empty] | No | No
MC044 | Faraday Building |  |  |  | MC044-B08/W2 | AHU 5 Fault Reset | EN.EN3 Energy Sensor | [6 empty] | W2 | 0 | [10 empty] | No | No
MC044 | Faraday Building |  |  |  | MC044-B08/W3 | VRF System Fault Reset | EN.EN3 Energy Sensor | [6 empty] | W3 | 0 | [10 empty] | No | No
MC044 | Faraday Building |  |  |  | MC044-B08/Y1 | Outside air temperature | EN.EN3 Energy Sensor | [6 empty] | Y1 | 0 | [10 empty] | No | No
MC044 | Faraday Building |  |  |  | MC044-B08/Y10 | Humidity I | EN.EN3 Energy Sensor | [6 empty] | Y10 | 0 | [10 empty] | No | No
MC044 | Faraday Building |  |  |  | MC044-B08/Y11 | HMW92T | EN.EN3 Energy Sensor | [6 empty] | Y11 | 0 | [10 empty] | No | No
MC044 | Faraday Building |  |  |  | MC044-B08/Y12 | POT Position | EN.EN3 Energy Sensor | [6 empty] | Y12 | 0 | [10 empty] | No | No
MC044 | Faraday Building |  |  |  | MC044-B08/S7 | AHU 5 Recoup Dmpr Pos | EN.EN3 Energy Sensor | [6 empty] | S7 | 0 | [10 empty] | No | No
MC044 | Faraday Building |  |  |  | MC044-B08/S8 | AHU 5 Space Temp | EN.EN3 Energy Sensor | [6 empty] | S8 | 0 | [10 empty] | No | No
MC044 | Faraday Building |  |  |  | MC044-B08/S9 | AHU 5 SP Adjust | EN.EN3 Energy Sensor | [6 empty] | S9 | 0 | [10 empty] | No | No
MC044 | Faraday Building |  |  |  | MC044-B08/V1 |  | EN.EN3 Energy Sensor | [6 empty] | V1 | 0 | [10 empty] | No | No
MC044 | Faraday Building |  |  |  | MC044-B08/V2 |  | EN.EN3 Energy Sensor | [6 empty] | V2 | 0 | [10 empty] | No | No
MC044 | Faraday Building |  |  |  | MC044-B08/W1 | Summer Override | EN.EN3 Energy Sensor | [6 empty] | W1 | 0 | [10 empty] | No | No
MC044 | Faraday Building |  |  |  | MC044-B08/S3 | AHU 5 Sply Diff Press | EN.EN3 Energy Sensor | [6 empty] | S3 | 0 | [10 empty] | No | No
MC044 | Faraday Building |  |  |  | MC044-B08/S31 | AHU 5 Space SP | EN.EN3 Energy Sensor | [6 empty] | S31 | 0 | [10 empty] | No | No
MC044 | Faraday Building |  |  |  | MC044-B08/S32 | AHU 5 Supply SP | EN.EN3 Energy Sensor | [6 empty] | S32 | 0 | [10 empty] | No | No
MC044 | Faraday Building |  |  |  | MC044-B08/S4 | AHU 5 Extr Diff Press | EN.EN3 Energy Sensor | [6 empty] | S4 | 0 | [10 empty] | No | No
MC044 | Faraday Building |  |  |  | MC044-B08/S5 | AHU 5 LTHW Retn Temp | EN.EN3 Energy Sensor | [6 empty] | S5 | 0 | [10 empty] | No | No
MC044 | Faraday Building |  |  |  | MC044-B08/S6 | Ahu 5 Htg Valve Position | EN.EN3 Energy Sensor | [6 empty] | S6 | 0 | [10 empty] | No | No
MC044 | Faraday Building |  |  |  | MC044-B08/S24 | NMR Cold Water sink Temp | EN.EN3 Energy Sensor | [6 empty] | S24 | 0 | [10 empty] | No | No
MC044 | Faraday Building |  |  |  | MC044-B08/S25 | NMR Hot Water sink Temp | EN.EN3 Energy Sensor | [6 empty] | S25 | 0 | [10 empty] | No | No
MC044 | Faraday Building |  |  |  | MC044-B08/S26 | NMR Cold Water sink Temp | EN.EN3 Energy Sensor | [6 empty] | S26 | 0 | [10 empty] | No | No
MC044 | Faraday Building |  |  |  | MC044-B08/S27 | AHU 5 Heating Valve | EN.EN3 Energy Sensor | [6 empty] | S27 | 0 | [10 empty] | No | No
MC044 | Faraday Building |  |  |  | MC044-B08/S28 | AHU 5 Sply Fan Dmd | EN.EN3 Energy Sensor | [6 empty] | S28 | 0 | [10 empty] | No | No
MC044 | Faraday Building |  |  |  | MC044-B08/S29 | BelomothPos 100%=Fully Closed | EN.EN3 Energy Sensor | [6 empty] | S29 | 0 | [10 empty] | No | No
MC044 | Faraday Building |  |  |  | MC044-B08/S19 | MS A061 Space Temp 2 | EN.EN3 Energy Sensor | [6 empty] | S19 | 0 | [10 empty] | No | No
MC044 | Faraday Building |  |  |  | MC044-B08/S2 | AHU 5 Extract Temp | EN.EN3 Energy Sensor | [6 empty] | S2 | 0 | [10 empty] | No | No
MC044 | Faraday Building |  |  |  | MC044-B08/S20 | MS A061 Space Hum 2 | EN.EN3 Energy Sensor | [6 empty] | S20 | 0 | [10 empty] | No | No
MC044 | Faraday Building |  |  |  | MC044-B08/S21 | MS A064 Space Temp 1 | EN.EN3 Energy Sensor | [6 empty] | S21 | 0 | [10 empty] | No | No
MC044 | Faraday Building |  |  |  | MC044-B08/S22 | MS A064 Space Hum 1 | EN.EN3 Energy Sensor | [6 empty] | S22 | 0 | [10 empty] | No | No
MC044 | Faraday Building |  |  |  | MC044-B08/S23 | Outside air temperature | EN.EN3 Energy Sensor | [6 empty] | S23 | 0 | [10 empty] | No | No
MC044 | Faraday Building |  |  |  | MC044-B08/S13 | SEM A056 Space Temp | EN.EN3 Energy Sensor | [6 empty] | S13 | 0 | [10 empty] | No | No
MC044 | Faraday Building |  |  |  | MC044-B08/S14 | SEM A056 Space Hum | EN.EN3 Energy Sensor | [6 empty] | S14 | 0 | [10 empty] | No | No
MC044 | Faraday Building |  |  |  | MC044-B08/S15 | AHU 5 Extr Fan Dmd | EN.EN3 Energy Sensor | [6 empty] | S15 | 0 | [10 empty] | No | No
MC044 | Faraday Building |  |  |  | MC044-B08/S16 | AHU 5 Recoup Dmpr | EN.EN3 Energy Sensor | [6 empty] | S16 | 0 | [10 empty] | No | No
MC044 | Faraday Building |  |  |  | MC044-B08/S17 | XRD A054 Space Temp | EN.EN3 Energy Sensor | [6 empty] | S17 | 0 | [10 empty] | No | No
MC044 | Faraday Building |  |  |  | MC044-B08/S18 | XRD A054 Space Hum | EN.EN3 Energy Sensor | [6 empty] | S18 | 0 | [10 empty] | No | No
MC044 | Faraday Building |  |  |  | MC044-B08/P9 | AHU 5 SP Adjust | EN.EN3 Energy Sensor | [6 empty] | P9 | 0 | [10 empty] | No | No
MC044 | Faraday Building |  |  |  | MC044-B08/Q1 | Sequence Table 1 | EN.EN3 Energy Sensor | [6 empty] | Q1 | 0 | [10 empty] | No | No
MC044 | Faraday Building |  |  |  | MC044-B08/S1 | AHU 5 Supply Temp | EN.EN3 Energy Sensor | [6 empty] | S1 | 0 | [10 empty] | No | No
MC044 | Faraday Building |  |  |  | MC044-B08/S10 | NMR A059 Space Temp | EN.EN3 Energy Sensor | [6 empty] | S10 | 0 | [10 empty] | No | No
MC044 | Faraday Building |  |  |  | MC044-B08/S11 | NMR Hot water sink Temp | EN.EN3 Energy Sensor | [6 empty] | S11 | 0 | [10 empty] | No | No
MC044 | Faraday Building |  |  |  | MC044-B08/S12 | NRM A0xx Space Temp | EN.EN3 Energy Sensor | [6 empty] | S12 | 0 | [10 empty] | No | No
MC044 | Faraday Building |  |  |  | MC044-B08/P34 | Sensor 26 | EN.EN3 Energy Sensor | [6 empty] | P34 | 0 | [10 empty] | No | No
MC044 | Faraday Building |  |  |  | MC044-B08/P4 | AHU 5 Extr Diff Press | EN.EN3 Energy Sensor | [6 empty] | P4 | 0 | [10 empty] | No | No
MC044 | Faraday Building |  |  |  | MC044-B08/P5 | AHU 5 LTHW Retn Temp | EN.EN3 Energy Sensor | [6 empty] | P5 | 0 | [10 empty] | No | No
MC044 | Faraday Building |  |  |  | MC044-B08/P6 | AHU 5 Htg Valve Pos | EN.EN3 Energy Sensor | [6 empty] | P6 | 0 | [10 empty] | No | No
MC044 | Faraday Building |  |  |  | MC044-B08/P7 | AHU 5 Recoup Dmpr Pos | EN.EN3 Energy Sensor | [6 empty] | P7 | 0 | [10 empty] | No | No
MC044 | Faraday Building |  |  |  | MC044-B08/P8 | AHU 5 Space Temp | EN.EN3 Energy Sensor | [6 empty] | P8 | 0 | [10 empty] | No | No
MC044 | Faraday Building |  |  |  | MC044-B08/P27 | AHU 5 Supply SP | EN.EN3 Energy Sensor | [6 empty] | P27 | 0 | [10 empty] | No | No
MC044 | Faraday Building |  |  |  | MC044-B08/P3 | AHU 5 Sply Diff Press | EN.EN3 Energy Sensor | [6 empty] | P3 | 0 | [10 empty] | No | No
MC044 | Faraday Building |  |  |  | MC044-B08/P30 | AHU 5 Supply SP | EN.EN3 Energy Sensor | [6 empty] | P30 | 0 | [10 empty] | No | No
MC044 | Faraday Building |  |  |  | MC044-B08/P31 | AHU 5 Supply Temp | EN.EN3 Energy Sensor | [6 empty] | P31 | 0 | [10 empty] | No | No
MC044 | Faraday Building |  |  |  | MC044-B08/P32 | Sensor 11 | EN.EN3 Energy Sensor | [6 empty] | P32 | 0 | [10 empty] | No | No
MC044 | Faraday Building |  |  |  | MC044-B08/P33 | Sensor 25 | EN.EN3 Energy Sensor | [6 empty] | P33 | 0 | [10 empty] | No | No
MC044 | Faraday Building |  |  |  | MC044-B08/P21 | MS A062 Space Temp 2 | EN.EN3 Energy Sensor | [6 empty] | P21 | 0 | [10 empty] | No | No
MC044 | Faraday Building |  |  |  | MC044-B08/P22 | MS A062 Space Hum 2 | EN.EN3 Energy Sensor | [6 empty] | P22 | 0 | [10 empty] | No | No
MC044 | Faraday Building |  |  |  | MC044-B08/P23 | Outside air temperature | EN.EN3 Energy Sensor | [6 empty] | P23 | 0 | [10 empty] | No | No
MC044 | Faraday Building |  |  |  | MC044-B08/P24 | AHU 5 Space SP | EN.EN3 Energy Sensor | [6 empty] | P24 | 0 | [10 empty] | No | No
MC044 | Faraday Building |  |  |  | MC044-B08/P25 | AHU 5 Sply Fan Dmd | EN.EN3 Energy Sensor | [6 empty] | P25 | 0 | [10 empty] | No | No
MC044 | Faraday Building |  |  |  | MC044-B08/P26 | AHU 5 Extr Fan Dmd | EN.EN3 Energy Sensor | [6 empty] | P26 | 0 | [10 empty] | No | No
MC044 | Faraday Building |  |  |  | MC044-B08/P16 | AHU 5 Heating Valve | EN.EN3 Energy Sensor | [6 empty] | P16 | 0 | [10 empty] | No | No
MC044 | Faraday Building |  |  |  | MC044-B08/P17 | SEM A056 Space Temp | EN.EN3 Energy Sensor | [6 empty] | P17 | 0 | [10 empty] | No | No
MC044 | Faraday Building |  |  |  | MC044-B08/P18 | SEM A056 Space Hum | EN.EN3 Energy Sensor | [6 empty] | P18 | 0 | [10 empty] | No | No
MC044 | Faraday Building |  |  |  | MC044-B08/P19 | MS A062 Space Temp 1 | EN.EN3 Energy Sensor | [6 empty] | P19 | 0 | [10 empty] | No | No
MC044 | Faraday Building |  |  |  | MC044-B08/P2 | AHU 5 Extract Temp | EN.EN3 Energy Sensor | [6 empty] | P2 | 0 | [10 empty] | No | No
MC044 | Faraday Building |  |  |  | MC044-B08/P20 | MS A062 Space Hum 1 | EN.EN3 Energy Sensor | [6 empty] | P20 | 0 | [10 empty] | No | No
MC044 | Faraday Building |  |  |  | MC044-B08/P10 | NMR A059 Space Temp | EN.EN3 Energy Sensor | [6 empty] | P10 | 0 | [10 empty] | No | No
MC044 | Faraday Building |  |  |  | MC044-B08/P11 | Sensor 24 | EN.EN3 Energy Sensor | [6 empty] | P11 | 0 | [10 empty] | No | No
MC044 | Faraday Building |  |  |  | MC044-B08/P12 | NRM A0xx Space Temp | EN.EN3 Energy Sensor | [6 empty] | P12 | 0 | [10 empty] | No | No
MC044 | Faraday Building |  |  |  | MC044-B08/P13 | XRD A054 Space Temp | EN.EN3 Energy Sensor | [6 empty] | P13 | 0 | [10 empty] | No | No
MC044 | Faraday Building |  |  |  | MC044-B08/P14 | XRD A054 Space Hum | EN.EN3 Energy Sensor | [6 empty] | P14 | 0 | [10 empty] | No | No
MC044 | Faraday Building |  |  |  | MC044-B08/P15 | AHU 5 Recoup Dmpr | EN.EN3 Energy Sensor | [6 empty] | P15 | 0 | [10 empty] | No | No
MC044 | Faraday Building |  |  |  | MC044-B08/n6 | BACnet Application | EN.EN3 Energy Sensor | [6 empty] | n6 | 0 | [10 empty] | No | No
MC044 | Faraday Building |  |  |  | MC044-B08/o1 | AHU 5 Physics Store Vent | EN.EN3 Energy Sensor | [6 empty] | o1 | 0 | [10 empty] | No | No
MC044 | Faraday Building |  |  |  | MC044-B08/o2 | Alarm Route 2 | EN.EN3 Energy Sensor | [6 empty] | o2 | 0 | [10 empty] | No | No
MC044 | Faraday Building |  |  |  | MC044-B08/o3 | Alarm Route 3 | EN.EN3 Energy Sensor | [6 empty] | o3 | 0 | [10 empty] | No | No
MC044 | Faraday Building |  |  |  | MC044-B08/P1 | AHU 5 Supply Temp | EN.EN3 Energy Sensor | [6 empty] | P1 | 0 | [10 empty] | No | No
MC044 | Faraday Building |  |  |  | MC044-B08/L3 |  | EN.EN3 Energy Sensor | [6 empty] | L3 | 0 | [10 empty] | No | No
MC044 | Faraday Building |  |  |  | MC044-B08/L4 |  | EN.EN3 Energy Sensor | [6 empty] | L4 | 0 | [10 empty] | No | No
MC044 | Faraday Building |  |  |  | MC044-B08/N1 | TREND_0B_85_51 | EN.EN3 Energy Sensor | [6 empty] | N1 | 0 | [10 empty] | No | No
MC044 | Faraday Building |  |  |  | MC044-B08/N2 | IC Comms 2 | EN.EN3 Energy Sensor | [6 empty] | N2 | 0 | [10 empty] | No | No
MC044 | Faraday Building |  |  |  | MC044-B08/n3 |  | EN.EN3 Energy Sensor | [6 empty] | n3 | 0 | [10 empty] | No | No
MC044 | Faraday Building |  |  |  | MC044-B08/K6 | AHU 5 Extract DP SP | EN.EN3 Energy Sensor | [6 empty] | K6 | 0 | [10 empty] | No | No
MC044 | Faraday Building |  |  |  | MC044-B08/K7 | AHU 5 Max Sply At | EN.EN3 Energy Sensor | [6 empty] | K7 | 0 | [10 empty] | No | No
MC044 | Faraday Building |  |  |  | MC044-B08/K8 | AHU 5 Min Sply At | EN.EN3 Energy Sensor | [6 empty] | K8 | 0 | [10 empty] | No | No
MC044 | Faraday Building |  |  |  | MC044-B08/K9 | AHU 5 Max Sply SP | EN.EN3 Energy Sensor | [6 empty] | K9 | 0 | [10 empty] | No | No
MC044 | Faraday Building |  |  |  | MC044-B08/L1 | Loop 1 | EN.EN3 Energy Sensor | [6 empty] | L1 | 0 | [10 empty] | No | No
MC044 | Faraday Building |  |  |  | MC044-B08/L2 | Loop 2 | EN.EN3 Energy Sensor | [6 empty] | L2 | 0 | [10 empty] | No | No
MC044 | Faraday Building |  |  |  | MC044-B08/K17 | MS A064 Space Hum 1 Hi Limit S | EN.EN3 Energy Sensor | [6 empty] | K17 | 0 | [10 empty] | No | No
MC044 | Faraday Building |  |  |  | MC044-B08/K18 | MS A061 Space Hum 2 Hi Limit S | EN.EN3 Energy Sensor | [6 empty] | K18 | 0 | [10 empty] | No | No
MC044 | Faraday Building |  |  |  | MC044-B08/K2 | Outside air temperature frost protection | EN.EN3 Energy Sensor | [6 empty] | K2 | 0 | [10 empty] | No | No
MC044 | Faraday Building |  |  |  | MC044-B08/K3 | AHU 5 Winter OAT | EN.EN3 Energy Sensor | [6 empty] | K3 | 0 | [10 empty] | No | No
MC044 | Faraday Building |  |  |  | MC044-B08/K4 | AHU 5 Summer OAT | EN.EN3 Energy Sensor | [6 empty] | K4 | 0 | [10 empty] | No | No
MC044 | Faraday Building |  |  |  | MC044-B08/K5 | AHU 5 Supply DP SP | EN.EN3 Energy Sensor | [6 empty] | K5 | 0 | [10 empty] | No | No
MC044 | Faraday Building |  |  |  | MC044-B08/i9 | AHU 5 Sply Fan AUTO | EN.EN3 Energy Sensor | [6 empty] | i9 | 0 | [10 empty] | No | No
MC044 | Faraday Building |  |  |  | MC044-B08/K1 | AHU 5 Space SP | EN.EN3 Energy Sensor | [6 empty] | K1 | 0 | [10 empty] | No | No
MC044 | Faraday Building |  |  |  | MC044-B08/K10 | AHU 5 Min Sply SP | EN.EN3 Energy Sensor | [6 empty] | K10 | 0 | [10 empty] | No | No
MC044 | Faraday Building |  |  |  | MC044-B08/K11 | VRF Frost Protect | EN.EN3 Energy Sensor | [6 empty] | K11 | 0 | [10 empty] | No | No
MC044 | Faraday Building |  |  |  | MC044-B08/K14 | XRD A054 Space Hum Hi Limit SP | EN.EN3 Energy Sensor | [6 empty] | K14 | 0 | [10 empty] | No | No
MC044 | Faraday Building |  |  |  | MC044-B08/K16 | SEM A056 Space Hum Hi Limit SP | EN.EN3 Energy Sensor | [6 empty] | K16 | 0 | [10 empty] | No | No
MC044 | Faraday Building |  |  |  | MC044-B08/I66 | VRF Frost Active | EN.EN3 Energy Sensor | [6 empty] | I66 | 0 | [10 empty] | No | No
MC044 | Faraday Building |  |  |  | MC044-B08/I7 | Module 7 | EN.EN3 Energy Sensor | [6 empty] | I7 | 0 | [10 empty] | No | No
MC044 | Faraday Building |  |  |  | MC044-B08/i8 | Large Room 3 Ndrman Status | EN.EN3 Energy Sensor | [6 empty] | i8 | 0 | [10 empty] | No | No
MC044 | Faraday Building |  |  |  | MC044-B08/I6 | Module 6 | EN.EN3 Energy Sensor | [6 empty] | I6 | 0 | [10 empty] | No | No
MC044 | Faraday Building |  |  |  | MC044-B08/I61 | OAT Frost Active | EN.EN3 Energy Sensor | [6 empty] | I61 | 0 | [10 empty] | No | No
MC044 | Faraday Building |  |  |  | MC044-B08/I62 | AHU5 FA Dmpr Fail | EN.EN3 Energy Sensor | [6 empty] | I62 | 0 | [10 empty] | No | No
MC044 | Faraday Building |  |  |  | MC044-B08/I64 | AHU 5 Htg Valve Fail | EN.EN3 Energy Sensor | [6 empty] | I64 | 0 | [10 empty] | No | No
MC044 | Faraday Building |  |  |  | MC044-B08/I65 | AHU 5 Recoup Dmpr Fail | EN.EN3 Energy Sensor | [6 empty] | I65 | 0 | [10 empty] | No | No
MC044 | Faraday Building |  |  |  | MC044-B08/I47 | Mass Spec A064 Humidifr2 Fault | EN.EN3 Energy Sensor | [6 empty] | I47 | 0 | [10 empty] | No | No
MC044 | Faraday Building |  |  |  | MC044-B08/i5 | UPS Low Battery | EN.EN3 Energy Sensor | [6 empty] | i5 | 0 | [10 empty] | No | No
MC044 | Faraday Building |  |  |  | MC044-B08/I50 | XRD O2 Depletion Fault | EN.EN3 Energy Sensor | [6 empty] | I50 | 0 | [10 empty] | No | No
MC044 | Faraday Building |  |  |  | MC044-B08/I52 | SEM O2 Depletion Fault | EN.EN3 Energy Sensor | [6 empty] | I52 | 0 | [10 empty] | No | No
MC044 | Faraday Building |  |  |  | MC044-B08/I54 | Mass Spec Depletion Fault | EN.EN3 Energy Sensor | [6 empty] | I54 | 0 | [10 empty] | No | No
MC044 | Faraday Building |  |  |  | MC044-B08/I41 | Mass Spec Room CRAC Fault | EN.EN3 Energy Sensor | [6 empty] | I41 | 0 | [10 empty] | No | No
MC044 | Faraday Building |  |  |  | MC044-B08/I42 | Physics Store Extr Sys Fault | EN.EN3 Energy Sensor | [6 empty] | I42 | 0 | [10 empty] | No | No
MC044 | Faraday Building |  |  |  | MC044-B08/I43 | NMR A059 Humidifier Fault | EN.EN3 Energy Sensor | [6 empty] | I43 | 0 | [10 empty] | No | No
MC044 | Faraday Building |  |  |  | MC044-B08/I44 | XRD A054 Humidifier Fault | EN.EN3 Energy Sensor | [6 empty] | I44 | 0 | [10 empty] | No | No
MC044 | Faraday Building |  |  |  | MC044-B08/I45 | SEM A056 Humidifier Fault | EN.EN3 Energy Sensor | [6 empty] | I45 | 0 | [10 empty] | No | No
MC044 | Faraday Building |  |  |  | MC044-B08/I46 | Mass Spec A064 Humidifr1 Fault | EN.EN3 Energy Sensor | [6 empty] | I46 | 0 | [10 empty] | No | No
MC044 | Faraday Building |  |  |  | MC044-B08/i3 | Mains Failure | EN.EN3 Energy Sensor | [6 empty] | i3 | 0 | [10 empty] | No | No
MC044 | Faraday Building |  |  |  | MC044-B08/I39 | NMR Room 1 CRAC Fault | EN.EN3 Energy Sensor | [6 empty] | I39 | 0 | [10 empty] | No | No
MC044 | Faraday Building |  |  |  | MC044-B08/I4 | Module 4 | EN.EN3 Energy Sensor | [6 empty] | I4 | 0 | [10 empty] | No | No
MC044 | Faraday Building |  |  |  | MC044-B08/I40 | NMR Room 2 CRAC Fault | EN.EN3 Energy Sensor | [6 empty] | I40 | 0 | [10 empty] | No | No
MC044 | Faraday Building |  |  |  | MC044-B08/I13 | AHU 5 Extr Fan AUTO | EN.EN3 Energy Sensor | [6 empty] | I13 | 0 | [10 empty] | No | No
MC044 | Faraday Building |  |  |  | MC044-B08/I14 | AHU 5 Extr Fan Fault | EN.EN3 Energy Sensor | [6 empty] | I14 | 0 | [10 empty] | No | No
MC044 | Faraday Building |  |  |  | MC044-B08/I15 | AHU 5 Pre Fltr Dirty | EN.EN3 Energy Sensor | [6 empty] | I15 | 0 | [10 empty] | No | No
MC044 | Faraday Building |  |  |  | MC044-B08/I17 | AHU 5 Extr Fltr Dirty | EN.EN3 Energy Sensor | [6 empty] | I17 | 0 | [10 empty] | No | No
MC044 | Faraday Building |  |  |  | MC044-B08/i2 | Emergency Stop | EN.EN3 Energy Sensor | [6 empty] | i2 | 0 | [10 empty] | No | No
MC044 | Faraday Building |  |  |  | MC044-B08/H1 | Schedule 1 | EN.EN3 Energy Sensor | [6 empty] | H1 | 0 | [10 empty] | No | No
MC044 | Faraday Building |  |  |  | MC044-B08/I1 | Module 1 | EN.EN3 Energy Sensor | [6 empty] | I1 | 0 | [10 empty] | No | No
MC044 | Faraday Building |  |  |  | MC044-B08/I10 | AHU 5 Sply Fan Fault | EN.EN3 Energy Sensor | [6 empty] | I10 | 0 | [10 empty] | No | No
MC044 | Faraday Building |  |  |  | MC044-B08/I11 | AFM O2 DepleteFault | EN.EN3 Energy Sensor | [6 empty] | I11 | 0 | [10 empty] | No | No
MC044 | Faraday Building |  |  |  | MC044-B08/I12 | Small Room 2 Ndrman Status | EN.EN3 Energy Sensor | [6 empty] | I12 | 0 | [10 empty] | No | No
MC044 | Faraday Building |  |  |  | MC044-B08/G67 | Logic 67 | EN.EN3 Energy Sensor | [6 empty] | G67 | 0 | [10 empty] | No | No
MC044 | Faraday Building |  |  |  | MC044-B08/G68 | Logic 68 | EN.EN3 Energy Sensor | [6 empty] | G68 | 0 | [10 empty] | No | No
MC044 | Faraday Building |  |  |  | MC044-B08/G69 | Logic 69 | EN.EN3 Energy Sensor | [6 empty] | G69 | 0 | [10 empty] | No | No
MC044 | Faraday Building |  |  |  | MC044-B08/G7 | Logic 7 | EN.EN3 Energy Sensor | [6 empty] | G7 | 0 | [10 empty] | No | No
MC044 | Faraday Building |  |  |  | MC044-B08/G8 | Logic 8 | EN.EN3 Energy Sensor | [6 empty] | G8 | 0 | [10 empty] | No | No
MC044 | Faraday Building |  |  |  | MC044-B08/G9 | Logic 9 | EN.EN3 Energy Sensor | [6 empty] | G9 | 0 | [10 empty] | No | No
MC044 | Faraday Building |  |  |  | MC044-B08/G6 | Logic 6 | EN.EN3 Energy Sensor | [6 empty] | G6 | 0 | [10 empty] | No | No
MC044 | Faraday Building |  |  |  | MC044-B08/G60 | Logic 60 | EN.EN3 Energy Sensor | [6 empty] | G60 | 0 | [10 empty] | No | No
MC044 | Faraday Building |  |  |  | MC044-B08/G63 | Logic 63 | EN.EN3 Energy Sensor | [6 empty] | G63 | 0 | [10 empty] | No | No
MC044 | Faraday Building |  |  |  | MC044-B08/G64 | Logic 64 | EN.EN3 Energy Sensor | [6 empty] | G64 | 0 | [10 empty] | No | No
MC044 | Faraday Building |  |  |  | MC044-B08/G65 | Logic 65 | EN.EN3 Energy Sensor | [6 empty] | G65 | 0 | [10 empty] | No | No
MC044 | Faraday Building |  |  |  | MC044-B08/G66 | Logic 66 | EN.EN3 Energy Sensor | [6 empty] | G66 | 0 | [10 empty] | No | No
MC044 | Faraday Building |  |  |  | MC044-B08/G53 | Logic 53 | EN.EN3 Energy Sensor | [6 empty] | G53 | 0 | [10 empty] | No | No
MC044 | Faraday Building |  |  |  | MC044-B08/G54 | Logic 54 | EN.EN3 Energy Sensor | [6 empty] | G54 | 0 | [10 empty] | No | No
MC044 | Faraday Building |  |  |  | MC044-B08/G55 | Valve Exercise | EN.EN3 Energy Sensor | [6 empty] | G55 | 0 | [10 empty] | No | No
MC044 | Faraday Building |  |  |  | MC044-B08/G56 | Valve Exercise | EN.EN3 Energy Sensor | [6 empty] | G56 | 0 | [10 empty] | No | No
MC044 | Faraday Building |  |  |  | MC044-B08/G57 | Logic 57 | EN.EN3 Energy Sensor | [6 empty] | G57 | 0 | [10 empty] | No | No
MC044 | Faraday Building |  |  |  | MC044-B08/G59 | Logic 59 | EN.EN3 Energy Sensor | [6 empty] | G59 | 0 | [10 empty] | No | No
MC044 | Faraday Building |  |  |  | MC044-B08/G48 | Reset | EN.EN3 Energy Sensor | [6 empty] | G48 | 0 | [10 empty] | No | No
MC044 | Faraday Building |  |  |  | MC044-B08/G49 | Logic 49 | EN.EN3 Energy Sensor | [6 empty] | G49 | 0 | [10 empty] | No | No
MC044 | Faraday Building |  |  |  | MC044-B08/G5 | AHU 5 Occ | EN.EN3 Energy Sensor | [6 empty] | G5 | 0 | [10 empty] | No | No
MC044 | Faraday Building |  |  |  | MC044-B08/G50 | Logic 50 | EN.EN3 Energy Sensor | [6 empty] | G50 | 0 | [10 empty] | No | No
MC044 | Faraday Building |  |  |  | MC044-B08/G51 | Logic 51 | EN.EN3 Energy Sensor | [6 empty] | G51 | 0 | [10 empty] | No | No
MC044 | Faraday Building |  |  |  | MC044-B08/G52 | Logic 52 | EN.EN3 Energy Sensor | [6 empty] | G52 | 0 | [10 empty] | No | No
MC044 | Faraday Building |  |  |  | MC044-B08/G42 | Logic 42 | EN.EN3 Energy Sensor | [6 empty] | G42 | 0 | [10 empty] | No | No
MC044 | Faraday Building |  |  |  | MC044-B08/G43 | Logic 43 | EN.EN3 Energy Sensor | [6 empty] | G43 | 0 | [10 empty] | No | No
MC044 | Faraday Building |  |  |  | MC044-B08/G44 | Logic 44 | EN.EN3 Energy Sensor | [6 empty] | G44 | 0 | [10 empty] | No | No
MC044 | Faraday Building |  |  |  | MC044-B08/G45 | Logic 45 | EN.EN3 Energy Sensor | [6 empty] | G45 | 0 | [10 empty] | No | No
MC044 | Faraday Building |  |  |  | MC044-B08/G46 | Logic 46 | EN.EN3 Energy Sensor | [6 empty] | G46 | 0 | [10 empty] | No | No
MC044 | Faraday Building |  |  |  | MC044-B08/G47 | Logic 47 | EN.EN3 Energy Sensor | [6 empty] | G47 | 0 | [10 empty] | No | No
MC044 | Faraday Building |  |  |  | MC044-B08/G37 | Logic 37 | EN.EN3 Energy Sensor | [6 empty] | G37 | 0 | [10 empty] | No | No
MC044 | Faraday Building |  |  |  | MC044-B08/G38 | Logic 38 | EN.EN3 Energy Sensor | [6 empty] | G38 | 0 | [10 empty] | No | No
MC044 | Faraday Building |  |  |  | MC044-B08/G39 | Logic 39 | EN.EN3 Energy Sensor | [6 empty] | G39 | 0 | [10 empty] | No | No
MC044 | Faraday Building |  |  |  | MC044-B08/G4 | Logic 4 | EN.EN3 Energy Sensor | [6 empty] | G4 | 0 | [10 empty] | No | No
MC044 | Faraday Building |  |  |  | MC044-B08/G40 | Ht Rclaim Avail | EN.EN3 Energy Sensor | [6 empty] | G40 | 0 | [10 empty] | No | No
MC044 | Faraday Building |  |  |  | MC044-B08/G41 | Ht Reject Avail | EN.EN3 Energy Sensor | [6 empty] | G41 | 0 | [10 empty] | No | No
MC044 | Faraday Building |  |  |  | MC044-B08/G31 | Logic 31 | EN.EN3 Energy Sensor | [6 empty] | G31 | 0 | [10 empty] | No | No
MC044 | Faraday Building |  |  |  | MC044-B08/G32 | Logic 32 | EN.EN3 Energy Sensor | [6 empty] | G32 | 0 | [10 empty] | No | No
MC044 | Faraday Building |  |  |  | MC044-B08/G33 | Logic 33 | EN.EN3 Energy Sensor | [6 empty] | G33 | 0 | [10 empty] | No | No
MC044 | Faraday Building |  |  |  | MC044-B08/G34 | Logic 34 | EN.EN3 Energy Sensor | [6 empty] | G34 | 0 | [10 empty] | No | No
MC044 | Faraday Building |  |  |  | MC044-B08/G35 | AHU 5 Ctrl | EN.EN3 Energy Sensor | [6 empty] | G35 | 0 | [10 empty] | No | No
MC044 | Faraday Building |  |  |  | MC044-B08/G36 | Logic 36 | EN.EN3 Energy Sensor | [6 empty] | G36 | 0 | [10 empty] | No | No
MC044 | Faraday Building |  |  |  | MC044-B08/G26 | AHU Fire OK | EN.EN3 Energy Sensor | [6 empty] | G26 | 0 | [10 empty] | No | No
MC044 | Faraday Building |  |  |  | MC044-B08/G27 | AHU 5 Reqd | EN.EN3 Energy Sensor | [6 empty] | G27 | 0 | [10 empty] | No | No
MC044 | Faraday Building |  |  |  | MC044-B08/G28 | Logic 28 | EN.EN3 Energy Sensor | [6 empty] | G28 | 0 | [10 empty] | No | No
MC044 | Faraday Building |  |  |  | MC044-B08/G29 | Logic 29 | EN.EN3 Energy Sensor | [6 empty] | G29 | 0 | [10 empty] | No | No
MC044 | Faraday Building |  |  |  | MC044-B08/G3 | Logic 3 | EN.EN3 Energy Sensor | [6 empty] | G3 | 0 | [10 empty] | No | No
MC044 | Faraday Building |  |  |  | MC044-B08/G30 | Logic 30 | EN.EN3 Energy Sensor | [6 empty] | G30 | 0 | [10 empty] | No | No
MC044 | Faraday Building |  |  |  | MC044-B08/G2 | Reset | EN.EN3 Energy Sensor | [6 empty] | G2 | 0 | [10 empty] | No | No
MC044 | Faraday Building |  |  |  | MC044-B08/G20 | Logic 20 | EN.EN3 Energy Sensor | [6 empty] | G20 | 0 | [10 empty] | No | No
MC044 | Faraday Building |  |  |  | MC044-B08/G21 | Common Physics O2 alarm | EN.EN3 Energy Sensor | [6 empty] | G21 | 0 | [10 empty] | No | No
MC044 | Faraday Building |  |  |  | MC044-B08/G23 | Logic 23 | EN.EN3 Energy Sensor | [6 empty] | G23 | 0 | [10 empty] | No | No
MC044 | Faraday Building |  |  |  | MC044-B08/G24 | Logic 24 | EN.EN3 Energy Sensor | [6 empty] | G24 | 0 | [10 empty] | No | No
MC044 | Faraday Building |  |  |  | MC044-B08/G25 | Logic 25 | EN.EN3 Energy Sensor | [6 empty] | G25 | 0 | [10 empty] | No | No
MC044 | Faraday Building |  |  |  | MC044-B08/G14 | AHU 5 Cold Start | EN.EN3 Energy Sensor | [6 empty] | G14 | 0 | [10 empty] | No | No
MC044 | Faraday Building |  |  |  | MC044-B08/G15 | AHU 5 Cold Start Valve | EN.EN3 Energy Sensor | [6 empty] | G15 | 0 | [10 empty] | No | No
MC044 | Faraday Building |  |  |  | MC044-B08/G16 | AHU5 Sply Dmpr | EN.EN3 Energy Sensor | [6 empty] | G16 | 0 | [10 empty] | No | No
MC044 | Faraday Building |  |  |  | MC044-B08/G17 | Logic 17 | EN.EN3 Energy Sensor | [6 empty] | G17 | 0 | [10 empty] | No | No
MC044 | Faraday Building |  |  |  | MC044-B08/G18 | Logic 18 | EN.EN3 Energy Sensor | [6 empty] | G18 | 0 | [10 empty] | No | No
MC044 | Faraday Building |  |  |  | MC044-B08/G19 | AHU5 Sply Fan Fail | EN.EN3 Energy Sensor | [6 empty] | G19 | 0 | [10 empty] | No | No
MC044 | Faraday Building |  |  |  | MC044-B08/F9 | Function 9 | EN.EN3 Energy Sensor | [6 empty] | F9 | 0 | [10 empty] | No | No
MC044 | Faraday Building |  |  |  | MC044-B08/G1 | Logic 1 | EN.EN3 Energy Sensor | [6 empty] | G1 | 0 | [10 empty] | No | No
MC044 | Faraday Building |  |  |  | MC044-B08/G10 | AHU 5 CT Dmd | EN.EN3 Energy Sensor | [6 empty] | G10 | 0 | [10 empty] | No | No
MC044 | Faraday Building |  |  |  | MC044-B08/G11 | Logic 11 | EN.EN3 Energy Sensor | [6 empty] | G11 | 0 | [10 empty] | No | No
MC044 | Faraday Building |  |  |  | MC044-B08/G12 | Logic 12 | EN.EN3 Energy Sensor | [6 empty] | G12 | 0 | [10 empty] | No | No
MC044 | Faraday Building |  |  |  | MC044-B08/G13 | Logic 13 | EN.EN3 Energy Sensor | [6 empty] | G13 | 0 | [10 empty] | No | No
MC044 | Faraday Building |  |  |  | MC044-B08/F52 | Function 52 | EN.EN3 Energy Sensor | [6 empty] | F52 | 0 | [10 empty] | No | No
MC044 | Faraday Building |  |  |  | MC044-B08/F53 | Function 53 | EN.EN3 Energy Sensor | [6 empty] | F53 | 0 | [10 empty] | No | No
MC044 | Faraday Building |  |  |  | MC044-B08/F54 | Function 54 | EN.EN3 Energy Sensor | [6 empty] | F54 | 0 | [10 empty] | No | No
MC044 | Faraday Building |  |  |  | MC044-B08/F6 | Plant Reset | EN.EN3 Energy Sensor | [6 empty] | F6 | 0 | [10 empty] | No | No
MC044 | Faraday Building |  |  |  | MC044-B08/F7 | Function 7 | EN.EN3 Energy Sensor | [6 empty] | F7 | 0 | [10 empty] | No | No
MC044 | Faraday Building |  |  |  | MC044-B08/F8 | Function 8 | EN.EN3 Energy Sensor | [6 empty] | F8 | 0 | [10 empty] | No | No
MC044 | Faraday Building |  |  |  | MC044-B08/F47 | Function 47 | EN.EN3 Energy Sensor | [6 empty] | F47 | 0 | [10 empty] | No | No
MC044 | Faraday Building |  |  |  | MC044-B08/F48 | Function 48 | EN.EN3 Energy Sensor | [6 empty] | F48 | 0 | [10 empty] | No | No
MC044 | Faraday Building |  |  |  | MC044-B08/F49 | Function 49 | EN.EN3 Energy Sensor | [6 empty] | F49 | 0 | [10 empty] | No | No
MC044 | Faraday Building |  |  |  | MC044-B08/F5 | AHU5 NOT Summer | EN.EN3 Energy Sensor | [6 empty] | F5 | 0 | [10 empty] | No | No
MC044 | Faraday Building |  |  |  | MC044-B08/F50 | Function 50 | EN.EN3 Energy Sensor | [6 empty] | F50 | 0 | [10 empty] | No | No
MC044 | Faraday Building |  |  |  | MC044-B08/F51 | Function 51 | EN.EN3 Energy Sensor | [6 empty] | F51 | 0 | [10 empty] | No | No
MC044 | Faraday Building |  |  |  | MC044-B08/F4 | AHU5 Winter | EN.EN3 Energy Sensor | [6 empty] | F4 | 0 | [10 empty] | No | No
MC044 | Faraday Building |  |  |  | MC044-B08/F40 | Function 40 | EN.EN3 Energy Sensor | [6 empty] | F40 | 0 | [10 empty] | No | No
MC044 | Faraday Building |  |  |  | MC044-B08/F41 | Space frost protection | EN.EN3 Energy Sensor | [6 empty] | F41 | 0 | [10 empty] | No | No
MC044 | Faraday Building |  |  |  | MC044-B08/F42 | VRF Frost | EN.EN3 Energy Sensor | [6 empty] | F42 | 0 | [10 empty] | No | No
MC044 | Faraday Building |  |  |  | MC044-B08/F43 | Valve Exercise | EN.EN3 Energy Sensor | [6 empty] | F43 | 0 | [10 empty] | No | No
MC044 | Faraday Building |  |  |  | MC044-B08/F46 | Function 46 | EN.EN3 Energy Sensor | [6 empty] | F46 | 0 | [10 empty] | No | No
MC044 | Faraday Building |  |  |  | MC044-B08/F34 | AHU Ht Reject | EN.EN3 Energy Sensor | [6 empty] | F34 | 0 | [10 empty] | No | No
MC044 | Faraday Building |  |  |  | MC044-B08/F35 | AHU 5 Clg Dmd | EN.EN3 Energy Sensor | [6 empty] | F35 | 0 | [10 empty] | No | No
MC044 | Faraday Building |  |  |  | MC044-B08/F36 | AHU 5 Recoup Dmd | EN.EN3 Energy Sensor | [6 empty] | F36 | 0 | [10 empty] | No | No
MC044 | Faraday Building |  |  |  | MC044-B08/F37 | AHU 5 Recoup Pos | EN.EN3 Energy Sensor | [6 empty] | F37 | 0 | [10 empty] | No | No
MC044 | Faraday Building |  |  |  | MC044-B08/F38 | AHU 5 Htg Pos | EN.EN3 Energy Sensor | [6 empty] | F38 | 0 | [10 empty] | No | No
MC044 | Faraday Building |  |  |  | MC044-B08/F39 | Function 39 | EN.EN3 Energy Sensor | [6 empty] | F39 | 0 | [10 empty] | No | No
MC044 | Faraday Building |  |  |  | MC044-B08/F29 | Function 29 | EN.EN3 Energy Sensor | [6 empty] | F29 | 0 | [10 empty] | No | No
MC044 | Faraday Building |  |  |  | MC044-B08/F3 | Outside air temperature frost | EN.EN3 Energy Sensor | [6 empty] | F3 | 0 | [10 empty] | No | No
MC044 | Faraday Building |  |  |  | MC044-B08/F30 | AHU 5 Htg Dmd | EN.EN3 Energy Sensor | [6 empty] | F30 | 0 | [10 empty] | No | No
MC044 | Faraday Building |  |  |  | MC044-B08/F31 | AHU Clg | EN.EN3 Energy Sensor | [6 empty] | F31 | 0 | [10 empty] | No | No
MC044 | Faraday Building |  |  |  | MC044-B08/F32 | Function 32 | EN.EN3 Energy Sensor | [6 empty] | F32 | 0 | [10 empty] | No | No
MC044 | Faraday Building |  |  |  | MC044-B08/F33 | Function 33 | EN.EN3 Energy Sensor | [6 empty] | F33 | 0 | [10 empty] | No | No
MC044 | Faraday Building |  |  |  | MC044-B08/F23 | Function 23 | EN.EN3 Energy Sensor | [6 empty] | F23 | 0 | [10 empty] | No | No
MC044 | Faraday Building |  |  |  | MC044-B08/F24 | Function 24 | EN.EN3 Energy Sensor | [6 empty] | F24 | 0 | [10 empty] | No | No
MC044 | Faraday Building |  |  |  | MC044-B08/F25 | Function 25 | EN.EN3 Energy Sensor | [6 empty] | F25 | 0 | [10 empty] | No | No
MC044 | Faraday Building |  |  |  | MC044-B08/F26 | AHU Htg | EN.EN3 Energy Sensor | [6 empty] | F26 | 0 | [10 empty] | No | No
MC044 | Faraday Building |  |  |  | MC044-B08/F27 | Function 27 | EN.EN3 Energy Sensor | [6 empty] | F27 | 0 | [10 empty] | No | No
MC044 | Faraday Building |  |  |  | MC044-B08/F28 | AHU Ht Reclaim | EN.EN3 Energy Sensor | [6 empty] | F28 | 0 | [10 empty] | No | No
MC044 | Faraday Building |  |  |  | MC044-B08/F18 | Function 18 | EN.EN3 Energy Sensor | [6 empty] | F18 | 0 | [10 empty] | No | No
MC044 | Faraday Building |  |  |  | MC044-B08/F19 | Function 19 | EN.EN3 Energy Sensor | [6 empty] | F19 | 0 | [10 empty] | No | No
MC044 | Faraday Building |  |  |  | MC044-B08/F2 | Function 2 | EN.EN3 Energy Sensor | [6 empty] | F2 | 0 | [10 empty] | No | No
MC044 | Faraday Building |  |  |  | MC044-B08/F20 | Function 20 | EN.EN3 Energy Sensor | [6 empty] | F20 | 0 | [10 empty] | No | No
MC044 | Faraday Building |  |  |  | MC044-B08/F21 | AHU 5 Htg-Clg Dmd | EN.EN3 Energy Sensor | [6 empty] | F21 | 0 | [10 empty] | No | No
MC044 | Faraday Building |  |  |  | MC044-B08/F22 | Function 22 | EN.EN3 Energy Sensor | [6 empty] | F22 | 0 | [10 empty] | No | No
MC044 | Faraday Building |  |  |  | MC044-B08/F12 | Function 12 | EN.EN3 Energy Sensor | [6 empty] | F12 | 0 | [10 empty] | No | No
MC044 | Faraday Building |  |  |  | MC044-B08/F13 | Function 13 | EN.EN3 Energy Sensor | [6 empty] | F13 | 0 | [10 empty] | No | No
MC044 | Faraday Building |  |  |  | MC044-B08/F14 | Function 14 | EN.EN3 Energy Sensor | [6 empty] | F14 | 0 | [10 empty] | No | No
MC044 | Faraday Building |  |  |  | MC044-B08/F15 | Function 15 | EN.EN3 Energy Sensor | [6 empty] | F15 | 0 | [10 empty] | No | No
MC044 | Faraday Building |  |  |  | MC044-B08/F16 | Function 16 | EN.EN3 Energy Sensor | [6 empty] | F16 | 0 | [10 empty] | No | No
MC044 | Faraday Building |  |  |  | MC044-B08/F17 | Function 17 | EN.EN3 Energy Sensor | [6 empty] | F17 | 0 | [10 empty] | No | No
MC044 | Faraday Building |  |  |  | MC044-B08/D6 | AHU 5 Heating Valve | EN.EN3 Energy Sensor | [6 empty] | D6 | 0 | [10 empty] | No | No
MC044 | Faraday Building |  |  |  | MC044-B08/D7 | Belmouth Damper_inverted | EN.EN3 Energy Sensor | [6 empty] | D7 | 0 | [10 empty] | No | No
MC044 | Faraday Building |  |  |  | MC044-B08/e1 | 963 | EN.EN3 Energy Sensor | [6 empty] | e1 | 0 | [10 empty] | No | No
MC044 | Faraday Building |  |  |  | MC044-B08/F1 | Function 1 | EN.EN3 Energy Sensor | [6 empty] | F1 | 0 | [10 empty] | No | No
MC044 | Faraday Building |  |  |  | MC044-B08/F10 | Function 10 | EN.EN3 Energy Sensor | [6 empty] | F10 | 0 | [10 empty] | No | No
MC044 | Faraday Building |  |  |  | MC044-B08/F11 | Function 11 | EN.EN3 Energy Sensor | [6 empty] | F11 | 0 | [10 empty] | No | No
MC044 | Faraday Building |  |  |  | MC044-B08/D22 | SEM A056 Humidifr En | EN.EN3 Energy Sensor | [6 empty] | D22 | 0 | [10 empty] | No | No
MC044 | Faraday Building |  |  |  | MC044-B08/D23 | Mass Spec A064 Humidifr 1 En | EN.EN3 Energy Sensor | [6 empty] | D23 | 0 | [10 empty] | No | No
MC044 | Faraday Building |  |  |  | MC044-B08/D24 | Mass Spec A061 Humidifr 2 En | EN.EN3 Energy Sensor | [6 empty] | D24 | 0 | [10 empty] | No | No
MC044 | Faraday Building |  |  |  | MC044-B08/D3 | AHU 5 Extr Fan En | EN.EN3 Energy Sensor | [6 empty] | D3 | 0 | [10 empty] | No | No
MC044 | Faraday Building |  |  |  | MC044-B08/D4 | AHU 5 Extr Fan Dmd | EN.EN3 Energy Sensor | [6 empty] | D4 | 0 | [10 empty] | No | No
MC044 | Faraday Building |  |  |  | MC044-B08/D5 | AHU 5 Recoup Dmpr | EN.EN3 Energy Sensor | [6 empty] | D5 | 0 | [10 empty] | No | No
MC044 | Faraday Building |  |  |  | MC044-B08/C1 | Virtual CNC 1 | EN.EN3 Energy Sensor | [6 empty] | C1 | 0 | [10 empty] | No | No
MC044 | Faraday Building |  |  |  | MC044-B08/D1 | AHU 5 Sply Fan En | EN.EN3 Energy Sensor | [6 empty] | D1 | 0 | [10 empty] | No | No
MC044 | Faraday Building |  |  |  | MC044-B08/D18 | VRF System En | EN.EN3 Energy Sensor | [6 empty] | D18 | 0 | [10 empty] | No | No
MC044 | Faraday Building |  |  |  | MC044-B08/D19 | VRF System Reset | EN.EN3 Energy Sensor | [6 empty] | D19 | 0 | [10 empty] | No | No
MC044 | Faraday Building |  |  |  | MC044-B08/D2 | AHU 5 Sply Fan Dmd | EN.EN3 Energy Sensor | [6 empty] | D2 | 0 | [10 empty] | No | No
MC044 | Faraday Building |  |  |  | MC044-B08/D21 | XRD A054 Humidifr En | EN.EN3 Energy Sensor | [6 empty] | D21 | 0 | [10 empty] | No | No
MC044 | Faraday Building |  |  |  | MC044-B08/Z2 | XRD A054 | EN.EN3 Energy Sensor | [6 empty] | Z2 | 0 | [10 empty] | No | No
MC044 | Faraday Building |  |  |  | MC044-B08/Z3 | NMR A059 | EN.EN3 Energy Sensor | [6 empty] | Z3 | 0 | [10 empty] | No | No
MC044 | Faraday Building |  |  |  | MC044-B08/Z4 | SEM A056 | EN.EN3 Energy Sensor | [6 empty] | Z4 | 0 | [10 empty] | No | No
MC044 | Faraday Building |  |  |  | MC044-B08/Z5 | Mass Spec A061 &amp; 64 | EN.EN3 Energy Sensor | [6 empty] | Z5 | 0 | [10 empty] | No | No
MC044 | Faraday Building |  |  |  | MC044-B08/A2 | Outside Air Temp from os33 | EN.EN3 Energy Sensor | [6 empty] | A2 | 0 | [10 empty] | No | No
MC044 | Faraday Building |  |  |  | MC044-B08/B2 | Byte 2 | EN.EN3 Energy Sensor | [6 empty] | B2 | 0 | [10 empty] | No | No
MC044 | Faraday Building |  |  |  | MC044-B08/Y5 | Pressure I 100Pa | EN.EN3 Energy Sensor | [6 empty] | Y5 | 0 | [10 empty] | No | No
MC044 | Faraday Building |  |  |  | MC044-B08/Y6 | Pressure I 250Pa | EN.EN3 Energy Sensor | [6 empty] | Y6 | 0 | [10 empty] | No | No
MC044 | Faraday Building |  |  |  | MC044-B08/Y7 | Pressure I 500Pa | EN.EN3 Energy Sensor | [6 empty] | Y7 | 0 | [10 empty] | No | No
MC044 | Faraday Building |  |  |  | MC044-B08/Y8 | Pressure I 1000Pa | EN.EN3 Energy Sensor | [6 empty] | Y8 | 0 | [10 empty] | No | No
MC044 | Faraday Building |  |  |  | MC044-B08/Y9 | Pressure I 2500Pa | EN.EN3 Energy Sensor | [6 empty] | Y9 | 0 | [10 empty] | No | No
MC044 | Faraday Building |  |  |  | MC044-B08/Z1 | AHU 5 Physics Store Vent | EN.EN3 Energy Sensor | [6 empty] | Z1 | 0 | [10 empty] | No | No
MC044 | Faraday Building |  |  |  | MC044-B04/A2 | Flow Calc Time Base | EN.EN3 Energy Sensor | [6 empty] | A2 | 0 | [10 empty] | No | No
MC044 | Faraday Building |  |  |  | MC044-B04/B2 | Chemistry Block | EN.EN3 Energy Sensor | [6 empty] | B2 | 0 | [10 empty] | No | No
MC044 | Faraday Building |  |  |  | MC044-B04/C1 | Virtual CNC 1 | EN.EN3 Energy Sensor | [6 empty] | C1 | 0 | [10 empty] | No | No
MC044 | Faraday Building |  |  |  | MC044-B04/D1 | Pri Circ Pump 1 En | EN.EN3 Energy Sensor | [6 empty] | D1 | 0 | [10 empty] | No | No
MC044 | Faraday Building |  |  |  | MC044-B04/D10 | Foyer VT Pumps Dmd | EN.EN3 Energy Sensor | [6 empty] | D10 | 0 | [10 empty] | No | No
MC044 | Faraday Building |  |  |  | MC044-B04/D11 | Foyer VT Valve | EN.EN3 Energy Sensor | [6 empty] | D11 | 0 | [10 empty] | No | No
MC044 | Faraday Building |  |  |  | MC044-B04/Z3 | Lecture Theatres VT Heating | EN.EN3 Energy Sensor | [6 empty] | Z3 | 0 | [10 empty] | No | No
MC044 | Faraday Building |  |  |  | MC044-B04/Z4 | DHW Plant | EN.EN3 Energy Sensor | [6 empty] | Z4 | 0 | [10 empty] | No | No
MC044 | Faraday Building |  |  |  | MC044-B04/Z5 | Pasterization | EN.EN3 Energy Sensor | [6 empty] | Z5 | 0 | [10 empty] | No | No
MC044 | Faraday Building |  |  |  | MC044-B04/Y6 | Pressure I 2.5bar | EN.EN3 Energy Sensor | [6 empty] | Y6 | 0 | [10 empty] | No | No
MC044 | Faraday Building |  |  |  | MC044-B04/Y7 | Pressure I 4bar | EN.EN3 Energy Sensor | [6 empty] | Y7 | 0 | [10 empty] | No | No
MC044 | Faraday Building |  |  |  | MC044-B04/Y8 | Pressure I 6bar | EN.EN3 Energy Sensor | [6 empty] | Y8 | 0 | [10 empty] | No | No
MC044 | Faraday Building |  |  |  | MC044-B04/Y9 | Pressure I 10bar | EN.EN3 Energy Sensor | [6 empty] | Y9 | 0 | [10 empty] | No | No
MC044 | Faraday Building |  |  |  | MC044-B04/Z1 | Lecture Foyer VT Heating | EN.EN3 Energy Sensor | [6 empty] | Z1 | 0 | [10 empty] | No | No
MC044 | Faraday Building |  |  |  | MC044-B04/Z2 | Physics VT Heating | EN.EN3 Energy Sensor | [6 empty] | Z2 | 0 | [10 empty] | No | No
MC044 | Faraday Building |  |  |  | MC044-B04/Y10 | Pressure I 4bar | EN.EN3 Energy Sensor | [6 empty] | Y10 | 0 | [10 empty] | No | No
MC044 | Faraday Building |  |  |  | MC044-B04/Y11 | Fan Control V | EN.EN3 Energy Sensor | [6 empty] | Y11 | 0 | [10 empty] | No | No
MC044 | Faraday Building |  |  |  | MC044-B04/Y2 | Thermistor TBTI | EN.EN3 Energy Sensor | [6 empty] | Y2 | 0 | [10 empty] | No | No
MC044 | Faraday Building |  |  |  | MC044-B04/Y3 | Room temperature | EN.EN3 Energy Sensor | [6 empty] | Y3 | 0 | [10 empty] | No | No
MC044 | Faraday Building |  |  |  | MC044-B04/Y4 | Pressure I 0.5bar | EN.EN3 Energy Sensor | [6 empty] | Y4 | 0 | [10 empty] | No | No
MC044 | Faraday Building |  |  |  | MC044-B04/Y5 | Pressure I 1bar | EN.EN3 Energy Sensor | [6 empty] | Y5 | 0 | [10 empty] | No | No
MC044 | Faraday Building |  |  |  | MC044-B04/W5 | Foyer VT Pump Duty | EN.EN3 Energy Sensor | [6 empty] | W5 | 0 | [10 empty] | No | No
MC044 | Faraday Building |  |  |  | MC044-B04/W6 | Physics VT Pump Reset | EN.EN3 Energy Sensor | [6 empty] | W6 | 0 | [10 empty] | No | No
MC044 | Faraday Building |  |  |  | MC044-B04/W7 | Physics VT Pump Duty | EN.EN3 Energy Sensor | [6 empty] | W7 | 0 | [10 empty] | No | No
MC044 | Faraday Building |  |  |  | MC044-B04/W8 | Lecture VT Pump Reset | EN.EN3 Energy Sensor | [6 empty] | W8 | 0 | [10 empty] | No | No
MC044 | Faraday Building |  |  |  | MC044-B04/W9 | Lecture VT Pump Duty | EN.EN3 Energy Sensor | [6 empty] | W9 | 0 | [10 empty] | No | No
MC044 | Faraday Building |  |  |  | MC044-B04/Y1 | Outside air temperature | EN.EN3 Energy Sensor | [6 empty] | Y1 | 0 | [10 empty] | No | No
MC044 | Faraday Building |  |  |  | MC044-B04/W27 | Foyer VT Pump 1 Hrs Reset | EN.EN3 Energy Sensor | [6 empty] | W27 | 0 | [10 empty] | No | No
MC044 | Faraday Building |  |  |  | MC044-B04/W28 | Lecture VT Pump 2 Hrs Reset | EN.EN3 Energy Sensor | [6 empty] | W28 | 0 | [10 empty] | No | No
MC044 | Faraday Building |  |  |  | MC044-B04/W29 | Override PHE2 Valve Open | EN.EN3 Energy Sensor | [6 empty] | W29 | 0 | [10 empty] | No | No
MC044 | Faraday Building |  |  |  | MC044-B04/W3 | DHW Imm Heater Test | EN.EN3 Energy Sensor | [6 empty] | W3 | 0 | [10 empty] | No | No
MC044 | Faraday Building |  |  |  | MC044-B04/W30 | Triad Sw | EN.EN3 Energy Sensor | [6 empty] | W30 | 0 | [10 empty] | No | No
MC044 | Faraday Building |  |  |  | MC044-B04/W4 | Foyer VT Pump Reset | EN.EN3 Energy Sensor | [6 empty] | W4 | 0 | [10 empty] | No | No
MC044 | Faraday Building |  |  |  | MC044-B04/W21 | Pri Circ Pump 1 Hrs Reset | EN.EN3 Energy Sensor | [6 empty] | W21 | 0 | [10 empty] | No | No
MC044 | Faraday Building |  |  |  | MC044-B04/W22 | Pri Circ Pump 2 Hrs Reset | EN.EN3 Energy Sensor | [6 empty] | W22 | 0 | [10 empty] | No | No
MC044 | Faraday Building |  |  |  | MC044-B04/W23 | Foyer VT Pump 1 Hrs Reset | EN.EN3 Energy Sensor | [6 empty] | W23 | 0 | [10 empty] | No | No
MC044 | Faraday Building |  |  |  | MC044-B04/W24 | Foyer VT Pump 2 Hrs Reset | EN.EN3 Energy Sensor | [6 empty] | W24 | 0 | [10 empty] | No | No
MC044 | Faraday Building |  |  |  | MC044-B04/W25 | Physics VT Pump 1 Hrs Reset | EN.EN3 Energy Sensor | [6 empty] | W25 | 0 | [10 empty] | No | No
MC044 | Faraday Building |  |  |  | MC044-B04/W26 | Physics VT Pump 2 Hrs Reset | EN.EN3 Energy Sensor | [6 empty] | W26 | 0 | [10 empty] | No | No
MC044 | Faraday Building |  |  |  | MC044-B04/W16 | Switch 16 | EN.EN3 Energy Sensor | [6 empty] | W16 | 0 | [10 empty] | No | No
MC044 | Faraday Building |  |  |  | MC044-B04/W17 | Override Foyer VT Valve Open | EN.EN3 Energy Sensor | [6 empty] | W17 | 0 | [10 empty] | No | No
MC044 | Faraday Building |  |  |  | MC044-B04/W18 | Override Pysics VT Valve Open | EN.EN3 Energy Sensor | [6 empty] | W18 | 0 | [10 empty] | No | No
MC044 | Faraday Building |  |  |  | MC044-B04/W19 | Override Lecture VT Valve Open | EN.EN3 Energy Sensor | [6 empty] | W19 | 0 | [10 empty] | No | No
MC044 | Faraday Building |  |  |  | MC044-B04/W2 | Pasterization Enable | EN.EN3 Energy Sensor | [6 empty] | W2 | 0 | [10 empty] | No | No
MC044 | Faraday Building |  |  |  | MC044-B04/W20 | Override PHE1 Valve Open | EN.EN3 Energy Sensor | [6 empty] | W20 | 0 | [10 empty] | No | No
MC044 | Faraday Building |  |  |  | MC044-B04/V2 |  | EN.EN3 Energy Sensor | [6 empty] | V2 | 0 | [10 empty] | No | No
MC044 | Faraday Building |  |  |  | MC044-B04/W1 | Summer Override | EN.EN3 Energy Sensor | [6 empty] | W1 | 0 | [10 empty] | No | No
MC044 | Faraday Building |  |  |  | MC044-B04/W10 | Pri Circ Pump Reset | EN.EN3 Energy Sensor | [6 empty] | W10 | 0 | [10 empty] | No | No
MC044 | Faraday Building |  |  |  | MC044-B04/W11 | Pri Circ Pump Duty | EN.EN3 Energy Sensor | [6 empty] | W11 | 0 | [10 empty] | No | No
MC044 | Faraday Building |  |  |  | MC044-B04/W12 | Plant Fault Lamp Reset | EN.EN3 Energy Sensor | [6 empty] | W12 | 0 | [10 empty] | No | No
MC044 | Faraday Building |  |  |  | MC044-B04/W13 | Duct Lighting Enabled | EN.EN3 Energy Sensor | [6 empty] | W13 | 0 | [10 empty] | No | No
MC044 | Faraday Building |  |  |  | MC044-B04/S73 | Lecture Foyer Space Temp | EN.EN3 Energy Sensor | [6 empty] | S73 | 0 | [10 empty] | No | No
MC044 | Faraday Building |  |  |  | MC044-B04/S74 | Average Pysics Space Temp | EN.EN3 Energy Sensor | [6 empty] | S74 | 0 | [10 empty] | No | No
MC044 | Faraday Building |  |  |  | MC044-B04/S75 | Flow Water Meter | EN.EN3 Energy Sensor | [6 empty] | S75 | 0 | [10 empty] | No | No
MC044 | Faraday Building |  |  |  | MC044-B04/S8 | Pri Circ Pumps Pressure | EN.EN3 Energy Sensor | [6 empty] | S8 | 0 | [10 empty] | No | No
MC044 | Faraday Building |  |  |  | MC044-B04/S9 | Foyer VT Pumps Pressure | EN.EN3 Energy Sensor | [6 empty] | S9 | 0 | [10 empty] | No | No
MC044 | Faraday Building |  |  |  | MC044-B04/V1 |  | EN.EN3 Energy Sensor | [6 empty] | V1 | 0 | [10 empty] | No | No
MC044 | Faraday Building |  |  |  | MC044-B04/S6 | PHE 2 Flow Temp | EN.EN3 Energy Sensor | [6 empty] | S6 | 0 | [10 empty] | No | No
MC044 | Faraday Building |  |  |  | MC044-B04/S69 | Avg Lecture AHU2 Space Temp | EN.EN3 Energy Sensor | [6 empty] | S69 | 0 | [10 empty] | No | No
MC044 | Faraday Building |  |  |  | MC044-B04/S7 | PHE 2 Retn Temp | EN.EN3 Energy Sensor | [6 empty] | S7 | 0 | [10 empty] | No | No
MC044 | Faraday Building |  |  |  | MC044-B04/S70 | Primary Flow Rate | EN.EN3 Energy Sensor | [6 empty] | S70 | 0 | [10 empty] | No | No
MC044 | Faraday Building |  |  |  | MC044-B04/S71 | Average PHE Flow Temp | EN.EN3 Energy Sensor | [6 empty] | S71 | 0 | [10 empty] | No | No
MC044 | Faraday Building |  |  |  | MC044-B04/S72 | Pri Circ Pumps Dmd | EN.EN3 Energy Sensor | [6 empty] | S72 | 0 | [10 empty] | No | No
MC044 | Faraday Building |  |  |  | MC044-B04/S43 | Physics VT Pump 1 Hrs Run | EN.EN3 Energy Sensor | [6 empty] | S43 | 0 | [10 empty] | No | No
MC044 | Faraday Building |  |  |  | MC044-B04/S44 | Physics VT Pump 2 Hrs Run | EN.EN3 Energy Sensor | [6 empty] | S44 | 0 | [10 empty] | No | No
MC044 | Faraday Building |  |  |  | MC044-B04/S45 | Lecture VT Pump 1 Hrs Run | EN.EN3 Energy Sensor | [6 empty] | S45 | 0 | [10 empty] | No | No
MC044 | Faraday Building |  |  |  | MC044-B04/S46 | Lecture VT Pump 2 Hrs Run | EN.EN3 Energy Sensor | [6 empty] | S46 | 0 | [10 empty] | No | No
MC044 | Faraday Building |  |  |  | MC044-B04/S47 | DHW Cylinder Pasterization Log | EN.EN3 Energy Sensor | [6 empty] | S47 | 0 | [10 empty] | No | No
MC044 | Faraday Building |  |  |  | MC044-B04/S5 | PHE 1 Retn Temp | EN.EN3 Energy Sensor | [6 empty] | S5 | 0 | [10 empty] | No | No
MC044 | Faraday Building |  |  |  | MC044-B04/S38 | PHE 2 Valve | EN.EN3 Energy Sensor | [6 empty] | S38 | 0 | [10 empty] | No | No
MC044 | Faraday Building |  |  |  | MC044-B04/S39 | Pri Circ Pump 1 Hrs Run | EN.EN3 Energy Sensor | [6 empty] | S39 | 0 | [10 empty] | No | No
MC044 | Faraday Building |  |  |  | MC044-B04/S4 | PHE 1 Flow Temp | EN.EN3 Energy Sensor | [6 empty] | S4 | 0 | [10 empty] | No | No
MC044 | Faraday Building |  |  |  | MC044-B04/S40 | Pri Circ Pump 2 Hrs Run | EN.EN3 Energy Sensor | [6 empty] | S40 | 0 | [10 empty] | No | No
MC044 | Faraday Building |  |  |  | MC044-B04/S41 | Foyer VT Pump 1 Hrs Run | EN.EN3 Energy Sensor | [6 empty] | S41 | 0 | [10 empty] | No | No
MC044 | Faraday Building |  |  |  | MC044-B04/S42 | Foyer VT Pump 2 Hrs Run | EN.EN3 Energy Sensor | [6 empty] | S42 | 0 | [10 empty] | No | No
MC044 | Faraday Building |  |  |  | MC044-B04/S32 | Foyer VT Valve | EN.EN3 Energy Sensor | [6 empty] | S32 | 0 | [10 empty] | No | No
MC044 | Faraday Building |  |  |  | MC044-B04/S33 | Calc Physics VT Flow SP | EN.EN3 Energy Sensor | [6 empty] | S33 | 0 | [10 empty] | No | No
MC044 | Faraday Building |  |  |  | MC044-B04/S34 | Physics VT Valve | EN.EN3 Energy Sensor | [6 empty] | S34 | 0 | [10 empty] | No | No
MC044 | Faraday Building |  |  |  | MC044-B04/S35 | Calc Lecture VT Flow SP | EN.EN3 Energy Sensor | [6 empty] | S35 | 0 | [10 empty] | No | No
MC044 | Faraday Building |  |  |  | MC044-B04/S36 | Lecture VT Valve | EN.EN3 Energy Sensor | [6 empty] | S36 | 0 | [10 empty] | No | No
MC044 | Faraday Building |  |  |  | MC044-B04/S37 | PHE 1 Valve | EN.EN3 Energy Sensor | [6 empty] | S37 | 0 | [10 empty] | No | No
MC044 | Faraday Building |  |  |  | MC044-B04/S22 | DHW Flow Temp | EN.EN3 Energy Sensor | [6 empty] | S22 | 0 | [10 empty] | No | No
MC044 | Faraday Building |  |  |  | MC044-B04/S23 | DHW Retn Temp | EN.EN3 Energy Sensor | [6 empty] | S23 | 0 | [10 empty] | No | No
MC044 | Faraday Building |  |  |  | MC044-B04/S24 | Lecture Flow_Return Diff Press | EN.EN3 Energy Sensor | [6 empty] | S24 | 0 | [10 empty] | No | No
MC044 | Faraday Building |  |  |  | MC044-B04/S25 | Primary Header Flow Rate | EN.EN3 Energy Sensor | [6 empty] | S25 | 0 | [10 empty] | No | No
MC044 | Faraday Building |  |  |  | MC044-B04/S3 | District Htg Retn Temp | EN.EN3 Energy Sensor | [6 empty] | S3 | 0 | [10 empty] | No | No
MC044 | Faraday Building |  |  |  | MC044-B04/S31 | Calc Foyer VT Flow SP | EN.EN3 Energy Sensor | [6 empty] | S31 | 0 | [10 empty] | No | No
MC044 | Faraday Building |  |  |  | MC044-B04/S17 | Lecture VT Pumps Pressure | EN.EN3 Energy Sensor | [6 empty] | S17 | 0 | [10 empty] | No | No
MC044 | Faraday Building |  |  |  | MC044-B04/S18 | Lecture VT Flow Temp | EN.EN3 Energy Sensor | [6 empty] | S18 | 0 | [10 empty] | No | No
MC044 | Faraday Building |  |  |  | MC044-B04/S19 | Lecture VT Retn Temp | EN.EN3 Energy Sensor | [6 empty] | S19 | 0 | [10 empty] | No | No
MC044 | Faraday Building |  |  |  | MC044-B04/S2 | District Htg Flow Temp | EN.EN3 Energy Sensor | [6 empty] | S2 | 0 | [10 empty] | No | No
MC044 | Faraday Building |  |  |  | MC044-B04/S20 | Physics VT Pumps Pressure | EN.EN3 Energy Sensor | [6 empty] | S20 | 0 | [10 empty] | No | No
MC044 | Faraday Building |  |  |  | MC044-B04/S21 | DHW Cylinder Temp | EN.EN3 Energy Sensor | [6 empty] | S21 | 0 | [10 empty] | No | No
MC044 | Faraday Building |  |  |  | MC044-B04/S11 | Foyer VT Retn Temp | EN.EN3 Energy Sensor | [6 empty] | S11 | 0 | [10 empty] | No | No
MC044 | Faraday Building |  |  |  | MC044-B04/S12 | Imm Hrs Run Day | EN.EN3 Energy Sensor | [6 empty] | S12 | 0 | [10 empty] | No | No
MC044 | Faraday Building |  |  |  | MC044-B04/S13 | Physics VT Pumps Pressure | EN.EN3 Energy Sensor | [6 empty] | S13 | 0 | [10 empty] | No | No
MC044 | Faraday Building |  |  |  | MC044-B04/S14 | Physics VT Flow Temp | EN.EN3 Energy Sensor | [6 empty] | S14 | 0 | [10 empty] | No | No
MC044 | Faraday Building |  |  |  | MC044-B04/S15 | Physics VT Retn Temp | EN.EN3 Energy Sensor | [6 empty] | S15 | 0 | [10 empty] | No | No
MC044 | Faraday Building |  |  |  | MC044-B04/S16 | Imm Hrs Run Yr | EN.EN3 Energy Sensor | [6 empty] | S16 | 0 | [10 empty] | No | No
MC044 | Faraday Building |  |  |  | MC044-B04/P7 | PHE 2 Retn Temp | EN.EN3 Energy Sensor | [6 empty] | P7 | 0 | [10 empty] | No | No
MC044 | Faraday Building |  |  |  | MC044-B04/P8 | Pri Circ Pumps Pressure | EN.EN3 Energy Sensor | [6 empty] | P8 | 0 | [10 empty] | No | No
MC044 | Faraday Building |  |  |  | MC044-B04/P9 | Foyer VT Pumps Pressure | EN.EN3 Energy Sensor | [6 empty] | P9 | 0 | [10 empty] | No | No
MC044 | Faraday Building |  |  |  | MC044-B04/Q1 | Sequence Table 1 | EN.EN3 Energy Sensor | [6 empty] | Q1 | 0 | [10 empty] | No | No
MC044 | Faraday Building |  |  |  | MC044-B04/S1 | Outside air temperature | EN.EN3 Energy Sensor | [6 empty] | S1 | 0 | [10 empty] | No | No
MC044 | Faraday Building |  |  |  | MC044-B04/S10 | Foyer VT Flow Temp | EN.EN3 Energy Sensor | [6 empty] | S10 | 0 | [10 empty] | No | No
MC044 | Faraday Building |  |  |  | MC044-B04/P4 | PHE 1 Flow Temp | EN.EN3 Energy Sensor | [6 empty] | P4 | 0 | [10 empty] | No | No
MC044 | Faraday Building |  |  |  | MC044-B04/P5 | PHE 1 Retn Temp | EN.EN3 Energy Sensor | [6 empty] | P5 | 0 | [10 empty] | No | No
MC044 | Faraday Building |  |  |  | MC044-B04/P51 | Primary Flow Rate | EN.EN3 Energy Sensor | [6 empty] | P51 | 0 | [10 empty] | No | No
MC044 | Faraday Building |  |  |  | MC044-B04/P52 | Pri Circ Pumps Dmd | EN.EN3 Energy Sensor | [6 empty] | P52 | 0 | [10 empty] | No | No
MC044 | Faraday Building |  |  |  | MC044-B04/P53 | Flow Water Meter | EN.EN3 Energy Sensor | [6 empty] | P53 | 0 | [10 empty] | No | No
MC044 | Faraday Building |  |  |  | MC044-B04/P6 | PHE 2 Flow Temp | EN.EN3 Energy Sensor | [6 empty] | P6 | 0 | [10 empty] | No | No
MC044 | Faraday Building |  |  |  | MC044-B04/P31 | Calc Lecture VT Flow SP | EN.EN3 Energy Sensor | [6 empty] | P31 | 0 | [10 empty] | No | No
MC044 | Faraday Building |  |  |  | MC044-B04/P32 | Lecture VT Valve | EN.EN3 Energy Sensor | [6 empty] | P32 | 0 | [10 empty] | No | No
MC044 | Faraday Building |  |  |  | MC044-B04/P33 | Lecture VT Valve | EN.EN3 Energy Sensor | [6 empty] | P33 | 0 | [10 empty] | No | No
MC044 | Faraday Building |  |  |  | MC044-B04/P34 | PHE 1 Valve | EN.EN3 Energy Sensor | [6 empty] | P34 | 0 | [10 empty] | No | No
MC044 | Faraday Building |  |  |  | MC044-B04/P35 | PHE 2 Valve | EN.EN3 Energy Sensor | [6 empty] | P35 | 0 | [10 empty] | No | No
MC044 | Faraday Building |  |  |  | MC044-B04/P36 | DHW Cylinder Pasterization Log | EN.EN3 Energy Sensor | [6 empty] | P36 | 0 | [10 empty] | No | No
MC044 | Faraday Building |  |  |  | MC044-B04/P26 | Foyer VT Valve | EN.EN3 Energy Sensor | [6 empty] | P26 | 0 | [10 empty] | No | No
MC044 | Faraday Building |  |  |  | MC044-B04/P27 | Foyer VT Valve | EN.EN3 Energy Sensor | [6 empty] | P27 | 0 | [10 empty] | No | No
MC044 | Faraday Building |  |  |  | MC044-B04/P28 | Calc Physics VT Flow SP | EN.EN3 Energy Sensor | [6 empty] | P28 | 0 | [10 empty] | No | No
MC044 | Faraday Building |  |  |  | MC044-B04/P29 | Physics VT Valve | EN.EN3 Energy Sensor | [6 empty] | P29 | 0 | [10 empty] | No | No
MC044 | Faraday Building |  |  |  | MC044-B04/P3 | District Htg Retn Temp | EN.EN3 Energy Sensor | [6 empty] | P3 | 0 | [10 empty] | No | No
MC044 | Faraday Building |  |  |  | MC044-B04/P30 | Physics VT Valve | EN.EN3 Energy Sensor | [6 empty] | P30 | 0 | [10 empty] | No | No
MC044 | Faraday Building |  |  |  | MC044-B04/P20 | Imm Hrs Run | EN.EN3 Energy Sensor | [6 empty] | P20 | 0 | [10 empty] | No | No
MC044 | Faraday Building |  |  |  | MC044-B04/P21 | DHW Cylinder Temp | EN.EN3 Energy Sensor | [6 empty] | P21 | 0 | [10 empty] | No | No
MC044 | Faraday Building |  |  |  | MC044-B04/P22 | DHW Flow Temp | EN.EN3 Energy Sensor | [6 empty] | P22 | 0 | [10 empty] | No | No
MC044 | Faraday Building |  |  |  | MC044-B04/P23 | DHW Retn Temp | EN.EN3 Energy Sensor | [6 empty] | P23 | 0 | [10 empty] | No | No
MC044 | Faraday Building |  |  |  | MC044-B04/P24 | Lecture Flow_Return Diff Press | EN.EN3 Energy Sensor | [6 empty] | P24 | 0 | [10 empty] | No | No
MC044 | Faraday Building |  |  |  | MC044-B04/P25 | Calc Foyer VT Flow SP | EN.EN3 Energy Sensor | [6 empty] | P25 | 0 | [10 empty] | No | No
MC044 | Faraday Building |  |  |  | MC044-B04/P15 | Physics VT Retn Temp | EN.EN3 Energy Sensor | [6 empty] | P15 | 0 | [10 empty] | No | No
MC044 | Faraday Building |  |  |  | MC044-B04/P16 | Sensor 12 | EN.EN3 Energy Sensor | [6 empty] | P16 | 0 | [10 empty] | No | No
MC044 | Faraday Building |  |  |  | MC044-B04/P17 | Lecture VT Pumps Pressure | EN.EN3 Energy Sensor | [6 empty] | P17 | 0 | [10 empty] | No | No
MC044 | Faraday Building |  |  |  | MC044-B04/P18 | Lecture VT Flow Temp | EN.EN3 Energy Sensor | [6 empty] | P18 | 0 | [10 empty] | No | No
MC044 | Faraday Building |  |  |  | MC044-B04/P19 | Lecture VT Retn Temp | EN.EN3 Energy Sensor | [6 empty] | P19 | 0 | [10 empty] | No | No
MC044 | Faraday Building |  |  |  | MC044-B04/P2 | District Htg Flow Temp | EN.EN3 Energy Sensor | [6 empty] | P2 | 0 | [10 empty] | No | No
MC044 | Faraday Building |  |  |  | MC044-B04/P1 | Outside air temperature | EN.EN3 Energy Sensor | [6 empty] | P1 | 0 | [10 empty] | No | No
MC044 | Faraday Building |  |  |  | MC044-B04/P10 | Foyer VT Flow Temp | EN.EN3 Energy Sensor | [6 empty] | P10 | 0 | [10 empty] | No | No
MC044 | Faraday Building |  |  |  | MC044-B04/P11 | Foyer VT Retn Temp | EN.EN3 Energy Sensor | [6 empty] | P11 | 0 | [10 empty] | No | No
MC044 | Faraday Building |  |  |  | MC044-B04/P12 | Foyer VT Space Temp | EN.EN3 Energy Sensor | [6 empty] | P12 | 0 | [10 empty] | No | No
MC044 | Faraday Building |  |  |  | MC044-B04/P13 | Physics VT Pumps Pressure | EN.EN3 Energy Sensor | [6 empty] | P13 | 0 | [10 empty] | No | No
MC044 | Faraday Building |  |  |  | MC044-B04/P14 | Physics VT Flow Temp | EN.EN3 Energy Sensor | [6 empty] | P14 | 0 | [10 empty] | No | No
MC044 | Faraday Building |  |  |  | MC044-B04/O1 | Alarm Route 1 | EN.EN3 Energy Sensor | [6 empty] | O1 | 0 | [10 empty] | No | No
MC044 | Faraday Building |  |  |  | MC044-B04/o2 | Physics VT Heating | EN.EN3 Energy Sensor | [6 empty] | o2 | 0 | [10 empty] | No | No
MC044 | Faraday Building |  |  |  | MC044-B04/O3 | Alarm Route 3 | EN.EN3 Energy Sensor | [6 empty] | O3 | 0 | [10 empty] | No | No
MC044 | Faraday Building |  |  |  | MC044-B04/N12 | IC Comms 12 | EN.EN3 Energy Sensor | [6 empty] | N12 | 0 | [10 empty] | No | No
MC044 | Faraday Building |  |  |  | MC044-B04/N13 | IC Comms 13 | EN.EN3 Energy Sensor | [6 empty] | N13 | 0 | [10 empty] | No | No
MC044 | Faraday Building |  |  |  | MC044-B04/N14 | IC Comms 14 | EN.EN3 Energy Sensor | [6 empty] | N14 | 0 | [10 empty] | No | No
MC044 | Faraday Building |  |  |  | MC044-B04/n3 | BACnet IP | EN.EN3 Energy Sensor | [6 empty] | n3 | 0 | [10 empty] | No | No
MC044 | Faraday Building |  |  |  | MC044-B04/n6 | BACnet Application | EN.EN3 Energy Sensor | [6 empty] | n6 | 0 | [10 empty] | No | No
MC044 | Faraday Building |  |  |  | MC044-B04/N9 | IC Comms 9 | EN.EN3 Energy Sensor | [6 empty] | N9 | 0 | [10 empty] | No | No
MC044 | Faraday Building |  |  |  | MC044-B04/L5 | DHW Cal Valve | EN.EN3 Energy Sensor | [6 empty] | L5 | 0 | [10 empty] | No | No
MC044 | Faraday Building |  |  |  | MC044-B04/L7 | Loop 7 | EN.EN3 Energy Sensor | [6 empty] | L7 | 0 | [10 empty] | No | No
MC044 | Faraday Building |  |  |  | MC044-B04/L8 | Loop 8 | EN.EN3 Energy Sensor | [6 empty] | L8 | 0 | [10 empty] | No | No
MC044 | Faraday Building |  |  |  | MC044-B04/n1 | TREND_0B_8B_19 | EN.EN3 Energy Sensor | [6 empty] | n1 | 0 | [10 empty] | No | No
MC044 | Faraday Building |  |  |  | MC044-B04/N10 | IC Comms 10 | EN.EN3 Energy Sensor | [6 empty] | N10 | 0 | [10 empty] | No | No
MC044 | Faraday Building |  |  |  | MC044-B04/N11 | IC Comms 11 | EN.EN3 Energy Sensor | [6 empty] | N11 | 0 | [10 empty] | No | No
MC044 | Faraday Building |  |  |  | MC044-B04/K9 | Valve Idle Time | EN.EN3 Energy Sensor | [6 empty] | K9 | 0 | [10 empty] | No | No
MC044 | Faraday Building |  |  |  | MC044-B04/L1 | Foyer VT Valve | EN.EN3 Energy Sensor | [6 empty] | L1 | 0 | [10 empty] | No | No
MC044 | Faraday Building |  |  |  | MC044-B04/L10 | Loop 10 | EN.EN3 Energy Sensor | [6 empty] | L10 | 0 | [10 empty] | No | No
MC044 | Faraday Building |  |  |  | MC044-B04/L2 | Physics VT Valve | EN.EN3 Energy Sensor | [6 empty] | L2 | 0 | [10 empty] | No | No
MC044 | Faraday Building |  |  |  | MC044-B04/L3 | Lecture VT Pressure | EN.EN3 Energy Sensor | [6 empty] | L3 | 0 | [10 empty] | No | No
MC044 | Faraday Building |  |  |  | MC044-B04/L4 | Lecture VT Valve | EN.EN3 Energy Sensor | [6 empty] | L4 | 0 | [10 empty] | No | No
MC044 | Faraday Building |  |  |  | MC044-B04/K6 | Foyer VT OAT Htg Inhibit | EN.EN3 Energy Sensor | [6 empty] | K6 | 0 | [10 empty] | No | No
MC044 | Faraday Building |  |  |  | MC044-B04/K60 | Pysics VT Pump Demand | EN.EN3 Energy Sensor | [6 empty] | K60 | 0 | [10 empty] | No | No
MC044 | Faraday Building |  |  |  | MC044-B04/K61 | Foyer VT Pump Demand | EN.EN3 Energy Sensor | [6 empty] | K61 | 0 | [10 empty] | No | No
MC044 | Faraday Building |  |  |  | MC044-B04/K62 | Header Flow Rate SP | EN.EN3 Energy Sensor | [6 empty] | K62 | 0 | [10 empty] | No | No
MC044 | Faraday Building |  |  |  | MC044-B04/K7 | Physics VT OAT Htg Inhibit | EN.EN3 Energy Sensor | [6 empty] | K7 | 0 | [10 empty] | No | No
MC044 | Faraday Building |  |  |  | MC044-B04/K8 | Lecture VT OAT Htg Inhibit | EN.EN3 Energy Sensor | [6 empty] | K8 | 0 | [10 empty] | No | No
MC044 | Faraday Building |  |  |  | MC044-B04/K54 | Physics VT Pump Maintenance | EN.EN3 Energy Sensor | [6 empty] | K54 | 0 | [10 empty] | No | No
MC044 | Faraday Building |  |  |  | MC044-B04/K55 | Lecture VT Pump Maintenance | EN.EN3 Energy Sensor | [6 empty] | K55 | 0 | [10 empty] | No | No
MC044 | Faraday Building |  |  |  | MC044-B04/K56 | District Htg LO Flow Temp | EN.EN3 Energy Sensor | [6 empty] | K56 | 0 | [10 empty] | No | No
MC044 | Faraday Building |  |  |  | MC044-B04/K57 | Foyer VT Pump Demand | EN.EN3 Energy Sensor | [6 empty] | K57 | 0 | [10 empty] | No | No
MC044 | Faraday Building |  |  |  | MC044-B04/K58 | Max Flow Rate | EN.EN3 Energy Sensor | [6 empty] | K58 | 0 | [10 empty] | No | No
MC044 | Faraday Building |  |  |  | MC044-B04/K59 | Pri Circ Pumps Min Dmd | EN.EN3 Energy Sensor | [6 empty] | K59 | 0 | [10 empty] | No | No
MC044 | Faraday Building |  |  |  | MC044-B04/K48 | Pri Circ CO Time | EN.EN3 Energy Sensor | [6 empty] | K48 | 0 | [10 empty] | No | No
MC044 | Faraday Building |  |  |  | MC044-B04/K5 | Lecture VT Frost Protect | EN.EN3 Energy Sensor | [6 empty] | K5 | 0 | [10 empty] | No | No
MC044 | Faraday Building |  |  |  | MC044-B04/K50 | Water Frost SP | EN.EN3 Energy Sensor | [6 empty] | K50 | 0 | [10 empty] | No | No
MC044 | Faraday Building |  |  |  | MC044-B04/K51 | PHE Flow Temp SP | EN.EN3 Energy Sensor | [6 empty] | K51 | 0 | [10 empty] | No | No
MC044 | Faraday Building |  |  |  | MC044-B04/K52 | Pri Circ Pump Maintenance | EN.EN3 Energy Sensor | [6 empty] | K52 | 0 | [10 empty] | No | No
MC044 | Faraday Building |  |  |  | MC044-B04/K53 | Foyer VT Pump Maintenance | EN.EN3 Energy Sensor | [6 empty] | K53 | 0 | [10 empty] | No | No
MC044 | Faraday Building |  |  |  | MC044-B04/K42 | VT Min Flow SP | EN.EN3 Energy Sensor | [6 empty] | K42 | 0 | [10 empty] | No | No
MC044 | Faraday Building |  |  |  | MC044-B04/K43 | Lecture VT Flow Trim | EN.EN3 Energy Sensor | [6 empty] | K43 | 0 | [10 empty] | No | No
MC044 | Faraday Building |  |  |  | MC044-B04/K44 | DHW Calorifier SP | EN.EN3 Energy Sensor | [6 empty] | K44 | 0 | [10 empty] | No | No
MC044 | Faraday Building |  |  |  | MC044-B04/K45 | Pasterization SP | EN.EN3 Energy Sensor | [6 empty] | K45 | 0 | [10 empty] | No | No
MC044 | Faraday Building |  |  |  | MC044-B04/K46 | DHW Imm Heater Band | EN.EN3 Energy Sensor | [6 empty] | K46 | 0 | [10 empty] | No | No
MC044 | Faraday Building |  |  |  | MC044-B04/K47 | Pri Circ CO Day | EN.EN3 Energy Sensor | [6 empty] | K47 | 0 | [10 empty] | No | No
MC044 | Faraday Building |  |  |  | MC044-B04/K37 | VT Max Flow At | EN.EN3 Energy Sensor | [6 empty] | K37 | 0 | [10 empty] | No | No
MC044 | Faraday Building |  |  |  | MC044-B04/K38 | VT Mid Flow At | EN.EN3 Energy Sensor | [6 empty] | K38 | 0 | [10 empty] | No | No
MC044 | Faraday Building |  |  |  | MC044-B04/K39 | VT Min Flow At | EN.EN3 Energy Sensor | [6 empty] | K39 | 0 | [10 empty] | No | No
MC044 | Faraday Building |  |  |  | MC044-B04/K4 | Physics VT Frost Protect | EN.EN3 Energy Sensor | [6 empty] | K4 | 0 | [10 empty] | No | No
MC044 | Faraday Building |  |  |  | MC044-B04/K40 | VT Max Flow SP | EN.EN3 Energy Sensor | [6 empty] | K40 | 0 | [10 empty] | No | No
MC044 | Faraday Building |  |  |  | MC044-B04/K41 | VT Mid Flow SP | EN.EN3 Energy Sensor | [6 empty] | K41 | 0 | [10 empty] | No | No
MC044 | Faraday Building |  |  |  | MC044-B04/K31 | VT Min Flow SP | EN.EN3 Energy Sensor | [6 empty] | K31 | 0 | [10 empty] | No | No
MC044 | Faraday Building |  |  |  | MC044-B04/K32 | Physics VT Flow Trim | EN.EN3 Energy Sensor | [6 empty] | K32 | 0 | [10 empty] | No | No
MC044 | Faraday Building |  |  |  | MC044-B04/K33 | Lecture VT CO Day | EN.EN3 Energy Sensor | [6 empty] | K33 | 0 | [10 empty] | No | No
MC044 | Faraday Building |  |  |  | MC044-B04/K34 | Lecture VT CO Time | EN.EN3 Energy Sensor | [6 empty] | K34 | 0 | [10 empty] | No | No
MC044 | Faraday Building |  |  |  | MC044-B04/K35 | Lecture VT OSS SP | EN.EN3 Energy Sensor | [6 empty] | K35 | 0 | [10 empty] | No | No
MC044 | Faraday Building |  |  |  | MC044-B04/K36 | Lecture VT Pump Press SP | EN.EN3 Energy Sensor | [6 empty] | K36 | 0 | [10 empty] | No | No
MC044 | Faraday Building |  |  |  | MC044-B04/K26 | VT Max Flow At | EN.EN3 Energy Sensor | [6 empty] | K26 | 0 | [10 empty] | No | No
MC044 | Faraday Building |  |  |  | MC044-B04/K27 | VT Mid Flow At | EN.EN3 Energy Sensor | [6 empty] | K27 | 0 | [10 empty] | No | No
MC044 | Faraday Building |  |  |  | MC044-B04/K28 | VT Min Flow At | EN.EN3 Energy Sensor | [6 empty] | K28 | 0 | [10 empty] | No | No
MC044 | Faraday Building |  |  |  | MC044-B04/K29 | VT Max Flow SP | EN.EN3 Energy Sensor | [6 empty] | K29 | 0 | [10 empty] | No | No
MC044 | Faraday Building |  |  |  | MC044-B04/K3 | Foyer VT Frost Protect | EN.EN3 Energy Sensor | [6 empty] | K3 | 0 | [10 empty] | No | No
MC044 | Faraday Building |  |  |  | MC044-B04/K30 | VT Mid Flow SP | EN.EN3 Energy Sensor | [6 empty] | K30 | 0 | [10 empty] | No | No
MC044 | Faraday Building |  |  |  | MC044-B04/K20 | VT Min Flow SP | EN.EN3 Energy Sensor | [6 empty] | K20 | 0 | [10 empty] | No | No
MC044 | Faraday Building |  |  |  | MC044-B04/K21 | Foyer VT Flow Trim | EN.EN3 Energy Sensor | [6 empty] | K21 | 0 | [10 empty] | No | No
MC044 | Faraday Building |  |  |  | MC044-B04/K22 | Physics VT CO Day | EN.EN3 Energy Sensor | [6 empty] | K22 | 0 | [10 empty] | No | No
MC044 | Faraday Building |  |  |  | MC044-B04/K23 | Physics VT CO Time | EN.EN3 Energy Sensor | [6 empty] | K23 | 0 | [10 empty] | No | No
MC044 | Faraday Building |  |  |  | MC044-B04/K24 | Physics VT OSS SP | EN.EN3 Energy Sensor | [6 empty] | K24 | 0 | [10 empty] | No | No
MC044 | Faraday Building |  |  |  | MC044-B04/K25 | Physics VT Pump Speed SP | EN.EN3 Energy Sensor | [6 empty] | K25 | 0 | [10 empty] | No | No
MC044 | Faraday Building |  |  |  | MC044-B04/K15 | VT Max Flow At | EN.EN3 Energy Sensor | [6 empty] | K15 | 0 | [10 empty] | No | No
MC044 | Faraday Building |  |  |  | MC044-B04/K16 | VT Mid Flow At | EN.EN3 Energy Sensor | [6 empty] | K16 | 0 | [10 empty] | No | No
MC044 | Faraday Building |  |  |  | MC044-B04/K17 | VT Min Flow At | EN.EN3 Energy Sensor | [6 empty] | K17 | 0 | [10 empty] | No | No
MC044 | Faraday Building |  |  |  | MC044-B04/K18 | VT Max Flow SP | EN.EN3 Energy Sensor | [6 empty] | K18 | 0 | [10 empty] | No | No
MC044 | Faraday Building |  |  |  | MC044-B04/K19 | VT Mid Flow SP | EN.EN3 Energy Sensor | [6 empty] | K19 | 0 | [10 empty] | No | No
MC044 | Faraday Building |  |  |  | MC044-B04/K2 | Water frost protection | EN.EN3 Energy Sensor | [6 empty] | K2 | 0 | [10 empty] | No | No
MC044 | Faraday Building |  |  |  | MC044-B04/K1 | Outside air temperature frost protection | EN.EN3 Energy Sensor | [6 empty] | K1 | 0 | [10 empty] | No | No
MC044 | Faraday Building |  |  |  | MC044-B04/K10 | Exercise Routine Time | EN.EN3 Energy Sensor | [6 empty] | K10 | 0 | [10 empty] | No | No
MC044 | Faraday Building |  |  |  | MC044-B04/K11 | Foyer VT CO Day | EN.EN3 Energy Sensor | [6 empty] | K11 | 0 | [10 empty] | No | No
MC044 | Faraday Building |  |  |  | MC044-B04/K12 | Foyer VT CO Time | EN.EN3 Energy Sensor | [6 empty] | K12 | 0 | [10 empty] | No | No
MC044 | Faraday Building |  |  |  | MC044-B04/K13 | Foyer VT OSS SP | EN.EN3 Energy Sensor | [6 empty] | K13 | 0 | [10 empty] | No | No
MC044 | Faraday Building |  |  |  | MC044-B04/K14 | Min Flow Rate | EN.EN3 Energy Sensor | [6 empty] | K14 | 0 | [10 empty] | No | No
MC044 | Faraday Building |  |  |  | MC044-B04/I89 | Lecture VT Frost Active | EN.EN3 Energy Sensor | [6 empty] | I89 | 0 | [10 empty] | No | No
MC044 | Faraday Building |  |  |  | MC044-B04/I9 | LTHW Pri PU Fault | EN.EN3 Energy Sensor | [6 empty] | I9 | 0 | [10 empty] | No | No
MC044 | Faraday Building |  |  |  | MC044-B04/I90 | UPS Alarm | EN.EN3 Energy Sensor | [6 empty] | I90 | 0 | [10 empty] | No | No
MC044 | Faraday Building |  |  |  | MC044-B04/I93 | PHE 1 Iso Valve SHUT | EN.EN3 Energy Sensor | [6 empty] | I93 | 0 | [10 empty] | No | No
MC044 | Faraday Building |  |  |  | MC044-B04/I94 | PHE 2 Iso Valve SHUT | EN.EN3 Energy Sensor | [6 empty] | I94 | 0 | [10 empty] | No | No
MC044 | Faraday Building |  |  |  | MC044-B04/I96 | Flow Water Meter | EN.EN3 Energy Sensor | [6 empty] | I96 | 0 | [10 empty] | No | No
MC044 | Faraday Building |  |  |  | MC044-B04/I83 | Duct Ligtinting ALARM | EN.EN3 Energy Sensor | [6 empty] | I83 | 0 | [10 empty] | No | No
MC044 | Faraday Building |  |  |  | MC044-B04/I84 | Duct Ligtinting REPEAT | EN.EN3 Energy Sensor | [6 empty] | I84 | 0 | [10 empty] | No | No
MC044 | Faraday Building |  |  |  | MC044-B04/I85 | OAT Frost Active | EN.EN3 Energy Sensor | [6 empty] | I85 | 0 | [10 empty] | No | No
MC044 | Faraday Building |  |  |  | MC044-B04/I86 | Water Frost Active | EN.EN3 Energy Sensor | [6 empty] | I86 | 0 | [10 empty] | No | No
MC044 | Faraday Building |  |  |  | MC044-B04/I87 | Foyer VT Frost Active | EN.EN3 Energy Sensor | [6 empty] | I87 | 0 | [10 empty] | No | No
MC044 | Faraday Building |  |  |  | MC044-B04/I88 | Physics VT Frost Active | EN.EN3 Energy Sensor | [6 empty] | I88 | 0 | [10 empty] | No | No
MC044 | Faraday Building |  |  |  | MC044-B04/I79 | Pri Circ Pumps FAIL | EN.EN3 Energy Sensor | [6 empty] | I79 | 0 | [10 empty] | No | No
MC044 | Faraday Building |  |  |  | MC044-B04/I8 | Module 8 | EN.EN3 Energy Sensor | [6 empty] | I8 | 0 | [10 empty] | No | No
MC044 | Faraday Building |  |  |  | MC044-B04/I80 | Foyer VT Pumps FAIL | EN.EN3 Energy Sensor | [6 empty] | I80 | 0 | [10 empty] | No | No
MC044 | Faraday Building |  |  |  | MC044-B04/I81 | Physics VT Pumps FAIL | EN.EN3 Energy Sensor | [6 empty] | I81 | 0 | [10 empty] | No | No
MC044 | Faraday Building |  |  |  | MC044-B04/I82 | Lecture VT Pumps FAIL | EN.EN3 Energy Sensor | [6 empty] | I82 | 0 | [10 empty] | No | No
MC044 | Faraday Building |  |  |  | MC044-B04/I73 | Foyer VT Pump 1 Hrs Exceeded | EN.EN3 Energy Sensor | [6 empty] | I73 | 0 | [10 empty] | No | No
MC044 | Faraday Building |  |  |  | MC044-B04/I74 | Foyer VT Pump 2 Hrs Exceeded | EN.EN3 Energy Sensor | [6 empty] | I74 | 0 | [10 empty] | No | No
MC044 | Faraday Building |  |  |  | MC044-B04/I75 | Physics VT Pump 1 Hrs Exceeded | EN.EN3 Energy Sensor | [6 empty] | I75 | 0 | [10 empty] | No | No
MC044 | Faraday Building |  |  |  | MC044-B04/I76 | Physics VT Pump 2 Hrs Exceeded | EN.EN3 Energy Sensor | [6 empty] | I76 | 0 | [10 empty] | No | No
MC044 | Faraday Building |  |  |  | MC044-B04/I77 | Lecture VT Pump 1 Hrs Exceeded | EN.EN3 Energy Sensor | [6 empty] | I77 | 0 | [10 empty] | No | No
MC044 | Faraday Building |  |  |  | MC044-B04/I78 | Lecture VT Pump 2 Hrs Exceeded | EN.EN3 Energy Sensor | [6 empty] | I78 | 0 | [10 empty] | No | No
MC044 | Faraday Building |  |  |  | MC044-B04/I66 | Pri Circ Pump 1 Fail | EN.EN3 Energy Sensor | [6 empty] | I66 | 0 | [10 empty] | No | No
MC044 | Faraday Building |  |  |  | MC044-B04/I67 | Pri Circ Pump 2 Fail | EN.EN3 Energy Sensor | [6 empty] | I67 | 0 | [10 empty] | No | No
MC044 | Faraday Building |  |  |  | MC044-B04/i7 | PHE2 High Temp Alarm | EN.EN3 Energy Sensor | [6 empty] | i7 | 0 | [10 empty] | No | No
MC044 | Faraday Building |  |  |  | MC044-B04/I71 | Pri Circ Pump 1 Hrs Exceeded | EN.EN3 Energy Sensor | [6 empty] | I71 | 0 | [10 empty] | No | No
MC044 | Faraday Building |  |  |  | MC044-B04/I72 | Pri Circ Pump 2 Hrs Exceeded | EN.EN3 Energy Sensor | [6 empty] | I72 | 0 | [10 empty] | No | No
MC044 | Faraday Building |  |  |  | MC044-B04/I60 | Foyer VT Pump 1 Fail | EN.EN3 Energy Sensor | [6 empty] | I60 | 0 | [10 empty] | No | No
MC044 | Faraday Building |  |  |  | MC044-B04/I61 | Foyer VT Pump 2 Fail | EN.EN3 Energy Sensor | [6 empty] | I61 | 0 | [10 empty] | No | No
MC044 | Faraday Building |  |  |  | MC044-B04/I62 | Physics VT Pump 1 Fail | EN.EN3 Energy Sensor | [6 empty] | I62 | 0 | [10 empty] | No | No
MC044 | Faraday Building |  |  |  | MC044-B04/I63 | Physics VT Pump 2 Fail | EN.EN3 Energy Sensor | [6 empty] | I63 | 0 | [10 empty] | No | No
MC044 | Faraday Building |  |  |  | MC044-B04/I64 | Lecture VT Pump 1 Fail | EN.EN3 Energy Sensor | [6 empty] | I64 | 0 | [10 empty] | No | No
MC044 | Faraday Building |  |  |  | MC044-B04/I65 | Lecture VT Pump 2 Fail | EN.EN3 Energy Sensor | [6 empty] | I65 | 0 | [10 empty] | No | No
MC044 | Faraday Building |  |  |  | MC044-B04/I56 | Physics VT Exercise Reqd | EN.EN3 Energy Sensor | [6 empty] | I56 | 0 | [10 empty] | No | No
MC044 | Faraday Building |  |  |  | MC044-B04/I57 | Physics VT Exercise FAIL | EN.EN3 Energy Sensor | [6 empty] | I57 | 0 | [10 empty] | No | No
MC044 | Faraday Building |  |  |  | MC044-B04/I58 | Lecture VT Exercise Reqd | EN.EN3 Energy Sensor | [6 empty] | I58 | 0 | [10 empty] | No | No
MC044 | Faraday Building |  |  |  | MC044-B04/I59 | Lecture VT Exercise FAIL | EN.EN3 Energy Sensor | [6 empty] | I59 | 0 | [10 empty] | No | No
MC044 | Faraday Building |  |  |  | MC044-B04/i6 | 20% Gas Detect | EN.EN3 Energy Sensor | [6 empty] | i6 | 0 | [10 empty] | No | No
MC044 | Faraday Building |  |  |  | MC044-B04/i5 | 13% Gas Detect | EN.EN3 Energy Sensor | [6 empty] | i5 | 0 | [10 empty] | No | No
MC044 | Faraday Building |  |  |  | MC044-B04/I51 | Foyer VT Summer ECO Active | EN.EN3 Energy Sensor | [6 empty] | I51 | 0 | [10 empty] | No | No
MC044 | Faraday Building |  |  |  | MC044-B04/I52 | Physics VT Summer ECO Active | EN.EN3 Energy Sensor | [6 empty] | I52 | 0 | [10 empty] | No | No
MC044 | Faraday Building |  |  |  | MC044-B04/I53 | Lecture VT Summer ECO Active | EN.EN3 Energy Sensor | [6 empty] | I53 | 0 | [10 empty] | No | No
MC044 | Faraday Building |  |  |  | MC044-B04/I54 | Foyer VT Exercise Reqd | EN.EN3 Energy Sensor | [6 empty] | I54 | 0 | [10 empty] | No | No
MC044 | Faraday Building |  |  |  | MC044-B04/I55 | Foyer VT Exercise FAIL | EN.EN3 Energy Sensor | [6 empty] | I55 | 0 | [10 empty] | No | No
MC044 | Faraday Building |  |  |  | MC044-B04/I39 | Digital Input 39 | EN.EN3 Energy Sensor | [6 empty] | I39 | 0 | [10 empty] | No | No
MC044 | Faraday Building |  |  |  | MC044-B04/I4 | Module 4 | EN.EN3 Energy Sensor | [6 empty] | I4 | 0 | [10 empty] | No | No
MC044 | Faraday Building |  |  |  | MC044-B04/I41 | UPS Battery Low | EN.EN3 Energy Sensor | [6 empty] | I41 | 0 | [10 empty] | No | No
MC044 | Faraday Building |  |  |  | MC044-B04/I42 | Spare | EN.EN3 Energy Sensor | [6 empty] | I42 | 0 | [10 empty] | No | No
MC044 | Faraday Building |  |  |  | MC044-B04/I33 | Lecture VT Pump 1 Fault | EN.EN3 Energy Sensor | [6 empty] | I33 | 0 | [10 empty] | No | No
MC044 | Faraday Building |  |  |  | MC044-B04/I34 | Lecture VT Pump 2 Run | EN.EN3 Energy Sensor | [6 empty] | I34 | 0 | [10 empty] | No | No
MC044 | Faraday Building |  |  |  | MC044-B04/I35 | Lecture VT Pump 2 Fault | EN.EN3 Energy Sensor | [6 empty] | I35 | 0 | [10 empty] | No | No
MC044 | Faraday Building |  |  |  | MC044-B04/I36 | DHW Iso Valve Shut | EN.EN3 Energy Sensor | [6 empty] | I36 | 0 | [10 empty] | No | No
MC044 | Faraday Building |  |  |  | MC044-B04/I37 | DHW Imm Heater Fault | EN.EN3 Energy Sensor | [6 empty] | I37 | 0 | [10 empty] | No | No
MC044 | Faraday Building |  |  |  | MC044-B04/I38 | Duct Lighting ON | EN.EN3 Energy Sensor | [6 empty] | I38 | 0 | [10 empty] | No | No
MC044 | Faraday Building |  |  |  | MC044-B04/I29 | Physics VT Pump 2 Run | EN.EN3 Energy Sensor | [6 empty] | I29 | 0 | [10 empty] | No | No
MC044 | Faraday Building |  |  |  | MC044-B04/i3 | Mains Failure | EN.EN3 Energy Sensor | [6 empty] | i3 | 0 | [10 empty] | No | No
MC044 | Faraday Building |  |  |  | MC044-B04/I30 | Physics VT Pump 2 Fault | EN.EN3 Energy Sensor | [6 empty] | I30 | 0 | [10 empty] | No | No
MC044 | Faraday Building |  |  |  | MC044-B04/I31 | Lecture VT Pumps AUTO | EN.EN3 Energy Sensor | [6 empty] | I31 | 0 | [10 empty] | No | No
MC044 | Faraday Building |  |  |  | MC044-B04/I32 | Lecture VT Pump 1 Run | EN.EN3 Energy Sensor | [6 empty] | I32 | 0 | [10 empty] | No | No
MC044 | Faraday Building |  |  |  | MC044-B04/I23 | Foyer VT Pump 1 Fault | EN.EN3 Energy Sensor | [6 empty] | I23 | 0 | [10 empty] | No | No
MC044 | Faraday Building |  |  |  | MC044-B04/I24 | Foyer VT Pump 2 Run | EN.EN3 Energy Sensor | [6 empty] | I24 | 0 | [10 empty] | No | No
MC044 | Faraday Building |  |  |  | MC044-B04/I25 | Foyer VT Pump 2 Fault | EN.EN3 Energy Sensor | [6 empty] | I25 | 0 | [10 empty] | No | No
MC044 | Faraday Building |  |  |  | MC044-B04/I26 | Physics VT Pumps AUTO | EN.EN3 Energy Sensor | [6 empty] | I26 | 0 | [10 empty] | No | No
MC044 | Faraday Building |  |  |  | MC044-B04/I27 | Physics VT Pump 1 Run | EN.EN3 Energy Sensor | [6 empty] | I27 | 0 | [10 empty] | No | No
MC044 | Faraday Building |  |  |  | MC044-B04/I28 | Physics VT Pump 1 Fault | EN.EN3 Energy Sensor | [6 empty] | I28 | 0 | [10 empty] | No | No
MC044 | Faraday Building |  |  |  | MC044-B04/I19 | PHE 1 Iso Valve Open | EN.EN3 Energy Sensor | [6 empty] | I19 | 0 | [10 empty] | No | No
MC044 | Faraday Building |  |  |  | MC044-B04/i2 | Emergency Stop | EN.EN3 Energy Sensor | [6 empty] | i2 | 0 | [10 empty] | No | No
MC044 | Faraday Building |  |  |  | MC044-B04/I20 | Spare | EN.EN3 Energy Sensor | [6 empty] | I20 | 0 | [10 empty] | No | No
MC044 | Faraday Building |  |  |  | MC044-B04/I21 | Foyer VT Pumps AUTO | EN.EN3 Energy Sensor | [6 empty] | I21 | 0 | [10 empty] | No | No
MC044 | Faraday Building |  |  |  | MC044-B04/I22 | Foyer VT Pump 1 Run | EN.EN3 Energy Sensor | [6 empty] | I22 | 0 | [10 empty] | No | No
MC044 | Faraday Building |  |  |  | MC044-B04/I13 | Pri Circ Pump 1 Run | EN.EN3 Energy Sensor | [6 empty] | I13 | 0 | [10 empty] | No | No
MC044 | Faraday Building |  |  |  | MC044-B04/I14 | Pri Circ Pump 1 Fault | EN.EN3 Energy Sensor | [6 empty] | I14 | 0 | [10 empty] | No | No
MC044 | Faraday Building |  |  |  | MC044-B04/I15 | Pri Circ Pump 2 Run | EN.EN3 Energy Sensor | [6 empty] | I15 | 0 | [10 empty] | No | No
MC044 | Faraday Building |  |  |  | MC044-B04/I16 | Pri Circ Pump 2 Fault | EN.EN3 Energy Sensor | [6 empty] | I16 | 0 | [10 empty] | No | No
MC044 | Faraday Building |  |  |  | MC044-B04/I17 | PHE 2 Iso Valve Open | EN.EN3 Energy Sensor | [6 empty] | I17 | 0 | [10 empty] | No | No
MC044 | Faraday Building |  |  |  | MC044-B04/I18 | Spare | EN.EN3 Energy Sensor | [6 empty] | I18 | 0 | [10 empty] | No | No
MC044 | Faraday Building |  |  |  | MC044-B04/G99 | Pump 1 Duty | EN.EN3 Energy Sensor | [6 empty] | G99 | 0 | [10 empty] | No | No
MC044 | Faraday Building |  |  |  | MC044-B04/I1 | Module 1 | EN.EN3 Energy Sensor | [6 empty] | I1 | 0 | [10 empty] | No | No
MC044 | Faraday Building |  |  |  | MC044-B04/I10 | Spare | EN.EN3 Energy Sensor | [6 empty] | I10 | 0 | [10 empty] | No | No
MC044 | Faraday Building |  |  |  | MC044-B04/I11 | Fault Press OFF Delay | EN.EN3 Energy Sensor | [6 empty] | I11 | 0 | [10 empty] | No | No
MC044 | Faraday Building |  |  |  | MC044-B04/I12 | Pri Circ Pumps AUTO | EN.EN3 Energy Sensor | [6 empty] | I12 | 0 | [10 empty] | No | No
MC044 | Faraday Building |  |  |  | MC044-B04/G93 | Logic 93 | EN.EN3 Energy Sensor | [6 empty] | G93 | 0 | [10 empty] | No | No
MC044 | Faraday Building |  |  |  | MC044-B04/G94 | Logic 94 | EN.EN3 Energy Sensor | [6 empty] | G94 | 0 | [10 empty] | No | No
MC044 | Faraday Building |  |  |  | MC044-B04/G95 | Logic 95 | EN.EN3 Energy Sensor | [6 empty] | G95 | 0 | [10 empty] | No | No
MC044 | Faraday Building |  |  |  | MC044-B04/G96 | Logic 96 | EN.EN3 Energy Sensor | [6 empty] | G96 | 0 | [10 empty] | No | No
MC044 | Faraday Building |  |  |  | MC044-B04/G97 | Logic 97 | EN.EN3 Energy Sensor | [6 empty] | G97 | 0 | [10 empty] | No | No
MC044 | Faraday Building |  |  |  | MC044-B04/G98 | Logic 98 | EN.EN3 Energy Sensor | [6 empty] | G98 | 0 | [10 empty] | No | No
MC044 | Faraday Building |  |  |  | MC044-B04/G88 | Logic 88 | EN.EN3 Energy Sensor | [6 empty] | G88 | 0 | [10 empty] | No | No
MC044 | Faraday Building |  |  |  | MC044-B04/G89 | Physics VT CO Pulse | EN.EN3 Energy Sensor | [6 empty] | G89 | 0 | [10 empty] | No | No
MC044 | Faraday Building |  |  |  | MC044-B04/G9 | Logic 9 | EN.EN3 Energy Sensor | [6 empty] | G9 | 0 | [10 empty] | No | No
MC044 | Faraday Building |  |  |  | MC044-B04/G90 | Logic 90 | EN.EN3 Energy Sensor | [6 empty] | G90 | 0 | [10 empty] | No | No
MC044 | Faraday Building |  |  |  | MC044-B04/G91 | Reset | EN.EN3 Energy Sensor | [6 empty] | G91 | 0 | [10 empty] | No | No
MC044 | Faraday Building |  |  |  | MC044-B04/G92 | Logic 92 | EN.EN3 Energy Sensor | [6 empty] | G92 | 0 | [10 empty] | No | No
MC044 | Faraday Building |  |  |  | MC044-B04/G82 | Logic 82 | EN.EN3 Energy Sensor | [6 empty] | G82 | 0 | [10 empty] | No | No
MC044 | Faraday Building |  |  |  | MC044-B04/G83 | Physics VT Pump 1 Fail | EN.EN3 Energy Sensor | [6 empty] | G83 | 0 | [10 empty] | No | No
MC044 | Faraday Building |  |  |  | MC044-B04/G84 | Logic 84 | EN.EN3 Energy Sensor | [6 empty] | G84 | 0 | [10 empty] | No | No
MC044 | Faraday Building |  |  |  | MC044-B04/G85 | Physics VT Pump 2 Fail | EN.EN3 Energy Sensor | [6 empty] | G85 | 0 | [10 empty] | No | No
MC044 | Faraday Building |  |  |  | MC044-B04/G86 | Logic 86 | EN.EN3 Energy Sensor | [6 empty] | G86 | 0 | [10 empty] | No | No
MC044 | Faraday Building |  |  |  | MC044-B04/G87 | Logic 87 | EN.EN3 Energy Sensor | [6 empty] | G87 | 0 | [10 empty] | No | No
MC044 | Faraday Building |  |  |  | MC044-B04/G77 | Logic 77 | EN.EN3 Energy Sensor | [6 empty] | G77 | 0 | [10 empty] | No | No
MC044 | Faraday Building |  |  |  | MC044-B04/G78 | Logic 78 | EN.EN3 Energy Sensor | [6 empty] | G78 | 0 | [10 empty] | No | No
MC044 | Faraday Building |  |  |  | MC044-B04/G79 | Logic 79 | EN.EN3 Energy Sensor | [6 empty] | G79 | 0 | [10 empty] | No | No
MC044 | Faraday Building |  |  |  | MC044-B04/G8 | Logic 8 | EN.EN3 Energy Sensor | [6 empty] | G8 | 0 | [10 empty] | No | No
MC044 | Faraday Building |  |  |  | MC044-B04/G80 | OAT Frost VT | EN.EN3 Energy Sensor | [6 empty] | G80 | 0 | [10 empty] | No | No
MC044 | Faraday Building |  |  |  | MC044-B04/G81 | Logic 81 | EN.EN3 Energy Sensor | [6 empty] | G81 | 0 | [10 empty] | No | No
MC044 | Faraday Building |  |  |  | MC044-B04/G71 | Foyer VT Pumps | EN.EN3 Energy Sensor | [6 empty] | G71 | 0 | [10 empty] | No | No
MC044 | Faraday Building |  |  |  | MC044-B04/G72 | Logic 72 | EN.EN3 Energy Sensor | [6 empty] | G72 | 0 | [10 empty] | No | No
MC044 | Faraday Building |  |  |  | MC044-B04/G73 | Logic 73 | EN.EN3 Energy Sensor | [6 empty] | G73 | 0 | [10 empty] | No | No
MC044 | Faraday Building |  |  |  | MC044-B04/G74 | Logic 74 | EN.EN3 Energy Sensor | [6 empty] | G74 | 0 | [10 empty] | No | No
MC044 | Faraday Building |  |  |  | MC044-B04/G75 | Logic 75 | EN.EN3 Energy Sensor | [6 empty] | G75 | 0 | [10 empty] | No | No
MC044 | Faraday Building |  |  |  | MC044-B04/G76 | Logic 76 | EN.EN3 Energy Sensor | [6 empty] | G76 | 0 | [10 empty] | No | No
MC044 | Faraday Building |  |  |  | MC044-B04/G66 | Logic 66 | EN.EN3 Energy Sensor | [6 empty] | G66 | 0 | [10 empty] | No | No
MC044 | Faraday Building |  |  |  | MC044-B04/G67 | Logic 67 | EN.EN3 Energy Sensor | [6 empty] | G67 | 0 | [10 empty] | No | No
MC044 | Faraday Building |  |  |  | MC044-B04/G68 | Logic 68 | EN.EN3 Energy Sensor | [6 empty] | G68 | 0 | [10 empty] | No | No
MC044 | Faraday Building |  |  |  | MC044-B04/G69 | Logic 69 | EN.EN3 Energy Sensor | [6 empty] | G69 | 0 | [10 empty] | No | No
MC044 | Faraday Building |  |  |  | MC044-B04/G7 | Summer ECO | EN.EN3 Energy Sensor | [6 empty] | G7 | 0 | [10 empty] | No | No
MC044 | Faraday Building |  |  |  | MC044-B04/G70 | Logic 70 | EN.EN3 Energy Sensor | [6 empty] | G70 | 0 | [10 empty] | No | No
MC044 | Faraday Building |  |  |  | MC044-B04/G60 | Logic 60 | EN.EN3 Energy Sensor | [6 empty] | G60 | 0 | [10 empty] | No | No
MC044 | Faraday Building |  |  |  | MC044-B04/G61 | Pump 1 Duty | EN.EN3 Energy Sensor | [6 empty] | G61 | 0 | [10 empty] | No | No
MC044 | Faraday Building |  |  |  | MC044-B04/G62 | Pump Interlock | EN.EN3 Energy Sensor | [6 empty] | G62 | 0 | [10 empty] | No | No
MC044 | Faraday Building |  |  |  | MC044-B04/G63 | Logic 63 | EN.EN3 Energy Sensor | [6 empty] | G63 | 0 | [10 empty] | No | No
MC044 | Faraday Building |  |  |  | MC044-B04/G64 | Foyer VT Dmd | EN.EN3 Energy Sensor | [6 empty] | G64 | 0 | [10 empty] | No | No
MC044 | Faraday Building |  |  |  | MC044-B04/G65 | Logic 65 | EN.EN3 Energy Sensor | [6 empty] | G65 | 0 | [10 empty] | No | No
MC044 | Faraday Building |  |  |  | MC044-B04/G55 | Logic 55 | EN.EN3 Energy Sensor | [6 empty] | G55 | 0 | [10 empty] | No | No
MC044 | Faraday Building |  |  |  | MC044-B04/G56 | Logic 56 | EN.EN3 Energy Sensor | [6 empty] | G56 | 0 | [10 empty] | No | No
MC044 | Faraday Building |  |  |  | MC044-B04/G57 | Logic 57 | EN.EN3 Energy Sensor | [6 empty] | G57 | 0 | [10 empty] | No | No
MC044 | Faraday Building |  |  |  | MC044-B04/G58 | Logic 58 | EN.EN3 Energy Sensor | [6 empty] | G58 | 0 | [10 empty] | No | No
MC044 | Faraday Building |  |  |  | MC044-B04/G59 | Logic 59 | EN.EN3 Energy Sensor | [6 empty] | G59 | 0 | [10 empty] | No | No
MC044 | Faraday Building |  |  |  | MC044-B04/G6 | Summer ECO | EN.EN3 Energy Sensor | [6 empty] | G6 | 0 | [10 empty] | No | No
MC044 | Faraday Building |  |  |  | MC044-B04/G5 | Summer ECO | EN.EN3 Energy Sensor | [6 empty] | G5 | 0 | [10 empty] | No | No
MC044 | Faraday Building |  |  |  | MC044-B04/G50 | Logic 50 | EN.EN3 Energy Sensor | [6 empty] | G50 | 0 | [10 empty] | No | No
MC044 | Faraday Building |  |  |  | MC044-B04/G51 | Foyer VT CO Pulse | EN.EN3 Energy Sensor | [6 empty] | G51 | 0 | [10 empty] | No | No
MC044 | Faraday Building |  |  |  | MC044-B04/G52 | Logic 52 | EN.EN3 Energy Sensor | [6 empty] | G52 | 0 | [10 empty] | No | No
MC044 | Faraday Building |  |  |  | MC044-B04/G53 | Reset | EN.EN3 Energy Sensor | [6 empty] | G53 | 0 | [10 empty] | No | No
MC044 | Faraday Building |  |  |  | MC044-B04/G54 | Logic 54 | EN.EN3 Energy Sensor | [6 empty] | G54 | 0 | [10 empty] | No | No
MC044 | Faraday Building |  |  |  | MC044-B04/G44 | Logic 44 | EN.EN3 Energy Sensor | [6 empty] | G44 | 0 | [10 empty] | No | No
MC044 | Faraday Building |  |  |  | MC044-B04/G45 | Foyer VT Pump 1 Fail | EN.EN3 Energy Sensor | [6 empty] | G45 | 0 | [10 empty] | No | No
MC044 | Faraday Building |  |  |  | MC044-B04/G46 | Logic 46 | EN.EN3 Energy Sensor | [6 empty] | G46 | 0 | [10 empty] | No | No
MC044 | Faraday Building |  |  |  | MC044-B04/G47 | Foyer VT Pump 2 Fail | EN.EN3 Energy Sensor | [6 empty] | G47 | 0 | [10 empty] | No | No
MC044 | Faraday Building |  |  |  | MC044-B04/G48 | Logic 48 | EN.EN3 Energy Sensor | [6 empty] | G48 | 0 | [10 empty] | No | No
MC044 | Faraday Building |  |  |  | MC044-B04/G49 | Logic 49 | EN.EN3 Energy Sensor | [6 empty] | G49 | 0 | [10 empty] | No | No
MC044 | Faraday Building |  |  |  | MC044-B04/G39 | Logic 39 | EN.EN3 Energy Sensor | [6 empty] | G39 | 0 | [10 empty] | No | No
MC044 | Faraday Building |  |  |  | MC044-B04/G4 | Logic 4 | EN.EN3 Energy Sensor | [6 empty] | G4 | 0 | [10 empty] | No | No
MC044 | Faraday Building |  |  |  | MC044-B04/G40 | Logic 40 | EN.EN3 Energy Sensor | [6 empty] | G40 | 0 | [10 empty] | No | No
MC044 | Faraday Building |  |  |  | MC044-B04/G41 | Lecture VT Reset | EN.EN3 Energy Sensor | [6 empty] | G41 | 0 | [10 empty] | No | No
MC044 | Faraday Building |  |  |  | MC044-B04/G42 | Logic 42 | EN.EN3 Energy Sensor | [6 empty] | G42 | 0 | [10 empty] | No | No
MC044 | Faraday Building |  |  |  | MC044-B04/G43 | Logic 43 | EN.EN3 Energy Sensor | [6 empty] | G43 | 0 | [10 empty] | No | No
MC044 | Faraday Building |  |  |  | MC044-B04/G33 | Logic 33 | EN.EN3 Energy Sensor | [6 empty] | G33 | 0 | [10 empty] | No | No
MC044 | Faraday Building |  |  |  | MC044-B04/G34 | Logic 34 | EN.EN3 Energy Sensor | [6 empty] | G34 | 0 | [10 empty] | No | No
MC044 | Faraday Building |  |  |  | MC044-B04/G35 | Lecture VT Exercise | EN.EN3 Energy Sensor | [6 empty] | G35 | 0 | [10 empty] | No | No
MC044 | Faraday Building |  |  |  | MC044-B04/G36 | Logic 36 | EN.EN3 Energy Sensor | [6 empty] | G36 | 0 | [10 empty] | No | No
MC044 | Faraday Building |  |  |  | MC044-B04/G37 | Logic 37 | EN.EN3 Energy Sensor | [6 empty] | G37 | 0 | [10 empty] | No | No
MC044 | Faraday Building |  |  |  | MC044-B04/G38 | Logic 38 | EN.EN3 Energy Sensor | [6 empty] | G38 | 0 | [10 empty] | No | No
MC044 | Faraday Building |  |  |  | MC044-B04/G28 | Logic 28 | EN.EN3 Energy Sensor | [6 empty] | G28 | 0 | [10 empty] | No | No
MC044 | Faraday Building |  |  |  | MC044-B04/G29 | Physics VT Reset | EN.EN3 Energy Sensor | [6 empty] | G29 | 0 | [10 empty] | No | No
MC044 | Faraday Building |  |  |  | MC044-B04/G3 | Logic 3 | EN.EN3 Energy Sensor | [6 empty] | G3 | 0 | [10 empty] | No | No
MC044 | Faraday Building |  |  |  | MC044-B04/G30 | Logic 30 | EN.EN3 Energy Sensor | [6 empty] | G30 | 0 | [10 empty] | No | No
MC044 | Faraday Building |  |  |  | MC044-B04/G31 | Logic 31 | EN.EN3 Energy Sensor | [6 empty] | G31 | 0 | [10 empty] | No | No
MC044 | Faraday Building |  |  |  | MC044-B04/G32 | Logic 32 | EN.EN3 Energy Sensor | [6 empty] | G32 | 0 | [10 empty] | No | No
MC044 | Faraday Building |  |  |  | MC044-B04/G273 | Logic 273 | EN.EN3 Energy Sensor | [6 empty] | G273 | 0 | [10 empty] | No | No
MC044 | Faraday Building |  |  |  | MC044-B04/G274 | Logic 274 | EN.EN3 Energy Sensor | [6 empty] | G274 | 0 | [10 empty] | No | No
MC044 | Faraday Building |  |  |  | MC044-B04/G275 | Logic 275 | EN.EN3 Energy Sensor | [6 empty] | G275 | 0 | [10 empty] | No | No
MC044 | Faraday Building |  |  |  | MC044-B04/G276 | Logic 276 | EN.EN3 Energy Sensor | [6 empty] | G276 | 0 | [10 empty] | No | No
MC044 | Faraday Building |  |  |  | MC044-B04/G277 | Logic 277 | EN.EN3 Energy Sensor | [6 empty] | G277 | 0 | [10 empty] | No | No
MC044 | Faraday Building |  |  |  | MC044-B04/G278 | Logic 278 | EN.EN3 Energy Sensor | [6 empty] | G278 | 0 | [10 empty] | No | No
MC044 | Faraday Building |  |  |  | MC044-B04/G268 | Logic 268 | EN.EN3 Energy Sensor | [6 empty] | G268 | 0 | [10 empty] | No | No
MC044 | Faraday Building |  |  |  | MC044-B04/G269 | Logic 269 | EN.EN3 Energy Sensor | [6 empty] | G269 | 0 | [10 empty] | No | No
MC044 | Faraday Building |  |  |  | MC044-B04/G27 | Logic 27 | EN.EN3 Energy Sensor | [6 empty] | G27 | 0 | [10 empty] | No | No
MC044 | Faraday Building |  |  |  | MC044-B04/G270 | Logic 270 | EN.EN3 Energy Sensor | [6 empty] | G270 | 0 | [10 empty] | No | No
MC044 | Faraday Building |  |  |  | MC044-B04/G271 | Pri Pumps En | EN.EN3 Energy Sensor | [6 empty] | G271 | 0 | [10 empty] | No | No
MC044 | Faraday Building |  |  |  | MC044-B04/G272 | Logic 272 | EN.EN3 Energy Sensor | [6 empty] | G272 | 0 | [10 empty] | No | No
MC044 | Faraday Building |  |  |  | MC044-B04/G262 | District Htg LO Temp | EN.EN3 Energy Sensor | [6 empty] | G262 | 0 | [10 empty] | No | No
MC044 | Faraday Building |  |  |  | MC044-B04/G263 | Logic 263 | EN.EN3 Energy Sensor | [6 empty] | G263 | 0 | [10 empty] | No | No
MC044 | Faraday Building |  |  |  | MC044-B04/G264 | Logic 264 | EN.EN3 Energy Sensor | [6 empty] | G264 | 0 | [10 empty] | No | No
MC044 | Faraday Building |  |  |  | MC044-B04/G265 | Htg Alarm En | EN.EN3 Energy Sensor | [6 empty] | G265 | 0 | [10 empty] | No | No
MC044 | Faraday Building |  |  |  | MC044-B04/G266 | Logic 266 | EN.EN3 Energy Sensor | [6 empty] | G266 | 0 | [10 empty] | No | No
MC044 | Faraday Building |  |  |  | MC044-B04/G267 | Logic 267 | EN.EN3 Energy Sensor | [6 empty] | G267 | 0 | [10 empty] | No | No
MC044 | Faraday Building |  |  |  | MC044-B04/G248 | Logic 248 | EN.EN3 Energy Sensor | [6 empty] | G248 | 0 | [10 empty] | No | No
MC044 | Faraday Building |  |  |  | MC044-B04/G25 | Logic 25 | EN.EN3 Energy Sensor | [6 empty] | G25 | 0 | [10 empty] | No | No
MC044 | Faraday Building |  |  |  | MC044-B04/G259 | Logic 259 | EN.EN3 Energy Sensor | [6 empty] | G259 | 0 | [10 empty] | No | No
MC044 | Faraday Building |  |  |  | MC044-B04/G26 | Logic 26 | EN.EN3 Energy Sensor | [6 empty] | G26 | 0 | [10 empty] | No | No
MC044 | Faraday Building |  |  |  | MC044-B04/G260 | Logic 260 | EN.EN3 Energy Sensor | [6 empty] | G260 | 0 | [10 empty] | No | No
MC044 | Faraday Building |  |  |  | MC044-B04/G261 | Logic 261 | EN.EN3 Energy Sensor | [6 empty] | G261 | 0 | [10 empty] | No | No
MC044 | Faraday Building |  |  |  | MC044-B04/G242 | Logic 242 | EN.EN3 Energy Sensor | [6 empty] | G242 | 0 | [10 empty] | No | No
MC044 | Faraday Building |  |  |  | MC044-B04/G243 | 14400 | EN.EN3 Energy Sensor | [6 empty] | G243 | 0 | [10 empty] | No | No
MC044 | Faraday Building |  |  |  | MC044-B04/G244 | Logic 244 | EN.EN3 Energy Sensor | [6 empty] | G244 | 0 | [10 empty] | No | No
MC044 | Faraday Building |  |  |  | MC044-B04/G245 | Logic 245 | EN.EN3 Energy Sensor | [6 empty] | G245 | 0 | [10 empty] | No | No
MC044 | Faraday Building |  |  |  | MC044-B04/G246 | Logic 246 | EN.EN3 Energy Sensor | [6 empty] | G246 | 0 | [10 empty] | No | No
MC044 | Faraday Building |  |  |  | MC044-B04/G247 | Logic 247 | EN.EN3 Energy Sensor | [6 empty] | G247 | 0 | [10 empty] | No | No
MC044 | Faraday Building |  |  |  | MC044-B04/G237 | Logic 237 | EN.EN3 Energy Sensor | [6 empty] | G237 | 0 | [10 empty] | No | No
MC044 | Faraday Building |  |  |  | MC044-B04/G238 | Logic 238 | EN.EN3 Energy Sensor | [6 empty] | G238 | 0 | [10 empty] | No | No
MC044 | Faraday Building |  |  |  | MC044-B04/G239 | Logic 239 | EN.EN3 Energy Sensor | [6 empty] | G239 | 0 | [10 empty] | No | No
MC044 | Faraday Building |  |  |  | MC044-B04/G24 | Logic 24 | EN.EN3 Energy Sensor | [6 empty] | G24 | 0 | [10 empty] | No | No
MC044 | Faraday Building |  |  |  | MC044-B04/G240 | Logic 240 | EN.EN3 Energy Sensor | [6 empty] | G240 | 0 | [10 empty] | No | No
MC044 | Faraday Building |  |  |  | MC044-B04/G241 | Logic 241 | EN.EN3 Energy Sensor | [6 empty] | G241 | 0 | [10 empty] | No | No
MC044 | Faraday Building |  |  |  | MC044-B04/G231 | Logic 231 | EN.EN3 Energy Sensor | [6 empty] | G231 | 0 | [10 empty] | No | No
MC044 | Faraday Building |  |  |  | MC044-B04/G232 | Logic 232 | EN.EN3 Energy Sensor | [6 empty] | G232 | 0 | [10 empty] | No | No
MC044 | Faraday Building |  |  |  | MC044-B04/G233 | Logic 233 | EN.EN3 Energy Sensor | [6 empty] | G233 | 0 | [10 empty] | No | No
MC044 | Faraday Building |  |  |  | MC044-B04/G234 | Logic 234 | EN.EN3 Energy Sensor | [6 empty] | G234 | 0 | [10 empty] | No | No
MC044 | Faraday Building |  |  |  | MC044-B04/G235 | Logic 235 | EN.EN3 Energy Sensor | [6 empty] | G235 | 0 | [10 empty] | No | No
MC044 | Faraday Building |  |  |  | MC044-B04/G236 | Logic 236 | EN.EN3 Energy Sensor | [6 empty] | G236 | 0 | [10 empty] | No | No
MC044 | Faraday Building |  |  |  | MC044-B04/G226 | Lecture VT Pump 1 Hrs Run | EN.EN3 Energy Sensor | [6 empty] | G226 | 0 | [10 empty] | No | No
MC044 | Faraday Building |  |  |  | MC044-B04/G227 | Logic 227 | EN.EN3 Energy Sensor | [6 empty] | G227 | 0 | [10 empty] | No | No
MC044 | Faraday Building |  |  |  | MC044-B04/G228 | Logic 228 | EN.EN3 Energy Sensor | [6 empty] | G228 | 0 | [10 empty] | No | No
MC044 | Faraday Building |  |  |  | MC044-B04/G229 | Lecture VT Pump 2 Hrs Run | EN.EN3 Energy Sensor | [6 empty] | G229 | 0 | [10 empty] | No | No
MC044 | Faraday Building |  |  |  | MC044-B04/G23 | Physics VT Exercise | EN.EN3 Energy Sensor | [6 empty] | G23 | 0 | [10 empty] | No | No
MC044 | Faraday Building |  |  |  | MC044-B04/G230 | Logic 230 | EN.EN3 Energy Sensor | [6 empty] | G230 | 0 | [10 empty] | No | No
MC044 | Faraday Building |  |  |  | MC044-B04/G220 | Physics VT Pump 1 Hrs Run | EN.EN3 Energy Sensor | [6 empty] | G220 | 0 | [10 empty] | No | No
MC044 | Faraday Building |  |  |  | MC044-B04/G221 | Logic 221 | EN.EN3 Energy Sensor | [6 empty] | G221 | 0 | [10 empty] | No | No
MC044 | Faraday Building |  |  |  | MC044-B04/G222 | Logic 222 | EN.EN3 Energy Sensor | [6 empty] | G222 | 0 | [10 empty] | No | No
MC044 | Faraday Building |  |  |  | MC044-B04/G223 | Physics VT Pump 2 Hrs Run | EN.EN3 Energy Sensor | [6 empty] | G223 | 0 | [10 empty] | No | No
MC044 | Faraday Building |  |  |  | MC044-B04/G224 | Logic 224 | EN.EN3 Energy Sensor | [6 empty] | G224 | 0 | [10 empty] | No | No
MC044 | Faraday Building |  |  |  | MC044-B04/G225 | Logic 225 | EN.EN3 Energy Sensor | [6 empty] | G225 | 0 | [10 empty] | No | No
MC044 | Faraday Building |  |  |  | MC044-B04/G215 | Logic 215 | EN.EN3 Energy Sensor | [6 empty] | G215 | 0 | [10 empty] | No | No
MC044 | Faraday Building |  |  |  | MC044-B04/G216 | Logic 216 | EN.EN3 Energy Sensor | [6 empty] | G216 | 0 | [10 empty] | No | No
MC044 | Faraday Building |  |  |  | MC044-B04/G217 | Foyer VT Pump 2 Hrs Run | EN.EN3 Energy Sensor | [6 empty] | G217 | 0 | [10 empty] | No | No
MC044 | Faraday Building |  |  |  | MC044-B04/G218 | Logic 218 | EN.EN3 Energy Sensor | [6 empty] | G218 | 0 | [10 empty] | No | No
MC044 | Faraday Building |  |  |  | MC044-B04/G219 | Logic 219 | EN.EN3 Energy Sensor | [6 empty] | G219 | 0 | [10 empty] | No | No
MC044 | Faraday Building |  |  |  | MC044-B04/G22 | Logic 22 | EN.EN3 Energy Sensor | [6 empty] | G22 | 0 | [10 empty] | No | No
MC044 | Faraday Building |  |  |  | MC044-B04/G21 | Logic 21 | EN.EN3 Energy Sensor | [6 empty] | G21 | 0 | [10 empty] | No | No
MC044 | Faraday Building |  |  |  | MC044-B04/G210 | Logic 210 | EN.EN3 Energy Sensor | [6 empty] | G210 | 0 | [10 empty] | No | No
MC044 | Faraday Building |  |  |  | MC044-B04/G211 | Pri Circ Pump 2 Hrs Run | EN.EN3 Energy Sensor | [6 empty] | G211 | 0 | [10 empty] | No | No
MC044 | Faraday Building |  |  |  | MC044-B04/G212 | Logic 212 | EN.EN3 Energy Sensor | [6 empty] | G212 | 0 | [10 empty] | No | No
MC044 | Faraday Building |  |  |  | MC044-B04/G213 | Logic 213 | EN.EN3 Energy Sensor | [6 empty] | G213 | 0 | [10 empty] | No | No
MC044 | Faraday Building |  |  |  | MC044-B04/G214 | Foyer VT Pump 1 Hrs Run | EN.EN3 Energy Sensor | [6 empty] | G214 | 0 | [10 empty] | No | No
MC044 | Faraday Building |  |  |  | MC044-B04/G204 | Logic 204 | EN.EN3 Energy Sensor | [6 empty] | G204 | 0 | [10 empty] | No | No
MC044 | Faraday Building |  |  |  | MC044-B04/G205 | Logic 205 | EN.EN3 Energy Sensor | [6 empty] | G205 | 0 | [10 empty] | No | No
MC044 | Faraday Building |  |  |  | MC044-B04/G206 | Logic 206 | EN.EN3 Energy Sensor | [6 empty] | G206 | 0 | [10 empty] | No | No
MC044 | Faraday Building |  |  |  | MC044-B04/G207 | Logic 207 | EN.EN3 Energy Sensor | [6 empty] | G207 | 0 | [10 empty] | No | No
MC044 | Faraday Building |  |  |  | MC044-B04/G208 | Pri Circ Pump 1 Hrs Run | EN.EN3 Energy Sensor | [6 empty] | G208 | 0 | [10 empty] | No | No
MC044 | Faraday Building |  |  |  | MC044-B04/G209 | Logic 209 | EN.EN3 Energy Sensor | [6 empty] | G209 | 0 | [10 empty] | No | No
MC044 | Faraday Building |  |  |  | MC044-B04/G2 | Water frost | EN.EN3 Energy Sensor | [6 empty] | G2 | 0 | [10 empty] | No | No
MC044 | Faraday Building |  |  |  | MC044-B04/G20 | Logic 20 | EN.EN3 Energy Sensor | [6 empty] | G20 | 0 | [10 empty] | No | No
MC044 | Faraday Building |  |  |  | MC044-B04/G200 | Logic 200 | EN.EN3 Energy Sensor | [6 empty] | G200 | 0 | [10 empty] | No | No
MC044 | Faraday Building |  |  |  | MC044-B04/G201 | Logic 201 | EN.EN3 Energy Sensor | [6 empty] | G201 | 0 | [10 empty] | No | No
MC044 | Faraday Building |  |  |  | MC044-B04/G202 | Logic 202 | EN.EN3 Energy Sensor | [6 empty] | G202 | 0 | [10 empty] | No | No
MC044 | Faraday Building |  |  |  | MC044-B04/G203 | Logic 203 | EN.EN3 Energy Sensor | [6 empty] | G203 | 0 | [10 empty] | No | No
MC044 | Faraday Building |  |  |  | MC044-B04/G194 | Logic 194 | EN.EN3 Energy Sensor | [6 empty] | G194 | 0 | [10 empty] | No | No
MC044 | Faraday Building |  |  |  | MC044-B04/G195 | Pump 1 Duty | EN.EN3 Energy Sensor | [6 empty] | G195 | 0 | [10 empty] | No | No
MC044 | Faraday Building |  |  |  | MC044-B04/G196 | Logic 196 | EN.EN3 Energy Sensor | [6 empty] | G196 | 0 | [10 empty] | No | No
MC044 | Faraday Building |  |  |  | MC044-B04/G197 | Logic 197 | EN.EN3 Energy Sensor | [6 empty] | G197 | 0 | [10 empty] | No | No
MC044 | Faraday Building |  |  |  | MC044-B04/G198 | Logic 198 | EN.EN3 Energy Sensor | [6 empty] | G198 | 0 | [10 empty] | No | No
MC044 | Faraday Building |  |  |  | MC044-B04/G199 | Logic 199 | EN.EN3 Energy Sensor | [6 empty] | G199 | 0 | [10 empty] | No | No
MC044 | Faraday Building |  |  |  | MC044-B04/G189 | Logic 189 | EN.EN3 Energy Sensor | [6 empty] | G189 | 0 | [10 empty] | No | No
MC044 | Faraday Building |  |  |  | MC044-B04/G19 | Logic 19 | EN.EN3 Energy Sensor | [6 empty] | G19 | 0 | [10 empty] | No | No
MC044 | Faraday Building |  |  |  | MC044-B04/G190 | Logic 190 | EN.EN3 Energy Sensor | [6 empty] | G190 | 0 | [10 empty] | No | No
MC044 | Faraday Building |  |  |  | MC044-B04/G191 | Logic 191 | EN.EN3 Energy Sensor | [6 empty] | G191 | 0 | [10 empty] | No | No
MC044 | Faraday Building |  |  |  | MC044-B04/G192 | Logic 192 | EN.EN3 Energy Sensor | [6 empty] | G192 | 0 | [10 empty] | No | No
MC044 | Faraday Building |  |  |  | MC044-B04/G193 | Logic 193 | EN.EN3 Energy Sensor | [6 empty] | G193 | 0 | [10 empty] | No | No
MC044 | Faraday Building |  |  |  | MC044-B04/G183 | Logic 183 | EN.EN3 Energy Sensor | [6 empty] | G183 | 0 | [10 empty] | No | No
MC044 | Faraday Building |  |  |  | MC044-B04/G184 | Logic 184 | EN.EN3 Energy Sensor | [6 empty] | G184 | 0 | [10 empty] | No | No
MC044 | Faraday Building |  |  |  | MC044-B04/G185 | Pri Circ CO Pulse | EN.EN3 Energy Sensor | [6 empty] | G185 | 0 | [10 empty] | No | No
MC044 | Faraday Building |  |  |  | MC044-B04/G186 | Logic 186 | EN.EN3 Energy Sensor | [6 empty] | G186 | 0 | [10 empty] | No | No
MC044 | Faraday Building |  |  |  | MC044-B04/G187 | Reset | EN.EN3 Energy Sensor | [6 empty] | G187 | 0 | [10 empty] | No | No
MC044 | Faraday Building |  |  |  | MC044-B04/G188 | Logic 188 | EN.EN3 Energy Sensor | [6 empty] | G188 | 0 | [10 empty] | No | No
MC044 | Faraday Building |  |  |  | MC044-B04/G178 | Logic 178 | EN.EN3 Energy Sensor | [6 empty] | G178 | 0 | [10 empty] | No | No
MC044 | Faraday Building |  |  |  | MC044-B04/G179 | Pri Circ Pump 1 Fail | EN.EN3 Energy Sensor | [6 empty] | G179 | 0 | [10 empty] | No | No
MC044 | Faraday Building |  |  |  | MC044-B04/G18 | Logic 18 | EN.EN3 Energy Sensor | [6 empty] | G18 | 0 | [10 empty] | No | No
MC044 | Faraday Building |  |  |  | MC044-B04/G180 | Logic 180 | EN.EN3 Energy Sensor | [6 empty] | G180 | 0 | [10 empty] | No | No
MC044 | Faraday Building |  |  |  | MC044-B04/G181 | Pri Circ Pump 2 Fail | EN.EN3 Energy Sensor | [6 empty] | G181 | 0 | [10 empty] | No | No
MC044 | Faraday Building |  |  |  | MC044-B04/G182 | Logic 182 | EN.EN3 Energy Sensor | [6 empty] | G182 | 0 | [10 empty] | No | No
MC044 | Faraday Building |  |  |  | MC044-B04/G172 | Logic 172 | EN.EN3 Energy Sensor | [6 empty] | G172 | 0 | [10 empty] | No | No
MC044 | Faraday Building |  |  |  | MC044-B04/G173 | Logic 173 | EN.EN3 Energy Sensor | [6 empty] | G173 | 0 | [10 empty] | No | No
MC044 | Faraday Building |  |  |  | MC044-B04/G174 | Logic 174 | EN.EN3 Energy Sensor | [6 empty] | G174 | 0 | [10 empty] | No | No
MC044 | Faraday Building |  |  |  | MC044-B04/G175 | Logic 175 | EN.EN3 Energy Sensor | [6 empty] | G175 | 0 | [10 empty] | No | No
MC044 | Faraday Building |  |  |  | MC044-B04/G176 | Logic 176 | EN.EN3 Energy Sensor | [6 empty] | G176 | 0 | [10 empty] | No | No
MC044 | Faraday Building |  |  |  | MC044-B04/G177 | Pri Circ Pumps | EN.EN3 Energy Sensor | [6 empty] | G177 | 0 | [10 empty] | No | No
MC044 | Faraday Building |  |  |  | MC044-B04/G167 | Logic 167 | EN.EN3 Energy Sensor | [6 empty] | G167 | 0 | [10 empty] | No | No
MC044 | Faraday Building |  |  |  | MC044-B04/G168 | Logic 168 | EN.EN3 Energy Sensor | [6 empty] | G168 | 0 | [10 empty] | No | No
MC044 | Faraday Building |  |  |  | MC044-B04/G169 | Heat Dmd | EN.EN3 Energy Sensor | [6 empty] | G169 | 0 | [10 empty] | No | No
MC044 | Faraday Building |  |  |  | MC044-B04/G17 | Foyer VT Reset | EN.EN3 Energy Sensor | [6 empty] | G17 | 0 | [10 empty] | No | No
MC044 | Faraday Building |  |  |  | MC044-B04/G170 | Logic 170 | EN.EN3 Energy Sensor | [6 empty] | G170 | 0 | [10 empty] | No | No
MC044 | Faraday Building |  |  |  | MC044-B04/G171 | Logic 171 | EN.EN3 Energy Sensor | [6 empty] | G171 | 0 | [10 empty] | No | No
MC044 | Faraday Building |  |  |  | MC044-B04/G161 | Pasterization En | EN.EN3 Energy Sensor | [6 empty] | G161 | 0 | [10 empty] | No | No
MC044 | Faraday Building |  |  |  | MC044-B04/G162 | Logic 162 | EN.EN3 Energy Sensor | [6 empty] | G162 | 0 | [10 empty] | No | No
MC044 | Faraday Building |  |  |  | MC044-B04/G163 | Logic 163 | EN.EN3 Energy Sensor | [6 empty] | G163 | 0 | [10 empty] | No | No
MC044 | Faraday Building |  |  |  | MC044-B04/G164 | Logic 164 | EN.EN3 Energy Sensor | [6 empty] | G164 | 0 | [10 empty] | No | No
MC044 | Faraday Building |  |  |  | MC044-B04/G165 | Logic 165 | EN.EN3 Energy Sensor | [6 empty] | G165 | 0 | [10 empty] | No | No
MC044 | Faraday Building |  |  |  | MC044-B04/G166 | Logic 166 | EN.EN3 Energy Sensor | [6 empty] | G166 | 0 | [10 empty] | No | No
MC044 | Faraday Building |  |  |  | MC044-B04/G156 | Logic 156 | EN.EN3 Energy Sensor | [6 empty] | G156 | 0 | [10 empty] | No | No
MC044 | Faraday Building |  |  |  | MC044-B04/G157 | DHW Cal Dmd | EN.EN3 Energy Sensor | [6 empty] | G157 | 0 | [10 empty] | No | No
MC044 | Faraday Building |  |  |  | MC044-B04/G158 | Logic 158 | EN.EN3 Energy Sensor | [6 empty] | G158 | 0 | [10 empty] | No | No
MC044 | Faraday Building |  |  |  | MC044-B04/G159 | Logic 159 | EN.EN3 Energy Sensor | [6 empty] | G159 | 0 | [10 empty] | No | No
MC044 | Faraday Building |  |  |  | MC044-B04/G16 | Logic 16 | EN.EN3 Energy Sensor | [6 empty] | G16 | 0 | [10 empty] | No | No
MC044 | Faraday Building |  |  |  | MC044-B04/G160 | DHW Alarm | EN.EN3 Energy Sensor | [6 empty] | G160 | 0 | [10 empty] | No | No
MC044 | Faraday Building |  |  |  | MC044-B04/G150 | Logic 150 | EN.EN3 Energy Sensor | [6 empty] | G150 | 0 | [10 empty] | No | No
MC044 | Faraday Building |  |  |  | MC044-B04/G151 | Logic 151 | EN.EN3 Energy Sensor | [6 empty] | G151 | 0 | [10 empty] | No | No
MC044 | Faraday Building |  |  |  | MC044-B04/G152 | Logic 152 | EN.EN3 Energy Sensor | [6 empty] | G152 | 0 | [10 empty] | No | No
MC044 | Faraday Building |  |  |  | MC044-B04/G153 | Logic 153 | EN.EN3 Energy Sensor | [6 empty] | G153 | 0 | [10 empty] | No | No
MC044 | Faraday Building |  |  |  | MC044-B04/G154 | OAT Frost VT | EN.EN3 Energy Sensor | [6 empty] | G154 | 0 | [10 empty] | No | No
MC044 | Faraday Building |  |  |  | MC044-B04/G155 | Logic 155 | EN.EN3 Energy Sensor | [6 empty] | G155 | 0 | [10 empty] | No | No
MC044 | Faraday Building |  |  |  | MC044-B04/G145 | Lecture VT Pumps | EN.EN3 Energy Sensor | [6 empty] | G145 | 0 | [10 empty] | No | No
MC044 | Faraday Building |  |  |  | MC044-B04/G146 | Logic 146 | EN.EN3 Energy Sensor | [6 empty] | G146 | 0 | [10 empty] | No | No
MC044 | Faraday Building |  |  |  | MC044-B04/G147 | Logic 147 | EN.EN3 Energy Sensor | [6 empty] | G147 | 0 | [10 empty] | No | No
MC044 | Faraday Building |  |  |  | MC044-B04/G148 | Logic 148 | EN.EN3 Energy Sensor | [6 empty] | G148 | 0 | [10 empty] | No | No
MC044 | Faraday Building |  |  |  | MC044-B04/G149 | Logic 149 | EN.EN3 Energy Sensor | [6 empty] | G149 | 0 | [10 empty] | No | No
MC044 | Faraday Building |  |  |  | MC044-B04/G15 | Logic 15 | EN.EN3 Energy Sensor | [6 empty] | G15 | 0 | [10 empty] | No | No
MC044 | Faraday Building |  |  |  | MC044-B04/G14 | Logic 14 | EN.EN3 Energy Sensor | [6 empty] | G14 | 0 | [10 empty] | No | No
MC044 | Faraday Building |  |  |  | MC044-B04/G140 | Logic 140 | EN.EN3 Energy Sensor | [6 empty] | G140 | 0 | [10 empty] | No | No
MC044 | Faraday Building |  |  |  | MC044-B04/G141 | Logic 141 | EN.EN3 Energy Sensor | [6 empty] | G141 | 0 | [10 empty] | No | No
MC044 | Faraday Building |  |  |  | MC044-B04/G142 | Logic 142 | EN.EN3 Energy Sensor | [6 empty] | G142 | 0 | [10 empty] | No | No
MC044 | Faraday Building |  |  |  | MC044-B04/G143 | Logic 143 | EN.EN3 Energy Sensor | [6 empty] | G143 | 0 | [10 empty] | No | No
MC044 | Faraday Building |  |  |  | MC044-B04/G144 | Logic 144 | EN.EN3 Energy Sensor | [6 empty] | G144 | 0 | [10 empty] | No | No
MC044 | Faraday Building |  |  |  | MC044-B04/G134 | Logic 134 | EN.EN3 Energy Sensor | [6 empty] | G134 | 0 | [10 empty] | No | No
MC044 | Faraday Building |  |  |  | MC044-B04/G135 | Logic 135 | EN.EN3 Energy Sensor | [6 empty] | G135 | 0 | [10 empty] | No | No
MC044 | Faraday Building |  |  |  | MC044-B04/G136 | Pump 1 Duty | EN.EN3 Energy Sensor | [6 empty] | G136 | 0 | [10 empty] | No | No
MC044 | Faraday Building |  |  |  | MC044-B04/G137 | Logic 137 | EN.EN3 Energy Sensor | [6 empty] | G137 | 0 | [10 empty] | No | No
MC044 | Faraday Building |  |  |  | MC044-B04/G138 | Lecture VT Dmd | EN.EN3 Energy Sensor | [6 empty] | G138 | 0 | [10 empty] | No | No
MC044 | Faraday Building |  |  |  | MC044-B04/G139 | Logic 139 | EN.EN3 Energy Sensor | [6 empty] | G139 | 0 | [10 empty] | No | No
MC044 | Faraday Building |  |  |  | MC044-B04/G129 | Logic 129 | EN.EN3 Energy Sensor | [6 empty] | G129 | 0 | [10 empty] | No | No
MC044 | Faraday Building |  |  |  | MC044-B04/G13 | Logic 13 | EN.EN3 Energy Sensor | [6 empty] | G13 | 0 | [10 empty] | No | No
MC044 | Faraday Building |  |  |  | MC044-B04/G130 | Logic 130 | EN.EN3 Energy Sensor | [6 empty] | G130 | 0 | [10 empty] | No | No
MC044 | Faraday Building |  |  |  | MC044-B04/G131 | Logic 131 | EN.EN3 Energy Sensor | [6 empty] | G131 | 0 | [10 empty] | No | No
MC044 | Faraday Building |  |  |  | MC044-B04/G132 | Logic 132 | EN.EN3 Energy Sensor | [6 empty] | G132 | 0 | [10 empty] | No | No
MC044 | Faraday Building |  |  |  | MC044-B04/G133 | Logic 133 | EN.EN3 Energy Sensor | [6 empty] | G133 | 0 | [10 empty] | No | No
MC044 | Faraday Building |  |  |  | MC044-B04/G123 | Logic 123 | EN.EN3 Energy Sensor | [6 empty] | G123 | 0 | [10 empty] | No | No
MC044 | Faraday Building |  |  |  | MC044-B04/G124 | Logic 124 | EN.EN3 Energy Sensor | [6 empty] | G124 | 0 | [10 empty] | No | No
MC044 | Faraday Building |  |  |  | MC044-B04/G125 | Logic 125 | EN.EN3 Energy Sensor | [6 empty] | G125 | 0 | [10 empty] | No | No
MC044 | Faraday Building |  |  |  | MC044-B04/G126 | Lecture VT CO Pulse | EN.EN3 Energy Sensor | [6 empty] | G126 | 0 | [10 empty] | No | No
MC044 | Faraday Building |  |  |  | MC044-B04/G127 | Logic 127 | EN.EN3 Energy Sensor | [6 empty] | G127 | 0 | [10 empty] | No | No
MC044 | Faraday Building |  |  |  | MC044-B04/G128 | Reset | EN.EN3 Energy Sensor | [6 empty] | G128 | 0 | [10 empty] | No | No
MC044 | Faraday Building |  |  |  | MC044-B04/G118 | Logic 118 | EN.EN3 Energy Sensor | [6 empty] | G118 | 0 | [10 empty] | No | No
MC044 | Faraday Building |  |  |  | MC044-B04/G119 | Logic 119 | EN.EN3 Energy Sensor | [6 empty] | G119 | 0 | [10 empty] | No | No
MC044 | Faraday Building |  |  |  | MC044-B04/G12 | Logic 12 | EN.EN3 Energy Sensor | [6 empty] | G12 | 0 | [10 empty] | No | No
MC044 | Faraday Building |  |  |  | MC044-B04/G120 | Lecture VT Pump 1 Fail | EN.EN3 Energy Sensor | [6 empty] | G120 | 0 | [10 empty] | No | No
MC044 | Faraday Building |  |  |  | MC044-B04/G121 | Logic 121 | EN.EN3 Energy Sensor | [6 empty] | G121 | 0 | [10 empty] | No | No
MC044 | Faraday Building |  |  |  | MC044-B04/G122 | Lecture VT Pump 2 Fail | EN.EN3 Energy Sensor | [6 empty] | G122 | 0 | [10 empty] | No | No
MC044 | Faraday Building |  |  |  | MC044-B04/G112 | Logic 112 | EN.EN3 Energy Sensor | [6 empty] | G112 | 0 | [10 empty] | No | No
MC044 | Faraday Building |  |  |  | MC044-B04/G113 | Logic 113 | EN.EN3 Energy Sensor | [6 empty] | G113 | 0 | [10 empty] | No | No
MC044 | Faraday Building |  |  |  | MC044-B04/G114 | Logic 114 | EN.EN3 Energy Sensor | [6 empty] | G114 | 0 | [10 empty] | No | No
MC044 | Faraday Building |  |  |  | MC044-B04/G115 | Logic 115 | EN.EN3 Energy Sensor | [6 empty] | G115 | 0 | [10 empty] | No | No
MC044 | Faraday Building |  |  |  | MC044-B04/G116 | Logic 116 | EN.EN3 Energy Sensor | [6 empty] | G116 | 0 | [10 empty] | No | No
MC044 | Faraday Building |  |  |  | MC044-B04/G117 | OAT Frost VT | EN.EN3 Energy Sensor | [6 empty] | G117 | 0 | [10 empty] | No | No
MC044 | Faraday Building |  |  |  | MC044-B04/G107 | Logic 107 | EN.EN3 Energy Sensor | [6 empty] | G107 | 0 | [10 empty] | No | No
MC044 | Faraday Building |  |  |  | MC044-B04/G108 | Physics VT Pumps | EN.EN3 Energy Sensor | [6 empty] | G108 | 0 | [10 empty] | No | No
MC044 | Faraday Building |  |  |  | MC044-B04/G109 | Logic 109 | EN.EN3 Energy Sensor | [6 empty] | G109 | 0 | [10 empty] | No | No
MC044 | Faraday Building |  |  |  | MC044-B04/G11 | Foyer VT Exercise | EN.EN3 Energy Sensor | [6 empty] | G11 | 0 | [10 empty] | No | No
MC044 | Faraday Building |  |  |  | MC044-B04/G110 | Logic 110 | EN.EN3 Energy Sensor | [6 empty] | G110 | 0 | [10 empty] | No | No
MC044 | Faraday Building |  |  |  | MC044-B04/G111 | Logic 111 | EN.EN3 Energy Sensor | [6 empty] | G111 | 0 | [10 empty] | No | No
MC044 | Faraday Building |  |  |  | MC044-B04/G101 | Physics VT Dmd | EN.EN3 Energy Sensor | [6 empty] | G101 | 0 | [10 empty] | No | No
MC044 | Faraday Building |  |  |  | MC044-B04/G102 | Logic 102 | EN.EN3 Energy Sensor | [6 empty] | G102 | 0 | [10 empty] | No | No
MC044 | Faraday Building |  |  |  | MC044-B04/G103 | Logic 103 | EN.EN3 Energy Sensor | [6 empty] | G103 | 0 | [10 empty] | No | No
MC044 | Faraday Building |  |  |  | MC044-B04/G104 | Logic 104 | EN.EN3 Energy Sensor | [6 empty] | G104 | 0 | [10 empty] | No | No
MC044 | Faraday Building |  |  |  | MC044-B04/G105 | Logic 105 | EN.EN3 Energy Sensor | [6 empty] | G105 | 0 | [10 empty] | No | No
MC044 | Faraday Building |  |  |  | MC044-B04/G106 | Logic 106 | EN.EN3 Energy Sensor | [6 empty] | G106 | 0 | [10 empty] | No | No
MC044 | Faraday Building |  |  |  | MC044-B04/F97 | Function 97 | EN.EN3 Energy Sensor | [6 empty] | F97 | 0 | [10 empty] | No | No
MC044 | Faraday Building |  |  |  | MC044-B04/F98 | Function 98 | EN.EN3 Energy Sensor | [6 empty] | F98 | 0 | [10 empty] | No | No
MC044 | Faraday Building |  |  |  | MC044-B04/F99 | Function 99 | EN.EN3 Energy Sensor | [6 empty] | F99 | 0 | [10 empty] | No | No
MC044 | Faraday Building |  |  |  | MC044-B04/G1 | OAT Frost Pumps | EN.EN3 Energy Sensor | [6 empty] | G1 | 0 | [10 empty] | No | No
MC044 | Faraday Building |  |  |  | MC044-B04/G10 | Logic 10 | EN.EN3 Energy Sensor | [6 empty] | G10 | 0 | [10 empty] | No | No
MC044 | Faraday Building |  |  |  | MC044-B04/G100 | Logic 100 | EN.EN3 Energy Sensor | [6 empty] | G100 | 0 | [10 empty] | No | No
MC044 | Faraday Building |  |  |  | MC044-B04/F91 | DHWS Calorifier SP | EN.EN3 Energy Sensor | [6 empty] | F91 | 0 | [10 empty] | No | No
MC044 | Faraday Building |  |  |  | MC044-B04/F92 | Function 92 | EN.EN3 Energy Sensor | [6 empty] | F92 | 0 | [10 empty] | No | No
MC044 | Faraday Building |  |  |  | MC044-B04/F93 | Function 93 | EN.EN3 Energy Sensor | [6 empty] | F93 | 0 | [10 empty] | No | No
MC044 | Faraday Building |  |  |  | MC044-B04/F94 | Function 94 | EN.EN3 Energy Sensor | [6 empty] | F94 | 0 | [10 empty] | No | No
MC044 | Faraday Building |  |  |  | MC044-B04/F95 | Function 95 | EN.EN3 Energy Sensor | [6 empty] | F95 | 0 | [10 empty] | No | No
MC044 | Faraday Building |  |  |  | MC044-B04/F96 | Function 96 | EN.EN3 Energy Sensor | [6 empty] | F96 | 0 | [10 empty] | No | No
MC044 | Faraday Building |  |  |  | MC044-B04/F86 | Function 86 | EN.EN3 Energy Sensor | [6 empty] | F86 | 0 | [10 empty] | No | No
MC044 | Faraday Building |  |  |  | MC044-B04/F87 | Function 87 | EN.EN3 Energy Sensor | [6 empty] | F87 | 0 | [10 empty] | No | No
MC044 | Faraday Building |  |  |  | MC044-B04/F88 | Function 88 | EN.EN3 Energy Sensor | [6 empty] | F88 | 0 | [10 empty] | No | No
MC044 | Faraday Building |  |  |  | MC044-B04/F89 | Function 89 | EN.EN3 Energy Sensor | [6 empty] | F89 | 0 | [10 empty] | No | No
MC044 | Faraday Building |  |  |  | MC044-B04/F9 | Foyer VT Frost | EN.EN3 Energy Sensor | [6 empty] | F9 | 0 | [10 empty] | No | No
MC044 | Faraday Building |  |  |  | MC044-B04/F90 | Function 90 | EN.EN3 Energy Sensor | [6 empty] | F90 | 0 | [10 empty] | No | No
MC044 | Faraday Building |  |  |  | MC044-B04/F80 | Function 80 | EN.EN3 Energy Sensor | [6 empty] | F80 | 0 | [10 empty] | No | No
MC044 | Faraday Building |  |  |  | MC044-B04/F81 | Function 81 | EN.EN3 Energy Sensor | [6 empty] | F81 | 0 | [10 empty] | No | No
MC044 | Faraday Building |  |  |  | MC044-B04/F82 | Function 82 | EN.EN3 Energy Sensor | [6 empty] | F82 | 0 | [10 empty] | No | No
MC044 | Faraday Building |  |  |  | MC044-B04/F83 | Function 83 | EN.EN3 Energy Sensor | [6 empty] | F83 | 0 | [10 empty] | No | No
MC044 | Faraday Building |  |  |  | MC044-B04/F84 | Function 84 | EN.EN3 Energy Sensor | [6 empty] | F84 | 0 | [10 empty] | No | No
MC044 | Faraday Building |  |  |  | MC044-B04/F85 | Function 85 | EN.EN3 Energy Sensor | [6 empty] | F85 | 0 | [10 empty] | No | No
MC044 | Faraday Building |  |  |  | MC044-B04/F75 | Function 75 | EN.EN3 Energy Sensor | [6 empty] | F75 | 0 | [10 empty] | No | No
MC044 | Faraday Building |  |  |  | MC044-B04/F76 | Function 76 | EN.EN3 Energy Sensor | [6 empty] | F76 | 0 | [10 empty] | No | No
MC044 | Faraday Building |  |  |  | MC044-B04/F77 | Function 77 | EN.EN3 Energy Sensor | [6 empty] | F77 | 0 | [10 empty] | No | No
MC044 | Faraday Building |  |  |  | MC044-B04/F78 | Function 78 | EN.EN3 Energy Sensor | [6 empty] | F78 | 0 | [10 empty] | No | No
MC044 | Faraday Building |  |  |  | MC044-B04/F79 | Function 79 | EN.EN3 Energy Sensor | [6 empty] | F79 | 0 | [10 empty] | No | No
MC044 | Faraday Building |  |  |  | MC044-B04/F8 | Space frost protection | EN.EN3 Energy Sensor | [6 empty] | F8 | 0 | [10 empty] | No | No
MC044 | Faraday Building |  |  |  | MC044-B04/F7 | Function 7 | EN.EN3 Energy Sensor | [6 empty] | F7 | 0 | [10 empty] | No | No
MC044 | Faraday Building |  |  |  | MC044-B04/F70 | Function 70 | EN.EN3 Energy Sensor | [6 empty] | F70 | 0 | [10 empty] | No | No
MC044 | Faraday Building |  |  |  | MC044-B04/F71 | Function 71 | EN.EN3 Energy Sensor | [6 empty] | F71 | 0 | [10 empty] | No | No
MC044 | Faraday Building |  |  |  | MC044-B04/F72 | Function 72 | EN.EN3 Energy Sensor | [6 empty] | F72 | 0 | [10 empty] | No | No
MC044 | Faraday Building |  |  |  | MC044-B04/F73 | Function 73 | EN.EN3 Energy Sensor | [6 empty] | F73 | 0 | [10 empty] | No | No
MC044 | Faraday Building |  |  |  | MC044-B04/F74 | Function 74 | EN.EN3 Energy Sensor | [6 empty] | F74 | 0 | [10 empty] | No | No
MC044 | Faraday Building |  |  |  | MC044-B04/F64 | Function 64 | EN.EN3 Energy Sensor | [6 empty] | F64 | 0 | [10 empty] | No | No
MC044 | Faraday Building |  |  |  | MC044-B04/F65 | Function 65 | EN.EN3 Energy Sensor | [6 empty] | F65 | 0 | [10 empty] | No | No
MC044 | Faraday Building |  |  |  | MC044-B04/F66 | Function 66 | EN.EN3 Energy Sensor | [6 empty] | F66 | 0 | [10 empty] | No | No
MC044 | Faraday Building |  |  |  | MC044-B04/F67 | Function 67 | EN.EN3 Energy Sensor | [6 empty] | F67 | 0 | [10 empty] | No | No
MC044 | Faraday Building |  |  |  | MC044-B04/F68 | Function 68 | EN.EN3 Energy Sensor | [6 empty] | F68 | 0 | [10 empty] | No | No
MC044 | Faraday Building |  |  |  | MC044-B04/F69 | Function 69 | EN.EN3 Energy Sensor | [6 empty] | F69 | 0 | [10 empty] | No | No
MC044 | Faraday Building |  |  |  | MC044-B04/F59 | Function 59 | EN.EN3 Energy Sensor | [6 empty] | F59 | 0 | [10 empty] | No | No
MC044 | Faraday Building |  |  |  | MC044-B04/F6 | Function 6 | EN.EN3 Energy Sensor | [6 empty] | F6 | 0 | [10 empty] | No | No
MC044 | Faraday Building |  |  |  | MC044-B04/F60 | Function 60 | EN.EN3 Energy Sensor | [6 empty] | F60 | 0 | [10 empty] | No | No
MC044 | Faraday Building |  |  |  | MC044-B04/F61 | Function 61 | EN.EN3 Energy Sensor | [6 empty] | F61 | 0 | [10 empty] | No | No
MC044 | Faraday Building |  |  |  | MC044-B04/F62 | Function 62 | EN.EN3 Energy Sensor | [6 empty] | F62 | 0 | [10 empty] | No | No
MC044 | Faraday Building |  |  |  | MC044-B04/F63 | Function 63 | EN.EN3 Energy Sensor | [6 empty] | F63 | 0 | [10 empty] | No | No
MC044 | Faraday Building |  |  |  | MC044-B04/F53 | Function 53 | EN.EN3 Energy Sensor | [6 empty] | F53 | 0 | [10 empty] | No | No
MC044 | Faraday Building |  |  |  | MC044-B04/F54 | Function 54 | EN.EN3 Energy Sensor | [6 empty] | F54 | 0 | [10 empty] | No | No
MC044 | Faraday Building |  |  |  | MC044-B04/F55 | Function 55 | EN.EN3 Energy Sensor | [6 empty] | F55 | 0 | [10 empty] | No | No
MC044 | Faraday Building |  |  |  | MC044-B04/F56 | Function 56 | EN.EN3 Energy Sensor | [6 empty] | F56 | 0 | [10 empty] | No | No
MC044 | Faraday Building |  |  |  | MC044-B04/F57 | Function 57 | EN.EN3 Energy Sensor | [6 empty] | F57 | 0 | [10 empty] | No | No
MC044 | Faraday Building |  |  |  | MC044-B04/F58 | Function 58 | EN.EN3 Energy Sensor | [6 empty] | F58 | 0 | [10 empty] | No | No
MC044 | Faraday Building |  |  |  | MC044-B04/F48 | Function 48 | EN.EN3 Energy Sensor | [6 empty] | F48 | 0 | [10 empty] | No | No
MC044 | Faraday Building |  |  |  | MC044-B04/F49 | Function 49 | EN.EN3 Energy Sensor | [6 empty] | F49 | 0 | [10 empty] | No | No
MC044 | Faraday Building |  |  |  | MC044-B04/F5 | Function 5 | EN.EN3 Energy Sensor | [6 empty] | F5 | 0 | [10 empty] | No | No
MC044 | Faraday Building |  |  |  | MC044-B04/F50 | Function 50 | EN.EN3 Energy Sensor | [6 empty] | F50 | 0 | [10 empty] | No | No
MC044 | Faraday Building |  |  |  | MC044-B04/F51 | Function 51 | EN.EN3 Energy Sensor | [6 empty] | F51 | 0 | [10 empty] | No | No
MC044 | Faraday Building |  |  |  | MC044-B04/F52 | Function 52 | EN.EN3 Energy Sensor | [6 empty] | F52 | 0 | [10 empty] | No | No
MC044 | Faraday Building |  |  |  | MC044-B04/F42 | Function 42 | EN.EN3 Energy Sensor | [6 empty] | F42 | 0 | [10 empty] | No | No
MC044 | Faraday Building |  |  |  | MC044-B04/F43 | Function 43 | EN.EN3 Energy Sensor | [6 empty] | F43 | 0 | [10 empty] | No | No
MC044 | Faraday Building |  |  |  | MC044-B04/F44 | Function 44 | EN.EN3 Energy Sensor | [6 empty] | F44 | 0 | [10 empty] | No | No
MC044 | Faraday Building |  |  |  | MC044-B04/F45 | Function 45 | EN.EN3 Energy Sensor | [6 empty] | F45 | 0 | [10 empty] | No | No
MC044 | Faraday Building |  |  |  | MC044-B04/F46 | Function 46 | EN.EN3 Energy Sensor | [6 empty] | F46 | 0 | [10 empty] | No | No
MC044 | Faraday Building |  |  |  | MC044-B04/F47 | Function 47 | EN.EN3 Energy Sensor | [6 empty] | F47 | 0 | [10 empty] | No | No
MC044 | Faraday Building |  |  |  | MC044-B04/F37 | Function 37 | EN.EN3 Energy Sensor | [6 empty] | F37 | 0 | [10 empty] | No | No
MC044 | Faraday Building |  |  |  | MC044-B04/F38 | Function 38 | EN.EN3 Energy Sensor | [6 empty] | F38 | 0 | [10 empty] | No | No
MC044 | Faraday Building |  |  |  | MC044-B04/F39 | Function 39 | EN.EN3 Energy Sensor | [6 empty] | F39 | 0 | [10 empty] | No | No
MC044 | Faraday Building |  |  |  | MC044-B04/F4 | Function 4 | EN.EN3 Energy Sensor | [6 empty] | F4 | 0 | [10 empty] | No | No
MC044 | Faraday Building |  |  |  | MC044-B04/F40 | Function 40 | EN.EN3 Energy Sensor | [6 empty] | F40 | 0 | [10 empty] | No | No
MC044 | Faraday Building |  |  |  | MC044-B04/F41 | Function 41 | EN.EN3 Energy Sensor | [6 empty] | F41 | 0 | [10 empty] | No | No
MC044 | Faraday Building |  |  |  | MC044-B04/F31 | Function 31 | EN.EN3 Energy Sensor | [6 empty] | F31 | 0 | [10 empty] | No | No
MC044 | Faraday Building |  |  |  | MC044-B04/F32 | Function 32 | EN.EN3 Energy Sensor | [6 empty] | F32 | 0 | [10 empty] | No | No
MC044 | Faraday Building |  |  |  | MC044-B04/F33 | Function 33 | EN.EN3 Energy Sensor | [6 empty] | F33 | 0 | [10 empty] | No | No
MC044 | Faraday Building |  |  |  | MC044-B04/F34 | Function 34 | EN.EN3 Energy Sensor | [6 empty] | F34 | 0 | [10 empty] | No | No
MC044 | Faraday Building |  |  |  | MC044-B04/F35 | Function 35 | EN.EN3 Energy Sensor | [6 empty] | F35 | 0 | [10 empty] | No | No
MC044 | Faraday Building |  |  |  | MC044-B04/F36 | Function 36 | EN.EN3 Energy Sensor | [6 empty] | F36 | 0 | [10 empty] | No | No
MC044 | Faraday Building |  |  |  | MC044-B04/F26 | Function 26 | EN.EN3 Energy Sensor | [6 empty] | F26 | 0 | [10 empty] | No | No
MC044 | Faraday Building |  |  |  | MC044-B04/F27 | Function 27 | EN.EN3 Energy Sensor | [6 empty] | F27 | 0 | [10 empty] | No | No
MC044 | Faraday Building |  |  |  | MC044-B04/F28 | Function 28 | EN.EN3 Energy Sensor | [6 empty] | F28 | 0 | [10 empty] | No | No
MC044 | Faraday Building |  |  |  | MC044-B04/F29 | Function 29 | EN.EN3 Energy Sensor | [6 empty] | F29 | 0 | [10 empty] | No | No
MC044 | Faraday Building |  |  |  | MC044-B04/F3 | Function 3 | EN.EN3 Energy Sensor | [6 empty] | F3 | 0 | [10 empty] | No | No
MC044 | Faraday Building |  |  |  | MC044-B04/F30 | Function 30 | EN.EN3 Energy Sensor | [6 empty] | F30 | 0 | [10 empty] | No | No
MC044 | Faraday Building |  |  |  | MC044-B04/F20 | Physics VT Vlv Open | EN.EN3 Energy Sensor | [6 empty] | F20 | 0 | [10 empty] | No | No
MC044 | Faraday Building |  |  |  | MC044-B04/F21 | Function 21 | EN.EN3 Energy Sensor | [6 empty] | F21 | 0 | [10 empty] | No | No
MC044 | Faraday Building |  |  |  | MC044-B04/F22 | Lecture VT Vlv Open | EN.EN3 Energy Sensor | [6 empty] | F22 | 0 | [10 empty] | No | No
MC044 | Faraday Building |  |  |  | MC044-B04/F23 | Function 23 | EN.EN3 Energy Sensor | [6 empty] | F23 | 0 | [10 empty] | No | No
MC044 | Faraday Building |  |  |  | MC044-B04/F24 | Function 24 | EN.EN3 Energy Sensor | [6 empty] | F24 | 0 | [10 empty] | No | No
MC044 | Faraday Building |  |  |  | MC044-B04/F25 | Function 25 | EN.EN3 Energy Sensor | [6 empty] | F25 | 0 | [10 empty] | No | No
MC044 | Faraday Building |  |  |  | MC044-B04/F150 | Function 150 | EN.EN3 Energy Sensor | [6 empty] | F150 | 0 | [10 empty] | No | No
MC044 | Faraday Building |  |  |  | MC044-B04/F16 | Outside air temperature heating inhibit | EN.EN3 Energy Sensor | [6 empty] | F16 | 0 | [10 empty] | No | No
MC044 | Faraday Building |  |  |  | MC044-B04/F17 | Foyer VT Vlv Open | EN.EN3 Energy Sensor | [6 empty] | F17 | 0 | [10 empty] | No | No
MC044 | Faraday Building |  |  |  | MC044-B04/F18 | Exercise Routine Time | EN.EN3 Energy Sensor | [6 empty] | F18 | 0 | [10 empty] | No | No
MC044 | Faraday Building |  |  |  | MC044-B04/F19 | Function 19 | EN.EN3 Energy Sensor | [6 empty] | F19 | 0 | [10 empty] | No | No
MC044 | Faraday Building |  |  |  | MC044-B04/F2 | Outside air temperature frost | EN.EN3 Energy Sensor | [6 empty] | F2 | 0 | [10 empty] | No | No
MC044 | Faraday Building |  |  |  | MC044-B04/F145 | Function 145 | EN.EN3 Energy Sensor | [6 empty] | F145 | 0 | [10 empty] | No | No
MC044 | Faraday Building |  |  |  | MC044-B04/F146 | Function 146 | EN.EN3 Energy Sensor | [6 empty] | F146 | 0 | [10 empty] | No | No
MC044 | Faraday Building |  |  |  | MC044-B04/F147 | Function 147 | EN.EN3 Energy Sensor | [6 empty] | F147 | 0 | [10 empty] | No | No
MC044 | Faraday Building |  |  |  | MC044-B04/F148 | Function 148 | EN.EN3 Energy Sensor | [6 empty] | F148 | 0 | [10 empty] | No | No
MC044 | Faraday Building |  |  |  | MC044-B04/F149 | Function 149 | EN.EN3 Energy Sensor | [6 empty] | F149 | 0 | [10 empty] | No | No
MC044 | Faraday Building |  |  |  | MC044-B04/F15 | Outside air temperature heating inhibit | EN.EN3 Energy Sensor | [6 empty] | F15 | 0 | [10 empty] | No | No
MC044 | Faraday Building |  |  |  | MC044-B04/F14 | Outside air temperature heating inhibit | EN.EN3 Energy Sensor | [6 empty] | F14 | 0 | [10 empty] | No | No
MC044 | Faraday Building |  |  |  | MC044-B04/F140 | Function 140 | EN.EN3 Energy Sensor | [6 empty] | F140 | 0 | [10 empty] | No | No
MC044 | Faraday Building |  |  |  | MC044-B04/F141 | Function 141 | EN.EN3 Energy Sensor | [6 empty] | F141 | 0 | [10 empty] | No | No
MC044 | Faraday Building |  |  |  | MC044-B04/F142 | Function 142 | EN.EN3 Energy Sensor | [6 empty] | F142 | 0 | [10 empty] | No | No
MC044 | Faraday Building |  |  |  | MC044-B04/F143 | Function 143 | EN.EN3 Energy Sensor | [6 empty] | F143 | 0 | [10 empty] | No | No
MC044 | Faraday Building |  |  |  | MC044-B04/F144 | Function 144 | EN.EN3 Energy Sensor | [6 empty] | F144 | 0 | [10 empty] | No | No
MC044 | Faraday Building |  |  |  | MC044-B04/F134 | Function 134 | EN.EN3 Energy Sensor | [6 empty] | F134 | 0 | [10 empty] | No | No
MC044 | Faraday Building |  |  |  | MC044-B04/F135 | Function 135 | EN.EN3 Energy Sensor | [6 empty] | F135 | 0 | [10 empty] | No | No
MC044 | Faraday Building |  |  |  | MC044-B04/F136 | Function 136 | EN.EN3 Energy Sensor | [6 empty] | F136 | 0 | [10 empty] | No | No
MC044 | Faraday Building |  |  |  | MC044-B04/F137 | Function 137 | EN.EN3 Energy Sensor | [6 empty] | F137 | 0 | [10 empty] | No | No
MC044 | Faraday Building |  |  |  | MC044-B04/F138 | Function 138 | EN.EN3 Energy Sensor | [6 empty] | F138 | 0 | [10 empty] | No | No
MC044 | Faraday Building |  |  |  | MC044-B04/F139 | Pump Speed | EN.EN3 Energy Sensor | [6 empty] | F139 | 0 | [10 empty] | No | No
MC044 | Faraday Building |  |  |  | MC044-B04/F129 | Function 129 | EN.EN3 Energy Sensor | [6 empty] | F129 | 0 | [10 empty] | No | No
MC044 | Faraday Building |  |  |  | MC044-B04/F13 | Lecture VT Frost | EN.EN3 Energy Sensor | [6 empty] | F13 | 0 | [10 empty] | No | No
MC044 | Faraday Building |  |  |  | MC044-B04/F130 | Function 130 | EN.EN3 Energy Sensor | [6 empty] | F130 | 0 | [10 empty] | No | No
MC044 | Faraday Building |  |  |  | MC044-B04/F131 | Function 131 | EN.EN3 Energy Sensor | [6 empty] | F131 | 0 | [10 empty] | No | No
MC044 | Faraday Building |  |  |  | MC044-B04/F132 | Function 132 | EN.EN3 Energy Sensor | [6 empty] | F132 | 0 | [10 empty] | No | No
MC044 | Faraday Building |  |  |  | MC044-B04/F133 | Function 133 | EN.EN3 Energy Sensor | [6 empty] | F133 | 0 | [10 empty] | No | No
MC044 | Faraday Building |  |  |  | MC044-B04/F120 | Function 120 | EN.EN3 Energy Sensor | [6 empty] | F120 | 0 | [10 empty] | No | No
MC044 | Faraday Building |  |  |  | MC044-B04/F121 | Function 121 | EN.EN3 Energy Sensor | [6 empty] | F121 | 0 | [10 empty] | No | No
MC044 | Faraday Building |  |  |  | MC044-B04/F122 | Function 122 | EN.EN3 Energy Sensor | [6 empty] | F122 | 0 | [10 empty] | No | No
MC044 | Faraday Building |  |  |  | MC044-B04/F126 | Function 126 | EN.EN3 Energy Sensor | [6 empty] | F126 | 0 | [10 empty] | No | No
MC044 | Faraday Building |  |  |  | MC044-B04/F127 | Function 127 | EN.EN3 Energy Sensor | [6 empty] | F127 | 0 | [10 empty] | No | No
MC044 | Faraday Building |  |  |  | MC044-B04/F128 | Function 128 | EN.EN3 Energy Sensor | [6 empty] | F128 | 0 | [10 empty] | No | No
MC044 | Faraday Building |  |  |  | MC044-B04/F108 | Function 108 | EN.EN3 Energy Sensor | [6 empty] | F108 | 0 | [10 empty] | No | No
MC044 | Faraday Building |  |  |  | MC044-B04/F109 | Function 109 | EN.EN3 Energy Sensor | [6 empty] | F109 | 0 | [10 empty] | No | No
MC044 | Faraday Building |  |  |  | MC044-B04/F11 | Physics VT Frost | EN.EN3 Energy Sensor | [6 empty] | F11 | 0 | [10 empty] | No | No
MC044 | Faraday Building |  |  |  | MC044-B04/F110 | Function 110 | EN.EN3 Energy Sensor | [6 empty] | F110 | 0 | [10 empty] | No | No
MC044 | Faraday Building |  |  |  | MC044-B04/F119 | Function 119 | EN.EN3 Energy Sensor | [6 empty] | F119 | 0 | [10 empty] | No | No
MC044 | Faraday Building |  |  |  | MC044-B04/F12 | Space frost protection | EN.EN3 Energy Sensor | [6 empty] | F12 | 0 | [10 empty] | No | No
MC044 | Faraday Building |  |  |  | MC044-B04/F10 | Space frost protection | EN.EN3 Energy Sensor | [6 empty] | F10 | 0 | [10 empty] | No | No
MC044 | Faraday Building |  |  |  | MC044-B04/F103 | Function 103 | EN.EN3 Energy Sensor | [6 empty] | F103 | 0 | [10 empty] | No | No
MC044 | Faraday Building |  |  |  | MC044-B04/F104 | Function 104 | EN.EN3 Energy Sensor | [6 empty] | F104 | 0 | [10 empty] | No | No
MC044 | Faraday Building |  |  |  | MC044-B04/F105 | Function 105 | EN.EN3 Energy Sensor | [6 empty] | F105 | 0 | [10 empty] | No | No
MC044 | Faraday Building |  |  |  | MC044-B04/F106 | Function 106 | EN.EN3 Energy Sensor | [6 empty] | F106 | 0 | [10 empty] | No | No
MC044 | Faraday Building |  |  |  | MC044-B04/F107 | Function 107 | EN.EN3 Energy Sensor | [6 empty] | F107 | 0 | [10 empty] | No | No
MC044 | Faraday Building |  |  |  | MC044-B04/D6 | PHE 2 Valve | EN.EN3 Energy Sensor | [6 empty] | D6 | 0 | [10 empty] | No | No
MC044 | Faraday Building |  |  |  | MC044-B04/D7 | Foyer VT Pump 1 En | EN.EN3 Energy Sensor | [6 empty] | D7 | 0 | [10 empty] | No | No
MC044 | Faraday Building |  |  |  | MC044-B04/D8 | Foyer VT Pump 2 En | EN.EN3 Energy Sensor | [6 empty] | D8 | 0 | [10 empty] | No | No
MC044 | Faraday Building |  |  |  | MC044-B04/D9 | Foyer VT Pumps En | EN.EN3 Energy Sensor | [6 empty] | D9 | 0 | [10 empty] | No | No
MC044 | Faraday Building |  |  |  | MC044-B04/e1 | 963 | EN.EN3 Energy Sensor | [6 empty] | e1 | 0 | [10 empty] | No | No
MC044 | Faraday Building |  |  |  | MC044-B04/F1 | Function 1 | EN.EN3 Energy Sensor | [6 empty] | F1 | 0 | [10 empty] | No | No
MC044 | Faraday Building |  |  |  | MC044-B04/D29 | Chemistry Pump 2 Trip | EN.EN3 Energy Sensor | [6 empty] | D29 | 0 | [10 empty] | No | No
MC044 | Faraday Building |  |  |  | MC044-B04/D3 | Pri Circ Pumps En | EN.EN3 Energy Sensor | [6 empty] | D3 | 0 | [10 empty] | No | No
MC044 | Faraday Building |  |  |  | MC044-B04/D30 | Common Alarm Lamp | EN.EN3 Energy Sensor | [6 empty] | D30 | 0 | [10 empty] | No | No
MC044 | Faraday Building |  |  |  | MC044-B04/D31 | Duct Lighting En | EN.EN3 Energy Sensor | [6 empty] | D31 | 0 | [10 empty] | No | No
MC044 | Faraday Building |  |  |  | MC044-B04/D39 | Pri Circ Pumps Dmd | EN.EN3 Energy Sensor | [6 empty] | D39 | 0 | [10 empty] | No | No
MC044 | Faraday Building |  |  |  | MC044-B04/D5 | PHE 1 Valve | EN.EN3 Energy Sensor | [6 empty] | D5 | 0 | [10 empty] | No | No
MC044 | Faraday Building |  |  |  | MC044-B04/D23 | DHW Sec Pump En | EN.EN3 Energy Sensor | [6 empty] | D23 | 0 | [10 empty] | No | No
MC044 | Faraday Building |  |  |  | MC044-B04/D24 | DHW DeStrat Pump En | EN.EN3 Energy Sensor | [6 empty] | D24 | 0 | [10 empty] | No | No
MC044 | Faraday Building |  |  |  | MC044-B04/D25 | DHW Imm Heater En | EN.EN3 Energy Sensor | [6 empty] | D25 | 0 | [10 empty] | No | No
MC044 | Faraday Building |  |  |  | MC044-B04/D26 | Chemistry Pump 1 Run | EN.EN3 Energy Sensor | [6 empty] | D26 | 0 | [10 empty] | No | No
MC044 | Faraday Building |  |  |  | MC044-B04/D27 | Chemistry Pump 1 Trip | EN.EN3 Energy Sensor | [6 empty] | D27 | 0 | [10 empty] | No | No
MC044 | Faraday Building |  |  |  | MC044-B04/D28 | Chemistry Pump 2 Run | EN.EN3 Energy Sensor | [6 empty] | D28 | 0 | [10 empty] | No | No
MC044 | Faraday Building |  |  |  | MC044-B04/D18 | Lecture VT Pump 2 En | EN.EN3 Energy Sensor | [6 empty] | D18 | 0 | [10 empty] | No | No
MC044 | Faraday Building |  |  |  | MC044-B04/D19 | Lecture VT Pumps En | EN.EN3 Energy Sensor | [6 empty] | D19 | 0 | [10 empty] | No | No
MC044 | Faraday Building |  |  |  | MC044-B04/D2 | Pri Circ Pump 2 En | EN.EN3 Energy Sensor | [6 empty] | D2 | 0 | [10 empty] | No | No
MC044 | Faraday Building |  |  |  | MC044-B04/D20 | Lecture VT Pumps Dmd | EN.EN3 Energy Sensor | [6 empty] | D20 | 0 | [10 empty] | No | No
MC044 | Faraday Building |  |  |  | MC044-B04/D21 | Lecture VT Valve | EN.EN3 Energy Sensor | [6 empty] | D21 | 0 | [10 empty] | No | No
MC044 | Faraday Building |  |  |  | MC044-B04/D22 | DHW Valve | EN.EN3 Energy Sensor | [6 empty] | D22 | 0 | [10 empty] | No | No
MC044 | Faraday Building |  |  |  | MC044-B04/D12 | Physics VT Pump 1 En | EN.EN3 Energy Sensor | [6 empty] | D12 | 0 | [10 empty] | No | No
MC044 | Faraday Building |  |  |  | MC044-B04/D13 | Physics VT Pump 2 En | EN.EN3 Energy Sensor | [6 empty] | D13 | 0 | [10 empty] | No | No
MC044 | Faraday Building |  |  |  | MC044-B04/D14 | Physics VT Pumps En | EN.EN3 Energy Sensor | [6 empty] | D14 | 0 | [10 empty] | No | No
MC044 | Faraday Building |  |  |  | MC044-B04/D15 | Physics VT Pumps Dmd | EN.EN3 Energy Sensor | [6 empty] | D15 | 0 | [10 empty] | No | No
MC044 | Faraday Building |  |  |  | MC044-B04/D16 | Physics VT Valve | EN.EN3 Energy Sensor | [6 empty] | D16 | 0 | [10 empty] | No | No
MC044 | Faraday Building |  |  |  | MC044-B04/D17 | Lecture VT Pump 1 En | EN.EN3 Energy Sensor | [6 empty] | D17 | 0 | [10 empty] | No | No
MC044 | Faraday Building |  |  |  | MC044-B09/C1 | Virtual CNC 1 | EN.EN3 Energy Sensor | [6 empty] | C1 | 0 | [10 empty] | No | No
MC044 | Faraday Building |  |  |  | MC044-B09/F1 | Function 1 | EN.EN3 Energy Sensor | [6 empty] | F1 | 0 | [10 empty] | No | No
MC044 | Faraday Building |  |  |  | MC044-B09/F10 | Function 10 | EN.EN3 Energy Sensor | [6 empty] | F10 | 0 | [10 empty] | No | No
MC044 | Faraday Building |  |  |  | MC044-B09/F11 | Function 11 | EN.EN3 Energy Sensor | [6 empty] | F11 | 0 | [10 empty] | No | No
MC044 | Faraday Building |  |  |  | MC044-B09/F12 | FC Vol MRDD10 | EN.EN3 Energy Sensor | [6 empty] | F12 | 0 | [10 empty] | No | No
MC044 | Faraday Building |  |  |  | MC044-B09/F13 | Function 13 | EN.EN3 Energy Sensor | [6 empty] | F13 | 0 | [10 empty] | No | No
MC044 | Faraday Building |  |  |  | MC044-B09/Y3 | Knob TB 0.5deg trim | EN.EN3 Energy Sensor | [6 empty] | Y3 | 0 | [10 empty] | No | No
MC044 | Faraday Building |  |  |  | MC044-B09/S7 | Fume Cupboard C 34 Volume | EN.EN3 Energy Sensor | [6 empty] | S7 | 0 | [10 empty] | No | No
MC044 | Faraday Building |  |  |  | MC044-B09/S8 | Fume Cupboard C 35 Volume | EN.EN3 Energy Sensor | [6 empty] | S8 | 0 | [10 empty] | No | No
MC044 | Faraday Building |  |  |  | MC044-B09/S9 | Fume Cupboard C 36 Volume | EN.EN3 Energy Sensor | [6 empty] | S9 | 0 | [10 empty] | No | No
MC044 | Faraday Building |  |  |  | MC044-B09/V1 |  | EN.EN3 Energy Sensor | [6 empty] | V1 | 0 | [10 empty] | No | No
MC044 | Faraday Building |  |  |  | MC044-B09/Y1 | FC Volume | EN.EN3 Energy Sensor | [6 empty] | Y1 | 0 | [10 empty] | No | No
MC044 | Faraday Building |  |  |  | MC044-B09/Y2 | Room temperature | EN.EN3 Energy Sensor | [6 empty] | Y2 | 0 | [10 empty] | No | No
MC044 | Faraday Building |  |  |  | MC044-B09/S38 | Space Temp | EN.EN3 Energy Sensor | [6 empty] | S38 | 0 | [10 empty] | No | No
MC044 | Faraday Building |  |  |  | MC044-B09/S39 | Space Temp SPA | EN.EN3 Energy Sensor | [6 empty] | S39 | 0 | [10 empty] | No | No
MC044 | Faraday Building |  |  |  | MC044-B09/S4 | Fume Cupboard C 31 Volume | EN.EN3 Energy Sensor | [6 empty] | S4 | 0 | [10 empty] | No | No
MC044 | Faraday Building |  |  |  | MC044-B09/S41 | C07 Space Setpoint | EN.EN3 Energy Sensor | [6 empty] | S41 | 0 | [10 empty] | No | No
MC044 | Faraday Building |  |  |  | MC044-B09/S5 | Fume Cupboard C 32 Volume | EN.EN3 Energy Sensor | [6 empty] | S5 | 0 | [10 empty] | No | No
MC044 | Faraday Building |  |  |  | MC044-B09/S6 | Fume Cupboard C 33 Volume | EN.EN3 Energy Sensor | [6 empty] | S6 | 0 | [10 empty] | No | No
MC044 | Faraday Building |  |  |  | MC044-B09/S32 | Fume Cupboard B 09 Volume | EN.EN3 Energy Sensor | [6 empty] | S32 | 0 | [10 empty] | No | No
MC044 | Faraday Building |  |  |  | MC044-B09/S33 | Fume Cupboard B 10 Volume | EN.EN3 Energy Sensor | [6 empty] | S33 | 0 | [10 empty] | No | No
MC044 | Faraday Building |  |  |  | MC044-B09/S34 | Fume Cupboard B 11 Volume | EN.EN3 Energy Sensor | [6 empty] | S34 | 0 | [10 empty] | No | No
MC044 | Faraday Building |  |  |  | MC044-B09/S35 | Fume Cupboard B 12 Volume | EN.EN3 Energy Sensor | [6 empty] | S35 | 0 | [10 empty] | No | No
MC044 | Faraday Building |  |  |  | MC044-B09/S36 | Fume Cupboard B 13 Volume | EN.EN3 Energy Sensor | [6 empty] | S36 | 0 | [10 empty] | No | No
MC044 | Faraday Building |  |  |  | MC044-B09/S37 | Fume Cupboard A 03 Volume | EN.EN3 Energy Sensor | [6 empty] | S37 | 0 | [10 empty] | No | No
MC044 | Faraday Building |  |  |  | MC044-B09/S27 | Fume Cupboard C 56 Volume | EN.EN3 Energy Sensor | [6 empty] | S27 | 0 | [10 empty] | No | No
MC044 | Faraday Building |  |  |  | MC044-B09/S28 | Fume Cupboard C 55 Volume | EN.EN3 Energy Sensor | [6 empty] | S28 | 0 | [10 empty] | No | No
MC044 | Faraday Building |  |  |  | MC044-B09/S29 | Fume Cupboard C 54 Volume | EN.EN3 Energy Sensor | [6 empty] | S29 | 0 | [10 empty] | No | No
MC044 | Faraday Building |  |  |  | MC044-B09/S3 | Fume Cupboard C 30 Volume | EN.EN3 Energy Sensor | [6 empty] | S3 | 0 | [10 empty] | No | No
MC044 | Faraday Building |  |  |  | MC044-B09/S30 | Fume Cupboard C 53 Volume | EN.EN3 Energy Sensor | [6 empty] | S30 | 0 | [10 empty] | No | No
MC044 | Faraday Building |  |  |  | MC044-B09/S31 | Fume Cupboard B 08 Volume | EN.EN3 Energy Sensor | [6 empty] | S31 | 0 | [10 empty] | No | No
MC044 | Faraday Building |  |  |  | MC044-B09/S21 | Fume Cupboard C 52 Volume | EN.EN3 Energy Sensor | [6 empty] | S21 | 0 | [10 empty] | No | No
MC044 | Faraday Building |  |  |  | MC044-B09/S22 | Fume Cupboard C 51 Volume | EN.EN3 Energy Sensor | [6 empty] | S22 | 0 | [10 empty] | No | No
MC044 | Faraday Building |  |  |  | MC044-B09/S23 | Fume Cupboard C 50 Volume | EN.EN3 Energy Sensor | [6 empty] | S23 | 0 | [10 empty] | No | No
MC044 | Faraday Building |  |  |  | MC044-B09/S24 | Fume Cupboard C 49 Volume | EN.EN3 Energy Sensor | [6 empty] | S24 | 0 | [10 empty] | No | No
MC044 | Faraday Building |  |  |  | MC044-B09/S25 | Fume Cupboard C 48 Volume | EN.EN3 Energy Sensor | [6 empty] | S25 | 0 | [10 empty] | No | No
MC044 | Faraday Building |  |  |  | MC044-B09/S26 | Fume Cupboard C 57 Volume | EN.EN3 Energy Sensor | [6 empty] | S26 | 0 | [10 empty] | No | No
MC044 | Faraday Building |  |  |  | MC044-B09/S16 | Fume Cupboard C 47 Volume | EN.EN3 Energy Sensor | [6 empty] | S16 | 0 | [10 empty] | No | No
MC044 | Faraday Building |  |  |  | MC044-B09/S17 | Fume Cupboard C 46 Volume | EN.EN3 Energy Sensor | [6 empty] | S17 | 0 | [10 empty] | No | No
MC044 | Faraday Building |  |  |  | MC044-B09/S18 | Fume Cupboard C 45 Volume | EN.EN3 Energy Sensor | [6 empty] | S18 | 0 | [10 empty] | No | No
MC044 | Faraday Building |  |  |  | MC044-B09/S19 | Fume Cupboard C 44 Volume | EN.EN3 Energy Sensor | [6 empty] | S19 | 0 | [10 empty] | No | No
MC044 | Faraday Building |  |  |  | MC044-B09/S2 | Fume Cupboard C 29 Volume | EN.EN3 Energy Sensor | [6 empty] | S2 | 0 | [10 empty] | No | No
MC044 | Faraday Building |  |  |  | MC044-B09/S20 | Fume Cupboard C 43 Volume | EN.EN3 Energy Sensor | [6 empty] | S20 | 0 | [10 empty] | No | No
MC044 | Faraday Building |  |  |  | MC044-B09/S10 | Fume Cupboard C 37 Volume | EN.EN3 Energy Sensor | [6 empty] | S10 | 0 | [10 empty] | No | No
MC044 | Faraday Building |  |  |  | MC044-B09/S11 | Fume Cupboard C 38 Volume | EN.EN3 Energy Sensor | [6 empty] | S11 | 0 | [10 empty] | No | No
MC044 | Faraday Building |  |  |  | MC044-B09/S12 | Fume Cupboard C 39 Volume | EN.EN3 Energy Sensor | [6 empty] | S12 | 0 | [10 empty] | No | No
MC044 | Faraday Building |  |  |  | MC044-B09/S13 | Fume Cupboard C 40 Volume | EN.EN3 Energy Sensor | [6 empty] | S13 | 0 | [10 empty] | No | No
MC044 | Faraday Building |  |  |  | MC044-B09/S14 | Fume Cupboard C 41 Volume | EN.EN3 Energy Sensor | [6 empty] | S14 | 0 | [10 empty] | No | No
MC044 | Faraday Building |  |  |  | MC044-B09/S15 | Fume Cupboard C 42 Volume | EN.EN3 Energy Sensor | [6 empty] | S15 | 0 | [10 empty] | No | No
MC044 | Faraday Building |  |  |  | MC044-B09/P6 | Fume Cupboard C 33 Volume | EN.EN3 Energy Sensor | [6 empty] | P6 | 0 | [10 empty] | No | No
MC044 | Faraday Building |  |  |  | MC044-B09/P7 | Fume Cupboard C 34 Volume | EN.EN3 Energy Sensor | [6 empty] | P7 | 0 | [10 empty] | No | No
MC044 | Faraday Building |  |  |  | MC044-B09/P8 | Fume Cupboard C 35 Volume | EN.EN3 Energy Sensor | [6 empty] | P8 | 0 | [10 empty] | No | No
MC044 | Faraday Building |  |  |  | MC044-B09/P9 | Fume Cupboard C 36 Volume | EN.EN3 Energy Sensor | [6 empty] | P9 | 0 | [10 empty] | No | No
MC044 | Faraday Building |  |  |  | MC044-B09/Q1 | Sequence Table 1 | EN.EN3 Energy Sensor | [6 empty] | Q1 | 0 | [10 empty] | No | No
MC044 | Faraday Building |  |  |  | MC044-B09/S1 | Fume Cupboard C 28 Volume | EN.EN3 Energy Sensor | [6 empty] | S1 | 0 | [10 empty] | No | No
MC044 | Faraday Building |  |  |  | MC044-B09/P37 | Fume Cupboard A 03 Volume | EN.EN3 Energy Sensor | [6 empty] | P37 | 0 | [10 empty] | No | No
MC044 | Faraday Building |  |  |  | MC044-B09/P38 | Fume Cupboard C 52 Volume | EN.EN3 Energy Sensor | [6 empty] | P38 | 0 | [10 empty] | No | No
MC044 | Faraday Building |  |  |  | MC044-B09/P39 | Space Temp | EN.EN3 Energy Sensor | [6 empty] | P39 | 0 | [10 empty] | No | No
MC044 | Faraday Building |  |  |  | MC044-B09/P4 | Fume Cupboard C 31 Volume | EN.EN3 Energy Sensor | [6 empty] | P4 | 0 | [10 empty] | No | No
MC044 | Faraday Building |  |  |  | MC044-B09/P40 | Space Temp SPA | EN.EN3 Energy Sensor | [6 empty] | P40 | 0 | [10 empty] | No | No
MC044 | Faraday Building |  |  |  | MC044-B09/P5 | Fume Cupboard C 32 Volume | EN.EN3 Energy Sensor | [6 empty] | P5 | 0 | [10 empty] | No | No
MC044 | Faraday Building |  |  |  | MC044-B09/P31 | Fume Cupboard B 08 Volume | EN.EN3 Energy Sensor | [6 empty] | P31 | 0 | [10 empty] | No | No
MC044 | Faraday Building |  |  |  | MC044-B09/P32 | Fume Cupboard B 09 Volume | EN.EN3 Energy Sensor | [6 empty] | P32 | 0 | [10 empty] | No | No
MC044 | Faraday Building |  |  |  | MC044-B09/P33 | Fume Cupboard B 10 Volume | EN.EN3 Energy Sensor | [6 empty] | P33 | 0 | [10 empty] | No | No
MC044 | Faraday Building |  |  |  | MC044-B09/P34 | Fume Cupboard B 11 Volume | EN.EN3 Energy Sensor | [6 empty] | P34 | 0 | [10 empty] | No | No
MC044 | Faraday Building |  |  |  | MC044-B09/P35 | Fume Cupboard B 12 Volume | EN.EN3 Energy Sensor | [6 empty] | P35 | 0 | [10 empty] | No | No
MC044 | Faraday Building |  |  |  | MC044-B09/P36 | Fume Cupboard B 13 Volume | EN.EN3 Energy Sensor | [6 empty] | P36 | 0 | [10 empty] | No | No
MC044 | Faraday Building |  |  |  | MC044-B09/P26 | Fume Cupboard C 57 Volume | EN.EN3 Energy Sensor | [6 empty] | P26 | 0 | [10 empty] | No | No
MC044 | Faraday Building |  |  |  | MC044-B09/P27 | Fume Cupboard C 56 Volume | EN.EN3 Energy Sensor | [6 empty] | P27 | 0 | [10 empty] | No | No
MC044 | Faraday Building |  |  |  | MC044-B09/P28 | Fume Cupboard C 55 Volume | EN.EN3 Energy Sensor | [6 empty] | P28 | 0 | [10 empty] | No | No
MC044 | Faraday Building |  |  |  | MC044-B09/P29 | Fume Cupboard C 54 Volume | EN.EN3 Energy Sensor | [6 empty] | P29 | 0 | [10 empty] | No | No
MC044 | Faraday Building |  |  |  | MC044-B09/P3 | Fume Cupboard C 30 Volume | EN.EN3 Energy Sensor | [6 empty] | P3 | 0 | [10 empty] | No | No
MC044 | Faraday Building |  |  |  | MC044-B09/P30 | Fume Cupboard C 53 Volume | EN.EN3 Energy Sensor | [6 empty] | P30 | 0 | [10 empty] | No | No
MC044 | Faraday Building |  |  |  | MC044-B09/P20 | Fume Cupboard C 43 Volume | EN.EN3 Energy Sensor | [6 empty] | P20 | 0 | [10 empty] | No | No
MC044 | Faraday Building |  |  |  | MC044-B09/P21 | Fume Cupboard C 48 Pressure | EN.EN3 Energy Sensor | [6 empty] | P21 | 0 | [10 empty] | No | No
MC044 | Faraday Building |  |  |  | MC044-B09/P22 | Fume Cupboard C 51 Volume | EN.EN3 Energy Sensor | [6 empty] | P22 | 0 | [10 empty] | No | No
MC044 | Faraday Building |  |  |  | MC044-B09/P23 | Fume Cupboard C 50 Volume | EN.EN3 Energy Sensor | [6 empty] | P23 | 0 | [10 empty] | No | No
MC044 | Faraday Building |  |  |  | MC044-B09/P24 | Fume Cupboard C 49 Volume | EN.EN3 Energy Sensor | [6 empty] | P24 | 0 | [10 empty] | No | No
MC044 | Faraday Building |  |  |  | MC044-B09/P25 | Fume Cupboard C 48 Volume | EN.EN3 Energy Sensor | [6 empty] | P25 | 0 | [10 empty] | No | No
MC044 | Faraday Building |  |  |  | MC044-B09/P15 | Fume Cupboard C 42 Volume | EN.EN3 Energy Sensor | [6 empty] | P15 | 0 | [10 empty] | No | No
MC044 | Faraday Building |  |  |  | MC044-B09/P16 | Fume Cupboard C 47 Volume | EN.EN3 Energy Sensor | [6 empty] | P16 | 0 | [10 empty] | No | No
MC044 | Faraday Building |  |  |  | MC044-B09/P17 | Fume Cupboard C 46 Volume | EN.EN3 Energy Sensor | [6 empty] | P17 | 0 | [10 empty] | No | No
MC044 | Faraday Building |  |  |  | MC044-B09/P18 | Fume Cupboard C 45 Volume | EN.EN3 Energy Sensor | [6 empty] | P18 | 0 | [10 empty] | No | No
MC044 | Faraday Building |  |  |  | MC044-B09/P19 | Fume Cupboard C 44 Volume | EN.EN3 Energy Sensor | [6 empty] | P19 | 0 | [10 empty] | No | No
MC044 | Faraday Building |  |  |  | MC044-B09/P2 | Fume Cupboard C 29 Volume | EN.EN3 Energy Sensor | [6 empty] | P2 | 0 | [10 empty] | No | No
MC044 | Faraday Building |  |  |  | MC044-B09/P1 | Fume Cupboard C 28 Volume | EN.EN3 Energy Sensor | [6 empty] | P1 | 0 | [10 empty] | No | No
MC044 | Faraday Building |  |  |  | MC044-B09/P10 | Fume Cupboard C 37 Volume | EN.EN3 Energy Sensor | [6 empty] | P10 | 0 | [10 empty] | No | No
MC044 | Faraday Building |  |  |  | MC044-B09/P11 | Fume Cupboard C 38 Volume | EN.EN3 Energy Sensor | [6 empty] | P11 | 0 | [10 empty] | No | No
MC044 | Faraday Building |  |  |  | MC044-B09/P12 | Fume Cupboard C 39 Volume | EN.EN3 Energy Sensor | [6 empty] | P12 | 0 | [10 empty] | No | No
MC044 | Faraday Building |  |  |  | MC044-B09/P13 | Fume Cupboard C 40 Volume | EN.EN3 Energy Sensor | [6 empty] | P13 | 0 | [10 empty] | No | No
MC044 | Faraday Building |  |  |  | MC044-B09/P14 | Fume Cupboard C 41 Volume | EN.EN3 Energy Sensor | [6 empty] | P14 | 0 | [10 empty] | No | No
MC044 | Faraday Building |  |  |  | MC044-B09/N4 | FC 33_37 to VAV D S 12 | EN.EN3 Energy Sensor | [6 empty] | N4 | 0 | [10 empty] | No | No
MC044 | Faraday Building |  |  |  | MC044-B09/N5 | FC 38_42 to VAV D S 13 | EN.EN3 Energy Sensor | [6 empty] | N5 | 0 | [10 empty] | No | No
MC044 | Faraday Building |  |  |  | MC044-B09/N6 | FC 43_47 to VAV D S 15 | EN.EN3 Energy Sensor | [6 empty] | N6 | 0 | [10 empty] | No | No
MC044 | Faraday Building |  |  |  | MC044-B09/N7 | FC 28_32 to VAV D S 09 | EN.EN3 Energy Sensor | [6 empty] | N7 | 0 | [10 empty] | No | No
MC044 | Faraday Building |  |  |  | MC044-B09/N8 | FC 48_52 to VAV D S 16 | EN.EN3 Energy Sensor | [6 empty] | N8 | 0 | [10 empty] | No | No
MC044 | Faraday Building |  |  |  | MC044-B09/N9 | FC 08_13 to VAV C S 10 | EN.EN3 Energy Sensor | [6 empty] | N9 | 0 | [10 empty] | No | No
MC044 | Faraday Building |  |  |  | MC044-B09/N1 | TREND_0B_A2_2D | EN.EN3 Energy Sensor | [6 empty] | N1 | 0 | [10 empty] | No | No
MC044 | Faraday Building |  |  |  | MC044-B09/N10 | IC Comms 10 | EN.EN3 Energy Sensor | [6 empty] | N10 | 0 | [10 empty] | No | No
MC044 | Faraday Building |  |  |  | MC044-B09/N11 | IC Comms 11 | EN.EN3 Energy Sensor | [6 empty] | N11 | 0 | [10 empty] | No | No
MC044 | Faraday Building |  |  |  | MC044-B09/N2 | FC 08_13 to VAV C S 10 | EN.EN3 Energy Sensor | [6 empty] | N2 | 0 | [10 empty] | No | No
MC044 | Faraday Building |  |  |  | MC044-B09/N3 | FC 28_32 to VAV D S 09 | EN.EN3 Energy Sensor | [6 empty] | N3 | 0 | [10 empty] | No | No
MC044 | Faraday Building |  |  |  | MC044-B09/i1 | Module 1 | EN.EN3 Energy Sensor | [6 empty] | i1 | 0 | [10 empty] | No | No
MC044 | Faraday Building |  |  |  | MC044-B09/i2 | Module 2 | EN.EN3 Energy Sensor | [6 empty] | i2 | 0 | [10 empty] | No | No
MC044 | Faraday Building |  |  |  | MC044-B09/i3 | Module 3 | EN.EN3 Energy Sensor | [6 empty] | i3 | 0 | [10 empty] | No | No
MC044 | Faraday Building |  |  |  | MC044-B09/i4 | Module 4 | EN.EN3 Energy Sensor | [6 empty] | i4 | 0 | [10 empty] | No | No
MC044 | Faraday Building |  |  |  | MC044-B09/K1 | C07 Space Setpoint | EN.EN3 Energy Sensor | [6 empty] | K1 | 0 | [10 empty] | No | No
MC044 | Faraday Building |  |  |  | MC044-B09/K2 | Setpoint Adjust Range | EN.EN3 Energy Sensor | [6 empty] | K2 | 0 | [10 empty] | No | No
MC044 | Faraday Building |  |  |  | MC044-B09/F4 | FC Vol MRDD07 | EN.EN3 Energy Sensor | [6 empty] | F4 | 0 | [10 empty] | No | No
MC044 | Faraday Building |  |  |  | MC044-B09/F5 | Function 5 | EN.EN3 Energy Sensor | [6 empty] | F5 | 0 | [10 empty] | No | No
MC044 | Faraday Building |  |  |  | MC044-B09/F6 | Function 6 | EN.EN3 Energy Sensor | [6 empty] | F6 | 0 | [10 empty] | No | No
MC044 | Faraday Building |  |  |  | MC044-B09/F7 | Function 7 | EN.EN3 Energy Sensor | [6 empty] | F7 | 0 | [10 empty] | No | No
MC044 | Faraday Building |  |  |  | MC044-B09/F8 | FC Vol MRDD09 | EN.EN3 Energy Sensor | [6 empty] | F8 | 0 | [10 empty] | No | No
MC044 | Faraday Building |  |  |  | MC044-B09/F9 | Function 9 | EN.EN3 Energy Sensor | [6 empty] | F9 | 0 | [10 empty] | No | No
MC044 | Faraday Building |  |  |  | MC044-B09/F30 | FC Vol MRDD12 | EN.EN3 Energy Sensor | [6 empty] | F30 | 0 | [10 empty] | No | No
MC044 | Faraday Building |  |  |  | MC044-B09/F31 | FC Vol MRDD8 | EN.EN3 Energy Sensor | [6 empty] | F31 | 0 | [10 empty] | No | No
MC044 | Faraday Building |  |  |  | MC044-B09/F32 | FC Vol MRDD11_1 | EN.EN3 Energy Sensor | [6 empty] | F32 | 0 | [10 empty] | No | No
MC044 | Faraday Building |  |  |  | MC044-B09/F33 | Function 33 | EN.EN3 Energy Sensor | [6 empty] | F33 | 0 | [10 empty] | No | No
MC044 | Faraday Building |  |  |  | MC044-B09/F34 | Function 34 | EN.EN3 Energy Sensor | [6 empty] | F34 | 0 | [10 empty] | No | No
MC044 | Faraday Building |  |  |  | MC044-B09/F35 | C07 Space Setpoint | EN.EN3 Energy Sensor | [6 empty] | F35 | 0 | [10 empty] | No | No
MC044 | Faraday Building |  |  |  | MC044-B09/F25 | FC Vol MRDD13 | EN.EN3 Energy Sensor | [6 empty] | F25 | 0 | [10 empty] | No | No
MC044 | Faraday Building |  |  |  | MC044-B09/F26 | Function 26 | EN.EN3 Energy Sensor | [6 empty] | F26 | 0 | [10 empty] | No | No
MC044 | Faraday Building |  |  |  | MC044-B09/F27 | Function 27 | EN.EN3 Energy Sensor | [6 empty] | F27 | 0 | [10 empty] | No | No
MC044 | Faraday Building |  |  |  | MC044-B09/F28 | Function 28 | EN.EN3 Energy Sensor | [6 empty] | F28 | 0 | [10 empty] | No | No
MC044 | Faraday Building |  |  |  | MC044-B09/F29 | Function 29 | EN.EN3 Energy Sensor | [6 empty] | F29 | 0 | [10 empty] | No | No
MC044 | Faraday Building |  |  |  | MC044-B09/F3 | Function 3 | EN.EN3 Energy Sensor | [6 empty] | F3 | 0 | [10 empty] | No | No
MC044 | Faraday Building |  |  |  | MC044-B09/F2 | Function 2 | EN.EN3 Energy Sensor | [6 empty] | F2 | 0 | [10 empty] | No | No
MC044 | Faraday Building |  |  |  | MC044-B09/F20 | Function 20 | EN.EN3 Energy Sensor | [6 empty] | F20 | 0 | [10 empty] | No | No
MC044 | Faraday Building |  |  |  | MC044-B09/F21 | FC Vol MRDD11_2 | EN.EN3 Energy Sensor | [6 empty] | F21 | 0 | [10 empty] | No | No
MC044 | Faraday Building |  |  |  | MC044-B09/F22 | Function 22 | EN.EN3 Energy Sensor | [6 empty] | F22 | 0 | [10 empty] | No | No
MC044 | Faraday Building |  |  |  | MC044-B09/F23 | Function 23 | EN.EN3 Energy Sensor | [6 empty] | F23 | 0 | [10 empty] | No | No
MC044 | Faraday Building |  |  |  | MC044-B09/F24 | Function 24 | EN.EN3 Energy Sensor | [6 empty] | F24 | 0 | [10 empty] | No | No
MC044 | Faraday Building |  |  |  | MC044-B09/F14 | Function 14 | EN.EN3 Energy Sensor | [6 empty] | F14 | 0 | [10 empty] | No | No
MC044 | Faraday Building |  |  |  | MC044-B09/F15 | Function 15 | EN.EN3 Energy Sensor | [6 empty] | F15 | 0 | [10 empty] | No | No
MC044 | Faraday Building |  |  |  | MC044-B09/F16 | Function 16 | EN.EN3 Energy Sensor | [6 empty] | F16 | 0 | [10 empty] | No | No
MC044 | Faraday Building |  |  |  | MC044-B09/F17 | Function 17 | EN.EN3 Energy Sensor | [6 empty] | F17 | 0 | [10 empty] | No | No
MC044 | Faraday Building |  |  |  | MC044-B09/F18 | Function 18 | EN.EN3 Energy Sensor | [6 empty] | F18 | 0 | [10 empty] | No | No
MC044 | Faraday Building |  |  |  | MC044-B09/F19 | FC Vol MRDD11_2 | EN.EN3 Energy Sensor | [6 empty] | F19 | 0 | [10 empty] | No | No
MC044 | Faraday Building |  |  |  | MC044-B05/C1 | Virtual CNC 1 | EN.EN3 Energy Sensor | [6 empty] | C1 | 0 | [10 empty] | No | No
MC044 | Faraday Building |  |  |  | MC044-B05/D1 | LTHW Pri Pump P1 En | EN.EN3 Energy Sensor | [6 empty] | D1 | 0 | [10 empty] | No | No
MC044 | Faraday Building |  |  |  | MC044-B05/D2 | LTHW Pri Pump P1 Dmd | EN.EN3 Energy Sensor | [6 empty] | D2 | 0 | [10 empty] | No | No
MC044 | Faraday Building |  |  |  | MC044-B05/D3 | LTHW Pri Pump P2 En | EN.EN3 Energy Sensor | [6 empty] | D3 | 0 | [10 empty] | No | No
MC044 | Faraday Building |  |  |  | MC044-B05/D4 | LTHW Pri Pump P2 Dmd | EN.EN3 Energy Sensor | [6 empty] | D4 | 0 | [10 empty] | No | No
MC044 | Faraday Building |  |  |  | MC044-B05/e1 | 963 | EN.EN3 Energy Sensor | [6 empty] | e1 | 0 | [10 empty] | No | No
MC044 | Faraday Building |  |  |  | MC044-B05/Y2 | Thermistor TBTI | EN.EN3 Energy Sensor | [6 empty] | Y2 | 0 | [10 empty] | No | No
MC044 | Faraday Building |  |  |  | MC044-B05/Y3 | Pressure I 2.5bar | EN.EN3 Energy Sensor | [6 empty] | Y3 | 0 | [10 empty] | No | No
MC044 | Faraday Building |  |  |  | MC044-B05/Z1 | LTHW Heating | EN.EN3 Energy Sensor | [6 empty] | Z1 | 0 | [10 empty] | No | No
MC044 | Faraday Building |  |  |  | MC044-B05/W2 | LTHW Pri Pump Duty | EN.EN3 Energy Sensor | [6 empty] | W2 | 0 | [10 empty] | No | No
MC044 | Faraday Building |  |  |  | MC044-B05/W3 | LTHW Pri Pump Reset | EN.EN3 Energy Sensor | [6 empty] | W3 | 0 | [10 empty] | No | No
MC044 | Faraday Building |  |  |  | MC044-B05/W4 | LTHW Pri Pump 1 Hrs Reset | EN.EN3 Energy Sensor | [6 empty] | W4 | 0 | [10 empty] | No | No
MC044 | Faraday Building |  |  |  | MC044-B05/W5 | LTHW Pri Pump 2 Hrs Reset | EN.EN3 Energy Sensor | [6 empty] | W5 | 0 | [10 empty] | No | No
MC044 | Faraday Building |  |  |  | MC044-B05/W6 | LTHW Pri kWh Reset | EN.EN3 Energy Sensor | [6 empty] | W6 | 0 | [10 empty] | No | No
MC044 | Faraday Building |  |  |  | MC044-B05/Y1 | Outside air temperature | EN.EN3 Energy Sensor | [6 empty] | Y1 | 0 | [10 empty] | No | No
MC044 | Faraday Building |  |  |  | MC044-B05/S5 | LTHW Pri Pump P2 Flow | EN.EN3 Energy Sensor | [6 empty] | S5 | 0 | [10 empty] | No | No
MC044 | Faraday Building |  |  |  | MC044-B05/S6 | LTHW Pri Pump P1 Dmd | EN.EN3 Energy Sensor | [6 empty] | S6 | 0 | [10 empty] | No | No
MC044 | Faraday Building |  |  |  | MC044-B05/S7 | LTHW Pri Pump P2 Dmd | EN.EN3 Energy Sensor | [6 empty] | S7 | 0 | [10 empty] | No | No
MC044 | Faraday Building |  |  |  | MC044-B05/V1 |  | EN.EN3 Energy Sensor | [6 empty] | V1 | 0 | [10 empty] | No | No
MC044 | Faraday Building |  |  |  | MC044-B05/V2 |  | EN.EN3 Energy Sensor | [6 empty] | V2 | 0 | [10 empty] | No | No
MC044 | Faraday Building |  |  |  | MC044-B05/W1 | Summer Override | EN.EN3 Energy Sensor | [6 empty] | W1 | 0 | [10 empty] | No | No
MC044 | Faraday Building |  |  |  | MC044-B05/S17 | LTHW Pri kWh Mnthly | EN.EN3 Energy Sensor | [6 empty] | S17 | 0 | [10 empty] | No | No
MC044 | Faraday Building |  |  |  | MC044-B05/S18 | LTHW Pri Pump P1 kWh Total | EN.EN3 Energy Sensor | [6 empty] | S18 | 0 | [10 empty] | No | No
MC044 | Faraday Building |  |  |  | MC044-B05/S19 | LTHW Pri Pump P1 kWh Total | EN.EN3 Energy Sensor | [6 empty] | S19 | 0 | [10 empty] | No | No
MC044 | Faraday Building |  |  |  | MC044-B05/S2 | LTHW Pri Flow Temp | EN.EN3 Energy Sensor | [6 empty] | S2 | 0 | [10 empty] | No | No
MC044 | Faraday Building |  |  |  | MC044-B05/S3 | LTHW Pri Retn Temp | EN.EN3 Energy Sensor | [6 empty] | S3 | 0 | [10 empty] | No | No
MC044 | Faraday Building |  |  |  | MC044-B05/S4 | LTHW Pri Pump P1 Flow | EN.EN3 Energy Sensor | [6 empty] | S4 | 0 | [10 empty] | No | No
MC044 | Faraday Building |  |  |  | MC044-B05/S11 | LTHW Pri Pump 1 Hrs Run | EN.EN3 Energy Sensor | [6 empty] | S11 | 0 | [10 empty] | No | No
MC044 | Faraday Building |  |  |  | MC044-B05/S12 | LTHW Pri Pump 2 Hrs Run | EN.EN3 Energy Sensor | [6 empty] | S12 | 0 | [10 empty] | No | No
MC044 | Faraday Building |  |  |  | MC044-B05/S13 | LTHW Pri kWh Total | EN.EN3 Energy Sensor | [6 empty] | S13 | 0 | [10 empty] | No | No
MC044 | Faraday Building |  |  |  | MC044-B05/S14 | LTHW Pri kWh 30M Data | EN.EN3 Energy Sensor | [6 empty] | S14 | 0 | [10 empty] | No | No
MC044 | Faraday Building |  |  |  | MC044-B05/S15 | LTHW Pri kWh Daily | EN.EN3 Energy Sensor | [6 empty] | S15 | 0 | [10 empty] | No | No
MC044 | Faraday Building |  |  |  | MC044-B05/S16 | LTHW Pri kWh Weekly | EN.EN3 Energy Sensor | [6 empty] | S16 | 0 | [10 empty] | No | No
MC044 | Faraday Building |  |  |  | MC044-B05/P6 | LTHW Pri kWh 30M Data | EN.EN3 Energy Sensor | [6 empty] | P6 | 0 | [10 empty] | No | No
MC044 | Faraday Building |  |  |  | MC044-B05/P7 | LTHW Pri kWh Daily | EN.EN3 Energy Sensor | [6 empty] | P7 | 0 | [10 empty] | No | No
MC044 | Faraday Building |  |  |  | MC044-B05/P8 | LTHW Pri Pump P1 kWh Total | EN.EN3 Energy Sensor | [6 empty] | P8 | 0 | [10 empty] | No | No
MC044 | Faraday Building |  |  |  | MC044-B05/P9 | LTHW Pri Pump P1 kWh Total | EN.EN3 Energy Sensor | [6 empty] | P9 | 0 | [10 empty] | No | No
MC044 | Faraday Building |  |  |  | MC044-B05/Q1 | Sequence Table 1 | EN.EN3 Energy Sensor | [6 empty] | Q1 | 0 | [10 empty] | No | No
MC044 | Faraday Building |  |  |  | MC044-B05/S1 | Outside air temperature | EN.EN3 Energy Sensor | [6 empty] | S1 | 0 | [10 empty] | No | No
MC044 | Faraday Building |  |  |  | MC044-B05/P10 | LTHW Pri Pump P1 Dmd | EN.EN3 Energy Sensor | [6 empty] | P10 | 0 | [10 empty] | No | No
MC044 | Faraday Building |  |  |  | MC044-B05/P11 | LTHW Pri Pump P2 Dmd | EN.EN3 Energy Sensor | [6 empty] | P11 | 0 | [10 empty] | No | No
MC044 | Faraday Building |  |  |  | MC044-B05/P2 | LTHW Pri Flow Temp | EN.EN3 Energy Sensor | [6 empty] | P2 | 0 | [10 empty] | No | No
MC044 | Faraday Building |  |  |  | MC044-B05/P3 | LTHW Pri Retn Temp | EN.EN3 Energy Sensor | [6 empty] | P3 | 0 | [10 empty] | No | No
MC044 | Faraday Building |  |  |  | MC044-B05/P4 | LTHW Pri Pump P1 Flow | EN.EN3 Energy Sensor | [6 empty] | P4 | 0 | [10 empty] | No | No
MC044 | Faraday Building |  |  |  | MC044-B05/P5 | LTHW Pri Pump P2 Flow | EN.EN3 Energy Sensor | [6 empty] | P5 | 0 | [10 empty] | No | No
MC044 | Faraday Building |  |  |  | MC044-B05/n3 | BACnet IP | EN.EN3 Energy Sensor | [6 empty] | n3 | 0 | [10 empty] | No | No
MC044 | Faraday Building |  |  |  | MC044-B05/n6 | BACnet Application | EN.EN3 Energy Sensor | [6 empty] | n6 | 0 | [10 empty] | No | No
MC044 | Faraday Building |  |  |  | MC044-B05/o1 | Alarm Route 1 | EN.EN3 Energy Sensor | [6 empty] | o1 | 0 | [10 empty] | No | No
MC044 | Faraday Building |  |  |  | MC044-B05/o2 | Alarm Route 2 | EN.EN3 Energy Sensor | [6 empty] | o2 | 0 | [10 empty] | No | No
MC044 | Faraday Building |  |  |  | MC044-B05/o3 | Alarm Route 3 | EN.EN3 Energy Sensor | [6 empty] | o3 | 0 | [10 empty] | No | No
MC044 | Faraday Building |  |  |  | MC044-B05/P1 | Outside air temperature | EN.EN3 Energy Sensor | [6 empty] | P1 | 0 | [10 empty] | No | No
MC044 | Faraday Building |  |  |  | MC044-B05/K9 | LTHW Pri Pump Maintenance | EN.EN3 Energy Sensor | [6 empty] | K9 | 0 | [10 empty] | No | No
MC044 | Faraday Building |  |  |  | MC044-B05/L1 | LTHW Pri Pump Pressure | EN.EN3 Energy Sensor | [6 empty] | L1 | 0 | [10 empty] | No | No
MC044 | Faraday Building |  |  |  | MC044-B05/L2 | LTHW Pri Pump Pressure | EN.EN3 Energy Sensor | [6 empty] | L2 | 0 | [10 empty] | No | No
MC044 | Faraday Building |  |  |  | MC044-B05/N1 | TREND_0C_AA_E0 | EN.EN3 Energy Sensor | [6 empty] | N1 | 0 | [10 empty] | No | No
MC044 | Faraday Building |  |  |  | MC044-B05/N2 | IC Comms 2 | EN.EN3 Energy Sensor | [6 empty] | N2 | 0 | [10 empty] | No | No
MC044 | Faraday Building |  |  |  | MC044-B05/K3 | Outside air temperature heating inhibit | EN.EN3 Energy Sensor | [6 empty] | K3 | 0 | [10 empty] | No | No
MC044 | Faraday Building |  |  |  | MC044-B05/K4 | Pump Idle Time | EN.EN3 Energy Sensor | [6 empty] | K4 | 0 | [10 empty] | No | No
MC044 | Faraday Building |  |  |  | MC044-B05/K5 | Exercise Routine Time | EN.EN3 Energy Sensor | [6 empty] | K5 | 0 | [10 empty] | No | No
MC044 | Faraday Building |  |  |  | MC044-B05/K6 | Pump CO Day | EN.EN3 Energy Sensor | [6 empty] | K6 | 0 | [10 empty] | No | No
MC044 | Faraday Building |  |  |  | MC044-B05/K7 | Pump CO Time | EN.EN3 Energy Sensor | [6 empty] | K7 | 0 | [10 empty] | No | No
MC044 | Faraday Building |  |  |  | MC044-B05/K8 | LTHW Pri Pump Press SP | EN.EN3 Energy Sensor | [6 empty] | K8 | 0 | [10 empty] | No | No
MC044 | Faraday Building |  |  |  | MC044-B05/I6 | UPS Low Battery | EN.EN3 Energy Sensor | [6 empty] | I6 | 0 | [10 empty] | No | No
MC044 | Faraday Building |  |  |  | MC044-B05/I7 | UPS Lock | EN.EN3 Energy Sensor | [6 empty] | I7 | 0 | [10 empty] | No | No
MC044 | Faraday Building |  |  |  | MC044-B05/I8 | LTHW Pri Pumps AUTO | EN.EN3 Energy Sensor | [6 empty] | I8 | 0 | [10 empty] | No | No
MC044 | Faraday Building |  |  |  | MC044-B05/I9 | LTHW Pri Pump P1 Run | EN.EN3 Energy Sensor | [6 empty] | I9 | 0 | [10 empty] | No | No
MC044 | Faraday Building |  |  |  | MC044-B05/K1 | Outside air temperature frost protection | EN.EN3 Energy Sensor | [6 empty] | K1 | 0 | [10 empty] | No | No
MC044 | Faraday Building |  |  |  | MC044-B05/K2 | Water frost protection | EN.EN3 Energy Sensor | [6 empty] | K2 | 0 | [10 empty] | No | No
MC044 | Faraday Building |  |  |  | MC044-B05/I37 | LTHW Pri Pump P2 Fail | EN.EN3 Energy Sensor | [6 empty] | I37 | 0 | [10 empty] | No | No
MC044 | Faraday Building |  |  |  | MC044-B05/I38 | LTHW Pri Pump 1 Hrs Exceeded | EN.EN3 Energy Sensor | [6 empty] | I38 | 0 | [10 empty] | No | No
MC044 | Faraday Building |  |  |  | MC044-B05/I39 | LTHW Pri Pump 2 Hrs Exceeded | EN.EN3 Energy Sensor | [6 empty] | I39 | 0 | [10 empty] | No | No
MC044 | Faraday Building |  |  |  | MC044-B05/I4 | Door Interlock Shut | EN.EN3 Energy Sensor | [6 empty] | I4 | 0 | [10 empty] | No | No
MC044 | Faraday Building |  |  |  | MC044-B05/I40 | LTHW Pri Pumps FAIL | EN.EN3 Energy Sensor | [6 empty] | I40 | 0 | [10 empty] | No | No
MC044 | Faraday Building |  |  |  | MC044-B05/I5 | Plant Reset Pb | EN.EN3 Energy Sensor | [6 empty] | I5 | 0 | [10 empty] | No | No
MC044 | Faraday Building |  |  |  | MC044-B05/I31 | OAT Frost Active | EN.EN3 Energy Sensor | [6 empty] | I31 | 0 | [10 empty] | No | No
MC044 | Faraday Building |  |  |  | MC044-B05/I32 | Water Frost Active | EN.EN3 Energy Sensor | [6 empty] | I32 | 0 | [10 empty] | No | No
MC044 | Faraday Building |  |  |  | MC044-B05/I33 | Summer ECO active | EN.EN3 Energy Sensor | [6 empty] | I33 | 0 | [10 empty] | No | No
MC044 | Faraday Building |  |  |  | MC044-B05/I34 | Pump Exercise Reqd | EN.EN3 Energy Sensor | [6 empty] | I34 | 0 | [10 empty] | No | No
MC044 | Faraday Building |  |  |  | MC044-B05/I35 | Pump Exercise FAIL | EN.EN3 Energy Sensor | [6 empty] | I35 | 0 | [10 empty] | No | No
MC044 | Faraday Building |  |  |  | MC044-B05/I36 | LTHW Pri Pump P1 Fail | EN.EN3 Energy Sensor | [6 empty] | I36 | 0 | [10 empty] | No | No
MC044 | Faraday Building |  |  |  | MC044-B05/I10 | LTHW Pri Pump P1 Fault | EN.EN3 Energy Sensor | [6 empty] | I10 | 0 | [10 empty] | No | No
MC044 | Faraday Building |  |  |  | MC044-B05/I11 | LTHW Pri Pump P2 Run | EN.EN3 Energy Sensor | [6 empty] | I11 | 0 | [10 empty] | No | No
MC044 | Faraday Building |  |  |  | MC044-B05/I12 | LTHW Pri Pump P2 Fault | EN.EN3 Energy Sensor | [6 empty] | I12 | 0 | [10 empty] | No | No
MC044 | Faraday Building |  |  |  | MC044-B05/I2 | Emergency Stop | EN.EN3 Energy Sensor | [6 empty] | I2 | 0 | [10 empty] | No | No
MC044 | Faraday Building |  |  |  | MC044-B05/I21 | LTHW Pri Heat Meter | EN.EN3 Energy Sensor | [6 empty] | I21 | 0 | [10 empty] | No | No
MC044 | Faraday Building |  |  |  | MC044-B05/I3 | Mains Failure | EN.EN3 Energy Sensor | [6 empty] | I3 | 0 | [10 empty] | No | No
MC044 | Faraday Building |  |  |  | MC044-B05/G61 | Logic 61 | EN.EN3 Energy Sensor | [6 empty] | G61 | 0 | [10 empty] | No | No
MC044 | Faraday Building |  |  |  | MC044-B05/G7 | Logic 7 | EN.EN3 Energy Sensor | [6 empty] | G7 | 0 | [10 empty] | No | No
MC044 | Faraday Building |  |  |  | MC044-B05/G8 | Logic 8 | EN.EN3 Energy Sensor | [6 empty] | G8 | 0 | [10 empty] | No | No
MC044 | Faraday Building |  |  |  | MC044-B05/G9 | Logic 9 | EN.EN3 Energy Sensor | [6 empty] | G9 | 0 | [10 empty] | No | No
MC044 | Faraday Building |  |  |  | MC044-B05/I1 | Module 1 | EN.EN3 Energy Sensor | [6 empty] | I1 | 0 | [10 empty] | No | No
MC044 | Faraday Building |  |  |  | MC044-B05/G56 | Logic 56 | EN.EN3 Energy Sensor | [6 empty] | G56 | 0 | [10 empty] | No | No
MC044 | Faraday Building |  |  |  | MC044-B05/G57 | Logic 57 | EN.EN3 Energy Sensor | [6 empty] | G57 | 0 | [10 empty] | No | No
MC044 | Faraday Building |  |  |  | MC044-B05/G58 | Logic 58 | EN.EN3 Energy Sensor | [6 empty] | G58 | 0 | [10 empty] | No | No
MC044 | Faraday Building |  |  |  | MC044-B05/G59 | Logic 59 | EN.EN3 Energy Sensor | [6 empty] | G59 | 0 | [10 empty] | No | No
MC044 | Faraday Building |  |  |  | MC044-B05/G6 | LTHW Pri Pump Run | EN.EN3 Energy Sensor | [6 empty] | G6 | 0 | [10 empty] | No | No
MC044 | Faraday Building |  |  |  | MC044-B05/G60 | Logic 60 | EN.EN3 Energy Sensor | [6 empty] | G60 | 0 | [10 empty] | No | No
MC044 | Faraday Building |  |  |  | MC044-B05/G50 | Logic 50 | EN.EN3 Energy Sensor | [6 empty] | G50 | 0 | [10 empty] | No | No
MC044 | Faraday Building |  |  |  | MC044-B05/G51 | LTHW Pri Pump 2 Hrs Run | EN.EN3 Energy Sensor | [6 empty] | G51 | 0 | [10 empty] | No | No
MC044 | Faraday Building |  |  |  | MC044-B05/G52 | Logic 52 | EN.EN3 Energy Sensor | [6 empty] | G52 | 0 | [10 empty] | No | No
MC044 | Faraday Building |  |  |  | MC044-B05/G53 | Logic 53 | EN.EN3 Energy Sensor | [6 empty] | G53 | 0 | [10 empty] | No | No
MC044 | Faraday Building |  |  |  | MC044-B05/G54 | Logic 54 | EN.EN3 Energy Sensor | [6 empty] | G54 | 0 | [10 empty] | No | No
MC044 | Faraday Building |  |  |  | MC044-B05/G55 | Logic 55 | EN.EN3 Energy Sensor | [6 empty] | G55 | 0 | [10 empty] | No | No
MC044 | Faraday Building |  |  |  | MC044-B05/G45 | Logic 45 | EN.EN3 Energy Sensor | [6 empty] | G45 | 0 | [10 empty] | No | No
MC044 | Faraday Building |  |  |  | MC044-B05/G46 | Logic 46 | EN.EN3 Energy Sensor | [6 empty] | G46 | 0 | [10 empty] | No | No
MC044 | Faraday Building |  |  |  | MC044-B05/G47 | Logic 47 | EN.EN3 Energy Sensor | [6 empty] | G47 | 0 | [10 empty] | No | No
MC044 | Faraday Building |  |  |  | MC044-B05/G48 | LTHW Pri Pump 1 Hrs Run | EN.EN3 Energy Sensor | [6 empty] | G48 | 0 | [10 empty] | No | No
MC044 | Faraday Building |  |  |  | MC044-B05/G49 | Logic 49 | EN.EN3 Energy Sensor | [6 empty] | G49 | 0 | [10 empty] | No | No
MC044 | Faraday Building |  |  |  | MC044-B05/G5 | Summer ECO | EN.EN3 Energy Sensor | [6 empty] | G5 | 0 | [10 empty] | No | No
MC044 | Faraday Building |  |  |  | MC044-B05/G4 | Logic 4 | EN.EN3 Energy Sensor | [6 empty] | G4 | 0 | [10 empty] | No | No
MC044 | Faraday Building |  |  |  | MC044-B05/G40 | Heat Dmd | EN.EN3 Energy Sensor | [6 empty] | G40 | 0 | [10 empty] | No | No
MC044 | Faraday Building |  |  |  | MC044-B05/G41 | Logic 41 | EN.EN3 Energy Sensor | [6 empty] | G41 | 0 | [10 empty] | No | No
MC044 | Faraday Building |  |  |  | MC044-B05/G42 | Logic 42 | EN.EN3 Energy Sensor | [6 empty] | G42 | 0 | [10 empty] | No | No
MC044 | Faraday Building |  |  |  | MC044-B05/G43 | LTHW Pri Pumps | EN.EN3 Energy Sensor | [6 empty] | G43 | 0 | [10 empty] | No | No
MC044 | Faraday Building |  |  |  | MC044-B05/G44 | Logic 44 | EN.EN3 Energy Sensor | [6 empty] | G44 | 0 | [10 empty] | No | No
MC044 | Faraday Building |  |  |  | MC044-B05/G34 | Logic 34 | EN.EN3 Energy Sensor | [6 empty] | G34 | 0 | [10 empty] | No | No
MC044 | Faraday Building |  |  |  | MC044-B05/G35 | Logic 35 | EN.EN3 Energy Sensor | [6 empty] | G35 | 0 | [10 empty] | No | No
MC044 | Faraday Building |  |  |  | MC044-B05/G36 | LTHW Pri Pump 1 Duty | EN.EN3 Energy Sensor | [6 empty] | G36 | 0 | [10 empty] | No | No
MC044 | Faraday Building |  |  |  | MC044-B05/G37 | Logic 37 | EN.EN3 Energy Sensor | [6 empty] | G37 | 0 | [10 empty] | No | No
MC044 | Faraday Building |  |  |  | MC044-B05/G38 | Pump Interlock | EN.EN3 Energy Sensor | [6 empty] | G38 | 0 | [10 empty] | No | No
MC044 | Faraday Building |  |  |  | MC044-B05/G39 | Logic 39 | EN.EN3 Energy Sensor | [6 empty] | G39 | 0 | [10 empty] | No | No
MC044 | Faraday Building |  |  |  | MC044-B05/G29 | Logic 29 | EN.EN3 Energy Sensor | [6 empty] | G29 | 0 | [10 empty] | No | No
MC044 | Faraday Building |  |  |  | MC044-B05/G3 | Logic 3 | EN.EN3 Energy Sensor | [6 empty] | G3 | 0 | [10 empty] | No | No
MC044 | Faraday Building |  |  |  | MC044-B05/G30 | Logic 30 | EN.EN3 Energy Sensor | [6 empty] | G30 | 0 | [10 empty] | No | No
MC044 | Faraday Building |  |  |  | MC044-B05/G31 | Logic 31 | EN.EN3 Energy Sensor | [6 empty] | G31 | 0 | [10 empty] | No | No
MC044 | Faraday Building |  |  |  | MC044-B05/G32 | Logic 32 | EN.EN3 Energy Sensor | [6 empty] | G32 | 0 | [10 empty] | No | No
MC044 | Faraday Building |  |  |  | MC044-B05/G33 | Logic 33 | EN.EN3 Energy Sensor | [6 empty] | G33 | 0 | [10 empty] | No | No
MC044 | Faraday Building |  |  |  | MC044-B05/G23 | Logic 23 | EN.EN3 Energy Sensor | [6 empty] | G23 | 0 | [10 empty] | No | No
MC044 | Faraday Building |  |  |  | MC044-B05/G24 | Logic 24 | EN.EN3 Energy Sensor | [6 empty] | G24 | 0 | [10 empty] | No | No
MC044 | Faraday Building |  |  |  | MC044-B05/G25 | Logic 25 | EN.EN3 Energy Sensor | [6 empty] | G25 | 0 | [10 empty] | No | No
MC044 | Faraday Building |  |  |  | MC044-B05/G26 | LTHW Pri CO Pulse | EN.EN3 Energy Sensor | [6 empty] | G26 | 0 | [10 empty] | No | No
MC044 | Faraday Building |  |  |  | MC044-B05/G27 | Logic 27 | EN.EN3 Energy Sensor | [6 empty] | G27 | 0 | [10 empty] | No | No
MC044 | Faraday Building |  |  |  | MC044-B05/G28 | Reset | EN.EN3 Energy Sensor | [6 empty] | G28 | 0 | [10 empty] | No | No
MC044 | Faraday Building |  |  |  | MC044-B05/G18 | Logic 18 | EN.EN3 Energy Sensor | [6 empty] | G18 | 0 | [10 empty] | No | No
MC044 | Faraday Building |  |  |  | MC044-B05/G19 | Logic 19 | EN.EN3 Energy Sensor | [6 empty] | G19 | 0 | [10 empty] | No | No
MC044 | Faraday Building |  |  |  | MC044-B05/G2 | Water frost | EN.EN3 Energy Sensor | [6 empty] | G2 | 0 | [10 empty] | No | No
MC044 | Faraday Building |  |  |  | MC044-B05/G20 | LTHW Pri Pump 1 Fail | EN.EN3 Energy Sensor | [6 empty] | G20 | 0 | [10 empty] | No | No
MC044 | Faraday Building |  |  |  | MC044-B05/G21 | Logic 21 | EN.EN3 Energy Sensor | [6 empty] | G21 | 0 | [10 empty] | No | No
MC044 | Faraday Building |  |  |  | MC044-B05/G22 | LTHW Pri Pump 2 Fail | EN.EN3 Energy Sensor | [6 empty] | G22 | 0 | [10 empty] | No | No
MC044 | Faraday Building |  |  |  | MC044-B05/G12 | Logic 12 | EN.EN3 Energy Sensor | [6 empty] | G12 | 0 | [10 empty] | No | No
MC044 | Faraday Building |  |  |  | MC044-B05/G13 | Logic 13 | EN.EN3 Energy Sensor | [6 empty] | G13 | 0 | [10 empty] | No | No
MC044 | Faraday Building |  |  |  | MC044-B05/G14 | Logic 14 | EN.EN3 Energy Sensor | [6 empty] | G14 | 0 | [10 empty] | No | No
MC044 | Faraday Building |  |  |  | MC044-B05/G15 | Logic 15 | EN.EN3 Energy Sensor | [6 empty] | G15 | 0 | [10 empty] | No | No
MC044 | Faraday Building |  |  |  | MC044-B05/G16 | Exercise Reset | EN.EN3 Energy Sensor | [6 empty] | G16 | 0 | [10 empty] | No | No
MC044 | Faraday Building |  |  |  | MC044-B05/G17 | Logic 17 | EN.EN3 Energy Sensor | [6 empty] | G17 | 0 | [10 empty] | No | No
MC044 | Faraday Building |  |  |  | MC044-B05/F7 | Outside air temperature heating inhibit | EN.EN3 Energy Sensor | [6 empty] | F7 | 0 | [10 empty] | No | No
MC044 | Faraday Building |  |  |  | MC044-B05/F8 | Function 8 | EN.EN3 Energy Sensor | [6 empty] | F8 | 0 | [10 empty] | No | No
MC044 | Faraday Building |  |  |  | MC044-B05/F9 | Exercise Routine Time | EN.EN3 Energy Sensor | [6 empty] | F9 | 0 | [10 empty] | No | No
MC044 | Faraday Building |  |  |  | MC044-B05/G1 | OAT Frost Pumps | EN.EN3 Energy Sensor | [6 empty] | G1 | 0 | [10 empty] | No | No
MC044 | Faraday Building |  |  |  | MC044-B05/G10 | Pump Exercise | EN.EN3 Energy Sensor | [6 empty] | G10 | 0 | [10 empty] | No | No
MC044 | Faraday Building |  |  |  | MC044-B05/G11 | Logic 11 | EN.EN3 Energy Sensor | [6 empty] | G11 | 0 | [10 empty] | No | No
MC044 | Faraday Building |  |  |  | MC044-B05/F20 | LTHW Pri kWh Week-1 | EN.EN3 Energy Sensor | [6 empty] | F20 | 0 | [10 empty] | No | No
MC044 | Faraday Building |  |  |  | MC044-B05/F21 | LTHW Pri kWh Mnth-1 | EN.EN3 Energy Sensor | [6 empty] | F21 | 0 | [10 empty] | No | No
MC044 | Faraday Building |  |  |  | MC044-B05/F3 | Function 3 | EN.EN3 Energy Sensor | [6 empty] | F3 | 0 | [10 empty] | No | No
MC044 | Faraday Building |  |  |  | MC044-B05/F4 | Function 4 | EN.EN3 Energy Sensor | [6 empty] | F4 | 0 | [10 empty] | No | No
MC044 | Faraday Building |  |  |  | MC044-B05/F5 | Function 5 | EN.EN3 Energy Sensor | [6 empty] | F5 | 0 | [10 empty] | No | No
MC044 | Faraday Building |  |  |  | MC044-B05/F6 | Function 6 | EN.EN3 Energy Sensor | [6 empty] | F6 | 0 | [10 empty] | No | No
MC044 | Faraday Building |  |  |  | MC044-B05/F15 | Function 15 | EN.EN3 Energy Sensor | [6 empty] | F15 | 0 | [10 empty] | No | No
MC044 | Faraday Building |  |  |  | MC044-B05/F16 | Function 16 | EN.EN3 Energy Sensor | [6 empty] | F16 | 0 | [10 empty] | No | No
MC044 | Faraday Building |  |  |  | MC044-B05/F17 | Function 17 | EN.EN3 Energy Sensor | [6 empty] | F17 | 0 | [10 empty] | No | No
MC044 | Faraday Building |  |  |  | MC044-B05/F18 | Function 18 | EN.EN3 Energy Sensor | [6 empty] | F18 | 0 | [10 empty] | No | No
MC044 | Faraday Building |  |  |  | MC044-B05/F19 | Function 19 | EN.EN3 Energy Sensor | [6 empty] | F19 | 0 | [10 empty] | No | No
MC044 | Faraday Building |  |  |  | MC044-B05/F2 | Outside air temperature frost | EN.EN3 Energy Sensor | [6 empty] | F2 | 0 | [10 empty] | No | No
MC044 | Faraday Building |  |  |  | MC044-B05/F1 | Function 1 | EN.EN3 Energy Sensor | [6 empty] | F1 | 0 | [10 empty] | No | No
MC044 | Faraday Building |  |  |  | MC044-B05/F10 | Function 10 | EN.EN3 Energy Sensor | [6 empty] | F10 | 0 | [10 empty] | No | No
MC044 | Faraday Building |  |  |  | MC044-B05/F11 | Function 11 | EN.EN3 Energy Sensor | [6 empty] | F11 | 0 | [10 empty] | No | No
MC044 | Faraday Building |  |  |  | MC044-B05/F12 | Function 12 | EN.EN3 Energy Sensor | [6 empty] | F12 | 0 | [10 empty] | No | No
MC044 | Faraday Building |  |  |  | MC044-B05/F13 | Function 13 | EN.EN3 Energy Sensor | [6 empty] | F13 | 0 | [10 empty] | No | No
MC044 | Faraday Building |  |  |  | MC044-B05/F14 | Function 14 | EN.EN3 Energy Sensor | [6 empty] | F14 | 0 | [10 empty] | No | No
MC044 | Faraday Building |  |  |  | MC044-B07/A1 | B05 Space Temp | EN.EN3 Energy Sensor | [6 empty] | A1 | 0 | [10 empty] | No | No
MC044 | Faraday Building |  |  |  | MC044-B07/A2 | B06 Space Temp | EN.EN3 Energy Sensor | [6 empty] | A2 | 0 | [10 empty] | No | No
MC044 | Faraday Building |  |  |  | MC044-B07/A3 | C03 Space Temp | EN.EN3 Energy Sensor | [6 empty] | A3 | 0 | [10 empty] | No | No
MC044 | Faraday Building |  |  |  | MC044-B07/A4 | C05 A Space Termp | EN.EN3 Energy Sensor | [6 empty] | A4 | 0 | [10 empty] | No | No
MC044 | Faraday Building |  |  |  | MC044-B07/A5 | C05 B Space Termp | EN.EN3 Energy Sensor | [6 empty] | A5 | 0 | [10 empty] | No | No
MC044 | Faraday Building |  |  |  | MC044-B07/A6 | C05 C Space Termp | EN.EN3 Energy Sensor | [6 empty] | A6 | 0 | [10 empty] | No | No
MC044 | Faraday Building |  |  |  | MC044-B07/Z2 | Level C Labs | EN.EN3 Energy Sensor | [6 empty] | Z2 | 0 | [10 empty] | No | No
MC044 | Faraday Building |  |  |  | MC044-B07/V3 |  | EN.EN3 Energy Sensor | [6 empty] | V3 | 0 | [10 empty] | No | No
MC044 | Faraday Building |  |  |  | MC044-B07/V4 |  | EN.EN3 Energy Sensor | [6 empty] | V4 | 0 | [10 empty] | No | No
MC044 | Faraday Building |  |  |  | MC044-B07/V5 |  | EN.EN3 Energy Sensor | [6 empty] | V5 | 0 | [10 empty] | No | No
MC044 | Faraday Building |  |  |  | MC044-B07/W1 | O2 Boost Reset Lvl B | EN.EN3 Energy Sensor | [6 empty] | W1 | 0 | [10 empty] | No | No
MC044 | Faraday Building |  |  |  | MC044-B07/W2 | O2 Boost Reset Lvl C | EN.EN3 Energy Sensor | [6 empty] | W2 | 0 | [10 empty] | No | No
MC044 | Faraday Building |  |  |  | MC044-B07/Z1 | Level B Labs | EN.EN3 Energy Sensor | [6 empty] | Z1 | 0 | [10 empty] | No | No
MC044 | Faraday Building |  |  |  | MC044-B07/N7 | Oxygen Depletion Level B-o11 | EN.EN3 Energy Sensor | [6 empty] | N7 | 0 | [10 empty] | No | No
MC044 | Faraday Building |  |  |  | MC044-B07/Q1 | Sequence Table 1 | EN.EN3 Energy Sensor | [6 empty] | Q1 | 0 | [10 empty] | No | No
MC044 | Faraday Building |  |  |  | MC044-B07/U1 |  | EN.EN3 Energy Sensor | [6 empty] | U1 | 0 | [10 empty] | No | No
MC044 | Faraday Building |  |  |  | MC044-B07/U2 |  | EN.EN3 Energy Sensor | [6 empty] | U2 | 0 | [10 empty] | No | No
MC044 | Faraday Building |  |  |  | MC044-B07/V1 |  | EN.EN3 Energy Sensor | [6 empty] | V1 | 0 | [10 empty] | No | No
MC044 | Faraday Building |  |  |  | MC044-B07/V2 |  | EN.EN3 Energy Sensor | [6 empty] | V2 | 0 | [10 empty] | No | No
MC044 | Faraday Building |  |  |  | MC044-B07/n3 | FC Interface Lan88 | EN.EN3 Energy Sensor | [6 empty] | n3 | 0 | [10 empty] | No | No
MC044 | Faraday Building |  |  |  | MC044-B07/N4 | AHU 2 Interface | EN.EN3 Energy Sensor | [6 empty] | N4 | 0 | [10 empty] | No | No
MC044 | Faraday Building |  |  |  | MC044-B07/n5 | IC Comms 5 | EN.EN3 Energy Sensor | [6 empty] | n5 | 0 | [10 empty] | No | No
MC044 | Faraday Building |  |  |  | MC044-B07/n6 | BACnet Application | EN.EN3 Energy Sensor | [6 empty] | n6 | 0 | [10 empty] | No | No
MC044 | Faraday Building |  |  |  | MC044-B07/I9 | Level B Space Frost Active | EN.EN3 Energy Sensor | [6 empty] | I9 | 0 | [10 empty] | No | No
MC044 | Faraday Building |  |  |  | MC044-B07/K1 | Space frost protection | EN.EN3 Energy Sensor | [6 empty] | K1 | 0 | [10 empty] | No | No
MC044 | Faraday Building |  |  |  | MC044-B07/N1 | TREND_0C_92_22 | EN.EN3 Energy Sensor | [6 empty] | N1 | 0 | [10 empty] | No | No
MC044 | Faraday Building |  |  |  | MC044-B07/N2 | Network 2 | EN.EN3 Energy Sensor | [6 empty] | N2 | 0 | [10 empty] | No | No
MC044 | Faraday Building |  |  |  | MC044-B07/G7 | Logic 7 | EN.EN3 Energy Sensor | [6 empty] | G7 | 0 | [10 empty] | No | No
MC044 | Faraday Building |  |  |  | MC044-B07/G8 | Logic 8 | EN.EN3 Energy Sensor | [6 empty] | G8 | 0 | [10 empty] | No | No
MC044 | Faraday Building |  |  |  | MC044-B07/G9 | Logic 9 | EN.EN3 Energy Sensor | [6 empty] | G9 | 0 | [10 empty] | No | No
MC044 | Faraday Building |  |  |  | MC044-B07/I10 | Level C Space Frost Active | EN.EN3 Energy Sensor | [6 empty] | I10 | 0 | [10 empty] | No | No
MC044 | Faraday Building |  |  |  | MC044-B07/I11 | O2 Boost Lvl B ALARM | EN.EN3 Energy Sensor | [6 empty] | I11 | 0 | [10 empty] | No | No
MC044 | Faraday Building |  |  |  | MC044-B07/I12 | O2 Boost Lvl C ALARM | EN.EN3 Energy Sensor | [6 empty] | I12 | 0 | [10 empty] | No | No
MC044 | Faraday Building |  |  |  | MC044-B07/G21 | Logic 21 | EN.EN3 Energy Sensor | [6 empty] | G21 | 0 | [10 empty] | No | No
MC044 | Faraday Building |  |  |  | MC044-B07/G22 | O2 Depletion Level C | EN.EN3 Energy Sensor | [6 empty] | G22 | 0 | [10 empty] | No | No
MC044 | Faraday Building |  |  |  | MC044-B07/G3 | VAV Interface | EN.EN3 Energy Sensor | [6 empty] | G3 | 0 | [10 empty] | No | No
MC044 | Faraday Building |  |  |  | MC044-B07/G4 | Oxygen Depletion Level B | EN.EN3 Energy Sensor | [6 empty] | G4 | 0 | [10 empty] | No | No
MC044 | Faraday Building |  |  |  | MC044-B07/G5 | Logic 5 | EN.EN3 Energy Sensor | [6 empty] | G5 | 0 | [10 empty] | No | No
MC044 | Faraday Building |  |  |  | MC044-B07/G6 | Logic 6 | EN.EN3 Energy Sensor | [6 empty] | G6 | 0 | [10 empty] | No | No
MC044 | Faraday Building |  |  |  | MC044-B07/G16 | Logic 16 | EN.EN3 Energy Sensor | [6 empty] | G16 | 0 | [10 empty] | No | No
MC044 | Faraday Building |  |  |  | MC044-B07/G17 | Logic 17 | EN.EN3 Energy Sensor | [6 empty] | G17 | 0 | [10 empty] | No | No
MC044 | Faraday Building |  |  |  | MC044-B07/G18 | Logic 18 | EN.EN3 Energy Sensor | [6 empty] | G18 | 0 | [10 empty] | No | No
MC044 | Faraday Building |  |  |  | MC044-B07/G19 | Logic 19 | EN.EN3 Energy Sensor | [6 empty] | G19 | 0 | [10 empty] | No | No
MC044 | Faraday Building |  |  |  | MC044-B07/G2 | FC Interface | EN.EN3 Energy Sensor | [6 empty] | G2 | 0 | [10 empty] | No | No
MC044 | Faraday Building |  |  |  | MC044-B07/G20 | Logic 20 | EN.EN3 Energy Sensor | [6 empty] | G20 | 0 | [10 empty] | No | No
MC044 | Faraday Building |  |  |  | MC044-B07/G10 | Logic 10 | EN.EN3 Energy Sensor | [6 empty] | G10 | 0 | [10 empty] | No | No
MC044 | Faraday Building |  |  |  | MC044-B07/G11 | Logic 11 | EN.EN3 Energy Sensor | [6 empty] | G11 | 0 | [10 empty] | No | No
MC044 | Faraday Building |  |  |  | MC044-B07/G12 | O2 Depletion Level B | EN.EN3 Energy Sensor | [6 empty] | G12 | 0 | [10 empty] | No | No
MC044 | Faraday Building |  |  |  | MC044-B07/G13 | Logic 13 | EN.EN3 Energy Sensor | [6 empty] | G13 | 0 | [10 empty] | No | No
MC044 | Faraday Building |  |  |  | MC044-B07/G14 | Oxygen Depletion Level C | EN.EN3 Energy Sensor | [6 empty] | G14 | 0 | [10 empty] | No | No
MC044 | Faraday Building |  |  |  | MC044-B07/G15 | Logic 15 | EN.EN3 Energy Sensor | [6 empty] | G15 | 0 | [10 empty] | No | No
MC044 | Faraday Building |  |  |  | MC044-B07/F4 | Function 4 | EN.EN3 Energy Sensor | [6 empty] | F4 | 0 | [10 empty] | No | No
MC044 | Faraday Building |  |  |  | MC044-B07/F5 | Function 5 | EN.EN3 Energy Sensor | [6 empty] | F5 | 0 | [10 empty] | No | No
MC044 | Faraday Building |  |  |  | MC044-B07/F6 | Level C Frost | EN.EN3 Energy Sensor | [6 empty] | F6 | 0 | [10 empty] | No | No
MC044 | Faraday Building |  |  |  | MC044-B07/F7 | Function 7 | EN.EN3 Energy Sensor | [6 empty] | F7 | 0 | [10 empty] | No | No
MC044 | Faraday Building |  |  |  | MC044-B07/F8 | Function 8 | EN.EN3 Energy Sensor | [6 empty] | F8 | 0 | [10 empty] | No | No
MC044 | Faraday Building |  |  |  | MC044-B07/G1 | Logic 1 | EN.EN3 Energy Sensor | [6 empty] | G1 | 0 | [10 empty] | No | No
MC044 | Faraday Building |  |  |  | MC044-B07/C2 | Virtual CNC 2 | EN.EN3 Energy Sensor | [6 empty] | C2 | 0 | [10 empty] | No | No
MC044 | Faraday Building |  |  |  | MC044-B07/C3 | Virtual CNC 3 | EN.EN3 Energy Sensor | [6 empty] | C3 | 0 | [10 empty] | No | No
MC044 | Faraday Building |  |  |  | MC044-B07/C4 | Virtual CNC 4 | EN.EN3 Energy Sensor | [6 empty] | C4 | 0 | [10 empty] | No | No
MC044 | Faraday Building |  |  |  | MC044-B07/F1 | Function 1 | EN.EN3 Energy Sensor | [6 empty] | F1 | 0 | [10 empty] | No | No
MC044 | Faraday Building |  |  |  | MC044-B07/F2 | Space frost protection | EN.EN3 Energy Sensor | [6 empty] | F2 | 0 | [10 empty] | No | No
MC044 | Faraday Building |  |  |  | MC044-B07/F3 | Level B Frost | EN.EN3 Energy Sensor | [6 empty] | F3 | 0 | [10 empty] | No | No
MC044 | Faraday Building |  |  |  | MC044-B07/A7 | C05 D Space Termp | EN.EN3 Energy Sensor | [6 empty] | A7 | 0 | [10 empty] | No | No
MC044 | Faraday Building |  |  |  | MC044-B07/A8 | C05 D Space Termp | EN.EN3 Energy Sensor | [6 empty] | A8 | 0 | [10 empty] | No | No
MC044 | Faraday Building |  |  |  | MC044-B07/A9 | C05 D Space Termp | EN.EN3 Energy Sensor | [6 empty] | A9 | 0 | [10 empty] | No | No
MC044 | Faraday Building |  |  |  | MC044-B07/B1 | Oxygen Depletion | EN.EN3 Energy Sensor | [6 empty] | B1 | 0 | [10 empty] | No | No
MC044 | Faraday Building |  |  |  | MC044-B07/B2 | AHU2 Interface | EN.EN3 Energy Sensor | [6 empty] | B2 | 0 | [10 empty] | No | No
MC044 | Faraday Building |  |  |  | MC044-B07/C1 | Virtual CNC 1 | EN.EN3 Energy Sensor | [6 empty] | C1 | 0 | [10 empty] | No | No
MC044 | Faraday Building |  |  |  | MC044-B10/B1 | FC Interface | EN.EN3 Energy Sensor | [6 empty] | B1 | 0 | [10 empty] | No | No
MC044 | Faraday Building |  |  |  | MC044-B10/C1 | Virtual CNC 1 | EN.EN3 Energy Sensor | [6 empty] | C1 | 0 | [10 empty] | No | No
MC044 | Faraday Building |  |  |  | MC044-B10/C2 | Virtual CNC 2 | EN.EN3 Energy Sensor | [6 empty] | C2 | 0 | [10 empty] | No | No
MC044 | Faraday Building |  |  |  | MC044-B10/C3 | Virtual CNC 3 | EN.EN3 Energy Sensor | [6 empty] | C3 | 0 | [10 empty] | No | No
MC044 | Faraday Building |  |  |  | MC044-B10/C4 | Virtual CNC 4 | EN.EN3 Energy Sensor | [6 empty] | C4 | 0 | [10 empty] | No | No
MC044 | Faraday Building |  |  |  | MC044-B10/e1 | 963 | EN.EN3 Energy Sensor | [6 empty] | e1 | 0 | [10 empty] | No | No
MC044 | Faraday Building |  |  |  | MC044-B10/V4 |  | EN.EN3 Energy Sensor | [6 empty] | V4 | 0 | [10 empty] | No | No
MC044 | Faraday Building |  |  |  | MC044-B10/V5 |  | EN.EN3 Energy Sensor | [6 empty] | V5 | 0 | [10 empty] | No | No
MC044 | Faraday Building |  |  |  | MC044-B10/W1 | NeverSendReducedFlow=1 | EN.EN3 Energy Sensor | [6 empty] | W1 | 0 | [10 empty] | No | No
MC044 | Faraday Building |  |  |  | MC044-B10/S99 | FC 57 Face Velocity | EN.EN3 Energy Sensor | [6 empty] | S99 | 0 | [10 empty] | No | No
MC044 | Faraday Building |  |  |  | MC044-B10/U1 |  | EN.EN3 Energy Sensor | [6 empty] | U1 | 0 | [10 empty] | No | No
MC044 | Faraday Building |  |  |  | MC044-B10/U2 |  | EN.EN3 Energy Sensor | [6 empty] | U2 | 0 | [10 empty] | No | No
MC044 | Faraday Building |  |  |  | MC044-B10/V1 |  | EN.EN3 Energy Sensor | [6 empty] | V1 | 0 | [10 empty] | No | No
MC044 | Faraday Building |  |  |  | MC044-B10/V2 |  | EN.EN3 Energy Sensor | [6 empty] | V2 | 0 | [10 empty] | No | No
MC044 | Faraday Building |  |  |  | MC044-B10/V3 |  | EN.EN3 Energy Sensor | [6 empty] | V3 | 0 | [10 empty] | No | No
MC044 | Faraday Building |  |  |  | MC044-B10/S92 | FC 56 Damper Position | EN.EN3 Energy Sensor | [6 empty] | S92 | 0 | [10 empty] | No | No
MC044 | Faraday Building |  |  |  | MC044-B10/S93 | FC 56 Volume Flow | EN.EN3 Energy Sensor | [6 empty] | S93 | 0 | [10 empty] | No | No
MC044 | Faraday Building |  |  |  | MC044-B10/S94 | FC 56 Face Velocity | EN.EN3 Energy Sensor | [6 empty] | S94 | 0 | [10 empty] | No | No
MC044 | Faraday Building |  |  |  | MC044-B10/S96 | FC 57 Mode | EN.EN3 Energy Sensor | [6 empty] | S96 | 0 | [10 empty] | No | No
MC044 | Faraday Building |  |  |  | MC044-B10/S97 | FC 57 Damper Position | EN.EN3 Energy Sensor | [6 empty] | S97 | 0 | [10 empty] | No | No
MC044 | Faraday Building |  |  |  | MC044-B10/S98 | FC 57 Volume Flow | EN.EN3 Energy Sensor | [6 empty] | S98 | 0 | [10 empty] | No | No
MC044 | Faraday Building |  |  |  | MC044-B10/S86 | FC 55 Mode | EN.EN3 Energy Sensor | [6 empty] | S86 | 0 | [10 empty] | No | No
MC044 | Faraday Building |  |  |  | MC044-B10/S87 | FC 55 Damper Position | EN.EN3 Energy Sensor | [6 empty] | S87 | 0 | [10 empty] | No | No
MC044 | Faraday Building |  |  |  | MC044-B10/S88 | FC 55 Volume Flow | EN.EN3 Energy Sensor | [6 empty] | S88 | 0 | [10 empty] | No | No
MC044 | Faraday Building |  |  |  | MC044-B10/S89 | FC 55 Face Velocity | EN.EN3 Energy Sensor | [6 empty] | S89 | 0 | [10 empty] | No | No
MC044 | Faraday Building |  |  |  | MC044-B10/S9 | FC 39 Face Velocity | EN.EN3 Energy Sensor | [6 empty] | S9 | 0 | [10 empty] | No | No
MC044 | Faraday Building |  |  |  | MC044-B10/S91 | FC 56 Mode | EN.EN3 Energy Sensor | [6 empty] | S91 | 0 | [10 empty] | No | No
MC044 | Faraday Building |  |  |  | MC044-B10/S79 | FC 53 Face Velocity | EN.EN3 Energy Sensor | [6 empty] | S79 | 0 | [10 empty] | No | No
MC044 | Faraday Building |  |  |  | MC044-B10/S8 | FC 39 Volume Flow | EN.EN3 Energy Sensor | [6 empty] | S8 | 0 | [10 empty] | No | No
MC044 | Faraday Building |  |  |  | MC044-B10/S81 | FC 54 Mode | EN.EN3 Energy Sensor | [6 empty] | S81 | 0 | [10 empty] | No | No
MC044 | Faraday Building |  |  |  | MC044-B10/S82 | FC 54 Damper Position | EN.EN3 Energy Sensor | [6 empty] | S82 | 0 | [10 empty] | No | No
MC044 | Faraday Building |  |  |  | MC044-B10/S83 | FC 54 Volume Flow | EN.EN3 Energy Sensor | [6 empty] | S83 | 0 | [10 empty] | No | No
MC044 | Faraday Building |  |  |  | MC044-B10/S84 | FC 54 Face Velocity | EN.EN3 Energy Sensor | [6 empty] | S84 | 0 | [10 empty] | No | No
MC044 | Faraday Building |  |  |  | MC044-B10/S72 | FC 52 Damper Position | EN.EN3 Energy Sensor | [6 empty] | S72 | 0 | [10 empty] | No | No
MC044 | Faraday Building |  |  |  | MC044-B10/S73 | FC 52 Volume Flow | EN.EN3 Energy Sensor | [6 empty] | S73 | 0 | [10 empty] | No | No
MC044 | Faraday Building |  |  |  | MC044-B10/S74 | FC 52 Face Velocity | EN.EN3 Energy Sensor | [6 empty] | S74 | 0 | [10 empty] | No | No
MC044 | Faraday Building |  |  |  | MC044-B10/S76 | FC 53 Mode | EN.EN3 Energy Sensor | [6 empty] | S76 | 0 | [10 empty] | No | No
MC044 | Faraday Building |  |  |  | MC044-B10/S77 | FC 53 Damper Position | EN.EN3 Energy Sensor | [6 empty] | S77 | 0 | [10 empty] | No | No
MC044 | Faraday Building |  |  |  | MC044-B10/S78 | FC 53 Volume Flow | EN.EN3 Energy Sensor | [6 empty] | S78 | 0 | [10 empty] | No | No
MC044 | Faraday Building |  |  |  | MC044-B10/S66 | FC 51 Mode | EN.EN3 Energy Sensor | [6 empty] | S66 | 0 | [10 empty] | No | No
MC044 | Faraday Building |  |  |  | MC044-B10/S67 | FC 51 Damper Position | EN.EN3 Energy Sensor | [6 empty] | S67 | 0 | [10 empty] | No | No
MC044 | Faraday Building |  |  |  | MC044-B10/S68 | FC 51 Volume Flow | EN.EN3 Energy Sensor | [6 empty] | S68 | 0 | [10 empty] | No | No
MC044 | Faraday Building |  |  |  | MC044-B10/S69 | FC 51 Face Velocity | EN.EN3 Energy Sensor | [6 empty] | S69 | 0 | [10 empty] | No | No
MC044 | Faraday Building |  |  |  | MC044-B10/S7 | FC 39 Damper Position | EN.EN3 Energy Sensor | [6 empty] | S7 | 0 | [10 empty] | No | No
MC044 | Faraday Building |  |  |  | MC044-B10/S71 | FC 52 Mode | EN.EN3 Energy Sensor | [6 empty] | S71 | 0 | [10 empty] | No | No
MC044 | Faraday Building |  |  |  | MC044-B10/S59 | FC 49 Face Velocity | EN.EN3 Energy Sensor | [6 empty] | S59 | 0 | [10 empty] | No | No
MC044 | Faraday Building |  |  |  | MC044-B10/S6 | FC 39 Mode | EN.EN3 Energy Sensor | [6 empty] | S6 | 0 | [10 empty] | No | No
MC044 | Faraday Building |  |  |  | MC044-B10/S61 | FC 50 Mode | EN.EN3 Energy Sensor | [6 empty] | S61 | 0 | [10 empty] | No | No
MC044 | Faraday Building |  |  |  | MC044-B10/S62 | FC 50 Damper Position | EN.EN3 Energy Sensor | [6 empty] | S62 | 0 | [10 empty] | No | No
MC044 | Faraday Building |  |  |  | MC044-B10/S63 | FC 50 Volume Flow | EN.EN3 Energy Sensor | [6 empty] | S63 | 0 | [10 empty] | No | No
MC044 | Faraday Building |  |  |  | MC044-B10/S64 | FC 50 Face Velocity | EN.EN3 Energy Sensor | [6 empty] | S64 | 0 | [10 empty] | No | No
MC044 | Faraday Building |  |  |  | MC044-B10/S52 | FC 48 Damper Position | EN.EN3 Energy Sensor | [6 empty] | S52 | 0 | [10 empty] | No | No
MC044 | Faraday Building |  |  |  | MC044-B10/S53 | FC 48 Volume Flow | EN.EN3 Energy Sensor | [6 empty] | S53 | 0 | [10 empty] | No | No
MC044 | Faraday Building |  |  |  | MC044-B10/S54 | FC 48 Face Velocity | EN.EN3 Energy Sensor | [6 empty] | S54 | 0 | [10 empty] | No | No
MC044 | Faraday Building |  |  |  | MC044-B10/S56 | FC 49 Mode | EN.EN3 Energy Sensor | [6 empty] | S56 | 0 | [10 empty] | No | No
MC044 | Faraday Building |  |  |  | MC044-B10/S57 | FC 49 Damper Position | EN.EN3 Energy Sensor | [6 empty] | S57 | 0 | [10 empty] | No | No
MC044 | Faraday Building |  |  |  | MC044-B10/S58 | FC 49 Volume Flow | EN.EN3 Energy Sensor | [6 empty] | S58 | 0 | [10 empty] | No | No
MC044 | Faraday Building |  |  |  | MC044-B10/S44 | FC 46 Face Velocity | EN.EN3 Energy Sensor | [6 empty] | S44 | 0 | [10 empty] | No | No
MC044 | Faraday Building |  |  |  | MC044-B10/S46 | FC 47 Mode | EN.EN3 Energy Sensor | [6 empty] | S46 | 0 | [10 empty] | No | No
MC044 | Faraday Building |  |  |  | MC044-B10/S47 | FC 47 Damper Position | EN.EN3 Energy Sensor | [6 empty] | S47 | 0 | [10 empty] | No | No
MC044 | Faraday Building |  |  |  | MC044-B10/S48 | FC 47 Volume Flow | EN.EN3 Energy Sensor | [6 empty] | S48 | 0 | [10 empty] | No | No
MC044 | Faraday Building |  |  |  | MC044-B10/S49 | FC 47 Face Velocity | EN.EN3 Energy Sensor | [6 empty] | S49 | 0 | [10 empty] | No | No
MC044 | Faraday Building |  |  |  | MC044-B10/S51 | FC 48 Mode | EN.EN3 Energy Sensor | [6 empty] | S51 | 0 | [10 empty] | No | No
MC044 | Faraday Building |  |  |  | MC044-B10/S38 | FC 45 Volume Flow | EN.EN3 Energy Sensor | [6 empty] | S38 | 0 | [10 empty] | No | No
MC044 | Faraday Building |  |  |  | MC044-B10/S39 | FC 45 Face Velocity | EN.EN3 Energy Sensor | [6 empty] | S39 | 0 | [10 empty] | No | No
MC044 | Faraday Building |  |  |  | MC044-B10/S4 | FC 38 Face Velocity | EN.EN3 Energy Sensor | [6 empty] | S4 | 0 | [10 empty] | No | No
MC044 | Faraday Building |  |  |  | MC044-B10/S41 | FC 46 Mode | EN.EN3 Energy Sensor | [6 empty] | S41 | 0 | [10 empty] | No | No
MC044 | Faraday Building |  |  |  | MC044-B10/S42 | FC 46 Damper Position | EN.EN3 Energy Sensor | [6 empty] | S42 | 0 | [10 empty] | No | No
MC044 | Faraday Building |  |  |  | MC044-B10/S43 | FC 46 Volume Flow | EN.EN3 Energy Sensor | [6 empty] | S43 | 0 | [10 empty] | No | No
MC044 | Faraday Building |  |  |  | MC044-B10/S31 | FC 44 Mode | EN.EN3 Energy Sensor | [6 empty] | S31 | 0 | [10 empty] | No | No
MC044 | Faraday Building |  |  |  | MC044-B10/S32 | FC 44 Damper Position | EN.EN3 Energy Sensor | [6 empty] | S32 | 0 | [10 empty] | No | No
MC044 | Faraday Building |  |  |  | MC044-B10/S33 | FC 44 Volume Flow | EN.EN3 Energy Sensor | [6 empty] | S33 | 0 | [10 empty] | No | No
MC044 | Faraday Building |  |  |  | MC044-B10/S34 | FC 44 Face Velocity | EN.EN3 Energy Sensor | [6 empty] | S34 | 0 | [10 empty] | No | No
MC044 | Faraday Building |  |  |  | MC044-B10/S36 | FC 45 Mode | EN.EN3 Energy Sensor | [6 empty] | S36 | 0 | [10 empty] | No | No
MC044 | Faraday Building |  |  |  | MC044-B10/S37 | FC 45 Damper Position | EN.EN3 Energy Sensor | [6 empty] | S37 | 0 | [10 empty] | No | No
MC044 | Faraday Building |  |  |  | MC044-B10/S24 | FC 42 Face Velocity | EN.EN3 Energy Sensor | [6 empty] | S24 | 0 | [10 empty] | No | No
MC044 | Faraday Building |  |  |  | MC044-B10/S26 | FC 43 Mode | EN.EN3 Energy Sensor | [6 empty] | S26 | 0 | [10 empty] | No | No
MC044 | Faraday Building |  |  |  | MC044-B10/S27 | FC 43 Damper Position | EN.EN3 Energy Sensor | [6 empty] | S27 | 0 | [10 empty] | No | No
MC044 | Faraday Building |  |  |  | MC044-B10/S28 | FC 43 Volume Flow | EN.EN3 Energy Sensor | [6 empty] | S28 | 0 | [10 empty] | No | No
MC044 | Faraday Building |  |  |  | MC044-B10/S29 | FC 43 Face Velocity | EN.EN3 Energy Sensor | [6 empty] | S29 | 0 | [10 empty] | No | No
MC044 | Faraday Building |  |  |  | MC044-B10/S3 | FC 38 Volume Flow | EN.EN3 Energy Sensor | [6 empty] | S3 | 0 | [10 empty] | No | No
MC044 | Faraday Building |  |  |  | MC044-B10/S18 | FC 41 Volume Flow | EN.EN3 Energy Sensor | [6 empty] | S18 | 0 | [10 empty] | No | No
MC044 | Faraday Building |  |  |  | MC044-B10/S19 | FC 41 Face Velocity | EN.EN3 Energy Sensor | [6 empty] | S19 | 0 | [10 empty] | No | No
MC044 | Faraday Building |  |  |  | MC044-B10/S2 | FC 38 Damper Position | EN.EN3 Energy Sensor | [6 empty] | S2 | 0 | [10 empty] | No | No
MC044 | Faraday Building |  |  |  | MC044-B10/S21 | FC 42 Mode | EN.EN3 Energy Sensor | [6 empty] | S21 | 0 | [10 empty] | No | No
MC044 | Faraday Building |  |  |  | MC044-B10/S22 | FC 42 Damper Position | EN.EN3 Energy Sensor | [6 empty] | S22 | 0 | [10 empty] | No | No
MC044 | Faraday Building |  |  |  | MC044-B10/S23 | FC 42 Volume Flow | EN.EN3 Energy Sensor | [6 empty] | S23 | 0 | [10 empty] | No | No
MC044 | Faraday Building |  |  |  | MC044-B10/S11 | FC 40 Mode | EN.EN3 Energy Sensor | [6 empty] | S11 | 0 | [10 empty] | No | No
MC044 | Faraday Building |  |  |  | MC044-B10/S12 | FC 40 Damper Position | EN.EN3 Energy Sensor | [6 empty] | S12 | 0 | [10 empty] | No | No
MC044 | Faraday Building |  |  |  | MC044-B10/S13 | FC 40 Volume Flow | EN.EN3 Energy Sensor | [6 empty] | S13 | 0 | [10 empty] | No | No
MC044 | Faraday Building |  |  |  | MC044-B10/S14 | FC 40 Face Velocity | EN.EN3 Energy Sensor | [6 empty] | S14 | 0 | [10 empty] | No | No
MC044 | Faraday Building |  |  |  | MC044-B10/S16 | FC 41 Mode | EN.EN3 Energy Sensor | [6 empty] | S16 | 0 | [10 empty] | No | No
MC044 | Faraday Building |  |  |  | MC044-B10/S17 | FC 41 Damper Position | EN.EN3 Energy Sensor | [6 empty] | S17 | 0 | [10 empty] | No | No
MC044 | Faraday Building |  |  |  | MC044-B10/N99 | Variable air volume C E48 | EN.EN3 Energy Sensor | [6 empty] | N99 | 0 | [10 empty] | No | No
MC044 | Faraday Building |  |  |  | MC044-B10/o1 | Alarm Route 1 | EN.EN3 Energy Sensor | [6 empty] | o1 | 0 | [10 empty] | No | No
MC044 | Faraday Building |  |  |  | MC044-B10/o2 | Alarm Route 2 | EN.EN3 Energy Sensor | [6 empty] | o2 | 0 | [10 empty] | No | No
MC044 | Faraday Building |  |  |  | MC044-B10/o3 | Alarm Route 3 | EN.EN3 Energy Sensor | [6 empty] | o3 | 0 | [10 empty] | No | No
MC044 | Faraday Building |  |  |  | MC044-B10/Q1 | Sequence Table 1 | EN.EN3 Energy Sensor | [6 empty] | Q1 | 0 | [10 empty] | No | No
MC044 | Faraday Building |  |  |  | MC044-B10/S1 | FC 38 Mode | EN.EN3 Energy Sensor | [6 empty] | S1 | 0 | [10 empty] | No | No
MC044 | Faraday Building |  |  |  | MC044-B10/N93 | Variable air volume C E42 | EN.EN3 Energy Sensor | [6 empty] | N93 | 0 | [10 empty] | No | No
MC044 | Faraday Building |  |  |  | MC044-B10/N94 | Variable air volume C E43 | EN.EN3 Energy Sensor | [6 empty] | N94 | 0 | [10 empty] | No | No
MC044 | Faraday Building |  |  |  | MC044-B10/N95 | Variable air volume C E44 | EN.EN3 Energy Sensor | [6 empty] | N95 | 0 | [10 empty] | No | No
MC044 | Faraday Building |  |  |  | MC044-B10/N96 | Variable air volume C E45 | EN.EN3 Energy Sensor | [6 empty] | N96 | 0 | [10 empty] | No | No
MC044 | Faraday Building |  |  |  | MC044-B10/N97 | Variable air volume C E46 | EN.EN3 Energy Sensor | [6 empty] | N97 | 0 | [10 empty] | No | No
MC044 | Faraday Building |  |  |  | MC044-B10/N98 | Variable air volume C E47 | EN.EN3 Energy Sensor | [6 empty] | N98 | 0 | [10 empty] | No | No
MC044 | Faraday Building |  |  |  | MC044-B10/N88 | Variable air volume C E43 | EN.EN3 Energy Sensor | [6 empty] | N88 | 0 | [10 empty] | No | No
MC044 | Faraday Building |  |  |  | MC044-B10/N89 | Variable air volume C E38 | EN.EN3 Energy Sensor | [6 empty] | N89 | 0 | [10 empty] | No | No
MC044 | Faraday Building |  |  |  | MC044-B10/N9 | Variable air volume C E39 | EN.EN3 Energy Sensor | [6 empty] | N9 | 0 | [10 empty] | No | No
MC044 | Faraday Building |  |  |  | MC044-B10/N90 | Variable air volume C E39 | EN.EN3 Energy Sensor | [6 empty] | N90 | 0 | [10 empty] | No | No
MC044 | Faraday Building |  |  |  | MC044-B10/N91 | Variable air volume C E40 | EN.EN3 Energy Sensor | [6 empty] | N91 | 0 | [10 empty] | No | No
MC044 | Faraday Building |  |  |  | MC044-B10/N92 | Variable air volume C E41 | EN.EN3 Energy Sensor | [6 empty] | N92 | 0 | [10 empty] | No | No
MC044 | Faraday Building |  |  |  | MC044-B10/N82 | Variable air volume C E43 | EN.EN3 Energy Sensor | [6 empty] | N82 | 0 | [10 empty] | No | No
MC044 | Faraday Building |  |  |  | MC044-B10/N83 | Variable air volume C E43 | EN.EN3 Energy Sensor | [6 empty] | N83 | 0 | [10 empty] | No | No
MC044 | Faraday Building |  |  |  | MC044-B10/N84 | Variable air volume C E43 | EN.EN3 Energy Sensor | [6 empty] | N84 | 0 | [10 empty] | No | No
MC044 | Faraday Building |  |  |  | MC044-B10/N85 | Variable air volume C E43 | EN.EN3 Energy Sensor | [6 empty] | N85 | 0 | [10 empty] | No | No
MC044 | Faraday Building |  |  |  | MC044-B10/N86 | Variable air volume C E43 | EN.EN3 Energy Sensor | [6 empty] | N86 | 0 | [10 empty] | No | No
MC044 | Faraday Building |  |  |  | MC044-B10/N87 | Variable air volume C E43 | EN.EN3 Energy Sensor | [6 empty] | N87 | 0 | [10 empty] | No | No
MC044 | Faraday Building |  |  |  | MC044-B10/N77 | Variable air volume C E42 | EN.EN3 Energy Sensor | [6 empty] | N77 | 0 | [10 empty] | No | No
MC044 | Faraday Building |  |  |  | MC044-B10/N78 | Variable air volume C E42 | EN.EN3 Energy Sensor | [6 empty] | N78 | 0 | [10 empty] | No | No
MC044 | Faraday Building |  |  |  | MC044-B10/N79 | Variable air volume C E42 | EN.EN3 Energy Sensor | [6 empty] | N79 | 0 | [10 empty] | No | No
MC044 | Faraday Building |  |  |  | MC044-B10/N8 | Variable air volume C E38 | EN.EN3 Energy Sensor | [6 empty] | N8 | 0 | [10 empty] | No | No
MC044 | Faraday Building |  |  |  | MC044-B10/N80 | Variable air volume C E42 | EN.EN3 Energy Sensor | [6 empty] | N80 | 0 | [10 empty] | No | No
MC044 | Faraday Building |  |  |  | MC044-B10/N81 | Variable air volume C E43 | EN.EN3 Energy Sensor | [6 empty] | N81 | 0 | [10 empty] | No | No
MC044 | Faraday Building |  |  |  | MC044-B10/N71 | Variable air volume C E56 | EN.EN3 Energy Sensor | [6 empty] | N71 | 0 | [10 empty] | No | No
MC044 | Faraday Building |  |  |  | MC044-B10/N72 | Variable air volume C E57 | EN.EN3 Energy Sensor | [6 empty] | N72 | 0 | [10 empty] | No | No
MC044 | Faraday Building |  |  |  | MC044-B10/N73 | Variable air volume C E42 | EN.EN3 Energy Sensor | [6 empty] | N73 | 0 | [10 empty] | No | No
MC044 | Faraday Building |  |  |  | MC044-B10/N74 | Variable air volume C E42 | EN.EN3 Energy Sensor | [6 empty] | N74 | 0 | [10 empty] | No | No
MC044 | Faraday Building |  |  |  | MC044-B10/N75 | Variable air volume C E42 | EN.EN3 Energy Sensor | [6 empty] | N75 | 0 | [10 empty] | No | No
MC044 | Faraday Building |  |  |  | MC044-B10/N76 | Variable air volume C E42 | EN.EN3 Energy Sensor | [6 empty] | N76 | 0 | [10 empty] | No | No
MC044 | Faraday Building |  |  |  | MC044-B10/N66 | Variable air volume C E56 | EN.EN3 Energy Sensor | [6 empty] | N66 | 0 | [10 empty] | No | No
MC044 | Faraday Building |  |  |  | MC044-B10/N67 | Variable air volume C E57 | EN.EN3 Energy Sensor | [6 empty] | N67 | 0 | [10 empty] | No | No
MC044 | Faraday Building |  |  |  | MC044-B10/N68 | Variable air volume C E53 | EN.EN3 Energy Sensor | [6 empty] | N68 | 0 | [10 empty] | No | No
MC044 | Faraday Building |  |  |  | MC044-B10/N69 | Variable air volume C E54 | EN.EN3 Energy Sensor | [6 empty] | N69 | 0 | [10 empty] | No | No
MC044 | Faraday Building |  |  |  | MC044-B10/N7 | Variable air volume C E38 | EN.EN3 Energy Sensor | [6 empty] | N7 | 0 | [10 empty] | No | No
MC044 | Faraday Building |  |  |  | MC044-B10/N70 | Variable air volume C E55 | EN.EN3 Energy Sensor | [6 empty] | N70 | 0 | [10 empty] | No | No
MC044 | Faraday Building |  |  |  | MC044-B10/N60 | Variable air volume C E50 | EN.EN3 Energy Sensor | [6 empty] | N60 | 0 | [10 empty] | No | No
MC044 | Faraday Building |  |  |  | MC044-B10/N61 | Variable air volume C E51 | EN.EN3 Energy Sensor | [6 empty] | N61 | 0 | [10 empty] | No | No
MC044 | Faraday Building |  |  |  | MC044-B10/N62 | Variable air volume C E52 | EN.EN3 Energy Sensor | [6 empty] | N62 | 0 | [10 empty] | No | No
MC044 | Faraday Building |  |  |  | MC044-B10/N63 | Variable air volume C E53 | EN.EN3 Energy Sensor | [6 empty] | N63 | 0 | [10 empty] | No | No
MC044 | Faraday Building |  |  |  | MC044-B10/N64 | Variable air volume C E54 | EN.EN3 Energy Sensor | [6 empty] | N64 | 0 | [10 empty] | No | No
MC044 | Faraday Building |  |  |  | MC044-B10/N65 | Variable air volume C E55 | EN.EN3 Energy Sensor | [6 empty] | N65 | 0 | [10 empty] | No | No
MC044 | Faraday Building |  |  |  | MC044-B10/N56 | Variable air volume C E46 | EN.EN3 Energy Sensor | [6 empty] | N56 | 0 | [10 empty] | No | No
MC044 | Faraday Building |  |  |  | MC044-B10/N57 | Variable air volume C E47 | EN.EN3 Energy Sensor | [6 empty] | N57 | 0 | [10 empty] | No | No
MC044 | Faraday Building |  |  |  | MC044-B10/N58 | Variable air volume C E48 | EN.EN3 Energy Sensor | [6 empty] | N58 | 0 | [10 empty] | No | No
MC044 | Faraday Building |  |  |  | MC044-B10/N59 | Variable air volume C E49 | EN.EN3 Energy Sensor | [6 empty] | N59 | 0 | [10 empty] | No | No
MC044 | Faraday Building |  |  |  | MC044-B10/n6 | Variable air volume C E38 | EN.EN3 Energy Sensor | [6 empty] | n6 | 0 | [10 empty] | No | No
MC044 | Faraday Building |  |  |  | MC044-B10/N50 | Variable air volume C E50 | EN.EN3 Energy Sensor | [6 empty] | N50 | 0 | [10 empty] | No | No
MC044 | Faraday Building |  |  |  | MC044-B10/N51 | Variable air volume C E51 | EN.EN3 Energy Sensor | [6 empty] | N51 | 0 | [10 empty] | No | No
MC044 | Faraday Building |  |  |  | MC044-B10/N52 | Variable air volume C E52 | EN.EN3 Energy Sensor | [6 empty] | N52 | 0 | [10 empty] | No | No
MC044 | Faraday Building |  |  |  | MC044-B10/N53 | Variable air volume C E43 | EN.EN3 Energy Sensor | [6 empty] | N53 | 0 | [10 empty] | No | No
MC044 | Faraday Building |  |  |  | MC044-B10/N54 | Variable air volume C E44 | EN.EN3 Energy Sensor | [6 empty] | N54 | 0 | [10 empty] | No | No
MC044 | Faraday Building |  |  |  | MC044-B10/N55 | Variable air volume C E45 | EN.EN3 Energy Sensor | [6 empty] | N55 | 0 | [10 empty] | No | No
MC044 | Faraday Building |  |  |  | MC044-B10/N46 | Variable air volume C E46 | EN.EN3 Energy Sensor | [6 empty] | N46 | 0 | [10 empty] | No | No
MC044 | Faraday Building |  |  |  | MC044-B10/N47 | Variable air volume C E47 | EN.EN3 Energy Sensor | [6 empty] | N47 | 0 | [10 empty] | No | No
MC044 | Faraday Building |  |  |  | MC044-B10/N48 | Variable air volume C E48 | EN.EN3 Energy Sensor | [6 empty] | N48 | 0 | [10 empty] | No | No
MC044 | Faraday Building |  |  |  | MC044-B10/N49 | Variable air volume C E49 | EN.EN3 Energy Sensor | [6 empty] | N49 | 0 | [10 empty] | No | No
MC044 | Faraday Building |  |  |  | MC044-B10/N5 | BACnet MSTP | EN.EN3 Energy Sensor | [6 empty] | N5 | 0 | [10 empty] | No | No
MC044 | Faraday Building |  |  |  | MC044-B10/N40 | Variable air volume C E40 | EN.EN3 Energy Sensor | [6 empty] | N40 | 0 | [10 empty] | No | No
MC044 | Faraday Building |  |  |  | MC044-B10/N41 | Variable air volume C E41 | EN.EN3 Energy Sensor | [6 empty] | N41 | 0 | [10 empty] | No | No
MC044 | Faraday Building |  |  |  | MC044-B10/N42 | Variable air volume C E42 | EN.EN3 Energy Sensor | [6 empty] | N42 | 0 | [10 empty] | No | No
MC044 | Faraday Building |  |  |  | MC044-B10/N43 | Variable air volume C E43 | EN.EN3 Energy Sensor | [6 empty] | N43 | 0 | [10 empty] | No | No
MC044 | Faraday Building |  |  |  | MC044-B10/N44 | Variable air volume C E44 | EN.EN3 Energy Sensor | [6 empty] | N44 | 0 | [10 empty] | No | No
MC044 | Faraday Building |  |  |  | MC044-B10/N45 | Variable air volume C E45 | EN.EN3 Energy Sensor | [6 empty] | N45 | 0 | [10 empty] | No | No
MC044 | Faraday Building |  |  |  | MC044-B10/N35 | Variable air volume C E40 | EN.EN3 Energy Sensor | [6 empty] | N35 | 0 | [10 empty] | No | No
MC044 | Faraday Building |  |  |  | MC044-B10/N36 | Variable air volume C E41 | EN.EN3 Energy Sensor | [6 empty] | N36 | 0 | [10 empty] | No | No
MC044 | Faraday Building |  |  |  | MC044-B10/N37 | Variable air volume C E42 | EN.EN3 Energy Sensor | [6 empty] | N37 | 0 | [10 empty] | No | No
MC044 | Faraday Building |  |  |  | MC044-B10/N38 | Variable air volume C E38 | EN.EN3 Energy Sensor | [6 empty] | N38 | 0 | [10 empty] | No | No
MC044 | Faraday Building |  |  |  | MC044-B10/N39 | Variable air volume C E39 | EN.EN3 Energy Sensor | [6 empty] | N39 | 0 | [10 empty] | No | No
MC044 | Faraday Building |  |  |  | MC044-B10/N4 | Variable air volume C E38 | EN.EN3 Energy Sensor | [6 empty] | N4 | 0 | [10 empty] | No | No
MC044 | Faraday Building |  |  |  | MC044-B10/n3 | Variable air volume C E38 | EN.EN3 Energy Sensor | [6 empty] | n3 | 0 | [10 empty] | No | No
MC044 | Faraday Building |  |  |  | MC044-B10/N30 | Variable air volume C E41 | EN.EN3 Energy Sensor | [6 empty] | N30 | 0 | [10 empty] | No | No
MC044 | Faraday Building |  |  |  | MC044-B10/N31 | Variable air volume C E41 | EN.EN3 Energy Sensor | [6 empty] | N31 | 0 | [10 empty] | No | No
MC044 | Faraday Building |  |  |  | MC044-B10/N32 | Variable air volume C E41 | EN.EN3 Energy Sensor | [6 empty] | N32 | 0 | [10 empty] | No | No
MC044 | Faraday Building |  |  |  | MC044-B10/N33 | Variable air volume C E38 | EN.EN3 Energy Sensor | [6 empty] | N33 | 0 | [10 empty] | No | No
MC044 | Faraday Building |  |  |  | MC044-B10/N34 | Variable air volume C E39 | EN.EN3 Energy Sensor | [6 empty] | N34 | 0 | [10 empty] | No | No
MC044 | Faraday Building |  |  |  | MC044-B10/N25 | Variable air volume C E41 | EN.EN3 Energy Sensor | [6 empty] | N25 | 0 | [10 empty] | No | No
MC044 | Faraday Building |  |  |  | MC044-B10/N26 | Variable air volume C E41 | EN.EN3 Energy Sensor | [6 empty] | N26 | 0 | [10 empty] | No | No
MC044 | Faraday Building |  |  |  | MC044-B10/N27 | Variable air volume C E41 | EN.EN3 Energy Sensor | [6 empty] | N27 | 0 | [10 empty] | No | No
MC044 | Faraday Building |  |  |  | MC044-B10/N28 | Variable air volume C E41 | EN.EN3 Energy Sensor | [6 empty] | N28 | 0 | [10 empty] | No | No
MC044 | Faraday Building |  |  |  | MC044-B10/N29 | Variable air volume C E41 | EN.EN3 Energy Sensor | [6 empty] | N29 | 0 | [10 empty] | No | No
MC044 | Faraday Building |  |  |  | MC044-B10/N218 | Variable air volume C E57 | EN.EN3 Energy Sensor | [6 empty] | N218 | 0 | [10 empty] | No | No
MC044 | Faraday Building |  |  |  | MC044-B10/N219 | Variable air volume C E57 | EN.EN3 Energy Sensor | [6 empty] | N219 | 0 | [10 empty] | No | No
MC044 | Faraday Building |  |  |  | MC044-B10/N22 | Variable air volume C E40 | EN.EN3 Energy Sensor | [6 empty] | N22 | 0 | [10 empty] | No | No
MC044 | Faraday Building |  |  |  | MC044-B10/N220 | Variable air volume C E57 | EN.EN3 Energy Sensor | [6 empty] | N220 | 0 | [10 empty] | No | No
MC044 | Faraday Building |  |  |  | MC044-B10/N23 | Variable air volume C E40 | EN.EN3 Energy Sensor | [6 empty] | N23 | 0 | [10 empty] | No | No
MC044 | Faraday Building |  |  |  | MC044-B10/N24 | Variable air volume C E40 | EN.EN3 Energy Sensor | [6 empty] | N24 | 0 | [10 empty] | No | No
MC044 | Faraday Building |  |  |  | MC044-B10/N212 | Variable air volume C E56 | EN.EN3 Energy Sensor | [6 empty] | N212 | 0 | [10 empty] | No | No
MC044 | Faraday Building |  |  |  | MC044-B10/N213 | Variable air volume C E57 | EN.EN3 Energy Sensor | [6 empty] | N213 | 0 | [10 empty] | No | No
MC044 | Faraday Building |  |  |  | MC044-B10/N214 | Variable air volume C E57 | EN.EN3 Energy Sensor | [6 empty] | N214 | 0 | [10 empty] | No | No
MC044 | Faraday Building |  |  |  | MC044-B10/N215 | Variable air volume C E57 | EN.EN3 Energy Sensor | [6 empty] | N215 | 0 | [10 empty] | No | No
MC044 | Faraday Building |  |  |  | MC044-B10/N216 | Variable air volume C E57 | EN.EN3 Energy Sensor | [6 empty] | N216 | 0 | [10 empty] | No | No
MC044 | Faraday Building |  |  |  | MC044-B10/N217 | Variable air volume C E57 | EN.EN3 Energy Sensor | [6 empty] | N217 | 0 | [10 empty] | No | No
MC044 | Faraday Building |  |  |  | MC044-B10/N207 | Variable air volume C E56 | EN.EN3 Energy Sensor | [6 empty] | N207 | 0 | [10 empty] | No | No
MC044 | Faraday Building |  |  |  | MC044-B10/N208 | Variable air volume C E56 | EN.EN3 Energy Sensor | [6 empty] | N208 | 0 | [10 empty] | No | No
MC044 | Faraday Building |  |  |  | MC044-B10/N209 | Variable air volume C E56 | EN.EN3 Energy Sensor | [6 empty] | N209 | 0 | [10 empty] | No | No
MC044 | Faraday Building |  |  |  | MC044-B10/N21 | Variable air volume C E40 | EN.EN3 Energy Sensor | [6 empty] | N21 | 0 | [10 empty] | No | No
MC044 | Faraday Building |  |  |  | MC044-B10/N210 | Variable air volume C E56 | EN.EN3 Energy Sensor | [6 empty] | N210 | 0 | [10 empty] | No | No
MC044 | Faraday Building |  |  |  | MC044-B10/N211 | Variable air volume C E56 | EN.EN3 Energy Sensor | [6 empty] | N211 | 0 | [10 empty] | No | No
MC044 | Faraday Building |  |  |  | MC044-B10/N201 | Variable air volume C E55 | EN.EN3 Energy Sensor | [6 empty] | N201 | 0 | [10 empty] | No | No
MC044 | Faraday Building |  |  |  | MC044-B10/N202 | Variable air volume C E55 | EN.EN3 Energy Sensor | [6 empty] | N202 | 0 | [10 empty] | No | No
MC044 | Faraday Building |  |  |  | MC044-B10/N203 | Variable air volume C E55 | EN.EN3 Energy Sensor | [6 empty] | N203 | 0 | [10 empty] | No | No
MC044 | Faraday Building |  |  |  | MC044-B10/N204 | Variable air volume C E55 | EN.EN3 Energy Sensor | [6 empty] | N204 | 0 | [10 empty] | No | No
MC044 | Faraday Building |  |  |  | MC044-B10/N205 | Variable air volume C E56 | EN.EN3 Energy Sensor | [6 empty] | N205 | 0 | [10 empty] | No | No
MC044 | Faraday Building |  |  |  | MC044-B10/N206 | Variable air volume C E56 | EN.EN3 Energy Sensor | [6 empty] | N206 | 0 | [10 empty] | No | No
MC044 | Faraday Building |  |  |  | MC044-B10/N198 | Variable air volume C E55 | EN.EN3 Energy Sensor | [6 empty] | N198 | 0 | [10 empty] | No | No
MC044 | Faraday Building |  |  |  | MC044-B10/N199 | Variable air volume C E55 | EN.EN3 Energy Sensor | [6 empty] | N199 | 0 | [10 empty] | No | No
MC044 | Faraday Building |  |  |  | MC044-B10/N2 | Network 2 | EN.EN3 Energy Sensor | [6 empty] | N2 | 0 | [10 empty] | No | No
MC044 | Faraday Building |  |  |  | MC044-B10/N20 | Variable air volume C E40 | EN.EN3 Energy Sensor | [6 empty] | N20 | 0 | [10 empty] | No | No
MC044 | Faraday Building |  |  |  | MC044-B10/N200 | Variable air volume C E55 | EN.EN3 Energy Sensor | [6 empty] | N200 | 0 | [10 empty] | No | No
MC044 | Faraday Building |  |  |  | MC044-B10/N192 | Variable air volume C E54 | EN.EN3 Energy Sensor | [6 empty] | N192 | 0 | [10 empty] | No | No
MC044 | Faraday Building |  |  |  | MC044-B10/N193 | Variable air volume C E54 | EN.EN3 Energy Sensor | [6 empty] | N193 | 0 | [10 empty] | No | No
MC044 | Faraday Building |  |  |  | MC044-B10/N194 | Variable air volume C E54 | EN.EN3 Energy Sensor | [6 empty] | N194 | 0 | [10 empty] | No | No
MC044 | Faraday Building |  |  |  | MC044-B10/N195 | Variable air volume C E54 | EN.EN3 Energy Sensor | [6 empty] | N195 | 0 | [10 empty] | No | No
MC044 | Faraday Building |  |  |  | MC044-B10/N196 | Variable air volume C E54 | EN.EN3 Energy Sensor | [6 empty] | N196 | 0 | [10 empty] | No | No
MC044 | Faraday Building |  |  |  | MC044-B10/N197 | Variable air volume C E55 | EN.EN3 Energy Sensor | [6 empty] | N197 | 0 | [10 empty] | No | No
MC044 | Faraday Building |  |  |  | MC044-B10/N187 | Variable air volume C E53 | EN.EN3 Energy Sensor | [6 empty] | N187 | 0 | [10 empty] | No | No
MC044 | Faraday Building |  |  |  | MC044-B10/N188 | Variable air volume C E53 | EN.EN3 Energy Sensor | [6 empty] | N188 | 0 | [10 empty] | No | No
MC044 | Faraday Building |  |  |  | MC044-B10/N189 | Variable air volume C E54 | EN.EN3 Energy Sensor | [6 empty] | N189 | 0 | [10 empty] | No | No
MC044 | Faraday Building |  |  |  | MC044-B10/N19 | Variable air volume C E40 | EN.EN3 Energy Sensor | [6 empty] | N19 | 0 | [10 empty] | No | No
MC044 | Faraday Building |  |  |  | MC044-B10/N190 | Variable air volume C E54 | EN.EN3 Energy Sensor | [6 empty] | N190 | 0 | [10 empty] | No | No
MC044 | Faraday Building |  |  |  | MC044-B10/N191 | Variable air volume C E54 | EN.EN3 Energy Sensor | [6 empty] | N191 | 0 | [10 empty] | No | No
MC044 | Faraday Building |  |  |  | MC044-B10/N181 | Variable air volume C E53 | EN.EN3 Energy Sensor | [6 empty] | N181 | 0 | [10 empty] | No | No
MC044 | Faraday Building |  |  |  | MC044-B10/N182 | Variable air volume C E53 | EN.EN3 Energy Sensor | [6 empty] | N182 | 0 | [10 empty] | No | No
MC044 | Faraday Building |  |  |  | MC044-B10/N183 | Variable air volume C E53 | EN.EN3 Energy Sensor | [6 empty] | N183 | 0 | [10 empty] | No | No
MC044 | Faraday Building |  |  |  | MC044-B10/N184 | Variable air volume C E53 | EN.EN3 Energy Sensor | [6 empty] | N184 | 0 | [10 empty] | No | No
MC044 | Faraday Building |  |  |  | MC044-B10/N185 | Variable air volume C E53 | EN.EN3 Energy Sensor | [6 empty] | N185 | 0 | [10 empty] | No | No
MC044 | Faraday Building |  |  |  | MC044-B10/N186 | Variable air volume C E53 | EN.EN3 Energy Sensor | [6 empty] | N186 | 0 | [10 empty] | No | No
MC044 | Faraday Building |  |  |  | MC044-B10/N176 | Variable air volume C E52 | EN.EN3 Energy Sensor | [6 empty] | N176 | 0 | [10 empty] | No | No
MC044 | Faraday Building |  |  |  | MC044-B10/N177 | Variable air volume C E52 | EN.EN3 Energy Sensor | [6 empty] | N177 | 0 | [10 empty] | No | No
MC044 | Faraday Building |  |  |  | MC044-B10/N178 | Variable air volume C E52 | EN.EN3 Energy Sensor | [6 empty] | N178 | 0 | [10 empty] | No | No
MC044 | Faraday Building |  |  |  | MC044-B10/N179 | Variable air volume C E52 | EN.EN3 Energy Sensor | [6 empty] | N179 | 0 | [10 empty] | No | No
MC044 | Faraday Building |  |  |  | MC044-B10/N18 | Variable air volume C E40 | EN.EN3 Energy Sensor | [6 empty] | N18 | 0 | [10 empty] | No | No
MC044 | Faraday Building |  |  |  | MC044-B10/N180 | Variable air volume C E52 | EN.EN3 Energy Sensor | [6 empty] | N180 | 0 | [10 empty] | No | No
MC044 | Faraday Building |  |  |  | MC044-B10/N170 | Variable air volume C E51 | EN.EN3 Energy Sensor | [6 empty] | N170 | 0 | [10 empty] | No | No
MC044 | Faraday Building |  |  |  | MC044-B10/N171 | Variable air volume C E51 | EN.EN3 Energy Sensor | [6 empty] | N171 | 0 | [10 empty] | No | No
MC044 | Faraday Building |  |  |  | MC044-B10/N172 | Variable air volume C E51 | EN.EN3 Energy Sensor | [6 empty] | N172 | 0 | [10 empty] | No | No
MC044 | Faraday Building |  |  |  | MC044-B10/N173 | Variable air volume C E52 | EN.EN3 Energy Sensor | [6 empty] | N173 | 0 | [10 empty] | No | No
MC044 | Faraday Building |  |  |  | MC044-B10/N174 | Variable air volume C E52 | EN.EN3 Energy Sensor | [6 empty] | N174 | 0 | [10 empty] | No | No
MC044 | Faraday Building |  |  |  | MC044-B10/N175 | Variable air volume C E52 | EN.EN3 Energy Sensor | [6 empty] | N175 | 0 | [10 empty] | No | No
MC044 | Faraday Building |  |  |  | MC044-B10/N165 | Variable air volume C E51 | EN.EN3 Energy Sensor | [6 empty] | N165 | 0 | [10 empty] | No | No
MC044 | Faraday Building |  |  |  | MC044-B10/N166 | Variable air volume C E51 | EN.EN3 Energy Sensor | [6 empty] | N166 | 0 | [10 empty] | No | No
MC044 | Faraday Building |  |  |  | MC044-B10/N167 | Variable air volume C E51 | EN.EN3 Energy Sensor | [6 empty] | N167 | 0 | [10 empty] | No | No
MC044 | Faraday Building |  |  |  | MC044-B10/N168 | Variable air volume C E51 | EN.EN3 Energy Sensor | [6 empty] | N168 | 0 | [10 empty] | No | No
MC044 | Faraday Building |  |  |  | MC044-B10/N169 | Variable air volume C E51 | EN.EN3 Energy Sensor | [6 empty] | N169 | 0 | [10 empty] | No | No
MC044 | Faraday Building |  |  |  | MC044-B10/N17 | Variable air volume C E40 | EN.EN3 Energy Sensor | [6 empty] | N17 | 0 | [10 empty] | No | No
MC044 | Faraday Building |  |  |  | MC044-B10/N16 | Variable air volume C E39 | EN.EN3 Energy Sensor | [6 empty] | N16 | 0 | [10 empty] | No | No
MC044 | Faraday Building |  |  |  | MC044-B10/N160 | Variable air volume C E50 | EN.EN3 Energy Sensor | [6 empty] | N160 | 0 | [10 empty] | No | No
MC044 | Faraday Building |  |  |  | MC044-B10/N161 | Variable air volume C E50 | EN.EN3 Energy Sensor | [6 empty] | N161 | 0 | [10 empty] | No | No
MC044 | Faraday Building |  |  |  | MC044-B10/N162 | Variable air volume C E50 | EN.EN3 Energy Sensor | [6 empty] | N162 | 0 | [10 empty] | No | No
MC044 | Faraday Building |  |  |  | MC044-B10/N163 | Variable air volume C E50 | EN.EN3 Energy Sensor | [6 empty] | N163 | 0 | [10 empty] | No | No
MC044 | Faraday Building |  |  |  | MC044-B10/N164 | Variable air volume C E50 | EN.EN3 Energy Sensor | [6 empty] | N164 | 0 | [10 empty] | No | No
MC044 | Faraday Building |  |  |  | MC044-B10/N154 | Variable air volume C E49 | EN.EN3 Energy Sensor | [6 empty] | N154 | 0 | [10 empty] | No | No
MC044 | Faraday Building |  |  |  | MC044-B10/N155 | Variable air volume C E49 | EN.EN3 Energy Sensor | [6 empty] | N155 | 0 | [10 empty] | No | No
MC044 | Faraday Building |  |  |  | MC044-B10/N156 | Variable air volume C E49 | EN.EN3 Energy Sensor | [6 empty] | N156 | 0 | [10 empty] | No | No
MC044 | Faraday Building |  |  |  | MC044-B10/N157 | Variable air volume C E50 | EN.EN3 Energy Sensor | [6 empty] | N157 | 0 | [10 empty] | No | No
MC044 | Faraday Building |  |  |  | MC044-B10/N158 | Variable air volume C E50 | EN.EN3 Energy Sensor | [6 empty] | N158 | 0 | [10 empty] | No | No
MC044 | Faraday Building |  |  |  | MC044-B10/N159 | Variable air volume C E50 | EN.EN3 Energy Sensor | [6 empty] | N159 | 0 | [10 empty] | No | No
MC044 | Faraday Building |  |  |  | MC044-B10/N149 | Variable air volume C E49 | EN.EN3 Energy Sensor | [6 empty] | N149 | 0 | [10 empty] | No | No
MC044 | Faraday Building |  |  |  | MC044-B10/N15 | Variable air volume C E39 | EN.EN3 Energy Sensor | [6 empty] | N15 | 0 | [10 empty] | No | No
MC044 | Faraday Building |  |  |  | MC044-B10/N150 | Variable air volume C E49 | EN.EN3 Energy Sensor | [6 empty] | N150 | 0 | [10 empty] | No | No
MC044 | Faraday Building |  |  |  | MC044-B10/N151 | Variable air volume C E49 | EN.EN3 Energy Sensor | [6 empty] | N151 | 0 | [10 empty] | No | No
MC044 | Faraday Building |  |  |  | MC044-B10/N152 | Variable air volume C E49 | EN.EN3 Energy Sensor | [6 empty] | N152 | 0 | [10 empty] | No | No
MC044 | Faraday Building |  |  |  | MC044-B10/N153 | Variable air volume C E49 | EN.EN3 Energy Sensor | [6 empty] | N153 | 0 | [10 empty] | No | No
MC044 | Faraday Building |  |  |  | MC044-B10/N143 | Variable air volume C E48 | EN.EN3 Energy Sensor | [6 empty] | N143 | 0 | [10 empty] | No | No
MC044 | Faraday Building |  |  |  | MC044-B10/N144 | Variable air volume C E48 | EN.EN3 Energy Sensor | [6 empty] | N144 | 0 | [10 empty] | No | No
MC044 | Faraday Building |  |  |  | MC044-B10/N145 | Variable air volume C E48 | EN.EN3 Energy Sensor | [6 empty] | N145 | 0 | [10 empty] | No | No
MC044 | Faraday Building |  |  |  | MC044-B10/N146 | Variable air volume C E48 | EN.EN3 Energy Sensor | [6 empty] | N146 | 0 | [10 empty] | No | No
MC044 | Faraday Building |  |  |  | MC044-B10/N147 | Variable air volume C E48 | EN.EN3 Energy Sensor | [6 empty] | N147 | 0 | [10 empty] | No | No
MC044 | Faraday Building |  |  |  | MC044-B10/N148 | Variable air volume C E48 | EN.EN3 Energy Sensor | [6 empty] | N148 | 0 | [10 empty] | No | No
MC044 | Faraday Building |  |  |  | MC044-B10/N138 | Variable air volume C E47 | EN.EN3 Energy Sensor | [6 empty] | N138 | 0 | [10 empty] | No | No
MC044 | Faraday Building |  |  |  | MC044-B10/N139 | Variable air volume C E47 | EN.EN3 Energy Sensor | [6 empty] | N139 | 0 | [10 empty] | No | No
MC044 | Faraday Building |  |  |  | MC044-B10/N14 | Variable air volume C E39 | EN.EN3 Energy Sensor | [6 empty] | N14 | 0 | [10 empty] | No | No
MC044 | Faraday Building |  |  |  | MC044-B10/N140 | Variable air volume C E47 | EN.EN3 Energy Sensor | [6 empty] | N140 | 0 | [10 empty] | No | No
MC044 | Faraday Building |  |  |  | MC044-B10/N141 | Variable air volume C E48 | EN.EN3 Energy Sensor | [6 empty] | N141 | 0 | [10 empty] | No | No
MC044 | Faraday Building |  |  |  | MC044-B10/N142 | Variable air volume C E48 | EN.EN3 Energy Sensor | [6 empty] | N142 | 0 | [10 empty] | No | No
MC044 | Faraday Building |  |  |  | MC044-B10/N132 | Variable air volume C E46 | EN.EN3 Energy Sensor | [6 empty] | N132 | 0 | [10 empty] | No | No
MC044 | Faraday Building |  |  |  | MC044-B10/N133 | Variable air volume C E47 | EN.EN3 Energy Sensor | [6 empty] | N133 | 0 | [10 empty] | No | No
MC044 | Faraday Building |  |  |  | MC044-B10/N134 | Variable air volume C E47 | EN.EN3 Energy Sensor | [6 empty] | N134 | 0 | [10 empty] | No | No
MC044 | Faraday Building |  |  |  | MC044-B10/N135 | Variable air volume C E47 | EN.EN3 Energy Sensor | [6 empty] | N135 | 0 | [10 empty] | No | No
MC044 | Faraday Building |  |  |  | MC044-B10/N136 | Variable air volume C E47 | EN.EN3 Energy Sensor | [6 empty] | N136 | 0 | [10 empty] | No | No
MC044 | Faraday Building |  |  |  | MC044-B10/N137 | Variable air volume C E47 | EN.EN3 Energy Sensor | [6 empty] | N137 | 0 | [10 empty] | No | No
MC044 | Faraday Building |  |  |  | MC044-B10/N127 | Variable air volume C E46 | EN.EN3 Energy Sensor | [6 empty] | N127 | 0 | [10 empty] | No | No
MC044 | Faraday Building |  |  |  | MC044-B10/N128 | Variable air volume C E46 | EN.EN3 Energy Sensor | [6 empty] | N128 | 0 | [10 empty] | No | No
MC044 | Faraday Building |  |  |  | MC044-B10/N129 | Variable air volume C E46 | EN.EN3 Energy Sensor | [6 empty] | N129 | 0 | [10 empty] | No | No
MC044 | Faraday Building |  |  |  | MC044-B10/N13 | Variable air volume C E39 | EN.EN3 Energy Sensor | [6 empty] | N13 | 0 | [10 empty] | No | No
MC044 | Faraday Building |  |  |  | MC044-B10/N130 | Variable air volume C E46 | EN.EN3 Energy Sensor | [6 empty] | N130 | 0 | [10 empty] | No | No
MC044 | Faraday Building |  |  |  | MC044-B10/N131 | Variable air volume C E46 | EN.EN3 Energy Sensor | [6 empty] | N131 | 0 | [10 empty] | No | No
MC044 | Faraday Building |  |  |  | MC044-B10/N121 | Variable air volume C E45 | EN.EN3 Energy Sensor | [6 empty] | N121 | 0 | [10 empty] | No | No
MC044 | Faraday Building |  |  |  | MC044-B10/N122 | Variable air volume C E45 | EN.EN3 Energy Sensor | [6 empty] | N122 | 0 | [10 empty] | No | No
MC044 | Faraday Building |  |  |  | MC044-B10/N123 | Variable air volume C E45 | EN.EN3 Energy Sensor | [6 empty] | N123 | 0 | [10 empty] | No | No
MC044 | Faraday Building |  |  |  | MC044-B10/N124 | Variable air volume C E45 | EN.EN3 Energy Sensor | [6 empty] | N124 | 0 | [10 empty] | No | No
MC044 | Faraday Building |  |  |  | MC044-B10/N125 | Variable air volume C E46 | EN.EN3 Energy Sensor | [6 empty] | N125 | 0 | [10 empty] | No | No
MC044 | Faraday Building |  |  |  | MC044-B10/N126 | Variable air volume C E46 | EN.EN3 Energy Sensor | [6 empty] | N126 | 0 | [10 empty] | No | No
MC044 | Faraday Building |  |  |  | MC044-B10/N116 | Variable air volume C E44 | EN.EN3 Energy Sensor | [6 empty] | N116 | 0 | [10 empty] | No | No
MC044 | Faraday Building |  |  |  | MC044-B10/N117 | Variable air volume C E45 | EN.EN3 Energy Sensor | [6 empty] | N117 | 0 | [10 empty] | No | No
MC044 | Faraday Building |  |  |  | MC044-B10/N118 | Variable air volume C E45 | EN.EN3 Energy Sensor | [6 empty] | N118 | 0 | [10 empty] | No | No
MC044 | Faraday Building |  |  |  | MC044-B10/N119 | Variable air volume C E45 | EN.EN3 Energy Sensor | [6 empty] | N119 | 0 | [10 empty] | No | No
MC044 | Faraday Building |  |  |  | MC044-B10/N12 | Variable air volume C E39 | EN.EN3 Energy Sensor | [6 empty] | N12 | 0 | [10 empty] | No | No
MC044 | Faraday Building |  |  |  | MC044-B10/N120 | Variable air volume C E45 | EN.EN3 Energy Sensor | [6 empty] | N120 | 0 | [10 empty] | No | No
MC044 | Faraday Building |  |  |  | MC044-B10/N110 | Variable air volume C E44 | EN.EN3 Energy Sensor | [6 empty] | N110 | 0 | [10 empty] | No | No
MC044 | Faraday Building |  |  |  | MC044-B10/N111 | Variable air volume C E44 | EN.EN3 Energy Sensor | [6 empty] | N111 | 0 | [10 empty] | No | No
MC044 | Faraday Building |  |  |  | MC044-B10/N112 | Variable air volume C E44 | EN.EN3 Energy Sensor | [6 empty] | N112 | 0 | [10 empty] | No | No
MC044 | Faraday Building |  |  |  | MC044-B10/N113 | Variable air volume C E44 | EN.EN3 Energy Sensor | [6 empty] | N113 | 0 | [10 empty] | No | No
MC044 | Faraday Building |  |  |  | MC044-B10/N114 | Variable air volume C E44 | EN.EN3 Energy Sensor | [6 empty] | N114 | 0 | [10 empty] | No | No
MC044 | Faraday Building |  |  |  | MC044-B10/N115 | Variable air volume C E44 | EN.EN3 Energy Sensor | [6 empty] | N115 | 0 | [10 empty] | No | No
MC044 | Faraday Building |  |  |  | MC044-B10/N105 | Variable air volume C E54 | EN.EN3 Energy Sensor | [6 empty] | N105 | 0 | [10 empty] | No | No
MC044 | Faraday Building |  |  |  | MC044-B10/N106 | Variable air volume C E55 | EN.EN3 Energy Sensor | [6 empty] | N106 | 0 | [10 empty] | No | No
MC044 | Faraday Building |  |  |  | MC044-B10/N107 | Variable air volume C E56 | EN.EN3 Energy Sensor | [6 empty] | N107 | 0 | [10 empty] | No | No
MC044 | Faraday Building |  |  |  | MC044-B10/N108 | Variable air volume C E57 | EN.EN3 Energy Sensor | [6 empty] | N108 | 0 | [10 empty] | No | No
MC044 | Faraday Building |  |  |  | MC044-B10/N109 | Variable air volume C E44 | EN.EN3 Energy Sensor | [6 empty] | N109 | 0 | [10 empty] | No | No
MC044 | Faraday Building |  |  |  | MC044-B10/N11 | Variable air volume C E39 | EN.EN3 Energy Sensor | [6 empty] | N11 | 0 | [10 empty] | No | No
MC044 | Faraday Building |  |  |  | MC044-B10/N10 | Variable air volume C E39 | EN.EN3 Energy Sensor | [6 empty] | N10 | 0 | [10 empty] | No | No
MC044 | Faraday Building |  |  |  | MC044-B10/N100 | Variable air volume C E49 | EN.EN3 Energy Sensor | [6 empty] | N100 | 0 | [10 empty] | No | No
MC044 | Faraday Building |  |  |  | MC044-B10/N101 | Variable air volume C E50 | EN.EN3 Energy Sensor | [6 empty] | N101 | 0 | [10 empty] | No | No
MC044 | Faraday Building |  |  |  | MC044-B10/N102 | Variable air volume C E51 | EN.EN3 Energy Sensor | [6 empty] | N102 | 0 | [10 empty] | No | No
MC044 | Faraday Building |  |  |  | MC044-B10/N103 | Variable air volume C E52 | EN.EN3 Energy Sensor | [6 empty] | N103 | 0 | [10 empty] | No | No
MC044 | Faraday Building |  |  |  | MC044-B10/N104 | Variable air volume C E53 | EN.EN3 Energy Sensor | [6 empty] | N104 | 0 | [10 empty] | No | No
MC044 | Faraday Building |  |  |  | MC044-B10/I96 | FC 57 Mode On-Off | EN.EN3 Energy Sensor | [6 empty] | I96 | 0 | [10 empty] | No | No
MC044 | Faraday Building |  |  |  | MC044-B10/I97 | FC 57 Mode Normal-Reduced | EN.EN3 Energy Sensor | [6 empty] | I97 | 0 | [10 empty] | No | No
MC044 | Faraday Building |  |  |  | MC044-B10/I98 | FC 57 Mode Normal-Vmax | EN.EN3 Energy Sensor | [6 empty] | I98 | 0 | [10 empty] | No | No
MC044 | Faraday Building |  |  |  | MC044-B10/I99 | FC 57 Fault | EN.EN3 Energy Sensor | [6 empty] | I99 | 0 | [10 empty] | No | No
MC044 | Faraday Building |  |  |  | MC044-B10/N1 | TREND_0C_B1_A3 | EN.EN3 Energy Sensor | [6 empty] | N1 | 0 | [10 empty] | No | No
MC044 | Faraday Building |  |  |  | MC044-B10/I89 | FC 55 Fault | EN.EN3 Energy Sensor | [6 empty] | I89 | 0 | [10 empty] | No | No
MC044 | Faraday Building |  |  |  | MC044-B10/I9 | FC 39 Fault | EN.EN3 Energy Sensor | [6 empty] | I9 | 0 | [10 empty] | No | No
MC044 | Faraday Building |  |  |  | MC044-B10/I91 | FC 56 Mode On-Off | EN.EN3 Energy Sensor | [6 empty] | I91 | 0 | [10 empty] | No | No
MC044 | Faraday Building |  |  |  | MC044-B10/I92 | FC 56 Mode Normal-Reduced | EN.EN3 Energy Sensor | [6 empty] | I92 | 0 | [10 empty] | No | No
MC044 | Faraday Building |  |  |  | MC044-B10/I93 | FC 56 Mode Normal-Vmax | EN.EN3 Energy Sensor | [6 empty] | I93 | 0 | [10 empty] | No | No
MC044 | Faraday Building |  |  |  | MC044-B10/I94 | FC 56 Fault | EN.EN3 Energy Sensor | [6 empty] | I94 | 0 | [10 empty] | No | No
MC044 | Faraday Building |  |  |  | MC044-B10/I82 | FC 54 Mode Normal-Reduced | EN.EN3 Energy Sensor | [6 empty] | I82 | 0 | [10 empty] | No | No
MC044 | Faraday Building |  |  |  | MC044-B10/I83 | FC 54 Mode Normal-Vmax | EN.EN3 Energy Sensor | [6 empty] | I83 | 0 | [10 empty] | No | No
MC044 | Faraday Building |  |  |  | MC044-B10/I84 | FC 54 Fault | EN.EN3 Energy Sensor | [6 empty] | I84 | 0 | [10 empty] | No | No
MC044 | Faraday Building |  |  |  | MC044-B10/I86 | FC 55 Mode On-Off | EN.EN3 Energy Sensor | [6 empty] | I86 | 0 | [10 empty] | No | No
MC044 | Faraday Building |  |  |  | MC044-B10/I87 | FC 55 Mode Normal-Reduced | EN.EN3 Energy Sensor | [6 empty] | I87 | 0 | [10 empty] | No | No
MC044 | Faraday Building |  |  |  | MC044-B10/I88 | FC 55 Mode Normal-Vmax | EN.EN3 Energy Sensor | [6 empty] | I88 | 0 | [10 empty] | No | No
MC044 | Faraday Building |  |  |  | MC044-B10/I76 | FC 53 Mode On-Off | EN.EN3 Energy Sensor | [6 empty] | I76 | 0 | [10 empty] | No | No
MC044 | Faraday Building |  |  |  | MC044-B10/I77 | FC 53 Mode Normal-Reduced | EN.EN3 Energy Sensor | [6 empty] | I77 | 0 | [10 empty] | No | No
MC044 | Faraday Building |  |  |  | MC044-B10/I78 | FC 53 Mode Normal-Vmax | EN.EN3 Energy Sensor | [6 empty] | I78 | 0 | [10 empty] | No | No
MC044 | Faraday Building |  |  |  | MC044-B10/I79 | FC 53 Fault | EN.EN3 Energy Sensor | [6 empty] | I79 | 0 | [10 empty] | No | No
MC044 | Faraday Building |  |  |  | MC044-B10/I8 | FC 39 Mode Normal-Vmax | EN.EN3 Energy Sensor | [6 empty] | I8 | 0 | [10 empty] | No | No
MC044 | Faraday Building |  |  |  | MC044-B10/I81 | FC 54 Mode On-Off | EN.EN3 Energy Sensor | [6 empty] | I81 | 0 | [10 empty] | No | No
MC044 | Faraday Building |  |  |  | MC044-B10/I69 | FC 51 Fault | EN.EN3 Energy Sensor | [6 empty] | I69 | 0 | [10 empty] | No | No
MC044 | Faraday Building |  |  |  | MC044-B10/I7 | FC 39 Mode Normal-Reduced | EN.EN3 Energy Sensor | [6 empty] | I7 | 0 | [10 empty] | No | No
MC044 | Faraday Building |  |  |  | MC044-B10/I71 | FC 52 Mode On-Off | EN.EN3 Energy Sensor | [6 empty] | I71 | 0 | [10 empty] | No | No
MC044 | Faraday Building |  |  |  | MC044-B10/I72 | FC 52 Mode Normal-Reduced | EN.EN3 Energy Sensor | [6 empty] | I72 | 0 | [10 empty] | No | No
MC044 | Faraday Building |  |  |  | MC044-B10/I73 | FC 52 Mode Normal-Vmax | EN.EN3 Energy Sensor | [6 empty] | I73 | 0 | [10 empty] | No | No
MC044 | Faraday Building |  |  |  | MC044-B10/I74 | FC 52 Fault | EN.EN3 Energy Sensor | [6 empty] | I74 | 0 | [10 empty] | No | No
MC044 | Faraday Building |  |  |  | MC044-B10/I62 | FC 50 Mode Normal-Reduced | EN.EN3 Energy Sensor | [6 empty] | I62 | 0 | [10 empty] | No | No
MC044 | Faraday Building |  |  |  | MC044-B10/I63 | FC 50 Mode Normal-Vmax | EN.EN3 Energy Sensor | [6 empty] | I63 | 0 | [10 empty] | No | No
MC044 | Faraday Building |  |  |  | MC044-B10/I64 | FC 50 Fault | EN.EN3 Energy Sensor | [6 empty] | I64 | 0 | [10 empty] | No | No
MC044 | Faraday Building |  |  |  | MC044-B10/I66 | FC 51 Mode On-Off | EN.EN3 Energy Sensor | [6 empty] | I66 | 0 | [10 empty] | No | No
MC044 | Faraday Building |  |  |  | MC044-B10/I67 | FC 51 Mode Normal-Reduced | EN.EN3 Energy Sensor | [6 empty] | I67 | 0 | [10 empty] | No | No
MC044 | Faraday Building |  |  |  | MC044-B10/I68 | FC 51 Mode Normal-Vmax | EN.EN3 Energy Sensor | [6 empty] | I68 | 0 | [10 empty] | No | No
MC044 | Faraday Building |  |  |  | MC044-B10/I56 | FC 49 Mode On-Off | EN.EN3 Energy Sensor | [6 empty] | I56 | 0 | [10 empty] | No | No
MC044 | Faraday Building |  |  |  | MC044-B10/I57 | FC 49 Mode Normal-Reduced | EN.EN3 Energy Sensor | [6 empty] | I57 | 0 | [10 empty] | No | No
MC044 | Faraday Building |  |  |  | MC044-B10/I58 | FC 49 Mode Normal-Vmax | EN.EN3 Energy Sensor | [6 empty] | I58 | 0 | [10 empty] | No | No
MC044 | Faraday Building |  |  |  | MC044-B10/I59 | FC 49 Fault | EN.EN3 Energy Sensor | [6 empty] | I59 | 0 | [10 empty] | No | No
MC044 | Faraday Building |  |  |  | MC044-B10/I6 | FC 39 Mode On-Off | EN.EN3 Energy Sensor | [6 empty] | I6 | 0 | [10 empty] | No | No
MC044 | Faraday Building |  |  |  | MC044-B10/I61 | FC 50 Mode On-Off | EN.EN3 Energy Sensor | [6 empty] | I61 | 0 | [10 empty] | No | No
MC044 | Faraday Building |  |  |  | MC044-B10/I48 | FC 47 Mode Normal-Vmax | EN.EN3 Energy Sensor | [6 empty] | I48 | 0 | [10 empty] | No | No
MC044 | Faraday Building |  |  |  | MC044-B10/I49 | FC 47 Fault | EN.EN3 Energy Sensor | [6 empty] | I49 | 0 | [10 empty] | No | No
MC044 | Faraday Building |  |  |  | MC044-B10/I51 | FC 48 Mode On-Off | EN.EN3 Energy Sensor | [6 empty] | I51 | 0 | [10 empty] | No | No
MC044 | Faraday Building |  |  |  | MC044-B10/I52 | FC 48 Mode Normal-Reduced | EN.EN3 Energy Sensor | [6 empty] | I52 | 0 | [10 empty] | No | No
MC044 | Faraday Building |  |  |  | MC044-B10/I53 | FC 48 Mode Normal-Vmax | EN.EN3 Energy Sensor | [6 empty] | I53 | 0 | [10 empty] | No | No
MC044 | Faraday Building |  |  |  | MC044-B10/I54 | FC 48 Fault | EN.EN3 Energy Sensor | [6 empty] | I54 | 0 | [10 empty] | No | No
MC044 | Faraday Building |  |  |  | MC044-B10/I41 | FC 46 Mode On-Off | EN.EN3 Energy Sensor | [6 empty] | I41 | 0 | [10 empty] | No | No
MC044 | Faraday Building |  |  |  | MC044-B10/I42 | FC 46 Mode Normal-Reduced | EN.EN3 Energy Sensor | [6 empty] | I42 | 0 | [10 empty] | No | No
MC044 | Faraday Building |  |  |  | MC044-B10/I43 | FC 46 Mode Normal-Vmax | EN.EN3 Energy Sensor | [6 empty] | I43 | 0 | [10 empty] | No | No
MC044 | Faraday Building |  |  |  | MC044-B10/I44 | FC 46 Fault | EN.EN3 Energy Sensor | [6 empty] | I44 | 0 | [10 empty] | No | No
MC044 | Faraday Building |  |  |  | MC044-B10/I46 | FC 47 Mode On-Off | EN.EN3 Energy Sensor | [6 empty] | I46 | 0 | [10 empty] | No | No
MC044 | Faraday Building |  |  |  | MC044-B10/I47 | FC 47 Mode Normal-Reduced | EN.EN3 Energy Sensor | [6 empty] | I47 | 0 | [10 empty] | No | No
MC044 | Faraday Building |  |  |  | MC044-B10/I34 | FC 44 Fault | EN.EN3 Energy Sensor | [6 empty] | I34 | 0 | [10 empty] | No | No
MC044 | Faraday Building |  |  |  | MC044-B10/I36 | FC 45 Mode On-Off | EN.EN3 Energy Sensor | [6 empty] | I36 | 0 | [10 empty] | No | No
MC044 | Faraday Building |  |  |  | MC044-B10/I37 | FC 45 Mode Normal-Reduced | EN.EN3 Energy Sensor | [6 empty] | I37 | 0 | [10 empty] | No | No
MC044 | Faraday Building |  |  |  | MC044-B10/I38 | FC 45 Mode Normal-Vmax | EN.EN3 Energy Sensor | [6 empty] | I38 | 0 | [10 empty] | No | No
MC044 | Faraday Building |  |  |  | MC044-B10/I39 | FC 45 Fault | EN.EN3 Energy Sensor | [6 empty] | I39 | 0 | [10 empty] | No | No
MC044 | Faraday Building |  |  |  | MC044-B10/I4 | FC 38 Fault | EN.EN3 Energy Sensor | [6 empty] | I4 | 0 | [10 empty] | No | No
MC044 | Faraday Building |  |  |  | MC044-B10/I28 | FC 43 Mode Normal-Vmax | EN.EN3 Energy Sensor | [6 empty] | I28 | 0 | [10 empty] | No | No
MC044 | Faraday Building |  |  |  | MC044-B10/I29 | FC 43 Fault | EN.EN3 Energy Sensor | [6 empty] | I29 | 0 | [10 empty] | No | No
MC044 | Faraday Building |  |  |  | MC044-B10/I3 | FC 38 Mode Normal-Vmax | EN.EN3 Energy Sensor | [6 empty] | I3 | 0 | [10 empty] | No | No
MC044 | Faraday Building |  |  |  | MC044-B10/I31 | FC 44 Mode On-Off | EN.EN3 Energy Sensor | [6 empty] | I31 | 0 | [10 empty] | No | No
MC044 | Faraday Building |  |  |  | MC044-B10/I32 | FC 44 Mode Normal-Reduced | EN.EN3 Energy Sensor | [6 empty] | I32 | 0 | [10 empty] | No | No
MC044 | Faraday Building |  |  |  | MC044-B10/I33 | FC 44 Mode Normal-Vmax | EN.EN3 Energy Sensor | [6 empty] | I33 | 0 | [10 empty] | No | No
MC044 | Faraday Building |  |  |  | MC044-B10/I21 | FC 42 Mode On-Off | EN.EN3 Energy Sensor | [6 empty] | I21 | 0 | [10 empty] | No | No
MC044 | Faraday Building |  |  |  | MC044-B10/I22 | FC 42 Mode Normal-Reduced | EN.EN3 Energy Sensor | [6 empty] | I22 | 0 | [10 empty] | No | No
MC044 | Faraday Building |  |  |  | MC044-B10/I23 | FC 42 Mode Normal-Vmax | EN.EN3 Energy Sensor | [6 empty] | I23 | 0 | [10 empty] | No | No
MC044 | Faraday Building |  |  |  | MC044-B10/I24 | FC 42 Fault | EN.EN3 Energy Sensor | [6 empty] | I24 | 0 | [10 empty] | No | No
MC044 | Faraday Building |  |  |  | MC044-B10/I26 | FC 43 Mode On-Off | EN.EN3 Energy Sensor | [6 empty] | I26 | 0 | [10 empty] | No | No
MC044 | Faraday Building |  |  |  | MC044-B10/I27 | FC 43 Mode Normal-Reduced | EN.EN3 Energy Sensor | [6 empty] | I27 | 0 | [10 empty] | No | No
MC044 | Faraday Building |  |  |  | MC044-B10/I14 | FC 40 Fault | EN.EN3 Energy Sensor | [6 empty] | I14 | 0 | [10 empty] | No | No
MC044 | Faraday Building |  |  |  | MC044-B10/I16 | FC 41 Mode On-Off | EN.EN3 Energy Sensor | [6 empty] | I16 | 0 | [10 empty] | No | No
MC044 | Faraday Building |  |  |  | MC044-B10/I17 | FC 41 Mode Normal-Reduced | EN.EN3 Energy Sensor | [6 empty] | I17 | 0 | [10 empty] | No | No
MC044 | Faraday Building |  |  |  | MC044-B10/I18 | FC 41 Mode Normal-Vmax | EN.EN3 Energy Sensor | [6 empty] | I18 | 0 | [10 empty] | No | No
MC044 | Faraday Building |  |  |  | MC044-B10/I19 | FC 41 Fault | EN.EN3 Energy Sensor | [6 empty] | I19 | 0 | [10 empty] | No | No
MC044 | Faraday Building |  |  |  | MC044-B10/I2 | FC 38 Mode Normal-Reduced | EN.EN3 Energy Sensor | [6 empty] | I2 | 0 | [10 empty] | No | No
MC044 | Faraday Building |  |  |  | MC044-B10/G83 | Logic 83 | EN.EN3 Energy Sensor | [6 empty] | G83 | 0 | [10 empty] | No | No
MC044 | Faraday Building |  |  |  | MC044-B10/G84 | Logic 84 | EN.EN3 Energy Sensor | [6 empty] | G84 | 0 | [10 empty] | No | No
MC044 | Faraday Building |  |  |  | MC044-B10/I1 | FC 38 Mode On-Off | EN.EN3 Energy Sensor | [6 empty] | I1 | 0 | [10 empty] | No | No
MC044 | Faraday Building |  |  |  | MC044-B10/I11 | FC 40 Mode On-Off | EN.EN3 Energy Sensor | [6 empty] | I11 | 0 | [10 empty] | No | No
MC044 | Faraday Building |  |  |  | MC044-B10/I12 | FC 40 Mode Normal-Reduced | EN.EN3 Energy Sensor | [6 empty] | I12 | 0 | [10 empty] | No | No
MC044 | Faraday Building |  |  |  | MC044-B10/I13 | FC 40 Mode Normal-Vmax | EN.EN3 Energy Sensor | [6 empty] | I13 | 0 | [10 empty] | No | No
MC044 | Faraday Building |  |  |  | MC044-B10/G77 | Logic 77 | EN.EN3 Energy Sensor | [6 empty] | G77 | 0 | [10 empty] | No | No
MC044 | Faraday Building |  |  |  | MC044-B10/G78 | Logic 78 | EN.EN3 Energy Sensor | [6 empty] | G78 | 0 | [10 empty] | No | No
MC044 | Faraday Building |  |  |  | MC044-B10/G79 | Logic 79 | EN.EN3 Energy Sensor | [6 empty] | G79 | 0 | [10 empty] | No | No
MC044 | Faraday Building |  |  |  | MC044-B10/G80 | Logic 80 | EN.EN3 Energy Sensor | [6 empty] | G80 | 0 | [10 empty] | No | No
MC044 | Faraday Building |  |  |  | MC044-B10/G81 | Logic 81 | EN.EN3 Energy Sensor | [6 empty] | G81 | 0 | [10 empty] | No | No
MC044 | Faraday Building |  |  |  | MC044-B10/G82 | Logic 82 | EN.EN3 Energy Sensor | [6 empty] | G82 | 0 | [10 empty] | No | No
MC044 | Faraday Building |  |  |  | MC044-B10/G71 | Logic 71 | EN.EN3 Energy Sensor | [6 empty] | G71 | 0 | [10 empty] | No | No
MC044 | Faraday Building |  |  |  | MC044-B10/G72 | Logic 72 | EN.EN3 Energy Sensor | [6 empty] | G72 | 0 | [10 empty] | No | No
MC044 | Faraday Building |  |  |  | MC044-B10/G73 | LC02SPXE7 ON | EN.EN3 Energy Sensor | [6 empty] | G73 | 0 | [10 empty] | No | No
MC044 | Faraday Building |  |  |  | MC044-B10/G74 | LC02SPXE7 Boost | EN.EN3 Energy Sensor | [6 empty] | G74 | 0 | [10 empty] | No | No
MC044 | Faraday Building |  |  |  | MC044-B10/G75 | Logic 75 | EN.EN3 Energy Sensor | [6 empty] | G75 | 0 | [10 empty] | No | No
MC044 | Faraday Building |  |  |  | MC044-B10/G76 | Logic 76 | EN.EN3 Energy Sensor | [6 empty] | G76 | 0 | [10 empty] | No | No
MC044 | Faraday Building |  |  |  | MC044-B10/G65 | Logic 65 | EN.EN3 Energy Sensor | [6 empty] | G65 | 0 | [10 empty] | No | No
MC044 | Faraday Building |  |  |  | MC044-B10/G66 | Logic 66 | EN.EN3 Energy Sensor | [6 empty] | G66 | 0 | [10 empty] | No | No
MC044 | Faraday Building |  |  |  | MC044-B10/G67 | Logic 67 | EN.EN3 Energy Sensor | [6 empty] | G67 | 0 | [10 empty] | No | No
MC044 | Faraday Building |  |  |  | MC044-B10/G68 | Logic 68 | EN.EN3 Energy Sensor | [6 empty] | G68 | 0 | [10 empty] | No | No
MC044 | Faraday Building |  |  |  | MC044-B10/G69 | Logic 69 | EN.EN3 Energy Sensor | [6 empty] | G69 | 0 | [10 empty] | No | No
MC044 | Faraday Building |  |  |  | MC044-B10/G70 | Logic 70 | EN.EN3 Energy Sensor | [6 empty] | G70 | 0 | [10 empty] | No | No
MC044 | Faraday Building |  |  |  | MC044-B10/G59 | Logic 59 | EN.EN3 Energy Sensor | [6 empty] | G59 | 0 | [10 empty] | No | No
MC044 | Faraday Building |  |  |  | MC044-B10/G60 | Logic 60 | EN.EN3 Energy Sensor | [6 empty] | G60 | 0 | [10 empty] | No | No
MC044 | Faraday Building |  |  |  | MC044-B10/G61 | Logic 61 | EN.EN3 Energy Sensor | [6 empty] | G61 | 0 | [10 empty] | No | No
MC044 | Faraday Building |  |  |  | MC044-B10/G62 | LC02SPXE5 Boost | EN.EN3 Energy Sensor | [6 empty] | G62 | 0 | [10 empty] | No | No
MC044 | Faraday Building |  |  |  | MC044-B10/G63 | Logic 63 | EN.EN3 Energy Sensor | [6 empty] | G63 | 0 | [10 empty] | No | No
MC044 | Faraday Building |  |  |  | MC044-B10/G64 | Logic 64 | EN.EN3 Energy Sensor | [6 empty] | G64 | 0 | [10 empty] | No | No
MC044 | Faraday Building |  |  |  | MC044-B10/G53 | Logic 53 | EN.EN3 Energy Sensor | [6 empty] | G53 | 0 | [10 empty] | No | No
MC044 | Faraday Building |  |  |  | MC044-B10/G54 | Logic 54 | EN.EN3 Energy Sensor | [6 empty] | G54 | 0 | [10 empty] | No | No
MC044 | Faraday Building |  |  |  | MC044-B10/G55 | Logic 55 | EN.EN3 Energy Sensor | [6 empty] | G55 | 0 | [10 empty] | No | No
MC044 | Faraday Building |  |  |  | MC044-B10/G56 | Logic 56 | EN.EN3 Energy Sensor | [6 empty] | G56 | 0 | [10 empty] | No | No
MC044 | Faraday Building |  |  |  | MC044-B10/G57 | Logic 57 | EN.EN3 Energy Sensor | [6 empty] | G57 | 0 | [10 empty] | No | No
MC044 | Faraday Building |  |  |  | MC044-B10/G58 | Logic 58 | EN.EN3 Energy Sensor | [6 empty] | G58 | 0 | [10 empty] | No | No
MC044 | Faraday Building |  |  |  | MC044-B10/G47 | Logic 47 | EN.EN3 Energy Sensor | [6 empty] | G47 | 0 | [10 empty] | No | No
MC044 | Faraday Building |  |  |  | MC044-B10/G48 | Logic 48 | EN.EN3 Energy Sensor | [6 empty] | G48 | 0 | [10 empty] | No | No
MC044 | Faraday Building |  |  |  | MC044-B10/G49 | Logic 49 | EN.EN3 Energy Sensor | [6 empty] | G49 | 0 | [10 empty] | No | No
MC044 | Faraday Building |  |  |  | MC044-B10/G50 | Logic 50 | EN.EN3 Energy Sensor | [6 empty] | G50 | 0 | [10 empty] | No | No
MC044 | Faraday Building |  |  |  | MC044-B10/G51 | LC02SPXE5 ON | EN.EN3 Energy Sensor | [6 empty] | G51 | 0 | [10 empty] | No | No
MC044 | Faraday Building |  |  |  | MC044-B10/G52 | Logic 52 | EN.EN3 Energy Sensor | [6 empty] | G52 | 0 | [10 empty] | No | No
MC044 | Faraday Building |  |  |  | MC044-B10/G41 | Logic 41 | EN.EN3 Energy Sensor | [6 empty] | G41 | 0 | [10 empty] | No | No
MC044 | Faraday Building |  |  |  | MC044-B10/G42 | Logic 42 | EN.EN3 Energy Sensor | [6 empty] | G42 | 0 | [10 empty] | No | No
MC044 | Faraday Building |  |  |  | MC044-B10/G43 | Logic 43 | EN.EN3 Energy Sensor | [6 empty] | G43 | 0 | [10 empty] | No | No
MC044 | Faraday Building |  |  |  | MC044-B10/G44 | Logic 44 | EN.EN3 Energy Sensor | [6 empty] | G44 | 0 | [10 empty] | No | No
MC044 | Faraday Building |  |  |  | MC044-B10/G45 | Logic 45 | EN.EN3 Energy Sensor | [6 empty] | G45 | 0 | [10 empty] | No | No
MC044 | Faraday Building |  |  |  | MC044-B10/G46 | Logic 46 | EN.EN3 Energy Sensor | [6 empty] | G46 | 0 | [10 empty] | No | No
MC044 | Faraday Building |  |  |  | MC044-B10/G123 | Logic 123 | EN.EN3 Energy Sensor | [6 empty] | G123 | 0 | [10 empty] | No | No
MC044 | Faraday Building |  |  |  | MC044-B10/G124 | Logic 124 | EN.EN3 Energy Sensor | [6 empty] | G124 | 0 | [10 empty] | No | No
MC044 | Faraday Building |  |  |  | MC044-B10/G125 | Logic 125 | EN.EN3 Energy Sensor | [6 empty] | G125 | 0 | [10 empty] | No | No
MC044 | Faraday Building |  |  |  | MC044-B10/G126 | Logic 126 | EN.EN3 Energy Sensor | [6 empty] | G126 | 0 | [10 empty] | No | No
MC044 | Faraday Building |  |  |  | MC044-B10/G39 | LC02SPXE4 ON | EN.EN3 Energy Sensor | [6 empty] | G39 | 0 | [10 empty] | No | No
MC044 | Faraday Building |  |  |  | MC044-B10/G40 | LC02SPXE4 Boost | EN.EN3 Energy Sensor | [6 empty] | G40 | 0 | [10 empty] | No | No
MC044 | Faraday Building |  |  |  | MC044-B10/G117 | Logic 117 | EN.EN3 Energy Sensor | [6 empty] | G117 | 0 | [10 empty] | No | No
MC044 | Faraday Building |  |  |  | MC044-B10/G118 | Logic 118 | EN.EN3 Energy Sensor | [6 empty] | G118 | 0 | [10 empty] | No | No
MC044 | Faraday Building |  |  |  | MC044-B10/G119 | Logic 119 | EN.EN3 Energy Sensor | [6 empty] | G119 | 0 | [10 empty] | No | No
MC044 | Faraday Building |  |  |  | MC044-B10/G120 | Logic 120 | EN.EN3 Energy Sensor | [6 empty] | G120 | 0 | [10 empty] | No | No
MC044 | Faraday Building |  |  |  | MC044-B10/G121 | LC02SPXE7 Mute | EN.EN3 Energy Sensor | [6 empty] | G121 | 0 | [10 empty] | No | No
MC044 | Faraday Building |  |  |  | MC044-B10/G122 | Logic 122 | EN.EN3 Energy Sensor | [6 empty] | G122 | 0 | [10 empty] | No | No
MC044 | Faraday Building |  |  |  | MC044-B10/G111 | Logic 111 | EN.EN3 Energy Sensor | [6 empty] | G111 | 0 | [10 empty] | No | No
MC044 | Faraday Building |  |  |  | MC044-B10/G112 | Logic 112 | EN.EN3 Energy Sensor | [6 empty] | G112 | 0 | [10 empty] | No | No
MC044 | Faraday Building |  |  |  | MC044-B10/G113 | Logic 113 | EN.EN3 Energy Sensor | [6 empty] | G113 | 0 | [10 empty] | No | No
MC044 | Faraday Building |  |  |  | MC044-B10/G114 | Logic 114 | EN.EN3 Energy Sensor | [6 empty] | G114 | 0 | [10 empty] | No | No
MC044 | Faraday Building |  |  |  | MC044-B10/G115 | Logic 115 | EN.EN3 Energy Sensor | [6 empty] | G115 | 0 | [10 empty] | No | No
MC044 | Faraday Building |  |  |  | MC044-B10/G116 | Logic 116 | EN.EN3 Energy Sensor | [6 empty] | G116 | 0 | [10 empty] | No | No
MC044 | Faraday Building |  |  |  | MC044-B10/G105 | Logic 105 | EN.EN3 Energy Sensor | [6 empty] | G105 | 0 | [10 empty] | No | No
MC044 | Faraday Building |  |  |  | MC044-B10/G106 | Logic 106 | EN.EN3 Energy Sensor | [6 empty] | G106 | 0 | [10 empty] | No | No
MC044 | Faraday Building |  |  |  | MC044-B10/G107 | Logic 107 | EN.EN3 Energy Sensor | [6 empty] | G107 | 0 | [10 empty] | No | No
MC044 | Faraday Building |  |  |  | MC044-B10/G108 | Logic 108 | EN.EN3 Energy Sensor | [6 empty] | G108 | 0 | [10 empty] | No | No
MC044 | Faraday Building |  |  |  | MC044-B10/G109 | Logic 109 | EN.EN3 Energy Sensor | [6 empty] | G109 | 0 | [10 empty] | No | No
MC044 | Faraday Building |  |  |  | MC044-B10/G110 | LC02SPXE5 Mute | EN.EN3 Energy Sensor | [6 empty] | G110 | 0 | [10 empty] | No | No
MC044 | Faraday Building |  |  |  | MC044-B10/f5 |  | EN.EN3 Energy Sensor | [6 empty] | f5 | 0 | [10 empty] | No | No
MC044 | Faraday Building |  |  |  | MC044-B10/f6 |  | EN.EN3 Energy Sensor | [6 empty] | f6 | 0 | [10 empty] | No | No
MC044 | Faraday Building |  |  |  | MC044-B10/f7 |  | EN.EN3 Energy Sensor | [6 empty] | f7 | 0 | [10 empty] | No | No
MC044 | Faraday Building |  |  |  | MC044-B10/f8 |  | EN.EN3 Energy Sensor | [6 empty] | f8 | 0 | [10 empty] | No | No
MC044 | Faraday Building |  |  |  | MC044-B10/f9 |  | EN.EN3 Energy Sensor | [6 empty] | f9 | 0 | [10 empty] | No | No
MC044 | Faraday Building |  |  |  | MC044-B10/G104 | LC02SPXE4 Mute | EN.EN3 Energy Sensor | [6 empty] | G104 | 0 | [10 empty] | No | No
MC044 | Faraday Building |  |  |  | MC044-B10/f20 |  | EN.EN3 Energy Sensor | [6 empty] | f20 | 0 | [10 empty] | No | No
MC044 | Faraday Building |  |  |  | MC044-B10/f21 |  | EN.EN3 Energy Sensor | [6 empty] | f21 | 0 | [10 empty] | No | No
MC044 | Faraday Building |  |  |  | MC044-B10/f22 |  | EN.EN3 Energy Sensor | [6 empty] | f22 | 0 | [10 empty] | No | No
MC044 | Faraday Building |  |  |  | MC044-B10/f23 |  | EN.EN3 Energy Sensor | [6 empty] | f23 | 0 | [10 empty] | No | No
MC044 | Faraday Building |  |  |  | MC044-B10/f3 |  | EN.EN3 Energy Sensor | [6 empty] | f3 | 0 | [10 empty] | No | No
MC044 | Faraday Building |  |  |  | MC044-B10/f4 |  | EN.EN3 Energy Sensor | [6 empty] | f4 | 0 | [10 empty] | No | No
MC044 | Faraday Building |  |  |  | MC044-B10/f15 |  | EN.EN3 Energy Sensor | [6 empty] | f15 | 0 | [10 empty] | No | No
MC044 | Faraday Building |  |  |  | MC044-B10/f16 |  | EN.EN3 Energy Sensor | [6 empty] | f16 | 0 | [10 empty] | No | No
MC044 | Faraday Building |  |  |  | MC044-B10/f17 |  | EN.EN3 Energy Sensor | [6 empty] | f17 | 0 | [10 empty] | No | No
MC044 | Faraday Building |  |  |  | MC044-B10/f18 |  | EN.EN3 Energy Sensor | [6 empty] | f18 | 0 | [10 empty] | No | No
MC044 | Faraday Building |  |  |  | MC044-B10/f19 |  | EN.EN3 Energy Sensor | [6 empty] | f19 | 0 | [10 empty] | No | No
MC044 | Faraday Building |  |  |  | MC044-B10/f2 |  | EN.EN3 Energy Sensor | [6 empty] | f2 | 0 | [10 empty] | No | No
MC044 | Faraday Building |  |  |  | MC044-B10/f1 |  | EN.EN3 Energy Sensor | [6 empty] | f1 | 0 | [10 empty] | No | No
MC044 | Faraday Building |  |  |  | MC044-B10/f10 |  | EN.EN3 Energy Sensor | [6 empty] | f10 | 0 | [10 empty] | No | No
MC044 | Faraday Building |  |  |  | MC044-B10/f11 |  | EN.EN3 Energy Sensor | [6 empty] | f11 | 0 | [10 empty] | No | No
MC044 | Faraday Building |  |  |  | MC044-B10/f12 |  | EN.EN3 Energy Sensor | [6 empty] | f12 | 0 | [10 empty] | No | No
MC044 | Faraday Building |  |  |  | MC044-B10/f13 |  | EN.EN3 Energy Sensor | [6 empty] | f13 | 0 | [10 empty] | No | No
MC044 | Faraday Building |  |  |  | MC044-B10/f14 |  | EN.EN3 Energy Sensor | [6 empty] | f14 | 0 | [10 empty] | No | No
MC044 | Faraday Building |  |  |  | MC044-B11/B1 | FC Interface | EN.EN3 Energy Sensor | [6 empty] | B1 | 0 | [10 empty] | No | No
MC044 | Faraday Building |  |  |  | MC044-B11/B2 | FC Interface | EN.EN3 Energy Sensor | [6 empty] | B2 | 0 | [10 empty] | No | No
MC044 | Faraday Building |  |  |  | MC044-B11/C1 | Virtual CNC 1 | EN.EN3 Energy Sensor | [6 empty] | C1 | 0 | [10 empty] | No | No
MC044 | Faraday Building |  |  |  | MC044-B11/C2 | Virtual CNC 2 | EN.EN3 Energy Sensor | [6 empty] | C2 | 0 | [10 empty] | No | No
MC044 | Faraday Building |  |  |  | MC044-B11/C3 | Virtual CNC 3 | EN.EN3 Energy Sensor | [6 empty] | C3 | 0 | [10 empty] | No | No
MC044 | Faraday Building |  |  |  | MC044-B11/C4 | Virtual CNC 4 | EN.EN3 Energy Sensor | [6 empty] | C4 | 0 | [10 empty] | No | No
MC044 | Faraday Building |  |  |  | MC044-B11/W1 | NeverSendReducedFlow=1 | EN.EN3 Energy Sensor | [6 empty] | W1 | 0 | [10 empty] | No | No
MC044 | Faraday Building |  |  |  | MC044-B11/U2 |  | EN.EN3 Energy Sensor | [6 empty] | U2 | 0 | [10 empty] | No | No
MC044 | Faraday Building |  |  |  | MC044-B11/V1 |  | EN.EN3 Energy Sensor | [6 empty] | V1 | 0 | [10 empty] | No | No
MC044 | Faraday Building |  |  |  | MC044-B11/V2 |  | EN.EN3 Energy Sensor | [6 empty] | V2 | 0 | [10 empty] | No | No
MC044 | Faraday Building |  |  |  | MC044-B11/V3 |  | EN.EN3 Energy Sensor | [6 empty] | V3 | 0 | [10 empty] | No | No
MC044 | Faraday Building |  |  |  | MC044-B11/V4 |  | EN.EN3 Energy Sensor | [6 empty] | V4 | 0 | [10 empty] | No | No
MC044 | Faraday Building |  |  |  | MC044-B11/V5 |  | EN.EN3 Energy Sensor | [6 empty] | V5 | 0 | [10 empty] | No | No
MC044 | Faraday Building |  |  |  | MC044-B11/S81 | FC 03 Mode | EN.EN3 Energy Sensor | [6 empty] | S81 | 0 | [10 empty] | No | No
MC044 | Faraday Building |  |  |  | MC044-B11/S82 | FC 03 Damper Position | EN.EN3 Energy Sensor | [6 empty] | S82 | 0 | [10 empty] | No | No
MC044 | Faraday Building |  |  |  | MC044-B11/S83 | FC 03 Volume Flow | EN.EN3 Energy Sensor | [6 empty] | S83 | 0 | [10 empty] | No | No
MC044 | Faraday Building |  |  |  | MC044-B11/S84 | FC 03 Face Velocity | EN.EN3 Energy Sensor | [6 empty] | S84 | 0 | [10 empty] | No | No
MC044 | Faraday Building |  |  |  | MC044-B11/S9 | FC 09 Face Velocity | EN.EN3 Energy Sensor | [6 empty] | S9 | 0 | [10 empty] | No | No
MC044 | Faraday Building |  |  |  | MC044-B11/U1 |  | EN.EN3 Energy Sensor | [6 empty] | U1 | 0 | [10 empty] | No | No
MC044 | Faraday Building |  |  |  | MC044-B11/S74 | FC 36 Face Velocity | EN.EN3 Energy Sensor | [6 empty] | S74 | 0 | [10 empty] | No | No
MC044 | Faraday Building |  |  |  | MC044-B11/S76 | FC 37 Mode | EN.EN3 Energy Sensor | [6 empty] | S76 | 0 | [10 empty] | No | No
MC044 | Faraday Building |  |  |  | MC044-B11/S77 | FC 37 Damper Position | EN.EN3 Energy Sensor | [6 empty] | S77 | 0 | [10 empty] | No | No
MC044 | Faraday Building |  |  |  | MC044-B11/S78 | FC 37 Volume Flow | EN.EN3 Energy Sensor | [6 empty] | S78 | 0 | [10 empty] | No | No
MC044 | Faraday Building |  |  |  | MC044-B11/S79 | FC 37 Face Velocity | EN.EN3 Energy Sensor | [6 empty] | S79 | 0 | [10 empty] | No | No
MC044 | Faraday Building |  |  |  | MC044-B11/S8 | FC 09 Volume Flow | EN.EN3 Energy Sensor | [6 empty] | S8 | 0 | [10 empty] | No | No
MC044 | Faraday Building |  |  |  | MC044-B11/S68 | FC 35 Volume Flow | EN.EN3 Energy Sensor | [6 empty] | S68 | 0 | [10 empty] | No | No
MC044 | Faraday Building |  |  |  | MC044-B11/S69 | FC 35 Face Velocity | EN.EN3 Energy Sensor | [6 empty] | S69 | 0 | [10 empty] | No | No
MC044 | Faraday Building |  |  |  | MC044-B11/S7 | FC 09 Damper Position | EN.EN3 Energy Sensor | [6 empty] | S7 | 0 | [10 empty] | No | No
MC044 | Faraday Building |  |  |  | MC044-B11/S71 | FC 36 Mode | EN.EN3 Energy Sensor | [6 empty] | S71 | 0 | [10 empty] | No | No
MC044 | Faraday Building |  |  |  | MC044-B11/S72 | FC 36 Damper Position | EN.EN3 Energy Sensor | [6 empty] | S72 | 0 | [10 empty] | No | No
MC044 | Faraday Building |  |  |  | MC044-B11/S73 | FC 36 Volume Flow | EN.EN3 Energy Sensor | [6 empty] | S73 | 0 | [10 empty] | No | No
MC044 | Faraday Building |  |  |  | MC044-B11/S61 | FC 34 Mode | EN.EN3 Energy Sensor | [6 empty] | S61 | 0 | [10 empty] | No | No
MC044 | Faraday Building |  |  |  | MC044-B11/S62 | FC 34 Damper Position | EN.EN3 Energy Sensor | [6 empty] | S62 | 0 | [10 empty] | No | No
MC044 | Faraday Building |  |  |  | MC044-B11/S63 | FC 34 Volume Flow | EN.EN3 Energy Sensor | [6 empty] | S63 | 0 | [10 empty] | No | No
MC044 | Faraday Building |  |  |  | MC044-B11/S64 | FC 34 Face Velocity | EN.EN3 Energy Sensor | [6 empty] | S64 | 0 | [10 empty] | No | No
MC044 | Faraday Building |  |  |  | MC044-B11/S66 | FC 35 Mode | EN.EN3 Energy Sensor | [6 empty] | S66 | 0 | [10 empty] | No | No
MC044 | Faraday Building |  |  |  | MC044-B11/S67 | FC 35 Damper Position | EN.EN3 Energy Sensor | [6 empty] | S67 | 0 | [10 empty] | No | No
MC044 | Faraday Building |  |  |  | MC044-B11/S54 | FC 32 Face Velocity | EN.EN3 Energy Sensor | [6 empty] | S54 | 0 | [10 empty] | No | No
MC044 | Faraday Building |  |  |  | MC044-B11/S56 | FC 33 Mode | EN.EN3 Energy Sensor | [6 empty] | S56 | 0 | [10 empty] | No | No
MC044 | Faraday Building |  |  |  | MC044-B11/S57 | FC 33 Damper Position | EN.EN3 Energy Sensor | [6 empty] | S57 | 0 | [10 empty] | No | No
MC044 | Faraday Building |  |  |  | MC044-B11/S58 | FC 33 Volume Flow | EN.EN3 Energy Sensor | [6 empty] | S58 | 0 | [10 empty] | No | No
MC044 | Faraday Building |  |  |  | MC044-B11/S59 | FC 33 Face Velocity | EN.EN3 Energy Sensor | [6 empty] | S59 | 0 | [10 empty] | No | No
MC044 | Faraday Building |  |  |  | MC044-B11/S6 | FC 09 Mode | EN.EN3 Energy Sensor | [6 empty] | S6 | 0 | [10 empty] | No | No
MC044 | Faraday Building |  |  |  | MC044-B11/S47 | FC 31 Damper Position | EN.EN3 Energy Sensor | [6 empty] | S47 | 0 | [10 empty] | No | No
MC044 | Faraday Building |  |  |  | MC044-B11/S48 | FC 31 Volume Flow | EN.EN3 Energy Sensor | [6 empty] | S48 | 0 | [10 empty] | No | No
MC044 | Faraday Building |  |  |  | MC044-B11/S49 | FC 31 Face Velocity | EN.EN3 Energy Sensor | [6 empty] | S49 | 0 | [10 empty] | No | No
MC044 | Faraday Building |  |  |  | MC044-B11/S51 | FC 32 Mode | EN.EN3 Energy Sensor | [6 empty] | S51 | 0 | [10 empty] | No | No
MC044 | Faraday Building |  |  |  | MC044-B11/S52 | FC 32 Damper Position | EN.EN3 Energy Sensor | [6 empty] | S52 | 0 | [10 empty] | No | No
MC044 | Faraday Building |  |  |  | MC044-B11/S53 | FC 32 Volume Flow | EN.EN3 Energy Sensor | [6 empty] | S53 | 0 | [10 empty] | No | No
MC044 | Faraday Building |  |  |  | MC044-B11/S4 | FC 08 Face Velocity | EN.EN3 Energy Sensor | [6 empty] | S4 | 0 | [10 empty] | No | No
MC044 | Faraday Building |  |  |  | MC044-B11/S41 | FC 30 Mode | EN.EN3 Energy Sensor | [6 empty] | S41 | 0 | [10 empty] | No | No
MC044 | Faraday Building |  |  |  | MC044-B11/S42 | FC 30 Damper Position | EN.EN3 Energy Sensor | [6 empty] | S42 | 0 | [10 empty] | No | No
MC044 | Faraday Building |  |  |  | MC044-B11/S43 | FC 30 Volume Flow | EN.EN3 Energy Sensor | [6 empty] | S43 | 0 | [10 empty] | No | No
MC044 | Faraday Building |  |  |  | MC044-B11/S44 | FC 30 Face Velocity | EN.EN3 Energy Sensor | [6 empty] | S44 | 0 | [10 empty] | No | No
MC044 | Faraday Building |  |  |  | MC044-B11/S46 | FC 31 Mode | EN.EN3 Energy Sensor | [6 empty] | S46 | 0 | [10 empty] | No | No
MC044 | Faraday Building |  |  |  | MC044-B11/S33 | FC 28 Volume Flow | EN.EN3 Energy Sensor | [6 empty] | S33 | 0 | [10 empty] | No | No
MC044 | Faraday Building |  |  |  | MC044-B11/S34 | FC 28 Face Velocity | EN.EN3 Energy Sensor | [6 empty] | S34 | 0 | [10 empty] | No | No
MC044 | Faraday Building |  |  |  | MC044-B11/S36 | FC 29 Mode | EN.EN3 Energy Sensor | [6 empty] | S36 | 0 | [10 empty] | No | No
MC044 | Faraday Building |  |  |  | MC044-B11/S37 | FC 29 Damper Position | EN.EN3 Energy Sensor | [6 empty] | S37 | 0 | [10 empty] | No | No
MC044 | Faraday Building |  |  |  | MC044-B11/S38 | FC 29 Volume Flow | EN.EN3 Energy Sensor | [6 empty] | S38 | 0 | [10 empty] | No | No
MC044 | Faraday Building |  |  |  | MC044-B11/S39 | FC 29 Face Velocity | EN.EN3 Energy Sensor | [6 empty] | S39 | 0 | [10 empty] | No | No
MC044 | Faraday Building |  |  |  | MC044-B11/S27 | FC 13 Damper Position | EN.EN3 Energy Sensor | [6 empty] | S27 | 0 | [10 empty] | No | No
MC044 | Faraday Building |  |  |  | MC044-B11/S28 | FC 13 Volume Flow | EN.EN3 Energy Sensor | [6 empty] | S28 | 0 | [10 empty] | No | No
MC044 | Faraday Building |  |  |  | MC044-B11/S29 | FC 13 Face Velocity | EN.EN3 Energy Sensor | [6 empty] | S29 | 0 | [10 empty] | No | No
MC044 | Faraday Building |  |  |  | MC044-B11/S3 | FC 08 Volume Flow | EN.EN3 Energy Sensor | [6 empty] | S3 | 0 | [10 empty] | No | No
MC044 | Faraday Building |  |  |  | MC044-B11/S31 | FC 28 Mode | EN.EN3 Energy Sensor | [6 empty] | S31 | 0 | [10 empty] | No | No
MC044 | Faraday Building |  |  |  | MC044-B11/S32 | FC 28 Damper Position | EN.EN3 Energy Sensor | [6 empty] | S32 | 0 | [10 empty] | No | No
MC044 | Faraday Building |  |  |  | MC044-B11/S2 | FC 08 Damper Position | EN.EN3 Energy Sensor | [6 empty] | S2 | 0 | [10 empty] | No | No
MC044 | Faraday Building |  |  |  | MC044-B11/S21 | FC 12 Mode | EN.EN3 Energy Sensor | [6 empty] | S21 | 0 | [10 empty] | No | No
MC044 | Faraday Building |  |  |  | MC044-B11/S22 | FC 12 Damper Position | EN.EN3 Energy Sensor | [6 empty] | S22 | 0 | [10 empty] | No | No
MC044 | Faraday Building |  |  |  | MC044-B11/S23 | FC 12 Volume Flow | EN.EN3 Energy Sensor | [6 empty] | S23 | 0 | [10 empty] | No | No
MC044 | Faraday Building |  |  |  | MC044-B11/S24 | FC 12 Face Velocity | EN.EN3 Energy Sensor | [6 empty] | S24 | 0 | [10 empty] | No | No
MC044 | Faraday Building |  |  |  | MC044-B11/S26 | FC 13 Mode | EN.EN3 Energy Sensor | [6 empty] | S26 | 0 | [10 empty] | No | No
MC044 | Faraday Building |  |  |  | MC044-B11/S13 | FC 10 Volume Flow | EN.EN3 Energy Sensor | [6 empty] | S13 | 0 | [10 empty] | No | No
MC044 | Faraday Building |  |  |  | MC044-B11/S14 | FC 10 Face Velocity | EN.EN3 Energy Sensor | [6 empty] | S14 | 0 | [10 empty] | No | No
MC044 | Faraday Building |  |  |  | MC044-B11/S16 | FC 11 Mode | EN.EN3 Energy Sensor | [6 empty] | S16 | 0 | [10 empty] | No | No
MC044 | Faraday Building |  |  |  | MC044-B11/S17 | FC 11 Damper Position | EN.EN3 Energy Sensor | [6 empty] | S17 | 0 | [10 empty] | No | No
MC044 | Faraday Building |  |  |  | MC044-B11/S18 | FC 11 Volume Flow | EN.EN3 Energy Sensor | [6 empty] | S18 | 0 | [10 empty] | No | No
MC044 | Faraday Building |  |  |  | MC044-B11/S19 | FC 11 Face Velocity | EN.EN3 Energy Sensor | [6 empty] | S19 | 0 | [10 empty] | No | No
MC044 | Faraday Building |  |  |  | MC044-B11/o2 | Alarm Route 2 | EN.EN3 Energy Sensor | [6 empty] | o2 | 0 | [10 empty] | No | No
MC044 | Faraday Building |  |  |  | MC044-B11/o3 | Alarm Route 3 | EN.EN3 Energy Sensor | [6 empty] | o3 | 0 | [10 empty] | No | No
MC044 | Faraday Building |  |  |  | MC044-B11/Q1 | Sequence Table 1 | EN.EN3 Energy Sensor | [6 empty] | Q1 | 0 | [10 empty] | No | No
MC044 | Faraday Building |  |  |  | MC044-B11/S1 | FC 08 Mode | EN.EN3 Energy Sensor | [6 empty] | S1 | 0 | [10 empty] | No | No
MC044 | Faraday Building |  |  |  | MC044-B11/S11 | FC 10 Mode | EN.EN3 Energy Sensor | [6 empty] | S11 | 0 | [10 empty] | No | No
MC044 | Faraday Building |  |  |  | MC044-B11/S12 | FC 10 Damper Position | EN.EN3 Energy Sensor | [6 empty] | S12 | 0 | [10 empty] | No | No
MC044 | Faraday Building |  |  |  | MC044-B11/N95 | Variable air volume B E13 | EN.EN3 Energy Sensor | [6 empty] | N95 | 0 | [10 empty] | No | No
MC044 | Faraday Building |  |  |  | MC044-B11/N96 | Variable air volume B E13 | EN.EN3 Energy Sensor | [6 empty] | N96 | 0 | [10 empty] | No | No
MC044 | Faraday Building |  |  |  | MC044-B11/N97 | Variable air volume B E13 | EN.EN3 Energy Sensor | [6 empty] | N97 | 0 | [10 empty] | No | No
MC044 | Faraday Building |  |  |  | MC044-B11/N98 | Variable air volume B E13 | EN.EN3 Energy Sensor | [6 empty] | N98 | 0 | [10 empty] | No | No
MC044 | Faraday Building |  |  |  | MC044-B11/N99 | Variable air volume B E13 | EN.EN3 Energy Sensor | [6 empty] | N99 | 0 | [10 empty] | No | No
MC044 | Faraday Building |  |  |  | MC044-B11/o1 | Alarm Route 1 | EN.EN3 Energy Sensor | [6 empty] | o1 | 0 | [10 empty] | No | No
MC044 | Faraday Building |  |  |  | MC044-B11/N9 | Variable air volume B E10 | EN.EN3 Energy Sensor | [6 empty] | N9 | 0 | [10 empty] | No | No
MC044 | Faraday Building |  |  |  | MC044-B11/N90 | Variable air volume B E12 | EN.EN3 Energy Sensor | [6 empty] | N90 | 0 | [10 empty] | No | No
MC044 | Faraday Building |  |  |  | MC044-B11/N91 | Variable air volume B E12 | EN.EN3 Energy Sensor | [6 empty] | N91 | 0 | [10 empty] | No | No
MC044 | Faraday Building |  |  |  | MC044-B11/N92 | Variable air volume B E13 | EN.EN3 Energy Sensor | [6 empty] | N92 | 0 | [10 empty] | No | No
MC044 | Faraday Building |  |  |  | MC044-B11/N93 | Variable air volume B E13 | EN.EN3 Energy Sensor | [6 empty] | N93 | 0 | [10 empty] | No | No
MC044 | Faraday Building |  |  |  | MC044-B11/N94 | Variable air volume B E13 | EN.EN3 Energy Sensor | [6 empty] | N94 | 0 | [10 empty] | No | No
MC044 | Faraday Building |  |  |  | MC044-B11/N84 | Variable air volume C E33 | EN.EN3 Energy Sensor | [6 empty] | N84 | 0 | [10 empty] | No | No
MC044 | Faraday Building |  |  |  | MC044-B11/N85 | Variable air volume C E34 | EN.EN3 Energy Sensor | [6 empty] | N85 | 0 | [10 empty] | No | No
MC044 | Faraday Building |  |  |  | MC044-B11/N86 | Variable air volume C E35 | EN.EN3 Energy Sensor | [6 empty] | N86 | 0 | [10 empty] | No | No
MC044 | Faraday Building |  |  |  | MC044-B11/N87 | Variable air volume C E36 | EN.EN3 Energy Sensor | [6 empty] | N87 | 0 | [10 empty] | No | No
MC044 | Faraday Building |  |  |  | MC044-B11/N88 | Variable air volume C E37 | EN.EN3 Energy Sensor | [6 empty] | N88 | 0 | [10 empty] | No | No
MC044 | Faraday Building |  |  |  | MC044-B11/N89 | Variable air volume B E12 | EN.EN3 Energy Sensor | [6 empty] | N89 | 0 | [10 empty] | No | No
MC044 | Faraday Building |  |  |  | MC044-B11/N79 | Variable air volume C E28 | EN.EN3 Energy Sensor | [6 empty] | N79 | 0 | [10 empty] | No | No
MC044 | Faraday Building |  |  |  | MC044-B11/N8 | Variable air volume B E09 | EN.EN3 Energy Sensor | [6 empty] | N8 | 0 | [10 empty] | No | No
MC044 | Faraday Building |  |  |  | MC044-B11/N80 | Variable air volume C E29 | EN.EN3 Energy Sensor | [6 empty] | N80 | 0 | [10 empty] | No | No
MC044 | Faraday Building |  |  |  | MC044-B11/N81 | Variable air volume C E30 | EN.EN3 Energy Sensor | [6 empty] | N81 | 0 | [10 empty] | No | No
MC044 | Faraday Building |  |  |  | MC044-B11/N82 | Variable air volume C E31 | EN.EN3 Energy Sensor | [6 empty] | N82 | 0 | [10 empty] | No | No
MC044 | Faraday Building |  |  |  | MC044-B11/N83 | Variable air volume C E32 | EN.EN3 Energy Sensor | [6 empty] | N83 | 0 | [10 empty] | No | No
MC044 | Faraday Building |  |  |  | MC044-B11/N73 | Variable air volume B E08 | EN.EN3 Energy Sensor | [6 empty] | N73 | 0 | [10 empty] | No | No
MC044 | Faraday Building |  |  |  | MC044-B11/N74 | Variable air volume B E09 | EN.EN3 Energy Sensor | [6 empty] | N74 | 0 | [10 empty] | No | No
MC044 | Faraday Building |  |  |  | MC044-B11/N75 | Variable air volume B E10 | EN.EN3 Energy Sensor | [6 empty] | N75 | 0 | [10 empty] | No | No
MC044 | Faraday Building |  |  |  | MC044-B11/N76 | Variable air volume B E11 | EN.EN3 Energy Sensor | [6 empty] | N76 | 0 | [10 empty] | No | No
MC044 | Faraday Building |  |  |  | MC044-B11/N77 | Variable air volume B E12 | EN.EN3 Energy Sensor | [6 empty] | N77 | 0 | [10 empty] | No | No
MC044 | Faraday Building |  |  |  | MC044-B11/N78 | Variable air volume B E13 | EN.EN3 Energy Sensor | [6 empty] | N78 | 0 | [10 empty] | No | No
MC044 | Faraday Building |  |  |  | MC044-B11/N68 | Variable air volume B E12 | EN.EN3 Energy Sensor | [6 empty] | N68 | 0 | [10 empty] | No | No
MC044 | Faraday Building |  |  |  | MC044-B11/N69 | Variable air volume B E12 | EN.EN3 Energy Sensor | [6 empty] | N69 | 0 | [10 empty] | No | No
MC044 | Faraday Building |  |  |  | MC044-B11/N7 | Variable air volume B E08 | EN.EN3 Energy Sensor | [6 empty] | N7 | 0 | [10 empty] | No | No
MC044 | Faraday Building |  |  |  | MC044-B11/N70 | Variable air volume B E12 | EN.EN3 Energy Sensor | [6 empty] | N70 | 0 | [10 empty] | No | No
MC044 | Faraday Building |  |  |  | MC044-B11/N71 | Variable air volume B E12 | EN.EN3 Energy Sensor | [6 empty] | N71 | 0 | [10 empty] | No | No
MC044 | Faraday Building |  |  |  | MC044-B11/N72 | Variable air volume B E12 | EN.EN3 Energy Sensor | [6 empty] | N72 | 0 | [10 empty] | No | No
MC044 | Faraday Building |  |  |  | MC044-B11/N62 | Variable air volume B E11 | EN.EN3 Energy Sensor | [6 empty] | N62 | 0 | [10 empty] | No | No
MC044 | Faraday Building |  |  |  | MC044-B11/N63 | Variable air volume B E11 | EN.EN3 Energy Sensor | [6 empty] | N63 | 0 | [10 empty] | No | No
MC044 | Faraday Building |  |  |  | MC044-B11/N64 | Variable air volume B E11 | EN.EN3 Energy Sensor | [6 empty] | N64 | 0 | [10 empty] | No | No
MC044 | Faraday Building |  |  |  | MC044-B11/N65 | Variable air volume B E11 | EN.EN3 Energy Sensor | [6 empty] | N65 | 0 | [10 empty] | No | No
MC044 | Faraday Building |  |  |  | MC044-B11/N66 | Variable air volume B E11 | EN.EN3 Energy Sensor | [6 empty] | N66 | 0 | [10 empty] | No | No
MC044 | Faraday Building |  |  |  | MC044-B11/N67 | Variable air volume B E11 | EN.EN3 Energy Sensor | [6 empty] | N67 | 0 | [10 empty] | No | No
MC044 | Faraday Building |  |  |  | MC044-B11/N58 | Variable air volume B E10 | EN.EN3 Energy Sensor | [6 empty] | N58 | 0 | [10 empty] | No | No
MC044 | Faraday Building |  |  |  | MC044-B11/N59 | Variable air volume B E10 | EN.EN3 Energy Sensor | [6 empty] | N59 | 0 | [10 empty] | No | No
MC044 | Faraday Building |  |  |  | MC044-B11/N6 |  | EN.EN3 Energy Sensor | [6 empty] | N6 | 0 | [10 empty] | No | No
MC044 | Faraday Building |  |  |  | MC044-B11/N60 | Variable air volume B E11 | EN.EN3 Energy Sensor | [6 empty] | N60 | 0 | [10 empty] | No | No
MC044 | Faraday Building |  |  |  | MC044-B11/N61 | Variable air volume B E11 | EN.EN3 Energy Sensor | [6 empty] | N61 | 0 | [10 empty] | No | No
MC044 | Faraday Building |  |  |  | MC044-B11/N52 | Variable air volume B E10 | EN.EN3 Energy Sensor | [6 empty] | N52 | 0 | [10 empty] | No | No
MC044 | Faraday Building |  |  |  | MC044-B11/N53 | Variable air volume B E10 | EN.EN3 Energy Sensor | [6 empty] | N53 | 0 | [10 empty] | No | No
MC044 | Faraday Building |  |  |  | MC044-B11/N54 | Variable air volume B E10 | EN.EN3 Energy Sensor | [6 empty] | N54 | 0 | [10 empty] | No | No
MC044 | Faraday Building |  |  |  | MC044-B11/N55 | Variable air volume B E10 | EN.EN3 Energy Sensor | [6 empty] | N55 | 0 | [10 empty] | No | No
MC044 | Faraday Building |  |  |  | MC044-B11/N56 | Variable air volume B E10 | EN.EN3 Energy Sensor | [6 empty] | N56 | 0 | [10 empty] | No | No
MC044 | Faraday Building |  |  |  | MC044-B11/N57 | Variable air volume B E10 | EN.EN3 Energy Sensor | [6 empty] | N57 | 0 | [10 empty] | No | No
MC044 | Faraday Building |  |  |  | MC044-B11/N48 | Variable air volume B E09 | EN.EN3 Energy Sensor | [6 empty] | N48 | 0 | [10 empty] | No | No
MC044 | Faraday Building |  |  |  | MC044-B11/N49 | Variable air volume B E09 | EN.EN3 Energy Sensor | [6 empty] | N49 | 0 | [10 empty] | No | No
MC044 | Faraday Building |  |  |  | MC044-B11/N5 | BACnet MSTP | EN.EN3 Energy Sensor | [6 empty] | N5 | 0 | [10 empty] | No | No
MC044 | Faraday Building |  |  |  | MC044-B11/N50 | Variable air volume B E09 | EN.EN3 Energy Sensor | [6 empty] | N50 | 0 | [10 empty] | No | No
MC044 | Faraday Building |  |  |  | MC044-B11/N51 | Variable air volume B E09 | EN.EN3 Energy Sensor | [6 empty] | N51 | 0 | [10 empty] | No | No
MC044 | Faraday Building |  |  |  | MC044-B11/N42 | Variable air volume B E08 | EN.EN3 Energy Sensor | [6 empty] | N42 | 0 | [10 empty] | No | No
MC044 | Faraday Building |  |  |  | MC044-B11/N43 | Variable air volume B E08 | EN.EN3 Energy Sensor | [6 empty] | N43 | 0 | [10 empty] | No | No
MC044 | Faraday Building |  |  |  | MC044-B11/N44 | Variable air volume B E09 | EN.EN3 Energy Sensor | [6 empty] | N44 | 0 | [10 empty] | No | No
MC044 | Faraday Building |  |  |  | MC044-B11/N45 | Variable air volume B E09 | EN.EN3 Energy Sensor | [6 empty] | N45 | 0 | [10 empty] | No | No
MC044 | Faraday Building |  |  |  | MC044-B11/N46 | Variable air volume B E09 | EN.EN3 Energy Sensor | [6 empty] | N46 | 0 | [10 empty] | No | No
MC044 | Faraday Building |  |  |  | MC044-B11/N47 | Variable air volume B E09 | EN.EN3 Energy Sensor | [6 empty] | N47 | 0 | [10 empty] | No | No
MC044 | Faraday Building |  |  |  | MC044-B11/N37 | Variable air volume B E08 | EN.EN3 Energy Sensor | [6 empty] | N37 | 0 | [10 empty] | No | No
MC044 | Faraday Building |  |  |  | MC044-B11/N38 | Variable air volume B E08 | EN.EN3 Energy Sensor | [6 empty] | N38 | 0 | [10 empty] | No | No
MC044 | Faraday Building |  |  |  | MC044-B11/N39 | Variable air volume B E08 | EN.EN3 Energy Sensor | [6 empty] | N39 | 0 | [10 empty] | No | No
MC044 | Faraday Building |  |  |  | MC044-B11/N4 | Variable air volume B E11 | EN.EN3 Energy Sensor | [6 empty] | N4 | 0 | [10 empty] | No | No
MC044 | Faraday Building |  |  |  | MC044-B11/N40 | Variable air volume B E08 | EN.EN3 Energy Sensor | [6 empty] | N40 | 0 | [10 empty] | No | No
MC044 | Faraday Building |  |  |  | MC044-B11/N41 | Variable air volume B E08 | EN.EN3 Energy Sensor | [6 empty] | N41 | 0 | [10 empty] | No | No
MC044 | Faraday Building |  |  |  | MC044-B11/N31 | Variable air volume C E36 | EN.EN3 Energy Sensor | [6 empty] | N31 | 0 | [10 empty] | No | No
MC044 | Faraday Building |  |  |  | MC044-B11/N32 | Variable air volume C E37 | EN.EN3 Energy Sensor | [6 empty] | N32 | 0 | [10 empty] | No | No
MC044 | Faraday Building |  |  |  | MC044-B11/N33 | Variable air volume A E03 | EN.EN3 Energy Sensor | [6 empty] | N33 | 0 | [10 empty] | No | No
MC044 | Faraday Building |  |  |  | MC044-B11/N34 | Variable air volume A E03 | EN.EN3 Energy Sensor | [6 empty] | N34 | 0 | [10 empty] | No | No
MC044 | Faraday Building |  |  |  | MC044-B11/N35 | Variable air volume A E03 | EN.EN3 Energy Sensor | [6 empty] | N35 | 0 | [10 empty] | No | No
MC044 | Faraday Building |  |  |  | MC044-B11/N36 | Variable air volume B E08 | EN.EN3 Energy Sensor | [6 empty] | N36 | 0 | [10 empty] | No | No
MC044 | Faraday Building |  |  |  | MC044-B11/N27 | Variable air volume C E37 | EN.EN3 Energy Sensor | [6 empty] | N27 | 0 | [10 empty] | No | No
MC044 | Faraday Building |  |  |  | MC044-B11/N28 | Variable air volume C E33 | EN.EN3 Energy Sensor | [6 empty] | N28 | 0 | [10 empty] | No | No
MC044 | Faraday Building |  |  |  | MC044-B11/N29 | Variable air volume C E34 | EN.EN3 Energy Sensor | [6 empty] | N29 | 0 | [10 empty] | No | No
MC044 | Faraday Building |  |  |  | MC044-B11/n3 | Variable air volume B E10 | EN.EN3 Energy Sensor | [6 empty] | n3 | 0 | [10 empty] | No | No
MC044 | Faraday Building |  |  |  | MC044-B11/N30 | Variable air volume C E35 | EN.EN3 Energy Sensor | [6 empty] | N30 | 0 | [10 empty] | No | No
MC044 | Faraday Building |  |  |  | MC044-B11/N21 | Variable air volume C E31 | EN.EN3 Energy Sensor | [6 empty] | N21 | 0 | [10 empty] | No | No
MC044 | Faraday Building |  |  |  | MC044-B11/N22 | Variable air volume C E32 | EN.EN3 Energy Sensor | [6 empty] | N22 | 0 | [10 empty] | No | No
MC044 | Faraday Building |  |  |  | MC044-B11/N23 | Variable air volume C E33 | EN.EN3 Energy Sensor | [6 empty] | N23 | 0 | [10 empty] | No | No
MC044 | Faraday Building |  |  |  | MC044-B11/N24 | Variable air volume C E34 | EN.EN3 Energy Sensor | [6 empty] | N24 | 0 | [10 empty] | No | No
MC044 | Faraday Building |  |  |  | MC044-B11/N25 | Variable air volume C E35 | EN.EN3 Energy Sensor | [6 empty] | N25 | 0 | [10 empty] | No | No
MC044 | Faraday Building |  |  |  | MC044-B11/N26 | Variable air volume C E36 | EN.EN3 Energy Sensor | [6 empty] | N26 | 0 | [10 empty] | No | No
MC044 | Faraday Building |  |  |  | MC044-B11/N186 | Variable air volume A E03 | EN.EN3 Energy Sensor | [6 empty] | N186 | 0 | [10 empty] | No | No
MC044 | Faraday Building |  |  |  | MC044-B11/N187 | Variable air volume A E03 | EN.EN3 Energy Sensor | [6 empty] | N187 | 0 | [10 empty] | No | No
MC044 | Faraday Building |  |  |  | MC044-B11/N19 | Variable air volume C E29 | EN.EN3 Energy Sensor | [6 empty] | N19 | 0 | [10 empty] | No | No
MC044 | Faraday Building |  |  |  | MC044-B11/n2 | Variable air volume B E09 | EN.EN3 Energy Sensor | [6 empty] | n2 | 0 | [10 empty] | No | No
MC044 | Faraday Building |  |  |  | MC044-B11/N20 | Variable air volume C E30 | EN.EN3 Energy Sensor | [6 empty] | N20 | 0 | [10 empty] | No | No
MC044 | Faraday Building |  |  |  | MC044-B11/N180 | Variable air volume A E03 | EN.EN3 Energy Sensor | [6 empty] | N180 | 0 | [10 empty] | No | No
MC044 | Faraday Building |  |  |  | MC044-B11/N181 | Variable air volume A E03 | EN.EN3 Energy Sensor | [6 empty] | N181 | 0 | [10 empty] | No | No
MC044 | Faraday Building |  |  |  | MC044-B11/N182 | Variable air volume A E03 | EN.EN3 Energy Sensor | [6 empty] | N182 | 0 | [10 empty] | No | No
MC044 | Faraday Building |  |  |  | MC044-B11/N183 | Variable air volume A E03 | EN.EN3 Energy Sensor | [6 empty] | N183 | 0 | [10 empty] | No | No
MC044 | Faraday Building |  |  |  | MC044-B11/N184 | Variable air volume A E03 | EN.EN3 Energy Sensor | [6 empty] | N184 | 0 | [10 empty] | No | No
MC044 | Faraday Building |  |  |  | MC044-B11/N185 | Variable air volume A E03 | EN.EN3 Energy Sensor | [6 empty] | N185 | 0 | [10 empty] | No | No
MC044 | Faraday Building |  |  |  | MC044-B11/N175 | Variable air volume C E37 | EN.EN3 Energy Sensor | [6 empty] | N175 | 0 | [10 empty] | No | No
MC044 | Faraday Building |  |  |  | MC044-B11/N176 | Variable air volume C E37 | EN.EN3 Energy Sensor | [6 empty] | N176 | 0 | [10 empty] | No | No
MC044 | Faraday Building |  |  |  | MC044-B11/N177 | Variable air volume C E37 | EN.EN3 Energy Sensor | [6 empty] | N177 | 0 | [10 empty] | No | No
MC044 | Faraday Building |  |  |  | MC044-B11/N178 | Variable air volume C E37 | EN.EN3 Energy Sensor | [6 empty] | N178 | 0 | [10 empty] | No | No
MC044 | Faraday Building |  |  |  | MC044-B11/N179 | Variable air volume C E37 | EN.EN3 Energy Sensor | [6 empty] | N179 | 0 | [10 empty] | No | No
MC044 | Faraday Building |  |  |  | MC044-B11/N18 | Variable air volume C E28 | EN.EN3 Energy Sensor | [6 empty] | N18 | 0 | [10 empty] | No | No
MC044 | Faraday Building |  |  |  | MC044-B11/N17 | Variable air volume C E32 | EN.EN3 Energy Sensor | [6 empty] | N17 | 0 | [10 empty] | No | No
MC044 | Faraday Building |  |  |  | MC044-B11/N170 | Variable air volume C E36 | EN.EN3 Energy Sensor | [6 empty] | N170 | 0 | [10 empty] | No | No
MC044 | Faraday Building |  |  |  | MC044-B11/N171 | Variable air volume C E36 | EN.EN3 Energy Sensor | [6 empty] | N171 | 0 | [10 empty] | No | No
MC044 | Faraday Building |  |  |  | MC044-B11/N172 | Variable air volume C E37 | EN.EN3 Energy Sensor | [6 empty] | N172 | 0 | [10 empty] | No | No
MC044 | Faraday Building |  |  |  | MC044-B11/N173 | Variable air volume C E37 | EN.EN3 Energy Sensor | [6 empty] | N173 | 0 | [10 empty] | No | No
MC044 | Faraday Building |  |  |  | MC044-B11/N174 | Variable air volume C E37 | EN.EN3 Energy Sensor | [6 empty] | N174 | 0 | [10 empty] | No | No
MC044 | Faraday Building |  |  |  | MC044-B11/N164 | Variable air volume C E36 | EN.EN3 Energy Sensor | [6 empty] | N164 | 0 | [10 empty] | No | No
MC044 | Faraday Building |  |  |  | MC044-B11/N165 | Variable air volume C E36 | EN.EN3 Energy Sensor | [6 empty] | N165 | 0 | [10 empty] | No | No
MC044 | Faraday Building |  |  |  | MC044-B11/N166 | Variable air volume C E36 | EN.EN3 Energy Sensor | [6 empty] | N166 | 0 | [10 empty] | No | No
MC044 | Faraday Building |  |  |  | MC044-B11/N167 | Variable air volume C E36 | EN.EN3 Energy Sensor | [6 empty] | N167 | 0 | [10 empty] | No | No
MC044 | Faraday Building |  |  |  | MC044-B11/N168 | Variable air volume C E36 | EN.EN3 Energy Sensor | [6 empty] | N168 | 0 | [10 empty] | No | No
MC044 | Faraday Building |  |  |  | MC044-B11/N169 | Variable air volume C E36 | EN.EN3 Energy Sensor | [6 empty] | N169 | 0 | [10 empty] | No | No
MC044 | Faraday Building |  |  |  | MC044-B11/N159 | Variable air volume C E35 | EN.EN3 Energy Sensor | [6 empty] | N159 | 0 | [10 empty] | No | No
MC044 | Faraday Building |  |  |  | MC044-B11/N16 | Variable air volume C E31 | EN.EN3 Energy Sensor | [6 empty] | N16 | 0 | [10 empty] | No | No
MC044 | Faraday Building |  |  |  | MC044-B11/N160 | Variable air volume C E35 | EN.EN3 Energy Sensor | [6 empty] | N160 | 0 | [10 empty] | No | No
MC044 | Faraday Building |  |  |  | MC044-B11/N161 | Variable air volume C E35 | EN.EN3 Energy Sensor | [6 empty] | N161 | 0 | [10 empty] | No | No
MC044 | Faraday Building |  |  |  | MC044-B11/N162 | Variable air volume C E35 | EN.EN3 Energy Sensor | [6 empty] | N162 | 0 | [10 empty] | No | No
MC044 | Faraday Building |  |  |  | MC044-B11/N163 | Variable air volume C E35 | EN.EN3 Energy Sensor | [6 empty] | N163 | 0 | [10 empty] | No | No
MC044 | Faraday Building |  |  |  | MC044-B11/N153 | Variable air volume C E34 | EN.EN3 Energy Sensor | [6 empty] | N153 | 0 | [10 empty] | No | No
MC044 | Faraday Building |  |  |  | MC044-B11/N154 | Variable air volume C E34 | EN.EN3 Energy Sensor | [6 empty] | N154 | 0 | [10 empty] | No | No
MC044 | Faraday Building |  |  |  | MC044-B11/N155 | Variable air volume C E34 | EN.EN3 Energy Sensor | [6 empty] | N155 | 0 | [10 empty] | No | No
MC044 | Faraday Building |  |  |  | MC044-B11/N156 | Variable air volume C E35 | EN.EN3 Energy Sensor | [6 empty] | N156 | 0 | [10 empty] | No | No
MC044 | Faraday Building |  |  |  | MC044-B11/N157 | Variable air volume C E35 | EN.EN3 Energy Sensor | [6 empty] | N157 | 0 | [10 empty] | No | No
MC044 | Faraday Building |  |  |  | MC044-B11/N158 | Variable air volume C E35 | EN.EN3 Energy Sensor | [6 empty] | N158 | 0 | [10 empty] | No | No
MC044 | Faraday Building |  |  |  | MC044-B11/N148 | Variable air volume C E34 | EN.EN3 Energy Sensor | [6 empty] | N148 | 0 | [10 empty] | No | No
MC044 | Faraday Building |  |  |  | MC044-B11/N149 | Variable air volume C E34 | EN.EN3 Energy Sensor | [6 empty] | N149 | 0 | [10 empty] | No | No
MC044 | Faraday Building |  |  |  | MC044-B11/N15 | Variable air volume C E30 | EN.EN3 Energy Sensor | [6 empty] | N15 | 0 | [10 empty] | No | No
MC044 | Faraday Building |  |  |  | MC044-B11/N150 | Variable air volume C E34 | EN.EN3 Energy Sensor | [6 empty] | N150 | 0 | [10 empty] | No | No
MC044 | Faraday Building |  |  |  | MC044-B11/N151 | Variable air volume C E34 | EN.EN3 Energy Sensor | [6 empty] | N151 | 0 | [10 empty] | No | No
MC044 | Faraday Building |  |  |  | MC044-B11/N152 | Variable air volume C E34 | EN.EN3 Energy Sensor | [6 empty] | N152 | 0 | [10 empty] | No | No
MC044 | Faraday Building |  |  |  | MC044-B11/N142 | Variable air volume C E33 | EN.EN3 Energy Sensor | [6 empty] | N142 | 0 | [10 empty] | No | No
MC044 | Faraday Building |  |  |  | MC044-B11/N143 | Variable air volume C E33 | EN.EN3 Energy Sensor | [6 empty] | N143 | 0 | [10 empty] | No | No
MC044 | Faraday Building |  |  |  | MC044-B11/N144 | Variable air volume C E33 | EN.EN3 Energy Sensor | [6 empty] | N144 | 0 | [10 empty] | No | No
MC044 | Faraday Building |  |  |  | MC044-B11/N145 | Variable air volume C E33 | EN.EN3 Energy Sensor | [6 empty] | N145 | 0 | [10 empty] | No | No
MC044 | Faraday Building |  |  |  | MC044-B11/N146 | Variable air volume C E33 | EN.EN3 Energy Sensor | [6 empty] | N146 | 0 | [10 empty] | No | No
MC044 | Faraday Building |  |  |  | MC044-B11/N147 | Variable air volume C E33 | EN.EN3 Energy Sensor | [6 empty] | N147 | 0 | [10 empty] | No | No
MC044 | Faraday Building |  |  |  | MC044-B11/N137 | Variable air volume C E32 | EN.EN3 Energy Sensor | [6 empty] | N137 | 0 | [10 empty] | No | No
MC044 | Faraday Building |  |  |  | MC044-B11/N138 | Variable air volume C E32 | EN.EN3 Energy Sensor | [6 empty] | N138 | 0 | [10 empty] | No | No
MC044 | Faraday Building |  |  |  | MC044-B11/N139 | Variable air volume C E32 | EN.EN3 Energy Sensor | [6 empty] | N139 | 0 | [10 empty] | No | No
MC044 | Faraday Building |  |  |  | MC044-B11/N14 | Variable air volume C E29 | EN.EN3 Energy Sensor | [6 empty] | N14 | 0 | [10 empty] | No | No
MC044 | Faraday Building |  |  |  | MC044-B11/N140 | Variable air volume C E33 | EN.EN3 Energy Sensor | [6 empty] | N140 | 0 | [10 empty] | No | No
MC044 | Faraday Building |  |  |  | MC044-B11/N141 | Variable air volume C E33 | EN.EN3 Energy Sensor | [6 empty] | N141 | 0 | [10 empty] | No | No
MC044 | Faraday Building |  |  |  | MC044-B11/N131 | Variable air volume C E31 | EN.EN3 Energy Sensor | [6 empty] | N131 | 0 | [10 empty] | No | No
MC044 | Faraday Building |  |  |  | MC044-B11/N132 | Variable air volume C E32 | EN.EN3 Energy Sensor | [6 empty] | N132 | 0 | [10 empty] | No | No
MC044 | Faraday Building |  |  |  | MC044-B11/N133 | Variable air volume C E32 | EN.EN3 Energy Sensor | [6 empty] | N133 | 0 | [10 empty] | No | No
MC044 | Faraday Building |  |  |  | MC044-B11/N134 | Variable air volume C E32 | EN.EN3 Energy Sensor | [6 empty] | N134 | 0 | [10 empty] | No | No
MC044 | Faraday Building |  |  |  | MC044-B11/N135 | Variable air volume C E32 | EN.EN3 Energy Sensor | [6 empty] | N135 | 0 | [10 empty] | No | No
MC044 | Faraday Building |  |  |  | MC044-B11/N136 | Variable air volume C E32 | EN.EN3 Energy Sensor | [6 empty] | N136 | 0 | [10 empty] | No | No
MC044 | Faraday Building |  |  |  | MC044-B11/N126 | Variable air volume C E31 | EN.EN3 Energy Sensor | [6 empty] | N126 | 0 | [10 empty] | No | No
MC044 | Faraday Building |  |  |  | MC044-B11/N127 | Variable air volume C E31 | EN.EN3 Energy Sensor | [6 empty] | N127 | 0 | [10 empty] | No | No
MC044 | Faraday Building |  |  |  | MC044-B11/N128 | Variable air volume C E31 | EN.EN3 Energy Sensor | [6 empty] | N128 | 0 | [10 empty] | No | No
MC044 | Faraday Building |  |  |  | MC044-B11/N129 | Variable air volume C E31 | EN.EN3 Energy Sensor | [6 empty] | N129 | 0 | [10 empty] | No | No
MC044 | Faraday Building |  |  |  | MC044-B11/N13 | Variable air volume C E28 | EN.EN3 Energy Sensor | [6 empty] | N13 | 0 | [10 empty] | No | No
MC044 | Faraday Building |  |  |  | MC044-B11/N130 | Variable air volume C E31 | EN.EN3 Energy Sensor | [6 empty] | N130 | 0 | [10 empty] | No | No
MC044 | Faraday Building |  |  |  | MC044-B11/N120 | Variable air volume C E30 | EN.EN3 Energy Sensor | [6 empty] | N120 | 0 | [10 empty] | No | No
MC044 | Faraday Building |  |  |  | MC044-B11/N121 | Variable air volume C E30 | EN.EN3 Energy Sensor | [6 empty] | N121 | 0 | [10 empty] | No | No
MC044 | Faraday Building |  |  |  | MC044-B11/N122 | Variable air volume C E30 | EN.EN3 Energy Sensor | [6 empty] | N122 | 0 | [10 empty] | No | No
MC044 | Faraday Building |  |  |  | MC044-B11/N123 | Variable air volume C E30 | EN.EN3 Energy Sensor | [6 empty] | N123 | 0 | [10 empty] | No | No
MC044 | Faraday Building |  |  |  | MC044-B11/N124 | Variable air volume C E31 | EN.EN3 Energy Sensor | [6 empty] | N124 | 0 | [10 empty] | No | No
MC044 | Faraday Building |  |  |  | MC044-B11/N125 | Variable air volume C E31 | EN.EN3 Energy Sensor | [6 empty] | N125 | 0 | [10 empty] | No | No
MC044 | Faraday Building |  |  |  | MC044-B11/N115 | Variable air volume C E29 | EN.EN3 Energy Sensor | [6 empty] | N115 | 0 | [10 empty] | No | No
MC044 | Faraday Building |  |  |  | MC044-B11/N116 | Variable air volume C E30 | EN.EN3 Energy Sensor | [6 empty] | N116 | 0 | [10 empty] | No | No
MC044 | Faraday Building |  |  |  | MC044-B11/N117 | Variable air volume C E30 | EN.EN3 Energy Sensor | [6 empty] | N117 | 0 | [10 empty] | No | No
MC044 | Faraday Building |  |  |  | MC044-B11/N118 | Variable air volume C E30 | EN.EN3 Energy Sensor | [6 empty] | N118 | 0 | [10 empty] | No | No
MC044 | Faraday Building |  |  |  | MC044-B11/N119 | Variable air volume C E30 | EN.EN3 Energy Sensor | [6 empty] | N119 | 0 | [10 empty] | No | No
MC044 | Faraday Building |  |  |  | MC044-B11/N12 | Variable air volume B E13 | EN.EN3 Energy Sensor | [6 empty] | N12 | 0 | [10 empty] | No | No
MC044 | Faraday Building |  |  |  | MC044-B11/N11 | Variable air volume B E12 | EN.EN3 Energy Sensor | [6 empty] | N11 | 0 | [10 empty] | No | No
MC044 | Faraday Building |  |  |  | MC044-B11/N110 | Variable air volume C E29 | EN.EN3 Energy Sensor | [6 empty] | N110 | 0 | [10 empty] | No | No
MC044 | Faraday Building |  |  |  | MC044-B11/N111 | Variable air volume C E29 | EN.EN3 Energy Sensor | [6 empty] | N111 | 0 | [10 empty] | No | No
MC044 | Faraday Building |  |  |  | MC044-B11/N112 | Variable air volume C E29 | EN.EN3 Energy Sensor | [6 empty] | N112 | 0 | [10 empty] | No | No
MC044 | Faraday Building |  |  |  | MC044-B11/N113 | Variable air volume C E29 | EN.EN3 Energy Sensor | [6 empty] | N113 | 0 | [10 empty] | No | No
MC044 | Faraday Building |  |  |  | MC044-B11/N114 | Variable air volume C E29 | EN.EN3 Energy Sensor | [6 empty] | N114 | 0 | [10 empty] | No | No
MC044 | Faraday Building |  |  |  | MC044-B11/N104 | Variable air volume C E28 | EN.EN3 Energy Sensor | [6 empty] | N104 | 0 | [10 empty] | No | No
MC044 | Faraday Building |  |  |  | MC044-B11/N105 | Variable air volume C E28 | EN.EN3 Energy Sensor | [6 empty] | N105 | 0 | [10 empty] | No | No
MC044 | Faraday Building |  |  |  | MC044-B11/N106 | Variable air volume C E28 | EN.EN3 Energy Sensor | [6 empty] | N106 | 0 | [10 empty] | No | No
MC044 | Faraday Building |  |  |  | MC044-B11/N107 | Variable air volume C E28 | EN.EN3 Energy Sensor | [6 empty] | N107 | 0 | [10 empty] | No | No
MC044 | Faraday Building |  |  |  | MC044-B11/N108 | Variable air volume C E29 | EN.EN3 Energy Sensor | [6 empty] | N108 | 0 | [10 empty] | No | No
MC044 | Faraday Building |  |  |  | MC044-B11/N109 | Variable air volume C E29 | EN.EN3 Energy Sensor | [6 empty] | N109 | 0 | [10 empty] | No | No
MC044 | Faraday Building |  |  |  | MC044-B11/n1 | Variable air volume B E08 | EN.EN3 Energy Sensor | [6 empty] | n1 | 0 | [10 empty] | No | No
MC044 | Faraday Building |  |  |  | MC044-B11/N10 | Variable air volume B E11 | EN.EN3 Energy Sensor | [6 empty] | N10 | 0 | [10 empty] | No | No
MC044 | Faraday Building |  |  |  | MC044-B11/N100 | Variable air volume C E28 | EN.EN3 Energy Sensor | [6 empty] | N100 | 0 | [10 empty] | No | No
MC044 | Faraday Building |  |  |  | MC044-B11/N101 | Variable air volume C E28 | EN.EN3 Energy Sensor | [6 empty] | N101 | 0 | [10 empty] | No | No
MC044 | Faraday Building |  |  |  | MC044-B11/N102 | Variable air volume C E28 | EN.EN3 Energy Sensor | [6 empty] | N102 | 0 | [10 empty] | No | No
MC044 | Faraday Building |  |  |  | MC044-B11/N103 | Variable air volume C E28 | EN.EN3 Energy Sensor | [6 empty] | N103 | 0 | [10 empty] | No | No
MC044 | Faraday Building |  |  |  | MC044-B11/I81 | FC 03 Mode On-Off | EN.EN3 Energy Sensor | [6 empty] | I81 | 0 | [10 empty] | No | No
MC044 | Faraday Building |  |  |  | MC044-B11/I82 | FC 03 Mode Normal-Reduced | EN.EN3 Energy Sensor | [6 empty] | I82 | 0 | [10 empty] | No | No
MC044 | Faraday Building |  |  |  | MC044-B11/I83 | FC 03 Mode Normal-Vmax | EN.EN3 Energy Sensor | [6 empty] | I83 | 0 | [10 empty] | No | No
MC044 | Faraday Building |  |  |  | MC044-B11/I84 | FC 03 Fault | EN.EN3 Energy Sensor | [6 empty] | I84 | 0 | [10 empty] | No | No
MC044 | Faraday Building |  |  |  | MC044-B11/I9 | FC 09 Fault | EN.EN3 Energy Sensor | [6 empty] | I9 | 0 | [10 empty] | No | No
MC044 | Faraday Building |  |  |  | MC044-B11/I74 | FC 36 Fault | EN.EN3 Energy Sensor | [6 empty] | I74 | 0 | [10 empty] | No | No
MC044 | Faraday Building |  |  |  | MC044-B11/I76 | FC 37 Mode On-Off | EN.EN3 Energy Sensor | [6 empty] | I76 | 0 | [10 empty] | No | No
MC044 | Faraday Building |  |  |  | MC044-B11/I77 | FC 37 Mode Normal-Reduced | EN.EN3 Energy Sensor | [6 empty] | I77 | 0 | [10 empty] | No | No
MC044 | Faraday Building |  |  |  | MC044-B11/I78 | FC 37 Mode Normal-Vmax | EN.EN3 Energy Sensor | [6 empty] | I78 | 0 | [10 empty] | No | No
MC044 | Faraday Building |  |  |  | MC044-B11/I79 | FC 37 Fault | EN.EN3 Energy Sensor | [6 empty] | I79 | 0 | [10 empty] | No | No
MC044 | Faraday Building |  |  |  | MC044-B11/I8 | FC 09 Mode Normal-Vmax | EN.EN3 Energy Sensor | [6 empty] | I8 | 0 | [10 empty] | No | No
MC044 | Faraday Building |  |  |  | MC044-B11/I68 | FC 35 Mode Normal-Vmax | EN.EN3 Energy Sensor | [6 empty] | I68 | 0 | [10 empty] | No | No
MC044 | Faraday Building |  |  |  | MC044-B11/I69 | FC 35 Fault | EN.EN3 Energy Sensor | [6 empty] | I69 | 0 | [10 empty] | No | No
MC044 | Faraday Building |  |  |  | MC044-B11/I7 | FC 09 Mode Normal-Reduced | EN.EN3 Energy Sensor | [6 empty] | I7 | 0 | [10 empty] | No | No
MC044 | Faraday Building |  |  |  | MC044-B11/I71 | FC 36 Mode On-Off | EN.EN3 Energy Sensor | [6 empty] | I71 | 0 | [10 empty] | No | No
MC044 | Faraday Building |  |  |  | MC044-B11/I72 | FC 36 Mode Normal-Reduced | EN.EN3 Energy Sensor | [6 empty] | I72 | 0 | [10 empty] | No | No
MC044 | Faraday Building |  |  |  | MC044-B11/I73 | FC 36 Mode Normal-Vmax | EN.EN3 Energy Sensor | [6 empty] | I73 | 0 | [10 empty] | No | No
MC044 | Faraday Building |  |  |  | MC044-B11/I61 | FC 34 Mode On-Off | EN.EN3 Energy Sensor | [6 empty] | I61 | 0 | [10 empty] | No | No
MC044 | Faraday Building |  |  |  | MC044-B11/I62 | FC 34 Mode Normal-Reduced | EN.EN3 Energy Sensor | [6 empty] | I62 | 0 | [10 empty] | No | No
MC044 | Faraday Building |  |  |  | MC044-B11/I63 | FC 34 Mode Normal-Vmax | EN.EN3 Energy Sensor | [6 empty] | I63 | 0 | [10 empty] | No | No
MC044 | Faraday Building |  |  |  | MC044-B11/I64 | FC 34 Fault | EN.EN3 Energy Sensor | [6 empty] | I64 | 0 | [10 empty] | No | No
MC044 | Faraday Building |  |  |  | MC044-B11/I66 | FC 35 Mode On-Off | EN.EN3 Energy Sensor | [6 empty] | I66 | 0 | [10 empty] | No | No
MC044 | Faraday Building |  |  |  | MC044-B11/I67 | FC 35 Mode Normal-Reduced | EN.EN3 Energy Sensor | [6 empty] | I67 | 0 | [10 empty] | No | No
MC044 | Faraday Building |  |  |  | MC044-B11/I54 | FC 32 Fault | EN.EN3 Energy Sensor | [6 empty] | I54 | 0 | [10 empty] | No | No
MC044 | Faraday Building |  |  |  | MC044-B11/I56 | FC 33 Mode On-Off | EN.EN3 Energy Sensor | [6 empty] | I56 | 0 | [10 empty] | No | No
MC044 | Faraday Building |  |  |  | MC044-B11/I57 | FC 33 Mode Normal-Reduced | EN.EN3 Energy Sensor | [6 empty] | I57 | 0 | [10 empty] | No | No
MC044 | Faraday Building |  |  |  | MC044-B11/I58 | FC 33 Mode Normal-Vmax | EN.EN3 Energy Sensor | [6 empty] | I58 | 0 | [10 empty] | No | No
MC044 | Faraday Building |  |  |  | MC044-B11/I59 | FC 33 Fault | EN.EN3 Energy Sensor | [6 empty] | I59 | 0 | [10 empty] | No | No
MC044 | Faraday Building |  |  |  | MC044-B11/I6 | FC 09 Mode On-Off | EN.EN3 Energy Sensor | [6 empty] | I6 | 0 | [10 empty] | No | No
MC044 | Faraday Building |  |  |  | MC044-B11/I47 | FC 31 Mode Normal-Reduced | EN.EN3 Energy Sensor | [6 empty] | I47 | 0 | [10 empty] | No | No
MC044 | Faraday Building |  |  |  | MC044-B11/I48 | FC 31 Mode Normal-Vmax | EN.EN3 Energy Sensor | [6 empty] | I48 | 0 | [10 empty] | No | No
MC044 | Faraday Building |  |  |  | MC044-B11/I49 | FC 31 Fault | EN.EN3 Energy Sensor | [6 empty] | I49 | 0 | [10 empty] | No | No
MC044 | Faraday Building |  |  |  | MC044-B11/I51 | FC 32 Mode On-Off | EN.EN3 Energy Sensor | [6 empty] | I51 | 0 | [10 empty] | No | No
MC044 | Faraday Building |  |  |  | MC044-B11/I52 | FC 32 Mode Normal-Reduced | EN.EN3 Energy Sensor | [6 empty] | I52 | 0 | [10 empty] | No | No
MC044 | Faraday Building |  |  |  | MC044-B11/I53 | FC 32 Mode Normal-Vmax | EN.EN3 Energy Sensor | [6 empty] | I53 | 0 | [10 empty] | No | No
MC044 | Faraday Building |  |  |  | MC044-B11/I4 | FC 08 Fault | EN.EN3 Energy Sensor | [6 empty] | I4 | 0 | [10 empty] | No | No
MC044 | Faraday Building |  |  |  | MC044-B11/I41 | FC 30 Mode On-Off | EN.EN3 Energy Sensor | [6 empty] | I41 | 0 | [10 empty] | No | No
MC044 | Faraday Building |  |  |  | MC044-B11/I42 | FC 30 Mode Normal-Reduced | EN.EN3 Energy Sensor | [6 empty] | I42 | 0 | [10 empty] | No | No
MC044 | Faraday Building |  |  |  | MC044-B11/I43 | FC 30 Mode Normal-Vmax | EN.EN3 Energy Sensor | [6 empty] | I43 | 0 | [10 empty] | No | No
MC044 | Faraday Building |  |  |  | MC044-B11/I44 | FC 30 Fault | EN.EN3 Energy Sensor | [6 empty] | I44 | 0 | [10 empty] | No | No
MC044 | Faraday Building |  |  |  | MC044-B11/I46 | FC 31 Mode On-Off | EN.EN3 Energy Sensor | [6 empty] | I46 | 0 | [10 empty] | No | No
MC044 | Faraday Building |  |  |  | MC044-B11/I33 | FC 28 Mode Normal-Vmax | EN.EN3 Energy Sensor | [6 empty] | I33 | 0 | [10 empty] | No | No
MC044 | Faraday Building |  |  |  | MC044-B11/I34 | FC 28 Fault | EN.EN3 Energy Sensor | [6 empty] | I34 | 0 | [10 empty] | No | No
MC044 | Faraday Building |  |  |  | MC044-B11/I36 | FC 29 Mode On-Off | EN.EN3 Energy Sensor | [6 empty] | I36 | 0 | [10 empty] | No | No
MC044 | Faraday Building |  |  |  | MC044-B11/I37 | FC 29 Mode Normal-Reduced | EN.EN3 Energy Sensor | [6 empty] | I37 | 0 | [10 empty] | No | No
MC044 | Faraday Building |  |  |  | MC044-B11/I38 | FC 29 Mode Normal-Vmax | EN.EN3 Energy Sensor | [6 empty] | I38 | 0 | [10 empty] | No | No
MC044 | Faraday Building |  |  |  | MC044-B11/I39 | FC 29 Fault | EN.EN3 Energy Sensor | [6 empty] | I39 | 0 | [10 empty] | No | No
MC044 | Faraday Building |  |  |  | MC044-B11/I27 | FC 13 Mode Normal-Reduced | EN.EN3 Energy Sensor | [6 empty] | I27 | 0 | [10 empty] | No | No
MC044 | Faraday Building |  |  |  | MC044-B11/I28 | FC 13 Mode Normal-Vmax | EN.EN3 Energy Sensor | [6 empty] | I28 | 0 | [10 empty] | No | No
MC044 | Faraday Building |  |  |  | MC044-B11/I29 | FC 13 Fault | EN.EN3 Energy Sensor | [6 empty] | I29 | 0 | [10 empty] | No | No
MC044 | Faraday Building |  |  |  | MC044-B11/I3 | FC 08 Mode Normal-Vmax | EN.EN3 Energy Sensor | [6 empty] | I3 | 0 | [10 empty] | No | No
MC044 | Faraday Building |  |  |  | MC044-B11/I31 | FC 28 Mode On-Off | EN.EN3 Energy Sensor | [6 empty] | I31 | 0 | [10 empty] | No | No
MC044 | Faraday Building |  |  |  | MC044-B11/I32 | FC 28 Mode Normal-Reduced | EN.EN3 Energy Sensor | [6 empty] | I32 | 0 | [10 empty] | No | No
MC044 | Faraday Building |  |  |  | MC044-B11/I2 | FC 08 Mode Normal-Reduced | EN.EN3 Energy Sensor | [6 empty] | I2 | 0 | [10 empty] | No | No
MC044 | Faraday Building |  |  |  | MC044-B11/I21 | FC 12 Mode On-Off | EN.EN3 Energy Sensor | [6 empty] | I21 | 0 | [10 empty] | No | No
MC044 | Faraday Building |  |  |  | MC044-B11/I22 | FC 12 Mode Normal-Reduced | EN.EN3 Energy Sensor | [6 empty] | I22 | 0 | [10 empty] | No | No
MC044 | Faraday Building |  |  |  | MC044-B11/I23 | FC 12 Mode Normal-Vmax | EN.EN3 Energy Sensor | [6 empty] | I23 | 0 | [10 empty] | No | No
MC044 | Faraday Building |  |  |  | MC044-B11/I24 | FC 12 Fault | EN.EN3 Energy Sensor | [6 empty] | I24 | 0 | [10 empty] | No | No
MC044 | Faraday Building |  |  |  | MC044-B11/I26 | FC 13 Mode On-Off | EN.EN3 Energy Sensor | [6 empty] | I26 | 0 | [10 empty] | No | No
MC044 | Faraday Building |  |  |  | MC044-B11/I13 | FC 10 Mode Normal-Vmax | EN.EN3 Energy Sensor | [6 empty] | I13 | 0 | [10 empty] | No | No
MC044 | Faraday Building |  |  |  | MC044-B11/I14 | FC 10 Fault | EN.EN3 Energy Sensor | [6 empty] | I14 | 0 | [10 empty] | No | No
MC044 | Faraday Building |  |  |  | MC044-B11/I16 | FC 11 Mode On-Off | EN.EN3 Energy Sensor | [6 empty] | I16 | 0 | [10 empty] | No | No
MC044 | Faraday Building |  |  |  | MC044-B11/I17 | FC 11 Mode Normal-Reduced | EN.EN3 Energy Sensor | [6 empty] | I17 | 0 | [10 empty] | No | No
MC044 | Faraday Building |  |  |  | MC044-B11/I18 | FC 11 Mode Normal-Vmax | EN.EN3 Energy Sensor | [6 empty] | I18 | 0 | [10 empty] | No | No
MC044 | Faraday Building |  |  |  | MC044-B11/I19 | FC 11 Fault | EN.EN3 Energy Sensor | [6 empty] | I19 | 0 | [10 empty] | No | No
MC044 | Faraday Building |  |  |  | MC044-B11/G97 | Logic 97 | EN.EN3 Energy Sensor | [6 empty] | G97 | 0 | [10 empty] | No | No
MC044 | Faraday Building |  |  |  | MC044-B11/G98 | LC02SPXE3 Mute | EN.EN3 Energy Sensor | [6 empty] | G98 | 0 | [10 empty] | No | No
MC044 | Faraday Building |  |  |  | MC044-B11/G99 | Logic 99 | EN.EN3 Energy Sensor | [6 empty] | G99 | 0 | [10 empty] | No | No
MC044 | Faraday Building |  |  |  | MC044-B11/I1 | FC 08 Mode On-Off | EN.EN3 Energy Sensor | [6 empty] | I1 | 0 | [10 empty] | No | No
MC044 | Faraday Building |  |  |  | MC044-B11/I11 | FC 10 Mode On-Off | EN.EN3 Energy Sensor | [6 empty] | I11 | 0 | [10 empty] | No | No
MC044 | Faraday Building |  |  |  | MC044-B11/I12 | FC 10 Mode Normal-Reduced | EN.EN3 Energy Sensor | [6 empty] | I12 | 0 | [10 empty] | No | No
MC044 | Faraday Building |  |  |  | MC044-B11/G91 | Logic 91 | EN.EN3 Energy Sensor | [6 empty] | G91 | 0 | [10 empty] | No | No
MC044 | Faraday Building |  |  |  | MC044-B11/G92 | LC02SPXE1 Mute | EN.EN3 Energy Sensor | [6 empty] | G92 | 0 | [10 empty] | No | No
MC044 | Faraday Building |  |  |  | MC044-B11/G93 | Logic 93 | EN.EN3 Energy Sensor | [6 empty] | G93 | 0 | [10 empty] | No | No
MC044 | Faraday Building |  |  |  | MC044-B11/G94 | Logic 94 | EN.EN3 Energy Sensor | [6 empty] | G94 | 0 | [10 empty] | No | No
MC044 | Faraday Building |  |  |  | MC044-B11/G95 | Logic 95 | EN.EN3 Energy Sensor | [6 empty] | G95 | 0 | [10 empty] | No | No
MC044 | Faraday Building |  |  |  | MC044-B11/G96 | Logic 96 | EN.EN3 Energy Sensor | [6 empty] | G96 | 0 | [10 empty] | No | No
MC044 | Faraday Building |  |  |  | MC044-B11/G86 | Logic 86 | EN.EN3 Energy Sensor | [6 empty] | G86 | 0 | [10 empty] | No | No
MC044 | Faraday Building |  |  |  | MC044-B11/G87 | Logic 87 | EN.EN3 Energy Sensor | [6 empty] | G87 | 0 | [10 empty] | No | No
MC044 | Faraday Building |  |  |  | MC044-B11/G88 | Logic 88 | EN.EN3 Energy Sensor | [6 empty] | G88 | 0 | [10 empty] | No | No
MC044 | Faraday Building |  |  |  | MC044-B11/G89 | Logic 89 | EN.EN3 Energy Sensor | [6 empty] | G89 | 0 | [10 empty] | No | No
MC044 | Faraday Building |  |  |  | MC044-B11/G9 | Logic 9 | EN.EN3 Energy Sensor | [6 empty] | G9 | 0 | [10 empty] | No | No
MC044 | Faraday Building |  |  |  | MC044-B11/G90 | Logic 90 | EN.EN3 Energy Sensor | [6 empty] | G90 | 0 | [10 empty] | No | No
MC044 | Faraday Building |  |  |  | MC044-B11/G44 | Logic 44 | EN.EN3 Energy Sensor | [6 empty] | G44 | 0 | [10 empty] | No | No
MC044 | Faraday Building |  |  |  | MC044-B11/G5 | Logic 5 | EN.EN3 Energy Sensor | [6 empty] | G5 | 0 | [10 empty] | No | No
MC044 | Faraday Building |  |  |  | MC044-B11/G6 | Logic 6 | EN.EN3 Energy Sensor | [6 empty] | G6 | 0 | [10 empty] | No | No
MC044 | Faraday Building |  |  |  | MC044-B11/G7 | Logic 7 | EN.EN3 Energy Sensor | [6 empty] | G7 | 0 | [10 empty] | No | No
MC044 | Faraday Building |  |  |  | MC044-B11/G8 | Logic 8 | EN.EN3 Energy Sensor | [6 empty] | G8 | 0 | [10 empty] | No | No
MC044 | Faraday Building |  |  |  | MC044-B11/G85 | LC02SPXE6 Mute | EN.EN3 Energy Sensor | [6 empty] | G85 | 0 | [10 empty] | No | No
MC044 | Faraday Building |  |  |  | MC044-B11/G39 | LC02SPXE2 ON | EN.EN3 Energy Sensor | [6 empty] | G39 | 0 | [10 empty] | No | No
MC044 | Faraday Building |  |  |  | MC044-B11/G4 | Logic 4 | EN.EN3 Energy Sensor | [6 empty] | G4 | 0 | [10 empty] | No | No
MC044 | Faraday Building |  |  |  | MC044-B11/G40 | Logic 40 | EN.EN3 Energy Sensor | [6 empty] | G40 | 0 | [10 empty] | No | No
MC044 | Faraday Building |  |  |  | MC044-B11/G41 | LC02SPXE2 Boost | EN.EN3 Energy Sensor | [6 empty] | G41 | 0 | [10 empty] | No | No
MC044 | Faraday Building |  |  |  | MC044-B11/G42 | Logic 42 | EN.EN3 Energy Sensor | [6 empty] | G42 | 0 | [10 empty] | No | No
MC044 | Faraday Building |  |  |  | MC044-B11/G43 | LC02SPXE2 Mute | EN.EN3 Energy Sensor | [6 empty] | G43 | 0 | [10 empty] | No | No
MC044 | Faraday Building |  |  |  | MC044-B11/G33 | Logic 33 | EN.EN3 Energy Sensor | [6 empty] | G33 | 0 | [10 empty] | No | No
MC044 | Faraday Building |  |  |  | MC044-B11/G34 | Logic 34 | EN.EN3 Energy Sensor | [6 empty] | G34 | 0 | [10 empty] | No | No
MC044 | Faraday Building |  |  |  | MC044-B11/G35 | Logic 35 | EN.EN3 Energy Sensor | [6 empty] | G35 | 0 | [10 empty] | No | No
MC044 | Faraday Building |  |  |  | MC044-B11/G36 | Logic 36 | EN.EN3 Energy Sensor | [6 empty] | G36 | 0 | [10 empty] | No | No
MC044 | Faraday Building |  |  |  | MC044-B11/G37 | Logic 37 | EN.EN3 Energy Sensor | [6 empty] | G37 | 0 | [10 empty] | No | No
MC044 | Faraday Building |  |  |  | MC044-B11/G38 | Logic 38 | EN.EN3 Energy Sensor | [6 empty] | G38 | 0 | [10 empty] | No | No
MC044 | Faraday Building |  |  |  | MC044-B11/G28 | LC02SPXE3 Boost | EN.EN3 Energy Sensor | [6 empty] | G28 | 0 | [10 empty] | No | No
MC044 | Faraday Building |  |  |  | MC044-B11/G29 | Logic 29 | EN.EN3 Energy Sensor | [6 empty] | G29 | 0 | [10 empty] | No | No
MC044 | Faraday Building |  |  |  | MC044-B11/G3 | Logic 3 | EN.EN3 Energy Sensor | [6 empty] | G3 | 0 | [10 empty] | No | No
MC044 | Faraday Building |  |  |  | MC044-B11/G30 | Logic 30 | EN.EN3 Energy Sensor | [6 empty] | G30 | 0 | [10 empty] | No | No
MC044 | Faraday Building |  |  |  | MC044-B11/G31 | Logic 31 | EN.EN3 Energy Sensor | [6 empty] | G31 | 0 | [10 empty] | No | No
MC044 | Faraday Building |  |  |  | MC044-B11/G32 | Logic 32 | EN.EN3 Energy Sensor | [6 empty] | G32 | 0 | [10 empty] | No | No
MC044 | Faraday Building |  |  |  | MC044-B11/G22 | Logic 22 | EN.EN3 Energy Sensor | [6 empty] | G22 | 0 | [10 empty] | No | No
MC044 | Faraday Building |  |  |  | MC044-B11/G23 | Logic 23 | EN.EN3 Energy Sensor | [6 empty] | G23 | 0 | [10 empty] | No | No
MC044 | Faraday Building |  |  |  | MC044-B11/G24 | Logic 24 | EN.EN3 Energy Sensor | [6 empty] | G24 | 0 | [10 empty] | No | No
MC044 | Faraday Building |  |  |  | MC044-B11/G25 | Logic 25 | EN.EN3 Energy Sensor | [6 empty] | G25 | 0 | [10 empty] | No | No
MC044 | Faraday Building |  |  |  | MC044-B11/G26 | Logic 26 | EN.EN3 Energy Sensor | [6 empty] | G26 | 0 | [10 empty] | No | No
MC044 | Faraday Building |  |  |  | MC044-B11/G27 | LC02SPXE3 ON | EN.EN3 Energy Sensor | [6 empty] | G27 | 0 | [10 empty] | No | No
MC044 | Faraday Building |  |  |  | MC044-B11/G17 | Logic 17 | EN.EN3 Energy Sensor | [6 empty] | G17 | 0 | [10 empty] | No | No
MC044 | Faraday Building |  |  |  | MC044-B11/G18 | Logic 18 | EN.EN3 Energy Sensor | [6 empty] | G18 | 0 | [10 empty] | No | No
MC044 | Faraday Building |  |  |  | MC044-B11/G19 | Logic 19 | EN.EN3 Energy Sensor | [6 empty] | G19 | 0 | [10 empty] | No | No
MC044 | Faraday Building |  |  |  | MC044-B11/G2 | LC02SPXE6 Boost | EN.EN3 Energy Sensor | [6 empty] | G2 | 0 | [10 empty] | No | No
MC044 | Faraday Building |  |  |  | MC044-B11/G20 | Logic 20 | EN.EN3 Energy Sensor | [6 empty] | G20 | 0 | [10 empty] | No | No
MC044 | Faraday Building |  |  |  | MC044-B11/G21 | Logic 21 | EN.EN3 Energy Sensor | [6 empty] | G21 | 0 | [10 empty] | No | No
MC044 | Faraday Building |  |  |  | MC044-B11/G11 | Logic 11 | EN.EN3 Energy Sensor | [6 empty] | G11 | 0 | [10 empty] | No | No
MC044 | Faraday Building |  |  |  | MC044-B11/G12 | Logic 12 | EN.EN3 Energy Sensor | [6 empty] | G12 | 0 | [10 empty] | No | No
MC044 | Faraday Building |  |  |  | MC044-B11/G13 | Logic 13 | EN.EN3 Energy Sensor | [6 empty] | G13 | 0 | [10 empty] | No | No
MC044 | Faraday Building |  |  |  | MC044-B11/G14 | Logic 14 | EN.EN3 Energy Sensor | [6 empty] | G14 | 0 | [10 empty] | No | No
MC044 | Faraday Building |  |  |  | MC044-B11/G15 | LC02SPXE1 ON | EN.EN3 Energy Sensor | [6 empty] | G15 | 0 | [10 empty] | No | No
MC044 | Faraday Building |  |  |  | MC044-B11/G16 | LC02SPXE1 Boost | EN.EN3 Energy Sensor | [6 empty] | G16 | 0 | [10 empty] | No | No
MC044 | Faraday Building |  |  |  | MC044-B11/G1 | LC02SPXE6 ON | EN.EN3 Energy Sensor | [6 empty] | G1 | 0 | [10 empty] | No | No
MC044 | Faraday Building |  |  |  | MC044-B11/G10 | Logic 10 | EN.EN3 Energy Sensor | [6 empty] | G10 | 0 | [10 empty] | No | No
MC044 | Faraday Building |  |  |  | MC044-B11/G100 | Logic 100 | EN.EN3 Energy Sensor | [6 empty] | G100 | 0 | [10 empty] | No | No
MC044 | Faraday Building |  |  |  | MC044-B11/G101 | Logic 101 | EN.EN3 Energy Sensor | [6 empty] | G101 | 0 | [10 empty] | No | No
MC044 | Faraday Building |  |  |  | MC044-B11/G102 | Logic 102 | EN.EN3 Energy Sensor | [6 empty] | G102 | 0 | [10 empty] | No | No
MC044 | Faraday Building |  |  |  | MC044-B11/G103 | Logic 103 | EN.EN3 Energy Sensor | [6 empty] | G103 | 0 | [10 empty] | No | No
MC044 | Faraday Building |  |  |  | MC044-B11/f4 |  | EN.EN3 Energy Sensor | [6 empty] | f4 | 0 | [10 empty] | No | No
MC044 | Faraday Building |  |  |  | MC044-B11/f5 |  | EN.EN3 Energy Sensor | [6 empty] | f5 | 0 | [10 empty] | No | No
MC044 | Faraday Building |  |  |  | MC044-B11/f6 |  | EN.EN3 Energy Sensor | [6 empty] | f6 | 0 | [10 empty] | No | No
MC044 | Faraday Building |  |  |  | MC044-B11/f7 |  | EN.EN3 Energy Sensor | [6 empty] | f7 | 0 | [10 empty] | No | No
MC044 | Faraday Building |  |  |  | MC044-B11/f8 |  | EN.EN3 Energy Sensor | [6 empty] | f8 | 0 | [10 empty] | No | No
MC044 | Faraday Building |  |  |  | MC044-B11/f9 |  | EN.EN3 Energy Sensor | [6 empty] | f9 | 0 | [10 empty] | No | No
MC044 | Faraday Building |  |  |  | MC044-B11/f14 |  | EN.EN3 Energy Sensor | [6 empty] | f14 | 0 | [10 empty] | No | No
MC044 | Faraday Building |  |  |  | MC044-B11/f15 |  | EN.EN3 Energy Sensor | [6 empty] | f15 | 0 | [10 empty] | No | No
MC044 | Faraday Building |  |  |  | MC044-B11/f16 |  | EN.EN3 Energy Sensor | [6 empty] | f16 | 0 | [10 empty] | No | No
MC044 | Faraday Building |  |  |  | MC044-B11/f17 |  | EN.EN3 Energy Sensor | [6 empty] | f17 | 0 | [10 empty] | No | No
MC044 | Faraday Building |  |  |  | MC044-B11/f2 |  | EN.EN3 Energy Sensor | [6 empty] | f2 | 0 | [10 empty] | No | No
MC044 | Faraday Building |  |  |  | MC044-B11/f3 |  | EN.EN3 Energy Sensor | [6 empty] | f3 | 0 | [10 empty] | No | No
MC044 | Faraday Building |  |  |  | MC044-B11/e1 | 963 | EN.EN3 Energy Sensor | [6 empty] | e1 | 0 | [10 empty] | No | No
MC044 | Faraday Building |  |  |  | MC044-B11/f1 |  | EN.EN3 Energy Sensor | [6 empty] | f1 | 0 | [10 empty] | No | No
MC044 | Faraday Building |  |  |  | MC044-B11/f10 |  | EN.EN3 Energy Sensor | [6 empty] | f10 | 0 | [10 empty] | No | No
MC044 | Faraday Building |  |  |  | MC044-B11/f11 |  | EN.EN3 Energy Sensor | [6 empty] | f11 | 0 | [10 empty] | No | No
MC044 | Faraday Building |  |  |  | MC044-B11/f12 |  | EN.EN3 Energy Sensor | [6 empty] | f12 | 0 | [10 empty] | No | No
MC044 | Faraday Building |  |  |  | MC044-B11/f13 |  | EN.EN3 Energy Sensor | [6 empty] | f13 | 0 | [10 empty] | No | No
MC044 | Faraday Building |  |  |  | MC044-B01/C1 | Virtual CNC 1 | EN.EN3 Energy Sensor | [6 empty] | C1 | 0 | [10 empty] | No | No
MC044 | Faraday Building |  |  |  | MC044-B01/D1 | AHU01 Sply Fan En | EN.EN3 Energy Sensor | [6 empty] | D1 | 0 | [10 empty] | No | No
MC044 | Faraday Building |  |  |  | MC044-B01/D10 | AHU02 Sply Fan Dmd | EN.EN3 Energy Sensor | [6 empty] | D10 | 0 | [10 empty] | No | No
MC044 | Faraday Building |  |  |  | MC044-B01/D11 | AHU02 Extr Fan En | EN.EN3 Energy Sensor | [6 empty] | D11 | 0 | [10 empty] | No | No
MC044 | Faraday Building |  |  |  | MC044-B01/D12 | AHU02 Extr Fan Dmd | EN.EN3 Energy Sensor | [6 empty] | D12 | 0 | [10 empty] | No | No
MC044 | Faraday Building |  |  |  | MC044-B01/D13 | AHU02 Frost Valve | EN.EN3 Energy Sensor | [6 empty] | D13 | 0 | [10 empty] | No | No
MC044 | Faraday Building |  |  |  | MC044-B01/Z3 | AHU03 Cavendish | EN.EN3 Energy Sensor | [6 empty] | Z3 | 0 | [10 empty] | No | No
MC044 | Faraday Building |  |  |  | MC044-B01/Z4 | Time Zone 4 | EN.EN3 Energy Sensor | [6 empty] | Z4 | 0 | [10 empty] | No | No
MC044 | Faraday Building |  |  |  | MC044-B01/Z5 | Time Zone 5 | EN.EN3 Energy Sensor | [6 empty] | Z5 | 0 | [10 empty] | No | No
MC044 | Faraday Building |  |  |  | MC044-B01/Y3 | Temp V 0+50 | EN.EN3 Energy Sensor | [6 empty] | Y3 | 0 | [10 empty] | No | No
MC044 | Faraday Building |  |  |  | MC044-B01/Y4 | PercentVolts | EN.EN3 Energy Sensor | [6 empty] | Y4 | 0 | [10 empty] | No | No
MC044 | Faraday Building |  |  |  | MC044-B01/Y5 | SpAdjVolts | EN.EN3 Energy Sensor | [6 empty] | Y5 | 0 | [10 empty] | No | No
MC044 | Faraday Building |  |  |  | MC044-B01/Y6 | CO2 I | EN.EN3 Energy Sensor | [6 empty] | Y6 | 0 | [10 empty] | No | No
MC044 | Faraday Building |  |  |  | MC044-B01/Z1 | AHU01 Frankland | EN.EN3 Energy Sensor | [6 empty] | Z1 | 0 | [10 empty] | No | No
MC044 | Faraday Building |  |  |  | MC044-B01/Z2 | AHU02 Faraday | EN.EN3 Energy Sensor | [6 empty] | Z2 | 0 | [10 empty] | No | No
MC044 | Faraday Building |  |  |  | MC044-B01/W6 | AHU02 Oride ON | EN.EN3 Energy Sensor | [6 empty] | W6 | 0 | [10 empty] | No | No
MC044 | Faraday Building |  |  |  | MC044-B01/W7 | AHU02 Oride OFF | EN.EN3 Energy Sensor | [6 empty] | W7 | 0 | [10 empty] | No | No
MC044 | Faraday Building |  |  |  | MC044-B01/W8 | AHU03 Oride ON | EN.EN3 Energy Sensor | [6 empty] | W8 | 0 | [10 empty] | No | No
MC044 | Faraday Building |  |  |  | MC044-B01/W9 | AHU03 Oride OFF | EN.EN3 Energy Sensor | [6 empty] | W9 | 0 | [10 empty] | No | No
MC044 | Faraday Building |  |  |  | MC044-B01/Y1 | Trend T -20+50 | EN.EN3 Energy Sensor | [6 empty] | Y1 | 0 | [10 empty] | No | No
MC044 | Faraday Building |  |  |  | MC044-B01/Y2 | CO2 V | EN.EN3 Energy Sensor | [6 empty] | Y2 | 0 | [10 empty] | No | No
MC044 | Faraday Building |  |  |  | MC044-B01/W10 | ODH ON OFF | EN.EN3 Energy Sensor | [6 empty] | W10 | 0 | [10 empty] | No | No
MC044 | Faraday Building |  |  |  | MC044-B01/W12 | Panel kWh Reset | EN.EN3 Energy Sensor | [6 empty] | W12 | 0 | [10 empty] | No | No
MC044 | Faraday Building |  |  |  | MC044-B01/W2 | AHU02 Reset | EN.EN3 Energy Sensor | [6 empty] | W2 | 0 | [10 empty] | No | No
MC044 | Faraday Building |  |  |  | MC044-B01/W3 | AHU03 Reset | EN.EN3 Energy Sensor | [6 empty] | W3 | 0 | [10 empty] | No | No
MC044 | Faraday Building |  |  |  | MC044-B01/W4 | AHU01 Oride ON | EN.EN3 Energy Sensor | [6 empty] | W4 | 0 | [10 empty] | No | No
MC044 | Faraday Building |  |  |  | MC044-B01/W5 | AHU01 Oride OFF | EN.EN3 Energy Sensor | [6 empty] | W5 | 0 | [10 empty] | No | No
MC044 | Faraday Building |  |  |  | MC044-B01/S62 | Panel kWh Data | EN.EN3 Energy Sensor | [6 empty] | S62 | 0 | [10 empty] | No | No
MC044 | Faraday Building |  |  |  | MC044-B01/S7 | AHU01 Space 1 Co2 | EN.EN3 Energy Sensor | [6 empty] | S7 | 0 | [10 empty] | No | No
MC044 | Faraday Building |  |  |  | MC044-B01/S8 | AHU01 Space 2 Temp | EN.EN3 Energy Sensor | [6 empty] | S8 | 0 | [10 empty] | No | No
MC044 | Faraday Building |  |  |  | MC044-B01/S9 | AHU01 Space 2 Co2 | EN.EN3 Energy Sensor | [6 empty] | S9 | 0 | [10 empty] | No | No
MC044 | Faraday Building |  |  |  | MC044-B01/V1 |  | EN.EN3 Energy Sensor | [6 empty] | V1 | 0 | [10 empty] | No | No
MC044 | Faraday Building |  |  |  | MC044-B01/W1 | AHU01 Reset | EN.EN3 Energy Sensor | [6 empty] | W1 | 0 | [10 empty] | No | No
MC044 | Faraday Building |  |  |  | MC044-B01/S57 | Panel kWh Total | EN.EN3 Energy Sensor | [6 empty] | S57 | 0 | [10 empty] | No | No
MC044 | Faraday Building |  |  |  | MC044-B01/S58 | Panel kWh Weekly | EN.EN3 Energy Sensor | [6 empty] | S58 | 0 | [10 empty] | No | No
MC044 | Faraday Building |  |  |  | MC044-B01/S59 | Panel kWh LastWeek | EN.EN3 Energy Sensor | [6 empty] | S59 | 0 | [10 empty] | No | No
MC044 | Faraday Building |  |  |  | MC044-B01/S6 | AHU01 Space 1 Temp | EN.EN3 Energy Sensor | [6 empty] | S6 | 0 | [10 empty] | No | No
MC044 | Faraday Building |  |  |  | MC044-B01/S60 | Panel kWh Mnthly | EN.EN3 Energy Sensor | [6 empty] | S60 | 0 | [10 empty] | No | No
MC044 | Faraday Building |  |  |  | MC044-B01/S61 | Panel kWh LastMnth | EN.EN3 Energy Sensor | [6 empty] | S61 | 0 | [10 empty] | No | No
MC044 | Faraday Building |  |  |  | MC044-B01/S51 | AHU02 Frost SP | EN.EN3 Energy Sensor | [6 empty] | S51 | 0 | [10 empty] | No | No
MC044 | Faraday Building |  |  |  | MC044-B01/S52 | AHU02 Space SP | EN.EN3 Energy Sensor | [6 empty] | S52 | 0 | [10 empty] | No | No
MC044 | Faraday Building |  |  |  | MC044-B01/S53 | AHU03 Fan Dmd | EN.EN3 Energy Sensor | [6 empty] | S53 | 0 | [10 empty] | No | No
MC044 | Faraday Building |  |  |  | MC044-B01/S54 | AHU03 Frost SP | EN.EN3 Energy Sensor | [6 empty] | S54 | 0 | [10 empty] | No | No
MC044 | Faraday Building |  |  |  | MC044-B01/S55 | AHU03 Space SP | EN.EN3 Energy Sensor | [6 empty] | S55 | 0 | [10 empty] | No | No
MC044 | Faraday Building |  |  |  | MC044-B01/S56 | Panel kWh Daily | EN.EN3 Energy Sensor | [6 empty] | S56 | 0 | [10 empty] | No | No
MC044 | Faraday Building |  |  |  | MC044-B01/S46 | AHU03 Max Co2 Level | EN.EN3 Energy Sensor | [6 empty] | S46 | 0 | [10 empty] | No | No
MC044 | Faraday Building |  |  |  | MC044-B01/S47 | AHU01 Fan Dmd | EN.EN3 Energy Sensor | [6 empty] | S47 | 0 | [10 empty] | No | No
MC044 | Faraday Building |  |  |  | MC044-B01/S48 | AHU01 Frost SP | EN.EN3 Energy Sensor | [6 empty] | S48 | 0 | [10 empty] | No | No
MC044 | Faraday Building |  |  |  | MC044-B01/S49 | AHU01 Space SP | EN.EN3 Energy Sensor | [6 empty] | S49 | 0 | [10 empty] | No | No
MC044 | Faraday Building |  |  |  | MC044-B01/S5 | AHU01 Extract Co2 | EN.EN3 Energy Sensor | [6 empty] | S5 | 0 | [10 empty] | No | No
MC044 | Faraday Building |  |  |  | MC044-B01/S50 | AHU02 Fan Dmd | EN.EN3 Energy Sensor | [6 empty] | S50 | 0 | [10 empty] | No | No
MC044 | Faraday Building |  |  |  | MC044-B01/S4 | AHU01 Extract Temp | EN.EN3 Energy Sensor | [6 empty] | S4 | 0 | [10 empty] | No | No
MC044 | Faraday Building |  |  |  | MC044-B01/S41 | AHU01 Ave Space Temp | EN.EN3 Energy Sensor | [6 empty] | S41 | 0 | [10 empty] | No | No
MC044 | Faraday Building |  |  |  | MC044-B01/S42 | AHU02 Ave Space Temp | EN.EN3 Energy Sensor | [6 empty] | S42 | 0 | [10 empty] | No | No
MC044 | Faraday Building |  |  |  | MC044-B01/S43 | AHU03 Ave Space Temp | EN.EN3 Energy Sensor | [6 empty] | S43 | 0 | [10 empty] | No | No
MC044 | Faraday Building |  |  |  | MC044-B01/S44 | AHU01 Max Co2 Level | EN.EN3 Energy Sensor | [6 empty] | S44 | 0 | [10 empty] | No | No
MC044 | Faraday Building |  |  |  | MC044-B01/S45 | AHU02 Max Co2 Level | EN.EN3 Energy Sensor | [6 empty] | S45 | 0 | [10 empty] | No | No
MC044 | Faraday Building |  |  |  | MC044-B01/S32 | AHU03 Space 3 Temp | EN.EN3 Energy Sensor | [6 empty] | S32 | 0 | [10 empty] | No | No
MC044 | Faraday Building |  |  |  | MC044-B01/S33 | AHU03 Space 3 Co2 | EN.EN3 Energy Sensor | [6 empty] | S33 | 0 | [10 empty] | No | No
MC044 | Faraday Building |  |  |  | MC044-B01/S34 | AHU03 Setpoint Adjust | EN.EN3 Energy Sensor | [6 empty] | S34 | 0 | [10 empty] | No | No
MC044 | Faraday Building |  |  |  | MC044-B01/S35 | Constant temperature circuit flow temperature | EN.EN3 Energy Sensor | [6 empty] | S35 | 0 | [10 empty] | No | No
MC044 | Faraday Building |  |  |  | MC044-B01/S36 | CT Return Temp | EN.EN3 Energy Sensor | [6 empty] | S36 | 0 | [10 empty] | No | No
MC044 | Faraday Building |  |  |  | MC044-B01/S37 | Foyer Temp | EN.EN3 Energy Sensor | [6 empty] | S37 | 0 | [10 empty] | No | No
MC044 | Faraday Building |  |  |  | MC044-B01/S27 | AHU03 Extract Co2 | EN.EN3 Energy Sensor | [6 empty] | S27 | 0 | [10 empty] | No | No
MC044 | Faraday Building |  |  |  | MC044-B01/S28 | AHU03 Space 1 Temp | EN.EN3 Energy Sensor | [6 empty] | S28 | 0 | [10 empty] | No | No
MC044 | Faraday Building |  |  |  | MC044-B01/S29 | AHU03 Space 1 Co2 | EN.EN3 Energy Sensor | [6 empty] | S29 | 0 | [10 empty] | No | No
MC044 | Faraday Building |  |  |  | MC044-B01/S3 | AHU01 Supply Temp | EN.EN3 Energy Sensor | [6 empty] | S3 | 0 | [10 empty] | No | No
MC044 | Faraday Building |  |  |  | MC044-B01/S30 | AHU03 Space 2 Temp | EN.EN3 Energy Sensor | [6 empty] | S30 | 0 | [10 empty] | No | No
MC044 | Faraday Building |  |  |  | MC044-B01/S31 | AHU03 Space 2 Co2 | EN.EN3 Energy Sensor | [6 empty] | S31 | 0 | [10 empty] | No | No
MC044 | Faraday Building |  |  |  | MC044-B01/S21 | AHU02 Space 3 Temp | EN.EN3 Energy Sensor | [6 empty] | S21 | 0 | [10 empty] | No | No
MC044 | Faraday Building |  |  |  | MC044-B01/S22 | AHU02 Space 3 Co2 | EN.EN3 Energy Sensor | [6 empty] | S22 | 0 | [10 empty] | No | No
MC044 | Faraday Building |  |  |  | MC044-B01/S23 | AHU02 Setpoint Adjust | EN.EN3 Energy Sensor | [6 empty] | S23 | 0 | [10 empty] | No | No
MC044 | Faraday Building |  |  |  | MC044-B01/S24 | AHU03 Frost Temp | EN.EN3 Energy Sensor | [6 empty] | S24 | 0 | [10 empty] | No | No
MC044 | Faraday Building |  |  |  | MC044-B01/S25 | AHU03 Supply Temp | EN.EN3 Energy Sensor | [6 empty] | S25 | 0 | [10 empty] | No | No
MC044 | Faraday Building |  |  |  | MC044-B01/S26 | AHU03 Extract Temp | EN.EN3 Energy Sensor | [6 empty] | S26 | 0 | [10 empty] | No | No
MC044 | Faraday Building |  |  |  | MC044-B01/S16 | AHU02 Extract Co2 | EN.EN3 Energy Sensor | [6 empty] | S16 | 0 | [10 empty] | No | No
MC044 | Faraday Building |  |  |  | MC044-B01/S17 | AHU02 Space 1 Temp | EN.EN3 Energy Sensor | [6 empty] | S17 | 0 | [10 empty] | No | No
MC044 | Faraday Building |  |  |  | MC044-B01/S18 | AHU02 Space 1 Co2 | EN.EN3 Energy Sensor | [6 empty] | S18 | 0 | [10 empty] | No | No
MC044 | Faraday Building |  |  |  | MC044-B01/S19 | AHU02 Space 2 Temp | EN.EN3 Energy Sensor | [6 empty] | S19 | 0 | [10 empty] | No | No
MC044 | Faraday Building |  |  |  | MC044-B01/S2 | AHU01 Frost Temp | EN.EN3 Energy Sensor | [6 empty] | S2 | 0 | [10 empty] | No | No
MC044 | Faraday Building |  |  |  | MC044-B01/S20 | AHU02 Space 2 Co2 | EN.EN3 Energy Sensor | [6 empty] | S20 | 0 | [10 empty] | No | No
MC044 | Faraday Building |  |  |  | MC044-B01/S10 | AHU01 Space 3 Temp | EN.EN3 Energy Sensor | [6 empty] | S10 | 0 | [10 empty] | No | No
MC044 | Faraday Building |  |  |  | MC044-B01/S11 | AHU01 Space 3 Co2 | EN.EN3 Energy Sensor | [6 empty] | S11 | 0 | [10 empty] | No | No
MC044 | Faraday Building |  |  |  | MC044-B01/S12 | AHU01 Setpoint Adjust | EN.EN3 Energy Sensor | [6 empty] | S12 | 0 | [10 empty] | No | No
MC044 | Faraday Building |  |  |  | MC044-B01/S13 | AHU02 Frost Temp | EN.EN3 Energy Sensor | [6 empty] | S13 | 0 | [10 empty] | No | No
MC044 | Faraday Building |  |  |  | MC044-B01/S14 | AHU02 Supply Temp | EN.EN3 Energy Sensor | [6 empty] | S14 | 0 | [10 empty] | No | No
MC044 | Faraday Building |  |  |  | MC044-B01/S15 | AHU02 Extract Temp | EN.EN3 Energy Sensor | [6 empty] | S15 | 0 | [10 empty] | No | No
MC044 | Faraday Building |  |  |  | MC044-B01/P6 | AHU01 Space 1 Temp | EN.EN3 Energy Sensor | [6 empty] | P6 | 0 | [10 empty] | No | No
MC044 | Faraday Building |  |  |  | MC044-B01/P7 | AHU01 Space 1 Co2 | EN.EN3 Energy Sensor | [6 empty] | P7 | 0 | [10 empty] | No | No
MC044 | Faraday Building |  |  |  | MC044-B01/P8 | AHU01 Space 2 Temp | EN.EN3 Energy Sensor | [6 empty] | P8 | 0 | [10 empty] | No | No
MC044 | Faraday Building |  |  |  | MC044-B01/P9 | AHU01 Space 2 Co2 | EN.EN3 Energy Sensor | [6 empty] | P9 | 0 | [10 empty] | No | No
MC044 | Faraday Building |  |  |  | MC044-B01/Q1 | Sequence Table 1 | EN.EN3 Energy Sensor | [6 empty] | Q1 | 0 | [10 empty] | No | No
MC044 | Faraday Building |  |  |  | MC044-B01/S1 | Outside air temperature | EN.EN3 Energy Sensor | [6 empty] | S1 | 0 | [10 empty] | No | No
MC044 | Faraday Building |  |  |  | MC044-B01/P50 | Panel kWh Daily | EN.EN3 Energy Sensor | [6 empty] | P50 | 0 | [10 empty] | No | No
MC044 | Faraday Building |  |  |  | MC044-B01/P51 | Panel kWh Daily | EN.EN3 Energy Sensor | [6 empty] | P51 | 0 | [10 empty] | No | No
MC044 | Faraday Building |  |  |  | MC044-B01/P52 | Panel kWh Data | EN.EN3 Energy Sensor | [6 empty] | P52 | 0 | [10 empty] | No | No
MC044 | Faraday Building |  |  |  | MC044-B01/P53 | Constant temperature circuit flow temperature | EN.EN3 Energy Sensor | [6 empty] | P53 | 0 | [10 empty] | No | No
MC044 | Faraday Building |  |  |  | MC044-B01/P54 | CT Return Temp | EN.EN3 Energy Sensor | [6 empty] | P54 | 0 | [10 empty] | No | No
MC044 | Faraday Building |  |  |  | MC044-B01/P55 | Foyer Temp | EN.EN3 Energy Sensor | [6 empty] | P55 | 0 | [10 empty] | No | No
MC044 | Faraday Building |  |  |  | MC044-B01/P45 | AHU02 Frost SP | EN.EN3 Energy Sensor | [6 empty] | P45 | 0 | [10 empty] | No | No
MC044 | Faraday Building |  |  |  | MC044-B01/P46 | AHU02 Space SP | EN.EN3 Energy Sensor | [6 empty] | P46 | 0 | [10 empty] | No | No
MC044 | Faraday Building |  |  |  | MC044-B01/P47 | AHU03 Fan Dmd | EN.EN3 Energy Sensor | [6 empty] | P47 | 0 | [10 empty] | No | No
MC044 | Faraday Building |  |  |  | MC044-B01/P48 | AHU03 Frost SP | EN.EN3 Energy Sensor | [6 empty] | P48 | 0 | [10 empty] | No | No
MC044 | Faraday Building |  |  |  | MC044-B01/P49 | AHU03 Space SP | EN.EN3 Energy Sensor | [6 empty] | P49 | 0 | [10 empty] | No | No
MC044 | Faraday Building |  |  |  | MC044-B01/P5 | AHU01 Extract Co2 | EN.EN3 Energy Sensor | [6 empty] | P5 | 0 | [10 empty] | No | No
MC044 | Faraday Building |  |  |  | MC044-B01/P4 | AHU01 Extract Temp | EN.EN3 Energy Sensor | [6 empty] | P4 | 0 | [10 empty] | No | No
MC044 | Faraday Building |  |  |  | MC044-B01/P40 | AHU03 Max Co2 Level | EN.EN3 Energy Sensor | [6 empty] | P40 | 0 | [10 empty] | No | No
MC044 | Faraday Building |  |  |  | MC044-B01/P41 | AHU01 Fan Dmd | EN.EN3 Energy Sensor | [6 empty] | P41 | 0 | [10 empty] | No | No
MC044 | Faraday Building |  |  |  | MC044-B01/P42 | AHU01 Frost SP | EN.EN3 Energy Sensor | [6 empty] | P42 | 0 | [10 empty] | No | No
MC044 | Faraday Building |  |  |  | MC044-B01/P43 | AHU01 Space SP | EN.EN3 Energy Sensor | [6 empty] | P43 | 0 | [10 empty] | No | No
MC044 | Faraday Building |  |  |  | MC044-B01/P44 | AHU02 Fan Dmd | EN.EN3 Energy Sensor | [6 empty] | P44 | 0 | [10 empty] | No | No
MC044 | Faraday Building |  |  |  | MC044-B01/P34 | AHU03 Setpoint Adjust | EN.EN3 Energy Sensor | [6 empty] | P34 | 0 | [10 empty] | No | No
MC044 | Faraday Building |  |  |  | MC044-B01/P35 | AHU01 Ave Space Temp | EN.EN3 Energy Sensor | [6 empty] | P35 | 0 | [10 empty] | No | No
MC044 | Faraday Building |  |  |  | MC044-B01/P36 | AHU02 Ave Space Temp | EN.EN3 Energy Sensor | [6 empty] | P36 | 0 | [10 empty] | No | No
MC044 | Faraday Building |  |  |  | MC044-B01/P37 | AHU03 Ave Space Temp | EN.EN3 Energy Sensor | [6 empty] | P37 | 0 | [10 empty] | No | No
MC044 | Faraday Building |  |  |  | MC044-B01/P38 | AHU01 Max Co2 Level | EN.EN3 Energy Sensor | [6 empty] | P38 | 0 | [10 empty] | No | No
MC044 | Faraday Building |  |  |  | MC044-B01/P39 | AHU02 Max Co2 Level | EN.EN3 Energy Sensor | [6 empty] | P39 | 0 | [10 empty] | No | No
MC044 | Faraday Building |  |  |  | MC044-B01/P29 | AHU03 Space 1 Co2 | EN.EN3 Energy Sensor | [6 empty] | P29 | 0 | [10 empty] | No | No
MC044 | Faraday Building |  |  |  | MC044-B01/P3 | AHU01 Supply Temp | EN.EN3 Energy Sensor | [6 empty] | P3 | 0 | [10 empty] | No | No
MC044 | Faraday Building |  |  |  | MC044-B01/P30 | AHU03 Space 2 Temp | EN.EN3 Energy Sensor | [6 empty] | P30 | 0 | [10 empty] | No | No
MC044 | Faraday Building |  |  |  | MC044-B01/P31 | AHU03 Space 2 Co2 | EN.EN3 Energy Sensor | [6 empty] | P31 | 0 | [10 empty] | No | No
MC044 | Faraday Building |  |  |  | MC044-B01/P32 | AHU03 Space 3 Temp | EN.EN3 Energy Sensor | [6 empty] | P32 | 0 | [10 empty] | No | No
MC044 | Faraday Building |  |  |  | MC044-B01/P33 | AHU03 Space 3 Co2 | EN.EN3 Energy Sensor | [6 empty] | P33 | 0 | [10 empty] | No | No
MC044 | Faraday Building |  |  |  | MC044-B01/P23 | AHU02 Setpoint Adjust | EN.EN3 Energy Sensor | [6 empty] | P23 | 0 | [10 empty] | No | No
MC044 | Faraday Building |  |  |  | MC044-B01/P24 | AHU03 Frost Temp | EN.EN3 Energy Sensor | [6 empty] | P24 | 0 | [10 empty] | No | No
MC044 | Faraday Building |  |  |  | MC044-B01/P25 | AHU03 Supply Temp | EN.EN3 Energy Sensor | [6 empty] | P25 | 0 | [10 empty] | No | No
MC044 | Faraday Building |  |  |  | MC044-B01/P26 | AHU03 Extract Temp | EN.EN3 Energy Sensor | [6 empty] | P26 | 0 | [10 empty] | No | No
MC044 | Faraday Building |  |  |  | MC044-B01/P27 | AHU03 Extract Co2 | EN.EN3 Energy Sensor | [6 empty] | P27 | 0 | [10 empty] | No | No
MC044 | Faraday Building |  |  |  | MC044-B01/P28 | AHU03 Space 1 Temp | EN.EN3 Energy Sensor | [6 empty] | P28 | 0 | [10 empty] | No | No
MC044 | Faraday Building |  |  |  | MC044-B01/P18 | AHU02 Space 1 Co2 | EN.EN3 Energy Sensor | [6 empty] | P18 | 0 | [10 empty] | No | No
MC044 | Faraday Building |  |  |  | MC044-B01/P19 | AHU02 Space 2 Temp | EN.EN3 Energy Sensor | [6 empty] | P19 | 0 | [10 empty] | No | No
MC044 | Faraday Building |  |  |  | MC044-B01/P2 | AHU01 Frost Temp | EN.EN3 Energy Sensor | [6 empty] | P2 | 0 | [10 empty] | No | No
MC044 | Faraday Building |  |  |  | MC044-B01/P20 | AHU02 Space 2 Co2 | EN.EN3 Energy Sensor | [6 empty] | P20 | 0 | [10 empty] | No | No
MC044 | Faraday Building |  |  |  | MC044-B01/P21 | AHU02 Space 3 Temp | EN.EN3 Energy Sensor | [6 empty] | P21 | 0 | [10 empty] | No | No
MC044 | Faraday Building |  |  |  | MC044-B01/P22 | AHU02 Space 3 Co2 | EN.EN3 Energy Sensor | [6 empty] | P22 | 0 | [10 empty] | No | No
MC044 | Faraday Building |  |  |  | MC044-B01/P12 | AHU01 Setpoint Adjust | EN.EN3 Energy Sensor | [6 empty] | P12 | 0 | [10 empty] | No | No
MC044 | Faraday Building |  |  |  | MC044-B01/P13 | AHU02 Frost Temp | EN.EN3 Energy Sensor | [6 empty] | P13 | 0 | [10 empty] | No | No
MC044 | Faraday Building |  |  |  | MC044-B01/P14 | AHU02 Supply Temp | EN.EN3 Energy Sensor | [6 empty] | P14 | 0 | [10 empty] | No | No
MC044 | Faraday Building |  |  |  | MC044-B01/P15 | AHU02 Extract Temp | EN.EN3 Energy Sensor | [6 empty] | P15 | 0 | [10 empty] | No | No
MC044 | Faraday Building |  |  |  | MC044-B01/P16 | AHU02 Extract Co2 | EN.EN3 Energy Sensor | [6 empty] | P16 | 0 | [10 empty] | No | No
MC044 | Faraday Building |  |  |  | MC044-B01/P17 | AHU02 Space 1 Temp | EN.EN3 Energy Sensor | [6 empty] | P17 | 0 | [10 empty] | No | No
MC044 | Faraday Building |  |  |  | MC044-B01/o1 | Alarm Route 1 | EN.EN3 Energy Sensor | [6 empty] | o1 | 0 | [10 empty] | No | No
MC044 | Faraday Building |  |  |  | MC044-B01/o2 | Alarm Route 2 | EN.EN3 Energy Sensor | [6 empty] | o2 | 0 | [10 empty] | No | No
MC044 | Faraday Building |  |  |  | MC044-B01/o3 | Alarm Route 3 | EN.EN3 Energy Sensor | [6 empty] | o3 | 0 | [10 empty] | No | No
MC044 | Faraday Building |  |  |  | MC044-B01/P1 | Outside air temperature | EN.EN3 Energy Sensor | [6 empty] | P1 | 0 | [10 empty] | No | No
MC044 | Faraday Building |  |  |  | MC044-B01/P10 | AHU01 Space 3 Temp | EN.EN3 Energy Sensor | [6 empty] | P10 | 0 | [10 empty] | No | No
MC044 | Faraday Building |  |  |  | MC044-B01/P11 | AHU01 Space 3 Co2 | EN.EN3 Energy Sensor | [6 empty] | P11 | 0 | [10 empty] | No | No
MC044 | Faraday Building |  |  |  | MC044-B01/L8 |  | EN.EN3 Energy Sensor | [6 empty] | L8 | 0 | [10 empty] | No | No
MC044 | Faraday Building |  |  |  | MC044-B01/L9 |  | EN.EN3 Energy Sensor | [6 empty] | L9 | 0 | [10 empty] | No | No
MC044 | Faraday Building |  |  |  | MC044-B01/N1 | TREND_04_3C_99 | EN.EN3 Energy Sensor | [6 empty] | N1 | 0 | [10 empty] | No | No
MC044 | Faraday Building |  |  |  | MC044-B01/N2 | IC Comms 2 | EN.EN3 Energy Sensor | [6 empty] | N2 | 0 | [10 empty] | No | No
MC044 | Faraday Building |  |  |  | MC044-B01/N6 | IC Comms 6 | EN.EN3 Energy Sensor | [6 empty] | N6 | 0 | [10 empty] | No | No
MC044 | Faraday Building |  |  |  | MC044-B01/L2 |  | EN.EN3 Energy Sensor | [6 empty] | L2 | 0 | [10 empty] | No | No
MC044 | Faraday Building |  |  |  | MC044-B01/L3 |  | EN.EN3 Energy Sensor | [6 empty] | L3 | 0 | [10 empty] | No | No
MC044 | Faraday Building |  |  |  | MC044-B01/L4 |  | EN.EN3 Energy Sensor | [6 empty] | L4 | 0 | [10 empty] | No | No
MC044 | Faraday Building |  |  |  | MC044-B01/L5 |  | EN.EN3 Energy Sensor | [6 empty] | L5 | 0 | [10 empty] | No | No
MC044 | Faraday Building |  |  |  | MC044-B01/L6 | AHU1 Frost Dmd | EN.EN3 Energy Sensor | [6 empty] | L6 | 0 | [10 empty] | No | No
MC044 | Faraday Building |  |  |  | MC044-B01/L7 |  | EN.EN3 Energy Sensor | [6 empty] | L7 | 0 | [10 empty] | No | No
MC044 | Faraday Building |  |  |  | MC044-B01/L10 |  | EN.EN3 Energy Sensor | [6 empty] | L10 | 0 | [10 empty] | No | No
MC044 | Faraday Building |  |  |  | MC044-B01/L11 | AHU1 Frost Dmd | EN.EN3 Energy Sensor | [6 empty] | L11 | 0 | [10 empty] | No | No
MC044 | Faraday Building |  |  |  | MC044-B01/L12 |  | EN.EN3 Energy Sensor | [6 empty] | L12 | 0 | [10 empty] | No | No
MC044 | Faraday Building |  |  |  | MC044-B01/L13 |  | EN.EN3 Energy Sensor | [6 empty] | L13 | 0 | [10 empty] | No | No
MC044 | Faraday Building |  |  |  | MC044-B01/L14 |  | EN.EN3 Energy Sensor | [6 empty] | L14 | 0 | [10 empty] | No | No
MC044 | Faraday Building |  |  |  | MC044-B01/L15 |  | EN.EN3 Energy Sensor | [6 empty] | L15 | 0 | [10 empty] | No | No
MC044 | Faraday Building |  |  |  | MC044-B01/K5 | AHU03 Extend Time | EN.EN3 Energy Sensor | [6 empty] | K5 | 0 | [10 empty] | No | No
MC044 | Faraday Building |  |  |  | MC044-B01/K6 | Toilet Extr Pre Start | EN.EN3 Energy Sensor | [6 empty] | K6 | 0 | [10 empty] | No | No
MC044 | Faraday Building |  |  |  | MC044-B01/K7 | Toilet Extr Stop Delay | EN.EN3 Energy Sensor | [6 empty] | K7 | 0 | [10 empty] | No | No
MC044 | Faraday Building |  |  |  | MC044-B01/K8 | AHU01 Co2 Level | EN.EN3 Energy Sensor | [6 empty] | K8 | 0 | [10 empty] | No | No
MC044 | Faraday Building |  |  |  | MC044-B01/K9 | AHU01 Co2 Band | EN.EN3 Energy Sensor | [6 empty] | K9 | 0 | [10 empty] | No | No
MC044 | Faraday Building |  |  |  | MC044-B01/L1 | AHU1 Frost Dmd | EN.EN3 Energy Sensor | [6 empty] | L1 | 0 | [10 empty] | No | No
MC044 | Faraday Building |  |  |  | MC044-B01/K34 | AHU03 Frost SP | EN.EN3 Energy Sensor | [6 empty] | K34 | 0 | [10 empty] | No | No
MC044 | Faraday Building |  |  |  | MC044-B01/K35 | AHU03 Space SP | EN.EN3 Energy Sensor | [6 empty] | K35 | 0 | [10 empty] | No | No
MC044 | Faraday Building |  |  |  | MC044-B01/K36 | AHU03 HI Sply Temp | EN.EN3 Energy Sensor | [6 empty] | K36 | 0 | [10 empty] | No | No
MC044 | Faraday Building |  |  |  | MC044-B01/K37 | AHU03 LO Sply Temp | EN.EN3 Energy Sensor | [6 empty] | K37 | 0 | [10 empty] | No | No
MC044 | Faraday Building |  |  |  | MC044-B01/K38 | ODH Inhibit on OAT | EN.EN3 Energy Sensor | [6 empty] | K38 | 0 | [10 empty] | No | No
MC044 | Faraday Building |  |  |  | MC044-B01/K4 | AHU02 Extend Time | EN.EN3 Energy Sensor | [6 empty] | K4 | 0 | [10 empty] | No | No
MC044 | Faraday Building |  |  |  | MC044-B01/K29 | AHU03 Co2 Band | EN.EN3 Energy Sensor | [6 empty] | K29 | 0 | [10 empty] | No | No
MC044 | Faraday Building |  |  |  | MC044-B01/K3 | AHU01 Extend Time | EN.EN3 Energy Sensor | [6 empty] | K3 | 0 | [10 empty] | No | No
MC044 | Faraday Building |  |  |  | MC044-B01/K30 | AHU03 Min Sply Fan Dmd | EN.EN3 Energy Sensor | [6 empty] | K30 | 0 | [10 empty] | No | No
MC044 | Faraday Building |  |  |  | MC044-B01/K31 | AHU03 Max Sply Fan Dmd | EN.EN3 Energy Sensor | [6 empty] | K31 | 0 | [10 empty] | No | No
MC044 | Faraday Building |  |  |  | MC044-B01/K32 | AHU03 Min Extr Fan Dmd | EN.EN3 Energy Sensor | [6 empty] | K32 | 0 | [10 empty] | No | No
MC044 | Faraday Building |  |  |  | MC044-B01/K33 | AHU03 Max Extr Fan Dmd | EN.EN3 Energy Sensor | [6 empty] | K33 | 0 | [10 empty] | No | No
MC044 | Faraday Building |  |  |  | MC044-B01/K23 | AHU02 Max Extr Fan Dmd | EN.EN3 Energy Sensor | [6 empty] | K23 | 0 | [10 empty] | No | No
MC044 | Faraday Building |  |  |  | MC044-B01/K24 | AHU02 Frost SP | EN.EN3 Energy Sensor | [6 empty] | K24 | 0 | [10 empty] | No | No
MC044 | Faraday Building |  |  |  | MC044-B01/K25 | AHU02 Space SP | EN.EN3 Energy Sensor | [6 empty] | K25 | 0 | [10 empty] | No | No
MC044 | Faraday Building |  |  |  | MC044-B01/K26 | AHU02 HI Sply Temp | EN.EN3 Energy Sensor | [6 empty] | K26 | 0 | [10 empty] | No | No
MC044 | Faraday Building |  |  |  | MC044-B01/K27 | AHU02 LO Sply Temp | EN.EN3 Energy Sensor | [6 empty] | K27 | 0 | [10 empty] | No | No
MC044 | Faraday Building |  |  |  | MC044-B01/K28 | AHU03 Co2 Level | EN.EN3 Energy Sensor | [6 empty] | K28 | 0 | [10 empty] | No | No
MC044 | Faraday Building |  |  |  | MC044-B01/K18 | AHU02 Co2 Level | EN.EN3 Energy Sensor | [6 empty] | K18 | 0 | [10 empty] | No | No
MC044 | Faraday Building |  |  |  | MC044-B01/K19 | AHU02 Co2 Band | EN.EN3 Energy Sensor | [6 empty] | K19 | 0 | [10 empty] | No | No
MC044 | Faraday Building |  |  |  | MC044-B01/K2 | Space frost protection | EN.EN3 Energy Sensor | [6 empty] | K2 | 0 | [10 empty] | No | No
MC044 | Faraday Building |  |  |  | MC044-B01/K20 | AHU02 Min Sply Fan Dmd | EN.EN3 Energy Sensor | [6 empty] | K20 | 0 | [10 empty] | No | No
MC044 | Faraday Building |  |  |  | MC044-B01/K21 | AHU02 Max Sply Fan Dmd | EN.EN3 Energy Sensor | [6 empty] | K21 | 0 | [10 empty] | No | No
MC044 | Faraday Building |  |  |  | MC044-B01/K22 | AHU02 Min Extr Fan Dmd | EN.EN3 Energy Sensor | [6 empty] | K22 | 0 | [10 empty] | No | No
MC044 | Faraday Building |  |  |  | MC044-B01/K12 | AHU01 Min Extr Fan Dmd | EN.EN3 Energy Sensor | [6 empty] | K12 | 0 | [10 empty] | No | No
MC044 | Faraday Building |  |  |  | MC044-B01/K13 | AHU01 Max Extr Fan Dmd | EN.EN3 Energy Sensor | [6 empty] | K13 | 0 | [10 empty] | No | No
MC044 | Faraday Building |  |  |  | MC044-B01/K14 | AHU01 Frost SP | EN.EN3 Energy Sensor | [6 empty] | K14 | 0 | [10 empty] | No | No
MC044 | Faraday Building |  |  |  | MC044-B01/K15 | AHU01 Space SP | EN.EN3 Energy Sensor | [6 empty] | K15 | 0 | [10 empty] | No | No
MC044 | Faraday Building |  |  |  | MC044-B01/K16 | AHU01 HI Sply Temp | EN.EN3 Energy Sensor | [6 empty] | K16 | 0 | [10 empty] | No | No
MC044 | Faraday Building |  |  |  | MC044-B01/K17 | AHU01 LO Sply Temp | EN.EN3 Energy Sensor | [6 empty] | K17 | 0 | [10 empty] | No | No
MC044 | Faraday Building |  |  |  | MC044-B01/i8 | AHU01 Th Wheel Fault | EN.EN3 Energy Sensor | [6 empty] | i8 | 0 | [10 empty] | No | No
MC044 | Faraday Building |  |  |  | MC044-B01/i9 | AHU01 Extr Fan Fault | EN.EN3 Energy Sensor | [6 empty] | i9 | 0 | [10 empty] | No | No
MC044 | Faraday Building |  |  |  | MC044-B01/K1 | OSA Frost Protect | EN.EN3 Energy Sensor | [6 empty] | K1 | 0 | [10 empty] | No | No
MC044 | Faraday Building |  |  |  | MC044-B01/K10 | AHU01 Min Sply Fan Dmd | EN.EN3 Energy Sensor | [6 empty] | K10 | 0 | [10 empty] | No | No
MC044 | Faraday Building |  |  |  | MC044-B01/K11 | AHU01 Max Sply Fan Dmd | EN.EN3 Energy Sensor | [6 empty] | K11 | 0 | [10 empty] | No | No
MC044 | Faraday Building |  |  |  | MC044-B01/I65 | AHU03 Extr Dmpr Fail | EN.EN3 Energy Sensor | [6 empty] | I65 | 0 | [10 empty] | No | No
MC044 | Faraday Building |  |  |  | MC044-B01/I66 | AHU03 Extr Flow Fail | EN.EN3 Energy Sensor | [6 empty] | I66 | 0 | [10 empty] | No | No
MC044 | Faraday Building |  |  |  | MC044-B01/I68 | Heating &amp; fans required | EN.EN3 Energy Sensor | [6 empty] | I68 | 0 | [10 empty] | No | No
MC044 | Faraday Building |  |  |  | MC044-B01/I7 | Module 7 | EN.EN3 Energy Sensor | [6 empty] | I7 | 0 | [10 empty] | No | No
MC044 | Faraday Building |  |  |  | MC044-B01/I6 | Module 6 | EN.EN3 Energy Sensor | [6 empty] | I6 | 0 | [10 empty] | No | No
MC044 | Faraday Building |  |  |  | MC044-B01/I60 | AHU02 Sply Flow Fail | EN.EN3 Energy Sensor | [6 empty] | I60 | 0 | [10 empty] | No | No
MC044 | Faraday Building |  |  |  | MC044-B01/I61 | AHU02 Extr Dmpr Fail | EN.EN3 Energy Sensor | [6 empty] | I61 | 0 | [10 empty] | No | No
MC044 | Faraday Building |  |  |  | MC044-B01/I62 | AHU02 Extr Flow Fail | EN.EN3 Energy Sensor | [6 empty] | I62 | 0 | [10 empty] | No | No
MC044 | Faraday Building |  |  |  | MC044-B01/I63 | AHU03 Sply Dmpr Fail | EN.EN3 Energy Sensor | [6 empty] | I63 | 0 | [10 empty] | No | No
MC044 | Faraday Building |  |  |  | MC044-B01/I64 | AHU03 Sply Flow Fail | EN.EN3 Energy Sensor | [6 empty] | I64 | 0 | [10 empty] | No | No
MC044 | Faraday Building |  |  |  | MC044-B01/I55 | AHU01 Sply Dmpr Fail | EN.EN3 Energy Sensor | [6 empty] | I55 | 0 | [10 empty] | No | No
MC044 | Faraday Building |  |  |  | MC044-B01/I56 | AHU01 Sply Flow Fail | EN.EN3 Energy Sensor | [6 empty] | I56 | 0 | [10 empty] | No | No
MC044 | Faraday Building |  |  |  | MC044-B01/I57 | AHU01 Extr Dmpr Fail | EN.EN3 Energy Sensor | [6 empty] | I57 | 0 | [10 empty] | No | No
MC044 | Faraday Building |  |  |  | MC044-B01/I58 | AHU01 Extr Flow Fail | EN.EN3 Energy Sensor | [6 empty] | I58 | 0 | [10 empty] | No | No
MC044 | Faraday Building |  |  |  | MC044-B01/I59 | AHU02 Sply Dmpr Fail | EN.EN3 Energy Sensor | [6 empty] | I59 | 0 | [10 empty] | No | No
MC044 | Faraday Building |  |  |  | MC044-B01/I41 | Door Curtain DAC1 Fault | EN.EN3 Energy Sensor | [6 empty] | I41 | 0 | [10 empty] | No | No
MC044 | Faraday Building |  |  |  | MC044-B01/I42 | Door Curtain DAC2 Fault | EN.EN3 Energy Sensor | [6 empty] | I42 | 0 | [10 empty] | No | No
MC044 | Faraday Building |  |  |  | MC044-B01/I5 | Module 5 | EN.EN3 Energy Sensor | [6 empty] | I5 | 0 | [10 empty] | No | No
MC044 | Faraday Building |  |  |  | MC044-B01/I51 | Panel kWh | EN.EN3 Energy Sensor | [6 empty] | I51 | 0 | [10 empty] | No | No
MC044 | Faraday Building |  |  |  | MC044-B01/I52 | Faraday LTH Leak Detection Fau | EN.EN3 Energy Sensor | [6 empty] | I52 | 0 | [10 empty] | No | No
MC044 | Faraday Building |  |  |  | MC044-B01/I37 | AHU03 Extend Pb | EN.EN3 Energy Sensor | [6 empty] | I37 | 0 | [10 empty] | No | No
MC044 | Faraday Building |  |  |  | MC044-B01/I38 | CT Pumps Fault | EN.EN3 Energy Sensor | [6 empty] | I38 | 0 | [10 empty] | No | No
MC044 | Faraday Building |  |  |  | MC044-B01/I39 | Toilet Extr EF1 Fault | EN.EN3 Energy Sensor | [6 empty] | I39 | 0 | [10 empty] | No | No
MC044 | Faraday Building |  |  |  | MC044-B01/I4 | Module 4 | EN.EN3 Energy Sensor | [6 empty] | I4 | 0 | [10 empty] | No | No
MC044 | Faraday Building |  |  |  | MC044-B01/I40 | Toilet Extr EF2 Fault | EN.EN3 Energy Sensor | [6 empty] | I40 | 0 | [10 empty] | No | No
MC044 | Faraday Building |  |  |  | MC044-B01/I31 | AHU03 Bag Fltr Dirty | EN.EN3 Energy Sensor | [6 empty] | I31 | 0 | [10 empty] | No | No
MC044 | Faraday Building |  |  |  | MC044-B01/I32 | AHU03 Th Wheel Fault | EN.EN3 Energy Sensor | [6 empty] | I32 | 0 | [10 empty] | No | No
MC044 | Faraday Building |  |  |  | MC044-B01/I33 | AHU03 Extr Fan Fault | EN.EN3 Energy Sensor | [6 empty] | I33 | 0 | [10 empty] | No | No
MC044 | Faraday Building |  |  |  | MC044-B01/I34 | AHU03 Extr Dmpr Open | EN.EN3 Energy Sensor | [6 empty] | I34 | 0 | [10 empty] | No | No
MC044 | Faraday Building |  |  |  | MC044-B01/I35 | AHU03 Extr Fan Flow | EN.EN3 Energy Sensor | [6 empty] | I35 | 0 | [10 empty] | No | No
MC044 | Faraday Building |  |  |  | MC044-B01/I36 | AHU03 Extr Fltr Dirty | EN.EN3 Energy Sensor | [6 empty] | I36 | 0 | [10 empty] | No | No
MC044 | Faraday Building |  |  |  | MC044-B01/I27 | AHU03 Sply Dmpr Open | EN.EN3 Energy Sensor | [6 empty] | I27 | 0 | [10 empty] | No | No
MC044 | Faraday Building |  |  |  | MC044-B01/I28 | AHU03 Sply Fan Flow | EN.EN3 Energy Sensor | [6 empty] | I28 | 0 | [10 empty] | No | No
MC044 | Faraday Building |  |  |  | MC044-B01/I29 | AHU03 Frost Trip | EN.EN3 Energy Sensor | [6 empty] | I29 | 0 | [10 empty] | No | No
MC044 | Faraday Building |  |  |  | MC044-B01/i3 | AHU01 Sply Dmpr Open | EN.EN3 Energy Sensor | [6 empty] | i3 | 0 | [10 empty] | No | No
MC044 | Faraday Building |  |  |  | MC044-B01/I30 | AHU03 Panel Fltr Dirty | EN.EN3 Energy Sensor | [6 empty] | I30 | 0 | [10 empty] | No | No
MC044 | Faraday Building |  |  |  | MC044-B01/I21 | AHU02 Extr Fan Fault | EN.EN3 Energy Sensor | [6 empty] | I21 | 0 | [10 empty] | No | No
MC044 | Faraday Building |  |  |  | MC044-B01/I22 | AHU02 Extr Dmpr Open | EN.EN3 Energy Sensor | [6 empty] | I22 | 0 | [10 empty] | No | No
MC044 | Faraday Building |  |  |  | MC044-B01/I23 | AHU02 Extr Fan Flow | EN.EN3 Energy Sensor | [6 empty] | I23 | 0 | [10 empty] | No | No
MC044 | Faraday Building |  |  |  | MC044-B01/I24 | AHU02 Extr Fltr Dirty | EN.EN3 Energy Sensor | [6 empty] | I24 | 0 | [10 empty] | No | No
MC044 | Faraday Building |  |  |  | MC044-B01/I25 | AHU02 Extend Pb | EN.EN3 Energy Sensor | [6 empty] | I25 | 0 | [10 empty] | No | No
MC044 | Faraday Building |  |  |  | MC044-B01/I26 | AHU03 Sply Fan Fault | EN.EN3 Energy Sensor | [6 empty] | I26 | 0 | [10 empty] | No | No
MC044 | Faraday Building |  |  |  | MC044-B01/I17 | AHU02 Frost Trip | EN.EN3 Energy Sensor | [6 empty] | I17 | 0 | [10 empty] | No | No
MC044 | Faraday Building |  |  |  | MC044-B01/I18 | AHU02 Panel Fltr Dirty | EN.EN3 Energy Sensor | [6 empty] | I18 | 0 | [10 empty] | No | No
MC044 | Faraday Building |  |  |  | MC044-B01/I19 | AHU02 Bag Fltr Dirty | EN.EN3 Energy Sensor | [6 empty] | I19 | 0 | [10 empty] | No | No
MC044 | Faraday Building |  |  |  | MC044-B01/i2 | AHU01 Sply Fan Fault | EN.EN3 Energy Sensor | [6 empty] | i2 | 0 | [10 empty] | No | No
MC044 | Faraday Building |  |  |  | MC044-B01/I20 | AHU02 Th Wheel Fault | EN.EN3 Energy Sensor | [6 empty] | I20 | 0 | [10 empty] | No | No
MC044 | Faraday Building |  |  |  | MC044-B01/I11 | Module 11 | EN.EN3 Energy Sensor | [6 empty] | I11 | 0 | [10 empty] | No | No
MC044 | Faraday Building |  |  |  | MC044-B01/I12 | AHU01 Extr Fltr Dirty | EN.EN3 Energy Sensor | [6 empty] | I12 | 0 | [10 empty] | No | No
MC044 | Faraday Building |  |  |  | MC044-B01/I13 | AHU01 Extend Pb | EN.EN3 Energy Sensor | [6 empty] | I13 | 0 | [10 empty] | No | No
MC044 | Faraday Building |  |  |  | MC044-B01/I14 | AHU02 Sply Fan Fault | EN.EN3 Energy Sensor | [6 empty] | I14 | 0 | [10 empty] | No | No
MC044 | Faraday Building |  |  |  | MC044-B01/I15 | AHU02 Sply Dmpr Open | EN.EN3 Energy Sensor | [6 empty] | I15 | 0 | [10 empty] | No | No
MC044 | Faraday Building |  |  |  | MC044-B01/I16 | AHU02 Sply Fan Flow | EN.EN3 Energy Sensor | [6 empty] | I16 | 0 | [10 empty] | No | No
MC044 | Faraday Building |  |  |  | MC044-B01/H3 | Schedule 3 | EN.EN3 Energy Sensor | [6 empty] | H3 | 0 | [10 empty] | No | No
MC044 | Faraday Building |  |  |  | MC044-B01/i1 | Fire alarm active | EN.EN3 Energy Sensor | [6 empty] | i1 | 0 | [10 empty] | No | No
MC044 | Faraday Building |  |  |  | MC044-B01/i10 | AHU01 Extr Dmpr Open | EN.EN3 Energy Sensor | [6 empty] | i10 | 0 | [10 empty] | No | No
MC044 | Faraday Building |  |  |  | MC044-B01/G96 | Logic 96 | EN.EN3 Energy Sensor | [6 empty] | G96 | 0 | [10 empty] | No | No
MC044 | Faraday Building |  |  |  | MC044-B01/G97 | AHU02 Ht Recailm | EN.EN3 Energy Sensor | [6 empty] | G97 | 0 | [10 empty] | No | No
MC044 | Faraday Building |  |  |  | MC044-B01/G98 | Logic 98 | EN.EN3 Energy Sensor | [6 empty] | G98 | 0 | [10 empty] | No | No
MC044 | Faraday Building |  |  |  | MC044-B01/G99 | Logic 99 | EN.EN3 Energy Sensor | [6 empty] | G99 | 0 | [10 empty] | No | No
MC044 | Faraday Building |  |  |  | MC044-B01/H1 | Schedule 1 | EN.EN3 Energy Sensor | [6 empty] | H1 | 0 | [10 empty] | No | No
MC044 | Faraday Building |  |  |  | MC044-B01/H2 | Schedule 2 | EN.EN3 Energy Sensor | [6 empty] | H2 | 0 | [10 empty] | No | No
MC044 | Faraday Building |  |  |  | MC044-B01/G90 | AHU02 Co2 Ctrl | EN.EN3 Energy Sensor | [6 empty] | G90 | 0 | [10 empty] | No | No
MC044 | Faraday Building |  |  |  | MC044-B01/G91 | AHU02 Temp Ctrl | EN.EN3 Energy Sensor | [6 empty] | G91 | 0 | [10 empty] | No | No
MC044 | Faraday Building |  |  |  | MC044-B01/G92 | Logic 92 | EN.EN3 Energy Sensor | [6 empty] | G92 | 0 | [10 empty] | No | No
MC044 | Faraday Building |  |  |  | MC044-B01/G93 | Logic 93 | EN.EN3 Energy Sensor | [6 empty] | G93 | 0 | [10 empty] | No | No
MC044 | Faraday Building |  |  |  | MC044-B01/G94 | AHU02 Frost Reset | EN.EN3 Energy Sensor | [6 empty] | G94 | 0 | [10 empty] | No | No
MC044 | Faraday Building |  |  |  | MC044-B01/G95 | Logic 95 | EN.EN3 Energy Sensor | [6 empty] | G95 | 0 | [10 empty] | No | No
MC044 | Faraday Building |  |  |  | MC044-B01/G85 | Logic 85 | EN.EN3 Energy Sensor | [6 empty] | G85 | 0 | [10 empty] | No | No
MC044 | Faraday Building |  |  |  | MC044-B01/G86 | Logic 86 | EN.EN3 Energy Sensor | [6 empty] | G86 | 0 | [10 empty] | No | No
MC044 | Faraday Building |  |  |  | MC044-B01/G87 | Logic 87 | EN.EN3 Energy Sensor | [6 empty] | G87 | 0 | [10 empty] | No | No
MC044 | Faraday Building |  |  |  | MC044-B01/G88 | Logic 88 | EN.EN3 Energy Sensor | [6 empty] | G88 | 0 | [10 empty] | No | No
MC044 | Faraday Building |  |  |  | MC044-B01/G89 | Logic 89 | EN.EN3 Energy Sensor | [6 empty] | G89 | 0 | [10 empty] | No | No
MC044 | Faraday Building |  |  |  | MC044-B01/G9 | AHU01 Time | EN.EN3 Energy Sensor | [6 empty] | G9 | 0 | [10 empty] | No | No
MC044 | Faraday Building |  |  |  | MC044-B01/G8 | Logic 8 | EN.EN3 Energy Sensor | [6 empty] | G8 | 0 | [10 empty] | No | No
MC044 | Faraday Building |  |  |  | MC044-B01/G80 | Logic 80 | EN.EN3 Energy Sensor | [6 empty] | G80 | 0 | [10 empty] | No | No
MC044 | Faraday Building |  |  |  | MC044-B01/G81 | Logic 81 | EN.EN3 Energy Sensor | [6 empty] | G81 | 0 | [10 empty] | No | No
MC044 | Faraday Building |  |  |  | MC044-B01/G82 | AHU02 Extr Fan Fail | EN.EN3 Energy Sensor | [6 empty] | G82 | 0 | [10 empty] | No | No
MC044 | Faraday Building |  |  |  | MC044-B01/G83 | Logic 83 | EN.EN3 Energy Sensor | [6 empty] | G83 | 0 | [10 empty] | No | No
MC044 | Faraday Building |  |  |  | MC044-B01/G84 | AHU02 Reqd | EN.EN3 Energy Sensor | [6 empty] | G84 | 0 | [10 empty] | No | No
MC044 | Faraday Building |  |  |  | MC044-B01/G74 | Logic 74 | EN.EN3 Energy Sensor | [6 empty] | G74 | 0 | [10 empty] | No | No
MC044 | Faraday Building |  |  |  | MC044-B01/G75 | AHU02 Sply Fan Fail | EN.EN3 Energy Sensor | [6 empty] | G75 | 0 | [10 empty] | No | No
MC044 | Faraday Building |  |  |  | MC044-B01/G76 | AHU02 Extr Dmpr | EN.EN3 Energy Sensor | [6 empty] | G76 | 0 | [10 empty] | No | No
MC044 | Faraday Building |  |  |  | MC044-B01/G77 | Logic 77 | EN.EN3 Energy Sensor | [6 empty] | G77 | 0 | [10 empty] | No | No
MC044 | Faraday Building |  |  |  | MC044-B01/G78 | Logic 78 | EN.EN3 Energy Sensor | [6 empty] | G78 | 0 | [10 empty] | No | No
MC044 | Faraday Building |  |  |  | MC044-B01/G79 | Logic 79 | EN.EN3 Energy Sensor | [6 empty] | G79 | 0 | [10 empty] | No | No
MC044 | Faraday Building |  |  |  | MC044-B01/G69 | AHU02 Sply Dmpr | EN.EN3 Energy Sensor | [6 empty] | G69 | 0 | [10 empty] | No | No
MC044 | Faraday Building |  |  |  | MC044-B01/G7 | Logic 7 | EN.EN3 Energy Sensor | [6 empty] | G7 | 0 | [10 empty] | No | No
MC044 | Faraday Building |  |  |  | MC044-B01/G70 | Logic 70 | EN.EN3 Energy Sensor | [6 empty] | G70 | 0 | [10 empty] | No | No
MC044 | Faraday Building |  |  |  | MC044-B01/G71 | Logic 71 | EN.EN3 Energy Sensor | [6 empty] | G71 | 0 | [10 empty] | No | No
MC044 | Faraday Building |  |  |  | MC044-B01/G72 | Logic 72 | EN.EN3 Energy Sensor | [6 empty] | G72 | 0 | [10 empty] | No | No
MC044 | Faraday Building |  |  |  | MC044-B01/G73 | Logic 73 | EN.EN3 Energy Sensor | [6 empty] | G73 | 0 | [10 empty] | No | No
MC044 | Faraday Building |  |  |  | MC044-B01/G63 | Logic 63 | EN.EN3 Energy Sensor | [6 empty] | G63 | 0 | [10 empty] | No | No
MC044 | Faraday Building |  |  |  | MC044-B01/G64 | Logic 64 | EN.EN3 Energy Sensor | [6 empty] | G64 | 0 | [10 empty] | No | No
MC044 | Faraday Building |  |  |  | MC044-B01/G65 | Logic 65 | EN.EN3 Energy Sensor | [6 empty] | G65 | 0 | [10 empty] | No | No
MC044 | Faraday Building |  |  |  | MC044-B01/G66 | Reset | EN.EN3 Energy Sensor | [6 empty] | G66 | 0 | [10 empty] | No | No
MC044 | Faraday Building |  |  |  | MC044-B01/G67 | Logic 67 | EN.EN3 Energy Sensor | [6 empty] | G67 | 0 | [10 empty] | No | No
MC044 | Faraday Building |  |  |  | MC044-B01/G68 | Logic 68 | EN.EN3 Energy Sensor | [6 empty] | G68 | 0 | [10 empty] | No | No
MC044 | Faraday Building |  |  |  | MC044-B01/G58 | Logic 58 | EN.EN3 Energy Sensor | [6 empty] | G58 | 0 | [10 empty] | No | No
MC044 | Faraday Building |  |  |  | MC044-B01/G59 | AHU01 Frost Reset | EN.EN3 Energy Sensor | [6 empty] | G59 | 0 | [10 empty] | No | No
MC044 | Faraday Building |  |  |  | MC044-B01/G6 | Logic 6 | EN.EN3 Energy Sensor | [6 empty] | G6 | 0 | [10 empty] | No | No
MC044 | Faraday Building |  |  |  | MC044-B01/G60 | Logic 60 | EN.EN3 Energy Sensor | [6 empty] | G60 | 0 | [10 empty] | No | No
MC044 | Faraday Building |  |  |  | MC044-B01/G61 | Logic 61 | EN.EN3 Energy Sensor | [6 empty] | G61 | 0 | [10 empty] | No | No
MC044 | Faraday Building |  |  |  | MC044-B01/G62 | AHU01 Ht Recailm | EN.EN3 Energy Sensor | [6 empty] | G62 | 0 | [10 empty] | No | No
MC044 | Faraday Building |  |  |  | MC044-B01/G52 | Logic 52 | EN.EN3 Energy Sensor | [6 empty] | G52 | 0 | [10 empty] | No | No
MC044 | Faraday Building |  |  |  | MC044-B01/G53 | Logic 53 | EN.EN3 Energy Sensor | [6 empty] | G53 | 0 | [10 empty] | No | No
MC044 | Faraday Building |  |  |  | MC044-B01/G54 | Logic 54 | EN.EN3 Energy Sensor | [6 empty] | G54 | 0 | [10 empty] | No | No
MC044 | Faraday Building |  |  |  | MC044-B01/G55 | Logic 55 | EN.EN3 Energy Sensor | [6 empty] | G55 | 0 | [10 empty] | No | No
MC044 | Faraday Building |  |  |  | MC044-B01/G56 | AHU01 Co2 Ctrl | EN.EN3 Energy Sensor | [6 empty] | G56 | 0 | [10 empty] | No | No
MC044 | Faraday Building |  |  |  | MC044-B01/G57 | AHU01 Temp Ctrl | EN.EN3 Energy Sensor | [6 empty] | G57 | 0 | [10 empty] | No | No
MC044 | Faraday Building |  |  |  | MC044-B01/G47 | Logic 47 | EN.EN3 Energy Sensor | [6 empty] | G47 | 0 | [10 empty] | No | No
MC044 | Faraday Building |  |  |  | MC044-B01/G48 | AHU01 Extr Fan Fail | EN.EN3 Energy Sensor | [6 empty] | G48 | 0 | [10 empty] | No | No
MC044 | Faraday Building |  |  |  | MC044-B01/G49 | Logic 49 | EN.EN3 Energy Sensor | [6 empty] | G49 | 0 | [10 empty] | No | No
MC044 | Faraday Building |  |  |  | MC044-B01/G5 | Logic 5 | EN.EN3 Energy Sensor | [6 empty] | G5 | 0 | [10 empty] | No | No
MC044 | Faraday Building |  |  |  | MC044-B01/G50 | AHU01 Reqd | EN.EN3 Energy Sensor | [6 empty] | G50 | 0 | [10 empty] | No | No
MC044 | Faraday Building |  |  |  | MC044-B01/G51 | Logic 51 | EN.EN3 Energy Sensor | [6 empty] | G51 | 0 | [10 empty] | No | No
MC044 | Faraday Building |  |  |  | MC044-B01/G41 | AHU01 Sply Fan Fail | EN.EN3 Energy Sensor | [6 empty] | G41 | 0 | [10 empty] | No | No
MC044 | Faraday Building |  |  |  | MC044-B01/G42 | AHU01 Extr Dmpr | EN.EN3 Energy Sensor | [6 empty] | G42 | 0 | [10 empty] | No | No
MC044 | Faraday Building |  |  |  | MC044-B01/G43 | Logic 43 | EN.EN3 Energy Sensor | [6 empty] | G43 | 0 | [10 empty] | No | No
MC044 | Faraday Building |  |  |  | MC044-B01/G44 | Logic 44 | EN.EN3 Energy Sensor | [6 empty] | G44 | 0 | [10 empty] | No | No
MC044 | Faraday Building |  |  |  | MC044-B01/G45 | Logic 45 | EN.EN3 Energy Sensor | [6 empty] | G45 | 0 | [10 empty] | No | No
MC044 | Faraday Building |  |  |  | MC044-B01/G46 | Logic 46 | EN.EN3 Energy Sensor | [6 empty] | G46 | 0 | [10 empty] | No | No
MC044 | Faraday Building |  |  |  | MC044-B01/G36 | Logic 36 | EN.EN3 Energy Sensor | [6 empty] | G36 | 0 | [10 empty] | No | No
MC044 | Faraday Building |  |  |  | MC044-B01/G37 | Logic 37 | EN.EN3 Energy Sensor | [6 empty] | G37 | 0 | [10 empty] | No | No
MC044 | Faraday Building |  |  |  | MC044-B01/G38 | Logic 38 | EN.EN3 Energy Sensor | [6 empty] | G38 | 0 | [10 empty] | No | No
MC044 | Faraday Building |  |  |  | MC044-B01/G39 | Logic 39 | EN.EN3 Energy Sensor | [6 empty] | G39 | 0 | [10 empty] | No | No
MC044 | Faraday Building |  |  |  | MC044-B01/G4 | AHU03 Space Frost | EN.EN3 Energy Sensor | [6 empty] | G4 | 0 | [10 empty] | No | No
MC044 | Faraday Building |  |  |  | MC044-B01/G40 | Logic 40 | EN.EN3 Energy Sensor | [6 empty] | G40 | 0 | [10 empty] | No | No
MC044 | Faraday Building |  |  |  | MC044-B01/G30 | Logic 30 | EN.EN3 Energy Sensor | [6 empty] | G30 | 0 | [10 empty] | No | No
MC044 | Faraday Building |  |  |  | MC044-B01/G31 | AHU03 WC Time | EN.EN3 Energy Sensor | [6 empty] | G31 | 0 | [10 empty] | No | No
MC044 | Faraday Building |  |  |  | MC044-B01/G32 | Reset | EN.EN3 Energy Sensor | [6 empty] | G32 | 0 | [10 empty] | No | No
MC044 | Faraday Building |  |  |  | MC044-B01/G33 | Logic 33 | EN.EN3 Energy Sensor | [6 empty] | G33 | 0 | [10 empty] | No | No
MC044 | Faraday Building |  |  |  | MC044-B01/G34 | Logic 34 | EN.EN3 Energy Sensor | [6 empty] | G34 | 0 | [10 empty] | No | No
MC044 | Faraday Building |  |  |  | MC044-B01/G35 | AHU01 Sply Dmpr | EN.EN3 Energy Sensor | [6 empty] | G35 | 0 | [10 empty] | No | No
MC044 | Faraday Building |  |  |  | MC044-B01/G25 | Logic 25 | EN.EN3 Energy Sensor | [6 empty] | G25 | 0 | [10 empty] | No | No
MC044 | Faraday Building |  |  |  | MC044-B01/G26 | Logic 26 | EN.EN3 Energy Sensor | [6 empty] | G26 | 0 | [10 empty] | No | No
MC044 | Faraday Building |  |  |  | MC044-B01/G27 | AHU01 WC Time | EN.EN3 Energy Sensor | [6 empty] | G27 | 0 | [10 empty] | No | No
MC044 | Faraday Building |  |  |  | MC044-B01/G28 | Logic 28 | EN.EN3 Energy Sensor | [6 empty] | G28 | 0 | [10 empty] | No | No
MC044 | Faraday Building |  |  |  | MC044-B01/G29 | AHU02 WC Time | EN.EN3 Energy Sensor | [6 empty] | G29 | 0 | [10 empty] | No | No
MC044 | Faraday Building |  |  |  | MC044-B01/G3 | AHU02 Space Frost | EN.EN3 Energy Sensor | [6 empty] | G3 | 0 | [10 empty] | No | No
MC044 | Faraday Building |  |  |  | MC044-B01/G2 | AHU01 Space Frost | EN.EN3 Energy Sensor | [6 empty] | G2 | 0 | [10 empty] | No | No
MC044 | Faraday Building |  |  |  | MC044-B01/G20 | Logic 20 | EN.EN3 Energy Sensor | [6 empty] | G20 | 0 | [10 empty] | No | No
MC044 | Faraday Building |  |  |  | MC044-B01/G21 | Logic 21 | EN.EN3 Energy Sensor | [6 empty] | G21 | 0 | [10 empty] | No | No
MC044 | Faraday Building |  |  |  | MC044-B01/G22 | Logic 22 | EN.EN3 Energy Sensor | [6 empty] | G22 | 0 | [10 empty] | No | No
MC044 | Faraday Building |  |  |  | MC044-B01/G23 | AHU03 Time | EN.EN3 Energy Sensor | [6 empty] | G23 | 0 | [10 empty] | No | No
MC044 | Faraday Building |  |  |  | MC044-B01/G24 | Logic 24 | EN.EN3 Energy Sensor | [6 empty] | G24 | 0 | [10 empty] | No | No
MC044 | Faraday Building |  |  |  | MC044-B01/G169 | Logic 169 | EN.EN3 Energy Sensor | [6 empty] | G169 | 0 | [10 empty] | No | No
MC044 | Faraday Building |  |  |  | MC044-B01/G17 | Logic 17 | EN.EN3 Energy Sensor | [6 empty] | G17 | 0 | [10 empty] | No | No
MC044 | Faraday Building |  |  |  | MC044-B01/G170 | Logic 170 | EN.EN3 Energy Sensor | [6 empty] | G170 | 0 | [10 empty] | No | No
MC044 | Faraday Building |  |  |  | MC044-B01/G173 | Logic 173 | EN.EN3 Energy Sensor | [6 empty] | G173 | 0 | [10 empty] | No | No
MC044 | Faraday Building |  |  |  | MC044-B01/G18 | Logic 18 | EN.EN3 Energy Sensor | [6 empty] | G18 | 0 | [10 empty] | No | No
MC044 | Faraday Building |  |  |  | MC044-B01/G19 | Logic 19 | EN.EN3 Energy Sensor | [6 empty] | G19 | 0 | [10 empty] | No | No
MC044 | Faraday Building |  |  |  | MC044-B01/G163 | Logic 163 | EN.EN3 Energy Sensor | [6 empty] | G163 | 0 | [10 empty] | No | No
MC044 | Faraday Building |  |  |  | MC044-B01/G164 | Logic 164 | EN.EN3 Energy Sensor | [6 empty] | G164 | 0 | [10 empty] | No | No
MC044 | Faraday Building |  |  |  | MC044-B01/G165 | Logic 165 | EN.EN3 Energy Sensor | [6 empty] | G165 | 0 | [10 empty] | No | No
MC044 | Faraday Building |  |  |  | MC044-B01/G166 | Logic 166 | EN.EN3 Energy Sensor | [6 empty] | G166 | 0 | [10 empty] | No | No
MC044 | Faraday Building |  |  |  | MC044-B01/G167 | Logic 167 | EN.EN3 Energy Sensor | [6 empty] | G167 | 0 | [10 empty] | No | No
MC044 | Faraday Building |  |  |  | MC044-B01/G168 | Logic 168 | EN.EN3 Energy Sensor | [6 empty] | G168 | 0 | [10 empty] | No | No
MC044 | Faraday Building |  |  |  | MC044-B01/G158 | Logic 158 | EN.EN3 Energy Sensor | [6 empty] | G158 | 0 | [10 empty] | No | No
MC044 | Faraday Building |  |  |  | MC044-B01/G159 | Logic 159 | EN.EN3 Energy Sensor | [6 empty] | G159 | 0 | [10 empty] | No | No
MC044 | Faraday Building |  |  |  | MC044-B01/G16 | AHU02 Time | EN.EN3 Energy Sensor | [6 empty] | G16 | 0 | [10 empty] | No | No
MC044 | Faraday Building |  |  |  | MC044-B01/G160 | Logic 160 | EN.EN3 Energy Sensor | [6 empty] | G160 | 0 | [10 empty] | No | No
MC044 | Faraday Building |  |  |  | MC044-B01/G161 | Logic 161 | EN.EN3 Energy Sensor | [6 empty] | G161 | 0 | [10 empty] | No | No
MC044 | Faraday Building |  |  |  | MC044-B01/G162 | Logic 162 | EN.EN3 Energy Sensor | [6 empty] | G162 | 0 | [10 empty] | No | No
MC044 | Faraday Building |  |  |  | MC044-B01/G152 | Logic 152 | EN.EN3 Energy Sensor | [6 empty] | G152 | 0 | [10 empty] | No | No
MC044 | Faraday Building |  |  |  | MC044-B01/G153 | Logic 153 | EN.EN3 Energy Sensor | [6 empty] | G153 | 0 | [10 empty] | No | No
MC044 | Faraday Building |  |  |  | MC044-B01/G154 | Logic 154 | EN.EN3 Energy Sensor | [6 empty] | G154 | 0 | [10 empty] | No | No
MC044 | Faraday Building |  |  |  | MC044-B01/G155 | Logic 155 | EN.EN3 Energy Sensor | [6 empty] | G155 | 0 | [10 empty] | No | No
MC044 | Faraday Building |  |  |  | MC044-B01/G156 | Logic 156 | EN.EN3 Energy Sensor | [6 empty] | G156 | 0 | [10 empty] | No | No
MC044 | Faraday Building |  |  |  | MC044-B01/G157 | Logic 157 | EN.EN3 Energy Sensor | [6 empty] | G157 | 0 | [10 empty] | No | No
MC044 | Faraday Building |  |  |  | MC044-B01/G147 | Logic 147 | EN.EN3 Energy Sensor | [6 empty] | G147 | 0 | [10 empty] | No | No
MC044 | Faraday Building |  |  |  | MC044-B01/G148 | Logic 148 | EN.EN3 Energy Sensor | [6 empty] | G148 | 0 | [10 empty] | No | No
MC044 | Faraday Building |  |  |  | MC044-B01/G149 | Logic 149 | EN.EN3 Energy Sensor | [6 empty] | G149 | 0 | [10 empty] | No | No
MC044 | Faraday Building |  |  |  | MC044-B01/G15 | Logic 15 | EN.EN3 Energy Sensor | [6 empty] | G15 | 0 | [10 empty] | No | No
MC044 | Faraday Building |  |  |  | MC044-B01/G150 | Logic 150 | EN.EN3 Energy Sensor | [6 empty] | G150 | 0 | [10 empty] | No | No
MC044 | Faraday Building |  |  |  | MC044-B01/G151 | Logic 151 | EN.EN3 Energy Sensor | [6 empty] | G151 | 0 | [10 empty] | No | No
MC044 | Faraday Building |  |  |  | MC044-B01/G140 | Logic 140 | EN.EN3 Energy Sensor | [6 empty] | G140 | 0 | [10 empty] | No | No
MC044 | Faraday Building |  |  |  | MC044-B01/G141 | Logic 141 | EN.EN3 Energy Sensor | [6 empty] | G141 | 0 | [10 empty] | No | No
MC044 | Faraday Building |  |  |  | MC044-B01/G143 | Logic 143 | EN.EN3 Energy Sensor | [6 empty] | G143 | 0 | [10 empty] | No | No
MC044 | Faraday Building |  |  |  | MC044-B01/G144 | Logic 144 | EN.EN3 Energy Sensor | [6 empty] | G144 | 0 | [10 empty] | No | No
MC044 | Faraday Building |  |  |  | MC044-B01/G145 | Logic 145 | EN.EN3 Energy Sensor | [6 empty] | G145 | 0 | [10 empty] | No | No
MC044 | Faraday Building |  |  |  | MC044-B01/G146 | Logic 146 | EN.EN3 Energy Sensor | [6 empty] | G146 | 0 | [10 empty] | No | No
MC044 | Faraday Building |  |  |  | MC044-B01/G135 | AHU02 Ht Dmd | EN.EN3 Energy Sensor | [6 empty] | G135 | 0 | [10 empty] | No | No
MC044 | Faraday Building |  |  |  | MC044-B01/G136 | AHU03 Ht Dmd | EN.EN3 Energy Sensor | [6 empty] | G136 | 0 | [10 empty] | No | No
MC044 | Faraday Building |  |  |  | MC044-B01/G137 | CT Dmd | EN.EN3 Energy Sensor | [6 empty] | G137 | 0 | [10 empty] | No | No
MC044 | Faraday Building |  |  |  | MC044-B01/G138 | Logic 138 | EN.EN3 Energy Sensor | [6 empty] | G138 | 0 | [10 empty] | No | No
MC044 | Faraday Building |  |  |  | MC044-B01/G139 | Logic 139 | EN.EN3 Energy Sensor | [6 empty] | G139 | 0 | [10 empty] | No | No
MC044 | Faraday Building |  |  |  | MC044-B01/G14 | Logic 14 | EN.EN3 Energy Sensor | [6 empty] | G14 | 0 | [10 empty] | No | No
MC044 | Faraday Building |  |  |  | MC044-B01/G13 | Logic 13 | EN.EN3 Energy Sensor | [6 empty] | G13 | 0 | [10 empty] | No | No
MC044 | Faraday Building |  |  |  | MC044-B01/G130 | Logic 130 | EN.EN3 Energy Sensor | [6 empty] | G130 | 0 | [10 empty] | No | No
MC044 | Faraday Building |  |  |  | MC044-B01/G131 | AHU03 Ht Recailm | EN.EN3 Energy Sensor | [6 empty] | G131 | 0 | [10 empty] | No | No
MC044 | Faraday Building |  |  |  | MC044-B01/G132 | Logic 132 | EN.EN3 Energy Sensor | [6 empty] | G132 | 0 | [10 empty] | No | No
MC044 | Faraday Building |  |  |  | MC044-B01/G133 | Logic 133 | EN.EN3 Energy Sensor | [6 empty] | G133 | 0 | [10 empty] | No | No
MC044 | Faraday Building |  |  |  | MC044-B01/G134 | AHU01 Ht Dmd | EN.EN3 Energy Sensor | [6 empty] | G134 | 0 | [10 empty] | No | No
MC044 | Faraday Building |  |  |  | MC044-B01/G124 | AHU03 Co2 Ctrl | EN.EN3 Energy Sensor | [6 empty] | G124 | 0 | [10 empty] | No | No
MC044 | Faraday Building |  |  |  | MC044-B01/G125 | AHU03 Temp Ctrl | EN.EN3 Energy Sensor | [6 empty] | G125 | 0 | [10 empty] | No | No
MC044 | Faraday Building |  |  |  | MC044-B01/G126 | Logic 126 | EN.EN3 Energy Sensor | [6 empty] | G126 | 0 | [10 empty] | No | No
MC044 | Faraday Building |  |  |  | MC044-B01/G127 | Logic 127 | EN.EN3 Energy Sensor | [6 empty] | G127 | 0 | [10 empty] | No | No
MC044 | Faraday Building |  |  |  | MC044-B01/G128 | AHU03 Frost Reset | EN.EN3 Energy Sensor | [6 empty] | G128 | 0 | [10 empty] | No | No
MC044 | Faraday Building |  |  |  | MC044-B01/G129 | Logic 129 | EN.EN3 Energy Sensor | [6 empty] | G129 | 0 | [10 empty] | No | No
MC044 | Faraday Building |  |  |  | MC044-B01/G119 | Logic 119 | EN.EN3 Energy Sensor | [6 empty] | G119 | 0 | [10 empty] | No | No
MC044 | Faraday Building |  |  |  | MC044-B01/G12 | Logic 12 | EN.EN3 Energy Sensor | [6 empty] | G12 | 0 | [10 empty] | No | No
MC044 | Faraday Building |  |  |  | MC044-B01/G120 | Logic 120 | EN.EN3 Energy Sensor | [6 empty] | G120 | 0 | [10 empty] | No | No
MC044 | Faraday Building |  |  |  | MC044-B01/G121 | Logic 121 | EN.EN3 Energy Sensor | [6 empty] | G121 | 0 | [10 empty] | No | No
MC044 | Faraday Building |  |  |  | MC044-B01/G122 | Logic 122 | EN.EN3 Energy Sensor | [6 empty] | G122 | 0 | [10 empty] | No | No
MC044 | Faraday Building |  |  |  | MC044-B01/G123 | Logic 123 | EN.EN3 Energy Sensor | [6 empty] | G123 | 0 | [10 empty] | No | No
MC044 | Faraday Building |  |  |  | MC044-B01/G113 | Logic 113 | EN.EN3 Energy Sensor | [6 empty] | G113 | 0 | [10 empty] | No | No
MC044 | Faraday Building |  |  |  | MC044-B01/G114 | Logic 114 | EN.EN3 Energy Sensor | [6 empty] | G114 | 0 | [10 empty] | No | No
MC044 | Faraday Building |  |  |  | MC044-B01/G115 | Logic 115 | EN.EN3 Energy Sensor | [6 empty] | G115 | 0 | [10 empty] | No | No
MC044 | Faraday Building |  |  |  | MC044-B01/G116 | AHU03 Extr Fan Fail | EN.EN3 Energy Sensor | [6 empty] | G116 | 0 | [10 empty] | No | No
MC044 | Faraday Building |  |  |  | MC044-B01/G117 | Logic 117 | EN.EN3 Energy Sensor | [6 empty] | G117 | 0 | [10 empty] | No | No
MC044 | Faraday Building |  |  |  | MC044-B01/G118 | AHU03 Reqd | EN.EN3 Energy Sensor | [6 empty] | G118 | 0 | [10 empty] | No | No
MC044 | Faraday Building |  |  |  | MC044-B01/G108 | Logic 108 | EN.EN3 Energy Sensor | [6 empty] | G108 | 0 | [10 empty] | No | No
MC044 | Faraday Building |  |  |  | MC044-B01/G109 | AHU03 Sply Fan Fail | EN.EN3 Energy Sensor | [6 empty] | G109 | 0 | [10 empty] | No | No
MC044 | Faraday Building |  |  |  | MC044-B01/G11 | Logic 11 | EN.EN3 Energy Sensor | [6 empty] | G11 | 0 | [10 empty] | No | No
MC044 | Faraday Building |  |  |  | MC044-B01/G110 | AHU03 Extr Dmpr | EN.EN3 Energy Sensor | [6 empty] | G110 | 0 | [10 empty] | No | No
MC044 | Faraday Building |  |  |  | MC044-B01/G111 | Logic 111 | EN.EN3 Energy Sensor | [6 empty] | G111 | 0 | [10 empty] | No | No
MC044 | Faraday Building |  |  |  | MC044-B01/G112 | Logic 112 | EN.EN3 Energy Sensor | [6 empty] | G112 | 0 | [10 empty] | No | No
MC044 | Faraday Building |  |  |  | MC044-B01/G102 | Logic 102 | EN.EN3 Energy Sensor | [6 empty] | G102 | 0 | [10 empty] | No | No
MC044 | Faraday Building |  |  |  | MC044-B01/G103 | AHU03 Sply Dmpr | EN.EN3 Energy Sensor | [6 empty] | G103 | 0 | [10 empty] | No | No
MC044 | Faraday Building |  |  |  | MC044-B01/G104 | Logic 104 | EN.EN3 Energy Sensor | [6 empty] | G104 | 0 | [10 empty] | No | No
MC044 | Faraday Building |  |  |  | MC044-B01/G105 | Logic 105 | EN.EN3 Energy Sensor | [6 empty] | G105 | 0 | [10 empty] | No | No
MC044 | Faraday Building |  |  |  | MC044-B01/G106 | Logic 106 | EN.EN3 Energy Sensor | [6 empty] | G106 | 0 | [10 empty] | No | No
MC044 | Faraday Building |  |  |  | MC044-B01/G107 | Logic 107 | EN.EN3 Energy Sensor | [6 empty] | G107 | 0 | [10 empty] | No | No
MC044 | Faraday Building |  |  |  | MC044-B01/F98 | Function 98 | EN.EN3 Energy Sensor | [6 empty] | F98 | 0 | [10 empty] | No | No
MC044 | Faraday Building |  |  |  | MC044-B01/F99 | Function 99 | EN.EN3 Energy Sensor | [6 empty] | F99 | 0 | [10 empty] | No | No
MC044 | Faraday Building |  |  |  | MC044-B01/G1 | OAT Frost | EN.EN3 Energy Sensor | [6 empty] | G1 | 0 | [10 empty] | No | No
MC044 | Faraday Building |  |  |  | MC044-B01/G10 | Logic 10 | EN.EN3 Energy Sensor | [6 empty] | G10 | 0 | [10 empty] | No | No
MC044 | Faraday Building |  |  |  | MC044-B01/G100 | Reset | EN.EN3 Energy Sensor | [6 empty] | G100 | 0 | [10 empty] | No | No
MC044 | Faraday Building |  |  |  | MC044-B01/G101 | Logic 101 | EN.EN3 Energy Sensor | [6 empty] | G101 | 0 | [10 empty] | No | No
MC044 | Faraday Building |  |  |  | MC044-B01/F91 | Function 91 | EN.EN3 Energy Sensor | [6 empty] | F91 | 0 | [10 empty] | No | No
MC044 | Faraday Building |  |  |  | MC044-B01/F92 | Function 92 | EN.EN3 Energy Sensor | [6 empty] | F92 | 0 | [10 empty] | No | No
MC044 | Faraday Building |  |  |  | MC044-B01/F94 | Function 94 | EN.EN3 Energy Sensor | [6 empty] | F94 | 0 | [10 empty] | No | No
MC044 | Faraday Building |  |  |  | MC044-B01/F95 | Function 95 | EN.EN3 Energy Sensor | [6 empty] | F95 | 0 | [10 empty] | No | No
MC044 | Faraday Building |  |  |  | MC044-B01/F96 | Function 96 | EN.EN3 Energy Sensor | [6 empty] | F96 | 0 | [10 empty] | No | No
MC044 | Faraday Building |  |  |  | MC044-B01/F97 | Function 97 | EN.EN3 Energy Sensor | [6 empty] | F97 | 0 | [10 empty] | No | No
MC044 | Faraday Building |  |  |  | MC044-B01/F86 | AHU02 Htg Vlv Dmd | EN.EN3 Energy Sensor | [6 empty] | F86 | 0 | [10 empty] | No | No
MC044 | Faraday Building |  |  |  | MC044-B01/F87 | AHU02 Clg Dmd | EN.EN3 Energy Sensor | [6 empty] | F87 | 0 | [10 empty] | No | No
MC044 | Faraday Building |  |  |  | MC044-B01/F88 | AHU02 Htg Vlv Dmd | EN.EN3 Energy Sensor | [6 empty] | F88 | 0 | [10 empty] | No | No
MC044 | Faraday Building |  |  |  | MC044-B01/F89 | Function 89 | EN.EN3 Energy Sensor | [6 empty] | F89 | 0 | [10 empty] | No | No
MC044 | Faraday Building |  |  |  | MC044-B01/F9 | Function 9 | EN.EN3 Energy Sensor | [6 empty] | F9 | 0 | [10 empty] | No | No
MC044 | Faraday Building |  |  |  | MC044-B01/F90 | Function 90 | EN.EN3 Energy Sensor | [6 empty] | F90 | 0 | [10 empty] | No | No
MC044 | Faraday Building |  |  |  | MC044-B01/F80 | AHU02 HtgClg Dmd | EN.EN3 Energy Sensor | [6 empty] | F80 | 0 | [10 empty] | No | No
MC044 | Faraday Building |  |  |  | MC044-B01/F81 | Function 81 | EN.EN3 Energy Sensor | [6 empty] | F81 | 0 | [10 empty] | No | No
MC044 | Faraday Building |  |  |  | MC044-B01/F82 | Function 82 | EN.EN3 Energy Sensor | [6 empty] | F82 | 0 | [10 empty] | No | No
MC044 | Faraday Building |  |  |  | MC044-B01/F83 | Function 83 | EN.EN3 Energy Sensor | [6 empty] | F83 | 0 | [10 empty] | No | No
MC044 | Faraday Building |  |  |  | MC044-B01/F84 | AHU02 Th Wheel | EN.EN3 Energy Sensor | [6 empty] | F84 | 0 | [10 empty] | No | No
MC044 | Faraday Building |  |  |  | MC044-B01/F85 | Function 85 | EN.EN3 Energy Sensor | [6 empty] | F85 | 0 | [10 empty] | No | No
MC044 | Faraday Building |  |  |  | MC044-B01/F75 | Function 75 | EN.EN3 Energy Sensor | [6 empty] | F75 | 0 | [10 empty] | No | No
MC044 | Faraday Building |  |  |  | MC044-B01/F76 | Function 76 | EN.EN3 Energy Sensor | [6 empty] | F76 | 0 | [10 empty] | No | No
MC044 | Faraday Building |  |  |  | MC044-B01/F77 | Function 77 | EN.EN3 Energy Sensor | [6 empty] | F77 | 0 | [10 empty] | No | No
MC044 | Faraday Building |  |  |  | MC044-B01/F78 | Function 78 | EN.EN3 Energy Sensor | [6 empty] | F78 | 0 | [10 empty] | No | No
MC044 | Faraday Building |  |  |  | MC044-B01/F79 | Function 79 | EN.EN3 Energy Sensor | [6 empty] | F79 | 0 | [10 empty] | No | No
MC044 | Faraday Building |  |  |  | MC044-B01/F8 | Function 8 | EN.EN3 Energy Sensor | [6 empty] | F8 | 0 | [10 empty] | No | No
MC044 | Faraday Building |  |  |  | MC044-B01/F7 | Function 7 | EN.EN3 Energy Sensor | [6 empty] | F7 | 0 | [10 empty] | No | No
MC044 | Faraday Building |  |  |  | MC044-B01/F70 | Function 70 | EN.EN3 Energy Sensor | [6 empty] | F70 | 0 | [10 empty] | No | No
MC044 | Faraday Building |  |  |  | MC044-B01/F71 | Function 71 | EN.EN3 Energy Sensor | [6 empty] | F71 | 0 | [10 empty] | No | No
MC044 | Faraday Building |  |  |  | MC044-B01/F72 | AHU02 Frost SP | EN.EN3 Energy Sensor | [6 empty] | F72 | 0 | [10 empty] | No | No
MC044 | Faraday Building |  |  |  | MC044-B01/F73 | Function 73 | EN.EN3 Energy Sensor | [6 empty] | F73 | 0 | [10 empty] | No | No
MC044 | Faraday Building |  |  |  | MC044-B01/F74 | Function 74 | EN.EN3 Energy Sensor | [6 empty] | F74 | 0 | [10 empty] | No | No
MC044 | Faraday Building |  |  |  | MC044-B01/F64 | Function 64 | EN.EN3 Energy Sensor | [6 empty] | F64 | 0 | [10 empty] | No | No
MC044 | Faraday Building |  |  |  | MC044-B01/F65 | Function 65 | EN.EN3 Energy Sensor | [6 empty] | F65 | 0 | [10 empty] | No | No
MC044 | Faraday Building |  |  |  | MC044-B01/F66 | Function 66 | EN.EN3 Energy Sensor | [6 empty] | F66 | 0 | [10 empty] | No | No
MC044 | Faraday Building |  |  |  | MC044-B01/F67 | Function 67 | EN.EN3 Energy Sensor | [6 empty] | F67 | 0 | [10 empty] | No | No
MC044 | Faraday Building |  |  |  | MC044-B01/F68 | Function 68 | EN.EN3 Energy Sensor | [6 empty] | F68 | 0 | [10 empty] | No | No
MC044 | Faraday Building |  |  |  | MC044-B01/F69 | Function 69 | EN.EN3 Energy Sensor | [6 empty] | F69 | 0 | [10 empty] | No | No
MC044 | Faraday Building |  |  |  | MC044-B01/F58 | Function 58 | EN.EN3 Energy Sensor | [6 empty] | F58 | 0 | [10 empty] | No | No
MC044 | Faraday Building |  |  |  | MC044-B01/F59 | Function 59 | EN.EN3 Energy Sensor | [6 empty] | F59 | 0 | [10 empty] | No | No
MC044 | Faraday Building |  |  |  | MC044-B01/F6 | Function 6 | EN.EN3 Energy Sensor | [6 empty] | F6 | 0 | [10 empty] | No | No
MC044 | Faraday Building |  |  |  | MC044-B01/F60 | Function 60 | EN.EN3 Energy Sensor | [6 empty] | F60 | 0 | [10 empty] | No | No
MC044 | Faraday Building |  |  |  | MC044-B01/F62 | Function 62 | EN.EN3 Energy Sensor | [6 empty] | F62 | 0 | [10 empty] | No | No
MC044 | Faraday Building |  |  |  | MC044-B01/F63 | Function 63 | EN.EN3 Energy Sensor | [6 empty] | F63 | 0 | [10 empty] | No | No
MC044 | Faraday Building |  |  |  | MC044-B01/F52 | AHU01 Th Wheel | EN.EN3 Energy Sensor | [6 empty] | F52 | 0 | [10 empty] | No | No
MC044 | Faraday Building |  |  |  | MC044-B01/F53 | Function 53 | EN.EN3 Energy Sensor | [6 empty] | F53 | 0 | [10 empty] | No | No
MC044 | Faraday Building |  |  |  | MC044-B01/F54 | AHU01 Htg Vlv Dmd | EN.EN3 Energy Sensor | [6 empty] | F54 | 0 | [10 empty] | No | No
MC044 | Faraday Building |  |  |  | MC044-B01/F55 | AHU01 Clg Dmd | EN.EN3 Energy Sensor | [6 empty] | F55 | 0 | [10 empty] | No | No
MC044 | Faraday Building |  |  |  | MC044-B01/F56 | AHU01 Htg Vlv Dmd | EN.EN3 Energy Sensor | [6 empty] | F56 | 0 | [10 empty] | No | No
MC044 | Faraday Building |  |  |  | MC044-B01/F57 | Function 57 | EN.EN3 Energy Sensor | [6 empty] | F57 | 0 | [10 empty] | No | No
MC044 | Faraday Building |  |  |  | MC044-B01/F47 | Function 47 | EN.EN3 Energy Sensor | [6 empty] | F47 | 0 | [10 empty] | No | No
MC044 | Faraday Building |  |  |  | MC044-B01/F48 | AHU01 HtgClg Dmd | EN.EN3 Energy Sensor | [6 empty] | F48 | 0 | [10 empty] | No | No
MC044 | Faraday Building |  |  |  | MC044-B01/F49 | Function 49 | EN.EN3 Energy Sensor | [6 empty] | F49 | 0 | [10 empty] | No | No
MC044 | Faraday Building |  |  |  | MC044-B01/F5 | Function 5 | EN.EN3 Energy Sensor | [6 empty] | F5 | 0 | [10 empty] | No | No
MC044 | Faraday Building |  |  |  | MC044-B01/F50 | Function 50 | EN.EN3 Energy Sensor | [6 empty] | F50 | 0 | [10 empty] | No | No
MC044 | Faraday Building |  |  |  | MC044-B01/F51 | Function 51 | EN.EN3 Energy Sensor | [6 empty] | F51 | 0 | [10 empty] | No | No
MC044 | Faraday Building |  |  |  | MC044-B01/F41 | Function 41 | EN.EN3 Energy Sensor | [6 empty] | F41 | 0 | [10 empty] | No | No
MC044 | Faraday Building |  |  |  | MC044-B01/F42 | Function 42 | EN.EN3 Energy Sensor | [6 empty] | F42 | 0 | [10 empty] | No | No
MC044 | Faraday Building |  |  |  | MC044-B01/F43 | Function 43 | EN.EN3 Energy Sensor | [6 empty] | F43 | 0 | [10 empty] | No | No
MC044 | Faraday Building |  |  |  | MC044-B01/F44 | Function 44 | EN.EN3 Energy Sensor | [6 empty] | F44 | 0 | [10 empty] | No | No
MC044 | Faraday Building |  |  |  | MC044-B01/F45 | Function 45 | EN.EN3 Energy Sensor | [6 empty] | F45 | 0 | [10 empty] | No | No
MC044 | Faraday Building |  |  |  | MC044-B01/F46 | Function 46 | EN.EN3 Energy Sensor | [6 empty] | F46 | 0 | [10 empty] | No | No
MC044 | Faraday Building |  |  |  | MC044-B01/F36 | Function 36 | EN.EN3 Energy Sensor | [6 empty] | F36 | 0 | [10 empty] | No | No
MC044 | Faraday Building |  |  |  | MC044-B01/F37 | Function 37 | EN.EN3 Energy Sensor | [6 empty] | F37 | 0 | [10 empty] | No | No
MC044 | Faraday Building |  |  |  | MC044-B01/F38 | Function 38 | EN.EN3 Energy Sensor | [6 empty] | F38 | 0 | [10 empty] | No | No
MC044 | Faraday Building |  |  |  | MC044-B01/F39 | Function 39 | EN.EN3 Energy Sensor | [6 empty] | F39 | 0 | [10 empty] | No | No
MC044 | Faraday Building |  |  |  | MC044-B01/F4 | Function 4 | EN.EN3 Energy Sensor | [6 empty] | F4 | 0 | [10 empty] | No | No
MC044 | Faraday Building |  |  |  | MC044-B01/F40 | AHU01 Frost SP | EN.EN3 Energy Sensor | [6 empty] | F40 | 0 | [10 empty] | No | No
MC044 | Faraday Building |  |  |  | MC044-B01/F30 | Function 30 | EN.EN3 Energy Sensor | [6 empty] | F30 | 0 | [10 empty] | No | No
MC044 | Faraday Building |  |  |  | MC044-B01/F31 | Function 31 | EN.EN3 Energy Sensor | [6 empty] | F31 | 0 | [10 empty] | No | No
MC044 | Faraday Building |  |  |  | MC044-B01/F32 | Function 32 | EN.EN3 Energy Sensor | [6 empty] | F32 | 0 | [10 empty] | No | No
MC044 | Faraday Building |  |  |  | MC044-B01/F33 | Function 33 | EN.EN3 Energy Sensor | [6 empty] | F33 | 0 | [10 empty] | No | No
MC044 | Faraday Building |  |  |  | MC044-B01/F34 | Function 34 | EN.EN3 Energy Sensor | [6 empty] | F34 | 0 | [10 empty] | No | No
MC044 | Faraday Building |  |  |  | MC044-B01/F35 | Function 35 | EN.EN3 Energy Sensor | [6 empty] | F35 | 0 | [10 empty] | No | No
MC044 | Faraday Building |  |  |  | MC044-B01/F24 | Toilet Extr Stop Delay | EN.EN3 Energy Sensor | [6 empty] | F24 | 0 | [10 empty] | No | No
MC044 | Faraday Building |  |  |  | MC044-B01/F25 | Function 25 | EN.EN3 Energy Sensor | [6 empty] | F25 | 0 | [10 empty] | No | No
MC044 | Faraday Building |  |  |  | MC044-B01/F26 | Function 26 | EN.EN3 Energy Sensor | [6 empty] | F26 | 0 | [10 empty] | No | No
MC044 | Faraday Building |  |  |  | MC044-B01/F27 | Function 27 | EN.EN3 Energy Sensor | [6 empty] | F27 | 0 | [10 empty] | No | No
MC044 | Faraday Building |  |  |  | MC044-B01/F28 | Function 28 | EN.EN3 Energy Sensor | [6 empty] | F28 | 0 | [10 empty] | No | No
MC044 | Faraday Building |  |  |  | MC044-B01/F3 | Function 3 | EN.EN3 Energy Sensor | [6 empty] | F3 | 0 | [10 empty] | No | No
MC044 | Faraday Building |  |  |  | MC044-B01/F19 | Function 19 | EN.EN3 Energy Sensor | [6 empty] | F19 | 0 | [10 empty] | No | No
MC044 | Faraday Building |  |  |  | MC044-B01/F2 | Function 2 | EN.EN3 Energy Sensor | [6 empty] | F2 | 0 | [10 empty] | No | No
MC044 | Faraday Building |  |  |  | MC044-B01/F20 | Function 20 | EN.EN3 Energy Sensor | [6 empty] | F20 | 0 | [10 empty] | No | No
MC044 | Faraday Building |  |  |  | MC044-B01/F21 | Function 21 | EN.EN3 Energy Sensor | [6 empty] | F21 | 0 | [10 empty] | No | No
MC044 | Faraday Building |  |  |  | MC044-B01/F22 | Toilet Extr Pre Start | EN.EN3 Energy Sensor | [6 empty] | F22 | 0 | [10 empty] | No | No
MC044 | Faraday Building |  |  |  | MC044-B01/F23 | Function 23 | EN.EN3 Energy Sensor | [6 empty] | F23 | 0 | [10 empty] | No | No
MC044 | Faraday Building |  |  |  | MC044-B01/F146 | Function 146 | EN.EN3 Energy Sensor | [6 empty] | F146 | 0 | [10 empty] | No | No
MC044 | Faraday Building |  |  |  | MC044-B01/F148 | Function 148 | EN.EN3 Energy Sensor | [6 empty] | F148 | 0 | [10 empty] | No | No
MC044 | Faraday Building |  |  |  | MC044-B01/F15 | Function 15 | EN.EN3 Energy Sensor | [6 empty] | F15 | 0 | [10 empty] | No | No
MC044 | Faraday Building |  |  |  | MC044-B01/F16 | Function 16 | EN.EN3 Energy Sensor | [6 empty] | F16 | 0 | [10 empty] | No | No
MC044 | Faraday Building |  |  |  | MC044-B01/F17 | Function 17 | EN.EN3 Energy Sensor | [6 empty] | F17 | 0 | [10 empty] | No | No
MC044 | Faraday Building |  |  |  | MC044-B01/F18 | Function 18 | EN.EN3 Energy Sensor | [6 empty] | F18 | 0 | [10 empty] | No | No
MC044 | Faraday Building |  |  |  | MC044-B01/F135 | Function 135 | EN.EN3 Energy Sensor | [6 empty] | F135 | 0 | [10 empty] | No | No
MC044 | Faraday Building |  |  |  | MC044-B01/F136 | Function 136 | EN.EN3 Energy Sensor | [6 empty] | F136 | 0 | [10 empty] | No | No
MC044 | Faraday Building |  |  |  | MC044-B01/F137 | Function 137 | EN.EN3 Energy Sensor | [6 empty] | F137 | 0 | [10 empty] | No | No
MC044 | Faraday Building |  |  |  | MC044-B01/F138 | Function 138 | EN.EN3 Energy Sensor | [6 empty] | F138 | 0 | [10 empty] | No | No
MC044 | Faraday Building |  |  |  | MC044-B01/F139 | Function 139 | EN.EN3 Energy Sensor | [6 empty] | F139 | 0 | [10 empty] | No | No
MC044 | Faraday Building |  |  |  | MC044-B01/F14 | Function 14 | EN.EN3 Energy Sensor | [6 empty] | F14 | 0 | [10 empty] | No | No
MC044 | Faraday Building |  |  |  | MC044-B01/F13 | Function 13 | EN.EN3 Energy Sensor | [6 empty] | F13 | 0 | [10 empty] | No | No
MC044 | Faraday Building |  |  |  | MC044-B01/F130 | Function 130 | EN.EN3 Energy Sensor | [6 empty] | F130 | 0 | [10 empty] | No | No
MC044 | Faraday Building |  |  |  | MC044-B01/F131 | Function 131 | EN.EN3 Energy Sensor | [6 empty] | F131 | 0 | [10 empty] | No | No
MC044 | Faraday Building |  |  |  | MC044-B01/F132 | Function 132 | EN.EN3 Energy Sensor | [6 empty] | F132 | 0 | [10 empty] | No | No
MC044 | Faraday Building |  |  |  | MC044-B01/F133 | Function 133 | EN.EN3 Energy Sensor | [6 empty] | F133 | 0 | [10 empty] | No | No
MC044 | Faraday Building |  |  |  | MC044-B01/F134 | Function 134 | EN.EN3 Energy Sensor | [6 empty] | F134 | 0 | [10 empty] | No | No
MC044 | Faraday Building |  |  |  | MC044-B01/F124 | Function 124 | EN.EN3 Energy Sensor | [6 empty] | F124 | 0 | [10 empty] | No | No
MC044 | Faraday Building |  |  |  | MC044-B01/F125 | Function 125 | EN.EN3 Energy Sensor | [6 empty] | F125 | 0 | [10 empty] | No | No
MC044 | Faraday Building |  |  |  | MC044-B01/F126 | Function 126 | EN.EN3 Energy Sensor | [6 empty] | F126 | 0 | [10 empty] | No | No
MC044 | Faraday Building |  |  |  | MC044-B01/F127 | Function 127 | EN.EN3 Energy Sensor | [6 empty] | F127 | 0 | [10 empty] | No | No
MC044 | Faraday Building |  |  |  | MC044-B01/F128 | Function 128 | EN.EN3 Energy Sensor | [6 empty] | F128 | 0 | [10 empty] | No | No
MC044 | Faraday Building |  |  |  | MC044-B01/F129 | Function 129 | EN.EN3 Energy Sensor | [6 empty] | F129 | 0 | [10 empty] | No | No
MC044 | Faraday Building |  |  |  | MC044-B01/F119 | AHU03 Clg Dmd | EN.EN3 Energy Sensor | [6 empty] | F119 | 0 | [10 empty] | No | No
MC044 | Faraday Building |  |  |  | MC044-B01/F12 | Function 12 | EN.EN3 Energy Sensor | [6 empty] | F12 | 0 | [10 empty] | No | No
MC044 | Faraday Building |  |  |  | MC044-B01/F120 | AHU03 Htg Vlv Dmd | EN.EN3 Energy Sensor | [6 empty] | F120 | 0 | [10 empty] | No | No
MC044 | Faraday Building |  |  |  | MC044-B01/F121 | Function 121 | EN.EN3 Energy Sensor | [6 empty] | F121 | 0 | [10 empty] | No | No
MC044 | Faraday Building |  |  |  | MC044-B01/F122 | Function 122 | EN.EN3 Energy Sensor | [6 empty] | F122 | 0 | [10 empty] | No | No
MC044 | Faraday Building |  |  |  | MC044-B01/F123 | Function 123 | EN.EN3 Energy Sensor | [6 empty] | F123 | 0 | [10 empty] | No | No
MC044 | Faraday Building |  |  |  | MC044-B01/F113 | Function 113 | EN.EN3 Energy Sensor | [6 empty] | F113 | 0 | [10 empty] | No | No
MC044 | Faraday Building |  |  |  | MC044-B01/F114 | Function 114 | EN.EN3 Energy Sensor | [6 empty] | F114 | 0 | [10 empty] | No | No
MC044 | Faraday Building |  |  |  | MC044-B01/F115 | Function 115 | EN.EN3 Energy Sensor | [6 empty] | F115 | 0 | [10 empty] | No | No
MC044 | Faraday Building |  |  |  | MC044-B01/F116 | AHU03 Th Wheel | EN.EN3 Energy Sensor | [6 empty] | F116 | 0 | [10 empty] | No | No
MC044 | Faraday Building |  |  |  | MC044-B01/F117 | Function 117 | EN.EN3 Energy Sensor | [6 empty] | F117 | 0 | [10 empty] | No | No
MC044 | Faraday Building |  |  |  | MC044-B01/F118 | AHU03 Htg Vlv Dmd | EN.EN3 Energy Sensor | [6 empty] | F118 | 0 | [10 empty] | No | No
MC044 | Faraday Building |  |  |  | MC044-B01/F108 | Function 108 | EN.EN3 Energy Sensor | [6 empty] | F108 | 0 | [10 empty] | No | No
MC044 | Faraday Building |  |  |  | MC044-B01/F109 | Function 109 | EN.EN3 Energy Sensor | [6 empty] | F109 | 0 | [10 empty] | No | No
MC044 | Faraday Building |  |  |  | MC044-B01/F11 | Function 11 | EN.EN3 Energy Sensor | [6 empty] | F11 | 0 | [10 empty] | No | No
MC044 | Faraday Building |  |  |  | MC044-B01/F110 | Function 110 | EN.EN3 Energy Sensor | [6 empty] | F110 | 0 | [10 empty] | No | No
MC044 | Faraday Building |  |  |  | MC044-B01/F111 | Function 111 | EN.EN3 Energy Sensor | [6 empty] | F111 | 0 | [10 empty] | No | No
MC044 | Faraday Building |  |  |  | MC044-B01/F112 | AHU03 HtgClg Dmd | EN.EN3 Energy Sensor | [6 empty] | F112 | 0 | [10 empty] | No | No
MC044 | Faraday Building |  |  |  | MC044-B01/F102 | Function 102 | EN.EN3 Energy Sensor | [6 empty] | F102 | 0 | [10 empty] | No | No
MC044 | Faraday Building |  |  |  | MC044-B01/F103 | Function 103 | EN.EN3 Energy Sensor | [6 empty] | F103 | 0 | [10 empty] | No | No
MC044 | Faraday Building |  |  |  | MC044-B01/F104 | AHU03 Frost SP | EN.EN3 Energy Sensor | [6 empty] | F104 | 0 | [10 empty] | No | No
MC044 | Faraday Building |  |  |  | MC044-B01/F105 | Function 105 | EN.EN3 Energy Sensor | [6 empty] | F105 | 0 | [10 empty] | No | No
MC044 | Faraday Building |  |  |  | MC044-B01/F106 | Function 106 | EN.EN3 Energy Sensor | [6 empty] | F106 | 0 | [10 empty] | No | No
MC044 | Faraday Building |  |  |  | MC044-B01/F107 | Function 107 | EN.EN3 Energy Sensor | [6 empty] | F107 | 0 | [10 empty] | No | No
MC044 | Faraday Building |  |  |  | MC044-B01/D9 | AHU02 Sply Fan En | EN.EN3 Energy Sensor | [6 empty] | D9 | 0 | [10 empty] | No | No
MC044 | Faraday Building |  |  |  | MC044-B01/e1 | Supervisor | EN.EN3 Energy Sensor | [6 empty] | e1 | 0 | [10 empty] | No | No
MC044 | Faraday Building |  |  |  | MC044-B01/F1 | Function 1 | EN.EN3 Energy Sensor | [6 empty] | F1 | 0 | [10 empty] | No | No
MC044 | Faraday Building |  |  |  | MC044-B01/F10 | Function 10 | EN.EN3 Energy Sensor | [6 empty] | F10 | 0 | [10 empty] | No | No
MC044 | Faraday Building |  |  |  | MC044-B01/F100 | Function 100 | EN.EN3 Energy Sensor | [6 empty] | F100 | 0 | [10 empty] | No | No
MC044 | Faraday Building |  |  |  | MC044-B01/F101 | Function 101 | EN.EN3 Energy Sensor | [6 empty] | F101 | 0 | [10 empty] | No | No
MC044 | Faraday Building |  |  |  | MC044-B01/D30 | Plant Fault Lamp | EN.EN3 Energy Sensor | [6 empty] | D30 | 0 | [10 empty] | No | No
MC044 | Faraday Building |  |  |  | MC044-B01/D4 | AHU01 Extr Fan Dmd | EN.EN3 Energy Sensor | [6 empty] | D4 | 0 | [10 empty] | No | No
MC044 | Faraday Building |  |  |  | MC044-B01/D5 | AHU01 Frost Valve | EN.EN3 Energy Sensor | [6 empty] | D5 | 0 | [10 empty] | No | No
MC044 | Faraday Building |  |  |  | MC044-B01/D6 | AHU01 Th Wheel Dmd | EN.EN3 Energy Sensor | [6 empty] | D6 | 0 | [10 empty] | No | No
MC044 | Faraday Building |  |  |  | MC044-B01/D7 | AHU01 Htg Valve | EN.EN3 Energy Sensor | [6 empty] | D7 | 0 | [10 empty] | No | No
MC044 | Faraday Building |  |  |  | MC044-B01/D8 | AHU01 Extend Lamp | EN.EN3 Energy Sensor | [6 empty] | D8 | 0 | [10 empty] | No | No
MC044 | Faraday Building |  |  |  | MC044-B01/D25 | CT Pumps En | EN.EN3 Energy Sensor | [6 empty] | D25 | 0 | [10 empty] | No | No
MC044 | Faraday Building |  |  |  | MC044-B01/D26 | Toilet Extr EF1 En | EN.EN3 Energy Sensor | [6 empty] | D26 | 0 | [10 empty] | No | No
MC044 | Faraday Building |  |  |  | MC044-B01/D27 | Toilet Extr EF2 En | EN.EN3 Energy Sensor | [6 empty] | D27 | 0 | [10 empty] | No | No
MC044 | Faraday Building |  |  |  | MC044-B01/D28 | Door Curtain DAC1 En | EN.EN3 Energy Sensor | [6 empty] | D28 | 0 | [10 empty] | No | No
MC044 | Faraday Building |  |  |  | MC044-B01/D29 | Door Curtain DAC2 En | EN.EN3 Energy Sensor | [6 empty] | D29 | 0 | [10 empty] | No | No
MC044 | Faraday Building |  |  |  | MC044-B01/D3 | AHU01 Extr Fan En | EN.EN3 Energy Sensor | [6 empty] | D3 | 0 | [10 empty] | No | No
MC044 | Faraday Building |  |  |  | MC044-B01/D2 | AHU01 Sply Fan Dmd | EN.EN3 Energy Sensor | [6 empty] | D2 | 0 | [10 empty] | No | No
MC044 | Faraday Building |  |  |  | MC044-B01/D20 | AHU03 Extr Fan Dmd | EN.EN3 Energy Sensor | [6 empty] | D20 | 0 | [10 empty] | No | No
MC044 | Faraday Building |  |  |  | MC044-B01/D21 | AHU03 Frost Valve | EN.EN3 Energy Sensor | [6 empty] | D21 | 0 | [10 empty] | No | No
MC044 | Faraday Building |  |  |  | MC044-B01/D22 | AHU03 Th Wheel Dmd | EN.EN3 Energy Sensor | [6 empty] | D22 | 0 | [10 empty] | No | No
MC044 | Faraday Building |  |  |  | MC044-B01/D23 | AHU03 Htg Valve | EN.EN3 Energy Sensor | [6 empty] | D23 | 0 | [10 empty] | No | No
MC044 | Faraday Building |  |  |  | MC044-B01/D24 | AHU03 Extend Lamp | EN.EN3 Energy Sensor | [6 empty] | D24 | 0 | [10 empty] | No | No
MC044 | Faraday Building |  |  |  | MC044-B01/D14 | AHU02 Th Wheel Dmd | EN.EN3 Energy Sensor | [6 empty] | D14 | 0 | [10 empty] | No | No
MC044 | Faraday Building |  |  |  | MC044-B01/D15 | AHU02 Htg Valve | EN.EN3 Energy Sensor | [6 empty] | D15 | 0 | [10 empty] | No | No
MC044 | Faraday Building |  |  |  | MC044-B01/D16 | AHU02 Extend Lamp | EN.EN3 Energy Sensor | [6 empty] | D16 | 0 | [10 empty] | No | No
MC044 | Faraday Building |  |  |  | MC044-B01/D17 | AHU03 Sply Fan En | EN.EN3 Energy Sensor | [6 empty] | D17 | 0 | [10 empty] | No | No
MC044 | Faraday Building |  |  |  | MC044-B01/D18 | AHU03 Sply Fan Dmd | EN.EN3 Energy Sensor | [6 empty] | D18 | 0 | [10 empty] | No | No
MC044 | Faraday Building |  |  |  | MC044-B01/D19 | AHU03 Extr Fan En | EN.EN3 Energy Sensor | [6 empty] | D19 | 0 | [10 empty] | No | No
MC044 | Faraday Building |  |  |  | MC044-B06/A1 | Sply Pressure LC 02 SPX S1 | EN.EN3 Energy Sensor | [6 empty] | A1 | 0 | [10 empty] | No | No
MC044 | Faraday Building |  |  |  | MC044-B06/A2 | Sply Pressure LC 02 SPX S2 | EN.EN3 Energy Sensor | [6 empty] | A2 | 0 | [10 empty] | No | No
MC044 | Faraday Building |  |  |  | MC044-B06/A3 | Sply Pressure LC 02 SPX S3 | EN.EN3 Energy Sensor | [6 empty] | A3 | 0 | [10 empty] | No | No
MC044 | Faraday Building |  |  |  | MC044-B06/A4 | Analogue Node 4 | EN.EN3 Energy Sensor | [6 empty] | A4 | 0 | [10 empty] | No | No
MC044 | Faraday Building |  |  |  | MC044-B06/A5 | Max Clg Dmd | EN.EN3 Energy Sensor | [6 empty] | A5 | 0 | [10 empty] | No | No
MC044 | Faraday Building |  |  |  | MC044-B06/A6 | Analogue Node 6 | EN.EN3 Energy Sensor | [6 empty] | A6 | 0 | [10 empty] | No | No
MC044 | Faraday Building |  |  |  | MC044-B06/Y9 | POT Position 1 | EN.EN3 Energy Sensor | [6 empty] | Y9 | 0 | [10 empty] | No | No
MC044 | Faraday Building |  |  |  | MC044-B06/Z1 | Toilet Extract | EN.EN3 Energy Sensor | [6 empty] | Z1 | 0 | [10 empty] | No | No
MC044 | Faraday Building |  |  |  | MC044-B06/Y3 | Room temperature | EN.EN3 Energy Sensor | [6 empty] | Y3 | 0 | [10 empty] | No | No
MC044 | Faraday Building |  |  |  | MC044-B06/Y4 | Pressure I 250Pa | EN.EN3 Energy Sensor | [6 empty] | Y4 | 0 | [10 empty] | No | No
MC044 | Faraday Building |  |  |  | MC044-B06/Y5 | Pressure I 500Pa | EN.EN3 Energy Sensor | [6 empty] | Y5 | 0 | [10 empty] | No | No
MC044 | Faraday Building |  |  |  | MC044-B06/Y6 | Pressure I 1000Pa | EN.EN3 Energy Sensor | [6 empty] | Y6 | 0 | [10 empty] | No | No
MC044 | Faraday Building |  |  |  | MC044-B06/Y7 | Sply Velocity | EN.EN3 Energy Sensor | [6 empty] | Y7 | 0 | [10 empty] | No | No
MC044 | Faraday Building |  |  |  | MC044-B06/Y8 | Extr Velocity | EN.EN3 Energy Sensor | [6 empty] | Y8 | 0 | [10 empty] | No | No
MC044 | Faraday Building |  |  |  | MC044-B06/Y16 | POT Position 8 | EN.EN3 Energy Sensor | [6 empty] | Y16 | 0 | [10 empty] | No | No
MC044 | Faraday Building |  |  |  | MC044-B06/Y17 | PercentVolts | EN.EN3 Energy Sensor | [6 empty] | Y17 | 0 | [10 empty] | No | No
MC044 | Faraday Building |  |  |  | MC044-B06/Y18 | PercentVolts | EN.EN3 Energy Sensor | [6 empty] | Y18 | 0 | [10 empty] | No | No
MC044 | Faraday Building |  |  |  | MC044-B06/Y19 | Damper Pos 2-10V | EN.EN3 Energy Sensor | [6 empty] | Y19 | 0 | [10 empty] | No | No
MC044 | Faraday Building |  |  |  | MC044-B06/Y2 | Thermistor TBTI | EN.EN3 Energy Sensor | [6 empty] | Y2 | 0 | [10 empty] | No | No
MC044 | Faraday Building |  |  |  | MC044-B06/Y20 | Damper Pos 10-2V | EN.EN3 Energy Sensor | [6 empty] | Y20 | 0 | [10 empty] | No | No
MC044 | Faraday Building |  |  |  | MC044-B06/Y10 | POT Position 2 | EN.EN3 Energy Sensor | [6 empty] | Y10 | 0 | [10 empty] | No | No
MC044 | Faraday Building |  |  |  | MC044-B06/Y11 | POT Position 3 | EN.EN3 Energy Sensor | [6 empty] | Y11 | 0 | [10 empty] | No | No
MC044 | Faraday Building |  |  |  | MC044-B06/Y12 | POT Position 4 | EN.EN3 Energy Sensor | [6 empty] | Y12 | 0 | [10 empty] | No | No
MC044 | Faraday Building |  |  |  | MC044-B06/Y13 | POT Position 5 | EN.EN3 Energy Sensor | [6 empty] | Y13 | 0 | [10 empty] | No | No
MC044 | Faraday Building |  |  |  | MC044-B06/Y14 | POT Position 6 | EN.EN3 Energy Sensor | [6 empty] | Y14 | 0 | [10 empty] | No | No
MC044 | Faraday Building |  |  |  | MC044-B06/Y15 | POT Position 7 | EN.EN3 Energy Sensor | [6 empty] | Y15 | 0 | [10 empty] | No | No
MC044 | Faraday Building |  |  |  | MC044-B06/W3 | EF02 Fan Duty | EN.EN3 Energy Sensor | [6 empty] | W3 | 0 | [10 empty] | No | No
MC044 | Faraday Building |  |  |  | MC044-B06/W4 | AssistFanManualMode | EN.EN3 Energy Sensor | [6 empty] | W4 | 0 | [10 empty] | No | No
MC044 | Faraday Building |  |  |  | MC044-B06/W5 | Andy&apos;s Bleeding Switch | EN.EN3 Energy Sensor | [6 empty] | W5 | 0 | [10 empty] | No | No
MC044 | Faraday Building |  |  |  | MC044-B06/W6 | HRU Disable | EN.EN3 Energy Sensor | [6 empty] | W6 | 0 | [10 empty] | No | No
MC044 | Faraday Building |  |  |  | MC044-B06/W7 | Switch 7 | EN.EN3 Energy Sensor | [6 empty] | W7 | 0 | [10 empty] | No | No
MC044 | Faraday Building |  |  |  | MC044-B06/Y1 | Outside air temperature | EN.EN3 Energy Sensor | [6 empty] | Y1 | 0 | [10 empty] | No | No
MC044 | Faraday Building |  |  |  | MC044-B06/S8 | EF02 Extr Volume | EN.EN3 Energy Sensor | [6 empty] | S8 | 0 | [10 empty] | No | No
MC044 | Faraday Building |  |  |  | MC044-B06/S9 | EF02 Extract Pressure | EN.EN3 Energy Sensor | [6 empty] | S9 | 0 | [10 empty] | No | No
MC044 | Faraday Building |  |  |  | MC044-B06/V1 |  | EN.EN3 Energy Sensor | [6 empty] | V1 | 0 | [10 empty] | No | No
MC044 | Faraday Building |  |  |  | MC044-B06/V2 |  | EN.EN3 Energy Sensor | [6 empty] | V2 | 0 | [10 empty] | No | No
MC044 | Faraday Building |  |  |  | MC044-B06/W1 | AHU 2 Fault Reset | EN.EN3 Energy Sensor | [6 empty] | W1 | 0 | [10 empty] | No | No
MC044 | Faraday Building |  |  |  | MC044-B06/W2 | East System Enable | EN.EN3 Energy Sensor | [6 empty] | W2 | 0 | [10 empty] | No | No
MC044 | Faraday Building |  |  |  | MC044-B06/S39 | AHU 2 Sply Fan Dmd | EN.EN3 Energy Sensor | [6 empty] | S39 | 0 | [10 empty] | No | No
MC044 | Faraday Building |  |  |  | MC044-B06/S4 | AHU 2 Supply Temp | EN.EN3 Energy Sensor | [6 empty] | S4 | 0 | [10 empty] | No | No
MC044 | Faraday Building |  |  |  | MC044-B06/S40 | AHU 2 Heating Valve | EN.EN3 Energy Sensor | [6 empty] | S40 | 0 | [10 empty] | No | No
MC044 | Faraday Building |  |  |  | MC044-B06/S5 | AHU 2 Sply Volume | EN.EN3 Energy Sensor | [6 empty] | S5 | 0 | [10 empty] | No | No
MC044 | Faraday Building |  |  |  | MC044-B06/S6 | EF02 Extract Temp | EN.EN3 Energy Sensor | [6 empty] | S6 | 0 | [10 empty] | No | No
MC044 | Faraday Building |  |  |  | MC044-B06/S7 | EF02 Exhaust Temp HR | EN.EN3 Energy Sensor | [6 empty] | S7 | 0 | [10 empty] | No | No
MC044 | Faraday Building |  |  |  | MC044-B06/S33 | AHU 2 Sply Voulme_filtered | EN.EN3 Energy Sensor | [6 empty] | S33 | 0 | [10 empty] | No | No
MC044 | Faraday Building |  |  |  | MC044-B06/S34 | EF02 Extr Volume_filtered | EN.EN3 Energy Sensor | [6 empty] | S34 | 0 | [10 empty] | No | No
MC044 | Faraday Building |  |  |  | MC044-B06/S35 | AHU 2 Supply SP | EN.EN3 Energy Sensor | [6 empty] | S35 | 0 | [10 empty] | No | No
MC044 | Faraday Building |  |  |  | MC044-B06/S36 | Sensor 36 | EN.EN3 Energy Sensor | [6 empty] | S36 | 0 | [10 empty] | No | No
MC044 | Faraday Building |  |  |  | MC044-B06/S37 | Sensor 37 | EN.EN3 Energy Sensor | [6 empty] | S37 | 0 | [10 empty] | No | No
MC044 | Faraday Building |  |  |  | MC044-B06/S38 | Sensor 37 | EN.EN3 Energy Sensor | [6 empty] | S38 | 0 | [10 empty] | No | No
MC044 | Faraday Building |  |  |  | MC044-B06/S23 | EF02 FC MRDD09 Dmpr Pos | EN.EN3 Energy Sensor | [6 empty] | S23 | 0 | [10 empty] | No | No
MC044 | Faraday Building |  |  |  | MC044-B06/S24 | LC02SPXE4 Pressure | EN.EN3 Energy Sensor | [6 empty] | S24 | 0 | [10 empty] | No | No
MC044 | Faraday Building |  |  |  | MC044-B06/S25 | EF02 FC MRDD10 Dmpr Pos | EN.EN3 Energy Sensor | [6 empty] | S25 | 0 | [10 empty] | No | No
MC044 | Faraday Building |  |  |  | MC044-B06/S26 | LC02SPXE2 Pressure | EN.EN3 Energy Sensor | [6 empty] | S26 | 0 | [10 empty] | No | No
MC044 | Faraday Building |  |  |  | MC044-B06/S27 | EF02 FC MRDD08 Dmpr Pos | EN.EN3 Energy Sensor | [6 empty] | S27 | 0 | [10 empty] | No | No
MC044 | Faraday Building |  |  |  | MC044-B06/S3 | AHU 2 RAC Sply Temp | EN.EN3 Energy Sensor | [6 empty] | S3 | 0 | [10 empty] | No | No
MC044 | Faraday Building |  |  |  | MC044-B06/S18 | LC02SPXE5_2 Pressure | EN.EN3 Energy Sensor | [6 empty] | S18 | 0 | [10 empty] | No | No
MC044 | Faraday Building |  |  |  | MC044-B06/S19 | EF02 FC MRDD11_2 Dmpr Pos | EN.EN3 Energy Sensor | [6 empty] | S19 | 0 | [10 empty] | No | No
MC044 | Faraday Building |  |  |  | MC044-B06/S2 | AHU 2 FA Temp | EN.EN3 Energy Sensor | [6 empty] | S2 | 0 | [10 empty] | No | No
MC044 | Faraday Building |  |  |  | MC044-B06/S20 | LC02SPXE1 Pressure | EN.EN3 Energy Sensor | [6 empty] | S20 | 0 | [10 empty] | No | No
MC044 | Faraday Building |  |  |  | MC044-B06/S21 | EF02 FC MRDD07 Dmpr Pos | EN.EN3 Energy Sensor | [6 empty] | S21 | 0 | [10 empty] | No | No
MC044 | Faraday Building |  |  |  | MC044-B06/S22 | LC02SPXE3 Pressure | EN.EN3 Energy Sensor | [6 empty] | S22 | 0 | [10 empty] | No | No
MC044 | Faraday Building |  |  |  | MC044-B06/S12 | LC02SPXE7 Pressure | EN.EN3 Energy Sensor | [6 empty] | S12 | 0 | [10 empty] | No | No
MC044 | Faraday Building |  |  |  | MC044-B06/S13 | EF02 FC MRDD13 Dmpr Pos | EN.EN3 Energy Sensor | [6 empty] | S13 | 0 | [10 empty] | No | No
MC044 | Faraday Building |  |  |  | MC044-B06/S14 | LC02SPXE6 Pressure | EN.EN3 Energy Sensor | [6 empty] | S14 | 0 | [10 empty] | No | No
MC044 | Faraday Building |  |  |  | MC044-B06/S15 | EF02 FC MRDD12 Dmpr Pos | EN.EN3 Energy Sensor | [6 empty] | S15 | 0 | [10 empty] | No | No
MC044 | Faraday Building |  |  |  | MC044-B06/S16 | LC02SPXE5_1 Pressure | EN.EN3 Energy Sensor | [6 empty] | S16 | 0 | [10 empty] | No | No
MC044 | Faraday Building |  |  |  | MC044-B06/S17 | EF02 FC MRDD11_1 Dmpr Pos | EN.EN3 Energy Sensor | [6 empty] | S17 | 0 | [10 empty] | No | No
MC044 | Faraday Building |  |  |  | MC044-B06/P7 | EF02 Exhaust Temp HR | EN.EN3 Energy Sensor | [6 empty] | P7 | 0 | [10 empty] | No | No
MC044 | Faraday Building |  |  |  | MC044-B06/P8 | EF02 Extr Voulme | EN.EN3 Energy Sensor | [6 empty] | P8 | 0 | [10 empty] | No | No
MC044 | Faraday Building |  |  |  | MC044-B06/P9 | EF02 Extract Pressure | EN.EN3 Energy Sensor | [6 empty] | P9 | 0 | [10 empty] | No | No
MC044 | Faraday Building |  |  |  | MC044-B06/Q1 | Sequence Table 1 | EN.EN3 Energy Sensor | [6 empty] | Q1 | 0 | [10 empty] | No | No
MC044 | Faraday Building |  |  |  | MC044-B06/S1 | Outside air temperature | EN.EN3 Energy Sensor | [6 empty] | S1 | 0 | [10 empty] | No | No
MC044 | Faraday Building |  |  |  | MC044-B06/S11 | EF02 Bleed Dmpr Pos | EN.EN3 Energy Sensor | [6 empty] | S11 | 0 | [10 empty] | No | No
MC044 | Faraday Building |  |  |  | MC044-B06/P46 | Plot 46 | EN.EN3 Energy Sensor | [6 empty] | P46 | 0 | [10 empty] | No | No
MC044 | Faraday Building |  |  |  | MC044-B06/P47 | Plot 47 | EN.EN3 Energy Sensor | [6 empty] | P47 | 0 | [10 empty] | No | No
MC044 | Faraday Building |  |  |  | MC044-B06/P48 | Plot 48 | EN.EN3 Energy Sensor | [6 empty] | P48 | 0 | [10 empty] | No | No
MC044 | Faraday Building |  |  |  | MC044-B06/P49 | Plot 49 | EN.EN3 Energy Sensor | [6 empty] | P49 | 0 | [10 empty] | No | No
MC044 | Faraday Building |  |  |  | MC044-B06/P5 | AHU 2 Sply Voulme | EN.EN3 Energy Sensor | [6 empty] | P5 | 0 | [10 empty] | No | No
MC044 | Faraday Building |  |  |  | MC044-B06/P6 | EF02 Extract Temp | EN.EN3 Energy Sensor | [6 empty] | P6 | 0 | [10 empty] | No | No
MC044 | Faraday Building |  |  |  | MC044-B06/P40 | LC02SPXE6 Pressure | EN.EN3 Energy Sensor | [6 empty] | P40 | 0 | [10 empty] | No | No
MC044 | Faraday Building |  |  |  | MC044-B06/P41 | AHU 2 Heating Valve | EN.EN3 Energy Sensor | [6 empty] | P41 | 0 | [10 empty] | No | No
MC044 | Faraday Building |  |  |  | MC044-B06/P42 | Plot 42 | EN.EN3 Energy Sensor | [6 empty] | P42 | 0 | [10 empty] | No | No
MC044 | Faraday Building |  |  |  | MC044-B06/P43 | Plot 43 | EN.EN3 Energy Sensor | [6 empty] | P43 | 0 | [10 empty] | No | No
MC044 | Faraday Building |  |  |  | MC044-B06/P44 | Plot 44 | EN.EN3 Energy Sensor | [6 empty] | P44 | 0 | [10 empty] | No | No
MC044 | Faraday Building |  |  |  | MC044-B06/P45 | Plot 45 | EN.EN3 Energy Sensor | [6 empty] | P45 | 0 | [10 empty] | No | No
MC044 | Faraday Building |  |  |  | MC044-B06/P35 | LC02SPXE5_1 Pressure | EN.EN3 Energy Sensor | [6 empty] | P35 | 0 | [10 empty] | No | No
MC044 | Faraday Building |  |  |  | MC044-B06/P36 | LC02SPXE5_2 Pressure | EN.EN3 Energy Sensor | [6 empty] | P36 | 0 | [10 empty] | No | No
MC044 | Faraday Building |  |  |  | MC044-B06/P37 | LC02SPXE4 Pressure | EN.EN3 Energy Sensor | [6 empty] | P37 | 0 | [10 empty] | No | No
MC044 | Faraday Building |  |  |  | MC044-B06/P38 | LC02SPXE3 Pressure | EN.EN3 Energy Sensor | [6 empty] | P38 | 0 | [10 empty] | No | No
MC044 | Faraday Building |  |  |  | MC044-B06/P39 | LC02SPXE1 Pressure | EN.EN3 Energy Sensor | [6 empty] | P39 | 0 | [10 empty] | No | No
MC044 | Faraday Building |  |  |  | MC044-B06/P4 | AHU 2 Supply Temp | EN.EN3 Energy Sensor | [6 empty] | P4 | 0 | [10 empty] | No | No
MC044 | Faraday Building |  |  |  | MC044-B06/P3 | AHU 2 RAC Sply Temp | EN.EN3 Energy Sensor | [6 empty] | P3 | 0 | [10 empty] | No | No
MC044 | Faraday Building |  |  |  | MC044-B06/P30 | Sensor 37 | EN.EN3 Energy Sensor | [6 empty] | P30 | 0 | [10 empty] | No | No
MC044 | Faraday Building |  |  |  | MC044-B06/P31 | AHU 2 Sply Fan Dmd | EN.EN3 Energy Sensor | [6 empty] | P31 | 0 | [10 empty] | No | No
MC044 | Faraday Building |  |  |  | MC044-B06/P32 | LC02SPXE7 Pressure | EN.EN3 Energy Sensor | [6 empty] | P32 | 0 | [10 empty] | No | No
MC044 | Faraday Building |  |  |  | MC044-B06/P33 | AHU 2 Sply Voulme | EN.EN3 Energy Sensor | [6 empty] | P33 | 0 | [10 empty] | No | No
MC044 | Faraday Building |  |  |  | MC044-B06/P34 | EF02 Extr Volume | EN.EN3 Energy Sensor | [6 empty] | P34 | 0 | [10 empty] | No | No
MC044 | Faraday Building |  |  |  | MC044-B06/P24 | LC02SPXE4 Pressure | EN.EN3 Energy Sensor | [6 empty] | P24 | 0 | [10 empty] | No | No
MC044 | Faraday Building |  |  |  | MC044-B06/P25 | EF02 FC MRDD10 Dmpr Pos | EN.EN3 Energy Sensor | [6 empty] | P25 | 0 | [10 empty] | No | No
MC044 | Faraday Building |  |  |  | MC044-B06/P26 | LC02SPXE2 Pressure | EN.EN3 Energy Sensor | [6 empty] | P26 | 0 | [10 empty] | No | No
MC044 | Faraday Building |  |  |  | MC044-B06/P27 | AHU 2 Supply SP | EN.EN3 Energy Sensor | [6 empty] | P27 | 0 | [10 empty] | No | No
MC044 | Faraday Building |  |  |  | MC044-B06/P28 | EF02 FC MRDD08 Dmpr Pos | EN.EN3 Energy Sensor | [6 empty] | P28 | 0 | [10 empty] | No | No
MC044 | Faraday Building |  |  |  | MC044-B06/P29 | LC02SPXE2 Pressure | EN.EN3 Energy Sensor | [6 empty] | P29 | 0 | [10 empty] | No | No
MC044 | Faraday Building |  |  |  | MC044-B06/P19 | EF02 FC MRDD11_2 Dmpr Pos | EN.EN3 Energy Sensor | [6 empty] | P19 | 0 | [10 empty] | No | No
MC044 | Faraday Building |  |  |  | MC044-B06/P2 | AHU 2 FA Temp | EN.EN3 Energy Sensor | [6 empty] | P2 | 0 | [10 empty] | No | No
MC044 | Faraday Building |  |  |  | MC044-B06/P20 | LC02SPXE1 Pressure | EN.EN3 Energy Sensor | [6 empty] | P20 | 0 | [10 empty] | No | No
MC044 | Faraday Building |  |  |  | MC044-B06/P21 | EF02 FC MRDD07 Dmpr Pos | EN.EN3 Energy Sensor | [6 empty] | P21 | 0 | [10 empty] | No | No
MC044 | Faraday Building |  |  |  | MC044-B06/P22 | LC02SPXE3 Pressure | EN.EN3 Energy Sensor | [6 empty] | P22 | 0 | [10 empty] | No | No
MC044 | Faraday Building |  |  |  | MC044-B06/P23 | EF02 FC MRDD09 Dmpr Pos | EN.EN3 Energy Sensor | [6 empty] | P23 | 0 | [10 empty] | No | No
MC044 | Faraday Building |  |  |  | MC044-B06/P13 | EF02 FC MRDD13 Dmpr Pos | EN.EN3 Energy Sensor | [6 empty] | P13 | 0 | [10 empty] | No | No
MC044 | Faraday Building |  |  |  | MC044-B06/P14 | LC02SPXE6 Pressure | EN.EN3 Energy Sensor | [6 empty] | P14 | 0 | [10 empty] | No | No
MC044 | Faraday Building |  |  |  | MC044-B06/P15 | EF02 FC MRDD12 Dmpr Pos | EN.EN3 Energy Sensor | [6 empty] | P15 | 0 | [10 empty] | No | No
MC044 | Faraday Building |  |  |  | MC044-B06/P16 | LC02SPXE5_1 Pressure | EN.EN3 Energy Sensor | [6 empty] | P16 | 0 | [10 empty] | No | No
MC044 | Faraday Building |  |  |  | MC044-B06/P17 | EF02 FC MRDD11_1 Dmpr Pos | EN.EN3 Energy Sensor | [6 empty] | P17 | 0 | [10 empty] | No | No
MC044 | Faraday Building |  |  |  | MC044-B06/P18 | LC02SPXE5_2 Pressure | EN.EN3 Energy Sensor | [6 empty] | P18 | 0 | [10 empty] | No | No
MC044 | Faraday Building |  |  |  | MC044-B06/o2 | Alarm Route 2 | EN.EN3 Energy Sensor | [6 empty] | o2 | 0 | [10 empty] | No | No
MC044 | Faraday Building |  |  |  | MC044-B06/o3 | Alarm Route 3 | EN.EN3 Energy Sensor | [6 empty] | o3 | 0 | [10 empty] | No | No
MC044 | Faraday Building |  |  |  | MC044-B06/P1 | Outside air temperature | EN.EN3 Energy Sensor | [6 empty] | P1 | 0 | [10 empty] | No | No
MC044 | Faraday Building |  |  |  | MC044-B06/P10 | Sensor 37 | EN.EN3 Energy Sensor | [6 empty] | P10 | 0 | [10 empty] | No | No
MC044 | Faraday Building |  |  |  | MC044-B06/P11 | EF02 Bleed Dmpr Pos | EN.EN3 Energy Sensor | [6 empty] | P11 | 0 | [10 empty] | No | No
MC044 | Faraday Building |  |  |  | MC044-B06/P12 | LC02SPXE7 Pressure | EN.EN3 Energy Sensor | [6 empty] | P12 | 0 | [10 empty] | No | No
MC044 | Faraday Building |  |  |  | MC044-B06/n1 | AHU2 Interface | EN.EN3 Energy Sensor | [6 empty] | n1 | 0 | [10 empty] | No | No
MC044 | Faraday Building |  |  |  | MC044-B06/n3 | BACnet IP | EN.EN3 Energy Sensor | [6 empty] | n3 | 0 | [10 empty] | No | No
MC044 | Faraday Building |  |  |  | MC044-B06/N4 | IC Comms 4 | EN.EN3 Energy Sensor | [6 empty] | N4 | 0 | [10 empty] | No | No
MC044 | Faraday Building |  |  |  | MC044-B06/n6 | BACnet Application | EN.EN3 Energy Sensor | [6 empty] | n6 | 0 | [10 empty] | No | No
MC044 | Faraday Building |  |  |  | MC044-B06/o1 | Alarm Route 1 | EN.EN3 Energy Sensor | [6 empty] | o1 | 0 | [10 empty] | No | No
MC044 | Faraday Building |  |  |  | MC044-B06/L4 | Loop 4 | EN.EN3 Energy Sensor | [6 empty] | L4 | 0 | [10 empty] | No | No
MC044 | Faraday Building |  |  |  | MC044-B06/L5 | Loop 5 | EN.EN3 Energy Sensor | [6 empty] | L5 | 0 | [10 empty] | No | No
MC044 | Faraday Building |  |  |  | MC044-B06/L6 | Loop 6 | EN.EN3 Energy Sensor | [6 empty] | L6 | 0 | [10 empty] | No | No
MC044 | Faraday Building |  |  |  | MC044-B06/L7 | Loop 7 | EN.EN3 Energy Sensor | [6 empty] | L7 | 0 | [10 empty] | No | No
MC044 | Faraday Building |  |  |  | MC044-B06/L8 | Loop 8 | EN.EN3 Energy Sensor | [6 empty] | L8 | 0 | [10 empty] | No | No
MC044 | Faraday Building |  |  |  | MC044-B06/L9 | Loop 9 | EN.EN3 Energy Sensor | [6 empty] | L9 | 0 | [10 empty] | No | No
MC044 | Faraday Building |  |  |  | MC044-B06/L11 | Loop 11 | EN.EN3 Energy Sensor | [6 empty] | L11 | 0 | [10 empty] | No | No
MC044 | Faraday Building |  |  |  | MC044-B06/L12 |  | EN.EN3 Energy Sensor | [6 empty] | L12 | 0 | [10 empty] | No | No
MC044 | Faraday Building |  |  |  | MC044-B06/L13 |  | EN.EN3 Energy Sensor | [6 empty] | L13 | 0 | [10 empty] | No | No
MC044 | Faraday Building |  |  |  | MC044-B06/L14 | Loop 14 | EN.EN3 Energy Sensor | [6 empty] | L14 | 0 | [10 empty] | No | No
MC044 | Faraday Building |  |  |  | MC044-B06/L2 | Loop 2 | EN.EN3 Energy Sensor | [6 empty] | L2 | 0 | [10 empty] | No | No
MC044 | Faraday Building |  |  |  | MC044-B06/L3 | Loop 3 | EN.EN3 Energy Sensor | [6 empty] | L3 | 0 | [10 empty] | No | No
MC044 | Faraday Building |  |  |  | MC044-B06/K6 | Setback Header Pressure | EN.EN3 Energy Sensor | [6 empty] | K6 | 0 | [10 empty] | No | No
MC044 | Faraday Building |  |  |  | MC044-B06/K7 | Fan Assist Pressure | EN.EN3 Energy Sensor | [6 empty] | K7 | 0 | [10 empty] | No | No
MC044 | Faraday Building |  |  |  | MC044-B06/K8 | EF02 Fan Demand | EN.EN3 Energy Sensor | [6 empty] | K8 | 0 | [10 empty] | No | No
MC044 | Faraday Building |  |  |  | MC044-B06/K9 | EF02 FC ExtrMRDD13 Pa SP | EN.EN3 Energy Sensor | [6 empty] | K9 | 0 | [10 empty] | No | No
MC044 | Faraday Building |  |  |  | MC044-B06/L1 | Loop 1 | EN.EN3 Energy Sensor | [6 empty] | L1 | 0 | [10 empty] | No | No
MC044 | Faraday Building |  |  |  | MC044-B06/L10 | Loop 10 | EN.EN3 Energy Sensor | [6 empty] | L10 | 0 | [10 empty] | No | No
MC044 | Faraday Building |  |  |  | MC044-B06/K20 | Min Sply-Extr Vol Diff | EN.EN3 Energy Sensor | [6 empty] | K20 | 0 | [10 empty] | No | No
MC044 | Faraday Building |  |  |  | MC044-B06/K21 | EF02 FC Extr MRDD08 Pa SP | EN.EN3 Energy Sensor | [6 empty] | K21 | 0 | [10 empty] | No | No
MC044 | Faraday Building |  |  |  | MC044-B06/K22 | Andy&apos;s Bleeding Knob | EN.EN3 Energy Sensor | [6 empty] | K22 | 0 | [10 empty] | No | No
MC044 | Faraday Building |  |  |  | MC044-B06/K3 | AHU 2 Summer OAT | EN.EN3 Energy Sensor | [6 empty] | K3 | 0 | [10 empty] | No | No
MC044 | Faraday Building |  |  |  | MC044-B06/K4 | StartUp Header Pressure | EN.EN3 Energy Sensor | [6 empty] | K4 | 0 | [10 empty] | No | No
MC044 | Faraday Building |  |  |  | MC044-B06/K5 | Normal Header Pressure | EN.EN3 Energy Sensor | [6 empty] | K5 | 0 | [10 empty] | No | No
MC044 | Faraday Building |  |  |  | MC044-B06/K15 | EF02 FC Extr MRDD10 Pa SP | EN.EN3 Energy Sensor | [6 empty] | K15 | 0 | [10 empty] | No | No
MC044 | Faraday Building |  |  |  | MC044-B06/K16 | Velocity Track Offset | EN.EN3 Energy Sensor | [6 empty] | K16 | 0 | [10 empty] | No | No
MC044 | Faraday Building |  |  |  | MC044-B06/K17 | Sply Duct Pressure SP | EN.EN3 Energy Sensor | [6 empty] | K17 | 0 | [10 empty] | No | No
MC044 | Faraday Building |  |  |  | MC044-B06/K18 | AHU 2 Max Sply SP | EN.EN3 Energy Sensor | [6 empty] | K18 | 0 | [10 empty] | No | No
MC044 | Faraday Building |  |  |  | MC044-B06/K19 | AHU 2 Min Sply SP | EN.EN3 Energy Sensor | [6 empty] | K19 | 0 | [10 empty] | No | No
MC044 | Faraday Building |  |  |  | MC044-B06/K2 | AHU 2 Winter OAT | EN.EN3 Energy Sensor | [6 empty] | K2 | 0 | [10 empty] | No | No
MC044 | Faraday Building |  |  |  | MC044-B06/K1 | Outside air temperature frost protection | EN.EN3 Energy Sensor | [6 empty] | K1 | 0 | [10 empty] | No | No
MC044 | Faraday Building |  |  |  | MC044-B06/K10 | EF02 FC Extr MRDD12 Pa SP | EN.EN3 Energy Sensor | [6 empty] | K10 | 0 | [10 empty] | No | No
MC044 | Faraday Building |  |  |  | MC044-B06/K11 | EF02 FC Extr MRDD11_1 Pa SP | EN.EN3 Energy Sensor | [6 empty] | K11 | 0 | [10 empty] | No | No
MC044 | Faraday Building |  |  |  | MC044-B06/K12 | EF02 FC Extr MRDD11_2 Pa SP | EN.EN3 Energy Sensor | [6 empty] | K12 | 0 | [10 empty] | No | No
MC044 | Faraday Building |  |  |  | MC044-B06/K13 | EF02 FC Extr MRDD07 Pa SP | EN.EN3 Energy Sensor | [6 empty] | K13 | 0 | [10 empty] | No | No
MC044 | Faraday Building |  |  |  | MC044-B06/K14 | EF02 FC Extr MRDD09 Pa SP | EN.EN3 Energy Sensor | [6 empty] | K14 | 0 | [10 empty] | No | No
MC044 | Faraday Building |  |  |  | MC044-B06/I6 | Module 6 | EN.EN3 Energy Sensor | [6 empty] | I6 | 0 | [10 empty] | No | No
MC044 | Faraday Building |  |  |  | MC044-B06/i7 | UPS Lock | EN.EN3 Energy Sensor | [6 empty] | i7 | 0 | [10 empty] | No | No
MC044 | Faraday Building |  |  |  | MC044-B06/i8 | AHU 2 FA Dmpr Open | EN.EN3 Energy Sensor | [6 empty] | i8 | 0 | [10 empty] | No | No
MC044 | Faraday Building |  |  |  | MC044-B06/I44 | Extract Fault in Operation | EN.EN3 Energy Sensor | [6 empty] | I44 | 0 | [10 empty] | No | No
MC044 | Faraday Building |  |  |  | MC044-B06/I45 | EF02A Iso Dmpr Pos | EN.EN3 Energy Sensor | [6 empty] | I45 | 0 | [10 empty] | No | No
MC044 | Faraday Building |  |  |  | MC044-B06/I46 | EF02B Iso Dmpr Pos | EN.EN3 Energy Sensor | [6 empty] | I46 | 0 | [10 empty] | No | No
MC044 | Faraday Building |  |  |  | MC044-B06/I47 | EF02 FC MRDD08 Dmpr Open | EN.EN3 Energy Sensor | [6 empty] | I47 | 0 | [10 empty] | No | No
MC044 | Faraday Building |  |  |  | MC044-B06/i5 | Plant Reset Pb | EN.EN3 Energy Sensor | [6 empty] | i5 | 0 | [10 empty] | No | No
MC044 | Faraday Building |  |  |  | MC044-B06/I4 | Module 4 | EN.EN3 Energy Sensor | [6 empty] | I4 | 0 | [10 empty] | No | No
MC044 | Faraday Building |  |  |  | MC044-B06/I40 | EF02A Extr Iso Dmpr Fail | EN.EN3 Energy Sensor | [6 empty] | I40 | 0 | [10 empty] | No | No
MC044 | Faraday Building |  |  |  | MC044-B06/I41 | EF02B Extr Iso Dmpr Fail | EN.EN3 Energy Sensor | [6 empty] | I41 | 0 | [10 empty] | No | No
MC044 | Faraday Building |  |  |  | MC044-B06/I42 | AHU 2 FA Dmpr Fail | EN.EN3 Energy Sensor | [6 empty] | I42 | 0 | [10 empty] | No | No
MC044 | Faraday Building |  |  |  | MC044-B06/I43 | Inbalance Shutdown | EN.EN3 Energy Sensor | [6 empty] | I43 | 0 | [10 empty] | No | No
MC044 | Faraday Building |  |  |  | MC044-B06/I34 | EF02 FC MRDD12 Dmpr Open | EN.EN3 Energy Sensor | [6 empty] | I34 | 0 | [10 empty] | No | No
MC044 | Faraday Building |  |  |  | MC044-B06/I35 | EF02 FC MRDD11_1 Dmpr Open | EN.EN3 Energy Sensor | [6 empty] | I35 | 0 | [10 empty] | No | No
MC044 | Faraday Building |  |  |  | MC044-B06/I36 | EF02 FC MRDD11_2 Dmpr Open | EN.EN3 Energy Sensor | [6 empty] | I36 | 0 | [10 empty] | No | No
MC044 | Faraday Building |  |  |  | MC044-B06/I37 | EF02 FC MRDD07 Dmpr Open | EN.EN3 Energy Sensor | [6 empty] | I37 | 0 | [10 empty] | No | No
MC044 | Faraday Building |  |  |  | MC044-B06/I38 | EF02 FC MRDD09 Dmpr Open | EN.EN3 Energy Sensor | [6 empty] | I38 | 0 | [10 empty] | No | No
MC044 | Faraday Building |  |  |  | MC044-B06/I39 | EF02 FC MRDD10 Dmpr Open | EN.EN3 Energy Sensor | [6 empty] | I39 | 0 | [10 empty] | No | No
MC044 | Faraday Building |  |  |  | MC044-B06/I27 | EF02B Extr Iso Dmpr Open | EN.EN3 Energy Sensor | [6 empty] | I27 | 0 | [10 empty] | No | No
MC044 | Faraday Building |  |  |  | MC044-B06/I3 | Module 3 | EN.EN3 Energy Sensor | [6 empty] | I3 | 0 | [10 empty] | No | No
MC044 | Faraday Building |  |  |  | MC044-B06/I31 | OAT Frost Active | EN.EN3 Energy Sensor | [6 empty] | I31 | 0 | [10 empty] | No | No
MC044 | Faraday Building |  |  |  | MC044-B06/I32 | East System Start | EN.EN3 Energy Sensor | [6 empty] | I32 | 0 | [10 empty] | No | No
MC044 | Faraday Building |  |  |  | MC044-B06/I33 | EF02 FC MRDD13 Dmpr Open | EN.EN3 Energy Sensor | [6 empty] | I33 | 0 | [10 empty] | No | No
MC044 | Faraday Building |  |  |  | MC044-B06/i2 | Fire alarm active | EN.EN3 Energy Sensor | [6 empty] | i2 | 0 | [10 empty] | No | No
MC044 | Faraday Building |  |  |  | MC044-B06/I20 | AHU 2 Pre Fltr Dirty | EN.EN3 Energy Sensor | [6 empty] | I20 | 0 | [10 empty] | No | No
MC044 | Faraday Building |  |  |  | MC044-B06/I21 | AHU 2 Bag Fltr Dirty | EN.EN3 Energy Sensor | [6 empty] | I21 | 0 | [10 empty] | No | No
MC044 | Faraday Building |  |  |  | MC044-B06/I24 | Toilet Extr Fan Fault | EN.EN3 Energy Sensor | [6 empty] | I24 | 0 | [10 empty] | No | No
MC044 | Faraday Building |  |  |  | MC044-B06/I26 | EF02A Extr Iso Dmpr Open | EN.EN3 Energy Sensor | [6 empty] | I26 | 0 | [10 empty] | No | No
MC044 | Faraday Building |  |  |  | MC044-B06/I14 | EF02 Bleed Dmpr Open | EN.EN3 Energy Sensor | [6 empty] | I14 | 0 | [10 empty] | No | No
MC044 | Faraday Building |  |  |  | MC044-B06/I15 | EF02A Extr Fan AUTO | EN.EN3 Energy Sensor | [6 empty] | I15 | 0 | [10 empty] | No | No
MC044 | Faraday Building |  |  |  | MC044-B06/I16 | EF02A Extr Fan Fault | EN.EN3 Energy Sensor | [6 empty] | I16 | 0 | [10 empty] | No | No
MC044 | Faraday Building |  |  |  | MC044-B06/I17 | EF02B Extr Fan AUTO | EN.EN3 Energy Sensor | [6 empty] | I17 | 0 | [10 empty] | No | No
MC044 | Faraday Building |  |  |  | MC044-B06/I18 | EF02B Extr Fan Fault | EN.EN3 Energy Sensor | [6 empty] | I18 | 0 | [10 empty] | No | No
MC044 | Faraday Building |  |  |  | MC044-B06/I19 | EF02 Extr -ve Press OK | EN.EN3 Energy Sensor | [6 empty] | I19 | 0 | [10 empty] | No | No
MC044 | Faraday Building |  |  |  | MC044-B06/I1 | Module 1 | EN.EN3 Energy Sensor | [6 empty] | I1 | 0 | [10 empty] | No | No
MC044 | Faraday Building |  |  |  | MC044-B06/I10 | AHU 2 Sply Fan AUTO | EN.EN3 Energy Sensor | [6 empty] | I10 | 0 | [10 empty] | No | No
MC044 | Faraday Building |  |  |  | MC044-B06/I11 | AHU 2 Sply Fan Fault | EN.EN3 Energy Sensor | [6 empty] | I11 | 0 | [10 empty] | No | No
MC044 | Faraday Building |  |  |  | MC044-B06/I12 | AHU 2 Frost Trip | EN.EN3 Energy Sensor | [6 empty] | I12 | 0 | [10 empty] | No | No
MC044 | Faraday Building |  |  |  | MC044-B06/I13 | AHU 2 Sply HI Press OK | EN.EN3 Energy Sensor | [6 empty] | I13 | 0 | [10 empty] | No | No
MC044 | Faraday Building |  |  |  | MC044-B06/G94 | Ht Reject Avail | EN.EN3 Energy Sensor | [6 empty] | G94 | 0 | [10 empty] | No | No
MC044 | Faraday Building |  |  |  | MC044-B06/G95 | Logic 95 | EN.EN3 Energy Sensor | [6 empty] | G95 | 0 | [10 empty] | No | No
MC044 | Faraday Building |  |  |  | MC044-B06/G96 | Logic 96 | EN.EN3 Energy Sensor | [6 empty] | G96 | 0 | [10 empty] | No | No
MC044 | Faraday Building |  |  |  | MC044-B06/G97 | Logic 97 | EN.EN3 Energy Sensor | [6 empty] | G97 | 0 | [10 empty] | No | No
MC044 | Faraday Building |  |  |  | MC044-B06/G98 | Logic 98 | EN.EN3 Energy Sensor | [6 empty] | G98 | 0 | [10 empty] | No | No
MC044 | Faraday Building |  |  |  | MC044-B06/G99 | Logic 99 | EN.EN3 Energy Sensor | [6 empty] | G99 | 0 | [10 empty] | No | No
MC044 | Faraday Building |  |  |  | MC044-B06/G89 | Logic 89 | EN.EN3 Energy Sensor | [6 empty] | G89 | 0 | [10 empty] | No | No
MC044 | Faraday Building |  |  |  | MC044-B06/G9 | Logic 9 | EN.EN3 Energy Sensor | [6 empty] | G9 | 0 | [10 empty] | No | No
MC044 | Faraday Building |  |  |  | MC044-B06/G90 | Logic 90 | EN.EN3 Energy Sensor | [6 empty] | G90 | 0 | [10 empty] | No | No
MC044 | Faraday Building |  |  |  | MC044-B06/G91 | Logic 91 | EN.EN3 Energy Sensor | [6 empty] | G91 | 0 | [10 empty] | No | No
MC044 | Faraday Building |  |  |  | MC044-B06/G92 | AHU 2 Ctrl | EN.EN3 Energy Sensor | [6 empty] | G92 | 0 | [10 empty] | No | No
MC044 | Faraday Building |  |  |  | MC044-B06/G93 | Ht Rclaim Avail | EN.EN3 Energy Sensor | [6 empty] | G93 | 0 | [10 empty] | No | No
MC044 | Faraday Building |  |  |  | MC044-B06/G83 | Normal Operation | EN.EN3 Energy Sensor | [6 empty] | G83 | 0 | [10 empty] | No | No
MC044 | Faraday Building |  |  |  | MC044-B06/G84 | Setback Operation | EN.EN3 Energy Sensor | [6 empty] | G84 | 0 | [10 empty] | No | No
MC044 | Faraday Building |  |  |  | MC044-B06/G85 | Velocity Track | EN.EN3 Energy Sensor | [6 empty] | G85 | 0 | [10 empty] | No | No
MC044 | Faraday Building |  |  |  | MC044-B06/G86 | Logic 86 | EN.EN3 Energy Sensor | [6 empty] | G86 | 0 | [10 empty] | No | No
MC044 | Faraday Building |  |  |  | MC044-B06/G87 | Sply Pa En | EN.EN3 Energy Sensor | [6 empty] | G87 | 0 | [10 empty] | No | No
MC044 | Faraday Building |  |  |  | MC044-B06/G88 | Normal Op Pulse | EN.EN3 Energy Sensor | [6 empty] | G88 | 0 | [10 empty] | No | No
MC044 | Faraday Building |  |  |  | MC044-B06/G78 | Logic 78 | EN.EN3 Energy Sensor | [6 empty] | G78 | 0 | [10 empty] | No | No
MC044 | Faraday Building |  |  |  | MC044-B06/G79 | Logic 79 | EN.EN3 Energy Sensor | [6 empty] | G79 | 0 | [10 empty] | No | No
MC044 | Faraday Building |  |  |  | MC044-B06/G8 | Logic 8 | EN.EN3 Energy Sensor | [6 empty] | G8 | 0 | [10 empty] | No | No
MC044 | Faraday Building |  |  |  | MC044-B06/G80 | Logic 80 | EN.EN3 Energy Sensor | [6 empty] | G80 | 0 | [10 empty] | No | No
MC044 | Faraday Building |  |  |  | MC044-B06/G81 | Logic 81 | EN.EN3 Energy Sensor | [6 empty] | G81 | 0 | [10 empty] | No | No
MC044 | Faraday Building |  |  |  | MC044-B06/G82 | Occupied | EN.EN3 Energy Sensor | [6 empty] | G82 | 0 | [10 empty] | No | No
MC044 | Faraday Building |  |  |  | MC044-B06/G72 | Logic 72 | EN.EN3 Energy Sensor | [6 empty] | G72 | 0 | [10 empty] | No | No
MC044 | Faraday Building |  |  |  | MC044-B06/G73 | Logic 73 | EN.EN3 Energy Sensor | [6 empty] | G73 | 0 | [10 empty] | No | No
MC044 | Faraday Building |  |  |  | MC044-B06/G74 | Logic 74 | EN.EN3 Energy Sensor | [6 empty] | G74 | 0 | [10 empty] | No | No
MC044 | Faraday Building |  |  |  | MC044-B06/G75 | Logic 75 | EN.EN3 Energy Sensor | [6 empty] | G75 | 0 | [10 empty] | No | No
MC044 | Faraday Building |  |  |  | MC044-B06/G76 | Logic 76 | EN.EN3 Energy Sensor | [6 empty] | G76 | 0 | [10 empty] | No | No
MC044 | Faraday Building |  |  |  | MC044-B06/G77 | Logic 77 | EN.EN3 Energy Sensor | [6 empty] | G77 | 0 | [10 empty] | No | No
MC044 | Faraday Building |  |  |  | MC044-B06/G67 | Damper StartUp | EN.EN3 Energy Sensor | [6 empty] | G67 | 0 | [10 empty] | No | No
MC044 | Faraday Building |  |  |  | MC044-B06/G68 | Logic 68 | EN.EN3 Energy Sensor | [6 empty] | G68 | 0 | [10 empty] | No | No
MC044 | Faraday Building |  |  |  | MC044-B06/G69 | Logic 69 | EN.EN3 Energy Sensor | [6 empty] | G69 | 0 | [10 empty] | No | No
MC044 | Faraday Building |  |  |  | MC044-B06/G7 | Logic 7 | EN.EN3 Energy Sensor | [6 empty] | G7 | 0 | [10 empty] | No | No
MC044 | Faraday Building |  |  |  | MC044-B06/G70 | Logic 70 | EN.EN3 Energy Sensor | [6 empty] | G70 | 0 | [10 empty] | No | No
MC044 | Faraday Building |  |  |  | MC044-B06/G71 | Logic 71 | EN.EN3 Energy Sensor | [6 empty] | G71 | 0 | [10 empty] | No | No
MC044 | Faraday Building |  |  |  | MC044-B06/G61 | Logic 61 | EN.EN3 Energy Sensor | [6 empty] | G61 | 0 | [10 empty] | No | No
MC044 | Faraday Building |  |  |  | MC044-B06/G62 | Logic 62 | EN.EN3 Energy Sensor | [6 empty] | G62 | 0 | [10 empty] | No | No
MC044 | Faraday Building |  |  |  | MC044-B06/G63 | Logic 63 | EN.EN3 Energy Sensor | [6 empty] | G63 | 0 | [10 empty] | No | No
MC044 | Faraday Building |  |  |  | MC044-B06/G64 | Logic 64 | EN.EN3 Energy Sensor | [6 empty] | G64 | 0 | [10 empty] | No | No
MC044 | Faraday Building |  |  |  | MC044-B06/G65 | Logic 65 | EN.EN3 Energy Sensor | [6 empty] | G65 | 0 | [10 empty] | No | No
MC044 | Faraday Building |  |  |  | MC044-B06/G66 | System Run | EN.EN3 Energy Sensor | [6 empty] | G66 | 0 | [10 empty] | No | No
MC044 | Faraday Building |  |  |  | MC044-B06/G56 | Logic 56 | EN.EN3 Energy Sensor | [6 empty] | G56 | 0 | [10 empty] | No | No
MC044 | Faraday Building |  |  |  | MC044-B06/G57 | AHU2 Cold Start | EN.EN3 Energy Sensor | [6 empty] | G57 | 0 | [10 empty] | No | No
MC044 | Faraday Building |  |  |  | MC044-B06/G58 | AHU 2 Cold Start Vlvs | EN.EN3 Energy Sensor | [6 empty] | G58 | 0 | [10 empty] | No | No
MC044 | Faraday Building |  |  |  | MC044-B06/G59 | AHU3 Start | EN.EN3 Energy Sensor | [6 empty] | G59 | 0 | [10 empty] | No | No
MC044 | Faraday Building |  |  |  | MC044-B06/G6 | Logic 6 | EN.EN3 Energy Sensor | [6 empty] | G6 | 0 | [10 empty] | No | No
MC044 | Faraday Building |  |  |  | MC044-B06/G60 | Logic 60 | EN.EN3 Energy Sensor | [6 empty] | G60 | 0 | [10 empty] | No | No
MC044 | Faraday Building |  |  |  | MC044-B06/G50 | Logic 50 | EN.EN3 Energy Sensor | [6 empty] | G50 | 0 | [10 empty] | No | No
MC044 | Faraday Building |  |  |  | MC044-B06/G51 | Logic 51 | EN.EN3 Energy Sensor | [6 empty] | G51 | 0 | [10 empty] | No | No
MC044 | Faraday Building |  |  |  | MC044-B06/G52 | Logic 52 | EN.EN3 Energy Sensor | [6 empty] | G52 | 0 | [10 empty] | No | No
MC044 | Faraday Building |  |  |  | MC044-B06/G53 | Logic 53 | EN.EN3 Energy Sensor | [6 empty] | G53 | 0 | [10 empty] | No | No
MC044 | Faraday Building |  |  |  | MC044-B06/G54 | Sply Fan Start | EN.EN3 Energy Sensor | [6 empty] | G54 | 0 | [10 empty] | No | No
MC044 | Faraday Building |  |  |  | MC044-B06/G55 | StartUp Pressure | EN.EN3 Energy Sensor | [6 empty] | G55 | 0 | [10 empty] | No | No
MC044 | Faraday Building |  |  |  | MC044-B06/G45 | Logic 45 | EN.EN3 Energy Sensor | [6 empty] | G45 | 0 | [10 empty] | No | No
MC044 | Faraday Building |  |  |  | MC044-B06/G46 | Logic 46 | EN.EN3 Energy Sensor | [6 empty] | G46 | 0 | [10 empty] | No | No
MC044 | Faraday Building |  |  |  | MC044-B06/G47 | Logic 47 | EN.EN3 Energy Sensor | [6 empty] | G47 | 0 | [10 empty] | No | No
MC044 | Faraday Building |  |  |  | MC044-B06/G48 | Logic 48 | EN.EN3 Energy Sensor | [6 empty] | G48 | 0 | [10 empty] | No | No
MC044 | Faraday Building |  |  |  | MC044-B06/G49 | Dmpr Fail Pulse | EN.EN3 Energy Sensor | [6 empty] | G49 | 0 | [10 empty] | No | No
MC044 | Faraday Building |  |  |  | MC044-B06/G5 | Logic 5 | EN.EN3 Energy Sensor | [6 empty] | G5 | 0 | [10 empty] | No | No
MC044 | Faraday Building |  |  |  | MC044-B06/G4 | Logic 4 | EN.EN3 Energy Sensor | [6 empty] | G4 | 0 | [10 empty] | No | No
MC044 | Faraday Building |  |  |  | MC044-B06/G40 | EF02A Extr Fan | EN.EN3 Energy Sensor | [6 empty] | G40 | 0 | [10 empty] | No | No
MC044 | Faraday Building |  |  |  | MC044-B06/G41 | EF02B Extr Fan | EN.EN3 Energy Sensor | [6 empty] | G41 | 0 | [10 empty] | No | No
MC044 | Faraday Building |  |  |  | MC044-B06/G42 | EF02 Extr Fan | EN.EN3 Energy Sensor | [6 empty] | G42 | 0 | [10 empty] | No | No
MC044 | Faraday Building |  |  |  | MC044-B06/G43 | Logic 43 | EN.EN3 Energy Sensor | [6 empty] | G43 | 0 | [10 empty] | No | No
MC044 | Faraday Building |  |  |  | MC044-B06/G44 | Logic 44 | EN.EN3 Energy Sensor | [6 empty] | G44 | 0 | [10 empty] | No | No
MC044 | Faraday Building |  |  |  | MC044-B06/G34 | Assist Required | EN.EN3 Energy Sensor | [6 empty] | G34 | 0 | [10 empty] | No | No
MC044 | Faraday Building |  |  |  | MC044-B06/G35 | Logic 35 | EN.EN3 Energy Sensor | [6 empty] | G35 | 0 | [10 empty] | No | No
MC044 | Faraday Building |  |  |  | MC044-B06/G36 | Assist Enable | EN.EN3 Energy Sensor | [6 empty] | G36 | 0 | [10 empty] | No | No
MC044 | Faraday Building |  |  |  | MC044-B06/G37 | EF02 Assist | EN.EN3 Energy Sensor | [6 empty] | G37 | 0 | [10 empty] | No | No
MC044 | Faraday Building |  |  |  | MC044-B06/G38 | Logic 38 | EN.EN3 Energy Sensor | [6 empty] | G38 | 0 | [10 empty] | No | No
MC044 | Faraday Building |  |  |  | MC044-B06/G39 | Logic 39 | EN.EN3 Energy Sensor | [6 empty] | G39 | 0 | [10 empty] | No | No
MC044 | Faraday Building |  |  |  | MC044-B06/G29 | Logic 29 | EN.EN3 Energy Sensor | [6 empty] | G29 | 0 | [10 empty] | No | No
MC044 | Faraday Building |  |  |  | MC044-B06/G3 | Logic 3 | EN.EN3 Energy Sensor | [6 empty] | G3 | 0 | [10 empty] | No | No
MC044 | Faraday Building |  |  |  | MC044-B06/G30 | Dmprs Open | EN.EN3 Energy Sensor | [6 empty] | G30 | 0 | [10 empty] | No | No
MC044 | Faraday Building |  |  |  | MC044-B06/G31 | EF02 Start | EN.EN3 Energy Sensor | [6 empty] | G31 | 0 | [10 empty] | No | No
MC044 | Faraday Building |  |  |  | MC044-B06/G32 | Logic 32 | EN.EN3 Energy Sensor | [6 empty] | G32 | 0 | [10 empty] | No | No
MC044 | Faraday Building |  |  |  | MC044-B06/G33 | Logic 33 | EN.EN3 Energy Sensor | [6 empty] | G33 | 0 | [10 empty] | No | No
MC044 | Faraday Building |  |  |  | MC044-B06/G23 | Logic 23 | EN.EN3 Energy Sensor | [6 empty] | G23 | 0 | [10 empty] | No | No
MC044 | Faraday Building |  |  |  | MC044-B06/G24 | Logic 24 | EN.EN3 Energy Sensor | [6 empty] | G24 | 0 | [10 empty] | No | No
MC044 | Faraday Building |  |  |  | MC044-B06/G25 | Logic 25 | EN.EN3 Energy Sensor | [6 empty] | G25 | 0 | [10 empty] | No | No
MC044 | Faraday Building |  |  |  | MC044-B06/G26 | Logic 26 | EN.EN3 Energy Sensor | [6 empty] | G26 | 0 | [10 empty] | No | No
MC044 | Faraday Building |  |  |  | MC044-B06/G27 | Logic 27 | EN.EN3 Energy Sensor | [6 empty] | G27 | 0 | [10 empty] | No | No
MC044 | Faraday Building |  |  |  | MC044-B06/G28 | Logic 28 | EN.EN3 Energy Sensor | [6 empty] | G28 | 0 | [10 empty] | No | No
MC044 | Faraday Building |  |  |  | MC044-B06/G18 | East Start Pulse | EN.EN3 Energy Sensor | [6 empty] | G18 | 0 | [10 empty] | No | No
MC044 | Faraday Building |  |  |  | MC044-B06/G19 | Logic 19 | EN.EN3 Energy Sensor | [6 empty] | G19 | 0 | [10 empty] | No | No
MC044 | Faraday Building |  |  |  | MC044-B06/G2 | Reset | EN.EN3 Energy Sensor | [6 empty] | G2 | 0 | [10 empty] | No | No
MC044 | Faraday Building |  |  |  | MC044-B06/G20 | StartUp Complete - OFF | EN.EN3 Energy Sensor | [6 empty] | G20 | 0 | [10 empty] | No | No
MC044 | Faraday Building |  |  |  | MC044-B06/G21 | Logic 21 | EN.EN3 Energy Sensor | [6 empty] | G21 | 0 | [10 empty] | No | No
MC044 | Faraday Building |  |  |  | MC044-B06/G22 | Logic 22 | EN.EN3 Energy Sensor | [6 empty] | G22 | 0 | [10 empty] | No | No
MC044 | Faraday Building |  |  |  | MC044-B06/G125 | Logic 125 | EN.EN3 Energy Sensor | [6 empty] | G125 | 0 | [10 empty] | No | No
MC044 | Faraday Building |  |  |  | MC044-B06/G13 | EF02A Fan Duty | EN.EN3 Energy Sensor | [6 empty] | G13 | 0 | [10 empty] | No | No
MC044 | Faraday Building |  |  |  | MC044-B06/G14 | Logic 14 | EN.EN3 Energy Sensor | [6 empty] | G14 | 0 | [10 empty] | No | No
MC044 | Faraday Building |  |  |  | MC044-B06/G15 | OK to Run | EN.EN3 Energy Sensor | [6 empty] | G15 | 0 | [10 empty] | No | No
MC044 | Faraday Building |  |  |  | MC044-B06/G16 | Logic 16 | EN.EN3 Energy Sensor | [6 empty] | G16 | 0 | [10 empty] | No | No
MC044 | Faraday Building |  |  |  | MC044-B06/G17 | System Start | EN.EN3 Energy Sensor | [6 empty] | G17 | 0 | [10 empty] | No | No
MC044 | Faraday Building |  |  |  | MC044-B06/G119 | Logic 119 | EN.EN3 Energy Sensor | [6 empty] | G119 | 0 | [10 empty] | No | No
MC044 | Faraday Building |  |  |  | MC044-B06/G12 | EF02B Extr Fan Fail | EN.EN3 Energy Sensor | [6 empty] | G12 | 0 | [10 empty] | No | No
MC044 | Faraday Building |  |  |  | MC044-B06/G120 | Logic 120 | EN.EN3 Energy Sensor | [6 empty] | G120 | 0 | [10 empty] | No | No
MC044 | Faraday Building |  |  |  | MC044-B06/G122 | Logic 122 | EN.EN3 Energy Sensor | [6 empty] | G122 | 0 | [10 empty] | No | No
MC044 | Faraday Building |  |  |  | MC044-B06/G123 | Logic 123 | EN.EN3 Energy Sensor | [6 empty] | G123 | 0 | [10 empty] | No | No
MC044 | Faraday Building |  |  |  | MC044-B06/G124 | Logic 124 | EN.EN3 Energy Sensor | [6 empty] | G124 | 0 | [10 empty] | No | No
MC044 | Faraday Building |  |  |  | MC044-B06/G113 | Logic 113 | EN.EN3 Energy Sensor | [6 empty] | G113 | 0 | [10 empty] | No | No
MC044 | Faraday Building |  |  |  | MC044-B06/G114 | Logic 114 | EN.EN3 Energy Sensor | [6 empty] | G114 | 0 | [10 empty] | No | No
MC044 | Faraday Building |  |  |  | MC044-B06/G115 | Logic 115 | EN.EN3 Energy Sensor | [6 empty] | G115 | 0 | [10 empty] | No | No
MC044 | Faraday Building |  |  |  | MC044-B06/G116 | Logic 116 | EN.EN3 Energy Sensor | [6 empty] | G116 | 0 | [10 empty] | No | No
MC044 | Faraday Building |  |  |  | MC044-B06/G117 | Logic 117 | EN.EN3 Energy Sensor | [6 empty] | G117 | 0 | [10 empty] | No | No
MC044 | Faraday Building |  |  |  | MC044-B06/G118 | Logic 118 | EN.EN3 Energy Sensor | [6 empty] | G118 | 0 | [10 empty] | No | No
MC044 | Faraday Building |  |  |  | MC044-B06/G108 | Logic 108 | EN.EN3 Energy Sensor | [6 empty] | G108 | 0 | [10 empty] | No | No
MC044 | Faraday Building |  |  |  | MC044-B06/G109 | Logic 109 | EN.EN3 Energy Sensor | [6 empty] | G109 | 0 | [10 empty] | No | No
MC044 | Faraday Building |  |  |  | MC044-B06/G11 | EF02A Extr Fan Fail | EN.EN3 Energy Sensor | [6 empty] | G11 | 0 | [10 empty] | No | No
MC044 | Faraday Building |  |  |  | MC044-B06/G110 | Logic 110 | EN.EN3 Energy Sensor | [6 empty] | G110 | 0 | [10 empty] | No | No
MC044 | Faraday Building |  |  |  | MC044-B06/G111 | Logic 111 | EN.EN3 Energy Sensor | [6 empty] | G111 | 0 | [10 empty] | No | No
MC044 | Faraday Building |  |  |  | MC044-B06/G112 | Logic 112 | EN.EN3 Energy Sensor | [6 empty] | G112 | 0 | [10 empty] | No | No
MC044 | Faraday Building |  |  |  | MC044-B06/G102 | Logic 102 | EN.EN3 Energy Sensor | [6 empty] | G102 | 0 | [10 empty] | No | No
MC044 | Faraday Building |  |  |  | MC044-B06/G103 | Logic 103 | EN.EN3 Energy Sensor | [6 empty] | G103 | 0 | [10 empty] | No | No
MC044 | Faraday Building |  |  |  | MC044-B06/G104 | Logic 104 | EN.EN3 Energy Sensor | [6 empty] | G104 | 0 | [10 empty] | No | No
MC044 | Faraday Building |  |  |  | MC044-B06/G105 | Logic 105 | EN.EN3 Energy Sensor | [6 empty] | G105 | 0 | [10 empty] | No | No
MC044 | Faraday Building |  |  |  | MC044-B06/G106 | Logic 106 | EN.EN3 Energy Sensor | [6 empty] | G106 | 0 | [10 empty] | No | No
MC044 | Faraday Building |  |  |  | MC044-B06/G107 | Logic 107 | EN.EN3 Energy Sensor | [6 empty] | G107 | 0 | [10 empty] | No | No
MC044 | Faraday Building |  |  |  | MC044-B06/F98 | Function 98 | EN.EN3 Energy Sensor | [6 empty] | F98 | 0 | [10 empty] | No | No
MC044 | Faraday Building |  |  |  | MC044-B06/F99 | Function 99 | EN.EN3 Energy Sensor | [6 empty] | F99 | 0 | [10 empty] | No | No
MC044 | Faraday Building |  |  |  | MC044-B06/G1 | Logic 1 | EN.EN3 Energy Sensor | [6 empty] | G1 | 0 | [10 empty] | No | No
MC044 | Faraday Building |  |  |  | MC044-B06/G10 | EF02 Fan Duty | EN.EN3 Energy Sensor | [6 empty] | G10 | 0 | [10 empty] | No | No
MC044 | Faraday Building |  |  |  | MC044-B06/G100 | Logic 100 | EN.EN3 Energy Sensor | [6 empty] | G100 | 0 | [10 empty] | No | No
MC044 | Faraday Building |  |  |  | MC044-B06/G101 | Logic 101 | EN.EN3 Energy Sensor | [6 empty] | G101 | 0 | [10 empty] | No | No
MC044 | Faraday Building |  |  |  | MC044-B06/F92 | Latch Reset | EN.EN3 Energy Sensor | [6 empty] | F92 | 0 | [10 empty] | No | No
MC044 | Faraday Building |  |  |  | MC044-B06/F93 | Function 93 | EN.EN3 Energy Sensor | [6 empty] | F93 | 0 | [10 empty] | No | No
MC044 | Faraday Building |  |  |  | MC044-B06/F94 | Function 94 | EN.EN3 Energy Sensor | [6 empty] | F94 | 0 | [10 empty] | No | No
MC044 | Faraday Building |  |  |  | MC044-B06/F95 | Function 95 | EN.EN3 Energy Sensor | [6 empty] | F95 | 0 | [10 empty] | No | No
MC044 | Faraday Building |  |  |  | MC044-B06/F96 | Function 96 | EN.EN3 Energy Sensor | [6 empty] | F96 | 0 | [10 empty] | No | No
MC044 | Faraday Building |  |  |  | MC044-B06/F97 | Function 97 | EN.EN3 Energy Sensor | [6 empty] | F97 | 0 | [10 empty] | No | No
MC044 | Faraday Building |  |  |  | MC044-B06/F87 | Function 87 | EN.EN3 Energy Sensor | [6 empty] | F87 | 0 | [10 empty] | No | No
MC044 | Faraday Building |  |  |  | MC044-B06/F88 | Function 88 | EN.EN3 Energy Sensor | [6 empty] | F88 | 0 | [10 empty] | No | No
MC044 | Faraday Building |  |  |  | MC044-B06/F89 | Function 89 | EN.EN3 Energy Sensor | [6 empty] | F89 | 0 | [10 empty] | No | No
MC044 | Faraday Building |  |  |  | MC044-B06/F9 | Function 9 | EN.EN3 Energy Sensor | [6 empty] | F9 | 0 | [10 empty] | No | No
MC044 | Faraday Building |  |  |  | MC044-B06/F90 | Function 90 | EN.EN3 Energy Sensor | [6 empty] | F90 | 0 | [10 empty] | No | No
MC044 | Faraday Building |  |  |  | MC044-B06/F91 | Function 91 | EN.EN3 Energy Sensor | [6 empty] | F91 | 0 | [10 empty] | No | No
MC044 | Faraday Building |  |  |  | MC044-B06/F81 | Function 81 | EN.EN3 Energy Sensor | [6 empty] | F81 | 0 | [10 empty] | No | No
MC044 | Faraday Building |  |  |  | MC044-B06/F82 | EF02 Bleed Damper Open | EN.EN3 Energy Sensor | [6 empty] | F82 | 0 | [10 empty] | No | No
MC044 | Faraday Building |  |  |  | MC044-B06/F83 | Function 83 | EN.EN3 Energy Sensor | [6 empty] | F83 | 0 | [10 empty] | No | No
MC044 | Faraday Building |  |  |  | MC044-B06/F84 | Function 84 | EN.EN3 Energy Sensor | [6 empty] | F84 | 0 | [10 empty] | No | No
MC044 | Faraday Building |  |  |  | MC044-B06/F85 | Function 85 | EN.EN3 Energy Sensor | [6 empty] | F85 | 0 | [10 empty] | No | No
MC044 | Faraday Building |  |  |  | MC044-B06/F86 | Function 86 | EN.EN3 Energy Sensor | [6 empty] | F86 | 0 | [10 empty] | No | No
MC044 | Faraday Building |  |  |  | MC044-B06/F76 | Function 76 | EN.EN3 Energy Sensor | [6 empty] | F76 | 0 | [10 empty] | No | No
MC044 | Faraday Building |  |  |  | MC044-B06/F77 | AHU 2 Htg Pos | EN.EN3 Energy Sensor | [6 empty] | F77 | 0 | [10 empty] | No | No
MC044 | Faraday Building |  |  |  | MC044-B06/F78 | Function 78 | EN.EN3 Energy Sensor | [6 empty] | F78 | 0 | [10 empty] | No | No
MC044 | Faraday Building |  |  |  | MC044-B06/F79 | Function 79 | EN.EN3 Energy Sensor | [6 empty] | F79 | 0 | [10 empty] | No | No
MC044 | Faraday Building |  |  |  | MC044-B06/F8 | Function 8 | EN.EN3 Energy Sensor | [6 empty] | F8 | 0 | [10 empty] | No | No
MC044 | Faraday Building |  |  |  | MC044-B06/F80 | Function 80 | EN.EN3 Energy Sensor | [6 empty] | F80 | 0 | [10 empty] | No | No
MC044 | Faraday Building |  |  |  | MC044-B06/F70 | Function 70 | EN.EN3 Energy Sensor | [6 empty] | F70 | 0 | [10 empty] | No | No
MC044 | Faraday Building |  |  |  | MC044-B06/F71 | AHU 2 Htg Dmd | EN.EN3 Energy Sensor | [6 empty] | F71 | 0 | [10 empty] | No | No
MC044 | Faraday Building |  |  |  | MC044-B06/F72 | AHU Clg | EN.EN3 Energy Sensor | [6 empty] | F72 | 0 | [10 empty] | No | No
MC044 | Faraday Building |  |  |  | MC044-B06/F73 | Function 73 | EN.EN3 Energy Sensor | [6 empty] | F73 | 0 | [10 empty] | No | No
MC044 | Faraday Building |  |  |  | MC044-B06/F74 | AHU Ht Reject | EN.EN3 Energy Sensor | [6 empty] | F74 | 0 | [10 empty] | No | No
MC044 | Faraday Building |  |  |  | MC044-B06/F75 | AHU 2 RAC Dmd | EN.EN3 Energy Sensor | [6 empty] | F75 | 0 | [10 empty] | No | No
MC044 | Faraday Building |  |  |  | MC044-B06/F65 | Function 65 | EN.EN3 Energy Sensor | [6 empty] | F65 | 0 | [10 empty] | No | No
MC044 | Faraday Building |  |  |  | MC044-B06/F66 | Function 66 | EN.EN3 Energy Sensor | [6 empty] | F66 | 0 | [10 empty] | No | No
MC044 | Faraday Building |  |  |  | MC044-B06/F67 | AHU Htg | EN.EN3 Energy Sensor | [6 empty] | F67 | 0 | [10 empty] | No | No
MC044 | Faraday Building |  |  |  | MC044-B06/F68 | Function 68 | EN.EN3 Energy Sensor | [6 empty] | F68 | 0 | [10 empty] | No | No
MC044 | Faraday Building |  |  |  | MC044-B06/F69 | AHU Ht Reclaim | EN.EN3 Energy Sensor | [6 empty] | F69 | 0 | [10 empty] | No | No
MC044 | Faraday Building |  |  |  | MC044-B06/F7 | Plant Reset | EN.EN3 Energy Sensor | [6 empty] | F7 | 0 | [10 empty] | No | No
MC044 | Faraday Building |  |  |  | MC044-B06/F6 | AHU2 NOT Summer | EN.EN3 Energy Sensor | [6 empty] | F6 | 0 | [10 empty] | No | No
MC044 | Faraday Building |  |  |  | MC044-B06/F60 | Function 60 | EN.EN3 Energy Sensor | [6 empty] | F60 | 0 | [10 empty] | No | No
MC044 | Faraday Building |  |  |  | MC044-B06/F61 | Function 61 | EN.EN3 Energy Sensor | [6 empty] | F61 | 0 | [10 empty] | No | No
MC044 | Faraday Building |  |  |  | MC044-B06/F62 | AHU 2 Htg-Clg Dmd | EN.EN3 Energy Sensor | [6 empty] | F62 | 0 | [10 empty] | No | No
MC044 | Faraday Building |  |  |  | MC044-B06/F63 | Function 63 | EN.EN3 Energy Sensor | [6 empty] | F63 | 0 | [10 empty] | No | No
MC044 | Faraday Building |  |  |  | MC044-B06/F64 | Function 64 | EN.EN3 Energy Sensor | [6 empty] | F64 | 0 | [10 empty] | No | No
MC044 | Faraday Building |  |  |  | MC044-B06/F54 | Function 54 | EN.EN3 Energy Sensor | [6 empty] | F54 | 0 | [10 empty] | No | No
MC044 | Faraday Building |  |  |  | MC044-B06/F55 | Function 55 | EN.EN3 Energy Sensor | [6 empty] | F55 | 0 | [10 empty] | No | No
MC044 | Faraday Building |  |  |  | MC044-B06/F56 | Function 56 | EN.EN3 Energy Sensor | [6 empty] | F56 | 0 | [10 empty] | No | No
MC044 | Faraday Building |  |  |  | MC044-B06/F57 | Function 57 | EN.EN3 Energy Sensor | [6 empty] | F57 | 0 | [10 empty] | No | No
MC044 | Faraday Building |  |  |  | MC044-B06/F58 | Sply Duct Pressure SP | EN.EN3 Energy Sensor | [6 empty] | F58 | 0 | [10 empty] | No | No
MC044 | Faraday Building |  |  |  | MC044-B06/F59 | Function 59 | EN.EN3 Energy Sensor | [6 empty] | F59 | 0 | [10 empty] | No | No
MC044 | Faraday Building |  |  |  | MC044-B06/F49 | Sply Duct @ SP | EN.EN3 Energy Sensor | [6 empty] | F49 | 0 | [10 empty] | No | No
MC044 | Faraday Building |  |  |  | MC044-B06/F5 | AHU2 Winter | EN.EN3 Energy Sensor | [6 empty] | F5 | 0 | [10 empty] | No | No
MC044 | Faraday Building |  |  |  | MC044-B06/F50 | Function 50 | EN.EN3 Energy Sensor | [6 empty] | F50 | 0 | [10 empty] | No | No
MC044 | Faraday Building |  |  |  | MC044-B06/F51 | Function 51 | EN.EN3 Energy Sensor | [6 empty] | F51 | 0 | [10 empty] | No | No
MC044 | Faraday Building |  |  |  | MC044-B06/F52 | Function 52 | EN.EN3 Energy Sensor | [6 empty] | F52 | 0 | [10 empty] | No | No
MC044 | Faraday Building |  |  |  | MC044-B06/F53 | Function 53 | EN.EN3 Energy Sensor | [6 empty] | F53 | 0 | [10 empty] | No | No
MC044 | Faraday Building |  |  |  | MC044-B06/F43 | Function 43 | EN.EN3 Energy Sensor | [6 empty] | F43 | 0 | [10 empty] | No | No
MC044 | Faraday Building |  |  |  | MC044-B06/F44 | Function 44 | EN.EN3 Energy Sensor | [6 empty] | F44 | 0 | [10 empty] | No | No
MC044 | Faraday Building |  |  |  | MC044-B06/F45 | Function 45 | EN.EN3 Energy Sensor | [6 empty] | F45 | 0 | [10 empty] | No | No
MC044 | Faraday Building |  |  |  | MC044-B06/F46 | Function 46 | EN.EN3 Energy Sensor | [6 empty] | F46 | 0 | [10 empty] | No | No
MC044 | Faraday Building |  |  |  | MC044-B06/F47 | Function 47 | EN.EN3 Energy Sensor | [6 empty] | F47 | 0 | [10 empty] | No | No
MC044 | Faraday Building |  |  |  | MC044-B06/F48 | Min Sply Duct Press | EN.EN3 Energy Sensor | [6 empty] | F48 | 0 | [10 empty] | No | No
MC044 | Faraday Building |  |  |  | MC044-B06/F38 | Function 38 | EN.EN3 Energy Sensor | [6 empty] | F38 | 0 | [10 empty] | No | No
MC044 | Faraday Building |  |  |  | MC044-B06/F39 | Function 39 | EN.EN3 Energy Sensor | [6 empty] | F39 | 0 | [10 empty] | No | No
MC044 | Faraday Building |  |  |  | MC044-B06/F4 | Outside air temperature frost | EN.EN3 Energy Sensor | [6 empty] | F4 | 0 | [10 empty] | No | No
MC044 | Faraday Building |  |  |  | MC044-B06/F40 | Function 40 | EN.EN3 Energy Sensor | [6 empty] | F40 | 0 | [10 empty] | No | No
MC044 | Faraday Building |  |  |  | MC044-B06/F41 | Function 41 | EN.EN3 Energy Sensor | [6 empty] | F41 | 0 | [10 empty] | No | No
MC044 | Faraday Building |  |  |  | MC044-B06/F42 | Function 42 | EN.EN3 Energy Sensor | [6 empty] | F42 | 0 | [10 empty] | No | No
MC044 | Faraday Building |  |  |  | MC044-B06/F32 | Function 32 | EN.EN3 Energy Sensor | [6 empty] | F32 | 0 | [10 empty] | No | No
MC044 | Faraday Building |  |  |  | MC044-B06/F33 | Function 33 | EN.EN3 Energy Sensor | [6 empty] | F33 | 0 | [10 empty] | No | No
MC044 | Faraday Building |  |  |  | MC044-B06/F34 | Function 34 | EN.EN3 Energy Sensor | [6 empty] | F34 | 0 | [10 empty] | No | No
MC044 | Faraday Building |  |  |  | MC044-B06/F35 | Function 35 | EN.EN3 Energy Sensor | [6 empty] | F35 | 0 | [10 empty] | No | No
MC044 | Faraday Building |  |  |  | MC044-B06/F36 | Function 36 | EN.EN3 Energy Sensor | [6 empty] | F36 | 0 | [10 empty] | No | No
MC044 | Faraday Building |  |  |  | MC044-B06/F37 | Function 37 | EN.EN3 Energy Sensor | [6 empty] | F37 | 0 | [10 empty] | No | No
MC044 | Faraday Building |  |  |  | MC044-B06/F27 | Function 27 | EN.EN3 Energy Sensor | [6 empty] | F27 | 0 | [10 empty] | No | No
MC044 | Faraday Building |  |  |  | MC044-B06/F28 | Function 28 | EN.EN3 Energy Sensor | [6 empty] | F28 | 0 | [10 empty] | No | No
MC044 | Faraday Building |  |  |  | MC044-B06/F29 | Function 29 | EN.EN3 Energy Sensor | [6 empty] | F29 | 0 | [10 empty] | No | No
MC044 | Faraday Building |  |  |  | MC044-B06/F3 | Function 3 | EN.EN3 Energy Sensor | [6 empty] | F3 | 0 | [10 empty] | No | No
MC044 | Faraday Building |  |  |  | MC044-B06/F30 | Function 30 | EN.EN3 Energy Sensor | [6 empty] | F30 | 0 | [10 empty] | No | No
MC044 | Faraday Building |  |  |  | MC044-B06/F31 | Function 31 | EN.EN3 Energy Sensor | [6 empty] | F31 | 0 | [10 empty] | No | No
MC044 | Faraday Building |  |  |  | MC044-B06/F21 | Function 21 | EN.EN3 Energy Sensor | [6 empty] | F21 | 0 | [10 empty] | No | No
MC044 | Faraday Building |  |  |  | MC044-B06/F22 | Function 22 | EN.EN3 Energy Sensor | [6 empty] | F22 | 0 | [10 empty] | No | No
MC044 | Faraday Building |  |  |  | MC044-B06/F23 | Function 23 | EN.EN3 Energy Sensor | [6 empty] | F23 | 0 | [10 empty] | No | No
MC044 | Faraday Building |  |  |  | MC044-B06/F24 | Function 24 | EN.EN3 Energy Sensor | [6 empty] | F24 | 0 | [10 empty] | No | No
MC044 | Faraday Building |  |  |  | MC044-B06/F25 | Function 25 | EN.EN3 Energy Sensor | [6 empty] | F25 | 0 | [10 empty] | No | No
MC044 | Faraday Building |  |  |  | MC044-B06/F26 | Function 26 | EN.EN3 Energy Sensor | [6 empty] | F26 | 0 | [10 empty] | No | No
MC044 | Faraday Building |  |  |  | MC044-B06/F16 | Function 16 | EN.EN3 Energy Sensor | [6 empty] | F16 | 0 | [10 empty] | No | No
MC044 | Faraday Building |  |  |  | MC044-B06/F17 | Function 17 | EN.EN3 Energy Sensor | [6 empty] | F17 | 0 | [10 empty] | No | No
MC044 | Faraday Building |  |  |  | MC044-B06/F18 | Function 18 | EN.EN3 Energy Sensor | [6 empty] | F18 | 0 | [10 empty] | No | No
MC044 | Faraday Building |  |  |  | MC044-B06/F19 | Function 19 | EN.EN3 Energy Sensor | [6 empty] | F19 | 0 | [10 empty] | No | No
MC044 | Faraday Building |  |  |  | MC044-B06/F2 | Function 2 | EN.EN3 Energy Sensor | [6 empty] | F2 | 0 | [10 empty] | No | No
MC044 | Faraday Building |  |  |  | MC044-B06/F20 | Function 20 | EN.EN3 Energy Sensor | [6 empty] | F20 | 0 | [10 empty] | No | No
MC044 | Faraday Building |  |  |  | MC044-B06/F109 | Function 109 | EN.EN3 Energy Sensor | [6 empty] | F109 | 0 | [10 empty] | No | No
MC044 | Faraday Building |  |  |  | MC044-B06/F11 | Function 11 | EN.EN3 Energy Sensor | [6 empty] | F11 | 0 | [10 empty] | No | No
MC044 | Faraday Building |  |  |  | MC044-B06/F12 | Function 12 | EN.EN3 Energy Sensor | [6 empty] | F12 | 0 | [10 empty] | No | No
MC044 | Faraday Building |  |  |  | MC044-B06/F13 | Function 13 | EN.EN3 Energy Sensor | [6 empty] | F13 | 0 | [10 empty] | No | No
MC044 | Faraday Building |  |  |  | MC044-B06/F14 | Function 14 | EN.EN3 Energy Sensor | [6 empty] | F14 | 0 | [10 empty] | No | No
MC044 | Faraday Building |  |  |  | MC044-B06/F15 | Function 15 | EN.EN3 Energy Sensor | [6 empty] | F15 | 0 | [10 empty] | No | No
MC044 | Faraday Building |  |  |  | MC044-B06/F103 | Function 103 | EN.EN3 Energy Sensor | [6 empty] | F103 | 0 | [10 empty] | No | No
MC044 | Faraday Building |  |  |  | MC044-B06/F104 | Function 104 | EN.EN3 Energy Sensor | [6 empty] | F104 | 0 | [10 empty] | No | No
MC044 | Faraday Building |  |  |  | MC044-B06/F105 | Function 105 | EN.EN3 Energy Sensor | [6 empty] | F105 | 0 | [10 empty] | No | No
MC044 | Faraday Building |  |  |  | MC044-B06/F106 | Function 106 | EN.EN3 Energy Sensor | [6 empty] | F106 | 0 | [10 empty] | No | No
MC044 | Faraday Building |  |  |  | MC044-B06/F107 | Function 107 | EN.EN3 Energy Sensor | [6 empty] | F107 | 0 | [10 empty] | No | No
MC044 | Faraday Building |  |  |  | MC044-B06/F108 | Function 108 | EN.EN3 Energy Sensor | [6 empty] | F108 | 0 | [10 empty] | No | No
MC044 | Faraday Building |  |  |  | MC044-B06/e1 | 963 | EN.EN3 Energy Sensor | [6 empty] | e1 | 0 | [10 empty] | No | No
MC044 | Faraday Building |  |  |  | MC044-B06/F1 | Function 1 | EN.EN3 Energy Sensor | [6 empty] | F1 | 0 | [10 empty] | No | No
MC044 | Faraday Building |  |  |  | MC044-B06/F10 | Function 10 | EN.EN3 Energy Sensor | [6 empty] | F10 | 0 | [10 empty] | No | No
MC044 | Faraday Building |  |  |  | MC044-B06/F100 | Function 100 | EN.EN3 Energy Sensor | [6 empty] | F100 | 0 | [10 empty] | No | No
MC044 | Faraday Building |  |  |  | MC044-B06/F101 | Function 101 | EN.EN3 Energy Sensor | [6 empty] | F101 | 0 | [10 empty] | No | No
MC044 | Faraday Building |  |  |  | MC044-B06/F102 | Function 102 | EN.EN3 Energy Sensor | [6 empty] | F102 | 0 | [10 empty] | No | No
MC044 | Faraday Building |  |  |  | MC044-B06/D4 | EF02A Extr Fan Dmd | EN.EN3 Energy Sensor | [6 empty] | D4 | 0 | [10 empty] | No | No
MC044 | Faraday Building |  |  |  | MC044-B06/D5 | EF02B Extr Fan En | EN.EN3 Energy Sensor | [6 empty] | D5 | 0 | [10 empty] | No | No
MC044 | Faraday Building |  |  |  | MC044-B06/D6 | EF02B Extr Fan Dmd | EN.EN3 Energy Sensor | [6 empty] | D6 | 0 | [10 empty] | No | No
MC044 | Faraday Building |  |  |  | MC044-B06/D7 | AHU 2 Heating Valve | EN.EN3 Energy Sensor | [6 empty] | D7 | 0 | [10 empty] | No | No
MC044 | Faraday Building |  |  |  | MC044-B06/D8 | EF02 Bleed Dmpr | EN.EN3 Energy Sensor | [6 empty] | D8 | 0 | [10 empty] | No | No
MC044 | Faraday Building |  |  |  | MC044-B06/D9 | EF02 FC Extr MRDD13 Dmpr | EN.EN3 Energy Sensor | [6 empty] | D9 | 0 | [10 empty] | No | No
MC044 | Faraday Building |  |  |  | MC044-B06/D17 | Toilet Extr Fan En | EN.EN3 Energy Sensor | [6 empty] | D17 | 0 | [10 empty] | No | No
MC044 | Faraday Building |  |  |  | MC044-B06/D18 | EF02A Iso Damper | EN.EN3 Energy Sensor | [6 empty] | D18 | 0 | [10 empty] | No | No
MC044 | Faraday Building |  |  |  | MC044-B06/D19 | EF02B Iso Damper | EN.EN3 Energy Sensor | [6 empty] | D19 | 0 | [10 empty] | No | No
MC044 | Faraday Building |  |  |  | MC044-B06/D2 | AHU 2 Sply Fan Dmd | EN.EN3 Energy Sensor | [6 empty] | D2 | 0 | [10 empty] | No | No
MC044 | Faraday Building |  |  |  | MC044-B06/D20 | EF02 FC Extr MRDD08 Dmpr | EN.EN3 Energy Sensor | [6 empty] | D20 | 0 | [10 empty] | No | No
MC044 | Faraday Building |  |  |  | MC044-B06/D3 | EF02A Extr Fan En | EN.EN3 Energy Sensor | [6 empty] | D3 | 0 | [10 empty] | No | No
MC044 | Faraday Building |  |  |  | MC044-B06/D11 | EF02 FC Extr MRDD11_1 Dmpr | EN.EN3 Energy Sensor | [6 empty] | D11 | 0 | [10 empty] | No | No
MC044 | Faraday Building |  |  |  | MC044-B06/D12 | EF02 FC Extr MRDD11_2 Dmpr | EN.EN3 Energy Sensor | [6 empty] | D12 | 0 | [10 empty] | No | No
MC044 | Faraday Building |  |  |  | MC044-B06/D13 | EF02 FC Extr MRDD07 Dmpr | EN.EN3 Energy Sensor | [6 empty] | D13 | 0 | [10 empty] | No | No
MC044 | Faraday Building |  |  |  | MC044-B06/D14 | EF02 FC Extr MRDD09 Dmpr | EN.EN3 Energy Sensor | [6 empty] | D14 | 0 | [10 empty] | No | No
MC044 | Faraday Building |  |  |  | MC044-B06/D15 | EF02 FC Extr MRDD10 Dmpr | EN.EN3 Energy Sensor | [6 empty] | D15 | 0 | [10 empty] | No | No
MC044 | Faraday Building |  |  |  | MC044-B06/D16 | HRU Enable | EN.EN3 Energy Sensor | [6 empty] | D16 | 0 | [10 empty] | No | No
MC044 | Faraday Building |  |  |  | MC044-B06/A7 | Analogue Node 7 | EN.EN3 Energy Sensor | [6 empty] | A7 | 0 | [10 empty] | No | No
MC044 | Faraday Building |  |  |  | MC044-B06/A8 | Analogue Node 8 | EN.EN3 Energy Sensor | [6 empty] | A8 | 0 | [10 empty] | No | No
MC044 | Faraday Building |  |  |  | MC044-B06/B1 | AHU Interface | EN.EN3 Energy Sensor | [6 empty] | B1 | 0 | [10 empty] | No | No
MC044 | Faraday Building |  |  |  | MC044-B06/C1 | Virtual CNC 1 | EN.EN3 Energy Sensor | [6 empty] | C1 | 0 | [10 empty] | No | No
MC044 | Faraday Building |  |  |  | MC044-B06/D1 | AHU 2 Sply Fan En | EN.EN3 Energy Sensor | [6 empty] | D1 | 0 | [10 empty] | No | No
MC044 | Faraday Building |  |  |  | MC044-B06/D10 | EF02 FC Extr MRDD12 Dmpr | EN.EN3 Energy Sensor | [6 empty] | D10 | 0 | [10 empty] | No | No
MC044 | Faraday Building |  |  |  | MC044-B12/G35 | District Valves Fail Reset | EN.EN3 Energy Sensor | [6 empty] | G35 | 0 | [10 empty] | No | No
MC044 | Faraday Building |  |  |  | MC044-B12/G36 | Logic 36 | EN.EN3 Energy Sensor | [6 empty] | G36 | 0 | [10 empty] | No | No
MC044 | Faraday Building |  |  |  | MC044-B12/G37 | Logic 37 | EN.EN3 Energy Sensor | [6 empty] | G37 | 0 | [10 empty] | No | No
MC044 | Faraday Building |  |  |  | MC044-B12/G38 | Logic 38 | EN.EN3 Energy Sensor | [6 empty] | G38 | 0 | [10 empty] | No | No
MC044 | Faraday Building |  |  |  | MC044-B12/G39 | Valve Start Pulse On | EN.EN3 Energy Sensor | [6 empty] | G39 | 0 | [10 empty] | No | No
MC044 | Faraday Building |  |  |  | MC044-B12/G4 | Logic 4 | EN.EN3 Energy Sensor | [6 empty] | G4 | 0 | [10 empty] | No | No
MC044 | Faraday Building |  |  |  | MC044-B12/G3 | Summer ECO active | EN.EN3 Energy Sensor | [6 empty] | G3 | 0 | [10 empty] | No | No
MC044 | Faraday Building |  |  |  | MC044-B12/G30 | Local Mode | EN.EN3 Energy Sensor | [6 empty] | G30 | 0 | [10 empty] | No | No
MC044 | Faraday Building |  |  |  | MC044-B12/G31 | District Mode | EN.EN3 Energy Sensor | [6 empty] | G31 | 0 | [10 empty] | No | No
MC044 | Faraday Building |  |  |  | MC044-B12/G32 | Logic 32 | EN.EN3 Energy Sensor | [6 empty] | G32 | 0 | [10 empty] | No | No
MC044 | Faraday Building |  |  |  | MC044-B12/G33 | Logic 33 | EN.EN3 Energy Sensor | [6 empty] | G33 | 0 | [10 empty] | No | No
MC044 | Faraday Building |  |  |  | MC044-B12/G34 | Logic 34 | EN.EN3 Energy Sensor | [6 empty] | G34 | 0 | [10 empty] | No | No
MC044 | Faraday Building |  |  |  | MC044-B12/G24 | Change duty | EN.EN3 Energy Sensor | [6 empty] | G24 | 0 | [10 empty] | No | No
MC044 | Faraday Building |  |  |  | MC044-B12/G25 | Logic 25 | EN.EN3 Energy Sensor | [6 empty] | G25 | 0 | [10 empty] | No | No
MC044 | Faraday Building |  |  |  | MC044-B12/G26 | Logic 26 | EN.EN3 Energy Sensor | [6 empty] | G26 | 0 | [10 empty] | No | No
MC044 | Faraday Building |  |  |  | MC044-B12/G27 | Logic 27 | EN.EN3 Energy Sensor | [6 empty] | G27 | 0 | [10 empty] | No | No
MC044 | Faraday Building |  |  |  | MC044-B12/G28 | Logic 28 | EN.EN3 Energy Sensor | [6 empty] | G28 | 0 | [10 empty] | No | No
MC044 | Faraday Building |  |  |  | MC044-B12/G29 | Logic 29 | EN.EN3 Energy Sensor | [6 empty] | G29 | 0 | [10 empty] | No | No
MC044 | Faraday Building |  |  |  | MC044-B12/G19 | Pumps Enable | EN.EN3 Energy Sensor | [6 empty] | G19 | 0 | [10 empty] | No | No
MC044 | Faraday Building |  |  |  | MC044-B12/G2 | OAT Frost Active | EN.EN3 Energy Sensor | [6 empty] | G2 | 0 | [10 empty] | No | No
MC044 | Faraday Building |  |  |  | MC044-B12/G20 | Logic 20 | EN.EN3 Energy Sensor | [6 empty] | G20 | 0 | [10 empty] | No | No
MC044 | Faraday Building |  |  |  | MC044-B12/G21 | Logic 21 | EN.EN3 Energy Sensor | [6 empty] | G21 | 0 | [10 empty] | No | No
MC044 | Faraday Building |  |  |  | MC044-B12/G22 | Logic 22 | EN.EN3 Energy Sensor | [6 empty] | G22 | 0 | [10 empty] | No | No
MC044 | Faraday Building |  |  |  | MC044-B12/G23 | Fail Reset | EN.EN3 Energy Sensor | [6 empty] | G23 | 0 | [10 empty] | No | No
MC044 | Faraday Building |  |  |  | MC044-B12/G13 | Logic 13 | EN.EN3 Energy Sensor | [6 empty] | G13 | 0 | [10 empty] | No | No
MC044 | Faraday Building |  |  |  | MC044-B12/G14 | Logic 14 | EN.EN3 Energy Sensor | [6 empty] | G14 | 0 | [10 empty] | No | No
MC044 | Faraday Building |  |  |  | MC044-B12/G15 | Logic 15 | EN.EN3 Energy Sensor | [6 empty] | G15 | 0 | [10 empty] | No | No
MC044 | Faraday Building |  |  |  | MC044-B12/G16 | CTPumpP1Reqd | EN.EN3 Energy Sensor | [6 empty] | G16 | 0 | [10 empty] | No | No
MC044 | Faraday Building |  |  |  | MC044-B12/G17 | Logic 17 | EN.EN3 Energy Sensor | [6 empty] | G17 | 0 | [10 empty] | No | No
MC044 | Faraday Building |  |  |  | MC044-B12/G18 | CT Pumps Go | EN.EN3 Energy Sensor | [6 empty] | G18 | 0 | [10 empty] | No | No
MC044 | Faraday Building |  |  |  | MC044-B12/F8 | Function 8 | EN.EN3 Energy Sensor | [6 empty] | F8 | 0 | [10 empty] | No | No
MC044 | Faraday Building |  |  |  | MC044-B12/F9 | Function 9 | EN.EN3 Energy Sensor | [6 empty] | F9 | 0 | [10 empty] | No | No
MC044 | Faraday Building |  |  |  | MC044-B12/G1 | Water Frost Active | EN.EN3 Energy Sensor | [6 empty] | G1 | 0 | [10 empty] | No | No
MC044 | Faraday Building |  |  |  | MC044-B12/G10 | Logic 10 | EN.EN3 Energy Sensor | [6 empty] | G10 | 0 | [10 empty] | No | No
MC044 | Faraday Building |  |  |  | MC044-B12/G11 | Logic 11 | EN.EN3 Energy Sensor | [6 empty] | G11 | 0 | [10 empty] | No | No
MC044 | Faraday Building |  |  |  | MC044-B12/G12 | CTPumpP2Reqd | EN.EN3 Energy Sensor | [6 empty] | G12 | 0 | [10 empty] | No | No
MC044 | Faraday Building |  |  |  | MC044-B12/F22 | Function 22 | EN.EN3 Energy Sensor | [6 empty] | F22 | 0 | [10 empty] | No | No
MC044 | Faraday Building |  |  |  | MC044-B12/F3 | Function 3 | EN.EN3 Energy Sensor | [6 empty] | F3 | 0 | [10 empty] | No | No
MC044 | Faraday Building |  |  |  | MC044-B12/F4 | Function 4 | EN.EN3 Energy Sensor | [6 empty] | F4 | 0 | [10 empty] | No | No
MC044 | Faraday Building |  |  |  | MC044-B12/F5 | Temp District Mode | EN.EN3 Energy Sensor | [6 empty] | F5 | 0 | [10 empty] | No | No
MC044 | Faraday Building |  |  |  | MC044-B12/F6 | Temp Local Mode | EN.EN3 Energy Sensor | [6 empty] | F6 | 0 | [10 empty] | No | No
MC044 | Faraday Building |  |  |  | MC044-B12/F7 | Function 7 | EN.EN3 Energy Sensor | [6 empty] | F7 | 0 | [10 empty] | No | No
MC044 | Faraday Building |  |  |  | MC044-B12/F17 | Function 17 | EN.EN3 Energy Sensor | [6 empty] | F17 | 0 | [10 empty] | No | No
MC044 | Faraday Building |  |  |  | MC044-B12/F18 | Function 18 | EN.EN3 Energy Sensor | [6 empty] | F18 | 0 | [10 empty] | No | No
MC044 | Faraday Building |  |  |  | MC044-B12/F19 | Function 19 | EN.EN3 Energy Sensor | [6 empty] | F19 | 0 | [10 empty] | No | No
MC044 | Faraday Building |  |  |  | MC044-B12/F2 | Function 2 | EN.EN3 Energy Sensor | [6 empty] | F2 | 0 | [10 empty] | No | No
MC044 | Faraday Building |  |  |  | MC044-B12/F20 | Valve Pulse Start Time | EN.EN3 Energy Sensor | [6 empty] | F20 | 0 | [10 empty] | No | No
MC044 | Faraday Building |  |  |  | MC044-B12/F21 | Function 21 | EN.EN3 Energy Sensor | [6 empty] | F21 | 0 | [10 empty] | No | No
MC044 | Faraday Building |  |  |  | MC044-B12/F10 | Function 10 | EN.EN3 Energy Sensor | [6 empty] | F10 | 0 | [10 empty] | No | No
MC044 | Faraday Building |  |  |  | MC044-B12/F12 | Function 12 | EN.EN3 Energy Sensor | [6 empty] | F12 | 0 | [10 empty] | No | No
MC044 | Faraday Building |  |  |  | MC044-B12/F13 | Function 13 | EN.EN3 Energy Sensor | [6 empty] | F13 | 0 | [10 empty] | No | No
MC044 | Faraday Building |  |  |  | MC044-B12/F14 | Function 14 | EN.EN3 Energy Sensor | [6 empty] | F14 | 0 | [10 empty] | No | No
MC044 | Faraday Building |  |  |  | MC044-B12/F15 | Function 15 | EN.EN3 Energy Sensor | [6 empty] | F15 | 0 | [10 empty] | No | No
MC044 | Faraday Building |  |  |  | MC044-B12/F16 | Function 16 | EN.EN3 Energy Sensor | [6 empty] | F16 | 0 | [10 empty] | No | No
MC044 | Faraday Building |  |  |  | MC044-B12/D3 | LocalFlowValves | EN.EN3 Energy Sensor | [6 empty] | D3 | 0 | [10 empty] | No | No
MC044 | Faraday Building |  |  |  | MC044-B12/D4 | LocalReturnValves | EN.EN3 Energy Sensor | [6 empty] | D4 | 0 | [10 empty] | No | No
MC044 | Faraday Building |  |  |  | MC044-B12/D5 | DistrictlFlowValves | EN.EN3 Energy Sensor | [6 empty] | D5 | 0 | [10 empty] | No | No
MC044 | Faraday Building |  |  |  | MC044-B12/D6 | DistrictReturnValves | EN.EN3 Energy Sensor | [6 empty] | D6 | 0 | [10 empty] | No | No
MC044 | Faraday Building |  |  |  | MC044-B12/e1 | Alarms 963 | EN.EN3 Energy Sensor | [6 empty] | e1 | 0 | [10 empty] | No | No
MC044 | Faraday Building |  |  |  | MC044-B12/F1 | Function 1 | EN.EN3 Energy Sensor | [6 empty] | F1 | 0 | [10 empty] | No | No
MC044 | Faraday Building |  |  |  | MC044-B12/A1 | Outside air temperature | EN.EN3 Energy Sensor | [6 empty] | A1 | 0 | [10 empty] | No | No
MC044 | Faraday Building |  |  |  | MC044-B12/C1 | Virtual CNC 1 | EN.EN3 Energy Sensor | [6 empty] | C1 | 0 | [10 empty] | No | No
MC044 | Faraday Building |  |  |  | MC044-B12/D1 | BoilerSecPumps | EN.EN3 Energy Sensor | [6 empty] | D1 | 0 | [10 empty] | No | No
MC044 | Faraday Building |  |  |  | MC044-B12/D2 | Boiler | EN.EN3 Energy Sensor | [6 empty] | D2 | 0 | [10 empty] | No | No
MC044 | Faraday Building |  |  |  | MC044-B12/W6 | Heating Auto-Overide | EN.EN3 Energy Sensor | [6 empty] | W6 | 0 | [10 empty] | No | No
MC044 | Faraday Building |  |  |  | MC044-B12/W7 | Test Switch | EN.EN3 Energy Sensor | [6 empty] | W7 | 0 | [10 empty] | No | No
MC044 | Faraday Building |  |  |  | MC044-B12/Y1 | Trend Thermistor | EN.EN3 Energy Sensor | [6 empty] | Y1 | 0 | [10 empty] | No | No
MC044 | Faraday Building |  |  |  | MC044-B12/Y2 | 4DIX V | EN.EN3 Energy Sensor | [6 empty] | Y2 | 0 | [10 empty] | No | No
MC044 | Faraday Building |  |  |  | MC044-B12/Z1 | Heating | EN.EN3 Energy Sensor | [6 empty] | Z1 | 0 | [10 empty] | No | No
MC044 | Faraday Building |  |  |  | MC044-B12/Z2 | Gas Boiler weekly Run Check | EN.EN3 Energy Sensor | [6 empty] | Z2 | 0 | [10 empty] | No | No
MC044 | Faraday Building |  |  |  | MC044-B12/V1 |  | EN.EN3 Energy Sensor | [6 empty] | V1 | 0 | [10 empty] | No | No
MC044 | Faraday Building |  |  |  | MC044-B12/W1 | SummerSwitch | EN.EN3 Energy Sensor | [6 empty] | W1 | 0 | [10 empty] | No | No
MC044 | Faraday Building |  |  |  | MC044-B12/W2 | BoilerSecPumpFailReset | EN.EN3 Energy Sensor | [6 empty] | W2 | 0 | [10 empty] | No | No
MC044 | Faraday Building |  |  |  | MC044-B12/W3 | BoilerSecPumpChangeDuty | EN.EN3 Energy Sensor | [6 empty] | W3 | 0 | [10 empty] | No | No
MC044 | Faraday Building |  |  |  | MC044-B12/W4 | DistrictValvesReset | EN.EN3 Energy Sensor | [6 empty] | W4 | 0 | [10 empty] | No | No
MC044 | Faraday Building |  |  |  | MC044-B12/W5 | Valve Pulse Period Enable | EN.EN3 Energy Sensor | [6 empty] | W5 | 0 | [10 empty] | No | No
MC044 | Faraday Building |  |  |  | MC044-B12/S4 | 4DIMNo.1 | EN.EN3 Energy Sensor | [6 empty] | S4 | 0 | [10 empty] | No | No
MC044 | Faraday Building |  |  |  | MC044-B12/S5 | 4DIMNo.2 | EN.EN3 Energy Sensor | [6 empty] | S5 | 0 | [10 empty] | No | No
MC044 | Faraday Building |  |  |  | MC044-B12/S6 | 4DIMNo.3 | EN.EN3 Energy Sensor | [6 empty] | S6 | 0 | [10 empty] | No | No
MC044 | Faraday Building |  |  |  | MC044-B12/S7 | Boiler | EN.EN3 Energy Sensor | [6 empty] | S7 | 0 | [10 empty] | No | No
MC044 | Faraday Building |  |  |  | MC044-B12/S8 | BoilerSecondaryPumps | EN.EN3 Energy Sensor | [6 empty] | S8 | 0 | [10 empty] | No | No
MC044 | Faraday Building |  |  |  | MC044-B12/S9 | DistrictHeatingValves | EN.EN3 Energy Sensor | [6 empty] | S9 | 0 | [10 empty] | No | No
MC044 | Faraday Building |  |  |  | MC044-B12/Q1 | Sequence Table 1 | EN.EN3 Energy Sensor | [6 empty] | Q1 | 0 | [10 empty] | No | No
MC044 | Faraday Building |  |  |  | MC044-B12/S1 | BoilerFlowTemp | EN.EN3 Energy Sensor | [6 empty] | S1 | 0 | [10 empty] | No | No
MC044 | Faraday Building |  |  |  | MC044-B12/S10 | LocalHeatingValves | EN.EN3 Energy Sensor | [6 empty] | S10 | 0 | [10 empty] | No | No
MC044 | Faraday Building |  |  |  | MC044-B12/S11 | MTHW Flow ICOMMS | EN.EN3 Energy Sensor | [6 empty] | S11 | 0 | [10 empty] | No | No
MC044 | Faraday Building |  |  |  | MC044-B12/S2 | BoilerReturnTemp | EN.EN3 Energy Sensor | [6 empty] | S2 | 0 | [10 empty] | No | No
MC044 | Faraday Building |  |  |  | MC044-B12/S3 | DistrictHeatingFlowTemp | EN.EN3 Energy Sensor | [6 empty] | S3 | 0 | [10 empty] | No | No
MC044 | Faraday Building |  |  |  | MC044-B12/P3 | DistrictHeatingFlowTemp | EN.EN3 Energy Sensor | [6 empty] | P3 | 0 | [10 empty] | No | No
MC044 | Faraday Building |  |  |  | MC044-B12/P4 | Boiler | EN.EN3 Energy Sensor | [6 empty] | P4 | 0 | [10 empty] | No | No
MC044 | Faraday Building |  |  |  | MC044-B12/P5 | BoilerSecondaryPumps | EN.EN3 Energy Sensor | [6 empty] | P5 | 0 | [10 empty] | No | No
MC044 | Faraday Building |  |  |  | MC044-B12/P6 | DistrictHeatingValves | EN.EN3 Energy Sensor | [6 empty] | P6 | 0 | [10 empty] | No | No
MC044 | Faraday Building |  |  |  | MC044-B12/P7 | LocalHeatingValves | EN.EN3 Energy Sensor | [6 empty] | P7 | 0 | [10 empty] | No | No
MC044 | Faraday Building |  |  |  | MC044-B12/P8 | Sensor 11 | EN.EN3 Energy Sensor | [6 empty] | P8 | 0 | [10 empty] | No | No
MC044 | Faraday Building |  |  |  | MC044-B12/L1 | Loop 1 | EN.EN3 Energy Sensor | [6 empty] | L1 | 0 | [10 empty] | No | No
MC044 | Faraday Building |  |  |  | MC044-B12/n1 | MTHW from Central S | EN.EN3 Energy Sensor | [6 empty] | n1 | 0 | [10 empty] | No | No
MC044 | Faraday Building |  |  |  | MC044-B12/o1 | Alarm Route 1 | EN.EN3 Energy Sensor | [6 empty] | o1 | 0 | [10 empty] | No | No
MC044 | Faraday Building |  |  |  | MC044-B12/P1 | BoilerFlowTemp | EN.EN3 Energy Sensor | [6 empty] | P1 | 0 | [10 empty] | No | No
MC044 | Faraday Building |  |  |  | MC044-B12/P2 | BoilerReturnTemp | EN.EN3 Energy Sensor | [6 empty] | P2 | 0 | [10 empty] | No | No
MC044 | Faraday Building |  |  |  | MC044-B12/K4 | OATEcoSetpoint | EN.EN3 Energy Sensor | [6 empty] | K4 | 0 | [10 empty] | No | No
MC044 | Faraday Building |  |  |  | MC044-B12/K5 | PumpOverrunTime | EN.EN3 Energy Sensor | [6 empty] | K5 | 0 | [10 empty] | No | No
MC044 | Faraday Building |  |  |  | MC044-B12/K6 | BoilerReturnSetpoint | EN.EN3 Energy Sensor | [6 empty] | K6 | 0 | [10 empty] | No | No
MC044 | Faraday Building |  |  |  | MC044-B12/K7 | Valve Pulse Hour Strart Time | EN.EN3 Energy Sensor | [6 empty] | K7 | 0 | [10 empty] | No | No
MC044 | Faraday Building |  |  |  | MC044-B12/K8 | Valve Pulse Mins Strart Time | EN.EN3 Energy Sensor | [6 empty] | K8 | 0 | [10 empty] | No | No
MC044 | Faraday Building |  |  |  | MC044-B12/K9 | Valve Open Pulse Duration Time | EN.EN3 Energy Sensor | [6 empty] | K9 | 0 | [10 empty] | No | No
MC044 | Faraday Building |  |  |  | MC044-B12/I7 | LocalRetValveNo.2Pos Open | EN.EN3 Energy Sensor | [6 empty] | I7 | 0 | [10 empty] | No | No
MC044 | Faraday Building |  |  |  | MC044-B12/I8 | LocalFlowValveNo.1Pos Open | EN.EN3 Energy Sensor | [6 empty] | I8 | 0 | [10 empty] | No | No
MC044 | Faraday Building |  |  |  | MC044-B12/I9 | LocalFlowValveNo.2Pos Open | EN.EN3 Energy Sensor | [6 empty] | I9 | 0 | [10 empty] | No | No
MC044 | Faraday Building |  |  |  | MC044-B12/K1 | ModeSetpoint | EN.EN3 Energy Sensor | [6 empty] | K1 | 0 | [10 empty] | No | No
MC044 | Faraday Building |  |  |  | MC044-B12/K2 | OATFrostSetpoint | EN.EN3 Energy Sensor | [6 empty] | K2 | 0 | [10 empty] | No | No
MC044 | Faraday Building |  |  |  | MC044-B12/K3 | WaterFrostSetpoint | EN.EN3 Energy Sensor | [6 empty] | K3 | 0 | [10 empty] | No | No
MC044 | Faraday Building |  |  |  | MC044-B12/I18 | LocalValvesPositionsAlarm | EN.EN3 Energy Sensor | [6 empty] | I18 | 0 | [10 empty] | No | No
MC044 | Faraday Building |  |  |  | MC044-B12/I2 | GasSafetyCircuitStatus | EN.EN3 Energy Sensor | [6 empty] | I2 | 0 | [10 empty] | No | No
MC044 | Faraday Building |  |  |  | MC044-B12/I3 | PressurisationUnitFault | EN.EN3 Energy Sensor | [6 empty] | I3 | 0 | [10 empty] | No | No
MC044 | Faraday Building |  |  |  | MC044-B12/I4 | LocalFlowValveNo.1Pos Open | EN.EN3 Energy Sensor | [6 empty] | I4 | 0 | [10 empty] | No | No
MC044 | Faraday Building |  |  |  | MC044-B12/I5 | LocalFlowValveNo.2Pos Open | EN.EN3 Energy Sensor | [6 empty] | I5 | 0 | [10 empty] | No | No
MC044 | Faraday Building |  |  |  | MC044-B12/I6 | LocalRetValveNo.1Position | EN.EN3 Energy Sensor | [6 empty] | I6 | 0 | [10 empty] | No | No
MC044 | Faraday Building |  |  |  | MC044-B12/I12 | BoilerSecPumpNo.1Fault | EN.EN3 Energy Sensor | [6 empty] | I12 | 0 | [10 empty] | No | No
MC044 | Faraday Building |  |  |  | MC044-B12/I13 | BoilerSecPumpNo.2Fault | EN.EN3 Energy Sensor | [6 empty] | I13 | 0 | [10 empty] | No | No
MC044 | Faraday Building |  |  |  | MC044-B12/I14 | BoilerFault | EN.EN3 Energy Sensor | [6 empty] | I14 | 0 | [10 empty] | No | No
MC044 | Faraday Building |  |  |  | MC044-B12/I15 | BoilerSecPump1Fail | EN.EN3 Energy Sensor | [6 empty] | I15 | 0 | [10 empty] | No | No
MC044 | Faraday Building |  |  |  | MC044-B12/I16 | BoilerSecPump2Fail | EN.EN3 Energy Sensor | [6 empty] | I16 | 0 | [10 empty] | No | No
MC044 | Faraday Building |  |  |  | MC044-B12/I17 | DistrictValvesPositionAlarm | EN.EN3 Energy Sensor | [6 empty] | I17 | 0 | [10 empty] | No | No
MC044 | Faraday Building |  |  |  | MC044-B12/G7 | Logic 7 | EN.EN3 Energy Sensor | [6 empty] | G7 | 0 | [10 empty] | No | No
MC044 | Faraday Building |  |  |  | MC044-B12/G8 | Logic 8 | EN.EN3 Energy Sensor | [6 empty] | G8 | 0 | [10 empty] | No | No
MC044 | Faraday Building |  |  |  | MC044-B12/G9 | Pump Enable | EN.EN3 Energy Sensor | [6 empty] | G9 | 0 | [10 empty] | No | No
MC044 | Faraday Building |  |  |  | MC044-B12/I1 | FireAlarmActive | EN.EN3 Energy Sensor | [6 empty] | I1 | 0 | [10 empty] | No | No
MC044 | Faraday Building |  |  |  | MC044-B12/I10 | DistrictRetValveNo.1Pos Open | EN.EN3 Energy Sensor | [6 empty] | I10 | 0 | [10 empty] | No | No
MC044 | Faraday Building |  |  |  | MC044-B12/I11 | DistrictRetValveNo.2Pos Open | EN.EN3 Energy Sensor | [6 empty] | I11 | 0 | [10 empty] | No | No
MC044 | Faraday Building |  |  |  | MC044-B12/G40 | Logic 40 | EN.EN3 Energy Sensor | [6 empty] | G40 | 0 | [10 empty] | No | No
MC044 | Faraday Building |  |  |  | MC044-B12/G41 | Logic 41 | EN.EN3 Energy Sensor | [6 empty] | G41 | 0 | [10 empty] | No | No
MC044 | Faraday Building |  |  |  | MC044-B12/G42 | Logic 42 | EN.EN3 Energy Sensor | [6 empty] | G42 | 0 | [10 empty] | No | No
MC044 | Faraday Building |  |  |  | MC044-B12/G43 | Logic 43 | EN.EN3 Energy Sensor | [6 empty] | G43 | 0 | [10 empty] | No | No
MC044 | Faraday Building |  |  |  | MC044-B12/G5 | Logic 5 | EN.EN3 Energy Sensor | [6 empty] | G5 | 0 | [10 empty] | No | No
MC044 | Faraday Building |  |  |  | MC044-B12/G6 | Boiler Loop Enable | EN.EN3 Energy Sensor | [6 empty] | G6 | 0 | [10 empty] | No | No
MC071 | Furness College | PL2 | Substation No.4 |  | MC071-L15 | Data logger: Furness College - Sub Station No.4 | EN.EN1 Data Logger |  |  |  |  | Multilog G2 | Enercom | 050157AE6600 | 0
MC071 | Furness College | A0 | Whole Building |  | MC071-L07 | Data logger: Furness College | EN.EN1 Data Logger |  |  |  |  | Multilog G2 | Enercom | 050201255B00 | 0 |  |  | 10.23.10.207
MC071 | Furness College | PL1 | Plant Room |  | MC071-L17 | Data logger: Furness College - Green Room | EN.EN1 Data Logger |  |  |  |  | Multilog G2 | Enercom | 050157AF8400 | 0 |  |  | 10.23.10.202 |  | 00-50-C2-2C-3D-BF
MC071 | Furness College | A0 | Whole Building |  | MC071-L03 | Data logger: Furness College | EN.EN1 Data Logger |  |  |  |  | Multilog G2 | Enercom | 05020125CA00 | 0 |  |  | 10.23.10.207
MC071 | Furness College | LG11 | Pizzetta Republic |  | MC071-L12 | Data logger: Furness College | EN.EN1 Data Logger |  |  |  |  | Multilog G2 | Enercom | 050157B41C00 | 0
MC071 | Furness College | A0 | Whole Building |  | MC071-L02 | Data logger: Furness College | EN.EN1 Data Logger |  |  |  |  | Multilog G2 | Enercom | 50201286300 | 0 |  |  | 10.23.10.207
MC071 | Furness College | A0 | Whole Building |  | MC071-L10 | Data logger: Furness College | EN.EN1 Data Logger |  |  |  |  | Multilog G2 | Enercom | 0501F9058600 | 0 |  |  | 10.23.10.207
MC071 | Furness College | A036 | Switch Room |  | MC071-L04 | Data logger: Furness College | EN.EN1 Data Logger |  |  |  |  | Multilog G2 | Enercom | 050157C09400 | 0 |  |  | 10.23.10.201 |  | 00-50-C2-2C-3D-D8
MC071 | Furness College | A0 | Whole Building |  | MC071-L09 | Data logger: Furness College | EN.EN1 Data Logger |  |  |  |  | Multilog G2 | Enercom | 0501F883F600 | 0 |  |  | 10.23.10.207
MC071 | Furness College | A0 | Whole Building |  | MC071-L06 | Data logger: Furness College | EN.EN1 Data Logger |  |  |  |  | Multilog G2 | Enercom | 050201428B00 | 0 |  |  | 10.23.10.207
MC071 | Furness College | A0 | Whole Building |  | MC071-L01 | Data logger: Furness College | EN.EN1 Data Logger |  |  |  |  | Multilog G2 | Enercom | 05020136CE00 | 0 |  |  | 10.23.10.207
MC071 | Furness College | A0 | Whole Building |  | MC071-L05 | Data logger: Furness College | EN.EN1 Data Logger |  |  |  |  | Multilog G2 | Enercom | 50201221 | 0 |  |  | 10.23.10.207
MC071 | Furness College | A0 | Whole Building |  | MC071-L08 | Data logger: Furness College | EN.EN1 Data Logger |  |  |  |  | Multilog G2 | Enercom | 0502012BA000 | 0 |  |  | 10.23.10.207
MC071 | Furness College | A0 | Whole Building |  | MC071-L11 | Data logger: Furness College | EN.EN1 Data Logger |  |  |  |  | Multilog G2 | Enercom | 0501F9076200 | 0 |  |  | 10.23.??.??
MC071 | Furness College | A048 | LUSU Living |  | MC071-L16 | Data logger: Furness College - LUVU Office | EN.EN1 Data Logger |  |  |  |  | Multilog G2 | Enercom | 50198904000 | 0 |  |  | 10.23.9.71 |  | 00-50-C2-2C-3D-15
MC071 | Furness College | LG11 | Pizzetta Republic |  | MC071-L13 | Data logger: Furness College | EN.EN1 Data Logger |  |  |  |  | Multilog G2 | Enercom | 05019891F000 | 0
MC071 | Furness College |  |  |  | MC071-B01 | BMS Controller: Furness Blocks | EN.EN4 BMS Controller |  |  |  |  | IQ3xcite96 | Trend | B9940A04-170E-4DBA-A49A-27721AC37F8B | 0
MC071 | Furness College |  |  |  | MC071-L14 | Data logger: Furness College - The Venue | EN.EN1 Data Logger |  |  |  |  | Multilog G2 | Enercom | 050157C16200 | 0
MC071 | Furness College |  |  |  | MC071-L15/M001 | Sub No.4 Transformer No.1 | EN.EN2 Energy Meter | [6 empty] | 1 | 0 | [10 empty] | No | No
MC071 | Furness College |  |  |  | MC071-L15/M002 | Sub No.4 Transformer No.2 | EN.EN2 Energy Meter | [6 empty] | 2 | 0 | [10 empty] | No | No
MC071 | Furness College |  |  |  | MC071-L15/M003 | Furness College | EN.EN2 Energy Meter | [6 empty] | 3 | 0 | [10 empty] | No | No
MC071 | Furness College | A0 | Whole Building |  | MC071-L15/M003 | Furness College | EN.EN2 Energy Meter | [6 empty] | 3 | 0 | [10 empty] | No | No
MC071 | Furness College |  |  |  | MC071-L15/M004 | Furness College | EN.EN2 Energy Meter | [6 empty] | 4 | 0 | [10 empty] | No | No
MC071 | Furness College | A0 | Whole Building |  | MC071-L15/M004 | Furness College | EN.EN2 Energy Meter | [6 empty] | 4 | 0 | [10 empty] | No | No
MC071 | Furness College |  |  |  | MC071-L15/M005 | Furness College Immersion heater | EN.EN2 Energy Meter | [6 empty] | 5 | 0 | [10 empty] | No | No
MC071 | Furness College | A0 | Whole Building |  | MC071-L15/M005 | Furness College Immersion heater | EN.EN2 Energy Meter | [6 empty] | 5 | 0 | [10 empty] | No | No
MC071 | Furness College |  |  |  | MC071-L07/M001 | Furness College Pressurisation make up | EN.EN2 Energy Meter | [6 empty] | 1 | 0 | [10 empty] | No | No
MC071 | Furness College | A002 | Porter's Lodge |  | MC071-L07/M001 | Furness College Pressurisation make up | EN.EN2 Energy Meter | [6 empty] | 1 | 0 | [10 empty] | No | No
MC071 | Furness College | A003 | Mail Room |  | MC071-L07/M001 | Furness College Pressurisation make up | EN.EN2 Energy Meter | [6 empty] | 1 | 0 | [10 empty] | No | No
MC071 | Furness College | A004 | Pigeon Holes |  | MC071-L07/M001 | Furness College Pressurisation make up | EN.EN2 Energy Meter | [6 empty] | 1 | 0 | [10 empty] | No | No
MC071 | Furness College | A005 | Archive Room |  | MC071-L07/M001 | Furness College Pressurisation make up | EN.EN2 Energy Meter | [6 empty] | 1 | 0 | [10 empty] | No | No
MC071 | Furness College |  |  |  | MC071-L07/M002 | Furness College Level A | EN.EN2 Energy Meter | [6 empty] | 2 | 0 | [10 empty] | No | No
MC071 | Furness College | A0 | Whole Building |  | MC071-L07/M002 | Furness College Level A | EN.EN2 Energy Meter | [6 empty] | 2 | 0 | [10 empty] | No | No
MC071 | Furness College |  |  |  | MC071-L07/M003 | Furness College Level A? | EN.EN2 Energy Meter | [6 empty] | 3 | 0 | [10 empty] | No | No
MC071 | Furness College |  |  |  | MC071-L07/M004 | Furness College NW Pass Lift | EN.EN2 Energy Meter | [6 empty] | 4 | 0 | [10 empty] | No | No
MC071 | Furness College |  |  |  | MC071-L07/M005 | Furness College SCR/TV Room | EN.EN2 Energy Meter | [6 empty] | 5 | 0 | [10 empty] | No | No
MC071 | Furness College |  |  |  | MC071-L07/M006 | Furness College BAR DB | EN.EN2 Energy Meter | [6 empty] | 6 | 0 | [10 empty] | No | No
MC071 | Furness College | A022 | Furness Bar Lounge |  | MC071-L07/M006 | Furness College BAR DB | EN.EN2 Energy Meter | [6 empty] | 6 | 0 | [10 empty] | No | No
MC071 | Furness College | SW03 | Stairwell 03 |  | MC071-L07/M006 | Furness College BAR DB | EN.EN2 Energy Meter | [6 empty] | 6 | 0 | [10 empty] | No | No
MC071 | Furness College | SW03 | Stairwell adj Flats 6 and 7 |  | MC071-L07/M006 | Furness College BAR DB | EN.EN2 Energy Meter | [6 empty] | 6 | 0 | [10 empty] | No | No
MC071 | Furness College | A023 | TV Room |  | MC071-L07/M006 | Furness College BAR DB | EN.EN2 Energy Meter | [6 empty] | 6 | 0 | [10 empty] | No | No
MC071 | Furness College | A024 | Store |  | MC071-L07/M006 | Furness College BAR DB | EN.EN2 Energy Meter | [6 empty] | 6 | 0 | [10 empty] | No | No
MC071 | Furness College | A027 | Lobby |  | MC071-L07/M006 | Furness College BAR DB | EN.EN2 Energy Meter | [6 empty] | 6 | 0 | [10 empty] | No | No
MC071 | Furness College | A028 | Furness Bar |  | MC071-L07/M006 | Furness College BAR DB | EN.EN2 Energy Meter | [6 empty] | 6 | 0 | [10 empty] | No | No
MC071 | Furness College | SW03 | Staiwell |  | MC071-L07/M006 | Furness College BAR DB | EN.EN2 Energy Meter | [6 empty] | 6 | 0 | [10 empty] | No | No
MC071 | Furness College | SW03 | South East Stairwell |  | MC071-L07/M006 | Furness College BAR DB | EN.EN2 Energy Meter | [6 empty] | 6 | 0 | [10 empty] | No | No
MC071 | Furness College |  |  |  | MC071-L07/M007 | Furness College Switch Room DB | EN.EN2 Energy Meter | [6 empty] | 7 | 0 | [10 empty] | No | No
MC071 | Furness College |  |  |  | MC071-L07/M008 | Furness College OSS Walk Light | EN.EN2 Energy Meter | [6 empty] | 8 | 0 | [10 empty] | No | No
MC071 | Furness College |  |  |  | MC071-L17/M001 | LUSU Living | EN.EN2 Energy Meter | [6 empty] | 1 | 0 | [10 empty] | Yes | No
MC071 | Furness College |  |  |  | MC071-L17/M002 | NOK | EN.EN2 Energy Meter | [6 empty] | 2 | 0 | [10 empty] | Yes | No
MC071 | Furness College |  |  |  | MC071-L17/M003 | LUSU Living | EN.EN2 Energy Meter | [6 empty] | 3 | 0 | [10 empty] | Yes | No
MC071 | Furness College | D046 | Kitchen, Dining & Lounge |  | MC071-L03/M001 | Furness College South West Electrical Bus Bar | EN.EN2 Energy Meter | [6 empty] | 1 | 0 | [10 empty] | No | No
MC071 | Furness College | D047 | Store |  | MC071-L03/M001 | Furness College South West Electrical Bus Bar | EN.EN2 Energy Meter | [6 empty] | 1 | 0 | [10 empty] | No | No
MC071 | Furness College | D048 | Bedroom 2 |  | MC071-L03/M001 | Furness College South West Electrical Bus Bar | EN.EN2 Energy Meter | [6 empty] | 1 | 0 | [10 empty] | No | No
MC071 | Furness College | D049 | Bathroom |  | MC071-L03/M001 | Furness College South West Electrical Bus Bar | EN.EN2 Energy Meter | [6 empty] | 1 | 0 | [10 empty] | No | No
MC071 | Furness College | CR25 | Lobby |  | MC071-L03/M001 | Furness College South West Electrical Bus Bar | EN.EN2 Energy Meter | [6 empty] | 1 | 0 | [10 empty] | No | No
MC071 | Furness College |  |  |  | MC071-L03/M001 | Furness College South West Electrical Bus Bar | EN.EN2 Energy Meter | [6 empty] | 1 | 0 | [10 empty] | No | No
MC071 | Furness College |  |  |  | MC071-L03/M001 | Furness College South West Electrical Bus Bar | EN.EN2 Energy Meter | [6 empty] | 1 | 0 | [10 empty] | No | No
MC071 | Furness College | D045 | Bedroom 1 |  | MC071-L03/M001 | Furness College South West Electrical Bus Bar | EN.EN2 Energy Meter | [6 empty] | 1 | 0 | [10 empty] | No | No
MC071 | Furness College |  |  |  | MC071-L03/M002 | Furness College North West Electrical Bus Bar | EN.EN2 Energy Meter | [6 empty] | 2 | 0 | [10 empty] | No | No
MC071 | Furness College | D051 | Lobby |  | MC071-L03/M002 | Furness College North West Electrical Bus Bar | EN.EN2 Energy Meter | [6 empty] | 2 | 0 | [10 empty] | No | No
MC071 | Furness College | D052 | Store |  | MC071-L03/M002 | Furness College North West Electrical Bus Bar | EN.EN2 Energy Meter | [6 empty] | 2 | 0 | [10 empty] | No | No
MC071 | Furness College |  |  |  | MC071-L03/M002 | Furness College North West Electrical Bus Bar | EN.EN2 Energy Meter | [6 empty] | 2 | 0 | [10 empty] | No | No
MC071 | Furness College | D054 | Kitchen, Dining & Lounge |  | MC071-L03/M002 | Furness College North West Electrical Bus Bar | EN.EN2 Energy Meter | [6 empty] | 2 | 0 | [10 empty] | No | No
MC071 | Furness College | D055 | Bathroom |  | MC071-L03/M002 | Furness College North West Electrical Bus Bar | EN.EN2 Energy Meter | [6 empty] | 2 | 0 | [10 empty] | No | No
MC071 | Furness College | D056 | Bedroom 1 |  | MC071-L03/M002 | Furness College North West Electrical Bus Bar | EN.EN2 Energy Meter | [6 empty] | 2 | 0 | [10 empty] | No | No
MC071 | Furness College | D057 | Bedroom 2 |  | MC071-L03/M002 | Furness College North West Electrical Bus Bar | EN.EN2 Energy Meter | [6 empty] | 2 | 0 | [10 empty] | No | No
MC071 | Furness College | CR27 | Corridor |  | MC071-L03/M002 | Furness College North West Electrical Bus Bar | EN.EN2 Energy Meter | [6 empty] | 2 | 0 | [10 empty] | No | No
MC071 | Furness College |  |  |  | MC071-L03/M003 | Furness College South Block DB DB x 4 | EN.EN2 Energy Meter | [6 empty] | 3 | 0 | [10 empty] | No | No
MC071 | Furness College |  |  |  | MC071-L03/M003 | Furness College South Block DB DB x 4 | EN.EN2 Energy Meter | [6 empty] | 3 | 0 | [10 empty] | No | No
MC071 | Furness College | D045 | Bedroom 1 |  | MC071-L03/M003 | Furness College South Block DB DB x 4 | EN.EN2 Energy Meter | [6 empty] | 3 | 0 | [10 empty] | No | No
MC071 | Furness College | D046 | Kitchen, Dining & Lounge |  | MC071-L03/M003 | Furness College South Block DB DB x 4 | EN.EN2 Energy Meter | [6 empty] | 3 | 0 | [10 empty] | No | No
MC071 | Furness College | D047 | Store |  | MC071-L03/M003 | Furness College South Block DB DB x 4 | EN.EN2 Energy Meter | [6 empty] | 3 | 0 | [10 empty] | No | No
MC071 | Furness College | D048 | Bedroom 2 |  | MC071-L03/M003 | Furness College South Block DB DB x 4 | EN.EN2 Energy Meter | [6 empty] | 3 | 0 | [10 empty] | No | No
MC071 | Furness College | D049 | Bathroom |  | MC071-L03/M003 | Furness College South Block DB DB x 4 | EN.EN2 Energy Meter | [6 empty] | 3 | 0 | [10 empty] | No | No
MC071 | Furness College | CR25 | Lobby |  | MC071-L03/M003 | Furness College South Block DB DB x 4 | EN.EN2 Energy Meter | [6 empty] | 3 | 0 | [10 empty] | No | No
MC071 | Furness College | D055 | Bathroom |  | MC071-L03/M004 | Furness College Green Room DB | EN.EN2 Energy Meter | [6 empty] | 4 | 0 | [10 empty] | No | No
MC071 | Furness College | D056 | Bedroom 1 |  | MC071-L03/M004 | Furness College Green Room DB | EN.EN2 Energy Meter | [6 empty] | 4 | 0 | [10 empty] | No | No
MC071 | Furness College | D057 | Bedroom 2 |  | MC071-L03/M004 | Furness College Green Room DB | EN.EN2 Energy Meter | [6 empty] | 4 | 0 | [10 empty] | No | No
MC071 | Furness College | CR27 | Corridor |  | MC071-L03/M004 | Furness College Green Room DB | EN.EN2 Energy Meter | [6 empty] | 4 | 0 | [10 empty] | No | No
MC071 | Furness College |  |  |  | MC071-L03/M004 | Furness College Green Room DB | EN.EN2 Energy Meter | [6 empty] | 4 | 0 | [10 empty] | No | No
MC071 | Furness College | D051 | Lobby |  | MC071-L03/M004 | Furness College Green Room DB | EN.EN2 Energy Meter | [6 empty] | 4 | 0 | [10 empty] | No | No
MC071 | Furness College | D052 | Store |  | MC071-L03/M004 | Furness College Green Room DB | EN.EN2 Energy Meter | [6 empty] | 4 | 0 | [10 empty] | No | No
MC071 | Furness College |  |  |  | MC071-L03/M004 | Furness College Green Room DB | EN.EN2 Energy Meter | [6 empty] | 4 | 0 | [10 empty] | No | No
MC071 | Furness College | D054 | Kitchen, Dining & Lounge |  | MC071-L03/M004 | Furness College Green Room DB | EN.EN2 Energy Meter | [6 empty] | 4 | 0 | [10 empty] | No | No
MC071 | Furness College |  |  |  | MC071-L03/M005 | Furness College Computer Shop DB | EN.EN2 Energy Meter | [6 empty] | 5 | 0 | [10 empty] | No | No
MC071 | Furness College |  |  |  | MC071-L03/M005 | Furness College Computer Shop DB | EN.EN2 Energy Meter | [6 empty] | 5 | 0 | [10 empty] | No | No
MC071 | Furness College | D045 | Bedroom 1 |  | MC071-L03/M005 | Furness College Computer Shop DB | EN.EN2 Energy Meter | [6 empty] | 5 | 0 | [10 empty] | No | No
MC071 | Furness College | D046 | Kitchen, Dining & Lounge |  | MC071-L03/M005 | Furness College Computer Shop DB | EN.EN2 Energy Meter | [6 empty] | 5 | 0 | [10 empty] | No | No
MC071 | Furness College | D047 | Store |  | MC071-L03/M005 | Furness College Computer Shop DB | EN.EN2 Energy Meter | [6 empty] | 5 | 0 | [10 empty] | No | No
MC071 | Furness College | D048 | Bedroom 2 |  | MC071-L03/M005 | Furness College Computer Shop DB | EN.EN2 Energy Meter | [6 empty] | 5 | 0 | [10 empty] | No | No
MC071 | Furness College | D049 | Bathroom |  | MC071-L03/M005 | Furness College Computer Shop DB | EN.EN2 Energy Meter | [6 empty] | 5 | 0 | [10 empty] | No | No
MC071 | Furness College | CR25 | Lobby |  | MC071-L03/M005 | Furness College Computer Shop DB | EN.EN2 Energy Meter | [6 empty] | 5 | 0 | [10 empty] | No | No
MC071 | Furness College | D056 | Bedroom 1 |  | MC071-L03/M006 | Furness College Venue DB | EN.EN2 Energy Meter | [6 empty] | 6 | 0 | [10 empty] | No | No
MC071 | Furness College | D057 | Bedroom 2 |  | MC071-L03/M006 | Furness College Venue DB | EN.EN2 Energy Meter | [6 empty] | 6 | 0 | [10 empty] | No | No
MC071 | Furness College | CR27 | Corridor |  | MC071-L03/M006 | Furness College Venue DB | EN.EN2 Energy Meter | [6 empty] | 6 | 0 | [10 empty] | No | No
MC071 | Furness College |  |  |  | MC071-L03/M006 | Furness College Venue DB | EN.EN2 Energy Meter | [6 empty] | 6 | 0 | [10 empty] | No | No
MC071 | Furness College | D051 | Lobby |  | MC071-L03/M006 | Furness College Venue DB | EN.EN2 Energy Meter | [6 empty] | 6 | 0 | [10 empty] | No | No
MC071 | Furness College | D052 | Store |  | MC071-L03/M006 | Furness College Venue DB | EN.EN2 Energy Meter | [6 empty] | 6 | 0 | [10 empty] | No | No
MC071 | Furness College |  |  |  | MC071-L03/M006 | Furness College Venue DB | EN.EN2 Energy Meter | [6 empty] | 6 | 0 | [10 empty] | No | No
MC071 | Furness College | D054 | Kitchen, Dining & Lounge |  | MC071-L03/M006 | Furness College Venue DB | EN.EN2 Energy Meter | [6 empty] | 6 | 0 | [10 empty] | No | No
MC071 | Furness College | D055 | Bathroom |  | MC071-L03/M006 | Furness College Venue DB | EN.EN2 Energy Meter | [6 empty] | 6 | 0 | [10 empty] | No | No
MC071 | Furness College |  |  |  | MC071-L03/M007 | Furness College North East Plant Room DB | EN.EN2 Energy Meter | [6 empty] | 7 | 0 | [10 empty] | No | No
MC071 | Furness College | CR13 | Corridor |  | MC071-L03/M007 | Furness College North East Plant Room DB | EN.EN2 Energy Meter | [6 empty] | 7 | 0 | [10 empty] | No | No
MC071 | Furness College |  |  |  | MC071-L03/M008 | Furness College Plant Room LPHW Heat Meter | EN.EN2 Energy Meter | [6 empty] | 8 | 0 | [10 empty] | No | No
MC071 | Furness College |  |  |  | MC071-L12/M001 | Furness Fish and Chips | EN.EN2 Energy Meter | [6 empty] | 1 | 0 | [10 empty] | Yes | No
MC071 | Furness College | LG08 | Trading Space |  | MC071-L12/M001 | Furness Fish and Chips | EN.EN2 Energy Meter | [6 empty] | 1 | 0 | [10 empty] | Yes | No
MC071 | Furness College | LG10 | Store |  | MC071-L12/M001 | Furness Fish and Chips | EN.EN2 Energy Meter | [6 empty] | 1 | 0 | [10 empty] | Yes | No
MC071 | Furness College |  |  |  | MC071-L12/M002 | Furness Laundrette | EN.EN2 Energy Meter | [6 empty] | 2 | 0 | [10 empty] | Yes | No
MC071 | Furness College | LG17 | WC - Female |  | MC071-L12/M002 | Furness Laundrette | EN.EN2 Energy Meter | [6 empty] | 2 | 0 | [10 empty] | Yes | No
MC071 | Furness College | LG18 | WC - Male |  | MC071-L12/M002 | Furness Laundrette | EN.EN2 Energy Meter | [6 empty] | 2 | 0 | [10 empty] | Yes | No
MC071 | Furness College | LG19 | WC - Accessible |  | MC071-L12/M002 | Furness Laundrette | EN.EN2 Energy Meter | [6 empty] | 2 | 0 | [10 empty] | Yes | No
MC071 | Furness College | LG21 | Laundrette |  | MC071-L12/M002 | Furness Laundrette | EN.EN2 Energy Meter | [6 empty] | 2 | 0 | [10 empty] | Yes | No
MC071 | Furness College |  |  |  | MC071-L12/M003 | Pizza Republic | EN.EN2 Energy Meter | [6 empty] | 3 | 0 | [10 empty] | Yes | No
MC071 | Furness College | LG11 | Pizzetta Republic |  | MC071-L12/M003 | Pizza Republic | EN.EN2 Energy Meter | [6 empty] | 3 | 0 | [10 empty] | Yes | No
MC071 | Furness College | LG04 | Trading Space |  | MC071-L12/M003 | Pizza Republic | EN.EN2 Energy Meter | [6 empty] | 3 | 0 | [10 empty] | Yes | No
MC071 | Furness College | LG05 | Trading Space |  | MC071-L12/M003 | Pizza Republic | EN.EN2 Energy Meter | [6 empty] | 3 | 0 | [10 empty] | Yes | No
MC071 | Furness College | LG06 | Trading Space |  | MC071-L12/M003 | Pizza Republic | EN.EN2 Energy Meter | [6 empty] | 3 | 0 | [10 empty] | Yes | No
MC071 | Furness College | LG07 | Trading Space |  | MC071-L12/M003 | Pizza Republic | EN.EN2 Energy Meter | [6 empty] | 3 | 0 | [10 empty] | Yes | No
MC071 | Furness College | LG02 | Copy Room |  | MC071-L12/M003 | Pizza Republic | EN.EN2 Energy Meter | [6 empty] | 3 | 0 | [10 empty] | Yes | No
MC071 | Furness College |  |  |  | MC071-L12/M004 | Pizza Republic | EN.EN2 Energy Meter | [6 empty] | 4 | 0 | [10 empty] | Yes | No
MC071 | Furness College | LG11 | Pizzetta Republic |  | MC071-L12/M004 | Pizza Republic | EN.EN2 Energy Meter | [6 empty] | 4 | 0 | [10 empty] | Yes | No
MC071 | Furness College | LG04 | Trading Space |  | MC071-L12/M004 | Pizza Republic | EN.EN2 Energy Meter | [6 empty] | 4 | 0 | [10 empty] | Yes | No
MC071 | Furness College | LG05 | Trading Space |  | MC071-L12/M004 | Pizza Republic | EN.EN2 Energy Meter | [6 empty] | 4 | 0 | [10 empty] | Yes | No
MC071 | Furness College | LG06 | Trading Space |  | MC071-L12/M004 | Pizza Republic | EN.EN2 Energy Meter | [6 empty] | 4 | 0 | [10 empty] | Yes | No
MC071 | Furness College | LG07 | Trading Space |  | MC071-L12/M004 | Pizza Republic | EN.EN2 Energy Meter | [6 empty] | 4 | 0 | [10 empty] | Yes | No
MC071 | Furness College | LG02 | Copy Room |  | MC071-L12/M004 | Pizza Republic | EN.EN2 Energy Meter | [6 empty] | 4 | 0 | [10 empty] | Yes | No
MC071 | Furness College |  |  |  | MC071-L12/M005 | Furness Fish and Chips | EN.EN2 Energy Meter | [6 empty] | 5 | 0 | [10 empty] | Yes | No
MC071 | Furness College | LG08 | Trading Space |  | MC071-L12/M005 | Furness Fish and Chips | EN.EN2 Energy Meter | [6 empty] | 5 | 0 | [10 empty] | Yes | No
MC071 | Furness College | LG10 | Store |  | MC071-L12/M005 | Furness Fish and Chips | EN.EN2 Energy Meter | [6 empty] | 5 | 0 | [10 empty] | Yes | No
MC071 | Furness College |  |  |  | MC071-L12/M006 | Furness Laundrette | EN.EN2 Energy Meter | [6 empty] | 6 | 0 | [10 empty] | Yes | No
MC071 | Furness College | LG17 | WC - Female |  | MC071-L12/M006 | Furness Laundrette | EN.EN2 Energy Meter | [6 empty] | 6 | 0 | [10 empty] | Yes | No
MC071 | Furness College | LG18 | WC - Male |  | MC071-L12/M006 | Furness Laundrette | EN.EN2 Energy Meter | [6 empty] | 6 | 0 | [10 empty] | Yes | No
MC071 | Furness College | LG19 | WC - Accessible |  | MC071-L12/M006 | Furness Laundrette | EN.EN2 Energy Meter | [6 empty] | 6 | 0 | [10 empty] | Yes | No
MC071 | Furness College | LG21 | Laundrette |  | MC071-L12/M006 | Furness Laundrette | EN.EN2 Energy Meter | [6 empty] | 6 | 0 | [10 empty] | Yes | No
MC071 | Furness College |  |  |  | MC071-L12/M007 | Furness Laundrette | EN.EN2 Energy Meter | [6 empty] | 7 | 0 | [10 empty] | Yes | No
MC071 | Furness College | LG17 | WC - Female |  | MC071-L12/M007 | Furness Laundrette | EN.EN2 Energy Meter | [6 empty] | 7 | 0 | [10 empty] | Yes | No
MC071 | Furness College | LG18 | WC - Male |  | MC071-L12/M007 | Furness Laundrette | EN.EN2 Energy Meter | [6 empty] | 7 | 0 | [10 empty] | Yes | No
MC071 | Furness College | LG19 | WC - Accessible |  | MC071-L12/M007 | Furness Laundrette | EN.EN2 Energy Meter | [6 empty] | 7 | 0 | [10 empty] | Yes | No
MC071 | Furness College | LG21 | Laundrette |  | MC071-L12/M007 | Furness Laundrette | EN.EN2 Energy Meter | [6 empty] | 7 | 0 | [10 empty] | Yes | No
MC071 | Furness College | LG07 | Trading Space |  | MC071-L12/M008 | Pizza Republic | EN.EN2 Energy Meter | [6 empty] | 8 | 0 | [10 empty] | Yes | No
MC071 | Furness College | LG02 | Copy Room |  | MC071-L12/M008 | Pizza Republic | EN.EN2 Energy Meter | [6 empty] | 8 | 0 | [10 empty] | Yes | No
MC071 | Furness College |  |  |  | MC071-L12/M008 | Pizza Republic | EN.EN2 Energy Meter | [6 empty] | 8 | 0 | [10 empty] | Yes | No
MC071 | Furness College | LG11 | Pizzetta Republic |  | MC071-L12/M008 | Pizza Republic | EN.EN2 Energy Meter | [6 empty] | 8 | 0 | [10 empty] | Yes | No
MC071 | Furness College | LG04 | Trading Space |  | MC071-L12/M008 | Pizza Republic | EN.EN2 Energy Meter | [6 empty] | 8 | 0 | [10 empty] | Yes | No
MC071 | Furness College | LG05 | Trading Space |  | MC071-L12/M008 | Pizza Republic | EN.EN2 Energy Meter | [6 empty] | 8 | 0 | [10 empty] | Yes | No
MC071 | Furness College | LG06 | Trading Space |  | MC071-L12/M008 | Pizza Republic | EN.EN2 Energy Meter | [6 empty] | 8 | 0 | [10 empty] | Yes | No
MC071 | Furness College |  |  |  | MC071-L02/M001 | Furness College North Level B DB NDB 01 | EN.EN2 Energy Meter | [6 empty] | 1 | 0 | [10 empty] | No | No
MC071 | Furness College |  |  |  | MC071-L02/M002 | Furness College Comms Room DB Level B COMDB 01 | EN.EN2 Energy Meter | [6 empty] | 2 | 0 | [10 empty] | No | No
MC071 | Furness College | CR07 | Corridor |  | MC071-L02/M002 | Furness College Comms Room DB Level B COMDB 01 | EN.EN2 Energy Meter | [6 empty] | 2 | 0 | [10 empty] | No | No
MC071 | Furness College | SW03 | Staiwell |  | MC071-L02/M002 | Furness College Comms Room DB Level B COMDB 01 | EN.EN2 Energy Meter | [6 empty] | 2 | 0 | [10 empty] | No | No
MC071 | Furness College | SW03 | South East Stairwell |  | MC071-L02/M002 | Furness College Comms Room DB Level B COMDB 01 | EN.EN2 Energy Meter | [6 empty] | 2 | 0 | [10 empty] | No | No
MC071 | Furness College | SW03 | Stairwell 03 |  | MC071-L02/M002 | Furness College Comms Room DB Level B COMDB 01 | EN.EN2 Energy Meter | [6 empty] | 2 | 0 | [10 empty] | No | No
MC071 | Furness College | SW03 | Stairwell adj Flats 6 and 7 |  | MC071-L02/M002 | Furness College Comms Room DB Level B COMDB 01 | EN.EN2 Energy Meter | [6 empty] | 2 | 0 | [10 empty] | No | No
MC071 | Furness College |  |  |  | MC071-L02/M003 | Furness College North Block Level C DB NDB 02 | EN.EN2 Energy Meter | [6 empty] | 3 | 0 | [10 empty] | No | No
MC071 | Furness College | A001 | Foyer |  | MC071-L02/M003 | Furness College North Block Level C DB NDB 02 | EN.EN2 Energy Meter | [6 empty] | 3 | 0 | [10 empty] | No | No
MC071 | Furness College | A002 | Porter's Lodge |  | MC071-L02/M003 | Furness College North Block Level C DB NDB 02 | EN.EN2 Energy Meter | [6 empty] | 3 | 0 | [10 empty] | No | No
MC071 | Furness College | A003 | Mail Room |  | MC071-L02/M003 | Furness College North Block Level C DB NDB 02 | EN.EN2 Energy Meter | [6 empty] | 3 | 0 | [10 empty] | No | No
MC071 | Furness College | A004 | Pigeon Holes |  | MC071-L02/M003 | Furness College North Block Level C DB NDB 02 | EN.EN2 Energy Meter | [6 empty] | 3 | 0 | [10 empty] | No | No
MC071 | Furness College |  |  |  | MC071-L02/M004 | Furness College Comms Room DB LevelC Com DB 02 | EN.EN2 Energy Meter | [6 empty] | 4 | 0 | [10 empty] | No | No
MC071 | Furness College | A001 | Foyer |  | MC071-L02/M004 | Furness College Comms Room DB LevelC Com DB 02 | EN.EN2 Energy Meter | [6 empty] | 4 | 0 | [10 empty] | No | No
MC071 | Furness College | A002 | Porter's Lodge |  | MC071-L02/M004 | Furness College Comms Room DB LevelC Com DB 02 | EN.EN2 Energy Meter | [6 empty] | 4 | 0 | [10 empty] | No | No
MC071 | Furness College | A003 | Mail Room |  | MC071-L02/M004 | Furness College Comms Room DB LevelC Com DB 02 | EN.EN2 Energy Meter | [6 empty] | 4 | 0 | [10 empty] | No | No
MC071 | Furness College | A004 | Pigeon Holes |  | MC071-L02/M004 | Furness College Comms Room DB LevelC Com DB 02 | EN.EN2 Energy Meter | [6 empty] | 4 | 0 | [10 empty] | No | No
MC071 | Furness College |  |  |  | MC071-L02/M005 | Furness College North Block Roof DB NDB 03 | EN.EN2 Energy Meter | [6 empty] | 5 | 0 | [10 empty] | No | No
MC071 | Furness College | A030 | WC - Accessible |  | MC071-L02/M005 | Furness College North Block Roof DB NDB 03 | EN.EN2 Energy Meter | [6 empty] | 5 | 0 | [10 empty] | No | No
MC071 | Furness College | A031 | WC - Female |  | MC071-L02/M005 | Furness College North Block Roof DB NDB 03 | EN.EN2 Energy Meter | [6 empty] | 5 | 0 | [10 empty] | No | No
MC071 | Furness College | A031r1 | Service Riser |  | MC071-L02/M005 | Furness College North Block Roof DB NDB 03 | EN.EN2 Energy Meter | [6 empty] | 5 | 0 | [10 empty] | No | No
MC071 | Furness College | A032 | WC - Male |  | MC071-L02/M005 | Furness College North Block Roof DB NDB 03 | EN.EN2 Energy Meter | [6 empty] | 5 | 0 | [10 empty] | No | No
MC071 | Furness College | A033 | Cleaners |  | MC071-L02/M005 | Furness College North Block Roof DB NDB 03 | EN.EN2 Energy Meter | [6 empty] | 5 | 0 | [10 empty] | No | No
MC071 | Furness College | SW04 | South West Stairwell |  | MC071-L02/M005 | Furness College North Block Roof DB NDB 03 | EN.EN2 Energy Meter | [6 empty] | 5 | 0 | [10 empty] | No | No
MC071 | Furness College | SW04 | Stairwell 04 |  | MC071-L02/M005 | Furness College North Block Roof DB NDB 03 | EN.EN2 Energy Meter | [6 empty] | 5 | 0 | [10 empty] | No | No
MC071 | Furness College | SW04 | Stairwell 04 |  | MC071-L02/M005 | Furness College North Block Roof DB NDB 03 | EN.EN2 Energy Meter | [6 empty] | 5 | 0 | [10 empty] | No | No
MC071 | Furness College | SW04 | Stairwell to Flats 8 and 9 |  | MC071-L02/M005 | Furness College North Block Roof DB NDB 03 | EN.EN2 Energy Meter | [6 empty] | 5 | 0 | [10 empty] | No | No
MC071 | Furness College |  |  |  | MC071-L02/M006 | Furness College Flat and Local Power SWDB 01 | EN.EN2 Energy Meter | [6 empty] | 6 | 0 | [10 empty] | No | No
MC071 | Furness College | A030 | WC - Accessible |  | MC071-L02/M006 | Furness College Flat and Local Power SWDB 01 | EN.EN2 Energy Meter | [6 empty] | 6 | 0 | [10 empty] | No | No
MC071 | Furness College | A031 | WC - Female |  | MC071-L02/M006 | Furness College Flat and Local Power SWDB 01 | EN.EN2 Energy Meter | [6 empty] | 6 | 0 | [10 empty] | No | No
MC071 | Furness College | SW04 | Stairwell to Flats 8 and 9 |  | MC071-L02/M006 | Furness College Flat and Local Power SWDB 01 | EN.EN2 Energy Meter | [6 empty] | 6 | 0 | [10 empty] | No | No
MC071 | Furness College | A031r1 | Service Riser |  | MC071-L02/M006 | Furness College Flat and Local Power SWDB 01 | EN.EN2 Energy Meter | [6 empty] | 6 | 0 | [10 empty] | No | No
MC071 | Furness College | A032 | WC - Male |  | MC071-L02/M006 | Furness College Flat and Local Power SWDB 01 | EN.EN2 Energy Meter | [6 empty] | 6 | 0 | [10 empty] | No | No
MC071 | Furness College | A033 | Cleaners |  | MC071-L02/M006 | Furness College Flat and Local Power SWDB 01 | EN.EN2 Energy Meter | [6 empty] | 6 | 0 | [10 empty] | No | No
MC071 | Furness College | SW04 | South West Stairwell |  | MC071-L02/M006 | Furness College Flat and Local Power SWDB 01 | EN.EN2 Energy Meter | [6 empty] | 6 | 0 | [10 empty] | No | No
MC071 | Furness College | SW04 | Stairwell 04 |  | MC071-L02/M006 | Furness College Flat and Local Power SWDB 01 | EN.EN2 Energy Meter | [6 empty] | 6 | 0 | [10 empty] | No | No
MC071 | Furness College | SW04 | Stairwell 04 |  | MC071-L02/M006 | Furness College Flat and Local Power SWDB 01 | EN.EN2 Energy Meter | [6 empty] | 6 | 0 | [10 empty] | No | No
MC071 | Furness College |  |  |  | MC071-L02/M007 | Furness College Flat and Local Power DB SEDB 01 | EN.EN2 Energy Meter | [6 empty] | 7 | 0 | [10 empty] | No | No
MC071 | Furness College | A0 | Whole Building |  | MC071-L02/M007 | Furness College Flat and Local Power DB SEDB 01 | EN.EN2 Energy Meter | [6 empty] | 7 | 0 | [10 empty] | No | No
MC071 | Furness College |  |  |  | MC071-L02/M008 | Furness College Flat and Local Power DB SEDB 02 | EN.EN2 Energy Meter | [6 empty] | 8 | 0 | [10 empty] | No | No
MC071 | Furness College | A0 | Whole Building |  | MC071-L02/M008 | Furness College Flat and Local Power DB SEDB 02 | EN.EN2 Energy Meter | [6 empty] | 8 | 0 | [10 empty] | No | No
MC071 | Furness College |  |  |  | MC071-L10/M001 | Furness College Flat 6 | EN.EN2 Energy Meter | [6 empty] | 1 | 0 | [10 empty] | No | No
MC071 | Furness College | CR23 | Corridor adj Flats 6 and 7 |  | MC071-L10/M001 | Furness College Flat 6 | EN.EN2 Energy Meter | [6 empty] | 1 | 0 | [10 empty] | No | No
MC071 | Furness College |  |  |  | MC071-L10/M002 | Furness College Flat 7 | EN.EN2 Energy Meter | [6 empty] | 2 | 0 | [10 empty] | No | No
MC071 | Furness College | CR24 | Corridor |  | MC071-L10/M002 | Furness College Flat 7 | EN.EN2 Energy Meter | [6 empty] | 2 | 0 | [10 empty] | No | No
MC071 | Furness College |  |  |  | MC071-L10/M003 | Furness College Flat 5 | EN.EN2 Energy Meter | [6 empty] | 3 | 0 | [10 empty] | No | No
MC071 | Furness College | D025 | Bedroom 1 |  | MC071-L10/M003 | Furness College Flat 5 | EN.EN2 Energy Meter | [6 empty] | 3 | 0 | [10 empty] | No | No
MC071 | Furness College | D026 | Bedroom 2 |  | MC071-L10/M003 | Furness College Flat 5 | EN.EN2 Energy Meter | [6 empty] | 3 | 0 | [10 empty] | No | No
MC071 | Furness College | D027 | Corridor |  | MC071-L10/M003 | Furness College Flat 5 | EN.EN2 Energy Meter | [6 empty] | 3 | 0 | [10 empty] | No | No
MC071 | Furness College | D028 | Bathroom |  | MC071-L10/M003 | Furness College Flat 5 | EN.EN2 Energy Meter | [6 empty] | 3 | 0 | [10 empty] | No | No
MC071 | Furness College |  |  |  | MC071-L10/M003 | Furness College Flat 5 | EN.EN2 Energy Meter | [6 empty] | 3 | 0 | [10 empty] | No | No
MC071 | Furness College |  |  |  | MC071-L10/M004 | Furness College Flat 6 | EN.EN2 Energy Meter | [6 empty] | 4 | 0 | [10 empty] | No | No
MC071 | Furness College | CR23 | Corridor adj Flats 6 and 7 |  | MC071-L10/M004 | Furness College Flat 6 | EN.EN2 Energy Meter | [6 empty] | 4 | 0 | [10 empty] | No | No
MC071 | Furness College |  |  |  | MC071-L10/M005 | Furness College Flat 7 | EN.EN2 Energy Meter | [6 empty] | 5 | 0 | [10 empty] | No | No
MC071 | Furness College | CR24 | Corridor |  | MC071-L10/M005 | Furness College Flat 7 | EN.EN2 Energy Meter | [6 empty] | 5 | 0 | [10 empty] | No | No
MC071 | Furness College |  |  |  | MC071-L10/M007 | Furness College DB LCDB 021 Power | EN.EN2 Energy Meter | [6 empty] | 7 | 0 | [10 empty] | No | No
MC071 | Furness College |  |  |  | MC071-L10/M008 | Furness College DB LCDB 021 Lighting | EN.EN2 Energy Meter | [6 empty] | 8 | 0 | [10 empty] | No | No
MC071 | Furness College | CR12 | Corridor |  | MC071-L10/M008 | Furness College DB LCDB 021 Lighting | EN.EN2 Energy Meter | [6 empty] | 8 | 0 | [10 empty] | No | No
MC071 | Furness College |  |  |  | MC071-L04/M001 | Faculty of Science and Technology | EN.EN2 Energy Meter | [6 empty] | 1 | 0 | [10 empty] | No | No
MC071 | Furness College |  |  |  | MC071-L04/M002 | Faculty of Science and Technology | EN.EN2 Energy Meter | [6 empty] | 2 | 0 | [10 empty] | No | No
MC071 | Furness College |  |  |  | MC071-L04/M003 | Faculty of Science and Technology | EN.EN2 Energy Meter | [6 empty] | 3 | 0 | [10 empty] | No | No
MC071 | Furness College |  |  |  | MC071-L04/M004 | Management School Phase 1 | EN.EN2 Energy Meter | [6 empty] | 4 | 0 | [10 empty] | No | No
MC071 | Furness College |  |  |  | MC071-L04/M005 | Old Sports Centre | EN.EN2 Energy Meter | [6 empty] | 5 | 0 | [10 empty] | No | No
MC071 | Furness College |  |  |  | MC071-L04/M006 | Faculty of Science and Technology | EN.EN2 Energy Meter | [6 empty] | 6 | 0 | [10 empty] | No | No
MC071 | Furness College |  |  |  | MC071-L04/M007 | Faculty of Science and Technology Immersion heater | EN.EN2 Energy Meter | [6 empty] | 7 | 0 | [10 empty] | No | No
MC071 | Furness College |  |  |  | MC071-L09/M001 | Furness College Flat 1 | EN.EN2 Energy Meter | [6 empty] | 1 | 0 | [10 empty] | No | No
MC071 | Furness College | D002 | Lobby |  | MC071-L09/M001 | Furness College Flat 1 | EN.EN2 Energy Meter | [6 empty] | 1 | 0 | [10 empty] | No | No
MC071 | Furness College |  |  |  | MC071-L09/M001 | Furness College Flat 1 | EN.EN2 Energy Meter | [6 empty] | 1 | 0 | [10 empty] | No | No
MC071 | Furness College | D004 | Kitchen, Dining & Lounge |  | MC071-L09/M001 | Furness College Flat 1 | EN.EN2 Energy Meter | [6 empty] | 1 | 0 | [10 empty] | No | No
MC071 | Furness College | D005 | Bedroom 1 |  | MC071-L09/M001 | Furness College Flat 1 | EN.EN2 Energy Meter | [6 empty] | 1 | 0 | [10 empty] | No | No
MC071 | Furness College | D006 | Bathroom |  | MC071-L09/M001 | Furness College Flat 1 | EN.EN2 Energy Meter | [6 empty] | 1 | 0 | [10 empty] | No | No
MC071 | Furness College | CR18 | Corridor |  | MC071-L09/M001 | Furness College Flat 1 | EN.EN2 Energy Meter | [6 empty] | 1 | 0 | [10 empty] | No | No
MC071 | Furness College |  |  |  | MC071-L09/M002 | Furness College Flat 2 | EN.EN2 Energy Meter | [6 empty] | 2 | 0 | [10 empty] | No | No
MC071 | Furness College | D007 | Bedroom 1 |  | MC071-L09/M002 | Furness College Flat 2 | EN.EN2 Energy Meter | [6 empty] | 2 | 0 | [10 empty] | No | No
MC071 | Furness College |  |  |  | MC071-L09/M002 | Furness College Flat 2 | EN.EN2 Energy Meter | [6 empty] | 2 | 0 | [10 empty] | No | No
MC071 | Furness College | D009 | Bedroom 2 |  | MC071-L09/M002 | Furness College Flat 2 | EN.EN2 Energy Meter | [6 empty] | 2 | 0 | [10 empty] | No | No
MC071 | Furness College | D010 | Kitchen, Dining & Lounge |  | MC071-L09/M002 | Furness College Flat 2 | EN.EN2 Energy Meter | [6 empty] | 2 | 0 | [10 empty] | No | No
MC071 | Furness College | D011 | Bathroom |  | MC071-L09/M002 | Furness College Flat 2 | EN.EN2 Energy Meter | [6 empty] | 2 | 0 | [10 empty] | No | No
MC071 | Furness College | CR20 | Corridor adj Flats 2 and 3 |  | MC071-L09/M002 | Furness College Flat 2 | EN.EN2 Energy Meter | [6 empty] | 2 | 0 | [10 empty] | No | No
MC071 | Furness College | D015 | Bathroom |  | MC071-L09/M003 | Furness College Flat 3 | EN.EN2 Energy Meter | [6 empty] | 3 | 0 | [10 empty] | No | No
MC071 | Furness College |  |  |  | MC071-L09/M003 | Furness College Flat 3 | EN.EN2 Energy Meter | [6 empty] | 3 | 0 | [10 empty] | No | No
MC071 | Furness College | D018 | Kitchen, Dining & Lounge |  | MC071-L09/M003 | Furness College Flat 3 | EN.EN2 Energy Meter | [6 empty] | 3 | 0 | [10 empty] | No | No
MC071 | Furness College | CR22 | Corridor |  | MC071-L09/M003 | Furness College Flat 3 | EN.EN2 Energy Meter | [6 empty] | 3 | 0 | [10 empty] | No | No
MC071 | Furness College |  |  |  | MC071-L09/M003 | Furness College Flat 3 | EN.EN2 Energy Meter | [6 empty] | 3 | 0 | [10 empty] | No | No
MC071 | Furness College | D013 | Bedroom 2 |  | MC071-L09/M003 | Furness College Flat 3 | EN.EN2 Energy Meter | [6 empty] | 3 | 0 | [10 empty] | No | No
MC071 | Furness College | D014 | Bedroom 1 |  | MC071-L09/M003 | Furness College Flat 3 | EN.EN2 Energy Meter | [6 empty] | 3 | 0 | [10 empty] | No | No
MC071 | Furness College | D023 | Kitchen, Dining & Lounge |  | MC071-L09/M004 | Furness College Flat 4 | EN.EN2 Energy Meter | [6 empty] | 4 | 0 | [10 empty] | No | No
MC071 | Furness College |  |  |  | MC071-L09/M004 | Furness College Flat 4 | EN.EN2 Energy Meter | [6 empty] | 4 | 0 | [10 empty] | No | No
MC071 | Furness College | CR22 | Corridor |  | MC071-L09/M004 | Furness College Flat 4 | EN.EN2 Energy Meter | [6 empty] | 4 | 0 | [10 empty] | No | No
MC071 | Furness College |  |  |  | MC071-L09/M004 | Furness College Flat 4 | EN.EN2 Energy Meter | [6 empty] | 4 | 0 | [10 empty] | No | No
MC071 | Furness College | D019 | Bedroom 1 |  | MC071-L09/M004 | Furness College Flat 4 | EN.EN2 Energy Meter | [6 empty] | 4 | 0 | [10 empty] | No | No
MC071 | Furness College | D020 | Lobby |  | MC071-L09/M004 | Furness College Flat 4 | EN.EN2 Energy Meter | [6 empty] | 4 | 0 | [10 empty] | No | No
MC071 | Furness College | D021 | Bedroom 2 |  | MC071-L09/M004 | Furness College Flat 4 | EN.EN2 Energy Meter | [6 empty] | 4 | 0 | [10 empty] | No | No
MC071 | Furness College | D022 | Bathroom |  | MC071-L09/M004 | Furness College Flat 4 | EN.EN2 Energy Meter | [6 empty] | 4 | 0 | [10 empty] | No | No
MC071 | Furness College |  |  |  | MC071-L09/M005 | Furness College Flat 5 | EN.EN2 Energy Meter | [6 empty] | 5 | 0 | [10 empty] | No | No
MC071 | Furness College | D025 | Bedroom 1 |  | MC071-L09/M005 | Furness College Flat 5 | EN.EN2 Energy Meter | [6 empty] | 5 | 0 | [10 empty] | No | No
MC071 | Furness College | D026 | Bedroom 2 |  | MC071-L09/M005 | Furness College Flat 5 | EN.EN2 Energy Meter | [6 empty] | 5 | 0 | [10 empty] | No | No
MC071 | Furness College | D027 | Corridor |  | MC071-L09/M005 | Furness College Flat 5 | EN.EN2 Energy Meter | [6 empty] | 5 | 0 | [10 empty] | No | No
MC071 | Furness College | D028 | Bathroom |  | MC071-L09/M005 | Furness College Flat 5 | EN.EN2 Energy Meter | [6 empty] | 5 | 0 | [10 empty] | No | No
MC071 | Furness College |  |  |  | MC071-L09/M005 | Furness College Flat 5 | EN.EN2 Energy Meter | [6 empty] | 5 | 0 | [10 empty] | No | No
MC071 | Furness College |  |  |  | MC071-L09/M006 | Furness College Flat 6 | EN.EN2 Energy Meter | [6 empty] | 6 | 0 | [10 empty] | No | No
MC071 | Furness College | CR23 | Corridor adj Flats 6 and 7 |  | MC071-L09/M006 | Furness College Flat 6 | EN.EN2 Energy Meter | [6 empty] | 6 | 0 | [10 empty] | No | No
MC071 | Furness College |  |  |  | MC071-L09/M007 | Furness College Flat 7 | EN.EN2 Energy Meter | [6 empty] | 7 | 0 | [10 empty] | No | No
MC071 | Furness College | CR24 | Corridor |  | MC071-L09/M007 | Furness College Flat 7 | EN.EN2 Energy Meter | [6 empty] | 7 | 0 | [10 empty] | No | No
MC071 | Furness College |  |  |  | MC071-L09/M008 | Furness College Flat 8 | EN.EN2 Energy Meter | [6 empty] | 8 | 0 | [10 empty] | No | No
MC071 | Furness College | D025 | Bedroom 1 |  | MC071-L09/M008 | Furness College Flat 8 | EN.EN2 Energy Meter | [6 empty] | 8 | 0 | [10 empty] | No | No
MC071 | Furness College | D026 | Bedroom 2 |  | MC071-L09/M008 | Furness College Flat 8 | EN.EN2 Energy Meter | [6 empty] | 8 | 0 | [10 empty] | No | No
MC071 | Furness College | D027 | Corridor |  | MC071-L09/M008 | Furness College Flat 8 | EN.EN2 Energy Meter | [6 empty] | 8 | 0 | [10 empty] | No | No
MC071 | Furness College | D028 | Bathroom |  | MC071-L09/M008 | Furness College Flat 8 | EN.EN2 Energy Meter | [6 empty] | 8 | 0 | [10 empty] | No | No
MC071 | Furness College |  |  |  | MC071-L09/M008 | Furness College Flat 8 | EN.EN2 Energy Meter | [6 empty] | 8 | 0 | [10 empty] | No | No
MC071 | Furness College |  |  |  | MC071-L06/M001 | Furness College DB LBDB 011 Power | EN.EN2 Energy Meter | [6 empty] | 1 | 0 | [10 empty] | No | No
MC071 | Furness College |  |  |  | MC071-L06/M002 | Furness College DB LBDB 011 Lighting | EN.EN2 Energy Meter | [6 empty] | 2 | 0 | [10 empty] | No | No
MC071 | Furness College |  |  |  | MC071-L06/M003 | Furness College DB GDB 003 Power | EN.EN2 Energy Meter | [6 empty] | 3 | 0 | [10 empty] | No | No
MC071 | Furness College |  |  |  | MC071-L06/M004 | Furness College DB GDB 003 Lighting | EN.EN2 Energy Meter | [6 empty] | 4 | 0 | [10 empty] | No | No
MC071 | Furness College | SW02 | North West Stairwell |  | MC071-L06/M005 | Furness College DB LADB 011 Power | EN.EN2 Energy Meter | [6 empty] | 5 | 0 | [10 empty] | No | No
MC071 | Furness College | SW02 | Stairwell 02 |  | MC071-L06/M005 | Furness College DB LADB 011 Power | EN.EN2 Energy Meter | [6 empty] | 5 | 0 | [10 empty] | No | No
MC071 | Furness College | SW02 | Stairwell adj Flats 2 and 3 |  | MC071-L06/M005 | Furness College DB LADB 011 Power | EN.EN2 Energy Meter | [6 empty] | 5 | 0 | [10 empty] | No | No
MC071 | Furness College |  |  |  | MC071-L06/M005 | Furness College DB LADB 011 Power | EN.EN2 Energy Meter | [6 empty] | 5 | 0 | [10 empty] | No | No
MC071 | Furness College |  |  |  | MC071-L06/M005 | Furness College DB LADB 011 Power | EN.EN2 Energy Meter | [6 empty] | 5 | 0 | [10 empty] | No | No
MC071 | Furness College | D001 | Store adj Flat 1 |  | MC071-L06/M005 | Furness College DB LADB 011 Power | EN.EN2 Energy Meter | [6 empty] | 5 | 0 | [10 empty] | No | No
MC071 | Furness College | CR20 | Corridor adj Flats 2 and 3 |  | MC071-L06/M005 | Furness College DB LADB 011 Power | EN.EN2 Energy Meter | [6 empty] | 5 | 0 | [10 empty] | No | No
MC071 | Furness College | D012 | Store |  | MC071-L06/M005 | Furness College DB LADB 011 Power | EN.EN2 Energy Meter | [6 empty] | 5 | 0 | [10 empty] | No | No
MC071 | Furness College | SW02 | NE Stairwell |  | MC071-L06/M005 | Furness College DB LADB 011 Power | EN.EN2 Energy Meter | [6 empty] | 5 | 0 | [10 empty] | No | No
MC071 | Furness College |  |  |  | MC071-L06/M006 | Furness College DB LADB 011 Lighting | EN.EN2 Energy Meter | [6 empty] | 6 | 0 | [10 empty] | No | No
MC071 | Furness College | CR26 | Corridor adj Flats 8 and 9 |  | MC071-L06/M006 | Furness College DB LADB 011 Lighting | EN.EN2 Energy Meter | [6 empty] | 6 | 0 | [10 empty] | No | No
MC071 | Furness College | D050 | Store |  | MC071-L06/M006 | Furness College DB LADB 011 Lighting | EN.EN2 Energy Meter | [6 empty] | 6 | 0 | [10 empty] | No | No
MC071 | Furness College | SW04 | South West Stairwell |  | MC071-L06/M006 | Furness College DB LADB 011 Lighting | EN.EN2 Energy Meter | [6 empty] | 6 | 0 | [10 empty] | No | No
MC071 | Furness College | SW04 | Stairwell 04 |  | MC071-L06/M006 | Furness College DB LADB 011 Lighting | EN.EN2 Energy Meter | [6 empty] | 6 | 0 | [10 empty] | No | No
MC071 | Furness College | SW04 | Stairwell 04 |  | MC071-L06/M006 | Furness College DB LADB 011 Lighting | EN.EN2 Energy Meter | [6 empty] | 6 | 0 | [10 empty] | No | No
MC071 | Furness College | SW04 | Stairwell to Flats 8 and 9 |  | MC071-L06/M006 | Furness College DB LADB 011 Lighting | EN.EN2 Energy Meter | [6 empty] | 6 | 0 | [10 empty] | No | No
MC071 | Furness College | SW03 | Staiwell |  | MC071-L06/M007 | Furness College DHW System Cold Water | EN.EN2 Energy Meter | [6 empty] | 7 | 0 | [10 empty] | No | No
MC071 | Furness College | SW03 | South East Stairwell |  | MC071-L06/M007 | Furness College DHW System Cold Water | EN.EN2 Energy Meter | [6 empty] | 7 | 0 | [10 empty] | No | No
MC071 | Furness College | SW03 | Stairwell 03 |  | MC071-L06/M007 | Furness College DHW System Cold Water | EN.EN2 Energy Meter | [6 empty] | 7 | 0 | [10 empty] | No | No
MC071 | Furness College | SW03 | Stairwell adj Flats 6 and 7 |  | MC071-L06/M007 | Furness College DHW System Cold Water | EN.EN2 Energy Meter | [6 empty] | 7 | 0 | [10 empty] | No | No
MC071 | Furness College |  |  |  | MC071-L06/M007 | Furness College DHW System Cold Water | EN.EN2 Energy Meter | [6 empty] | 7 | 0 | [10 empty] | No | No
MC071 | Furness College | CR23 | Corridor adj Flats 6 and 7 |  | MC071-L06/M007 | Furness College DHW System Cold Water | EN.EN2 Energy Meter | [6 empty] | 7 | 0 | [10 empty] | No | No
MC071 | Furness College | D036 | Store adj Flats 6 and 7 |  | MC071-L06/M007 | Furness College DHW System Cold Water | EN.EN2 Energy Meter | [6 empty] | 7 | 0 | [10 empty] | No | No
MC071 | Furness College | SW02 | Stairwell 02 |  | MC071-L06/M008 | Furness College | EN.EN2 Energy Meter | [6 empty] | 8 | 0 | [10 empty] | No | No
MC071 | Furness College | SW02 | Stairwell adj Flats 2 and 3 |  | MC071-L06/M008 | Furness College | EN.EN2 Energy Meter | [6 empty] | 8 | 0 | [10 empty] | No | No
MC071 | Furness College |  |  |  | MC071-L06/M008 | Furness College | EN.EN2 Energy Meter | [6 empty] | 8 | 0 | [10 empty] | No | No
MC071 | Furness College |  |  |  | MC071-L06/M008 | Furness College | EN.EN2 Energy Meter | [6 empty] | 8 | 0 | [10 empty] | No | No
MC071 | Furness College | D001 | Store adj Flat 1 |  | MC071-L06/M008 | Furness College | EN.EN2 Energy Meter | [6 empty] | 8 | 0 | [10 empty] | No | No
MC071 | Furness College | CR20 | Corridor adj Flats 2 and 3 |  | MC071-L06/M008 | Furness College | EN.EN2 Energy Meter | [6 empty] | 8 | 0 | [10 empty] | No | No
MC071 | Furness College | D012 | Store |  | MC071-L06/M008 | Furness College | EN.EN2 Energy Meter | [6 empty] | 8 | 0 | [10 empty] | No | No
MC071 | Furness College | SW02 | NE Stairwell |  | MC071-L06/M008 | Furness College | EN.EN2 Energy Meter | [6 empty] | 8 | 0 | [10 empty] | No | No
MC071 | Furness College | SW02 | North West Stairwell |  | MC071-L06/M008 | Furness College | EN.EN2 Energy Meter | [6 empty] | 8 | 0 | [10 empty] | No | No
MC071 | Furness College |  |  |  | MC071-L01/M001 | Furness College Foyer Area DB | EN.EN2 Energy Meter | [6 empty] | 1 | 0 | [10 empty] | No | No
MC071 | Furness College | A0 | Whole Building |  | MC071-L01/M001 | Furness College Foyer Area DB | EN.EN2 Energy Meter | [6 empty] | 1 | 0 | [10 empty] | No | No
MC071 | Furness College |  |  |  | MC071-L01/M002 | Furness College Master Fire Alarm Panel | EN.EN2 Energy Meter | [6 empty] | 2 | 0 | [10 empty] | No | No
MC071 | Furness College |  |  |  | MC071-L01/M003 | Furness College NE Passenger lift | EN.EN2 Energy Meter | [6 empty] | 3 | 0 | [10 empty] | No | No
MC071 | Furness College |  |  |  | MC071-L01/M004 | Furness College NW Passenger lift | EN.EN2 Energy Meter | [6 empty] | 4 | 0 | [10 empty] | No | No
MC071 | Furness College |  |  |  | MC071-L01/M005 | Furness College SCR /TV Room GB GDB 01 | EN.EN2 Energy Meter | [6 empty] | 5 | 0 | [10 empty] | No | No
MC071 | Furness College |  |  |  | MC071-L01/M006 | Furness College Bard DB GDB 002 | EN.EN2 Energy Meter | [6 empty] | 6 | 0 | [10 empty] | No | No
MC071 | Furness College |  |  |  | MC071-L01/M007 | Furness College Switch Room DB PDB 001 | EN.EN2 Energy Meter | [6 empty] | 7 | 0 | [10 empty] | No | No
MC071 | Furness College |  |  |  | MC071-L01/M008 | Furness College OSS Walkway Lighting DB | EN.EN2 Energy Meter | [6 empty] | 8 | 0 | [10 empty] | No | No
MC071 | Furness College |  |  |  | MC071-L05/M001 | Furness College Flat 8 | EN.EN2 Energy Meter | [6 empty] | 1 | 0 | [10 empty] | No | No
MC071 | Furness College |  |  |  | MC071-L05/M002 | Furness College Flat 9 | EN.EN2 Energy Meter | [6 empty] | 2 | 0 | [10 empty] | No | No
MC071 | Furness College |  |  |  | MC071-L05/M003 | Furness College Flat 8 | EN.EN2 Energy Meter | [6 empty] | 3 | 0 | [10 empty] | No | No
MC071 | Furness College |  |  |  | MC071-L05/M004 | Furness College Flat 9 | EN.EN2 Energy Meter | [6 empty] | 4 | 0 | [10 empty] | No | No
MC071 | Furness College |  |  |  | MC071-L05/M005 | Furness College Flat 8 | EN.EN2 Energy Meter | [6 empty] | 5 | 0 | [10 empty] | No | No
MC071 | Furness College |  |  |  | MC071-L05/M006 | Furness College Flat 9 | EN.EN2 Energy Meter | [6 empty] | 6 | 0 | [10 empty] | No | No
MC071 | Furness College |  |  |  | MC071-L05/M007 | Furness College DB LCDB 011 Power | EN.EN2 Energy Meter | [6 empty] | 7 | 0 | [10 empty] | No | No
MC071 | Furness College |  |  |  | MC071-L05/M008 | Furness College DN LCDB 011 Lighting | EN.EN2 Energy Meter | [6 empty] | 8 | 0 | [10 empty] | No | No
MC071 | Furness College | A0 | Whole Building |  | MC071-L05/M008 | Furness College DN LCDB 011 Lighting | EN.EN2 Energy Meter | [6 empty] | 8 | 0 | [10 empty] | No | No
MC071 | Furness College |  |  |  | MC071-L08/M001 | Furness College Flat 1 | EN.EN2 Energy Meter | [6 empty] | 1 | 0 | [10 empty] | No | No
MC071 | Furness College | D002 | Lobby |  | MC071-L08/M001 | Furness College Flat 1 | EN.EN2 Energy Meter | [6 empty] | 1 | 0 | [10 empty] | No | No
MC071 | Furness College |  |  |  | MC071-L08/M001 | Furness College Flat 1 | EN.EN2 Energy Meter | [6 empty] | 1 | 0 | [10 empty] | No | No
MC071 | Furness College | D004 | Kitchen, Dining & Lounge |  | MC071-L08/M001 | Furness College Flat 1 | EN.EN2 Energy Meter | [6 empty] | 1 | 0 | [10 empty] | No | No
MC071 | Furness College | D005 | Bedroom 1 |  | MC071-L08/M001 | Furness College Flat 1 | EN.EN2 Energy Meter | [6 empty] | 1 | 0 | [10 empty] | No | No
MC071 | Furness College | D006 | Bathroom |  | MC071-L08/M001 | Furness College Flat 1 | EN.EN2 Energy Meter | [6 empty] | 1 | 0 | [10 empty] | No | No
MC071 | Furness College | CR18 | Corridor |  | MC071-L08/M001 | Furness College Flat 1 | EN.EN2 Energy Meter | [6 empty] | 1 | 0 | [10 empty] | No | No
MC071 | Furness College |  |  |  | MC071-L08/M002 | Furness College Flat 2 | EN.EN2 Energy Meter | [6 empty] | 2 | 0 | [10 empty] | No | No
MC071 | Furness College | D007 | Bedroom 1 |  | MC071-L08/M002 | Furness College Flat 2 | EN.EN2 Energy Meter | [6 empty] | 2 | 0 | [10 empty] | No | No
MC071 | Furness College |  |  |  | MC071-L08/M002 | Furness College Flat 2 | EN.EN2 Energy Meter | [6 empty] | 2 | 0 | [10 empty] | No | No
MC071 | Furness College | D009 | Bedroom 2 |  | MC071-L08/M002 | Furness College Flat 2 | EN.EN2 Energy Meter | [6 empty] | 2 | 0 | [10 empty] | No | No
MC071 | Furness College | D010 | Kitchen, Dining & Lounge |  | MC071-L08/M002 | Furness College Flat 2 | EN.EN2 Energy Meter | [6 empty] | 2 | 0 | [10 empty] | No | No
MC071 | Furness College | D011 | Bathroom |  | MC071-L08/M002 | Furness College Flat 2 | EN.EN2 Energy Meter | [6 empty] | 2 | 0 | [10 empty] | No | No
MC071 | Furness College | CR19 | Corridor |  | MC071-L08/M002 | Furness College Flat 2 | EN.EN2 Energy Meter | [6 empty] | 2 | 0 | [10 empty] | No | No
MC071 | Furness College |  |  |  | MC071-L08/M003 | Furness College Flat 3 | EN.EN2 Energy Meter | [6 empty] | 3 | 0 | [10 empty] | No | No
MC071 | Furness College | D013 | Bedroom 2 |  | MC071-L08/M003 | Furness College Flat 3 | EN.EN2 Energy Meter | [6 empty] | 3 | 0 | [10 empty] | No | No
MC071 | Furness College | D014 | Bedroom 1 |  | MC071-L08/M003 | Furness College Flat 3 | EN.EN2 Energy Meter | [6 empty] | 3 | 0 | [10 empty] | No | No
MC071 | Furness College | D015 | Bathroom |  | MC071-L08/M003 | Furness College Flat 3 | EN.EN2 Energy Meter | [6 empty] | 3 | 0 | [10 empty] | No | No
MC071 | Furness College |  |  |  | MC071-L08/M003 | Furness College Flat 3 | EN.EN2 Energy Meter | [6 empty] | 3 | 0 | [10 empty] | No | No
MC071 | Furness College | D018 | Kitchen, Dining & Lounge |  | MC071-L08/M003 | Furness College Flat 3 | EN.EN2 Energy Meter | [6 empty] | 3 | 0 | [10 empty] | No | No
MC071 | Furness College | CR21 | Corridor |  | MC071-L08/M003 | Furness College Flat 3 | EN.EN2 Energy Meter | [6 empty] | 3 | 0 | [10 empty] | No | No
MC071 | Furness College |  |  |  | MC071-L08/M004 | Furness College Flat 4 | EN.EN2 Energy Meter | [6 empty] | 4 | 0 | [10 empty] | No | No
MC071 | Furness College | D019 | Bedroom 1 |  | MC071-L08/M004 | Furness College Flat 4 | EN.EN2 Energy Meter | [6 empty] | 4 | 0 | [10 empty] | No | No
MC071 | Furness College | D020 | Lobby |  | MC071-L08/M004 | Furness College Flat 4 | EN.EN2 Energy Meter | [6 empty] | 4 | 0 | [10 empty] | No | No
MC071 | Furness College | D021 | Bedroom 2 |  | MC071-L08/M004 | Furness College Flat 4 | EN.EN2 Energy Meter | [6 empty] | 4 | 0 | [10 empty] | No | No
MC071 | Furness College | D022 | Bathroom |  | MC071-L08/M004 | Furness College Flat 4 | EN.EN2 Energy Meter | [6 empty] | 4 | 0 | [10 empty] | No | No
MC071 | Furness College | D023 | Kitchen, Dining & Lounge |  | MC071-L08/M004 | Furness College Flat 4 | EN.EN2 Energy Meter | [6 empty] | 4 | 0 | [10 empty] | No | No
MC071 | Furness College |  |  |  | MC071-L08/M004 | Furness College Flat 4 | EN.EN2 Energy Meter | [6 empty] | 4 | 0 | [10 empty] | No | No
MC071 | Furness College | CR22 | Corridor |  | MC071-L08/M004 | Furness College Flat 4 | EN.EN2 Energy Meter | [6 empty] | 4 | 0 | [10 empty] | No | No
MC071 | Furness College |  |  |  | MC071-L08/M005 | Furness College Flat 1 | EN.EN2 Energy Meter | [6 empty] | 5 | 0 | [10 empty] | No | No
MC071 | Furness College | D002 | Lobby |  | MC071-L08/M005 | Furness College Flat 1 | EN.EN2 Energy Meter | [6 empty] | 5 | 0 | [10 empty] | No | No
MC071 | Furness College |  |  |  | MC071-L08/M005 | Furness College Flat 1 | EN.EN2 Energy Meter | [6 empty] | 5 | 0 | [10 empty] | No | No
MC071 | Furness College | D004 | Kitchen, Dining & Lounge |  | MC071-L08/M005 | Furness College Flat 1 | EN.EN2 Energy Meter | [6 empty] | 5 | 0 | [10 empty] | No | No
MC071 | Furness College | D005 | Bedroom 1 |  | MC071-L08/M005 | Furness College Flat 1 | EN.EN2 Energy Meter | [6 empty] | 5 | 0 | [10 empty] | No | No
MC071 | Furness College | D006 | Bathroom |  | MC071-L08/M005 | Furness College Flat 1 | EN.EN2 Energy Meter | [6 empty] | 5 | 0 | [10 empty] | No | No
MC071 | Furness College | CR18 | Corridor |  | MC071-L08/M005 | Furness College Flat 1 | EN.EN2 Energy Meter | [6 empty] | 5 | 0 | [10 empty] | No | No
MC071 | Furness College |  |  |  | MC071-L08/M006 | Furness College Flat 2 | EN.EN2 Energy Meter | [6 empty] | 6 | 0 | [10 empty] | No | No
MC071 | Furness College | D007 | Bedroom 1 |  | MC071-L08/M006 | Furness College Flat 2 | EN.EN2 Energy Meter | [6 empty] | 6 | 0 | [10 empty] | No | No
MC071 | Furness College |  |  |  | MC071-L08/M006 | Furness College Flat 2 | EN.EN2 Energy Meter | [6 empty] | 6 | 0 | [10 empty] | No | No
MC071 | Furness College | D009 | Bedroom 2 |  | MC071-L08/M006 | Furness College Flat 2 | EN.EN2 Energy Meter | [6 empty] | 6 | 0 | [10 empty] | No | No
MC071 | Furness College | D010 | Kitchen, Dining & Lounge |  | MC071-L08/M006 | Furness College Flat 2 | EN.EN2 Energy Meter | [6 empty] | 6 | 0 | [10 empty] | No | No
MC071 | Furness College | D011 | Bathroom |  | MC071-L08/M006 | Furness College Flat 2 | EN.EN2 Energy Meter | [6 empty] | 6 | 0 | [10 empty] | No | No
MC071 | Furness College | CR19 | Corridor |  | MC071-L08/M006 | Furness College Flat 2 | EN.EN2 Energy Meter | [6 empty] | 6 | 0 | [10 empty] | No | No
MC071 | Furness College |  |  |  | MC071-L08/M007 | Furness College Flat 3 | EN.EN2 Energy Meter | [6 empty] | 7 | 0 | [10 empty] | No | No
MC071 | Furness College | D013 | Bedroom 2 |  | MC071-L08/M007 | Furness College Flat 3 | EN.EN2 Energy Meter | [6 empty] | 7 | 0 | [10 empty] | No | No
MC071 | Furness College | D014 | Bedroom 1 |  | MC071-L08/M007 | Furness College Flat 3 | EN.EN2 Energy Meter | [6 empty] | 7 | 0 | [10 empty] | No | No
MC071 | Furness College | D015 | Bathroom |  | MC071-L08/M007 | Furness College Flat 3 | EN.EN2 Energy Meter | [6 empty] | 7 | 0 | [10 empty] | No | No
MC071 | Furness College |  |  |  | MC071-L08/M007 | Furness College Flat 3 | EN.EN2 Energy Meter | [6 empty] | 7 | 0 | [10 empty] | No | No
MC071 | Furness College | D018 | Kitchen, Dining & Lounge |  | MC071-L08/M007 | Furness College Flat 3 | EN.EN2 Energy Meter | [6 empty] | 7 | 0 | [10 empty] | No | No
MC071 | Furness College | CR21 | Corridor |  | MC071-L08/M007 | Furness College Flat 3 | EN.EN2 Energy Meter | [6 empty] | 7 | 0 | [10 empty] | No | No
MC071 | Furness College |  |  |  | MC071-L08/M008 | Furness College Flat 4 | EN.EN2 Energy Meter | [6 empty] | 8 | 0 | [10 empty] | No | No
MC071 | Furness College | D019 | Bedroom 1 |  | MC071-L08/M008 | Furness College Flat 4 | EN.EN2 Energy Meter | [6 empty] | 8 | 0 | [10 empty] | No | No
MC071 | Furness College | D020 | Lobby |  | MC071-L08/M008 | Furness College Flat 4 | EN.EN2 Energy Meter | [6 empty] | 8 | 0 | [10 empty] | No | No
MC071 | Furness College | D021 | Bedroom 2 |  | MC071-L08/M008 | Furness College Flat 4 | EN.EN2 Energy Meter | [6 empty] | 8 | 0 | [10 empty] | No | No
MC071 | Furness College | D022 | Bathroom |  | MC071-L08/M008 | Furness College Flat 4 | EN.EN2 Energy Meter | [6 empty] | 8 | 0 | [10 empty] | No | No
MC071 | Furness College | D023 | Kitchen, Dining & Lounge |  | MC071-L08/M008 | Furness College Flat 4 | EN.EN2 Energy Meter | [6 empty] | 8 | 0 | [10 empty] | No | No
MC071 | Furness College |  |  |  | MC071-L08/M008 | Furness College Flat 4 | EN.EN2 Energy Meter | [6 empty] | 8 | 0 | [10 empty] | No | No
MC071 | Furness College | CR22 | Corridor |  | MC071-L08/M008 | Furness College Flat 4 | EN.EN2 Energy Meter | [6 empty] | 8 | 0 | [10 empty] | No | No
MC071 | Furness College |  |  |  | MC071-L11/M001 | Furness College DB NDB 02 Power | EN.EN2 Energy Meter | [6 empty] | 1 | 0 | [10 empty] | No | No
MC071 | Furness College | CR16 | Corridor |  | MC071-L11/M001 | Furness College DB NDB 02 Power | EN.EN2 Energy Meter | [6 empty] | 1 | 0 | [10 empty] | No | No
MC071 | Furness College |  |  |  | MC071-L11/M002 | Furness College DB NDB 02 Lighting | EN.EN2 Energy Meter | [6 empty] | 2 | 0 | [10 empty] | No | No
MC071 | Furness College | CR16 | Corridor |  | MC071-L11/M002 | Furness College DB NDB 02 Lighting | EN.EN2 Energy Meter | [6 empty] | 2 | 0 | [10 empty] | No | No
MC071 | Furness College |  |  |  | MC071-L11/M003 | Furness College DB LBDB 021 Power | EN.EN2 Energy Meter | [6 empty] | 3 | 0 | [10 empty] | No | No
MC071 | Furness College |  |  |  | MC071-L11/M004 | Furness College DB LBDB 021 Lighting | EN.EN2 Energy Meter | [6 empty] | 4 | 0 | [10 empty] | No | No
MC071 | Furness College | A018 | Enterprise |  | MC071-L11/M004 | Furness College DB LBDB 021 Lighting | EN.EN2 Energy Meter | [6 empty] | 4 | 0 | [10 empty] | No | No
MC071 | Furness College | A019 | College Officers |  | MC071-L11/M004 | Furness College DB LBDB 021 Lighting | EN.EN2 Energy Meter | [6 empty] | 4 | 0 | [10 empty] | No | No
MC071 | Furness College | SW02 | NE Stairwell |  | MC071-L11/M004 | Furness College DB LBDB 021 Lighting | EN.EN2 Energy Meter | [6 empty] | 4 | 0 | [10 empty] | No | No
MC071 | Furness College | SW02 | North West Stairwell |  | MC071-L11/M004 | Furness College DB LBDB 021 Lighting | EN.EN2 Energy Meter | [6 empty] | 4 | 0 | [10 empty] | No | No
MC071 | Furness College | SW02 | Stairwell 02 |  | MC071-L11/M004 | Furness College DB LBDB 021 Lighting | EN.EN2 Energy Meter | [6 empty] | 4 | 0 | [10 empty] | No | No
MC071 | Furness College | SW02 | Stairwell adj Flats 2 and 3 |  | MC071-L11/M004 | Furness College DB LBDB 021 Lighting | EN.EN2 Energy Meter | [6 empty] | 4 | 0 | [10 empty] | No | No
MC071 | Furness College | A012 | CRO Office |  | MC071-L11/M004 | Furness College DB LBDB 021 Lighting | EN.EN2 Energy Meter | [6 empty] | 4 | 0 | [10 empty] | No | No
MC071 | Furness College | A013 | Administrator |  | MC071-L11/M004 | Furness College DB LBDB 021 Lighting | EN.EN2 Energy Meter | [6 empty] | 4 | 0 | [10 empty] | No | No
MC071 | Furness College | A014 | External Store |  | MC071-L11/M004 | Furness College DB LBDB 021 Lighting | EN.EN2 Energy Meter | [6 empty] | 4 | 0 | [10 empty] | No | No
MC071 | Furness College | A015 | Store |  | MC071-L11/M004 | Furness College DB LBDB 021 Lighting | EN.EN2 Energy Meter | [6 empty] | 4 | 0 | [10 empty] | No | No
MC071 | Furness College | A016 | Principal |  | MC071-L11/M004 | Furness College DB LBDB 021 Lighting | EN.EN2 Energy Meter | [6 empty] | 4 | 0 | [10 empty] | No | No
MC071 | Furness College | A017 | JCR Office |  | MC071-L11/M004 | Furness College DB LBDB 021 Lighting | EN.EN2 Energy Meter | [6 empty] | 4 | 0 | [10 empty] | No | No
MC071 | Furness College | A007 | Off campus room |  | MC071-L11/M004 | Furness College DB LBDB 021 Lighting | EN.EN2 Energy Meter | [6 empty] | 4 | 0 | [10 empty] | No | No
MC071 | Furness College | A008 | Study room |  | MC071-L11/M004 | Furness College DB LBDB 021 Lighting | EN.EN2 Energy Meter | [6 empty] | 4 | 0 | [10 empty] | No | No
MC071 | Furness College | A009 | Dean |  | MC071-L11/M004 | Furness College DB LBDB 021 Lighting | EN.EN2 Energy Meter | [6 empty] | 4 | 0 | [10 empty] | No | No
MC071 | Furness College | A010 | College Store |  | MC071-L11/M004 | Furness College DB LBDB 021 Lighting | EN.EN2 Energy Meter | [6 empty] | 4 | 0 | [10 empty] | No | No
MC071 | Furness College | A011 | Residence Store |  | MC071-L11/M004 | Furness College DB LBDB 021 Lighting | EN.EN2 Energy Meter | [6 empty] | 4 | 0 | [10 empty] | No | No
MC071 | Furness College |  |  |  | MC071-L11/M005 | Furness College DB NDB 01 Power | EN.EN2 Energy Meter | [6 empty] | 5 | 0 | [10 empty] | No | No
MC071 | Furness College |  |  |  | MC071-L11/M006 | Furness College DB NDB 01 Power | EN.EN2 Energy Meter | [6 empty] | 6 | 0 | [10 empty] | No | No
MC071 | Furness College |  |  |  | MC071-L11/M007 | Furness College DB LADB 021 Power | EN.EN2 Energy Meter | [6 empty] | 7 | 0 | [10 empty] | No | No
MC071 | Furness College | A007 | Off campus room |  | MC071-L11/M007 | Furness College DB LADB 021 Power | EN.EN2 Energy Meter | [6 empty] | 7 | 0 | [10 empty] | No | No
MC071 | Furness College | SW02 | NE Stairwell |  | MC071-L11/M007 | Furness College DB LADB 021 Power | EN.EN2 Energy Meter | [6 empty] | 7 | 0 | [10 empty] | No | No
MC071 | Furness College | SW02 | North West Stairwell |  | MC071-L11/M007 | Furness College DB LADB 021 Power | EN.EN2 Energy Meter | [6 empty] | 7 | 0 | [10 empty] | No | No
MC071 | Furness College | SW02 | Stairwell 02 |  | MC071-L11/M007 | Furness College DB LADB 021 Power | EN.EN2 Energy Meter | [6 empty] | 7 | 0 | [10 empty] | No | No
MC071 | Furness College | SW02 | Stairwell adj Flats 2 and 3 |  | MC071-L11/M007 | Furness College DB LADB 021 Power | EN.EN2 Energy Meter | [6 empty] | 7 | 0 | [10 empty] | No | No
MC071 | Furness College | A014 | External Store |  | MC071-L11/M007 | Furness College DB LADB 021 Power | EN.EN2 Energy Meter | [6 empty] | 7 | 0 | [10 empty] | No | No
MC071 | Furness College | A015 | Store |  | MC071-L11/M007 | Furness College DB LADB 021 Power | EN.EN2 Energy Meter | [6 empty] | 7 | 0 | [10 empty] | No | No
MC071 | Furness College | A016 | Principal |  | MC071-L11/M007 | Furness College DB LADB 021 Power | EN.EN2 Energy Meter | [6 empty] | 7 | 0 | [10 empty] | No | No
MC071 | Furness College | A017 | JCR Office |  | MC071-L11/M007 | Furness College DB LADB 021 Power | EN.EN2 Energy Meter | [6 empty] | 7 | 0 | [10 empty] | No | No
MC071 | Furness College | A018 | Enterprise |  | MC071-L11/M007 | Furness College DB LADB 021 Power | EN.EN2 Energy Meter | [6 empty] | 7 | 0 | [10 empty] | No | No
MC071 | Furness College | A019 | College Officers |  | MC071-L11/M007 | Furness College DB LADB 021 Power | EN.EN2 Energy Meter | [6 empty] | 7 | 0 | [10 empty] | No | No
MC071 | Furness College | A008 | Study room |  | MC071-L11/M007 | Furness College DB LADB 021 Power | EN.EN2 Energy Meter | [6 empty] | 7 | 0 | [10 empty] | No | No
MC071 | Furness College | A009 | Dean |  | MC071-L11/M007 | Furness College DB LADB 021 Power | EN.EN2 Energy Meter | [6 empty] | 7 | 0 | [10 empty] | No | No
MC071 | Furness College | A010 | College Store |  | MC071-L11/M007 | Furness College DB LADB 021 Power | EN.EN2 Energy Meter | [6 empty] | 7 | 0 | [10 empty] | No | No
MC071 | Furness College | A011 | Residence Store |  | MC071-L11/M007 | Furness College DB LADB 021 Power | EN.EN2 Energy Meter | [6 empty] | 7 | 0 | [10 empty] | No | No
MC071 | Furness College | A012 | CRO Office |  | MC071-L11/M007 | Furness College DB LADB 021 Power | EN.EN2 Energy Meter | [6 empty] | 7 | 0 | [10 empty] | No | No
MC071 | Furness College | A013 | Administrator |  | MC071-L11/M007 | Furness College DB LADB 021 Power | EN.EN2 Energy Meter | [6 empty] | 7 | 0 | [10 empty] | No | No
MC071 | Furness College |  |  |  | MC071-L11/M008 | Furness College DB LADB 021 Lighting | EN.EN2 Energy Meter | [6 empty] | 8 | 0 | [10 empty] | No | No
MC071 | Furness College | A017 | JCR Office |  | MC071-L11/M008 | Furness College DB LADB 021 Lighting | EN.EN2 Energy Meter | [6 empty] | 8 | 0 | [10 empty] | No | No
MC071 | Furness College | A007 | Off campus room |  | MC071-L11/M008 | Furness College DB LADB 021 Lighting | EN.EN2 Energy Meter | [6 empty] | 8 | 0 | [10 empty] | No | No
MC071 | Furness College | A016 | Principal |  | MC071-L11/M008 | Furness College DB LADB 021 Lighting | EN.EN2 Energy Meter | [6 empty] | 8 | 0 | [10 empty] | No | No
MC071 | Furness College | A015 | Store |  | MC071-L11/M008 | Furness College DB LADB 021 Lighting | EN.EN2 Energy Meter | [6 empty] | 8 | 0 | [10 empty] | No | No
MC071 | Furness College | A019 | College Officers |  | MC071-L11/M008 | Furness College DB LADB 021 Lighting | EN.EN2 Energy Meter | [6 empty] | 8 | 0 | [10 empty] | No | No
MC071 | Furness College | A017 | JCR Office |  | MC071-L11/M008 | Furness College DB LADB 021 Lighting | EN.EN2 Energy Meter | [6 empty] | 8 | 0 | [10 empty] | No | No
MC071 | Furness College | A018 | Enterprise |  | MC071-L11/M008 | Furness College DB LADB 021 Lighting | EN.EN2 Energy Meter | [6 empty] | 8 | 0 | [10 empty] | No | No
MC071 | Furness College | A020 | College Employability |  | MC071-L11/M008 | Furness College DB LADB 021 Lighting | EN.EN2 Energy Meter | [6 empty] | 8 | 0 | [10 empty] | No | No
MC071 | Furness College | A013 | Administrator |  | MC071-L11/M008 | Furness College DB LADB 021 Lighting | EN.EN2 Energy Meter | [6 empty] | 8 | 0 | [10 empty] | No | No
MC071 | Furness College | A012 | CRO Office |  | MC071-L11/M008 | Furness College DB LADB 021 Lighting | EN.EN2 Energy Meter | [6 empty] | 8 | 0 | [10 empty] | No | No
MC071 | Furness College | A011 | Residence Store |  | MC071-L11/M008 | Furness College DB LADB 021 Lighting | EN.EN2 Energy Meter | [6 empty] | 8 | 0 | [10 empty] | No | No
MC071 | Furness College | A010 | College Store |  | MC071-L11/M008 | Furness College DB LADB 021 Lighting | EN.EN2 Energy Meter | [6 empty] | 8 | 0 | [10 empty] | No | No
MC071 | Furness College | A009 | Dean |  | MC071-L11/M008 | Furness College DB LADB 021 Lighting | EN.EN2 Energy Meter | [6 empty] | 8 | 0 | [10 empty] | No | No
MC071 | Furness College | A007 | Off campus room |  | MC071-L11/M008 | Furness College DB LADB 021 Lighting | EN.EN2 Energy Meter | [6 empty] | 8 | 0 | [10 empty] | No | No
MC071 | Furness College |  |  |  | MC071-L16/M001 | Santander Bank | EN.EN2 Energy Meter | [6 empty] | 1 | 0 | [10 empty] | Yes | No
MC071 | Furness College |  |  |  | MC071-L16/M002 |  | EN.EN2 Energy Meter | [6 empty] | 2 | 0 | [10 empty] | Yes | No
MC071 | Furness College |  |  |  | MC071-L13/M001 | Furness Fish and Chips | EN.EN2 Energy Meter | [6 empty] | 1 | 0 | [10 empty] | Yes | No
MC071 | Furness College | LG08 | Trading Space |  | MC071-L13/M001 | Furness Fish and Chips | EN.EN2 Energy Meter | [6 empty] | 1 | 0 | [10 empty] | Yes | No
MC071 | Furness College | LG10 | Store |  | MC071-L13/M001 | Furness Fish and Chips | EN.EN2 Energy Meter | [6 empty] | 1 | 0 | [10 empty] | Yes | No
MC071 | Furness College |  |  |  | MC071-B01/C1 | Virtual CNC 1 | EN.EN3 Energy Sensor | [6 empty] | C1 | 0 | [10 empty] | No | No
MC071 | Furness College |  |  |  | MC071-B01/D1 | PHX No1 Control Valve | EN.EN3 Energy Sensor | [6 empty] | D1 | 0 | [10 empty] | No | No
MC071 | Furness College |  |  |  | MC071-B01/D10 | DHWS Cylinder No1&amp;No2 Enable | EN.EN3 Energy Sensor | [6 empty] | D10 | 0 | [10 empty] | No | No
MC071 | Furness College |  |  |  | MC071-B01/D11 | DHWS Secondary Pump Enable | EN.EN3 Energy Sensor | [6 empty] | D11 | 0 | [10 empty] | No | No
MC071 | Furness College |  |  |  | MC071-B01/D12 | Bar Area Extract Fans Enable | EN.EN3 Energy Sensor | [6 empty] | D12 | 0 | [10 empty] | No | No
MC071 | Furness College |  |  |  | MC071-B01/D13 | Heat Recovery Units Enable | EN.EN3 Energy Sensor | [6 empty] | D13 | 0 | [10 empty] | No | No
MC071 | Furness College |  |  |  | MC071-B01/Z8 | Main Water Leak Detection Day | EN.EN3 Energy Sensor | [6 empty] | Z8 | 0 | [10 empty] | No | No
MC071 | Furness College |  |  |  | MC071-B01/Z9 | Foyer Area Heating | EN.EN3 Energy Sensor | [6 empty] | Z9 | 0 | [10 empty] | No | No
MC071 | Furness College |  |  |  | MC071-B01/Z2 | DHWS | EN.EN3 Energy Sensor | [6 empty] | Z2 | 0 | [10 empty] | No | No
MC071 | Furness College |  |  |  | MC071-B01/Z3 | Building Toilet Extract Fans | EN.EN3 Energy Sensor | [6 empty] | Z3 | 0 | [10 empty] | No | No
MC071 | Furness College |  |  |  | MC071-B01/Z4 | Furness Bar Area | EN.EN3 Energy Sensor | [6 empty] | Z4 | 0 | [10 empty] | No | No
MC071 | Furness College |  |  |  | MC071-B01/Z5 | Triad time program | EN.EN3 Energy Sensor | [6 empty] | Z5 | 0 | [10 empty] | No | No
MC071 | Furness College |  |  |  | MC071-B01/Z6 | AHU Heat pumps | EN.EN3 Energy Sensor | [6 empty] | Z6 | 0 | [10 empty] | No | No
MC071 | Furness College |  |  |  | MC071-B01/Z7 | Energy Centre Heat Available | EN.EN3 Energy Sensor | [6 empty] | Z7 | 0 | [10 empty] | No | No
MC071 | Furness College |  |  |  | MC071-B01/Y4 | 4DIX I | EN.EN3 Energy Sensor | [6 empty] | Y4 | 0 | [10 empty] | No | No
MC071 | Furness College |  |  |  | MC071-B01/Y5 | CO2 V | EN.EN3 Energy Sensor | [6 empty] | Y5 | 0 | [10 empty] | No | No
MC071 | Furness College |  |  |  | MC071-B01/Y6 | Temp V 0+50 | EN.EN3 Energy Sensor | [6 empty] | Y6 | 0 | [10 empty] | No | No
MC071 | Furness College |  |  |  | MC071-B01/Y7 | 4DIX V | EN.EN3 Energy Sensor | [6 empty] | Y7 | 0 | [10 empty] | No | No
MC071 | Furness College |  |  |  | MC071-B01/Y8 | Current 4-20ma | EN.EN3 Energy Sensor | [6 empty] | Y8 | 0 | [10 empty] | No | No
MC071 | Furness College |  |  |  | MC071-B01/Z1 | Building Office Heating | EN.EN3 Energy Sensor | [6 empty] | Z1 | 0 | [10 empty] | No | No
MC071 | Furness College |  |  |  | MC071-B01/W5 | Lecture Theatr Pump Fail Reset | EN.EN3 Energy Sensor | [6 empty] | W5 | 0 | [10 empty] | No | No
MC071 | Furness College |  |  |  | MC071-B01/W8 | Lecture Theatre Pump Changover | EN.EN3 Energy Sensor | [6 empty] | W8 | 0 | [10 empty] | No | No
MC071 | Furness College |  |  |  | MC071-B01/W9 | Heat Available Override | EN.EN3 Energy Sensor | [6 empty] | W9 | 0 | [10 empty] | No | No
MC071 | Furness College |  |  |  | MC071-B01/Y1 | Outside air temperature | EN.EN3 Energy Sensor | [6 empty] | Y1 | 0 | [10 empty] | No | No
MC071 | Furness College |  |  |  | MC071-B01/Y2 | Thermistor TBTI | EN.EN3 Energy Sensor | [6 empty] | Y2 | 0 | [10 empty] | No | No
MC071 | Furness College |  |  |  | MC071-B01/Y3 | Room temperature | EN.EN3 Energy Sensor | [6 empty] | Y3 | 0 | [10 empty] | No | No
MC071 | Furness College |  |  |  | MC071-B01/W20 | PHEX Primary Pump Changover | EN.EN3 Energy Sensor | [6 empty] | W20 | 0 | [10 empty] | No | No
MC071 | Furness College |  |  |  | MC071-B01/W21 | FoyerWindowCloseOverride | EN.EN3 Energy Sensor | [6 empty] | W21 | 0 | [10 empty] | No | No
MC071 | Furness College |  |  |  | MC071-B01/W22 | BarAreaWindowCloseOverride | EN.EN3 Energy Sensor | [6 empty] | W22 | 0 | [10 empty] | No | No
MC071 | Furness College |  |  |  | MC071-B01/W3 | CT Flats PumpFailReset | EN.EN3 Energy Sensor | [6 empty] | W3 | 0 | [10 empty] | No | No
MC071 | Furness College |  |  |  | MC071-B01/W30 | Triad switch | EN.EN3 Energy Sensor | [6 empty] | W30 | 0 | [10 empty] | No | No
MC071 | Furness College |  |  |  | MC071-B01/W4 | CT Flats DHWS Pump Changover | EN.EN3 Energy Sensor | [6 empty] | W4 | 0 | [10 empty] | No | No
MC071 | Furness College |  |  |  | MC071-B01/W12 | IC Comms Test to EC | EN.EN3 Energy Sensor | [6 empty] | W12 | 0 | [10 empty] | No | No
MC071 | Furness College |  |  |  | MC071-B01/W13 | VT Pump Fail Reset | EN.EN3 Energy Sensor | [6 empty] | W13 | 0 | [10 empty] | No | No
MC071 | Furness College |  |  |  | MC071-B01/W14 | VT Pump Changover | EN.EN3 Energy Sensor | [6 empty] | W14 | 0 | [10 empty] | No | No
MC071 | Furness College |  |  |  | MC071-B01/W15 | HWS Sec Pump Failed Reset | EN.EN3 Energy Sensor | [6 empty] | W15 | 0 | [10 empty] | No | No
MC071 | Furness College |  |  |  | MC071-B01/W16 | Mains Water Leak Alarm reset | EN.EN3 Energy Sensor | [6 empty] | W16 | 0 | [10 empty] | No | No
MC071 | Furness College |  |  |  | MC071-B01/W17 | PHEX Primary Pump Fail Reset | EN.EN3 Energy Sensor | [6 empty] | W17 | 0 | [10 empty] | No | No
MC071 | Furness College |  |  |  | MC071-B01/S7 | Variable temperature circuit flow temperature | EN.EN3 Energy Sensor | [6 empty] | S7 | 0 | [10 empty] | No | No
MC071 | Furness College |  |  |  | MC071-B01/S8 | PHEX Primary Common Flow Temp | EN.EN3 Energy Sensor | [6 empty] | S8 | 0 | [10 empty] | No | No
MC071 | Furness College |  |  |  | MC071-B01/S9 | PHEX Primary Common Rtn Temp | EN.EN3 Energy Sensor | [6 empty] | S9 | 0 | [10 empty] | No | No
MC071 | Furness College |  |  |  | MC071-B01/V1 |  | EN.EN3 Energy Sensor | [6 empty] | V1 | 0 | [10 empty] | No | No
MC071 | Furness College |  |  |  | MC071-B01/W1 | Summer Winter | EN.EN3 Energy Sensor | [6 empty] | W1 | 0 | [10 empty] | No | No
MC071 | Furness College |  |  |  | MC071-B01/W10 | LPHW Leak Alarm reset | EN.EN3 Energy Sensor | [6 empty] | W10 | 0 | [10 empty] | No | No
MC071 | Furness College |  |  |  | MC071-B01/S41 | Office Level C No 1 | EN.EN3 Energy Sensor | [6 empty] | S41 | 0 | [10 empty] | No | No
MC071 | Furness College |  |  |  | MC071-B01/S42 | Office Level C No 2 | EN.EN3 Energy Sensor | [6 empty] | S42 | 0 | [10 empty] | No | No
MC071 | Furness College |  |  |  | MC071-B01/S5 | PHX No1 Secondary Flow Temp | EN.EN3 Energy Sensor | [6 empty] | S5 | 0 | [10 empty] | No | No
MC071 | Furness College |  |  |  | MC071-B01/S53 | Bar Lossney HX01 Supply Temp | EN.EN3 Energy Sensor | [6 empty] | S53 | 0 | [10 empty] | No | No
MC071 | Furness College |  |  |  | MC071-B01/S54 | Bar Lossney HX02 Supply Temp | EN.EN3 Energy Sensor | [6 empty] | S54 | 0 | [10 empty] | No | No
MC071 | Furness College |  |  |  | MC071-B01/S6 | PHX No2 Secondary Flow Temp | EN.EN3 Energy Sensor | [6 empty] | S6 | 0 | [10 empty] | No | No
MC071 | Furness College |  |  |  | MC071-B01/S36 | Bar Area Temp Sensor No 2 | EN.EN3 Energy Sensor | [6 empty] | S36 | 0 | [10 empty] | No | No
MC071 | Furness College |  |  |  | MC071-B01/S37 | Bar Lossney HX03 Supply Temp | EN.EN3 Energy Sensor | [6 empty] | S37 | 0 | [10 empty] | No | No
MC071 | Furness College |  |  |  | MC071-B01/S38 | Bar Area CO2 Sensor No 2 | EN.EN3 Energy Sensor | [6 empty] | S38 | 0 | [10 empty] | No | No
MC071 | Furness College |  |  |  | MC071-B01/S39 | Office Level A | EN.EN3 Energy Sensor | [6 empty] | S39 | 0 | [10 empty] | No | No
MC071 | Furness College |  |  |  | MC071-B01/S4 | CT Flow Temp Lecture Theatre | EN.EN3 Energy Sensor | [6 empty] | S4 | 0 | [10 empty] | No | No
MC071 | Furness College |  |  |  | MC071-B01/S40 | Office Level B No 2 | EN.EN3 Energy Sensor | [6 empty] | S40 | 0 | [10 empty] | No | No
MC071 | Furness College |  |  |  | MC071-B01/S25 | MTHW Raw Flow 4-20ma | EN.EN3 Energy Sensor | [6 empty] | S25 | 0 | [10 empty] | No | No
MC071 | Furness College |  |  |  | MC071-B01/S3 | CT Flow Flats and DHWS | EN.EN3 Energy Sensor | [6 empty] | S3 | 0 | [10 empty] | No | No
MC071 | Furness College |  |  |  | MC071-B01/S32 | DIX Module No3 | EN.EN3 Energy Sensor | [6 empty] | S32 | 0 | [10 empty] | No | No
MC071 | Furness College |  |  |  | MC071-B01/S33 | Foyer Area Temp Sensor | EN.EN3 Energy Sensor | [6 empty] | S33 | 0 | [10 empty] | No | No
MC071 | Furness College |  |  |  | MC071-B01/S34 | Bar Area Temp Sensor No 1 | EN.EN3 Energy Sensor | [6 empty] | S34 | 0 | [10 empty] | No | No
MC071 | Furness College |  |  |  | MC071-B01/S35 | Bar Area CO2 Sensor No 1 | EN.EN3 Energy Sensor | [6 empty] | S35 | 0 | [10 empty] | No | No
MC071 | Furness College |  |  |  | MC071-B01/S2 | Leveil B Space Temp Sensor | EN.EN3 Energy Sensor | [6 empty] | S2 | 0 | [10 empty] | No | No
MC071 | Furness College |  |  |  | MC071-B01/S20 | Furness Building kwh | EN.EN3 Energy Sensor | [6 empty] | S20 | 0 | [10 empty] | No | No
MC071 | Furness College |  |  |  | MC071-B01/S21 | Bldg Water 30 minute Usage | EN.EN3 Energy Sensor | [6 empty] | S21 | 0 | [10 empty] | No | No
MC071 | Furness College |  |  |  | MC071-B01/S22 | FoyerAreaCalc Vent Set Point | EN.EN3 Energy Sensor | [6 empty] | S22 | 0 | [10 empty] | No | No
MC071 | Furness College |  |  |  | MC071-B01/S23 | BarAreaCalc Vent Set Point | EN.EN3 Energy Sensor | [6 empty] | S23 | 0 | [10 empty] | No | No
MC071 | Furness College |  |  |  | MC071-B01/S24 | Furness Delta T | EN.EN3 Energy Sensor | [6 empty] | S24 | 0 | [10 empty] | No | No
MC071 | Furness College |  |  |  | MC071-B01/S14 | DIX Module No1 | EN.EN3 Energy Sensor | [6 empty] | S14 | 0 | [10 empty] | No | No
MC071 | Furness College |  |  |  | MC071-B01/S15 | DIX Module No2 | EN.EN3 Energy Sensor | [6 empty] | S15 | 0 | [10 empty] | No | No
MC071 | Furness College |  |  |  | MC071-B01/S16 | Furness MTHW Ltrs Min | EN.EN3 Energy Sensor | [6 empty] | S16 | 0 | [10 empty] | No | No
MC071 | Furness College |  |  |  | MC071-B01/S17 | Calc VT Setpoint | EN.EN3 Energy Sensor | [6 empty] | S17 | 0 | [10 empty] | No | No
MC071 | Furness College |  |  |  | MC071-B01/S18 | LPHW water 30 minute Usage | EN.EN3 Energy Sensor | [6 empty] | S18 | 0 | [10 empty] | No | No
MC071 | Furness College |  |  |  | MC071-B01/S19 | CommPress_Test_Figures | EN.EN3 Energy Sensor | [6 empty] | S19 | 0 | [10 empty] | No | No
MC071 | Furness College |  |  |  | MC071-B01/Q1 | Sequence Table 1 | EN.EN3 Energy Sensor | [6 empty] | Q1 | 0 | [10 empty] | No | No
MC071 | Furness College |  |  |  | MC071-B01/S1 | Outside Temperature Sensor | EN.EN3 Energy Sensor | [6 empty] | S1 | 0 | [10 empty] | No | No
MC071 | Furness College |  |  |  | MC071-B01/S10 | Immersion heater hours run | EN.EN3 Energy Sensor | [6 empty] | S10 | 0 | [10 empty] | No | No
MC071 | Furness College |  |  |  | MC071-B01/S11 | Bar Lossney HX04 Supply Temp | EN.EN3 Energy Sensor | [6 empty] | S11 | 0 | [10 empty] | No | No
MC071 | Furness College |  |  |  | MC071-B01/S12 | Hot water service flow temperature | EN.EN3 Energy Sensor | [6 empty] | S12 | 0 | [10 empty] | No | No
MC071 | Furness College |  |  |  | MC071-B01/S13 | DHWS Common Flow Temp | EN.EN3 Energy Sensor | [6 empty] | S13 | 0 | [10 empty] | No | No
MC071 | Furness College |  |  |  | MC071-B01/P4 | CT Flow Temp Lecture Theatre | EN.EN3 Energy Sensor | [6 empty] | P4 | 0 | [10 empty] | No | No
MC071 | Furness College |  |  |  | MC071-B01/P5 | PHX No1 Secondary Flow Temp | EN.EN3 Energy Sensor | [6 empty] | P5 | 0 | [10 empty] | No | No
MC071 | Furness College |  |  |  | MC071-B01/P6 | PHX No2 Secondary Flow Temp | EN.EN3 Energy Sensor | [6 empty] | P6 | 0 | [10 empty] | No | No
MC071 | Furness College |  |  |  | MC071-B01/P7 | Variable temperature circuit flow temperature | EN.EN3 Energy Sensor | [6 empty] | P7 | 0 | [10 empty] | No | No
MC071 | Furness College |  |  |  | MC071-B01/P8 | PHEX Primary Common Flow Temp | EN.EN3 Energy Sensor | [6 empty] | P8 | 0 | [10 empty] | No | No
MC071 | Furness College |  |  |  | MC071-B01/P9 | PHEX Primary Common Rtn Temp | EN.EN3 Energy Sensor | [6 empty] | P9 | 0 | [10 empty] | No | No
MC071 | Furness College |  |  |  | MC071-B01/P29 | Office Level C No 2 | EN.EN3 Energy Sensor | [6 empty] | P29 | 0 | [10 empty] | No | No
MC071 | Furness College |  |  |  | MC071-B01/P3 | CT Flow Flats and DHWS | EN.EN3 Energy Sensor | [6 empty] | P3 | 0 | [10 empty] | No | No
MC071 | Furness College |  |  |  | MC071-B01/P30 | CommPress_Test_Figures | EN.EN3 Energy Sensor | [6 empty] | P30 | 0 | [10 empty] | No | No
MC071 | Furness College |  |  |  | MC071-B01/P31 | Slaidburn Building kwh | EN.EN3 Energy Sensor | [6 empty] | P31 | 0 | [10 empty] | No | No
MC071 | Furness College |  |  |  | MC071-B01/P32 | Slaidburn Delta T | EN.EN3 Energy Sensor | [6 empty] | P32 | 0 | [10 empty] | No | No
MC071 | Furness College |  |  |  | MC071-B01/P33 | MTHW Raw Flow 4-20ma | EN.EN3 Energy Sensor | [6 empty] | P33 | 0 | [10 empty] | No | No
MC071 | Furness College |  |  |  | MC071-B01/P23 | Bar Area Temp Sensor No 2 | EN.EN3 Energy Sensor | [6 empty] | P23 | 0 | [10 empty] | No | No
MC071 | Furness College |  |  |  | MC071-B01/P24 | Bar Area CO2 Sensor No 2 | EN.EN3 Energy Sensor | [6 empty] | P24 | 0 | [10 empty] | No | No
MC071 | Furness College |  |  |  | MC071-B01/P25 | Office Level A | EN.EN3 Energy Sensor | [6 empty] | P25 | 0 | [10 empty] | No | No
MC071 | Furness College |  |  |  | MC071-B01/P26 | Calc VT Setpoint | EN.EN3 Energy Sensor | [6 empty] | P26 | 0 | [10 empty] | No | No
MC071 | Furness College |  |  |  | MC071-B01/P27 | Office Level B No 2 | EN.EN3 Energy Sensor | [6 empty] | P27 | 0 | [10 empty] | No | No
MC071 | Furness College |  |  |  | MC071-B01/P28 | Office Level C No 1 | EN.EN3 Energy Sensor | [6 empty] | P28 | 0 | [10 empty] | No | No
MC071 | Furness College |  |  |  | MC071-B01/P18 | Slaidburn MTHW Ltrs Min | EN.EN3 Energy Sensor | [6 empty] | P18 | 0 | [10 empty] | No | No
MC071 | Furness College |  |  |  | MC071-B01/P19 | Bldg Water 30 minute Usage | EN.EN3 Energy Sensor | [6 empty] | P19 | 0 | [10 empty] | No | No
MC071 | Furness College |  |  |  | MC071-B01/P2 | Leveil B Space Temp Sensor | EN.EN3 Energy Sensor | [6 empty] | P2 | 0 | [10 empty] | No | No
MC071 | Furness College |  |  |  | MC071-B01/P20 | Foyer Area Temp Sensor | EN.EN3 Energy Sensor | [6 empty] | P20 | 0 | [10 empty] | No | No
MC071 | Furness College |  |  |  | MC071-B01/P21 | Bar Area Temp Sensor No 1 | EN.EN3 Energy Sensor | [6 empty] | P21 | 0 | [10 empty] | No | No
MC071 | Furness College |  |  |  | MC071-B01/P22 | Bar Area CO2 Sensor No 1 | EN.EN3 Energy Sensor | [6 empty] | P22 | 0 | [10 empty] | No | No
MC071 | Furness College |  |  |  | MC071-B01/P12 | HWS Return Temp | EN.EN3 Energy Sensor | [6 empty] | P12 | 0 | [10 empty] | No | No
MC071 | Furness College |  |  |  | MC071-B01/P13 | DHWS Common Return Temp | EN.EN3 Energy Sensor | [6 empty] | P13 | 0 | [10 empty] | No | No
MC071 | Furness College |  |  |  | MC071-B01/P14 | Bar Lossney HX02 Supply Temp | EN.EN3 Energy Sensor | [6 empty] | P14 | 0 | [10 empty] | No | No
MC071 | Furness College |  |  |  | MC071-B01/P15 | Bar Lossney HX03 Supply Temp | EN.EN3 Energy Sensor | [6 empty] | P15 | 0 | [10 empty] | No | No
MC071 | Furness College |  |  |  | MC071-B01/P16 | LPHW water 30 minute Usage | EN.EN3 Energy Sensor | [6 empty] | P16 | 0 | [10 empty] | No | No
MC071 | Furness College |  |  |  | MC071-B01/P17 | Immersion heater hours run | EN.EN3 Energy Sensor | [6 empty] | P17 | 0 | [10 empty] | No | No
MC071 | Furness College |  |  |  | MC071-B01/N3 | IC Comms 3 | EN.EN3 Energy Sensor | [6 empty] | N3 | 0 | [10 empty] | No | No
MC071 | Furness College |  |  |  | MC071-B01/O1 | Alarm Route 1 | EN.EN3 Energy Sensor | [6 empty] | O1 | 0 | [10 empty] | No | No
MC071 | Furness College |  |  |  | MC071-B01/P1 | Outside Temperature Sensor | EN.EN3 Energy Sensor | [6 empty] | P1 | 0 | [10 empty] | No | No
MC071 | Furness College |  |  |  | MC071-B01/P10 | Bar Lossney HX01 Supply Temp | EN.EN3 Energy Sensor | [6 empty] | P10 | 0 | [10 empty] | No | No
MC071 | Furness College |  |  |  | MC071-B01/P11 | Bar Lossney HX04 Supply Temp | EN.EN3 Energy Sensor | [6 empty] | P11 | 0 | [10 empty] | No | No
MC071 | Furness College |  |  |  | MC071-B01/L6 | Loop 6 | EN.EN3 Energy Sensor | [6 empty] | L6 | 0 | [10 empty] | No | No
MC071 | Furness College |  |  |  | MC071-B01/L7 | Loop 7 | EN.EN3 Energy Sensor | [6 empty] | L7 | 0 | [10 empty] | No | No
MC071 | Furness College |  |  |  | MC071-B01/L8 | Loop 8 | EN.EN3 Energy Sensor | [6 empty] | L8 | 0 | [10 empty] | No | No
MC071 | Furness College |  |  |  | MC071-B01/N1 | TREND_0C_20_EB | EN.EN3 Energy Sensor | [6 empty] | N1 | 0 | [10 empty] | No | No
MC071 | Furness College |  |  |  | MC071-B01/N2 | IC Comms 2 | EN.EN3 Energy Sensor | [6 empty] | N2 | 0 | [10 empty] | No | No
MC071 | Furness College |  |  |  | MC071-B01/K7 | Bar Area HRU Sup Air Set point | EN.EN3 Energy Sensor | [6 empty] | K7 | 0 | [10 empty] | No | No
MC071 | Furness College |  |  |  | MC071-B01/K8 | Comms Test | EN.EN3 Energy Sensor | [6 empty] | K8 | 0 | [10 empty] | No | No
MC071 | Furness College |  |  |  | MC071-B01/L1 | Loop 1 | EN.EN3 Energy Sensor | [6 empty] | L1 | 0 | [10 empty] | No | No
MC071 | Furness College |  |  |  | MC071-B01/L2 | Loop 2 | EN.EN3 Energy Sensor | [6 empty] | L2 | 0 | [10 empty] | No | No
MC071 | Furness College |  |  |  | MC071-B01/L4 | Loop 4 | EN.EN3 Energy Sensor | [6 empty] | L4 | 0 | [10 empty] | No | No
MC071 | Furness College |  |  |  | MC071-B01/L5 | Loop 5 | EN.EN3 Energy Sensor | [6 empty] | L5 | 0 | [10 empty] | No | No
MC071 | Furness College |  |  |  | MC071-B01/K26 | Bar Area Space Heating SP | EN.EN3 Energy Sensor | [6 empty] | K26 | 0 | [10 empty] | No | No
MC071 | Furness College |  |  |  | MC071-B01/K27 | BarArea CO2 SetPiont | EN.EN3 Energy Sensor | [6 empty] | K27 | 0 | [10 empty] | No | No
MC071 | Furness College |  |  |  | MC071-B01/K3 | VT Max OAT | EN.EN3 Energy Sensor | [6 empty] | K3 | 0 | [10 empty] | No | No
MC071 | Furness College |  |  |  | MC071-B01/K4 | VT Min Flow | EN.EN3 Energy Sensor | [6 empty] | K4 | 0 | [10 empty] | No | No
MC071 | Furness College |  |  |  | MC071-B01/K5 | VT Max Flow | EN.EN3 Energy Sensor | [6 empty] | K5 | 0 | [10 empty] | No | No
MC071 | Furness College |  |  |  | MC071-B01/K6 | Trench Heating OAT Enable SP | EN.EN3 Energy Sensor | [6 empty] | K6 | 0 | [10 empty] | No | No
MC071 | Furness College |  |  |  | MC071-B01/K20 | DHWS Min Primary PHEX SupTemp | EN.EN3 Energy Sensor | [6 empty] | K20 | 0 | [10 empty] | No | No
MC071 | Furness College |  |  |  | MC071-B01/K21 | Foyer Area Heating Set Point | EN.EN3 Energy Sensor | [6 empty] | K21 | 0 | [10 empty] | No | No
MC071 | Furness College |  |  |  | MC071-B01/K22 | Foyer Area Temp Deadband | EN.EN3 Energy Sensor | [6 empty] | K22 | 0 | [10 empty] | No | No
MC071 | Furness College |  |  |  | MC071-B01/K23 | FoyerWindow Override Time | EN.EN3 Energy Sensor | [6 empty] | K23 | 0 | [10 empty] | No | No
MC071 | Furness College |  |  |  | MC071-B01/K24 | BarWindow Override Time | EN.EN3 Energy Sensor | [6 empty] | K24 | 0 | [10 empty] | No | No
MC071 | Furness College |  |  |  | MC071-B01/K25 | Bar Area Temp Deadband | EN.EN3 Energy Sensor | [6 empty] | K25 | 0 | [10 empty] | No | No
MC071 | Furness College |  |  |  | MC071-B01/K15 | LPHW Make up Water SP | EN.EN3 Energy Sensor | [6 empty] | K15 | 0 | [10 empty] | No | No
MC071 | Furness College |  |  |  | MC071-B01/K16 | 1st Stage Frost Protection | EN.EN3 Energy Sensor | [6 empty] | K16 | 0 | [10 empty] | No | No
MC071 | Furness College |  |  |  | MC071-B01/K17 | Building DayTime Max Water SP | EN.EN3 Energy Sensor | [6 empty] | K17 | 0 | [10 empty] | No | No
MC071 | Furness College |  |  |  | MC071-B01/K18 | Building NigtTime Max Water SP | EN.EN3 Energy Sensor | [6 empty] | K18 | 0 | [10 empty] | No | No
MC071 | Furness College |  |  |  | MC071-B01/K19 | 1st Stage Frost Protection | EN.EN3 Energy Sensor | [6 empty] | K19 | 0 | [10 empty] | No | No
MC071 | Furness College |  |  |  | MC071-B01/K2 | VT Min OAT | EN.EN3 Energy Sensor | [6 empty] | K2 | 0 | [10 empty] | No | No
MC071 | Furness College |  |  |  | MC071-B01/K1 | PHX Secondary Flow Setpoint | EN.EN3 Energy Sensor | [6 empty] | K1 | 0 | [10 empty] | No | No
MC071 | Furness College |  |  |  | MC071-B01/K10 | AHUTempAllow | EN.EN3 Energy Sensor | [6 empty] | K10 | 0 | [10 empty] | No | No
MC071 | Furness College |  |  |  | MC071-B01/K11 | AHUOATTempAllow | EN.EN3 Energy Sensor | [6 empty] | K11 | 0 | [10 empty] | No | No
MC071 | Furness College |  |  |  | MC071-B01/K12 | Office Areas Target Space SP | EN.EN3 Energy Sensor | [6 empty] | K12 | 0 | [10 empty] | No | No
MC071 | Furness College |  |  |  | MC071-B01/K13 | Heating OAT Enable | EN.EN3 Energy Sensor | [6 empty] | K13 | 0 | [10 empty] | No | No
MC071 | Furness College |  |  |  | MC071-B01/K14 | Door Curtain OAT Enable | EN.EN3 Energy Sensor | [6 empty] | K14 | 0 | [10 empty] | No | No
MC071 | Furness College |  |  |  | MC071-B01/I69 | VT Pump 2 Run | EN.EN3 Energy Sensor | [6 empty] | I69 | 0 | [10 empty] | No | No
MC071 | Furness College |  |  |  | MC071-B01/i7 | Toilet Extract Fan B070 Fault | EN.EN3 Energy Sensor | [6 empty] | i7 | 0 | [10 empty] | No | No
MC071 | Furness College |  |  |  | MC071-B01/I8 | 4UI4AO_Module 8 | EN.EN3 Energy Sensor | [6 empty] | I8 | 0 | [10 empty] | No | No
MC071 | Furness College |  |  |  | MC071-B01/I9 | LPHW Make up Water Meter | EN.EN3 Energy Sensor | [6 empty] | I9 | 0 | [10 empty] | No | No
MC071 | Furness College |  |  |  | MC071-B01/I63 | PHEX Pump 2 Run | EN.EN3 Energy Sensor | [6 empty] | I63 | 0 | [10 empty] | No | No
MC071 | Furness College |  |  |  | MC071-B01/I64 | CT And Flats Pump No1 Run | EN.EN3 Energy Sensor | [6 empty] | I64 | 0 | [10 empty] | No | No
MC071 | Furness College |  |  |  | MC071-B01/I65 | CT and Flats Pump No2 Run | EN.EN3 Energy Sensor | [6 empty] | I65 | 0 | [10 empty] | No | No
MC071 | Furness College |  |  |  | MC071-B01/I66 | Lecture Theatre AHU Pump 1 Run | EN.EN3 Energy Sensor | [6 empty] | I66 | 0 | [10 empty] | No | No
MC071 | Furness College |  |  |  | MC071-B01/I67 | Lecture Theatre AHU Pump 1 Run | EN.EN3 Energy Sensor | [6 empty] | I67 | 0 | [10 empty] | No | No
MC071 | Furness College |  |  |  | MC071-B01/I68 | VT Pump 1 Run | EN.EN3 Energy Sensor | [6 empty] | I68 | 0 | [10 empty] | No | No
MC071 | Furness College |  |  |  | MC071-B01/I55 | Third Stage Frost Active | EN.EN3 Energy Sensor | [6 empty] | I55 | 0 | [10 empty] | No | No
MC071 | Furness College |  |  |  | MC071-B01/I56 | Duty PHEX Primary Pump Fail | EN.EN3 Energy Sensor | [6 empty] | I56 | 0 | [10 empty] | No | No
MC071 | Furness College |  |  |  | MC071-B01/I6 | 4UI4AO_Module 6 | EN.EN3 Energy Sensor | [6 empty] | I6 | 0 | [10 empty] | No | No
MC071 | Furness College |  |  |  | MC071-B01/I60 | HWS Sec Pump Failed | EN.EN3 Energy Sensor | [6 empty] | I60 | 0 | [10 empty] | No | No
MC071 | Furness College |  |  |  | MC071-B01/I62 | PHEX Pump 1 Run | EN.EN3 Energy Sensor | [6 empty] | I62 | 0 | [10 empty] | No | No
MC071 | Furness College |  |  |  | MC071-B01/I48 | AHUEnabled | EN.EN3 Energy Sensor | [6 empty] | I48 | 0 | [10 empty] | No | No
MC071 | Furness College |  |  |  | MC071-B01/I49 | Duty Lecture Theatre Pump Fail | EN.EN3 Energy Sensor | [6 empty] | I49 | 0 | [10 empty] | No | No
MC071 | Furness College |  |  |  | MC071-B01/I5 | 8DO_Module 1 | EN.EN3 Energy Sensor | [6 empty] | I5 | 0 | [10 empty] | No | No
MC071 | Furness College |  |  |  | MC071-B01/I52 | Building Water Meter | EN.EN3 Energy Sensor | [6 empty] | I52 | 0 | [10 empty] | No | No
MC071 | Furness College |  |  |  | MC071-B01/I54 | Duty VT Pump Fail | EN.EN3 Energy Sensor | [6 empty] | I54 | 0 | [10 empty] | No | No
MC071 | Furness College |  |  |  | MC071-B01/i4 | Toilet Extract Fan B013 Fault | EN.EN3 Energy Sensor | [6 empty] | i4 | 0 | [10 empty] | No | No
MC071 | Furness College |  |  |  | MC071-B01/I40 | Foyer Area Windows Open | EN.EN3 Energy Sensor | [6 empty] | I40 | 0 | [10 empty] | No | No
MC071 | Furness College |  |  |  | MC071-B01/I41 | Flats and DHWS CT pumps DPS | EN.EN3 Energy Sensor | [6 empty] | I41 | 0 | [10 empty] | No | No
MC071 | Furness College |  |  |  | MC071-B01/I43 | Foyer Area Windows Close | EN.EN3 Energy Sensor | [6 empty] | I43 | 0 | [10 empty] | No | No
MC071 | Furness College |  |  |  | MC071-B01/I45 | Duty CT Flats DHWS Pump Fail | EN.EN3 Energy Sensor | [6 empty] | I45 | 0 | [10 empty] | No | No
MC071 | Furness College |  |  |  | MC071-B01/I34 | Door Curtain No2 Fault | EN.EN3 Energy Sensor | [6 empty] | I34 | 0 | [10 empty] | No | No
MC071 | Furness College |  |  |  | MC071-B01/I35 | Bar Lossney HX01 Fault | EN.EN3 Energy Sensor | [6 empty] | I35 | 0 | [10 empty] | No | No
MC071 | Furness College |  |  |  | MC071-B01/I36 | Bar Lossney HX02 Fault | EN.EN3 Energy Sensor | [6 empty] | I36 | 0 | [10 empty] | No | No
MC071 | Furness College |  |  |  | MC071-B01/I37 | Door Curtain No3 Fault | EN.EN3 Energy Sensor | [6 empty] | I37 | 0 | [10 empty] | No | No
MC071 | Furness College |  |  |  | MC071-B01/I38 | Lecture AHU Pump DP Switch | EN.EN3 Energy Sensor | [6 empty] | I38 | 0 | [10 empty] | No | No
MC071 | Furness College |  |  |  | MC071-B01/I39 | Bar Area Windows Close | EN.EN3 Energy Sensor | [6 empty] | I39 | 0 | [10 empty] | No | No
MC071 | Furness College |  |  |  | MC071-B01/i3 | Toilet Extract Fan A030 Fault | EN.EN3 Energy Sensor | [6 empty] | i3 | 0 | [10 empty] | No | No
MC071 | Furness College |  |  |  | MC071-B01/I30 | Server Rm AC System No2 Fault | EN.EN3 Energy Sensor | [6 empty] | I30 | 0 | [10 empty] | No | No
MC071 | Furness College |  |  |  | MC071-B01/I31 | Lift No1 Fault | EN.EN3 Energy Sensor | [6 empty] | I31 | 0 | [10 empty] | No | No
MC071 | Furness College |  |  |  | MC071-B01/I32 | Lift No2 Fault | EN.EN3 Energy Sensor | [6 empty] | I32 | 0 | [10 empty] | No | No
MC071 | Furness College |  |  |  | MC071-B01/I33 | Door Curtain No1 Fault | EN.EN3 Energy Sensor | [6 empty] | I33 | 0 | [10 empty] | No | No
MC071 | Furness College |  |  |  | MC071-B01/I23 | PHX Pump DP Switch | EN.EN3 Energy Sensor | [6 empty] | I23 | 0 | [10 empty] | No | No
MC071 | Furness College |  |  |  | MC071-B01/I24 | DHWS Sec Rtn Pump CT Switch | EN.EN3 Energy Sensor | [6 empty] | I24 | 0 | [10 empty] | No | No
MC071 | Furness College |  |  |  | MC071-B01/I25 | VT Heating Pump DP Switch | EN.EN3 Energy Sensor | [6 empty] | I25 | 0 | [10 empty] | No | No
MC071 | Furness College |  |  |  | MC071-B01/I27 | Emergency Stop Button | EN.EN3 Energy Sensor | [6 empty] | I27 | 0 | [10 empty] | No | No
MC071 | Furness College |  |  |  | MC071-B01/I28 | PU Pressure Healthy | EN.EN3 Energy Sensor | [6 empty] | I28 | 0 | [10 empty] | No | No
MC071 | Furness College |  |  |  | MC071-B01/I29 | Server Rm AC System No1 Fault | EN.EN3 Energy Sensor | [6 empty] | I29 | 0 | [10 empty] | No | No
MC071 | Furness College |  |  |  | MC071-B01/I18 | Digital Input 18 | EN.EN3 Energy Sensor | [6 empty] | I18 | 0 | [10 empty] | No | No
MC071 | Furness College |  |  |  | MC071-B01/I19 | Mains Water Leak Detected | EN.EN3 Energy Sensor | [6 empty] | I19 | 0 | [10 empty] | No | No
MC071 | Furness College |  |  |  | MC071-B01/I2 | 8UI_Module 2 | EN.EN3 Energy Sensor | [6 empty] | I2 | 0 | [10 empty] | No | No
MC071 | Furness College |  |  |  | MC071-B01/I20 | Building Fire Alarm | EN.EN3 Energy Sensor | [6 empty] | I20 | 0 | [10 empty] | No | No
MC071 | Furness College |  |  |  | MC071-B01/I22 | Bar Area Windows Open | EN.EN3 Energy Sensor | [6 empty] | I22 | 0 | [10 empty] | No | No
MC071 | Furness College |  |  |  | MC071-B01/I1 | 16DI_Module 1 | EN.EN3 Energy Sensor | [6 empty] | I1 | 0 | [10 empty] | No | No
MC071 | Furness College |  |  |  | MC071-B01/I14 | Toilet Extract Fan B047 Fault | EN.EN3 Energy Sensor | [6 empty] | I14 | 0 | [10 empty] | No | No
MC071 | Furness College |  |  |  | MC071-B01/I15 | Shower Extract Fan C013 | EN.EN3 Energy Sensor | [6 empty] | I15 | 0 | [10 empty] | No | No
MC071 | Furness College |  |  |  | MC071-B01/I16 | DHWS unit No 1 Fault | EN.EN3 Energy Sensor | [6 empty] | I16 | 0 | [10 empty] | No | No
MC071 | Furness College |  |  |  | MC071-B01/I17 | DHWS unit No 2 Fault | EN.EN3 Energy Sensor | [6 empty] | I17 | 0 | [10 empty] | No | No
MC071 | Furness College |  |  |  | MC071-B01/G94 | FoyerWindowOvr | EN.EN3 Energy Sensor | [6 empty] | G94 | 0 | [10 empty] | No | No
MC071 | Furness College |  |  |  | MC071-B01/G95 | Logic 95 | EN.EN3 Energy Sensor | [6 empty] | G95 | 0 | [10 empty] | No | No
MC071 | Furness College |  |  |  | MC071-B01/G96 | Logic 96 | EN.EN3 Energy Sensor | [6 empty] | G96 | 0 | [10 empty] | No | No
MC071 | Furness College |  |  |  | MC071-B01/G97 | Logic 97 | EN.EN3 Energy Sensor | [6 empty] | G97 | 0 | [10 empty] | No | No
MC071 | Furness College |  |  |  | MC071-B01/G98 | Logic 98 | EN.EN3 Energy Sensor | [6 empty] | G98 | 0 | [10 empty] | No | No
MC071 | Furness College |  |  |  | MC071-B01/G99 | OpenFoyerwindows | EN.EN3 Energy Sensor | [6 empty] | G99 | 0 | [10 empty] | No | No
MC071 | Furness College |  |  |  | MC071-B01/G89 | FoyerAreaAutoWindowOpen | EN.EN3 Energy Sensor | [6 empty] | G89 | 0 | [10 empty] | No | No
MC071 | Furness College |  |  |  | MC071-B01/G9 | Logic 9 | EN.EN3 Energy Sensor | [6 empty] | G9 | 0 | [10 empty] | No | No
MC071 | Furness College |  |  |  | MC071-B01/G90 | AHU Heat Demand | EN.EN3 Energy Sensor | [6 empty] | G90 | 0 | [10 empty] | No | No
MC071 | Furness College |  |  |  | MC071-B01/G91 | Logic 91 | EN.EN3 Energy Sensor | [6 empty] | G91 | 0 | [10 empty] | No | No
MC071 | Furness College |  |  |  | MC071-B01/G92 | Logic 92 | EN.EN3 Energy Sensor | [6 empty] | G92 | 0 | [10 empty] | No | No
MC071 | Furness College |  |  |  | MC071-B01/G93 | Logic 93 | EN.EN3 Energy Sensor | [6 empty] | G93 | 0 | [10 empty] | No | No
MC071 | Furness College |  |  |  | MC071-B01/G83 | Logic 83 | EN.EN3 Energy Sensor | [6 empty] | G83 | 0 | [10 empty] | No | No
MC071 | Furness College |  |  |  | MC071-B01/G84 | Logic 84 | EN.EN3 Energy Sensor | [6 empty] | G84 | 0 | [10 empty] | No | No
MC071 | Furness College |  |  |  | MC071-B01/G85 | Logic 85 | EN.EN3 Energy Sensor | [6 empty] | G85 | 0 | [10 empty] | No | No
MC071 | Furness College |  |  |  | MC071-B01/G86 | Logic 86 | EN.EN3 Energy Sensor | [6 empty] | G86 | 0 | [10 empty] | No | No
MC071 | Furness College |  |  |  | MC071-B01/G87 | PHEX Primary Pumps Enable | EN.EN3 Energy Sensor | [6 empty] | G87 | 0 | [10 empty] | No | No
MC071 | Furness College |  |  |  | MC071-B01/G88 | Logic 88 | EN.EN3 Energy Sensor | [6 empty] | G88 | 0 | [10 empty] | No | No
MC071 | Furness College |  |  |  | MC071-B01/G78 | Logic 78 | EN.EN3 Energy Sensor | [6 empty] | G78 | 0 | [10 empty] | No | No
MC071 | Furness College |  |  |  | MC071-B01/G79 | Logic 79 | EN.EN3 Energy Sensor | [6 empty] | G79 | 0 | [10 empty] | No | No
MC071 | Furness College |  |  |  | MC071-B01/G8 | Logic 8 | EN.EN3 Energy Sensor | [6 empty] | G8 | 0 | [10 empty] | No | No
MC071 | Furness College |  |  |  | MC071-B01/G80 | Logic 80 | EN.EN3 Energy Sensor | [6 empty] | G80 | 0 | [10 empty] | No | No
MC071 | Furness College |  |  |  | MC071-B01/G81 | Logic 81 | EN.EN3 Energy Sensor | [6 empty] | G81 | 0 | [10 empty] | No | No
MC071 | Furness College |  |  |  | MC071-B01/G82 | Logic 82 | EN.EN3 Energy Sensor | [6 empty] | G82 | 0 | [10 empty] | No | No
MC071 | Furness College |  |  |  | MC071-B01/G72 | Logic 72 | EN.EN3 Energy Sensor | [6 empty] | G72 | 0 | [10 empty] | No | No
MC071 | Furness College |  |  |  | MC071-B01/G73 | Bar Area Vent Enable | EN.EN3 Energy Sensor | [6 empty] | G73 | 0 | [10 empty] | No | No
MC071 | Furness College |  |  |  | MC071-B01/G74 | Logic 74 | EN.EN3 Energy Sensor | [6 empty] | G74 | 0 | [10 empty] | No | No
MC071 | Furness College |  |  |  | MC071-B01/G75 | Logic 75 | EN.EN3 Energy Sensor | [6 empty] | G75 | 0 | [10 empty] | No | No
MC071 | Furness College |  |  |  | MC071-B01/G76 | Logic 76 | EN.EN3 Energy Sensor | [6 empty] | G76 | 0 | [10 empty] | No | No
MC071 | Furness College |  |  |  | MC071-B01/G77 | Logic 77 | EN.EN3 Energy Sensor | [6 empty] | G77 | 0 | [10 empty] | No | No
MC071 | Furness College |  |  |  | MC071-B01/G67 | ECO Hold Off | EN.EN3 Energy Sensor | [6 empty] | G67 | 0 | [10 empty] | No | No
MC071 | Furness College |  |  |  | MC071-B01/G68 | 1st Stage Frost Enable | EN.EN3 Energy Sensor | [6 empty] | G68 | 0 | [10 empty] | No | No
MC071 | Furness College |  |  |  | MC071-B01/G69 | VT pumps Enable | EN.EN3 Energy Sensor | [6 empty] | G69 | 0 | [10 empty] | No | No
MC071 | Furness College |  |  |  | MC071-B01/G7 | Logic 7 | EN.EN3 Energy Sensor | [6 empty] | G7 | 0 | [10 empty] | No | No
MC071 | Furness College |  |  |  | MC071-B01/G70 | Logic 70 | EN.EN3 Energy Sensor | [6 empty] | G70 | 0 | [10 empty] | No | No
MC071 | Furness College |  |  |  | MC071-B01/G71 | No Heat Available | EN.EN3 Energy Sensor | [6 empty] | G71 | 0 | [10 empty] | No | No
MC071 | Furness College |  |  |  | MC071-B01/G61 | Logic 61 | EN.EN3 Energy Sensor | [6 empty] | G61 | 0 | [10 empty] | No | No
MC071 | Furness College |  |  |  | MC071-B01/G62 | Logic 62 | EN.EN3 Energy Sensor | [6 empty] | G62 | 0 | [10 empty] | No | No
MC071 | Furness College |  |  |  | MC071-B01/G63 | Logic 63 | EN.EN3 Energy Sensor | [6 empty] | G63 | 0 | [10 empty] | No | No
MC071 | Furness College |  |  |  | MC071-B01/G64 | Logic 64 | EN.EN3 Energy Sensor | [6 empty] | G64 | 0 | [10 empty] | No | No
MC071 | Furness College |  |  |  | MC071-B01/G65 | Logic 65 | EN.EN3 Energy Sensor | [6 empty] | G65 | 0 | [10 empty] | No | No
MC071 | Furness College |  |  |  | MC071-B01/G66 | Logic 66 | EN.EN3 Energy Sensor | [6 empty] | G66 | 0 | [10 empty] | No | No
MC071 | Furness College |  |  |  | MC071-B01/G56 | Logic 56 | EN.EN3 Energy Sensor | [6 empty] | G56 | 0 | [10 empty] | No | No
MC071 | Furness College |  |  |  | MC071-B01/G57 | Logic 57 | EN.EN3 Energy Sensor | [6 empty] | G57 | 0 | [10 empty] | No | No
MC071 | Furness College |  |  |  | MC071-B01/G58 | Logic 58 | EN.EN3 Energy Sensor | [6 empty] | G58 | 0 | [10 empty] | No | No
MC071 | Furness College |  |  |  | MC071-B01/G59 | Logic 59 | EN.EN3 Energy Sensor | [6 empty] | G59 | 0 | [10 empty] | No | No
MC071 | Furness College |  |  |  | MC071-B01/G6 | Logic 6 | EN.EN3 Energy Sensor | [6 empty] | G6 | 0 | [10 empty] | No | No
MC071 | Furness College |  |  |  | MC071-B01/G60 | Logic 60 | EN.EN3 Energy Sensor | [6 empty] | G60 | 0 | [10 empty] | No | No
MC071 | Furness College |  |  |  | MC071-B01/G50 | Logic 50 | EN.EN3 Energy Sensor | [6 empty] | G50 | 0 | [10 empty] | No | No
MC071 | Furness College |  |  |  | MC071-B01/G51 | Logic 51 | EN.EN3 Energy Sensor | [6 empty] | G51 | 0 | [10 empty] | No | No
MC071 | Furness College |  |  |  | MC071-B01/G52 | Logic 52 | EN.EN3 Energy Sensor | [6 empty] | G52 | 0 | [10 empty] | No | No
MC071 | Furness College |  |  |  | MC071-B01/G53 | DHWS LPHW Enable | EN.EN3 Energy Sensor | [6 empty] | G53 | 0 | [10 empty] | No | No
MC071 | Furness College |  |  |  | MC071-B01/G54 | Logic 54 | EN.EN3 Energy Sensor | [6 empty] | G54 | 0 | [10 empty] | No | No
MC071 | Furness College |  |  |  | MC071-B01/G55 | Logic 55 | EN.EN3 Energy Sensor | [6 empty] | G55 | 0 | [10 empty] | No | No
MC071 | Furness College |  |  |  | MC071-B01/G45 | Logic 45 | EN.EN3 Energy Sensor | [6 empty] | G45 | 0 | [10 empty] | No | No
MC071 | Furness College |  |  |  | MC071-B01/G46 | Logic 46 | EN.EN3 Energy Sensor | [6 empty] | G46 | 0 | [10 empty] | No | No
MC071 | Furness College |  |  |  | MC071-B01/G47 | Logic 47 | EN.EN3 Energy Sensor | [6 empty] | G47 | 0 | [10 empty] | No | No
MC071 | Furness College |  |  |  | MC071-B01/G48 | Logic 48 | EN.EN3 Energy Sensor | [6 empty] | G48 | 0 | [10 empty] | No | No
MC071 | Furness College |  |  |  | MC071-B01/G49 | Logic 49 | EN.EN3 Energy Sensor | [6 empty] | G49 | 0 | [10 empty] | No | No
MC071 | Furness College |  |  |  | MC071-B01/G5 | Logic 5 | EN.EN3 Energy Sensor | [6 empty] | G5 | 0 | [10 empty] | No | No
MC071 | Furness College |  |  |  | MC071-B01/G4 | Logic 4 | EN.EN3 Energy Sensor | [6 empty] | G4 | 0 | [10 empty] | No | No
MC071 | Furness College |  |  |  | MC071-B01/G40 | Logic 40 | EN.EN3 Energy Sensor | [6 empty] | G40 | 0 | [10 empty] | No | No
MC071 | Furness College |  |  |  | MC071-B01/G41 | Logic 41 | EN.EN3 Energy Sensor | [6 empty] | G41 | 0 | [10 empty] | No | No
MC071 | Furness College |  |  |  | MC071-B01/G42 | Logic 42 | EN.EN3 Energy Sensor | [6 empty] | G42 | 0 | [10 empty] | No | No
MC071 | Furness College |  |  |  | MC071-B01/G43 | Logic 43 | EN.EN3 Energy Sensor | [6 empty] | G43 | 0 | [10 empty] | No | No
MC071 | Furness College |  |  |  | MC071-B01/G44 | Logic 44 | EN.EN3 Energy Sensor | [6 empty] | G44 | 0 | [10 empty] | No | No
MC071 | Furness College |  |  |  | MC071-B01/G34 | Foyer Area Heating Enable | EN.EN3 Energy Sensor | [6 empty] | G34 | 0 | [10 empty] | No | No
MC071 | Furness College |  |  |  | MC071-B01/G35 | Logic 35 | EN.EN3 Energy Sensor | [6 empty] | G35 | 0 | [10 empty] | No | No
MC071 | Furness College |  |  |  | MC071-B01/G36 | Logic 36 | EN.EN3 Energy Sensor | [6 empty] | G36 | 0 | [10 empty] | No | No
MC071 | Furness College |  |  |  | MC071-B01/G37 | 3rd Stage Frost Enable | EN.EN3 Energy Sensor | [6 empty] | G37 | 0 | [10 empty] | No | No
MC071 | Furness College |  |  |  | MC071-B01/G38 | Logic 38 | EN.EN3 Energy Sensor | [6 empty] | G38 | 0 | [10 empty] | No | No
MC071 | Furness College |  |  |  | MC071-B01/G39 | Logic 39 | EN.EN3 Energy Sensor | [6 empty] | G39 | 0 | [10 empty] | No | No
MC071 | Furness College |  |  |  | MC071-B01/G29 | EC Heat Available | EN.EN3 Energy Sensor | [6 empty] | G29 | 0 | [10 empty] | No | No
MC071 | Furness College |  |  |  | MC071-B01/G3 | Logic 3 | EN.EN3 Energy Sensor | [6 empty] | G3 | 0 | [10 empty] | No | No
MC071 | Furness College |  |  |  | MC071-B01/G30 | Logic 30 | EN.EN3 Energy Sensor | [6 empty] | G30 | 0 | [10 empty] | No | No
MC071 | Furness College |  |  |  | MC071-B01/G31 | 24 hr windows close | EN.EN3 Energy Sensor | [6 empty] | G31 | 0 | [10 empty] | No | No
MC071 | Furness College |  |  |  | MC071-B01/G32 | Immersion heater hours run | EN.EN3 Energy Sensor | [6 empty] | G32 | 0 | [10 empty] | No | No
MC071 | Furness College |  |  |  | MC071-B01/G33 | Logic 33 | EN.EN3 Energy Sensor | [6 empty] | G33 | 0 | [10 empty] | No | No
MC071 | Furness College |  |  |  | MC071-B01/G23 | Logic 23 | EN.EN3 Energy Sensor | [6 empty] | G23 | 0 | [10 empty] | No | No
MC071 | Furness College |  |  |  | MC071-B01/G24 | Logic 24 | EN.EN3 Energy Sensor | [6 empty] | G24 | 0 | [10 empty] | No | No
MC071 | Furness College |  |  |  | MC071-B01/G25 | Lecture Theatre AHU Pumps Enab | EN.EN3 Energy Sensor | [6 empty] | G25 | 0 | [10 empty] | No | No
MC071 | Furness College |  |  |  | MC071-B01/G26 | Logic 26 | EN.EN3 Energy Sensor | [6 empty] | G26 | 0 | [10 empty] | No | No
MC071 | Furness College |  |  |  | MC071-B01/G27 | 24 hr windows close | EN.EN3 Energy Sensor | [6 empty] | G27 | 0 | [10 empty] | No | No
MC071 | Furness College |  |  |  | MC071-B01/G28 | Office VT Heating Enable | EN.EN3 Energy Sensor | [6 empty] | G28 | 0 | [10 empty] | No | No
MC071 | Furness College |  |  |  | MC071-B01/G18 | Logic 18 | EN.EN3 Energy Sensor | [6 empty] | G18 | 0 | [10 empty] | No | No
MC071 | Furness College |  |  |  | MC071-B01/G19 | Logic 19 | EN.EN3 Energy Sensor | [6 empty] | G19 | 0 | [10 empty] | No | No
MC071 | Furness College |  |  |  | MC071-B01/G2 | Logic 2 | EN.EN3 Energy Sensor | [6 empty] | G2 | 0 | [10 empty] | No | No
MC071 | Furness College |  |  |  | MC071-B01/G20 | Logic 20 | EN.EN3 Energy Sensor | [6 empty] | G20 | 0 | [10 empty] | No | No
MC071 | Furness College |  |  |  | MC071-B01/G21 | Logic 21 | EN.EN3 Energy Sensor | [6 empty] | G21 | 0 | [10 empty] | No | No
MC071 | Furness College |  |  |  | MC071-B01/G22 | Logic 22 | EN.EN3 Energy Sensor | [6 empty] | G22 | 0 | [10 empty] | No | No
MC071 | Furness College |  |  |  | MC071-B01/G12 | Logic 12 | EN.EN3 Energy Sensor | [6 empty] | G12 | 0 | [10 empty] | No | No
MC071 | Furness College |  |  |  | MC071-B01/G13 | Logic 13 | EN.EN3 Energy Sensor | [6 empty] | G13 | 0 | [10 empty] | No | No
MC071 | Furness College |  |  |  | MC071-B01/G14 | Logic 14 | EN.EN3 Energy Sensor | [6 empty] | G14 | 0 | [10 empty] | No | No
MC071 | Furness College |  |  |  | MC071-B01/G15 | Logic 15 | EN.EN3 Energy Sensor | [6 empty] | G15 | 0 | [10 empty] | No | No
MC071 | Furness College |  |  |  | MC071-B01/G16 | Logic 16 | EN.EN3 Energy Sensor | [6 empty] | G16 | 0 | [10 empty] | No | No
MC071 | Furness College |  |  |  | MC071-B01/G17 | Logic 17 | EN.EN3 Energy Sensor | [6 empty] | G17 | 0 | [10 empty] | No | No
MC071 | Furness College |  |  |  | MC071-B01/G114 | ICComms | EN.EN3 Energy Sensor | [6 empty] | G114 | 0 | [10 empty] | No | No
MC071 | Furness College |  |  |  | MC071-B01/G115 | Logic 115 | EN.EN3 Energy Sensor | [6 empty] | G115 | 0 | [10 empty] | No | No
MC071 | Furness College |  |  |  | MC071-B01/G116 | Logic 116 | EN.EN3 Energy Sensor | [6 empty] | G116 | 0 | [10 empty] | No | No
MC071 | Furness College |  |  |  | MC071-B01/G117 | Logic 117 | EN.EN3 Energy Sensor | [6 empty] | G117 | 0 | [10 empty] | No | No
MC071 | Furness College |  |  |  | MC071-B01/G118 | Logic 118 | EN.EN3 Energy Sensor | [6 empty] | G118 | 0 | [10 empty] | No | No
MC071 | Furness College |  |  |  | MC071-B01/G119 | Logic 119 | EN.EN3 Energy Sensor | [6 empty] | G119 | 0 | [10 empty] | No | No
MC071 | Furness College |  |  |  | MC071-B01/G109 | Logic 109 | EN.EN3 Energy Sensor | [6 empty] | G109 | 0 | [10 empty] | No | No
MC071 | Furness College |  |  |  | MC071-B01/G11 | Logic 11 | EN.EN3 Energy Sensor | [6 empty] | G11 | 0 | [10 empty] | No | No
MC071 | Furness College |  |  |  | MC071-B01/G110 | Logic 110 | EN.EN3 Energy Sensor | [6 empty] | G110 | 0 | [10 empty] | No | No
MC071 | Furness College |  |  |  | MC071-B01/G111 | Logic 111 | EN.EN3 Energy Sensor | [6 empty] | G111 | 0 | [10 empty] | No | No
MC071 | Furness College |  |  |  | MC071-B01/G112 | Logic 112 | EN.EN3 Energy Sensor | [6 empty] | G112 | 0 | [10 empty] | No | No
MC071 | Furness College |  |  |  | MC071-B01/G113 | Logic 113 | EN.EN3 Energy Sensor | [6 empty] | G113 | 0 | [10 empty] | No | No
MC071 | Furness College |  |  |  | MC071-B01/G103 | Logic 103 | EN.EN3 Energy Sensor | [6 empty] | G103 | 0 | [10 empty] | No | No
MC071 | Furness College |  |  |  | MC071-B01/G104 | Logic 104 | EN.EN3 Energy Sensor | [6 empty] | G104 | 0 | [10 empty] | No | No
MC071 | Furness College |  |  |  | MC071-B01/G105 | Logic 105 | EN.EN3 Energy Sensor | [6 empty] | G105 | 0 | [10 empty] | No | No
MC071 | Furness College |  |  |  | MC071-B01/G106 | OpenFoyerwindows | EN.EN3 Energy Sensor | [6 empty] | G106 | 0 | [10 empty] | No | No
MC071 | Furness College |  |  |  | MC071-B01/G107 | Logic 107 | EN.EN3 Energy Sensor | [6 empty] | G107 | 0 | [10 empty] | No | No
MC071 | Furness College |  |  |  | MC071-B01/G108 | BarAreaZ1AutoWindowOpen | EN.EN3 Energy Sensor | [6 empty] | G108 | 0 | [10 empty] | No | No
MC071 | Furness College |  |  |  | MC071-B01/F9 | Function 9 | EN.EN3 Energy Sensor | [6 empty] | F9 | 0 | [10 empty] | No | No
MC071 | Furness College |  |  |  | MC071-B01/G1 | Enable PHEX | EN.EN3 Energy Sensor | [6 empty] | G1 | 0 | [10 empty] | No | No
MC071 | Furness College |  |  |  | MC071-B01/G10 | Logic 10 | EN.EN3 Energy Sensor | [6 empty] | G10 | 0 | [10 empty] | No | No
MC071 | Furness College |  |  |  | MC071-B01/G100 | Logic 100 | EN.EN3 Energy Sensor | [6 empty] | G100 | 0 | [10 empty] | No | No
MC071 | Furness College |  |  |  | MC071-B01/G101 | BarAreaWindowOvr | EN.EN3 Energy Sensor | [6 empty] | G101 | 0 | [10 empty] | No | No
MC071 | Furness College |  |  |  | MC071-B01/G102 | Logic 102 | EN.EN3 Energy Sensor | [6 empty] | G102 | 0 | [10 empty] | No | No
MC071 | Furness College |  |  |  | MC071-B01/F42 | Subtract for delta-T | EN.EN3 Energy Sensor | [6 empty] | F42 | 0 | [10 empty] | No | No
MC071 | Furness College |  |  |  | MC071-B01/F43 | Function 43 | EN.EN3 Energy Sensor | [6 empty] | F43 | 0 | [10 empty] | No | No
MC071 | Furness College |  |  |  | MC071-B01/F5 | Function 5 | EN.EN3 Energy Sensor | [6 empty] | F5 | 0 | [10 empty] | No | No
MC071 | Furness College |  |  |  | MC071-B01/F6 | Function 6 | EN.EN3 Energy Sensor | [6 empty] | F6 | 0 | [10 empty] | No | No
MC071 | Furness College |  |  |  | MC071-B01/F7 | Function 7 | EN.EN3 Energy Sensor | [6 empty] | F7 | 0 | [10 empty] | No | No
MC071 | Furness College |  |  |  | MC071-B01/F8 | Function 8 | EN.EN3 Energy Sensor | [6 empty] | F8 | 0 | [10 empty] | No | No
MC071 | Furness College |  |  |  | MC071-B01/F37 | Function 37 | EN.EN3 Energy Sensor | [6 empty] | F37 | 0 | [10 empty] | No | No
MC071 | Furness College |  |  |  | MC071-B01/F38 | Function 38 | EN.EN3 Energy Sensor | [6 empty] | F38 | 0 | [10 empty] | No | No
MC071 | Furness College |  |  |  | MC071-B01/F39 | Function 39 | EN.EN3 Energy Sensor | [6 empty] | F39 | 0 | [10 empty] | No | No
MC071 | Furness College |  |  |  | MC071-B01/F4 | Function 4 | EN.EN3 Energy Sensor | [6 empty] | F4 | 0 | [10 empty] | No | No
MC071 | Furness College |  |  |  | MC071-B01/F40 | Function 40 | EN.EN3 Energy Sensor | [6 empty] | F40 | 0 | [10 empty] | No | No
MC071 | Furness College |  |  |  | MC071-B01/F41 | Litres per second | EN.EN3 Energy Sensor | [6 empty] | F41 | 0 | [10 empty] | No | No
MC071 | Furness College |  |  |  | MC071-B01/F31 | Function 31 | EN.EN3 Energy Sensor | [6 empty] | F31 | 0 | [10 empty] | No | No
MC071 | Furness College |  |  |  | MC071-B01/F32 | Function 32 | EN.EN3 Energy Sensor | [6 empty] | F32 | 0 | [10 empty] | No | No
MC071 | Furness College |  |  |  | MC071-B01/F33 | Function 33 | EN.EN3 Energy Sensor | [6 empty] | F33 | 0 | [10 empty] | No | No
MC071 | Furness College |  |  |  | MC071-B01/F34 | Function 34 | EN.EN3 Energy Sensor | [6 empty] | F34 | 0 | [10 empty] | No | No
MC071 | Furness College |  |  |  | MC071-B01/F35 | Function 35 | EN.EN3 Energy Sensor | [6 empty] | F35 | 0 | [10 empty] | No | No
MC071 | Furness College |  |  |  | MC071-B01/F36 | Function 36 | EN.EN3 Energy Sensor | [6 empty] | F36 | 0 | [10 empty] | No | No
MC071 | Furness College |  |  |  | MC071-B01/F26 | FoyerAreaHeatingRequired | EN.EN3 Energy Sensor | [6 empty] | F26 | 0 | [10 empty] | No | No
MC071 | Furness College |  |  |  | MC071-B01/F27 | Function 27 | EN.EN3 Energy Sensor | [6 empty] | F27 | 0 | [10 empty] | No | No
MC071 | Furness College |  |  |  | MC071-B01/F28 | Function 28 | EN.EN3 Energy Sensor | [6 empty] | F28 | 0 | [10 empty] | No | No
MC071 | Furness College |  |  |  | MC071-B01/F29 | Function 29 | EN.EN3 Energy Sensor | [6 empty] | F29 | 0 | [10 empty] | No | No
MC071 | Furness College |  |  |  | MC071-B01/F3 | Function 3 | EN.EN3 Energy Sensor | [6 empty] | F3 | 0 | [10 empty] | No | No
MC071 | Furness College |  |  |  | MC071-B01/F30 | Function 30 | EN.EN3 Energy Sensor | [6 empty] | F30 | 0 | [10 empty] | No | No
MC071 | Furness College |  |  |  | MC071-B01/F20 | Function 20 | EN.EN3 Energy Sensor | [6 empty] | F20 | 0 | [10 empty] | No | No
MC071 | Furness College |  |  |  | MC071-B01/F21 | Function 21 | EN.EN3 Energy Sensor | [6 empty] | F21 | 0 | [10 empty] | No | No
MC071 | Furness College |  |  |  | MC071-B01/F22 | Function 22 | EN.EN3 Energy Sensor | [6 empty] | F22 | 0 | [10 empty] | No | No
MC071 | Furness College |  |  |  | MC071-B01/F23 | Average Space Temp | EN.EN3 Energy Sensor | [6 empty] | F23 | 0 | [10 empty] | No | No
MC071 | Furness College |  |  |  | MC071-B01/F24 | Function 24 | EN.EN3 Energy Sensor | [6 empty] | F24 | 0 | [10 empty] | No | No
MC071 | Furness College |  |  |  | MC071-B01/F25 | Function 25 | EN.EN3 Energy Sensor | [6 empty] | F25 | 0 | [10 empty] | No | No
MC071 | Furness College |  |  |  | MC071-B01/F15 | Function 15 | EN.EN3 Energy Sensor | [6 empty] | F15 | 0 | [10 empty] | No | No
MC071 | Furness College |  |  |  | MC071-B01/F16 | Function 16 | EN.EN3 Energy Sensor | [6 empty] | F16 | 0 | [10 empty] | No | No
MC071 | Furness College |  |  |  | MC071-B01/F17 | Function 17 | EN.EN3 Energy Sensor | [6 empty] | F17 | 0 | [10 empty] | No | No
MC071 | Furness College |  |  |  | MC071-B01/F18 | Function 18 | EN.EN3 Energy Sensor | [6 empty] | F18 | 0 | [10 empty] | No | No
MC071 | Furness College |  |  |  | MC071-B01/F19 | Function 19 | EN.EN3 Energy Sensor | [6 empty] | F19 | 0 | [10 empty] | No | No
MC071 | Furness College |  |  |  | MC071-B01/F2 | Function 2 | EN.EN3 Energy Sensor | [6 empty] | F2 | 0 | [10 empty] | No | No
MC071 | Furness College |  |  |  | MC071-B01/F1 | Function 1 | EN.EN3 Energy Sensor | [6 empty] | F1 | 0 | [10 empty] | No | No
MC071 | Furness College |  |  |  | MC071-B01/F10 | Function 10 | EN.EN3 Energy Sensor | [6 empty] | F10 | 0 | [10 empty] | No | No
MC071 | Furness College |  |  |  | MC071-B01/F11 | Function 11 | EN.EN3 Energy Sensor | [6 empty] | F11 | 0 | [10 empty] | No | No
MC071 | Furness College |  |  |  | MC071-B01/F12 | Function 12 | EN.EN3 Energy Sensor | [6 empty] | F12 | 0 | [10 empty] | No | No
MC071 | Furness College |  |  |  | MC071-B01/F13 | Function 13 | EN.EN3 Energy Sensor | [6 empty] | F13 | 0 | [10 empty] | No | No
MC071 | Furness College |  |  |  | MC071-B01/F14 | Function 14 | EN.EN3 Energy Sensor | [6 empty] | F14 | 0 | [10 empty] | No | No
MC071 | Furness College |  |  |  | MC071-B01/D5 | Lecture Theatre AHU Pumps 2RM | EN.EN3 Energy Sensor | [6 empty] | D5 | 0 | [10 empty] | No | No
MC071 | Furness College |  |  |  | MC071-B01/D6 | VT Pumps 2RM | EN.EN3 Energy Sensor | [6 empty] | D6 | 0 | [10 empty] | No | No
MC071 | Furness College |  |  |  | MC071-B01/D7 | VT Control Valve | EN.EN3 Energy Sensor | [6 empty] | D7 | 0 | [10 empty] | No | No
MC071 | Furness College |  |  |  | MC071-B01/D8 | Trenching Heating Valve No1 | EN.EN3 Energy Sensor | [6 empty] | D8 | 0 | [10 empty] | No | No
MC071 | Furness College |  |  |  | MC071-B01/D9 | Foyer CT and VT Zone Valve | EN.EN3 Energy Sensor | [6 empty] | D9 | 0 | [10 empty] | No | No
MC071 | Furness College |  |  |  | MC071-B01/e1 | Alarm Dest 1 | EN.EN3 Energy Sensor | [6 empty] | e1 | 0 | [10 empty] | No | No
MC071 | Furness College |  |  |  | MC071-B01/D25 | Bar Area Windows Open | EN.EN3 Energy Sensor | [6 empty] | D25 | 0 | [10 empty] | No | No
MC071 | Furness College |  |  |  | MC071-B01/D26 | Bar Area Windows Close | EN.EN3 Energy Sensor | [6 empty] | D26 | 0 | [10 empty] | No | No
MC071 | Furness College |  |  |  | MC071-B01/D27 | Foyer Area Windows Open | EN.EN3 Energy Sensor | [6 empty] | D27 | 0 | [10 empty] | No | No
MC071 | Furness College |  |  |  | MC071-B01/D28 | Foyer Area Windows Close | EN.EN3 Energy Sensor | [6 empty] | D28 | 0 | [10 empty] | No | No
MC071 | Furness College |  |  |  | MC071-B01/D3 | Driver 3 | EN.EN3 Energy Sensor | [6 empty] | D3 | 0 | [10 empty] | No | No
MC071 | Furness College |  |  |  | MC071-B01/D4 | CT Flats and DHWS Pumps 2RM | EN.EN3 Energy Sensor | [6 empty] | D4 | 0 | [10 empty] | No | No
MC071 | Furness College |  |  |  | MC071-B01/D2 | PHX No2 Control Valve | EN.EN3 Energy Sensor | [6 empty] | D2 | 0 | [10 empty] | No | No
MC071 | Furness College |  |  |  | MC071-B01/D20 | DHWS Electric Immersion Htrs | EN.EN3 Energy Sensor | [6 empty] | D20 | 0 | [10 empty] | No | No
MC071 | Furness College |  |  |  | MC071-B01/D21 | Building Toilet Extract Fans | EN.EN3 Energy Sensor | [6 empty] | D21 | 0 | [10 empty] | No | No
MC071 | Furness College |  |  |  | MC071-B01/D22 | Door Curtains DC1and2 | EN.EN3 Energy Sensor | [6 empty] | D22 | 0 | [10 empty] | No | No
MC071 | Furness College |  |  |  | MC071-B01/D23 | Door Curtains DC03 | EN.EN3 Energy Sensor | [6 empty] | D23 | 0 | [10 empty] | No | No
MC071 | Furness College |  |  |  | MC071-B01/D24 | PHEX Primary Pumps 2RM | EN.EN3 Energy Sensor | [6 empty] | D24 | 0 | [10 empty] | No | No
MC071 | Furness College |  |  |  | MC071-B01/D14 | Bar Lossney HX01 Valve | EN.EN3 Energy Sensor | [6 empty] | D14 | 0 | [10 empty] | No | No
MC071 | Furness College |  |  |  | MC071-B01/D15 | Bar Lossney HX02 Valve | EN.EN3 Energy Sensor | [6 empty] | D15 | 0 | [10 empty] | No | No
MC071 | Furness College |  |  |  | MC071-B01/D16 | Bar Lossney HX03 Valve | EN.EN3 Energy Sensor | [6 empty] | D16 | 0 | [10 empty] | No | No
MC071 | Furness College |  |  |  | MC071-B01/D17 | Bar Lossney HX04 Valve | EN.EN3 Energy Sensor | [6 empty] | D17 | 0 | [10 empty] | No | No
MC071 | Furness College |  |  |  | MC071-B01/D18 | Building Water Meter Enercom | EN.EN3 Energy Sensor | [6 empty] | D18 | 0 | [10 empty] | No | No
MC071 | Furness College |  |  |  | MC071-B01/D19 | Office VT Circuit Zone Valve | EN.EN3 Energy Sensor | [6 empty] | D19 | 0 | [10 empty] | No | No
MC071 | Furness College |  |  |  | MC071-L14/M001 | The Venue | EN.EN2 Energy Meter | [6 empty] | 1 | 0 | [10 empty] | Yes | No
MC071 | Furness College |  |  |  | MC071-L14/M002 | The Venue | EN.EN2 Energy Meter | [6 empty] | 2 | 0 | [10 empty] | Yes | No
MC071 | Furness College |  |  |  | MC071-L14/M003 | The Venue | EN.EN2 Energy Meter | [6 empty] | 3 | 0 | [10 empty] | Yes | No
MC055 | Furness Residences |  |  |  | MC055-B01 | BMS Controller: Furness Blocks | EN.EN4 BMS Controller |  |  |  |  | IQ3xcite16 | Trend | 6BF82177-CB8B-4774-9B9C-0008202C0CE8 | 0
MC055 | Furness Residences |  |  |  | MC060-L01/M001 | Furness Perimeter | EN.EN2 Energy Meter | [6 empty] | 1 | 0 | [10 empty] | No | No
MC055 | Furness Residences |  |  |  | MC060-L01/M002 | Furness Perimeter | EN.EN2 Energy Meter | [6 empty] | 2 | 0 | [10 empty] | No | No
MC055 | Furness Residences |  |  |  | MC060-L01/M003 | Furness Perimeter | EN.EN2 Energy Meter | [6 empty] | 3 | 0 | [10 empty] | No | No
MC055 | Furness Residences |  |  |  | MC060-L01/M004 | Furness Perimeter Immersion Heater | EN.EN2 Energy Meter | [6 empty] | 4 | 0 | [10 empty] | No | No
MC055 | Furness Residences |  |  |  | MC055-B01/C1 | Virtual CNC 1 | EN.EN3 Energy Sensor | [6 empty] | C1 | 0 | [10 empty] | No | No
MC055 | Furness Residences |  |  |  | MC055-B01/D1 | Heating Pumps 1 &amp; 2 | EN.EN3 Energy Sensor | [6 empty] | D1 | 0 | [10 empty] | No | No
MC055 | Furness Residences |  |  |  | MC055-B01/D2 | HWS Pumps | EN.EN3 Energy Sensor | [6 empty] | D2 | 0 | [10 empty] | No | No
MC055 | Furness Residences |  |  |  | MC055-B01/D3 | Immersion 1 | EN.EN3 Energy Sensor | [6 empty] | D3 | 0 | [10 empty] | No | No
MC055 | Furness Residences |  |  |  | MC055-B01/D4 | Immersion 2 | EN.EN3 Energy Sensor | [6 empty] | D4 | 0 | [10 empty] | No | No
MC055 | Furness Residences |  |  |  | MC055-B01/D5 | Driver 5 | EN.EN3 Energy Sensor | [6 empty] | D5 | 0 | [10 empty] | No | No
MC055 | Furness Residences |  |  |  | MC055-B01/Z2 | HWS Times | EN.EN3 Energy Sensor | [6 empty] | Z2 | 0 | [10 empty] | No | No
MC055 | Furness Residences |  |  |  | MC055-B01/W35 | Change duty | EN.EN3 Energy Sensor | [6 empty] | W35 | 0 | [10 empty] | No | No
MC055 | Furness Residences |  |  |  | MC055-B01/W36 | Pump Fail Reset | EN.EN3 Energy Sensor | [6 empty] | W36 | 0 | [10 empty] | No | No
MC055 | Furness Residences |  |  |  | MC055-B01/W4 | HWS OffAutoOn=Auto | EN.EN3 Energy Sensor | [6 empty] | W4 | 0 | [10 empty] | No | No
MC055 | Furness Residences |  |  |  | MC055-B01/Y1 | Trend Thermistor | EN.EN3 Energy Sensor | [6 empty] | Y1 | 0 | [10 empty] | No | No
MC055 | Furness Residences |  |  |  | MC055-B01/Y2 | 4DIX V | EN.EN3 Energy Sensor | [6 empty] | Y2 | 0 | [10 empty] | No | No
MC055 | Furness Residences |  |  |  | MC055-B01/Z1 | Furness Residence | EN.EN3 Energy Sensor | [6 empty] | Z1 | 0 | [10 empty] | No | No
MC055 | Furness Residences |  |  |  | MC055-B01/S8 | DIX No 2 | EN.EN3 Energy Sensor | [6 empty] | S8 | 0 | [10 empty] | No | No
MC055 | Furness Residences |  |  |  | MC055-B01/S9 | Medium temperature hot water flow temperature | EN.EN3 Energy Sensor | [6 empty] | S9 | 0 | [10 empty] | No | No
MC055 | Furness Residences |  |  |  | MC055-B01/V1 |  | EN.EN3 Energy Sensor | [6 empty] | V1 | 0 | [10 empty] | No | No
MC055 | Furness Residences |  |  |  | MC055-B01/W1 | Summer Switch | EN.EN3 Energy Sensor | [6 empty] | W1 | 0 | [10 empty] | No | No
MC055 | Furness Residences |  |  |  | MC055-B01/W2 | HtgOffAutoOn=Auto | EN.EN3 Energy Sensor | [6 empty] | W2 | 0 | [10 empty] | No | No
MC055 | Furness Residences |  |  |  | MC055-B01/W30 | Triad switch | EN.EN3 Energy Sensor | [6 empty] | W30 | 0 | [10 empty] | No | No
MC055 | Furness Residences |  |  |  | MC055-B01/S2 | LPHW Return | EN.EN3 Energy Sensor | [6 empty] | S2 | 0 | [10 empty] | No | No
MC055 | Furness Residences |  |  |  | MC055-B01/S3 | Hot water service flow | EN.EN3 Energy Sensor | [6 empty] | S3 | 0 | [10 empty] | No | No
MC055 | Furness Residences |  |  |  | MC055-B01/S4 | HWS Return | EN.EN3 Energy Sensor | [6 empty] | S4 | 0 | [10 empty] | No | No
MC055 | Furness Residences |  |  |  | MC055-B01/S5 | Room Temp A2 | EN.EN3 Energy Sensor | [6 empty] | S5 | 0 | [10 empty] | No | No
MC055 | Furness Residences |  |  |  | MC055-B01/S6 | Room Temp D31 | EN.EN3 Energy Sensor | [6 empty] | S6 | 0 | [10 empty] | No | No
MC055 | Furness Residences |  |  |  | MC055-B01/S7 | DIX No 1 | EN.EN3 Energy Sensor | [6 empty] | S7 | 0 | [10 empty] | No | No
MC055 | Furness Residences |  |  |  | MC055-B01/Q1 | Sequence Table 1 | EN.EN3 Energy Sensor | [6 empty] | Q1 | 0 | [10 empty] | No | No
MC055 | Furness Residences |  |  |  | MC055-B01/S1 | LPHW Flow | EN.EN3 Energy Sensor | [6 empty] | S1 | 0 | [10 empty] | No | No
MC055 | Furness Residences |  |  |  | MC055-B01/S10 | Outside air temperature | EN.EN3 Energy Sensor | [6 empty] | S10 | 0 | [10 empty] | No | No
MC055 | Furness Residences |  |  |  | MC055-B01/S11 | Average Space Temp | EN.EN3 Energy Sensor | [6 empty] | S11 | 0 | [10 empty] | No | No
MC055 | Furness Residences |  |  |  | MC055-B01/S12 | Immersion heater hours run | EN.EN3 Energy Sensor | [6 empty] | S12 | 0 | [10 empty] | No | No
MC055 | Furness Residences |  |  |  | MC055-B01/S13 | Immersion heater hoursr run total | EN.EN3 Energy Sensor | [6 empty] | S13 | 0 | [10 empty] | No | No
MC055 | Furness Residences |  |  |  | MC055-B01/P4 | HWS Return | EN.EN3 Energy Sensor | [6 empty] | P4 | 0 | [10 empty] | No | No
MC055 | Furness Residences |  |  |  | MC055-B01/P5 | Room Temp A2 | EN.EN3 Energy Sensor | [6 empty] | P5 | 0 | [10 empty] | No | No
MC055 | Furness Residences |  |  |  | MC055-B01/P6 | Room Temp D31 | EN.EN3 Energy Sensor | [6 empty] | P6 | 0 | [10 empty] | No | No
MC055 | Furness Residences |  |  |  | MC055-B01/P7 | Average Space Temp | EN.EN3 Energy Sensor | [6 empty] | P7 | 0 | [10 empty] | No | No
MC055 | Furness Residences |  |  |  | MC055-B01/P8 | Medium temperature hot water flow temperature | EN.EN3 Energy Sensor | [6 empty] | P8 | 0 | [10 empty] | No | No
MC055 | Furness Residences |  |  |  | MC055-B01/P9 | Medium temperature hot water return temperature | EN.EN3 Energy Sensor | [6 empty] | P9 | 0 | [10 empty] | No | No
MC055 | Furness Residences |  |  |  | MC055-B01/o7 | Alarm Route 3 | EN.EN3 Energy Sensor | [6 empty] | o7 | 0 | [10 empty] | No | No
MC055 | Furness Residences |  |  |  | MC055-B01/P1 | LPHW Flow | EN.EN3 Energy Sensor | [6 empty] | P1 | 0 | [10 empty] | No | No
MC055 | Furness Residences |  |  |  | MC055-B01/P10 | Immersion heater hours run | EN.EN3 Energy Sensor | [6 empty] | P10 | 0 | [10 empty] | No | No
MC055 | Furness Residences |  |  |  | MC055-B01/P11 | Immersion heater hoursr run total | EN.EN3 Energy Sensor | [6 empty] | P11 | 0 | [10 empty] | No | No
MC055 | Furness Residences |  |  |  | MC055-B01/P2 | LPHW Return | EN.EN3 Energy Sensor | [6 empty] | P2 | 0 | [10 empty] | No | No
MC055 | Furness Residences |  |  |  | MC055-B01/P3 | Hot water service flow | EN.EN3 Energy Sensor | [6 empty] | P3 | 0 | [10 empty] | No | No
MC055 | Furness Residences |  |  |  | MC055-B01/K7 | Outside air temperature frost protection | EN.EN3 Energy Sensor | [6 empty] | K7 | 0 | [10 empty] | No | No
MC055 | Furness Residences |  |  |  | MC055-B01/K8 | Water frost protection | EN.EN3 Energy Sensor | [6 empty] | K8 | 0 | [10 empty] | No | No
MC055 | Furness Residences |  |  |  | MC055-B01/K9 | Space frost protection | EN.EN3 Energy Sensor | [6 empty] | K9 | 0 | [10 empty] | No | No
MC055 | Furness Residences |  |  |  | MC055-B01/n1 | TREND_00_54_5B | EN.EN3 Energy Sensor | [6 empty] | n1 | 0 | [10 empty] | No | No
MC055 | Furness Residences |  |  |  | MC055-B01/o5 | Alarm Route 1 | EN.EN3 Energy Sensor | [6 empty] | o5 | 0 | [10 empty] | No | No
MC055 | Furness Residences |  |  |  | MC055-B01/o6 | Alarm Route 2 | EN.EN3 Energy Sensor | [6 empty] | o6 | 0 | [10 empty] | No | No
MC055 | Furness Residences |  |  |  | MC055-B01/I7 | Pressure Unit Trip | EN.EN3 Energy Sensor | [6 empty] | I7 | 0 | [10 empty] | No | No
MC055 | Furness Residences |  |  |  | MC055-B01/I8 | Heating P2 Running | EN.EN3 Energy Sensor | [6 empty] | I8 | 0 | [10 empty] | No | No
MC055 | Furness Residences |  |  |  | MC055-B01/K10 | Knob 10 | EN.EN3 Energy Sensor | [6 empty] | K10 | 0 | [10 empty] | No | No
MC055 | Furness Residences |  |  |  | MC055-B01/K11 | MTHW Immersions allow | EN.EN3 Energy Sensor | [6 empty] | K11 | 0 | [10 empty] | No | No
MC055 | Furness Residences |  |  |  | MC055-B01/K2 | Hot water service setpoint | EN.EN3 Energy Sensor | [6 empty] | K2 | 0 | [10 empty] | No | No
MC055 | Furness Residences |  |  |  | MC055-B01/K6 | Outside air temperature heating inhibit | EN.EN3 Energy Sensor | [6 empty] | K6 | 0 | [10 empty] | No | No
MC055 | Furness Residences |  |  |  | MC055-B01/I14 | LPHW Pump2Fail | EN.EN3 Energy Sensor | [6 empty] | I14 | 0 | [10 empty] | No | No
MC055 | Furness Residences |  |  |  | MC055-B01/I2 | HWS Pump Auto | EN.EN3 Energy Sensor | [6 empty] | I2 | 0 | [10 empty] | No | No
MC055 | Furness Residences |  |  |  | MC055-B01/I3 | Immersion 1Auto | EN.EN3 Energy Sensor | [6 empty] | I3 | 0 | [10 empty] | No | No
MC055 | Furness Residences |  |  |  | MC055-B01/I4 | Immersion 2 Auto | EN.EN3 Energy Sensor | [6 empty] | I4 | 0 | [10 empty] | No | No
MC055 | Furness Residences |  |  |  | MC055-B01/I5 | High Pressure | EN.EN3 Energy Sensor | [6 empty] | I5 | 0 | [10 empty] | No | No
MC055 | Furness Residences |  |  |  | MC055-B01/I6 | Low Pressure | EN.EN3 Energy Sensor | [6 empty] | I6 | 0 | [10 empty] | No | No
MC055 | Furness Residences |  |  |  | MC055-B01/G7 | Logic 7 | EN.EN3 Energy Sensor | [6 empty] | G7 | 0 | [10 empty] | No | No
MC055 | Furness Residences |  |  |  | MC055-B01/G8 | Logic 8 | EN.EN3 Energy Sensor | [6 empty] | G8 | 0 | [10 empty] | No | No
MC055 | Furness Residences |  |  |  | MC055-B01/I1 | IO Module 1 | EN.EN3 Energy Sensor | [6 empty] | I1 | 0 | [10 empty] | No | No
MC055 | Furness Residences |  |  |  | MC055-B01/I10 | Summer ECO active | EN.EN3 Energy Sensor | [6 empty] | I10 | 0 | [10 empty] | No | No
MC055 | Furness Residences |  |  |  | MC055-B01/I13 | LPHW Pump1Fail | EN.EN3 Energy Sensor | [6 empty] | I13 | 0 | [10 empty] | No | No
MC055 | Furness Residences |  |  |  | MC055-B01/G35 | Logic 35 | EN.EN3 Energy Sensor | [6 empty] | G35 | 0 | [10 empty] | No | No
MC055 | Furness Residences |  |  |  | MC055-B01/G36 | Logic 36 | EN.EN3 Energy Sensor | [6 empty] | G36 | 0 | [10 empty] | No | No
MC055 | Furness Residences |  |  |  | MC055-B01/G37 | Fail Reset | EN.EN3 Energy Sensor | [6 empty] | G37 | 0 | [10 empty] | No | No
MC055 | Furness Residences |  |  |  | MC055-B01/G4 | Logic 4 | EN.EN3 Energy Sensor | [6 empty] | G4 | 0 | [10 empty] | No | No
MC055 | Furness Residences |  |  |  | MC055-B01/G5 | Logic 5 | EN.EN3 Energy Sensor | [6 empty] | G5 | 0 | [10 empty] | No | No
MC055 | Furness Residences |  |  |  | MC055-B01/G6 | Logic 6 | EN.EN3 Energy Sensor | [6 empty] | G6 | 0 | [10 empty] | No | No
MC055 | Furness Residences |  |  |  | MC055-B01/G3 | Logic 3 | EN.EN3 Energy Sensor | [6 empty] | G3 | 0 | [10 empty] | No | No
MC055 | Furness Residences |  |  |  | MC055-B01/G30 | Logic 30 | EN.EN3 Energy Sensor | [6 empty] | G30 | 0 | [10 empty] | No | No
MC055 | Furness Residences |  |  |  | MC055-B01/G31 | Logic 31 | EN.EN3 Energy Sensor | [6 empty] | G31 | 0 | [10 empty] | No | No
MC055 | Furness Residences |  |  |  | MC055-B01/G32 | Logic 32 | EN.EN3 Energy Sensor | [6 empty] | G32 | 0 | [10 empty] | No | No
MC055 | Furness Residences |  |  |  | MC055-B01/G33 | LPHWPumpP1Reqd | EN.EN3 Energy Sensor | [6 empty] | G33 | 0 | [10 empty] | No | No
MC055 | Furness Residences |  |  |  | MC055-B01/G34 | Logic 34 | EN.EN3 Energy Sensor | [6 empty] | G34 | 0 | [10 empty] | No | No
MC055 | Furness Residences |  |  |  | MC055-B01/G24 | Logic 24 | EN.EN3 Energy Sensor | [6 empty] | G24 | 0 | [10 empty] | No | No
MC055 | Furness Residences |  |  |  | MC055-B01/G25 | Immersion heater hours run | EN.EN3 Energy Sensor | [6 empty] | G25 | 0 | [10 empty] | No | No
MC055 | Furness Residences |  |  |  | MC055-B01/G26 | Immersion heater hours run | EN.EN3 Energy Sensor | [6 empty] | G26 | 0 | [10 empty] | No | No
MC055 | Furness Residences |  |  |  | MC055-B01/G27 | Logic 27 | EN.EN3 Energy Sensor | [6 empty] | G27 | 0 | [10 empty] | No | No
MC055 | Furness Residences |  |  |  | MC055-B01/G28 | Logic 28 | EN.EN3 Energy Sensor | [6 empty] | G28 | 0 | [10 empty] | No | No
MC055 | Furness Residences |  |  |  | MC055-B01/G29 | LPHWPumpP2Reqd | EN.EN3 Energy Sensor | [6 empty] | G29 | 0 | [10 empty] | No | No
MC055 | Furness Residences |  |  |  | MC055-B01/G15 | Immersion 2 Delay On | EN.EN3 Energy Sensor | [6 empty] | G15 | 0 | [10 empty] | No | No
MC055 | Furness Residences |  |  |  | MC055-B01/G2 | Logic 2 | EN.EN3 Energy Sensor | [6 empty] | G2 | 0 | [10 empty] | No | No
MC055 | Furness Residences |  |  |  | MC055-B01/G20 | Summer ECO | EN.EN3 Energy Sensor | [6 empty] | G20 | 0 | [10 empty] | No | No
MC055 | Furness Residences |  |  |  | MC055-B01/G21 | OAT Frost | EN.EN3 Energy Sensor | [6 empty] | G21 | 0 | [10 empty] | No | No
MC055 | Furness Residences |  |  |  | MC055-B01/G22 | Water frost | EN.EN3 Energy Sensor | [6 empty] | G22 | 0 | [10 empty] | No | No
MC055 | Furness Residences |  |  |  | MC055-B01/G23 | Any Frost On | EN.EN3 Energy Sensor | [6 empty] | G23 | 0 | [10 empty] | No | No
MC055 | Furness Residences |  |  |  | MC055-B01/G1 | Logic 1 | EN.EN3 Energy Sensor | [6 empty] | G1 | 0 | [10 empty] | No | No
MC055 | Furness Residences |  |  |  | MC055-B01/G10 | Sec Pump Demand | EN.EN3 Energy Sensor | [6 empty] | G10 | 0 | [10 empty] | No | No
MC055 | Furness Residences |  |  |  | MC055-B01/G11 | Heating demand | EN.EN3 Energy Sensor | [6 empty] | G11 | 0 | [10 empty] | No | No
MC055 | Furness Residences |  |  |  | MC055-B01/G12 | Immersion Demand | EN.EN3 Energy Sensor | [6 empty] | G12 | 0 | [10 empty] | No | No
MC055 | Furness Residences |  |  |  | MC055-B01/G13 | Change duty | EN.EN3 Energy Sensor | [6 empty] | G13 | 0 | [10 empty] | No | No
MC055 | Furness Residences |  |  |  | MC055-B01/G14 | Logic 14 | EN.EN3 Energy Sensor | [6 empty] | G14 | 0 | [10 empty] | No | No
MC055 | Furness Residences |  |  |  | MC055-B01/F4 | Function 4 | EN.EN3 Energy Sensor | [6 empty] | F4 | 0 | [10 empty] | No | No
MC055 | Furness Residences |  |  |  | MC055-B01/F5 | Outside air temperature heating inhibit | EN.EN3 Energy Sensor | [6 empty] | F5 | 0 | [10 empty] | No | No
MC055 | Furness Residences |  |  |  | MC055-B01/F6 | Function 6 | EN.EN3 Energy Sensor | [6 empty] | F6 | 0 | [10 empty] | No | No
MC055 | Furness Residences |  |  |  | MC055-B01/F7 | Outside air temperature frost | EN.EN3 Energy Sensor | [6 empty] | F7 | 0 | [10 empty] | No | No
MC055 | Furness Residences |  |  |  | MC055-B01/F8 | Function 8 | EN.EN3 Energy Sensor | [6 empty] | F8 | 0 | [10 empty] | No | No
MC055 | Furness Residences |  |  |  | MC055-B01/F9 | Function 9 | EN.EN3 Energy Sensor | [6 empty] | F9 | 0 | [10 empty] | No | No
MC055 | Furness Residences |  |  |  | MC055-B01/F21 | Boiler Demand Stage 3 | EN.EN3 Energy Sensor | [6 empty] | F21 | 0 | [10 empty] | No | No
MC055 | Furness Residences |  |  |  | MC055-B01/F22 | Boiler Demand 10-33% | EN.EN3 Energy Sensor | [6 empty] | F22 | 0 | [10 empty] | No | No
MC055 | Furness Residences |  |  |  | MC055-B01/F23 | Boiler Demand 33-66% | EN.EN3 Energy Sensor | [6 empty] | F23 | 0 | [10 empty] | No | No
MC055 | Furness Residences |  |  |  | MC055-B01/F24 | Boiler Demand 66%+ | EN.EN3 Energy Sensor | [6 empty] | F24 | 0 | [10 empty] | No | No
MC055 | Furness Residences |  |  |  | MC055-B01/F25 | Function 25 | EN.EN3 Energy Sensor | [6 empty] | F25 | 0 | [10 empty] | No | No
MC055 | Furness Residences |  |  |  | MC055-B01/F3 | Function 3 | EN.EN3 Energy Sensor | [6 empty] | F3 | 0 | [10 empty] | No | No
MC055 | Furness Residences |  |  |  | MC055-B01/F16 | Space Frost SP | EN.EN3 Energy Sensor | [6 empty] | F16 | 0 | [10 empty] | No | No
MC055 | Furness Residences |  |  |  | MC055-B01/F17 | Space Frost | EN.EN3 Energy Sensor | [6 empty] | F17 | 0 | [10 empty] | No | No
MC055 | Furness Residences |  |  |  | MC055-B01/F18 | Function 18 | EN.EN3 Energy Sensor | [6 empty] | F18 | 0 | [10 empty] | No | No
MC055 | Furness Residences |  |  |  | MC055-B01/F19 | Boiler Demand Stage 1 | EN.EN3 Energy Sensor | [6 empty] | F19 | 0 | [10 empty] | No | No
MC055 | Furness Residences |  |  |  | MC055-B01/F2 | Function 2 | EN.EN3 Energy Sensor | [6 empty] | F2 | 0 | [10 empty] | No | No
MC055 | Furness Residences |  |  |  | MC055-B01/F20 | Boiler Demand Stage 2 | EN.EN3 Energy Sensor | [6 empty] | F20 | 0 | [10 empty] | No | No
MC055 | Furness Residences |  |  |  | MC055-B01/e2 | Supervisor | EN.EN3 Energy Sensor | [6 empty] | e2 | 0 | [10 empty] | No | No
MC055 | Furness Residences |  |  |  | MC055-B01/F1 | Function 1 | EN.EN3 Energy Sensor | [6 empty] | F1 | 0 | [10 empty] | No | No
MC055 | Furness Residences |  |  |  | MC055-B01/F10 | Function 10 | EN.EN3 Energy Sensor | [6 empty] | F10 | 0 | [10 empty] | No | No
MC055 | Furness Residences |  |  |  | MC055-B01/F13 | Function 13 | EN.EN3 Energy Sensor | [6 empty] | F13 | 0 | [10 empty] | No | No
MC055 | Furness Residences |  |  |  | MC055-B01/F14 | Function 14 | EN.EN3 Energy Sensor | [6 empty] | F14 | 0 | [10 empty] | No | No
MC055 | Furness Residences |  |  |  | MC055-B01/F15 | Function 15 | EN.EN3 Energy Sensor | [6 empty] | F15 | 0 | [10 empty] | No | No
MC060 | Furness Residences, Bardsea | PL1 | Plant Room |  | MC060-L01 | Data logger: Furness Residences | EN.EN1 Data Logger |  |  |  |  | Multilog G2 | Enercom | 0501988FCB00 | 0 |  |  | 10.23.12.13 |  | 00-50-C2-2C-3E-32
MC128 | Furness Residences, House 71 - Pennington | E35 | Electrical Riser/Cupboard |  | MC128-L01 | Data logger: Furness Residences - Pennington House | EN.EN1 Data Logger |  |  |  |  | Multilog G2 | Enercom | 050157BBC800 | 0 |  |  | 10.23.12.20 |  | 00-50-C2-2C-3D-18
MC128 | Furness Residences, House 71 - Pennington |  |  |  | MC128-L01/M001 | Furness Pennington | EN.EN2 Energy Meter | [6 empty] | 1 | 0 | [10 empty] | No | No
MC129 | Furness Residences, House 72 - Colton | F35 | Electrical Riser/Cupboard |  | MC129-L01 | Data logger: Furness Residences - Colton House | EN.EN1 Data Logger |  |  |  |  | Multilog G2 | Enercom | 050157CA0E00 | 0 |  |  | 10.23.12.19 |  | 00-50-C2-2C-3D-BD
MC129 | Furness Residences, House 72 - Colton |  |  |  | MC129-L01/M001 | Furness Colton | EN.EN2 Energy Meter | [6 empty] | 1 | 0 | [10 empty] | No | No
MC131 | Furness Residences, House 74 - Hawkshead | E34 | Electrical Riser/Cupboard |  | MC131-L01 | Data logger: Furness College - Hawkshead House | EN.EN1 Data Logger |  |  |  |  | Multilog G2 | Enercom | 050157B4B800 | 0 |  |  | 10.23.12.21 |  | 00-50-C2-2C-3D-D4
MC131 | Furness Residences, House 74 - Hawkshead |  |  |  | MC131-L01/M001 | Furness Hawkshead | EN.EN2 Energy Meter | [6 empty] | 1 | 0 | [10 empty] | No | No
MC072 | Fylde College | A19 | Plant Room |  | MC072-L01 | Data logger: Fylde College | EN.EN1 Data Logger |  |  |  |  | Multilog G2 | Enercom | 050157A9C300 | 0 |  |  | 10.23.11.70 |  | 00-50-C2-2C-3F-08
MC072 | Fylde College |  |  |  | MC072-B01 | BMS Controller: Fylde College | EN.EN4 BMS Controller |  |  |  |  | IQ3xcite96 | Trend | 3F71EC78-3A9B-43A8-B993-784A6EA21D65 | 0
MC072 | Fylde College |  |  |  | MC072-B03 | BMS Controller: Fylde College | EN.EN4 BMS Controller |  |  |  |  | IQ3xcite96 | Trend | 91C56BA1-95E9-4099-BD8B-266E6CE57551 | 0
MC072 | Fylde College |  |  |  | MC072-B05 | BMS Controller: Fylde College | EN.EN4 BMS Controller |  |  |  |  | IQ3xcite96 | Trend | 9ADC5A5F-E957-4CC1-A1CA-EB7CBF5FE984 | 0
MC072 | Fylde College |  |  |  | MC072-L01/M001 | Fylde College | EN.EN2 Energy Meter | [6 empty] | 1 | 0 | [10 empty] | No | No
MC072 | Fylde College |  |  |  | MC072-L01/M002 | Fylde College | EN.EN2 Energy Meter | [6 empty] | 2 | 0 | [10 empty] | No | No
MC072 | Fylde College |  |  |  | MC072-L01/M003 | Fylde College | EN.EN2 Energy Meter | [6 empty] | 3 | 0 | [10 empty] | No | No
MC072 | Fylde College |  |  |  | MC072-L01/M004 | Fylde College Immersion Heater | EN.EN2 Energy Meter | [6 empty] | 4 | 0 | [10 empty] | No | No
MC072 | Fylde College |  |  |  | MC072-B04/G3 | Logic 3 | EN.EN3 Energy Sensor | [6 empty] | G3 | 0 | [10 empty] | No | No
MC072 | Fylde College |  |  |  | MC072-B04/G30 | AHU 1 Damper Grace | EN.EN3 Energy Sensor | [6 empty] | G30 | 0 | [10 empty] | No | No
MC072 | Fylde College |  |  |  | MC072-B04/G31 | AHU 1 Enabled + Fire | EN.EN3 Energy Sensor | [6 empty] | G31 | 0 | [10 empty] | No | No
MC072 | Fylde College |  |  |  | MC072-B04/G33 | Logic 33 | EN.EN3 Energy Sensor | [6 empty] | G33 | 0 | [10 empty] | No | No
MC072 | Fylde College |  |  |  | MC072-B04/G34 | Logic 34 | EN.EN3 Energy Sensor | [6 empty] | G34 | 0 | [10 empty] | No | No
MC072 | Fylde College |  |  |  | MC072-B04/G35 | Logic 35 | EN.EN3 Energy Sensor | [6 empty] | G35 | 0 | [10 empty] | No | No
MC072 | Fylde College |  |  |  | MC072-B04/G29 | Logic 29 | EN.EN3 Energy Sensor | [6 empty] | G29 | 0 | [10 empty] | No | No
MC072 | Fylde College |  |  |  | MC072-B04/G23 | Plant Demands | EN.EN3 Energy Sensor | [6 empty] | G23 | 0 | [10 empty] | No | No
MC072 | Fylde College |  |  |  | MC072-B04/G24 | AHU 2 Enabled + Timer + Fire | EN.EN3 Energy Sensor | [6 empty] | G24 | 0 | [10 empty] | No | No
MC072 | Fylde College |  |  |  | MC072-B04/G25 | AHU 1 Damper Grace | EN.EN3 Energy Sensor | [6 empty] | G25 | 0 | [10 empty] | No | No
MC072 | Fylde College |  |  |  | MC072-B04/G26 | AHU 1 Flow Grace | EN.EN3 Energy Sensor | [6 empty] | G26 | 0 | [10 empty] | No | No
MC072 | Fylde College |  |  |  | MC072-B04/G27 | AHU 1 Damper Grace | EN.EN3 Energy Sensor | [6 empty] | G27 | 0 | [10 empty] | No | No
MC072 | Fylde College |  |  |  | MC072-B04/G28 | Logic 28 | EN.EN3 Energy Sensor | [6 empty] | G28 | 0 | [10 empty] | No | No
MC072 | Fylde College |  |  |  | MC072-B04/G18 | AHU 2 Req+Flow | EN.EN3 Energy Sensor | [6 empty] | G18 | 0 | [10 empty] | No | No
MC072 | Fylde College |  |  |  | MC072-B04/G19 | Logic 19 | EN.EN3 Energy Sensor | [6 empty] | G19 | 0 | [10 empty] | No | No
MC072 | Fylde College |  |  |  | MC072-B04/G2 | AHU 2 Enabled + Timer | EN.EN3 Energy Sensor | [6 empty] | G2 | 0 | [10 empty] | No | No
MC072 | Fylde College |  |  |  | MC072-B04/G20 | Logic 20 | EN.EN3 Energy Sensor | [6 empty] | G20 | 0 | [10 empty] | No | No
MC072 | Fylde College |  |  |  | MC072-B04/G21 | Logic 21 | EN.EN3 Energy Sensor | [6 empty] | G21 | 0 | [10 empty] | No | No
MC072 | Fylde College |  |  |  | MC072-B04/G22 | Logic 22 | EN.EN3 Energy Sensor | [6 empty] | G22 | 0 | [10 empty] | No | No
MC072 | Fylde College |  |  |  | MC072-B04/G129 | Logic 129 | EN.EN3 Energy Sensor | [6 empty] | G129 | 0 | [10 empty] | No | No
MC072 | Fylde College |  |  |  | MC072-B04/G13 | Logic 13 | EN.EN3 Energy Sensor | [6 empty] | G13 | 0 | [10 empty] | No | No
MC072 | Fylde College |  |  |  | MC072-B04/G14 | Logic 14 | EN.EN3 Energy Sensor | [6 empty] | G14 | 0 | [10 empty] | No | No
MC072 | Fylde College |  |  |  | MC072-B04/G15 | AHU 2 Damper Grace | EN.EN3 Energy Sensor | [6 empty] | G15 | 0 | [10 empty] | No | No
MC072 | Fylde College |  |  |  | MC072-B04/G16 | Logic 16 | EN.EN3 Energy Sensor | [6 empty] | G16 | 0 | [10 empty] | No | No
MC072 | Fylde College |  |  |  | MC072-B04/G17 | Logic 17 | EN.EN3 Energy Sensor | [6 empty] | G17 | 0 | [10 empty] | No | No
MC072 | Fylde College |  |  |  | MC072-B04/G123 | Mixed Mode Required | EN.EN3 Energy Sensor | [6 empty] | G123 | 0 | [10 empty] | No | No
MC072 | Fylde College |  |  |  | MC072-B04/G124 | Logic 124 | EN.EN3 Energy Sensor | [6 empty] | G124 | 0 | [10 empty] | No | No
MC072 | Fylde College |  |  |  | MC072-B04/G125 | Logic 125 | EN.EN3 Energy Sensor | [6 empty] | G125 | 0 | [10 empty] | No | No
MC072 | Fylde College |  |  |  | MC072-B04/G126 | Logic 126 | EN.EN3 Energy Sensor | [6 empty] | G126 | 0 | [10 empty] | No | No
MC072 | Fylde College |  |  |  | MC072-B04/G127 | Logic 127 | EN.EN3 Energy Sensor | [6 empty] | G127 | 0 | [10 empty] | No | No
MC072 | Fylde College |  |  |  | MC072-B04/G128 | Logic 128 | EN.EN3 Energy Sensor | [6 empty] | G128 | 0 | [10 empty] | No | No
MC072 | Fylde College |  |  |  | MC072-B04/G118 | Night Purge Reqd | EN.EN3 Energy Sensor | [6 empty] | G118 | 0 | [10 empty] | No | No
MC072 | Fylde College |  |  |  | MC072-B04/G119 | Nat Vent Mode Required | EN.EN3 Energy Sensor | [6 empty] | G119 | 0 | [10 empty] | No | No
MC072 | Fylde College |  |  |  | MC072-B04/G12 | AHU 2 Damper Grace | EN.EN3 Energy Sensor | [6 empty] | G12 | 0 | [10 empty] | No | No
MC072 | Fylde College |  |  |  | MC072-B04/G120 | Logic 120 | EN.EN3 Energy Sensor | [6 empty] | G120 | 0 | [10 empty] | No | No
MC072 | Fylde College |  |  |  | MC072-B04/G121 | Logic 121 | EN.EN3 Energy Sensor | [6 empty] | G121 | 0 | [10 empty] | No | No
MC072 | Fylde College |  |  |  | MC072-B04/G122 | Occupied | EN.EN3 Energy Sensor | [6 empty] | G122 | 0 | [10 empty] | No | No
MC072 | Fylde College |  |  |  | MC072-B04/G112 | Logic 112 | EN.EN3 Energy Sensor | [6 empty] | G112 | 0 | [10 empty] | No | No
MC072 | Fylde College |  |  |  | MC072-B04/G113 | Logic 113 | EN.EN3 Energy Sensor | [6 empty] | G113 | 0 | [10 empty] | No | No
MC072 | Fylde College |  |  |  | MC072-B04/G114 | Logic 114 | EN.EN3 Energy Sensor | [6 empty] | G114 | 0 | [10 empty] | No | No
MC072 | Fylde College |  |  |  | MC072-B04/G115 | Damper Fault | EN.EN3 Energy Sensor | [6 empty] | G115 | 0 | [10 empty] | No | No
MC072 | Fylde College |  |  |  | MC072-B04/G116 | OS below 10 | EN.EN3 Energy Sensor | [6 empty] | G116 | 0 | [10 empty] | No | No
MC072 | Fylde College |  |  |  | MC072-B04/G117 | OS above 18 | EN.EN3 Energy Sensor | [6 empty] | G117 | 0 | [10 empty] | No | No
MC072 | Fylde College |  |  |  | MC072-B04/G107 | Logic 107 | EN.EN3 Energy Sensor | [6 empty] | G107 | 0 | [10 empty] | No | No
MC072 | Fylde College |  |  |  | MC072-B04/G108 | Logic 108 | EN.EN3 Energy Sensor | [6 empty] | G108 | 0 | [10 empty] | No | No
MC072 | Fylde College |  |  |  | MC072-B04/G109 | Logic 109 | EN.EN3 Energy Sensor | [6 empty] | G109 | 0 | [10 empty] | No | No
MC072 | Fylde College |  |  |  | MC072-B04/G11 | Logic 11 | EN.EN3 Energy Sensor | [6 empty] | G11 | 0 | [10 empty] | No | No
MC072 | Fylde College |  |  |  | MC072-B04/G110 | Logic 110 | EN.EN3 Energy Sensor | [6 empty] | G110 | 0 | [10 empty] | No | No
MC072 | Fylde College |  |  |  | MC072-B04/G111 | Solar Damper Fails | EN.EN3 Energy Sensor | [6 empty] | G111 | 0 | [10 empty] | No | No
MC072 | Fylde College |  |  |  | MC072-B04/G101 | Comp2 Damper Fails | EN.EN3 Energy Sensor | [6 empty] | G101 | 0 | [10 empty] | No | No
MC072 | Fylde College |  |  |  | MC072-B04/G102 | CompSemin Damper Fails | EN.EN3 Energy Sensor | [6 empty] | G102 | 0 | [10 empty] | No | No
MC072 | Fylde College |  |  |  | MC072-B04/G103 | Logic 103 | EN.EN3 Energy Sensor | [6 empty] | G103 | 0 | [10 empty] | No | No
MC072 | Fylde College |  |  |  | MC072-B04/G104 | Logic 104 | EN.EN3 Energy Sensor | [6 empty] | G104 | 0 | [10 empty] | No | No
MC072 | Fylde College |  |  |  | MC072-B04/G105 | Logic 105 | EN.EN3 Energy Sensor | [6 empty] | G105 | 0 | [10 empty] | No | No
MC072 | Fylde College |  |  |  | MC072-B04/G106 | Logic 106 | EN.EN3 Energy Sensor | [6 empty] | G106 | 0 | [10 empty] | No | No
MC072 | Fylde College |  |  |  | MC072-B04/F97 | Function 97 | EN.EN3 Energy Sensor | [6 empty] | F97 | 0 | [10 empty] | No | No
MC072 | Fylde College |  |  |  | MC072-B04/F98 | Room Night Purge Reqd | EN.EN3 Energy Sensor | [6 empty] | F98 | 0 | [10 empty] | No | No
MC072 | Fylde College |  |  |  | MC072-B04/F99 | Function 99 | EN.EN3 Energy Sensor | [6 empty] | F99 | 0 | [10 empty] | No | No
MC072 | Fylde College |  |  |  | MC072-B04/G1 | AHU 2 Enable | EN.EN3 Energy Sensor | [6 empty] | G1 | 0 | [10 empty] | No | No
MC072 | Fylde College |  |  |  | MC072-B04/G10 | Logic 10 | EN.EN3 Energy Sensor | [6 empty] | G10 | 0 | [10 empty] | No | No
MC072 | Fylde College |  |  |  | MC072-B04/G100 | Comp1 Damper Fails | EN.EN3 Energy Sensor | [6 empty] | G100 | 0 | [10 empty] | No | No
MC072 | Fylde College |  |  |  | MC072-B04/F91 | Function 91 | EN.EN3 Energy Sensor | [6 empty] | F91 | 0 | [10 empty] | No | No
MC072 | Fylde College |  |  |  | MC072-B04/F92 | Function 92 | EN.EN3 Energy Sensor | [6 empty] | F92 | 0 | [10 empty] | No | No
MC072 | Fylde College |  |  |  | MC072-B04/F93 | Function 93 | EN.EN3 Energy Sensor | [6 empty] | F93 | 0 | [10 empty] | No | No
MC072 | Fylde College |  |  |  | MC072-B04/F94 | Function 94 | EN.EN3 Energy Sensor | [6 empty] | F94 | 0 | [10 empty] | No | No
MC072 | Fylde College |  |  |  | MC072-B04/F95 | Function 95 | EN.EN3 Energy Sensor | [6 empty] | F95 | 0 | [10 empty] | No | No
MC072 | Fylde College |  |  |  | MC072-B04/F96 | Function 96 | EN.EN3 Energy Sensor | [6 empty] | F96 | 0 | [10 empty] | No | No
MC072 | Fylde College |  |  |  | MC072-B04/F86 | Function 86 | EN.EN3 Energy Sensor | [6 empty] | F86 | 0 | [10 empty] | No | No
MC072 | Fylde College |  |  |  | MC072-B04/F87 | Function 87 | EN.EN3 Energy Sensor | [6 empty] | F87 | 0 | [10 empty] | No | No
MC072 | Fylde College |  |  |  | MC072-B04/F88 | Function 88 | EN.EN3 Energy Sensor | [6 empty] | F88 | 0 | [10 empty] | No | No
MC072 | Fylde College |  |  |  | MC072-B04/F89 | Function 89 | EN.EN3 Energy Sensor | [6 empty] | F89 | 0 | [10 empty] | No | No
MC072 | Fylde College |  |  |  | MC072-B04/F9 | Function 9 | EN.EN3 Energy Sensor | [6 empty] | F9 | 0 | [10 empty] | No | No
MC072 | Fylde College |  |  |  | MC072-B04/F90 | Function 90 | EN.EN3 Energy Sensor | [6 empty] | F90 | 0 | [10 empty] | No | No
MC072 | Fylde College |  |  |  | MC072-B04/F8 | Function 8 | EN.EN3 Energy Sensor | [6 empty] | F8 | 0 | [10 empty] | No | No
MC072 | Fylde College |  |  |  | MC072-B04/F81 | Function 81 | EN.EN3 Energy Sensor | [6 empty] | F81 | 0 | [10 empty] | No | No
MC072 | Fylde College |  |  |  | MC072-B04/F82 | Function 82 | EN.EN3 Energy Sensor | [6 empty] | F82 | 0 | [10 empty] | No | No
MC072 | Fylde College |  |  |  | MC072-B04/F83 | Function 83 | EN.EN3 Energy Sensor | [6 empty] | F83 | 0 | [10 empty] | No | No
MC072 | Fylde College |  |  |  | MC072-B04/F84 | Function 84 | EN.EN3 Energy Sensor | [6 empty] | F84 | 0 | [10 empty] | No | No
MC072 | Fylde College |  |  |  | MC072-B04/F85 | Function 85 | EN.EN3 Energy Sensor | [6 empty] | F85 | 0 | [10 empty] | No | No
MC072 | Fylde College |  |  |  | MC072-B04/F73 | Function 73 | EN.EN3 Energy Sensor | [6 empty] | F73 | 0 | [10 empty] | No | No
MC072 | Fylde College |  |  |  | MC072-B04/F75 | Function 75 | EN.EN3 Energy Sensor | [6 empty] | F75 | 0 | [10 empty] | No | No
MC072 | Fylde College |  |  |  | MC072-B04/F76 | Function 76 | EN.EN3 Energy Sensor | [6 empty] | F76 | 0 | [10 empty] | No | No
MC072 | Fylde College |  |  |  | MC072-B04/F77 | Function 77 | EN.EN3 Energy Sensor | [6 empty] | F77 | 0 | [10 empty] | No | No
MC072 | Fylde College |  |  |  | MC072-B04/F78 | Function 78 | EN.EN3 Energy Sensor | [6 empty] | F78 | 0 | [10 empty] | No | No
MC072 | Fylde College |  |  |  | MC072-B04/F79 | Function 79 | EN.EN3 Energy Sensor | [6 empty] | F79 | 0 | [10 empty] | No | No
MC072 | Fylde College |  |  |  | MC072-B04/F66 | Function 66 | EN.EN3 Energy Sensor | [6 empty] | F66 | 0 | [10 empty] | No | No
MC072 | Fylde College |  |  |  | MC072-B04/F67 | Function 67 | EN.EN3 Energy Sensor | [6 empty] | F67 | 0 | [10 empty] | No | No
MC072 | Fylde College |  |  |  | MC072-B04/F69 | Function 69 | EN.EN3 Energy Sensor | [6 empty] | F69 | 0 | [10 empty] | No | No
MC072 | Fylde College |  |  |  | MC072-B04/F7 | Function 7 | EN.EN3 Energy Sensor | [6 empty] | F7 | 0 | [10 empty] | No | No
MC072 | Fylde College |  |  |  | MC072-B04/F70 | Function 70 | EN.EN3 Energy Sensor | [6 empty] | F70 | 0 | [10 empty] | No | No
MC072 | Fylde College |  |  |  | MC072-B04/F71 | Function 71 | EN.EN3 Energy Sensor | [6 empty] | F71 | 0 | [10 empty] | No | No
MC072 | Fylde College |  |  |  | MC072-B04/F6 | Function 6 | EN.EN3 Energy Sensor | [6 empty] | F6 | 0 | [10 empty] | No | No
MC072 | Fylde College |  |  |  | MC072-B04/F60 | Function 60 | EN.EN3 Energy Sensor | [6 empty] | F60 | 0 | [10 empty] | No | No
MC072 | Fylde College |  |  |  | MC072-B04/F61 | Function 61 | EN.EN3 Energy Sensor | [6 empty] | F61 | 0 | [10 empty] | No | No
MC072 | Fylde College |  |  |  | MC072-B04/F63 | Function 63 | EN.EN3 Energy Sensor | [6 empty] | F63 | 0 | [10 empty] | No | No
MC072 | Fylde College |  |  |  | MC072-B04/F64 | Function 64 | EN.EN3 Energy Sensor | [6 empty] | F64 | 0 | [10 empty] | No | No
MC072 | Fylde College |  |  |  | MC072-B04/F65 | Function 65 | EN.EN3 Energy Sensor | [6 empty] | F65 | 0 | [10 empty] | No | No
MC072 | Fylde College |  |  |  | MC072-B04/F54 | Function 54 | EN.EN3 Energy Sensor | [6 empty] | F54 | 0 | [10 empty] | No | No
MC072 | Fylde College |  |  |  | MC072-B04/F55 | Average Dameper Pos | EN.EN3 Energy Sensor | [6 empty] | F55 | 0 | [10 empty] | No | No
MC072 | Fylde College |  |  |  | MC072-B04/F56 | Function 56 | EN.EN3 Energy Sensor | [6 empty] | F56 | 0 | [10 empty] | No | No
MC072 | Fylde College |  |  |  | MC072-B04/F57 | Function 57 | EN.EN3 Energy Sensor | [6 empty] | F57 | 0 | [10 empty] | No | No
MC072 | Fylde College |  |  |  | MC072-B04/F58 | Function 58 | EN.EN3 Energy Sensor | [6 empty] | F58 | 0 | [10 empty] | No | No
MC072 | Fylde College |  |  |  | MC072-B04/F59 | Function 59 | EN.EN3 Energy Sensor | [6 empty] | F59 | 0 | [10 empty] | No | No
MC072 | Fylde College |  |  |  | MC072-B04/F48 | Function 48 | EN.EN3 Energy Sensor | [6 empty] | F48 | 0 | [10 empty] | No | No
MC072 | Fylde College |  |  |  | MC072-B04/F49 | Function 49 | EN.EN3 Energy Sensor | [6 empty] | F49 | 0 | [10 empty] | No | No
MC072 | Fylde College |  |  |  | MC072-B04/F50 | Function 50 | EN.EN3 Energy Sensor | [6 empty] | F50 | 0 | [10 empty] | No | No
MC072 | Fylde College |  |  |  | MC072-B04/F51 | Function 51 | EN.EN3 Energy Sensor | [6 empty] | F51 | 0 | [10 empty] | No | No
MC072 | Fylde College |  |  |  | MC072-B04/F52 | AHU 1 Average Void Temp | EN.EN3 Energy Sensor | [6 empty] | F52 | 0 | [10 empty] | No | No
MC072 | Fylde College |  |  |  | MC072-B04/F53 | Function 53 | EN.EN3 Energy Sensor | [6 empty] | F53 | 0 | [10 empty] | No | No
MC072 | Fylde College |  |  |  | MC072-B04/F42 | Function 42 | EN.EN3 Energy Sensor | [6 empty] | F42 | 0 | [10 empty] | No | No
MC072 | Fylde College |  |  |  | MC072-B04/F43 | Function 43 | EN.EN3 Energy Sensor | [6 empty] | F43 | 0 | [10 empty] | No | No
MC072 | Fylde College |  |  |  | MC072-B04/F44 | AHU 1 Heating Demand | EN.EN3 Energy Sensor | [6 empty] | F44 | 0 | [10 empty] | No | No
MC072 | Fylde College |  |  |  | MC072-B04/F45 | AHU 1 Cooling Demand | EN.EN3 Energy Sensor | [6 empty] | F45 | 0 | [10 empty] | No | No
MC072 | Fylde College |  |  |  | MC072-B04/F46 | Function 46 | EN.EN3 Energy Sensor | [6 empty] | F46 | 0 | [10 empty] | No | No
MC072 | Fylde College |  |  |  | MC072-B04/F47 | Function 47 | EN.EN3 Energy Sensor | [6 empty] | F47 | 0 | [10 empty] | No | No
MC072 | Fylde College |  |  |  | MC072-B04/F37 | Function 37 | EN.EN3 Energy Sensor | [6 empty] | F37 | 0 | [10 empty] | No | No
MC072 | Fylde College |  |  |  | MC072-B04/F38 | Function 38 | EN.EN3 Energy Sensor | [6 empty] | F38 | 0 | [10 empty] | No | No
MC072 | Fylde College |  |  |  | MC072-B04/F39 | Function 39 | EN.EN3 Energy Sensor | [6 empty] | F39 | 0 | [10 empty] | No | No
MC072 | Fylde College |  |  |  | MC072-B04/F4 | Function 4 | EN.EN3 Energy Sensor | [6 empty] | F4 | 0 | [10 empty] | No | No
MC072 | Fylde College |  |  |  | MC072-B04/F40 | Function 40 | EN.EN3 Energy Sensor | [6 empty] | F40 | 0 | [10 empty] | No | No
MC072 | Fylde College |  |  |  | MC072-B04/F41 | Function 41 | EN.EN3 Energy Sensor | [6 empty] | F41 | 0 | [10 empty] | No | No
MC072 | Fylde College |  |  |  | MC072-B04/F31 | Function 31 | EN.EN3 Energy Sensor | [6 empty] | F31 | 0 | [10 empty] | No | No
MC072 | Fylde College |  |  |  | MC072-B04/F32 | Function 32 | EN.EN3 Energy Sensor | [6 empty] | F32 | 0 | [10 empty] | No | No
MC072 | Fylde College |  |  |  | MC072-B04/F33 | AHU 1 Frost Coil Htg Demand | EN.EN3 Energy Sensor | [6 empty] | F33 | 0 | [10 empty] | No | No
MC072 | Fylde College |  |  |  | MC072-B04/F34 | Function 34 | EN.EN3 Energy Sensor | [6 empty] | F34 | 0 | [10 empty] | No | No
MC072 | Fylde College |  |  |  | MC072-B04/F35 | Function 35 | EN.EN3 Energy Sensor | [6 empty] | F35 | 0 | [10 empty] | No | No
MC072 | Fylde College |  |  |  | MC072-B04/F36 | AHU 1 Supply HtgClg Dmd | EN.EN3 Energy Sensor | [6 empty] | F36 | 0 | [10 empty] | No | No
MC072 | Fylde College |  |  |  | MC072-B04/F26 | Function 26 | EN.EN3 Energy Sensor | [6 empty] | F26 | 0 | [10 empty] | No | No
MC072 | Fylde College |  |  |  | MC072-B04/F27 | Space Min Temp | EN.EN3 Energy Sensor | [6 empty] | F27 | 0 | [10 empty] | No | No
MC072 | Fylde College |  |  |  | MC072-B04/F28 | Function 28 | EN.EN3 Energy Sensor | [6 empty] | F28 | 0 | [10 empty] | No | No
MC072 | Fylde College |  |  |  | MC072-B04/F29 | Function 29 | EN.EN3 Energy Sensor | [6 empty] | F29 | 0 | [10 empty] | No | No
MC072 | Fylde College |  |  |  | MC072-B04/F3 | Function 3 | EN.EN3 Energy Sensor | [6 empty] | F3 | 0 | [10 empty] | No | No
MC072 | Fylde College |  |  |  | MC072-B04/F30 | Function 30 | EN.EN3 Energy Sensor | [6 empty] | F30 | 0 | [10 empty] | No | No
MC072 | Fylde College |  |  |  | MC072-B04/F20 | Function 20 | EN.EN3 Energy Sensor | [6 empty] | F20 | 0 | [10 empty] | No | No
MC072 | Fylde College |  |  |  | MC072-B04/F21 | Function 21 | EN.EN3 Energy Sensor | [6 empty] | F21 | 0 | [10 empty] | No | No
MC072 | Fylde College |  |  |  | MC072-B04/F22 | Function 22 | EN.EN3 Energy Sensor | [6 empty] | F22 | 0 | [10 empty] | No | No
MC072 | Fylde College |  |  |  | MC072-B04/F23 | Function 23 | EN.EN3 Energy Sensor | [6 empty] | F23 | 0 | [10 empty] | No | No
MC072 | Fylde College |  |  |  | MC072-B04/F24 | AHU 2 Heating Demand | EN.EN3 Energy Sensor | [6 empty] | F24 | 0 | [10 empty] | No | No
MC072 | Fylde College |  |  |  | MC072-B04/F25 | Nat Vent Not Working | EN.EN3 Energy Sensor | [6 empty] | F25 | 0 | [10 empty] | No | No
MC072 | Fylde College |  |  |  | MC072-B04/F186 | Function 186 | EN.EN3 Energy Sensor | [6 empty] | F186 | 0 | [10 empty] | No | No
MC072 | Fylde College |  |  |  | MC072-B04/F187 | Function 187 | EN.EN3 Energy Sensor | [6 empty] | F187 | 0 | [10 empty] | No | No
MC072 | Fylde College |  |  |  | MC072-B04/F188 | Function 188 | EN.EN3 Energy Sensor | [6 empty] | F188 | 0 | [10 empty] | No | No
MC072 | Fylde College |  |  |  | MC072-B04/F189 | Function 189 | EN.EN3 Energy Sensor | [6 empty] | F189 | 0 | [10 empty] | No | No
MC072 | Fylde College |  |  |  | MC072-B04/F19 | Function 19 | EN.EN3 Energy Sensor | [6 empty] | F19 | 0 | [10 empty] | No | No
MC072 | Fylde College |  |  |  | MC072-B04/F2 | Function 2 | EN.EN3 Energy Sensor | [6 empty] | F2 | 0 | [10 empty] | No | No
MC072 | Fylde College |  |  |  | MC072-B04/F180 | Function 180 | EN.EN3 Energy Sensor | [6 empty] | F180 | 0 | [10 empty] | No | No
MC072 | Fylde College |  |  |  | MC072-B04/F181 | Function 181 | EN.EN3 Energy Sensor | [6 empty] | F181 | 0 | [10 empty] | No | No
MC072 | Fylde College |  |  |  | MC072-B04/F182 | Function 182 | EN.EN3 Energy Sensor | [6 empty] | F182 | 0 | [10 empty] | No | No
MC072 | Fylde College |  |  |  | MC072-B04/F183 | Function 183 | EN.EN3 Energy Sensor | [6 empty] | F183 | 0 | [10 empty] | No | No
MC072 | Fylde College |  |  |  | MC072-B04/F184 | Function 184 | EN.EN3 Energy Sensor | [6 empty] | F184 | 0 | [10 empty] | No | No
MC072 | Fylde College |  |  |  | MC072-B04/F185 | Function 185 | EN.EN3 Energy Sensor | [6 empty] | F185 | 0 | [10 empty] | No | No
MC072 | Fylde College |  |  |  | MC072-B04/F175 | Function 175 | EN.EN3 Energy Sensor | [6 empty] | F175 | 0 | [10 empty] | No | No
MC072 | Fylde College |  |  |  | MC072-B04/F176 | Function 176 | EN.EN3 Energy Sensor | [6 empty] | F176 | 0 | [10 empty] | No | No
MC072 | Fylde College |  |  |  | MC072-B04/F177 | Function 177 | EN.EN3 Energy Sensor | [6 empty] | F177 | 0 | [10 empty] | No | No
MC072 | Fylde College |  |  |  | MC072-B04/F178 | Function 178 | EN.EN3 Energy Sensor | [6 empty] | F178 | 0 | [10 empty] | No | No
MC072 | Fylde College |  |  |  | MC072-B04/F179 | Function 179 | EN.EN3 Energy Sensor | [6 empty] | F179 | 0 | [10 empty] | No | No
MC072 | Fylde College |  |  |  | MC072-B04/F18 | Function 18 | EN.EN3 Energy Sensor | [6 empty] | F18 | 0 | [10 empty] | No | No
MC072 | Fylde College |  |  |  | MC072-B04/F17 | Function 17 | EN.EN3 Energy Sensor | [6 empty] | F17 | 0 | [10 empty] | No | No
MC072 | Fylde College |  |  |  | MC072-B04/F170 | Function 170 | EN.EN3 Energy Sensor | [6 empty] | F170 | 0 | [10 empty] | No | No
MC072 | Fylde College |  |  |  | MC072-B04/F171 | Function 171 | EN.EN3 Energy Sensor | [6 empty] | F171 | 0 | [10 empty] | No | No
MC072 | Fylde College |  |  |  | MC072-B04/F172 | Function 172 | EN.EN3 Energy Sensor | [6 empty] | F172 | 0 | [10 empty] | No | No
MC072 | Fylde College |  |  |  | MC072-B04/F173 | Function 173 | EN.EN3 Energy Sensor | [6 empty] | F173 | 0 | [10 empty] | No | No
MC072 | Fylde College |  |  |  | MC072-B04/F174 | Function 174 | EN.EN3 Energy Sensor | [6 empty] | F174 | 0 | [10 empty] | No | No
MC072 | Fylde College |  |  |  | MC072-B04/F164 | Function 164 | EN.EN3 Energy Sensor | [6 empty] | F164 | 0 | [10 empty] | No | No
MC072 | Fylde College |  |  |  | MC072-B04/F165 | Function 165 | EN.EN3 Energy Sensor | [6 empty] | F165 | 0 | [10 empty] | No | No
MC072 | Fylde College |  |  |  | MC072-B04/F166 | Function 166 | EN.EN3 Energy Sensor | [6 empty] | F166 | 0 | [10 empty] | No | No
MC072 | Fylde College |  |  |  | MC072-B04/F167 | Function 167 | EN.EN3 Energy Sensor | [6 empty] | F167 | 0 | [10 empty] | No | No
MC072 | Fylde College |  |  |  | MC072-B04/F168 | Function 168 | EN.EN3 Energy Sensor | [6 empty] | F168 | 0 | [10 empty] | No | No
MC072 | Fylde College |  |  |  | MC072-B04/F169 | Function 169 | EN.EN3 Energy Sensor | [6 empty] | F169 | 0 | [10 empty] | No | No
MC072 | Fylde College |  |  |  | MC072-B04/F159 | Function 159 | EN.EN3 Energy Sensor | [6 empty] | F159 | 0 | [10 empty] | No | No
MC072 | Fylde College |  |  |  | MC072-B04/F16 | Function 16 | EN.EN3 Energy Sensor | [6 empty] | F16 | 0 | [10 empty] | No | No
MC072 | Fylde College |  |  |  | MC072-B04/F160 | Function 160 | EN.EN3 Energy Sensor | [6 empty] | F160 | 0 | [10 empty] | No | No
MC072 | Fylde College |  |  |  | MC072-B04/F161 | Function 161 | EN.EN3 Energy Sensor | [6 empty] | F161 | 0 | [10 empty] | No | No
MC072 | Fylde College |  |  |  | MC072-B04/F162 | Function 162 | EN.EN3 Energy Sensor | [6 empty] | F162 | 0 | [10 empty] | No | No
MC072 | Fylde College |  |  |  | MC072-B04/F163 | Function 163 | EN.EN3 Energy Sensor | [6 empty] | F163 | 0 | [10 empty] | No | No
MC072 | Fylde College |  |  |  | MC072-B04/F150 | Function 150 | EN.EN3 Energy Sensor | [6 empty] | F150 | 0 | [10 empty] | No | No
MC072 | Fylde College |  |  |  | MC072-B04/F151 | Function 151 | EN.EN3 Energy Sensor | [6 empty] | F151 | 0 | [10 empty] | No | No
MC072 | Fylde College |  |  |  | MC072-B04/F152 | Function 152 | EN.EN3 Energy Sensor | [6 empty] | F152 | 0 | [10 empty] | No | No
MC072 | Fylde College |  |  |  | MC072-B04/F156 | Function 156 | EN.EN3 Energy Sensor | [6 empty] | F156 | 0 | [10 empty] | No | No
MC072 | Fylde College |  |  |  | MC072-B04/F157 | Function 157 | EN.EN3 Energy Sensor | [6 empty] | F157 | 0 | [10 empty] | No | No
MC072 | Fylde College |  |  |  | MC072-B04/F158 | Function 158 | EN.EN3 Energy Sensor | [6 empty] | F158 | 0 | [10 empty] | No | No
MC072 | Fylde College |  |  |  | MC072-B04/F144 | Function 144 | EN.EN3 Energy Sensor | [6 empty] | F144 | 0 | [10 empty] | No | No
MC072 | Fylde College |  |  |  | MC072-B04/F145 | Function 145 | EN.EN3 Energy Sensor | [6 empty] | F145 | 0 | [10 empty] | No | No
MC072 | Fylde College |  |  |  | MC072-B04/F146 | Function 146 | EN.EN3 Energy Sensor | [6 empty] | F146 | 0 | [10 empty] | No | No
MC072 | Fylde College |  |  |  | MC072-B04/F147 | Function 147 | EN.EN3 Energy Sensor | [6 empty] | F147 | 0 | [10 empty] | No | No
MC072 | Fylde College |  |  |  | MC072-B04/F149 | Function 149 | EN.EN3 Energy Sensor | [6 empty] | F149 | 0 | [10 empty] | No | No
MC072 | Fylde College |  |  |  | MC072-B04/F15 | Plant Demands | EN.EN3 Energy Sensor | [6 empty] | F15 | 0 | [10 empty] | No | No
MC072 | Fylde College |  |  |  | MC072-B04/F139 | Function 139 | EN.EN3 Energy Sensor | [6 empty] | F139 | 0 | [10 empty] | No | No
MC072 | Fylde College |  |  |  | MC072-B04/F14 | Function 14 | EN.EN3 Energy Sensor | [6 empty] | F14 | 0 | [10 empty] | No | No
MC072 | Fylde College |  |  |  | MC072-B04/F140 | Function 140 | EN.EN3 Energy Sensor | [6 empty] | F140 | 0 | [10 empty] | No | No
MC072 | Fylde College |  |  |  | MC072-B04/F141 | Function 141 | EN.EN3 Energy Sensor | [6 empty] | F141 | 0 | [10 empty] | No | No
MC072 | Fylde College |  |  |  | MC072-B04/F142 | Function 142 | EN.EN3 Energy Sensor | [6 empty] | F142 | 0 | [10 empty] | No | No
MC072 | Fylde College |  |  |  | MC072-B04/F143 | Function 143 | EN.EN3 Energy Sensor | [6 empty] | F143 | 0 | [10 empty] | No | No
MC072 | Fylde College |  |  |  | MC072-B04/F133 | Function 133 | EN.EN3 Energy Sensor | [6 empty] | F133 | 0 | [10 empty] | No | No
MC072 | Fylde College |  |  |  | MC072-B04/F134 | Function 134 | EN.EN3 Energy Sensor | [6 empty] | F134 | 0 | [10 empty] | No | No
MC072 | Fylde College |  |  |  | MC072-B04/F135 | Function 135 | EN.EN3 Energy Sensor | [6 empty] | F135 | 0 | [10 empty] | No | No
MC072 | Fylde College |  |  |  | MC072-B04/F136 | Function 136 | EN.EN3 Energy Sensor | [6 empty] | F136 | 0 | [10 empty] | No | No
MC072 | Fylde College |  |  |  | MC072-B04/F137 | Function 137 | EN.EN3 Energy Sensor | [6 empty] | F137 | 0 | [10 empty] | No | No
MC072 | Fylde College |  |  |  | MC072-B04/F138 | Function 138 | EN.EN3 Energy Sensor | [6 empty] | F138 | 0 | [10 empty] | No | No
MC072 | Fylde College |  |  |  | MC072-B04/F128 | Function 128 | EN.EN3 Energy Sensor | [6 empty] | F128 | 0 | [10 empty] | No | No
MC072 | Fylde College |  |  |  | MC072-B04/F129 | Function 129 | EN.EN3 Energy Sensor | [6 empty] | F129 | 0 | [10 empty] | No | No
MC072 | Fylde College |  |  |  | MC072-B04/F13 | Function 13 | EN.EN3 Energy Sensor | [6 empty] | F13 | 0 | [10 empty] | No | No
MC072 | Fylde College |  |  |  | MC072-B04/F130 | Function 130 | EN.EN3 Energy Sensor | [6 empty] | F130 | 0 | [10 empty] | No | No
MC072 | Fylde College |  |  |  | MC072-B04/F131 | Function 131 | EN.EN3 Energy Sensor | [6 empty] | F131 | 0 | [10 empty] | No | No
MC072 | Fylde College |  |  |  | MC072-B04/F132 | Function 132 | EN.EN3 Energy Sensor | [6 empty] | F132 | 0 | [10 empty] | No | No
MC072 | Fylde College |  |  |  | MC072-B04/F122 | Function 122 | EN.EN3 Energy Sensor | [6 empty] | F122 | 0 | [10 empty] | No | No
MC072 | Fylde College |  |  |  | MC072-B04/F123 | Function 123 | EN.EN3 Energy Sensor | [6 empty] | F123 | 0 | [10 empty] | No | No
MC072 | Fylde College |  |  |  | MC072-B04/F124 | Function 124 | EN.EN3 Energy Sensor | [6 empty] | F124 | 0 | [10 empty] | No | No
MC072 | Fylde College |  |  |  | MC072-B04/F125 | Function 125 | EN.EN3 Energy Sensor | [6 empty] | F125 | 0 | [10 empty] | No | No
MC072 | Fylde College |  |  |  | MC072-B04/F126 | Function 126 | EN.EN3 Energy Sensor | [6 empty] | F126 | 0 | [10 empty] | No | No
MC072 | Fylde College |  |  |  | MC072-B04/F127 | Function 127 | EN.EN3 Energy Sensor | [6 empty] | F127 | 0 | [10 empty] | No | No
MC072 | Fylde College |  |  |  | MC072-B04/F117 | Function 117 | EN.EN3 Energy Sensor | [6 empty] | F117 | 0 | [10 empty] | No | No
MC072 | Fylde College |  |  |  | MC072-B04/F118 | Function 118 | EN.EN3 Energy Sensor | [6 empty] | F118 | 0 | [10 empty] | No | No
MC072 | Fylde College |  |  |  | MC072-B04/F119 | Function 119 | EN.EN3 Energy Sensor | [6 empty] | F119 | 0 | [10 empty] | No | No
MC072 | Fylde College |  |  |  | MC072-B04/F12 | Function 12 | EN.EN3 Energy Sensor | [6 empty] | F12 | 0 | [10 empty] | No | No
MC072 | Fylde College |  |  |  | MC072-B04/F120 | Function 120 | EN.EN3 Energy Sensor | [6 empty] | F120 | 0 | [10 empty] | No | No
MC072 | Fylde College |  |  |  | MC072-B04/F121 | Function 121 | EN.EN3 Energy Sensor | [6 empty] | F121 | 0 | [10 empty] | No | No
MC072 | Fylde College |  |  |  | MC072-B04/F111 | Function 111 | EN.EN3 Energy Sensor | [6 empty] | F111 | 0 | [10 empty] | No | No
MC072 | Fylde College |  |  |  | MC072-B04/F112 | Function 112 | EN.EN3 Energy Sensor | [6 empty] | F112 | 0 | [10 empty] | No | No
MC072 | Fylde College |  |  |  | MC072-B04/F113 | Function 113 | EN.EN3 Energy Sensor | [6 empty] | F113 | 0 | [10 empty] | No | No
MC072 | Fylde College |  |  |  | MC072-B04/F114 | Function 114 | EN.EN3 Energy Sensor | [6 empty] | F114 | 0 | [10 empty] | No | No
MC072 | Fylde College |  |  |  | MC072-B04/F115 | Function 115 | EN.EN3 Energy Sensor | [6 empty] | F115 | 0 | [10 empty] | No | No
MC072 | Fylde College |  |  |  | MC072-B04/F116 | Function 116 | EN.EN3 Energy Sensor | [6 empty] | F116 | 0 | [10 empty] | No | No
MC072 | Fylde College |  |  |  | MC072-B04/F106 | Function 106 | EN.EN3 Energy Sensor | [6 empty] | F106 | 0 | [10 empty] | No | No
MC072 | Fylde College |  |  |  | MC072-B04/F107 | Function 107 | EN.EN3 Energy Sensor | [6 empty] | F107 | 0 | [10 empty] | No | No
MC072 | Fylde College |  |  |  | MC072-B04/F108 | Function 108 | EN.EN3 Energy Sensor | [6 empty] | F108 | 0 | [10 empty] | No | No
MC072 | Fylde College |  |  |  | MC072-B04/F109 | Function 109 | EN.EN3 Energy Sensor | [6 empty] | F109 | 0 | [10 empty] | No | No
MC072 | Fylde College |  |  |  | MC072-B04/F11 | Function 11 | EN.EN3 Energy Sensor | [6 empty] | F11 | 0 | [10 empty] | No | No
MC072 | Fylde College |  |  |  | MC072-B04/F110 | Function 110 | EN.EN3 Energy Sensor | [6 empty] | F110 | 0 | [10 empty] | No | No
MC072 | Fylde College |  |  |  | MC072-B04/F100 | Alarm Collection | EN.EN3 Energy Sensor | [6 empty] | F100 | 0 | [10 empty] | No | No
MC072 | Fylde College |  |  |  | MC072-B04/F101 | Function 101 | EN.EN3 Energy Sensor | [6 empty] | F101 | 0 | [10 empty] | No | No
MC072 | Fylde College |  |  |  | MC072-B04/F102 | Function 102 | EN.EN3 Energy Sensor | [6 empty] | F102 | 0 | [10 empty] | No | No
MC072 | Fylde College |  |  |  | MC072-B04/F103 | Function 103 | EN.EN3 Energy Sensor | [6 empty] | F103 | 0 | [10 empty] | No | No
MC072 | Fylde College |  |  |  | MC072-B04/F104 | Function 104 | EN.EN3 Energy Sensor | [6 empty] | F104 | 0 | [10 empty] | No | No
MC072 | Fylde College |  |  |  | MC072-B04/F105 | Function 105 | EN.EN3 Energy Sensor | [6 empty] | F105 | 0 | [10 empty] | No | No
MC072 | Fylde College |  |  |  | MC072-B04/D7 | AHU 1 Supply Fan Enable | EN.EN3 Energy Sensor | [6 empty] | D7 | 0 | [10 empty] | No | No
MC072 | Fylde College |  |  |  | MC072-B04/D8 | AHU 1 Extract Fan Enable | EN.EN3 Energy Sensor | [6 empty] | D8 | 0 | [10 empty] | No | No
MC072 | Fylde College |  |  |  | MC072-B04/D9 | AHU 2 Supply Fan Enable | EN.EN3 Energy Sensor | [6 empty] | D9 | 0 | [10 empty] | No | No
MC072 | Fylde College |  |  |  | MC072-B04/e1 | Alarm Dest 1 | EN.EN3 Energy Sensor | [6 empty] | e1 | 0 | [10 empty] | No | No
MC072 | Fylde College |  |  |  | MC072-B04/F1 | Function 1 | EN.EN3 Energy Sensor | [6 empty] | F1 | 0 | [10 empty] | No | No
MC072 | Fylde College |  |  |  | MC072-B04/F10 | Heating Mode | EN.EN3 Energy Sensor | [6 empty] | F10 | 0 | [10 empty] | No | No
MC072 | Fylde College |  |  |  | MC072-B04/D33 | CompSem Supply Damper 2 | EN.EN3 Energy Sensor | [6 empty] | D33 | 0 | [10 empty] | No | No
MC072 | Fylde College |  |  |  | MC072-B04/D34 | CompSem Supply Extract | EN.EN3 Energy Sensor | [6 empty] | D34 | 0 | [10 empty] | No | No
MC072 | Fylde College |  |  |  | MC072-B04/D35 | CompSem Exhaust Extract | EN.EN3 Energy Sensor | [6 empty] | D35 | 0 | [10 empty] | No | No
MC072 | Fylde College |  |  |  | MC072-B04/D4 | AHU 1 Frost Coil Valve | EN.EN3 Energy Sensor | [6 empty] | D4 | 0 | [10 empty] | No | No
MC072 | Fylde College |  |  |  | MC072-B04/D5 | AHU 1 Heating Valve | EN.EN3 Energy Sensor | [6 empty] | D5 | 0 | [10 empty] | No | No
MC072 | Fylde College |  |  |  | MC072-B04/D6 | AHU 2 Supply Speed Control | EN.EN3 Energy Sensor | [6 empty] | D6 | 0 | [10 empty] | No | No
MC072 | Fylde College |  |  |  | MC072-B04/D28 | Computer Rm 2 Exhaust Extract | EN.EN3 Energy Sensor | [6 empty] | D28 | 0 | [10 empty] | No | No
MC072 | Fylde College |  |  |  | MC072-B04/D29 | Computer Rm 2 Supply Extract | EN.EN3 Energy Sensor | [6 empty] | D29 | 0 | [10 empty] | No | No
MC072 | Fylde College |  |  |  | MC072-B04/D3 | AHU 1 Extract Speed Control | EN.EN3 Energy Sensor | [6 empty] | D3 | 0 | [10 empty] | No | No
MC072 | Fylde College |  |  |  | MC072-B04/D30 | Computer Rm 1 Supply Extract | EN.EN3 Energy Sensor | [6 empty] | D30 | 0 | [10 empty] | No | No
MC072 | Fylde College |  |  |  | MC072-B04/D31 | Computer Rm 1 Exhaust Extract | EN.EN3 Energy Sensor | [6 empty] | D31 | 0 | [10 empty] | No | No
MC072 | Fylde College |  |  |  | MC072-B04/D32 | CompSem Supply Damper 1 | EN.EN3 Energy Sensor | [6 empty] | D32 | 0 | [10 empty] | No | No
MC072 | Fylde College |  |  |  | MC072-B04/D22 | Computer Rm 1 Supply Damper 1 | EN.EN3 Energy Sensor | [6 empty] | D22 | 0 | [10 empty] | No | No
MC072 | Fylde College |  |  |  | MC072-B04/D23 | Computer Rm 1 Supply Damper 2 | EN.EN3 Energy Sensor | [6 empty] | D23 | 0 | [10 empty] | No | No
MC072 | Fylde College |  |  |  | MC072-B04/D24 | Lecture Exhaust Extract | EN.EN3 Energy Sensor | [6 empty] | D24 | 0 | [10 empty] | No | No
MC072 | Fylde College |  |  |  | MC072-B04/D25 | Lecture Supply Extract | EN.EN3 Energy Sensor | [6 empty] | D25 | 0 | [10 empty] | No | No
MC072 | Fylde College |  |  |  | MC072-B04/D26 | Computer Rm 2 Supply Damper 1 | EN.EN3 Energy Sensor | [6 empty] | D26 | 0 | [10 empty] | No | No
MC072 | Fylde College |  |  |  | MC072-B04/D27 | Computer Rm 2 Supply Damper 2 | EN.EN3 Energy Sensor | [6 empty] | D27 | 0 | [10 empty] | No | No
MC072 | Fylde College |  |  |  | MC072-B04/D17 | Solar Vent Ext Chimney 1 Dmpr | EN.EN3 Energy Sensor | [6 empty] | D17 | 0 | [10 empty] | No | No
MC072 | Fylde College |  |  |  | MC072-B04/D18 | Solar Vent Ext Chimney 2 Dmpr | EN.EN3 Energy Sensor | [6 empty] | D18 | 0 | [10 empty] | No | No
MC072 | Fylde College |  |  |  | MC072-B04/D19 | Solar Vent Ext Chimney 3 Dmpr | EN.EN3 Energy Sensor | [6 empty] | D19 | 0 | [10 empty] | No | No
MC072 | Fylde College |  |  |  | MC072-B04/D2 | AHU 1 Thermal Wheel Control | EN.EN3 Energy Sensor | [6 empty] | D2 | 0 | [10 empty] | No | No
MC072 | Fylde College |  |  |  | MC072-B04/D20 | Lecture Supply Damper1 | EN.EN3 Energy Sensor | [6 empty] | D20 | 0 | [10 empty] | No | No
MC072 | Fylde College |  |  |  | MC072-B04/D21 | Lecture Supply Damper2 | EN.EN3 Energy Sensor | [6 empty] | D21 | 0 | [10 empty] | No | No
MC072 | Fylde College |  |  |  | MC072-B04/D10 | AHU 2 Extract Fan Enable | EN.EN3 Energy Sensor | [6 empty] | D10 | 0 | [10 empty] | No | No
MC072 | Fylde College |  |  |  | MC072-B04/D12 | AHU 2 Extract Speed Control | EN.EN3 Energy Sensor | [6 empty] | D12 | 0 | [10 empty] | No | No
MC072 | Fylde College |  |  |  | MC072-B04/D13 | AHU 2 Heating Valve | EN.EN3 Energy Sensor | [6 empty] | D13 | 0 | [10 empty] | No | No
MC072 | Fylde College |  |  |  | MC072-B04/D14 | AHU 2 Recoup Damper | EN.EN3 Energy Sensor | [6 empty] | D14 | 0 | [10 empty] | No | No
MC072 | Fylde College |  |  |  | MC072-B04/D15 | Solar Vent Sup Chimney 1 Dmpr | EN.EN3 Energy Sensor | [6 empty] | D15 | 0 | [10 empty] | No | No
MC072 | Fylde College |  |  |  | MC072-B04/D16 | Solar Vent Sup Chimney 2 Dmpr | EN.EN3 Energy Sensor | [6 empty] | D16 | 0 | [10 empty] | No | No
MC072 | Fylde College |  |  |  | MC072-B04/A6 | Lecture Ext Damper1 Posn | EN.EN3 Energy Sensor | [6 empty] | A6 | 0 | [10 empty] | No | No
MC072 | Fylde College |  |  |  | MC072-B04/A7 | Lecture Ext Damper2 Posn | EN.EN3 Energy Sensor | [6 empty] | A7 | 0 | [10 empty] | No | No
MC072 | Fylde College |  |  |  | MC072-B04/A8 | Comp1 Supply Damper1 Posn | EN.EN3 Energy Sensor | [6 empty] | A8 | 0 | [10 empty] | No | No
MC072 | Fylde College |  |  |  | MC072-B04/A9 | Comp1 Supply Damper2 Posn | EN.EN3 Energy Sensor | [6 empty] | A9 | 0 | [10 empty] | No | No
MC072 | Fylde College |  |  |  | MC072-B04/C1 | Virtual CNC 1 | EN.EN3 Energy Sensor | [6 empty] | C1 | 0 | [10 empty] | No | No
MC072 | Fylde College |  |  |  | MC072-B04/D1 | AHU 1 Supply Speed Control | EN.EN3 Energy Sensor | [6 empty] | D1 | 0 | [10 empty] | No | No
MC072 | Fylde College |  |  |  | MC072-B04/A22 | Solar Ext Damper1 Posn | EN.EN3 Energy Sensor | [6 empty] | A22 | 0 | [10 empty] | No | No
MC072 | Fylde College |  |  |  | MC072-B04/A23 | Solar Ext Damper2 Posn | EN.EN3 Energy Sensor | [6 empty] | A23 | 0 | [10 empty] | No | No
MC072 | Fylde College |  |  |  | MC072-B04/A24 | Solar Ext Damper3 Posn | EN.EN3 Energy Sensor | [6 empty] | A24 | 0 | [10 empty] | No | No
MC072 | Fylde College |  |  |  | MC072-B04/A3 | OAT Sensor | EN.EN3 Energy Sensor | [6 empty] | A3 | 0 | [10 empty] | No | No
MC072 | Fylde College |  |  |  | MC072-B04/A4 | Lecture Supply Damper1 Posn | EN.EN3 Energy Sensor | [6 empty] | A4 | 0 | [10 empty] | No | No
MC072 | Fylde College |  |  |  | MC072-B04/A5 | Lecture Supply Damper2 Posn | EN.EN3 Energy Sensor | [6 empty] | A5 | 0 | [10 empty] | No | No
MC072 | Fylde College |  |  |  | MC072-B04/A17 | CompSem Supply Damper2 Posn | EN.EN3 Energy Sensor | [6 empty] | A17 | 0 | [10 empty] | No | No
MC072 | Fylde College |  |  |  | MC072-B04/A18 | CompSem Ext Damper1 Posn | EN.EN3 Energy Sensor | [6 empty] | A18 | 0 | [10 empty] | No | No
MC072 | Fylde College |  |  |  | MC072-B04/A19 | CompSem Ext Damper2 Posn | EN.EN3 Energy Sensor | [6 empty] | A19 | 0 | [10 empty] | No | No
MC072 | Fylde College |  |  |  | MC072-B04/A2 | Demands | EN.EN3 Energy Sensor | [6 empty] | A2 | 0 | [10 empty] | No | No
MC072 | Fylde College |  |  |  | MC072-B04/A20 | Solar Supply Damper1 Posn | EN.EN3 Energy Sensor | [6 empty] | A20 | 0 | [10 empty] | No | No
MC072 | Fylde College |  |  |  | MC072-B04/A21 | Solar Supply Damper2 Posn | EN.EN3 Energy Sensor | [6 empty] | A21 | 0 | [10 empty] | No | No
MC072 | Fylde College |  |  |  | MC072-B04/A11 | Comp1 Ext Damper2 Posn | EN.EN3 Energy Sensor | [6 empty] | A11 | 0 | [10 empty] | No | No
MC072 | Fylde College |  |  |  | MC072-B04/A12 | Comp2 Supply Damper1 Posn | EN.EN3 Energy Sensor | [6 empty] | A12 | 0 | [10 empty] | No | No
MC072 | Fylde College |  |  |  | MC072-B04/A13 | Comp2 Supply Damper2 Posn | EN.EN3 Energy Sensor | [6 empty] | A13 | 0 | [10 empty] | No | No
MC072 | Fylde College |  |  |  | MC072-B04/A14 | Comp2 Ext Damper1 Posn | EN.EN3 Energy Sensor | [6 empty] | A14 | 0 | [10 empty] | No | No
MC072 | Fylde College |  |  |  | MC072-B04/A15 | Comp2 Ext Damper2 Posn | EN.EN3 Energy Sensor | [6 empty] | A15 | 0 | [10 empty] | No | No
MC072 | Fylde College |  |  |  | MC072-B04/A16 | CompSem Supply Damper1 Posn | EN.EN3 Energy Sensor | [6 empty] | A16 | 0 | [10 empty] | No | No
MC072 | Fylde College |  |  |  | MC072-B04/Y6 | Feedback 0-10 | EN.EN3 Energy Sensor | [6 empty] | Y6 | 0 | [10 empty] | No | No
MC072 | Fylde College |  |  |  | MC072-B04/Y7 | bam | EN.EN3 Energy Sensor | [6 empty] | Y7 | 0 | [10 empty] | No | No
MC072 | Fylde College |  |  |  | MC072-B04/Z1 | AHU 01 Time Programme | EN.EN3 Energy Sensor | [6 empty] | Z1 | 0 | [10 empty] | No | No
MC072 | Fylde College |  |  |  | MC072-B04/Z2 | AHU 2 Meeting Rooms | EN.EN3 Energy Sensor | [6 empty] | Z2 | 0 | [10 empty] | No | No
MC072 | Fylde College |  |  |  | MC072-B04/A1 | Plant Demands | EN.EN3 Energy Sensor | [6 empty] | A1 | 0 | [10 empty] | No | No
MC072 | Fylde College |  |  |  | MC072-B04/A10 | Comp1 Ext Damper1 Posn | EN.EN3 Energy Sensor | [6 empty] | A10 | 0 | [10 empty] | No | No
MC072 | Fylde College |  |  |  | MC072-B04/W1 | MEET 2 PIR bypass | EN.EN3 Energy Sensor | [6 empty] | W1 | 0 | [10 empty] | No | No
MC072 | Fylde College |  |  |  | MC072-B04/Y1 | Trend Thermistor | EN.EN3 Energy Sensor | [6 empty] | Y1 | 0 | [10 empty] | No | No
MC072 | Fylde College |  |  |  | MC072-B04/Y2 | Velocity C 0-16 ms | EN.EN3 Energy Sensor | [6 empty] | Y2 | 0 | [10 empty] | No | No
MC072 | Fylde College |  |  |  | MC072-B04/Y3 | titan CO2 Volts | EN.EN3 Energy Sensor | [6 empty] | Y3 | 0 | [10 empty] | No | No
MC072 | Fylde College |  |  |  | MC072-B04/Y4 | Feed Back 2-10 Volts | EN.EN3 Energy Sensor | [6 empty] | Y4 | 0 | [10 empty] | No | No
MC072 | Fylde College |  |  |  | MC072-B04/Y5 | Bailey&amp;Mackey | EN.EN3 Energy Sensor | [6 empty] | Y5 | 0 | [10 empty] | No | No
MC072 | Fylde College |  |  |  | MC072-B04/S6 | AHU 1 Floor Void Temp Sensor1 | EN.EN3 Energy Sensor | [6 empty] | S6 | 0 | [10 empty] | No | No
MC072 | Fylde College |  |  |  | MC072-B04/S7 | AHU 1 Floor Void Temp Sensor2 | EN.EN3 Energy Sensor | [6 empty] | S7 | 0 | [10 empty] | No | No
MC072 | Fylde College |  |  |  | MC072-B04/S8 | Lecture Theatre Temp Sensor | EN.EN3 Energy Sensor | [6 empty] | S8 | 0 | [10 empty] | No | No
MC072 | Fylde College |  |  |  | MC072-B04/S9 | Computer Room Temp Sensor1 | EN.EN3 Energy Sensor | [6 empty] | S9 | 0 | [10 empty] | No | No
MC072 | Fylde College |  |  |  | MC072-B04/U1 |  | EN.EN3 Energy Sensor | [6 empty] | U1 | 0 | [10 empty] | No | No
MC072 | Fylde College |  |  |  | MC072-B04/V1 |  | EN.EN3 Energy Sensor | [6 empty] | V1 | 0 | [10 empty] | No | No
MC072 | Fylde College |  |  |  | MC072-B04/S24 | AHU 1 Supply Pressure Sensor | EN.EN3 Energy Sensor | [6 empty] | S24 | 0 | [10 empty] | No | No
MC072 | Fylde College |  |  |  | MC072-B04/S25 | AHU 1 Extract Pressure Sensor | EN.EN3 Energy Sensor | [6 empty] | S25 | 0 | [10 empty] | No | No
MC072 | Fylde College |  |  |  | MC072-B04/S27 | AHU 1 Calc Supply Setpt | EN.EN3 Energy Sensor | [6 empty] | S27 | 0 | [10 empty] | No | No
MC072 | Fylde College |  |  |  | MC072-B04/S3 | AHU 1 Supp Air Velocity Sensor | EN.EN3 Energy Sensor | [6 empty] | S3 | 0 | [10 empty] | No | No
MC072 | Fylde College |  |  |  | MC072-B04/S4 | AHU 1 Extract Air Temp Sensor | EN.EN3 Energy Sensor | [6 empty] | S4 | 0 | [10 empty] | No | No
MC072 | Fylde College |  |  |  | MC072-B04/S5 | AHU 1 Ext Air Velocity Sensor | EN.EN3 Energy Sensor | [6 empty] | S5 | 0 | [10 empty] | No | No
MC072 | Fylde College |  |  |  | MC072-B04/S19 | AHU 2 Ext Air Velocity Sensor | EN.EN3 Energy Sensor | [6 empty] | S19 | 0 | [10 empty] | No | No
MC072 | Fylde College |  |  |  | MC072-B04/S2 | AHU 1 Supply Air Temp Sensor | EN.EN3 Energy Sensor | [6 empty] | S2 | 0 | [10 empty] | No | No
MC072 | Fylde College |  |  |  | MC072-B04/S20 | AHU 1 Frost Coil Vlv Feedback | EN.EN3 Energy Sensor | [6 empty] | S20 | 0 | [10 empty] | No | No
MC072 | Fylde College |  |  |  | MC072-B04/S21 | AHU 1 Htg Coil Vlv Feedback | EN.EN3 Energy Sensor | [6 empty] | S21 | 0 | [10 empty] | No | No
MC072 | Fylde College |  |  |  | MC072-B04/S22 | AHU 2 Htg Coil Vlv Feedback | EN.EN3 Energy Sensor | [6 empty] | S22 | 0 | [10 empty] | No | No
MC072 | Fylde College |  |  |  | MC072-B04/S23 | AHU 2 Bypass Dmp Feedback | EN.EN3 Energy Sensor | [6 empty] | S23 | 0 | [10 empty] | No | No
MC072 | Fylde College |  |  |  | MC072-B04/S13 | Computer Room Co2 Sensor1 | EN.EN3 Energy Sensor | [6 empty] | S13 | 0 | [10 empty] | No | No
MC072 | Fylde College |  |  |  | MC072-B04/S14 | Computer Room Co2 Sensor2 | EN.EN3 Energy Sensor | [6 empty] | S14 | 0 | [10 empty] | No | No
MC072 | Fylde College |  |  |  | MC072-B04/S15 | Computer-Seminar Rm Co2 Sensor | EN.EN3 Energy Sensor | [6 empty] | S15 | 0 | [10 empty] | No | No
MC072 | Fylde College |  |  |  | MC072-B04/S16 | AHU 2 Supply Air Temp Sensor | EN.EN3 Energy Sensor | [6 empty] | S16 | 0 | [10 empty] | No | No
MC072 | Fylde College |  |  |  | MC072-B04/S17 | AHU 2 Supp Air Velocity Sensor | EN.EN3 Energy Sensor | [6 empty] | S17 | 0 | [10 empty] | No | No
MC072 | Fylde College |  |  |  | MC072-B04/S18 | AHU 2 Extract Air Temp Sensor | EN.EN3 Energy Sensor | [6 empty] | S18 | 0 | [10 empty] | No | No
MC072 | Fylde College |  |  |  | MC072-B04/P9 | Computer Room Temp Sensor1 | EN.EN3 Energy Sensor | [6 empty] | P9 | 0 | [10 empty] | No | No
MC072 | Fylde College |  |  |  | MC072-B04/Q1 | Sequence Table 1 | EN.EN3 Energy Sensor | [6 empty] | Q1 | 0 | [10 empty] | No | No
MC072 | Fylde College |  |  |  | MC072-B04/S1 | AHU 1 Frost Coil Temp Sensor | EN.EN3 Energy Sensor | [6 empty] | S1 | 0 | [10 empty] | No | No
MC072 | Fylde College |  |  |  | MC072-B04/S10 | Computer Room Temp Sensor2 | EN.EN3 Energy Sensor | [6 empty] | S10 | 0 | [10 empty] | No | No
MC072 | Fylde College |  |  |  | MC072-B04/S11 | Computer-Seminar RmTemp Sensor | EN.EN3 Energy Sensor | [6 empty] | S11 | 0 | [10 empty] | No | No
MC072 | Fylde College |  |  |  | MC072-B04/S12 | Lecture Theatre Co2 Sensor | EN.EN3 Energy Sensor | [6 empty] | S12 | 0 | [10 empty] | No | No
MC072 | Fylde College |  |  |  | MC072-B04/P3 | AHU 1 Supp Air Velocity Sensor | EN.EN3 Energy Sensor | [6 empty] | P3 | 0 | [10 empty] | No | No
MC072 | Fylde College |  |  |  | MC072-B04/P4 | AHU 1 Exract Air Temp Sensor | EN.EN3 Energy Sensor | [6 empty] | P4 | 0 | [10 empty] | No | No
MC072 | Fylde College |  |  |  | MC072-B04/P5 | AHU 1 Ext Air Velocity Sensor | EN.EN3 Energy Sensor | [6 empty] | P5 | 0 | [10 empty] | No | No
MC072 | Fylde College |  |  |  | MC072-B04/P6 | AHU 1 Floor Void Temp Sensor1 | EN.EN3 Energy Sensor | [6 empty] | P6 | 0 | [10 empty] | No | No
MC072 | Fylde College |  |  |  | MC072-B04/P7 | AHU 1 Floor Void Temp Sensor2 | EN.EN3 Energy Sensor | [6 empty] | P7 | 0 | [10 empty] | No | No
MC072 | Fylde College |  |  |  | MC072-B04/P8 | Lecture Theatre Temp Sensor | EN.EN3 Energy Sensor | [6 empty] | P8 | 0 | [10 empty] | No | No
MC072 | Fylde College |  |  |  | MC072-B04/P20 | Lecture Theatre Co2 Sensor1 | EN.EN3 Energy Sensor | [6 empty] | P20 | 0 | [10 empty] | No | No
MC072 | Fylde College |  |  |  | MC072-B04/P21 | Computer Room Co2 Sensor1 | EN.EN3 Energy Sensor | [6 empty] | P21 | 0 | [10 empty] | No | No
MC072 | Fylde College |  |  |  | MC072-B04/P22 | Computer Room Co2 Sensor2 | EN.EN3 Energy Sensor | [6 empty] | P22 | 0 | [10 empty] | No | No
MC072 | Fylde College |  |  |  | MC072-B04/P23 | Computer-Seminar Rm Co2 Sensor | EN.EN3 Energy Sensor | [6 empty] | P23 | 0 | [10 empty] | No | No
MC072 | Fylde College |  |  |  | MC072-B04/P24 | AHU 2 Supply Air Temp Sensor | EN.EN3 Energy Sensor | [6 empty] | P24 | 0 | [10 empty] | No | No
MC072 | Fylde College |  |  |  | MC072-B04/P25 | Water Storage Tank Temp Sensor | EN.EN3 Energy Sensor | [6 empty] | P25 | 0 | [10 empty] | No | No
MC072 | Fylde College |  |  |  | MC072-B04/P15 | Computer-Seminar Rm Co2 Sensor | EN.EN3 Energy Sensor | [6 empty] | P15 | 0 | [10 empty] | No | No
MC072 | Fylde College |  |  |  | MC072-B04/P16 | AHU 2 Supply Air Temp Sensor | EN.EN3 Energy Sensor | [6 empty] | P16 | 0 | [10 empty] | No | No
MC072 | Fylde College |  |  |  | MC072-B04/P17 | AHU 2 Supp Air Velocity Sensor | EN.EN3 Energy Sensor | [6 empty] | P17 | 0 | [10 empty] | No | No
MC072 | Fylde College |  |  |  | MC072-B04/P18 | AHU 2 Extract Air Temp Sensor | EN.EN3 Energy Sensor | [6 empty] | P18 | 0 | [10 empty] | No | No
MC072 | Fylde College |  |  |  | MC072-B04/P19 | Room Temp Sensor No4 | EN.EN3 Energy Sensor | [6 empty] | P19 | 0 | [10 empty] | No | No
MC072 | Fylde College |  |  |  | MC072-B04/P2 | AHU 1 Supply Air Temp Sensor | EN.EN3 Energy Sensor | [6 empty] | P2 | 0 | [10 empty] | No | No
MC072 | Fylde College |  |  |  | MC072-B04/P1 | AHU 1 Frost Coil Temp Sensor | EN.EN3 Energy Sensor | [6 empty] | P1 | 0 | [10 empty] | No | No
MC072 | Fylde College |  |  |  | MC072-B04/P10 | Computer Room Temp Sensor2 | EN.EN3 Energy Sensor | [6 empty] | P10 | 0 | [10 empty] | No | No
MC072 | Fylde College |  |  |  | MC072-B04/P11 | Computer-Seminar RmTemp Sensor | EN.EN3 Energy Sensor | [6 empty] | P11 | 0 | [10 empty] | No | No
MC072 | Fylde College |  |  |  | MC072-B04/P12 | Lecture Theatre Co2 Sensor1 | EN.EN3 Energy Sensor | [6 empty] | P12 | 0 | [10 empty] | No | No
MC072 | Fylde College |  |  |  | MC072-B04/P13 | Computer Room Co2 Sensor1 | EN.EN3 Energy Sensor | [6 empty] | P13 | 0 | [10 empty] | No | No
MC072 | Fylde College |  |  |  | MC072-B04/P14 | Computer Room Co2 Sensor2 | EN.EN3 Energy Sensor | [6 empty] | P14 | 0 | [10 empty] | No | No
MC072 | Fylde College |  |  |  | MC072-B04/L9 | Loop 9 | EN.EN3 Energy Sensor | [6 empty] | L9 | 0 | [10 empty] | No | No
MC072 | Fylde College |  |  |  | MC072-B04/n1 | TREND_05_2C_45 | EN.EN3 Energy Sensor | [6 empty] | n1 | 0 | [10 empty] | No | No
MC072 | Fylde College |  |  |  | MC072-B04/N2 | IC Comms 2 | EN.EN3 Energy Sensor | [6 empty] | N2 | 0 | [10 empty] | No | No
MC072 | Fylde College |  |  |  | MC072-B04/N3 | OS12 Alarm | EN.EN3 Energy Sensor | [6 empty] | N3 | 0 | [10 empty] | No | No
MC072 | Fylde College |  |  |  | MC072-B04/N4 | IC Comms 4 | EN.EN3 Energy Sensor | [6 empty] | N4 | 0 | [10 empty] | No | No
MC072 | Fylde College |  |  |  | MC072-B04/o1 | Alarm Route 1 | EN.EN3 Energy Sensor | [6 empty] | o1 | 0 | [10 empty] | No | No
MC072 | Fylde College |  |  |  | MC072-B04/L24 | CompSem Clg Dmd | EN.EN3 Energy Sensor | [6 empty] | L24 | 0 | [10 empty] | No | No
MC072 | Fylde College |  |  |  | MC072-B04/L25 | CompSem CO2 Dmd | EN.EN3 Energy Sensor | [6 empty] | L25 | 0 | [10 empty] | No | No
MC072 | Fylde College |  |  |  | MC072-B04/L26 | AHU 1 Supply Velocity Loop | EN.EN3 Energy Sensor | [6 empty] | L26 | 0 | [10 empty] | No | No
MC072 | Fylde College |  |  |  | MC072-B04/L3 | AHU 2 Heating Loop | EN.EN3 Energy Sensor | [6 empty] | L3 | 0 | [10 empty] | No | No
MC072 | Fylde College |  |  |  | MC072-B04/L7 | AHU 1 Frost Coil Loop | EN.EN3 Energy Sensor | [6 empty] | L7 | 0 | [10 empty] | No | No
MC072 | Fylde College |  |  |  | MC072-B04/L8 | Loop 8 | EN.EN3 Energy Sensor | [6 empty] | L8 | 0 | [10 empty] | No | No
MC072 | Fylde College |  |  |  | MC072-B04/L19 | Comp1 CO2 Dmd | EN.EN3 Energy Sensor | [6 empty] | L19 | 0 | [10 empty] | No | No
MC072 | Fylde College |  |  |  | MC072-B04/L2 | AHU 2 Supply Speed Loop | EN.EN3 Energy Sensor | [6 empty] | L2 | 0 | [10 empty] | No | No
MC072 | Fylde College |  |  |  | MC072-B04/L20 | Comp2 Htg Dmd | EN.EN3 Energy Sensor | [6 empty] | L20 | 0 | [10 empty] | No | No
MC072 | Fylde College |  |  |  | MC072-B04/L21 | Comp2 Clg Dmd | EN.EN3 Energy Sensor | [6 empty] | L21 | 0 | [10 empty] | No | No
MC072 | Fylde College |  |  |  | MC072-B04/L22 | Comp2 CO2 Dmd | EN.EN3 Energy Sensor | [6 empty] | L22 | 0 | [10 empty] | No | No
MC072 | Fylde College |  |  |  | MC072-B04/L23 | CompSem Htg Dmd | EN.EN3 Energy Sensor | [6 empty] | L23 | 0 | [10 empty] | No | No
MC072 | Fylde College |  |  |  | MC072-B04/L13 | Comp1 Htg Dmd | EN.EN3 Energy Sensor | [6 empty] | L13 | 0 | [10 empty] | No | No
MC072 | Fylde College |  |  |  | MC072-B04/L14 | Loop 14 | EN.EN3 Energy Sensor | [6 empty] | L14 | 0 | [10 empty] | No | No
MC072 | Fylde College |  |  |  | MC072-B04/L15 | Lecture Htg Dmd | EN.EN3 Energy Sensor | [6 empty] | L15 | 0 | [10 empty] | No | No
MC072 | Fylde College |  |  |  | MC072-B04/L16 | Lecture Clg Dmd | EN.EN3 Energy Sensor | [6 empty] | L16 | 0 | [10 empty] | No | No
MC072 | Fylde College |  |  |  | MC072-B04/L17 | Lecture CO2 Dmd | EN.EN3 Energy Sensor | [6 empty] | L17 | 0 | [10 empty] | No | No
MC072 | Fylde College |  |  |  | MC072-B04/L18 | Comp1 Clg Dmd | EN.EN3 Energy Sensor | [6 empty] | L18 | 0 | [10 empty] | No | No
MC072 | Fylde College |  |  |  | MC072-B04/K4 | AHU 1 Min Fan Speed | EN.EN3 Energy Sensor | [6 empty] | K4 | 0 | [10 empty] | No | No
MC072 | Fylde College |  |  |  | MC072-B04/K5 | AHU 2 Extract Air Setpoint | EN.EN3 Energy Sensor | [6 empty] | K5 | 0 | [10 empty] | No | No
MC072 | Fylde College |  |  |  | MC072-B04/K7 | AHU 1 Frost Coil Setpoint | EN.EN3 Energy Sensor | [6 empty] | K7 | 0 | [10 empty] | No | No
MC072 | Fylde College |  |  |  | MC072-B04/K9 | AHU 1 Max Supply Temp Level | EN.EN3 Energy Sensor | [6 empty] | K9 | 0 | [10 empty] | No | No
MC072 | Fylde College |  |  |  | MC072-B04/L1 | AHU 2 Supply Speed Loop | EN.EN3 Energy Sensor | [6 empty] | L1 | 0 | [10 empty] | No | No
MC072 | Fylde College |  |  |  | MC072-B04/L11 | Loop 11 | EN.EN3 Energy Sensor | [6 empty] | L11 | 0 | [10 empty] | No | No
MC072 | Fylde College |  |  |  | MC072-B04/K15 | Room Min Damper Posn | EN.EN3 Energy Sensor | [6 empty] | K15 | 0 | [10 empty] | No | No
MC072 | Fylde College |  |  |  | MC072-B04/K16 | Knob 16 | EN.EN3 Energy Sensor | [6 empty] | K16 | 0 | [10 empty] | No | No
MC072 | Fylde College |  |  |  | MC072-B04/K17 | Night Purge Room Setpt | EN.EN3 Energy Sensor | [6 empty] | K17 | 0 | [10 empty] | No | No
MC072 | Fylde College |  |  |  | MC072-B04/K2 | AHU 2 Supply Velocity SP | EN.EN3 Energy Sensor | [6 empty] | K2 | 0 | [10 empty] | No | No
MC072 | Fylde College |  |  |  | MC072-B04/K28 | Natural Vent SP | EN.EN3 Energy Sensor | [6 empty] | K28 | 0 | [10 empty] | No | No
MC072 | Fylde College |  |  |  | MC072-B04/K3 | AHU 2 Extract Velocity SP | EN.EN3 Energy Sensor | [6 empty] | K3 | 0 | [10 empty] | No | No
MC072 | Fylde College |  |  |  | MC072-B04/I9 | Meeting Room PIR Sensor 2 | EN.EN3 Energy Sensor | [6 empty] | I9 | 0 | [10 empty] | No | No
MC072 | Fylde College |  |  |  | MC072-B04/K10 | AHU 1 Min Supply Temp Level | EN.EN3 Energy Sensor | [6 empty] | K10 | 0 | [10 empty] | No | No
MC072 | Fylde College |  |  |  | MC072-B04/K11 | Teaching Rooms Setpt | EN.EN3 Energy Sensor | [6 empty] | K11 | 0 | [10 empty] | No | No
MC072 | Fylde College |  |  |  | MC072-B04/K12 | AHU 1 Temp DBand | EN.EN3 Energy Sensor | [6 empty] | K12 | 0 | [10 empty] | No | No
MC072 | Fylde College |  |  |  | MC072-B04/K13 | Teaching Room Temp DBand | EN.EN3 Energy Sensor | [6 empty] | K13 | 0 | [10 empty] | No | No
MC072 | Fylde College |  |  |  | MC072-B04/K14 | Room CO2 Setpt | EN.EN3 Energy Sensor | [6 empty] | K14 | 0 | [10 empty] | No | No
MC072 | Fylde College |  |  |  | MC072-B04/I59 | Solar Extract Damper2 Fail | EN.EN3 Energy Sensor | [6 empty] | I59 | 0 | [10 empty] | No | No
MC072 | Fylde College |  |  |  | MC072-B04/i6 | xcite/IO/8AO No1 | EN.EN3 Energy Sensor | [6 empty] | i6 | 0 | [10 empty] | No | No
MC072 | Fylde College |  |  |  | MC072-B04/I60 | Solar Extract Damper3 Fail | EN.EN3 Energy Sensor | [6 empty] | I60 | 0 | [10 empty] | No | No
MC072 | Fylde College |  |  |  | MC072-B04/i7 | xcite/IO/8AO No2 | EN.EN3 Energy Sensor | [6 empty] | i7 | 0 | [10 empty] | No | No
MC072 | Fylde College |  |  |  | MC072-B04/I8 | xcite/IO/8AO No3 | EN.EN3 Energy Sensor | [6 empty] | I8 | 0 | [10 empty] | No | No
MC072 | Fylde College |  |  |  | MC072-B04/I53 | CompSemin Supply Damper2 Fail | EN.EN3 Energy Sensor | [6 empty] | I53 | 0 | [10 empty] | No | No
MC072 | Fylde College |  |  |  | MC072-B04/I54 | CompSemin Extract Damper1 Fail | EN.EN3 Energy Sensor | [6 empty] | I54 | 0 | [10 empty] | No | No
MC072 | Fylde College |  |  |  | MC072-B04/I55 | CompSemin Extract Damper2 Fail | EN.EN3 Energy Sensor | [6 empty] | I55 | 0 | [10 empty] | No | No
MC072 | Fylde College |  |  |  | MC072-B04/I56 | Solar Supply Damper1 Fail | EN.EN3 Energy Sensor | [6 empty] | I56 | 0 | [10 empty] | No | No
MC072 | Fylde College |  |  |  | MC072-B04/I57 | Solar Supply Damper2 Fail | EN.EN3 Energy Sensor | [6 empty] | I57 | 0 | [10 empty] | No | No
MC072 | Fylde College |  |  |  | MC072-B04/I58 | Solar Extract Damper1 Fail | EN.EN3 Energy Sensor | [6 empty] | I58 | 0 | [10 empty] | No | No
MC072 | Fylde College |  |  |  | MC072-B04/I48 | Computer2 Supply Damper1 Fail | EN.EN3 Energy Sensor | [6 empty] | I48 | 0 | [10 empty] | No | No
MC072 | Fylde College |  |  |  | MC072-B04/I49 | Computer2 Supply Damper2 Fail | EN.EN3 Energy Sensor | [6 empty] | I49 | 0 | [10 empty] | No | No
MC072 | Fylde College |  |  |  | MC072-B04/i5 | xcite/IO/8DO No1 | EN.EN3 Energy Sensor | [6 empty] | i5 | 0 | [10 empty] | No | No
MC072 | Fylde College |  |  |  | MC072-B04/I50 | Computer2 Extract Damper1 Fail | EN.EN3 Energy Sensor | [6 empty] | I50 | 0 | [10 empty] | No | No
MC072 | Fylde College |  |  |  | MC072-B04/I51 | Computer2 Extract Damper2 Fail | EN.EN3 Energy Sensor | [6 empty] | I51 | 0 | [10 empty] | No | No
MC072 | Fylde College |  |  |  | MC072-B04/I52 | CompSemin Supply Damper1 Fail | EN.EN3 Energy Sensor | [6 empty] | I52 | 0 | [10 empty] | No | No
MC072 | Fylde College |  |  |  | MC072-B04/I42 | Lecture Extract Damper1 Fail | EN.EN3 Energy Sensor | [6 empty] | I42 | 0 | [10 empty] | No | No
MC072 | Fylde College |  |  |  | MC072-B04/I43 | Lecture Extract Damper2 Fail | EN.EN3 Energy Sensor | [6 empty] | I43 | 0 | [10 empty] | No | No
MC072 | Fylde College |  |  |  | MC072-B04/I44 | Computer1 Supply Damper1 Fail | EN.EN3 Energy Sensor | [6 empty] | I44 | 0 | [10 empty] | No | No
MC072 | Fylde College |  |  |  | MC072-B04/I45 | Computer1 Supply Damper2 Fail | EN.EN3 Energy Sensor | [6 empty] | I45 | 0 | [10 empty] | No | No
MC072 | Fylde College |  |  |  | MC072-B04/I46 | Computer1 Extract Damper1 Fail | EN.EN3 Energy Sensor | [6 empty] | I46 | 0 | [10 empty] | No | No
MC072 | Fylde College |  |  |  | MC072-B04/I47 | Computer1 Extract Damper2 Fail | EN.EN3 Energy Sensor | [6 empty] | I47 | 0 | [10 empty] | No | No
MC072 | Fylde College |  |  |  | MC072-B04/I37 | AHU 1 Supp Dmpr Failed to Open | EN.EN3 Energy Sensor | [6 empty] | I37 | 0 | [10 empty] | No | No
MC072 | Fylde College |  |  |  | MC072-B04/I38 | AHU 1 Flow Failed | EN.EN3 Energy Sensor | [6 empty] | I38 | 0 | [10 empty] | No | No
MC072 | Fylde College |  |  |  | MC072-B04/I39 | AHU 1 Dampers Failed to Open | EN.EN3 Energy Sensor | [6 empty] | I39 | 0 | [10 empty] | No | No
MC072 | Fylde College |  |  |  | MC072-B04/i4 | xcite/IO/8DI No1 | EN.EN3 Energy Sensor | [6 empty] | i4 | 0 | [10 empty] | No | No
MC072 | Fylde College |  |  |  | MC072-B04/I40 | Lecture Supply Damper1 Fail | EN.EN3 Energy Sensor | [6 empty] | I40 | 0 | [10 empty] | No | No
MC072 | Fylde College |  |  |  | MC072-B04/I41 | Lecture Supply Damper2 Fail | EN.EN3 Energy Sensor | [6 empty] | I41 | 0 | [10 empty] | No | No
MC072 | Fylde College |  |  |  | MC072-B04/I30 | AHU 1 Ext Panel Filter Dirty | EN.EN3 Energy Sensor | [6 empty] | I30 | 0 | [10 empty] | No | No
MC072 | Fylde College |  |  |  | MC072-B04/I32 | AHU 2 Dampers Failed to Open | EN.EN3 Energy Sensor | [6 empty] | I32 | 0 | [10 empty] | No | No
MC072 | Fylde College |  |  |  | MC072-B04/I33 | AHU 2 Supp Dmpr Failed to Open | EN.EN3 Energy Sensor | [6 empty] | I33 | 0 | [10 empty] | No | No
MC072 | Fylde College |  |  |  | MC072-B04/I34 | AHU 2 Flow Failed | EN.EN3 Energy Sensor | [6 empty] | I34 | 0 | [10 empty] | No | No
MC072 | Fylde College |  |  |  | MC072-B04/I35 | AHU 2 Extract Flow Failed | EN.EN3 Energy Sensor | [6 empty] | I35 | 0 | [10 empty] | No | No
MC072 | Fylde College |  |  |  | MC072-B04/I36 | AHU 1 Dampers Failed to Open | EN.EN3 Energy Sensor | [6 empty] | I36 | 0 | [10 empty] | No | No
MC072 | Fylde College |  |  |  | MC072-B04/I25 | AHU 1 Supp Bag Filter Dirty | EN.EN3 Energy Sensor | [6 empty] | I25 | 0 | [10 empty] | No | No
MC072 | Fylde College |  |  |  | MC072-B04/I26 | AHU 1 Ext Panel Filter Dirty | EN.EN3 Energy Sensor | [6 empty] | I26 | 0 | [10 empty] | No | No
MC072 | Fylde College |  |  |  | MC072-B04/I27 | AHU 2 Coil Frost Stat | EN.EN3 Energy Sensor | [6 empty] | I27 | 0 | [10 empty] | No | No
MC072 | Fylde College |  |  |  | MC072-B04/I28 | AHU 2 Supp Panel Filter Dirty | EN.EN3 Energy Sensor | [6 empty] | I28 | 0 | [10 empty] | No | No
MC072 | Fylde College |  |  |  | MC072-B04/I29 | AHU 2 Supp Bag Filter Dirty | EN.EN3 Energy Sensor | [6 empty] | I29 | 0 | [10 empty] | No | No
MC072 | Fylde College |  |  |  | MC072-B04/i3 | xcite/IO/16DI No1 | EN.EN3 Energy Sensor | [6 empty] | i3 | 0 | [10 empty] | No | No
MC072 | Fylde College |  |  |  | MC072-B04/i2 | xcite/IO/8UI No2 | EN.EN3 Energy Sensor | [6 empty] | i2 | 0 | [10 empty] | No | No
MC072 | Fylde College |  |  |  | MC072-B04/I20 | Ahu 2 Exhaust Damper Open | EN.EN3 Energy Sensor | [6 empty] | I20 | 0 | [10 empty] | No | No
MC072 | Fylde College |  |  |  | MC072-B04/I21 | Ahu 2 Extract Fan Inverter Flt | EN.EN3 Energy Sensor | [6 empty] | I21 | 0 | [10 empty] | No | No
MC072 | Fylde College |  |  |  | MC072-B04/I22 | Ahu 2 Extract Fan Flow Prove | EN.EN3 Energy Sensor | [6 empty] | I22 | 0 | [10 empty] | No | No
MC072 | Fylde College |  |  |  | MC072-B04/I23 | AHU 1 Coil Frost Stat | EN.EN3 Energy Sensor | [6 empty] | I23 | 0 | [10 empty] | No | No
MC072 | Fylde College |  |  |  | MC072-B04/I24 | AHU 1 Supp Panel Filter Dirty | EN.EN3 Energy Sensor | [6 empty] | I24 | 0 | [10 empty] | No | No
MC072 | Fylde College |  |  |  | MC072-B04/I14 | AHU 1 Exhaust Damper Open | EN.EN3 Energy Sensor | [6 empty] | I14 | 0 | [10 empty] | No | No
MC072 | Fylde College |  |  |  | MC072-B04/I15 | AHU 1 Extract Inverter Flt | EN.EN3 Energy Sensor | [6 empty] | I15 | 0 | [10 empty] | No | No
MC072 | Fylde College |  |  |  | MC072-B04/I16 | AHU 1 Extract Fan Flow Prove | EN.EN3 Energy Sensor | [6 empty] | I16 | 0 | [10 empty] | No | No
MC072 | Fylde College |  |  |  | MC072-B04/I17 | Ahu 2 Inlet Damper Open | EN.EN3 Energy Sensor | [6 empty] | I17 | 0 | [10 empty] | No | No
MC072 | Fylde College |  |  |  | MC072-B04/I18 | Ahu 2 Supply Fan Inverter Flt | EN.EN3 Energy Sensor | [6 empty] | I18 | 0 | [10 empty] | No | No
MC072 | Fylde College |  |  |  | MC072-B04/I19 | Ahu 2 Supply Fan Flow Prove | EN.EN3 Energy Sensor | [6 empty] | I19 | 0 | [10 empty] | No | No
MC072 | Fylde College |  |  |  | MC072-B04/G99 | Lecture Damper Fails | EN.EN3 Energy Sensor | [6 empty] | G99 | 0 | [10 empty] | No | No
MC072 | Fylde College |  |  |  | MC072-B04/i1 | xcite/IO/8UI No1 | EN.EN3 Energy Sensor | [6 empty] | i1 | 0 | [10 empty] | No | No
MC072 | Fylde College |  |  |  | MC072-B04/I10 | AHU 1 Inlet Damper Open | EN.EN3 Energy Sensor | [6 empty] | I10 | 0 | [10 empty] | No | No
MC072 | Fylde College |  |  |  | MC072-B04/I11 | AHU 1 Supply Fan Inverter Flt | EN.EN3 Energy Sensor | [6 empty] | I11 | 0 | [10 empty] | No | No
MC072 | Fylde College |  |  |  | MC072-B04/I12 | AHU 1 Supply Fan Flow Prove | EN.EN3 Energy Sensor | [6 empty] | I12 | 0 | [10 empty] | No | No
MC072 | Fylde College |  |  |  | MC072-B04/I13 | AHU 1 Thermal Wheel Fault | EN.EN3 Energy Sensor | [6 empty] | I13 | 0 | [10 empty] | No | No
MC072 | Fylde College |  |  |  | MC072-B04/G93 | Logic 93 | EN.EN3 Energy Sensor | [6 empty] | G93 | 0 | [10 empty] | No | No
MC072 | Fylde College |  |  |  | MC072-B04/G94 | Logic 94 | EN.EN3 Energy Sensor | [6 empty] | G94 | 0 | [10 empty] | No | No
MC072 | Fylde College |  |  |  | MC072-B04/G95 | Logic 95 | EN.EN3 Energy Sensor | [6 empty] | G95 | 0 | [10 empty] | No | No
MC072 | Fylde College |  |  |  | MC072-B04/G96 | Logic 96 | EN.EN3 Energy Sensor | [6 empty] | G96 | 0 | [10 empty] | No | No
MC072 | Fylde College |  |  |  | MC072-B04/G97 | Logic 97 | EN.EN3 Energy Sensor | [6 empty] | G97 | 0 | [10 empty] | No | No
MC072 | Fylde College |  |  |  | MC072-B04/G98 | Logic 98 | EN.EN3 Energy Sensor | [6 empty] | G98 | 0 | [10 empty] | No | No
MC072 | Fylde College |  |  |  | MC072-B04/G88 | Logic 88 | EN.EN3 Energy Sensor | [6 empty] | G88 | 0 | [10 empty] | No | No
MC072 | Fylde College |  |  |  | MC072-B04/G89 | Logic 89 | EN.EN3 Energy Sensor | [6 empty] | G89 | 0 | [10 empty] | No | No
MC072 | Fylde College |  |  |  | MC072-B04/G9 | Logic 9 | EN.EN3 Energy Sensor | [6 empty] | G9 | 0 | [10 empty] | No | No
MC072 | Fylde College |  |  |  | MC072-B04/G90 | Logic 90 | EN.EN3 Energy Sensor | [6 empty] | G90 | 0 | [10 empty] | No | No
MC072 | Fylde College |  |  |  | MC072-B04/G91 | Logic 91 | EN.EN3 Energy Sensor | [6 empty] | G91 | 0 | [10 empty] | No | No
MC072 | Fylde College |  |  |  | MC072-B04/G92 | Logic 92 | EN.EN3 Energy Sensor | [6 empty] | G92 | 0 | [10 empty] | No | No
MC072 | Fylde College |  |  |  | MC072-B04/G82 | Logic 82 | EN.EN3 Energy Sensor | [6 empty] | G82 | 0 | [10 empty] | No | No
MC072 | Fylde College |  |  |  | MC072-B04/G83 | Logic 83 | EN.EN3 Energy Sensor | [6 empty] | G83 | 0 | [10 empty] | No | No
MC072 | Fylde College |  |  |  | MC072-B04/G84 | Logic 84 | EN.EN3 Energy Sensor | [6 empty] | G84 | 0 | [10 empty] | No | No
MC072 | Fylde College |  |  |  | MC072-B04/G85 | Logic 85 | EN.EN3 Energy Sensor | [6 empty] | G85 | 0 | [10 empty] | No | No
MC072 | Fylde College |  |  |  | MC072-B04/G86 | Logic 86 | EN.EN3 Energy Sensor | [6 empty] | G86 | 0 | [10 empty] | No | No
MC072 | Fylde College |  |  |  | MC072-B04/G87 | Logic 87 | EN.EN3 Energy Sensor | [6 empty] | G87 | 0 | [10 empty] | No | No
MC072 | Fylde College |  |  |  | MC072-B04/G77 | Logic 77 | EN.EN3 Energy Sensor | [6 empty] | G77 | 0 | [10 empty] | No | No
MC072 | Fylde College |  |  |  | MC072-B04/G78 | Logic 78 | EN.EN3 Energy Sensor | [6 empty] | G78 | 0 | [10 empty] | No | No
MC072 | Fylde College |  |  |  | MC072-B04/G79 | Logic 79 | EN.EN3 Energy Sensor | [6 empty] | G79 | 0 | [10 empty] | No | No
MC072 | Fylde College |  |  |  | MC072-B04/G8 | AHU 2 Flow Grace | EN.EN3 Energy Sensor | [6 empty] | G8 | 0 | [10 empty] | No | No
MC072 | Fylde College |  |  |  | MC072-B04/G80 | Logic 80 | EN.EN3 Energy Sensor | [6 empty] | G80 | 0 | [10 empty] | No | No
MC072 | Fylde College |  |  |  | MC072-B04/G81 | Logic 81 | EN.EN3 Energy Sensor | [6 empty] | G81 | 0 | [10 empty] | No | No
MC072 | Fylde College |  |  |  | MC072-B04/G71 | Logic 71 | EN.EN3 Energy Sensor | [6 empty] | G71 | 0 | [10 empty] | No | No
MC072 | Fylde College |  |  |  | MC072-B04/G72 | Logic 72 | EN.EN3 Energy Sensor | [6 empty] | G72 | 0 | [10 empty] | No | No
MC072 | Fylde College |  |  |  | MC072-B04/G73 | Logic 73 | EN.EN3 Energy Sensor | [6 empty] | G73 | 0 | [10 empty] | No | No
MC072 | Fylde College |  |  |  | MC072-B04/G74 | Logic 74 | EN.EN3 Energy Sensor | [6 empty] | G74 | 0 | [10 empty] | No | No
MC072 | Fylde College |  |  |  | MC072-B04/G75 | Logic 75 | EN.EN3 Energy Sensor | [6 empty] | G75 | 0 | [10 empty] | No | No
MC072 | Fylde College |  |  |  | MC072-B04/G76 | Logic 76 | EN.EN3 Energy Sensor | [6 empty] | G76 | 0 | [10 empty] | No | No
MC072 | Fylde College |  |  |  | MC072-B04/G66 | Logic 66 | EN.EN3 Energy Sensor | [6 empty] | G66 | 0 | [10 empty] | No | No
MC072 | Fylde College |  |  |  | MC072-B04/G67 | Logic 67 | EN.EN3 Energy Sensor | [6 empty] | G67 | 0 | [10 empty] | No | No
MC072 | Fylde College |  |  |  | MC072-B04/G68 | Logic 68 | EN.EN3 Energy Sensor | [6 empty] | G68 | 0 | [10 empty] | No | No
MC072 | Fylde College |  |  |  | MC072-B04/G69 | Logic 69 | EN.EN3 Energy Sensor | [6 empty] | G69 | 0 | [10 empty] | No | No
MC072 | Fylde College |  |  |  | MC072-B04/G7 | AHU 2 Damper Grace | EN.EN3 Energy Sensor | [6 empty] | G7 | 0 | [10 empty] | No | No
MC072 | Fylde College |  |  |  | MC072-B04/G70 | Logic 70 | EN.EN3 Energy Sensor | [6 empty] | G70 | 0 | [10 empty] | No | No
MC072 | Fylde College |  |  |  | MC072-B04/G60 | Logic 60 | EN.EN3 Energy Sensor | [6 empty] | G60 | 0 | [10 empty] | No | No
MC072 | Fylde College |  |  |  | MC072-B04/G61 | Logic 61 | EN.EN3 Energy Sensor | [6 empty] | G61 | 0 | [10 empty] | No | No
MC072 | Fylde College |  |  |  | MC072-B04/G62 | Logic 62 | EN.EN3 Energy Sensor | [6 empty] | G62 | 0 | [10 empty] | No | No
MC072 | Fylde College |  |  |  | MC072-B04/G63 | Logic 63 | EN.EN3 Energy Sensor | [6 empty] | G63 | 0 | [10 empty] | No | No
MC072 | Fylde College |  |  |  | MC072-B04/G64 | Logic 64 | EN.EN3 Energy Sensor | [6 empty] | G64 | 0 | [10 empty] | No | No
MC072 | Fylde College |  |  |  | MC072-B04/G65 | Logic 65 | EN.EN3 Energy Sensor | [6 empty] | G65 | 0 | [10 empty] | No | No
MC072 | Fylde College |  |  |  | MC072-B04/G55 | Logic 55 | EN.EN3 Energy Sensor | [6 empty] | G55 | 0 | [10 empty] | No | No
MC072 | Fylde College |  |  |  | MC072-B04/G56 | OS between 10 &amp; 18 | EN.EN3 Energy Sensor | [6 empty] | G56 | 0 | [10 empty] | No | No
MC072 | Fylde College |  |  |  | MC072-B04/G57 | AHU1 SF Reqd | EN.EN3 Energy Sensor | [6 empty] | G57 | 0 | [10 empty] | No | No
MC072 | Fylde College |  |  |  | MC072-B04/G58 | Logic 58 | EN.EN3 Energy Sensor | [6 empty] | G58 | 0 | [10 empty] | No | No
MC072 | Fylde College |  |  |  | MC072-B04/G59 | AHU1 EF Reqd | EN.EN3 Energy Sensor | [6 empty] | G59 | 0 | [10 empty] | No | No
MC072 | Fylde College |  |  |  | MC072-B04/G6 | Logic 6 | EN.EN3 Energy Sensor | [6 empty] | G6 | 0 | [10 empty] | No | No
MC072 | Fylde College |  |  |  | MC072-B04/G5 | Logic 5 | EN.EN3 Energy Sensor | [6 empty] | G5 | 0 | [10 empty] | No | No
MC072 | Fylde College |  |  |  | MC072-B04/G50 | Logic 50 | EN.EN3 Energy Sensor | [6 empty] | G50 | 0 | [10 empty] | No | No
MC072 | Fylde College |  |  |  | MC072-B04/G51 | Logic 51 | EN.EN3 Energy Sensor | [6 empty] | G51 | 0 | [10 empty] | No | No
MC072 | Fylde College |  |  |  | MC072-B04/G52 | Logic 52 | EN.EN3 Energy Sensor | [6 empty] | G52 | 0 | [10 empty] | No | No
MC072 | Fylde College |  |  |  | MC072-B04/G53 | Logic 53 | EN.EN3 Energy Sensor | [6 empty] | G53 | 0 | [10 empty] | No | No
MC072 | Fylde College |  |  |  | MC072-B04/G54 | Logic 54 | EN.EN3 Energy Sensor | [6 empty] | G54 | 0 | [10 empty] | No | No
MC072 | Fylde College |  |  |  | MC072-B04/G41 | Logic 41 | EN.EN3 Energy Sensor | [6 empty] | G41 | 0 | [10 empty] | No | No
MC072 | Fylde College |  |  |  | MC072-B04/G42 | AHU1 Temp Control Reqd | EN.EN3 Energy Sensor | [6 empty] | G42 | 0 | [10 empty] | No | No
MC072 | Fylde College |  |  |  | MC072-B04/G43 | Logic 43 | EN.EN3 Energy Sensor | [6 empty] | G43 | 0 | [10 empty] | No | No
MC072 | Fylde College |  |  |  | MC072-B04/G44 | Logic 44 | EN.EN3 Energy Sensor | [6 empty] | G44 | 0 | [10 empty] | No | No
MC072 | Fylde College |  |  |  | MC072-B04/G45 | Logic 45 | EN.EN3 Energy Sensor | [6 empty] | G45 | 0 | [10 empty] | No | No
MC072 | Fylde College |  |  |  | MC072-B04/G49 | Mechanical Mode Required | EN.EN3 Energy Sensor | [6 empty] | G49 | 0 | [10 empty] | No | No
MC072 | Fylde College |  |  |  | MC072-B04/G36 | Logic 36 | EN.EN3 Energy Sensor | [6 empty] | G36 | 0 | [10 empty] | No | No
MC072 | Fylde College |  |  |  | MC072-B04/G37 | Logic 37 | EN.EN3 Energy Sensor | [6 empty] | G37 | 0 | [10 empty] | No | No
MC072 | Fylde College |  |  |  | MC072-B04/G38 | Logic 38 | EN.EN3 Energy Sensor | [6 empty] | G38 | 0 | [10 empty] | No | No
MC072 | Fylde College |  |  |  | MC072-B04/G39 | Logic 39 | EN.EN3 Energy Sensor | [6 empty] | G39 | 0 | [10 empty] | No | No
MC072 | Fylde College |  |  |  | MC072-B04/G4 | Logic 4 | EN.EN3 Energy Sensor | [6 empty] | G4 | 0 | [10 empty] | No | No
MC072 | Fylde College |  |  |  | MC072-B04/G40 | Logic 40 | EN.EN3 Energy Sensor | [6 empty] | G40 | 0 | [10 empty] | No | No
MC072 | Fylde College |  |  |  | MC072-B01/C1 | Virtual CNC 1 | EN.EN3 Energy Sensor | [6 empty] | C1 | 0 | [10 empty] | No | No
MC072 | Fylde College |  |  |  | MC072-B01/D1 | Hot water service valve | EN.EN3 Energy Sensor | [6 empty] | D1 | 0 | [10 empty] | No | No
MC072 | Fylde College |  |  |  | MC072-B01/D10 | Immersion Enable | EN.EN3 Energy Sensor | [6 empty] | D10 | 0 | [10 empty] | No | No
MC072 | Fylde College |  |  |  | MC072-B01/D11 | South Spine Duct Lighting | EN.EN3 Energy Sensor | [6 empty] | D11 | 0 | [10 empty] | No | No
MC072 | Fylde College |  |  |  | MC072-B01/D12 | HWS Pump Enable | EN.EN3 Energy Sensor | [6 empty] | D12 | 0 | [10 empty] | No | No
MC072 | Fylde College |  |  |  | MC072-B01/D13 | CT Pump 1 Enable | EN.EN3 Energy Sensor | [6 empty] | D13 | 0 | [10 empty] | No | No
MC072 | Fylde College |  |  |  | MC072-B01/Z5 | Fylde CT Pumps | EN.EN3 Energy Sensor | [6 empty] | Z5 | 0 | [10 empty] | No | No
MC072 | Fylde College |  |  |  | MC072-B01/Z6 | Fylde HWS Pumps | EN.EN3 Energy Sensor | [6 empty] | Z6 | 0 | [10 empty] | No | No
MC072 | Fylde College |  |  |  | MC072-B01/Y5 | Trend Thermistor TB | EN.EN3 Energy Sensor | [6 empty] | Y5 | 0 | [10 empty] | No | No
MC072 | Fylde College |  |  |  | MC072-B01/Y6 | Thermistor TBTC | EN.EN3 Energy Sensor | [6 empty] | Y6 | 0 | [10 empty] | No | No
MC072 | Fylde College |  |  |  | MC072-B01/Z1 | Fylde North_East Pumps | EN.EN3 Energy Sensor | [6 empty] | Z1 | 0 | [10 empty] | No | No
MC072 | Fylde College |  |  |  | MC072-B01/Z2 | Fylde West Pumps | EN.EN3 Energy Sensor | [6 empty] | Z2 | 0 | [10 empty] | No | No
MC072 | Fylde College |  |  |  | MC072-B01/Z3 | Fylde South Pumps | EN.EN3 Energy Sensor | [6 empty] | Z3 | 0 | [10 empty] | No | No
MC072 | Fylde College |  |  |  | MC072-B01/Z4 | Fylde Tower Pumps | EN.EN3 Energy Sensor | [6 empty] | Z4 | 0 | [10 empty] | No | No
MC072 | Fylde College |  |  |  | MC072-B01/W8 | Tower Pump Duty | EN.EN3 Energy Sensor | [6 empty] | W8 | 0 | [10 empty] | No | No
MC072 | Fylde College |  |  |  | MC072-B01/W9 | South Spine Duct Lighting | EN.EN3 Energy Sensor | [6 empty] | W9 | 0 | [10 empty] | No | No
MC072 | Fylde College |  |  |  | MC072-B01/Y1 | 10K3A1 | EN.EN3 Energy Sensor | [6 empty] | Y1 | 0 | [10 empty] | No | No
MC072 | Fylde College |  |  |  | MC072-B01/Y2 | Trend T -20+50 | EN.EN3 Energy Sensor | [6 empty] | Y2 | 0 | [10 empty] | No | No
MC072 | Fylde College |  |  |  | MC072-B01/Y3 | 4DIX V | EN.EN3 Energy Sensor | [6 empty] | Y3 | 0 | [10 empty] | No | No
MC072 | Fylde College |  |  |  | MC072-B01/Y4 | Current 4-20ma | EN.EN3 Energy Sensor | [6 empty] | Y4 | 0 | [10 empty] | No | No
MC072 | Fylde College |  |  |  | MC072-B01/W2 | Immersion override | EN.EN3 Energy Sensor | [6 empty] | W2 | 0 | [10 empty] | No | No
MC072 | Fylde College |  |  |  | MC072-B01/W3 | CT Pump Reset | EN.EN3 Energy Sensor | [6 empty] | W3 | 0 | [10 empty] | No | No
MC072 | Fylde College |  |  |  | MC072-B01/W4 | Tower Pumps Reset | EN.EN3 Energy Sensor | [6 empty] | W4 | 0 | [10 empty] | No | No
MC072 | Fylde College |  |  |  | MC072-B01/W5 | North Pumps Reset | EN.EN3 Energy Sensor | [6 empty] | W5 | 0 | [10 empty] | No | No
MC072 | Fylde College |  |  |  | MC072-B01/W6 | West Pumps Reset | EN.EN3 Energy Sensor | [6 empty] | W6 | 0 | [10 empty] | No | No
MC072 | Fylde College |  |  |  | MC072-B01/W7 | South Pumps Reset | EN.EN3 Energy Sensor | [6 empty] | W7 | 0 | [10 empty] | No | No
MC072 | Fylde College |  |  |  | MC072-B01/V1 |  | EN.EN3 Energy Sensor | [6 empty] | V1 | 0 | [10 empty] | No | No
MC072 | Fylde College |  |  |  | MC072-B01/W1 | Summer Winter | EN.EN3 Energy Sensor | [6 empty] | W1 | 0 | [10 empty] | No | No
MC072 | Fylde College |  |  |  | MC072-B01/W10 | NE Pump Duty | EN.EN3 Energy Sensor | [6 empty] | W10 | 0 | [10 empty] | No | No
MC072 | Fylde College |  |  |  | MC072-B01/W11 | West Pump Duty | EN.EN3 Energy Sensor | [6 empty] | W11 | 0 | [10 empty] | No | No
MC072 | Fylde College |  |  |  | MC072-B01/W12 | Constant temperature circuit pump duty | EN.EN3 Energy Sensor | [6 empty] | W12 | 0 | [10 empty] | No | No
MC072 | Fylde College |  |  |  | MC072-B01/W13 | Constant temperature circuit pump duty | EN.EN3 Energy Sensor | [6 empty] | W13 | 0 | [10 empty] | No | No
MC072 | Fylde College |  |  |  | MC072-B01/S6 | C37 Room Temp | EN.EN3 Energy Sensor | [6 empty] | S6 | 0 | [10 empty] | No | No
MC072 | Fylde College |  |  |  | MC072-B01/S7 | B29 Room Temp | EN.EN3 Energy Sensor | [6 empty] | S7 | 0 | [10 empty] | No | No
MC072 | Fylde College |  |  |  | MC072-B01/S8 | C17 Room Temp | EN.EN3 Energy Sensor | [6 empty] | S8 | 0 | [10 empty] | No | No
MC072 | Fylde College |  |  |  | MC072-B01/S9 | Hot water service flow temperature | EN.EN3 Energy Sensor | [6 empty] | S9 | 0 | [10 empty] | No | No
MC072 | Fylde College |  |  |  | MC072-B01/U1 | bts | EN.EN3 Energy Sensor | [6 empty] | U1 | 0 | [10 empty] | No | No
MC072 | Fylde College |  |  |  | MC072-B01/U2 | Trevor | EN.EN3 Energy Sensor | [6 empty] | U2 | 0 | [10 empty] | No | No
MC072 | Fylde College |  |  |  | MC072-B01/S28 | Medium temperature hot water flow temperature | EN.EN3 Energy Sensor | [6 empty] | S28 | 0 | [10 empty] | No | No
MC072 | Fylde College |  |  |  | MC072-B01/S29 | Building kwh | EN.EN3 Energy Sensor | [6 empty] | S29 | 0 | [10 empty] | No | No
MC072 | Fylde College |  |  |  | MC072-B01/S3 | South Flow Temp | EN.EN3 Energy Sensor | [6 empty] | S3 | 0 | [10 empty] | No | No
MC072 | Fylde College |  |  |  | MC072-B01/S30 | Temperature difference | EN.EN3 Energy Sensor | [6 empty] | S30 | 0 | [10 empty] | No | No
MC072 | Fylde College |  |  |  | MC072-B01/S4 | Tower Flow Temp | EN.EN3 Energy Sensor | [6 empty] | S4 | 0 | [10 empty] | No | No
MC072 | Fylde College |  |  |  | MC072-B01/S5 | Constant temperature circuit flow temperature | EN.EN3 Energy Sensor | [6 empty] | S5 | 0 | [10 empty] | No | No
MC072 | Fylde College |  |  |  | MC072-B01/S22 | South Pump 1 Hrs Run | EN.EN3 Energy Sensor | [6 empty] | S22 | 0 | [10 empty] | No | No
MC072 | Fylde College |  |  |  | MC072-B01/S23 | South Pump 2 Hrs Run | EN.EN3 Energy Sensor | [6 empty] | S23 | 0 | [10 empty] | No | No
MC072 | Fylde College |  |  |  | MC072-B01/S24 | MTHW Flow Meter4-20ma | EN.EN3 Energy Sensor | [6 empty] | S24 | 0 | [10 empty] | No | No
MC072 | Fylde College |  |  |  | MC072-B01/S25 | Cal Fow meter MTHW Ltrs Min | EN.EN3 Energy Sensor | [6 empty] | S25 | 0 | [10 empty] | No | No
MC072 | Fylde College |  |  |  | MC072-B01/S26 | Dix4 | EN.EN3 Energy Sensor | [6 empty] | S26 | 0 | [10 empty] | No | No
MC072 | Fylde College |  |  |  | MC072-B01/S27 | Medium temperature hot water return temperature | EN.EN3 Energy Sensor | [6 empty] | S27 | 0 | [10 empty] | No | No
MC072 | Fylde College |  |  |  | MC072-B01/S17 | Tower Pump 2 Hrs Run | EN.EN3 Energy Sensor | [6 empty] | S17 | 0 | [10 empty] | No | No
MC072 | Fylde College |  |  |  | MC072-B01/S18 | NE Pump 1 Hrs Run | EN.EN3 Energy Sensor | [6 empty] | S18 | 0 | [10 empty] | No | No
MC072 | Fylde College |  |  |  | MC072-B01/S19 | NE Pump 2 Hrs Run | EN.EN3 Energy Sensor | [6 empty] | S19 | 0 | [10 empty] | No | No
MC072 | Fylde College |  |  |  | MC072-B01/S2 | West Flow Temp | EN.EN3 Energy Sensor | [6 empty] | S2 | 0 | [10 empty] | No | No
MC072 | Fylde College |  |  |  | MC072-B01/S20 | West Pump 1 Hrs Run | EN.EN3 Energy Sensor | [6 empty] | S20 | 0 | [10 empty] | No | No
MC072 | Fylde College |  |  |  | MC072-B01/S21 | West Pump 2 Hrs Run | EN.EN3 Energy Sensor | [6 empty] | S21 | 0 | [10 empty] | No | No
MC072 | Fylde College |  |  |  | MC072-B01/S11 | Immersion heater hours run | EN.EN3 Energy Sensor | [6 empty] | S11 | 0 | [10 empty] | No | No
MC072 | Fylde College |  |  |  | MC072-B01/S12 | Immersion heater hoursr run total | EN.EN3 Energy Sensor | [6 empty] | S12 | 0 | [10 empty] | No | No
MC072 | Fylde College |  |  |  | MC072-B01/S13 | Adverage Space Temps | EN.EN3 Energy Sensor | [6 empty] | S13 | 0 | [10 empty] | No | No
MC072 | Fylde College |  |  |  | MC072-B01/S14 | CT Pump 1 Hrs Run | EN.EN3 Energy Sensor | [6 empty] | S14 | 0 | [10 empty] | No | No
MC072 | Fylde College |  |  |  | MC072-B01/S15 | CT Pump 2 Hrs Run | EN.EN3 Energy Sensor | [6 empty] | S15 | 0 | [10 empty] | No | No
MC072 | Fylde College |  |  |  | MC072-B01/S16 | Tower Pump 1 Hrs Run | EN.EN3 Energy Sensor | [6 empty] | S16 | 0 | [10 empty] | No | No
MC072 | Fylde College |  |  |  | MC072-B01/P7 | B29 Room Temp | EN.EN3 Energy Sensor | [6 empty] | P7 | 0 | [10 empty] | No | No
MC072 | Fylde College |  |  |  | MC072-B01/P8 | C17 Room Temp | EN.EN3 Energy Sensor | [6 empty] | P8 | 0 | [10 empty] | No | No
MC072 | Fylde College |  |  |  | MC072-B01/P9 | Hot water service flow temperature | EN.EN3 Energy Sensor | [6 empty] | P9 | 0 | [10 empty] | No | No
MC072 | Fylde College |  |  |  | MC072-B01/Q1 | Sequence Table 1 | EN.EN3 Energy Sensor | [6 empty] | Q1 | 0 | [10 empty] | No | No
MC072 | Fylde College |  |  |  | MC072-B01/S1 | North_East Flow Temp | EN.EN3 Energy Sensor | [6 empty] | S1 | 0 | [10 empty] | No | No
MC072 | Fylde College |  |  |  | MC072-B01/S10 | Outside air temperature | EN.EN3 Energy Sensor | [6 empty] | S10 | 0 | [10 empty] | No | No
MC072 | Fylde College |  |  |  | MC072-B01/P18 | Temperature difference | EN.EN3 Energy Sensor | [6 empty] | P18 | 0 | [10 empty] | No | No
MC072 | Fylde College |  |  |  | MC072-B01/P2 | West Flow Temp | EN.EN3 Energy Sensor | [6 empty] | P2 | 0 | [10 empty] | No | No
MC072 | Fylde College |  |  |  | MC072-B01/P3 | South Flow Temp | EN.EN3 Energy Sensor | [6 empty] | P3 | 0 | [10 empty] | No | No
MC072 | Fylde College |  |  |  | MC072-B01/P4 | Tower Flow Temp | EN.EN3 Energy Sensor | [6 empty] | P4 | 0 | [10 empty] | No | No
MC072 | Fylde College |  |  |  | MC072-B01/P5 | Constant temperature circuit flow temperature | EN.EN3 Energy Sensor | [6 empty] | P5 | 0 | [10 empty] | No | No
MC072 | Fylde College |  |  |  | MC072-B01/P6 | C37 Room Temp | EN.EN3 Energy Sensor | [6 empty] | P6 | 0 | [10 empty] | No | No
MC072 | Fylde College |  |  |  | MC072-B01/P12 | Immersion heater hoursr run total | EN.EN3 Energy Sensor | [6 empty] | P12 | 0 | [10 empty] | No | No
MC072 | Fylde College |  |  |  | MC072-B01/P13 | MTHW Flow Meter | EN.EN3 Energy Sensor | [6 empty] | P13 | 0 | [10 empty] | No | No
MC072 | Fylde College |  |  |  | MC072-B01/P14 | Cal Fow meter MTHW | EN.EN3 Energy Sensor | [6 empty] | P14 | 0 | [10 empty] | No | No
MC072 | Fylde College |  |  |  | MC072-B01/P15 | Sensor 27 | EN.EN3 Energy Sensor | [6 empty] | P15 | 0 | [10 empty] | No | No
MC072 | Fylde College |  |  |  | MC072-B01/P16 | Sensor 28 | EN.EN3 Energy Sensor | [6 empty] | P16 | 0 | [10 empty] | No | No
MC072 | Fylde College |  |  |  | MC072-B01/P17 | Building kwh | EN.EN3 Energy Sensor | [6 empty] | P17 | 0 | [10 empty] | No | No
MC072 | Fylde College |  |  |  | MC072-B01/K9 | Inside Temp Cut-off | EN.EN3 Energy Sensor | [6 empty] | K9 | 0 | [10 empty] | No | No
MC072 | Fylde College |  |  |  | MC072-B01/L1 | Loop 1 | EN.EN3 Energy Sensor | [6 empty] | L1 | 0 | [10 empty] | No | No
MC072 | Fylde College |  |  |  | MC072-B01/n1 | TREND_0B_56_10 | EN.EN3 Energy Sensor | [6 empty] | n1 | 0 | [10 empty] | No | No
MC072 | Fylde College |  |  |  | MC072-B01/P1 | North_East Flow Temp | EN.EN3 Energy Sensor | [6 empty] | P1 | 0 | [10 empty] | No | No
MC072 | Fylde College |  |  |  | MC072-B01/P10 | Outside air temperature | EN.EN3 Energy Sensor | [6 empty] | P10 | 0 | [10 empty] | No | No
MC072 | Fylde College |  |  |  | MC072-B01/P11 | Immersion heater hours run | EN.EN3 Energy Sensor | [6 empty] | P11 | 0 | [10 empty] | No | No
MC072 | Fylde College |  |  |  | MC072-B01/K3 | Hot water service setpoint | EN.EN3 Energy Sensor | [6 empty] | K3 | 0 | [10 empty] | No | No
MC072 | Fylde College |  |  |  | MC072-B01/K4 | Outside air temperature frost protection | EN.EN3 Energy Sensor | [6 empty] | K4 | 0 | [10 empty] | No | No
MC072 | Fylde College |  |  |  | MC072-B01/K5 | Water frost protection | EN.EN3 Energy Sensor | [6 empty] | K5 | 0 | [10 empty] | No | No
MC072 | Fylde College |  |  |  | MC072-B01/K6 | Space frost protection | EN.EN3 Energy Sensor | [6 empty] | K6 | 0 | [10 empty] | No | No
MC072 | Fylde College |  |  |  | MC072-B01/K7 | District above 60 | EN.EN3 Energy Sensor | [6 empty] | K7 | 0 | [10 empty] | No | No
MC072 | Fylde College |  |  |  | MC072-B01/K8 | Outside air temperature eco override | EN.EN3 Energy Sensor | [6 empty] | K8 | 0 | [10 empty] | No | No
MC072 | Fylde College |  |  |  | MC072-B01/I5 | North_East Pump 1 Fault | EN.EN3 Energy Sensor | [6 empty] | I5 | 0 | [10 empty] | No | No
MC072 | Fylde College |  |  |  | MC072-B01/I6 | North_East Pump 2 Fault | EN.EN3 Energy Sensor | [6 empty] | I6 | 0 | [10 empty] | No | No
MC072 | Fylde College |  |  |  | MC072-B01/I7 | West Pump 1 Fault | EN.EN3 Energy Sensor | [6 empty] | I7 | 0 | [10 empty] | No | No
MC072 | Fylde College |  |  |  | MC072-B01/I8 | West Pump 2 Fault | EN.EN3 Energy Sensor | [6 empty] | I8 | 0 | [10 empty] | No | No
MC072 | Fylde College |  |  |  | MC072-B01/I9 | South Pump 1 Fault | EN.EN3 Energy Sensor | [6 empty] | I9 | 0 | [10 empty] | No | No
MC072 | Fylde College |  |  |  | MC072-B01/K1 | Valve HWS Setpoint | EN.EN3 Energy Sensor | [6 empty] | K1 | 0 | [10 empty] | No | No
MC072 | Fylde College |  |  |  | MC072-B01/I23 | CT Pump ON-OFF | EN.EN3 Energy Sensor | [6 empty] | I23 | 0 | [10 empty] | No | No
MC072 | Fylde College |  |  |  | MC072-B01/I24 | South Pump ON-OFF | EN.EN3 Energy Sensor | [6 empty] | I24 | 0 | [10 empty] | No | No
MC072 | Fylde College |  |  |  | MC072-B01/i3 | Tower Pump 1 Fault | EN.EN3 Energy Sensor | [6 empty] | i3 | 0 | [10 empty] | No | No
MC072 | Fylde College |  |  |  | MC072-B01/i4 | Tower Pump 2 Fault | EN.EN3 Energy Sensor | [6 empty] | i4 | 0 | [10 empty] | No | No
MC072 | Fylde College |  |  |  | MC072-B01/I19 | South Pump ON-OFF | EN.EN3 Energy Sensor | [6 empty] | I19 | 0 | [10 empty] | No | No
MC072 | Fylde College |  |  |  | MC072-B01/i2 | CT Pump 2 Fault | EN.EN3 Energy Sensor | [6 empty] | i2 | 0 | [10 empty] | No | No
MC072 | Fylde College |  |  |  | MC072-B01/I20 | Digital Input 20 | EN.EN3 Energy Sensor | [6 empty] | I20 | 0 | [10 empty] | No | No
MC072 | Fylde College |  |  |  | MC072-B01/I21 | Digital Input 20 | EN.EN3 Energy Sensor | [6 empty] | I21 | 0 | [10 empty] | No | No
MC072 | Fylde College |  |  |  | MC072-B01/I22 | Reset Switch | EN.EN3 Energy Sensor | [6 empty] | I22 | 0 | [10 empty] | No | No
MC072 | Fylde College |  |  |  | MC072-B01/I13 | OAT Eco Active | EN.EN3 Energy Sensor | [6 empty] | I13 | 0 | [10 empty] | No | No
MC072 | Fylde College |  |  |  | MC072-B01/I14 | Inside Eco Active | EN.EN3 Energy Sensor | [6 empty] | I14 | 0 | [10 empty] | No | No
MC072 | Fylde College |  |  |  | MC072-B01/I15 | CT Pump ON-OFF | EN.EN3 Energy Sensor | [6 empty] | I15 | 0 | [10 empty] | No | No
MC072 | Fylde College |  |  |  | MC072-B01/I16 | Tower Pump ON-OFF | EN.EN3 Energy Sensor | [6 empty] | I16 | 0 | [10 empty] | No | No
MC072 | Fylde College |  |  |  | MC072-B01/I17 | NE Pump ON-OFF | EN.EN3 Energy Sensor | [6 empty] | I17 | 0 | [10 empty] | No | No
MC072 | Fylde College |  |  |  | MC072-B01/I18 | West Pump ON-OFF | EN.EN3 Energy Sensor | [6 empty] | I18 | 0 | [10 empty] | No | No
MC072 | Fylde College |  |  |  | MC072-B01/G91 | Logic 91 | EN.EN3 Energy Sensor | [6 empty] | G91 | 0 | [10 empty] | No | No
MC072 | Fylde College |  |  |  | MC072-B01/I1 | 1 16DI | EN.EN3 Energy Sensor | [6 empty] | I1 | 0 | [10 empty] | No | No
MC072 | Fylde College |  |  |  | MC072-B01/I10 | South Pump 2 Fault | EN.EN3 Energy Sensor | [6 empty] | I10 | 0 | [10 empty] | No | No
MC072 | Fylde College |  |  |  | MC072-B01/I11 | Destrat Pump Fault | EN.EN3 Energy Sensor | [6 empty] | I11 | 0 | [10 empty] | No | No
MC072 | Fylde College |  |  |  | MC072-B01/I12 | Spine duct Lts Status | EN.EN3 Energy Sensor | [6 empty] | I12 | 0 | [10 empty] | No | No
MC072 | Fylde College |  |  |  | MC072-B01/G86 | Logic 86 | EN.EN3 Energy Sensor | [6 empty] | G86 | 0 | [10 empty] | No | No
MC072 | Fylde College |  |  |  | MC072-B01/G87 | West Pump Duty | EN.EN3 Energy Sensor | [6 empty] | G87 | 0 | [10 empty] | No | No
MC072 | Fylde College |  |  |  | MC072-B01/G88 | Logic 88 | EN.EN3 Energy Sensor | [6 empty] | G88 | 0 | [10 empty] | No | No
MC072 | Fylde College |  |  |  | MC072-B01/G89 | Logic 89 | EN.EN3 Energy Sensor | [6 empty] | G89 | 0 | [10 empty] | No | No
MC072 | Fylde College |  |  |  | MC072-B01/G9 | Logic 9 | EN.EN3 Energy Sensor | [6 empty] | G9 | 0 | [10 empty] | No | No
MC072 | Fylde College |  |  |  | MC072-B01/G90 | Constant temperature circuit pump duty | EN.EN3 Energy Sensor | [6 empty] | G90 | 0 | [10 empty] | No | No
MC072 | Fylde College |  |  |  | MC072-B01/G80 | Constant temperature circuit pump duty | EN.EN3 Energy Sensor | [6 empty] | G80 | 0 | [10 empty] | No | No
MC072 | Fylde College |  |  |  | MC072-B01/G81 | Logic 81 | EN.EN3 Energy Sensor | [6 empty] | G81 | 0 | [10 empty] | No | No
MC072 | Fylde College |  |  |  | MC072-B01/G82 | Logic 82 | EN.EN3 Energy Sensor | [6 empty] | G82 | 0 | [10 empty] | No | No
MC072 | Fylde College |  |  |  | MC072-B01/G83 | Logic 83 | EN.EN3 Energy Sensor | [6 empty] | G83 | 0 | [10 empty] | No | No
MC072 | Fylde College |  |  |  | MC072-B01/G84 | NE Pump Duty | EN.EN3 Energy Sensor | [6 empty] | G84 | 0 | [10 empty] | No | No
MC072 | Fylde College |  |  |  | MC072-B01/G85 | Logic 85 | EN.EN3 Energy Sensor | [6 empty] | G85 | 0 | [10 empty] | No | No
MC072 | Fylde College |  |  |  | MC072-B01/G75 | Logic 75 | EN.EN3 Energy Sensor | [6 empty] | G75 | 0 | [10 empty] | No | No
MC072 | Fylde College |  |  |  | MC072-B01/G76 | Logic 76 | EN.EN3 Energy Sensor | [6 empty] | G76 | 0 | [10 empty] | No | No
MC072 | Fylde College |  |  |  | MC072-B01/G77 | Logic 77 | EN.EN3 Energy Sensor | [6 empty] | G77 | 0 | [10 empty] | No | No
MC072 | Fylde College |  |  |  | MC072-B01/G78 | Tower Pump Duty | EN.EN3 Energy Sensor | [6 empty] | G78 | 0 | [10 empty] | No | No
MC072 | Fylde College |  |  |  | MC072-B01/G79 | Logic 79 | EN.EN3 Energy Sensor | [6 empty] | G79 | 0 | [10 empty] | No | No
MC072 | Fylde College |  |  |  | MC072-B01/G8 | Logic 8 | EN.EN3 Energy Sensor | [6 empty] | G8 | 0 | [10 empty] | No | No
MC072 | Fylde College |  |  |  | MC072-B01/G7 | Logic 7 | EN.EN3 Energy Sensor | [6 empty] | G7 | 0 | [10 empty] | No | No
MC072 | Fylde College |  |  |  | MC072-B01/G70 | West Pump 2 Hrs Run | EN.EN3 Energy Sensor | [6 empty] | G70 | 0 | [10 empty] | No | No
MC072 | Fylde College |  |  |  | MC072-B01/G71 | South Pump 1 Hrs Run | EN.EN3 Energy Sensor | [6 empty] | G71 | 0 | [10 empty] | No | No
MC072 | Fylde College |  |  |  | MC072-B01/G72 | South Pump 2 Hrs Run | EN.EN3 Energy Sensor | [6 empty] | G72 | 0 | [10 empty] | No | No
MC072 | Fylde College |  |  |  | MC072-B01/G73 | Logic 73 | EN.EN3 Energy Sensor | [6 empty] | G73 | 0 | [10 empty] | No | No
MC072 | Fylde College |  |  |  | MC072-B01/G74 | Logic 74 | EN.EN3 Energy Sensor | [6 empty] | G74 | 0 | [10 empty] | No | No
MC072 | Fylde College |  |  |  | MC072-B01/G64 | Inside Eco Active | EN.EN3 Energy Sensor | [6 empty] | G64 | 0 | [10 empty] | No | No
MC072 | Fylde College |  |  |  | MC072-B01/G65 | Tower Pump 1 Hrs Run | EN.EN3 Energy Sensor | [6 empty] | G65 | 0 | [10 empty] | No | No
MC072 | Fylde College |  |  |  | MC072-B01/G66 | Tower Pump 2 Hrs Run | EN.EN3 Energy Sensor | [6 empty] | G66 | 0 | [10 empty] | No | No
MC072 | Fylde College |  |  |  | MC072-B01/G67 | N_East Pump 2 Enable | EN.EN3 Energy Sensor | [6 empty] | G67 | 0 | [10 empty] | No | No
MC072 | Fylde College |  |  |  | MC072-B01/G68 | NE Pump 2 Hrs Run | EN.EN3 Energy Sensor | [6 empty] | G68 | 0 | [10 empty] | No | No
MC072 | Fylde College |  |  |  | MC072-B01/G69 | West Pump 1 Hrs Run | EN.EN3 Energy Sensor | [6 empty] | G69 | 0 | [10 empty] | No | No
MC072 | Fylde College |  |  |  | MC072-B01/G59 | Logic 59 | EN.EN3 Energy Sensor | [6 empty] | G59 | 0 | [10 empty] | No | No
MC072 | Fylde College |  |  |  | MC072-B01/G6 | Logic 6 | EN.EN3 Energy Sensor | [6 empty] | G6 | 0 | [10 empty] | No | No
MC072 | Fylde College |  |  |  | MC072-B01/G60 | CT Pump 2 Hrs Run | EN.EN3 Energy Sensor | [6 empty] | G60 | 0 | [10 empty] | No | No
MC072 | Fylde College |  |  |  | MC072-B01/G61 | Logic 61 | EN.EN3 Energy Sensor | [6 empty] | G61 | 0 | [10 empty] | No | No
MC072 | Fylde College |  |  |  | MC072-B01/G62 | OAT Eco Active | EN.EN3 Energy Sensor | [6 empty] | G62 | 0 | [10 empty] | No | No
MC072 | Fylde College |  |  |  | MC072-B01/G63 | Logic 63 | EN.EN3 Energy Sensor | [6 empty] | G63 | 0 | [10 empty] | No | No
MC072 | Fylde College |  |  |  | MC072-B01/G53 | Logic 53 | EN.EN3 Energy Sensor | [6 empty] | G53 | 0 | [10 empty] | No | No
MC072 | Fylde College |  |  |  | MC072-B01/G54 | Logic 54 | EN.EN3 Energy Sensor | [6 empty] | G54 | 0 | [10 empty] | No | No
MC072 | Fylde College |  |  |  | MC072-B01/G55 | Logic 55 | EN.EN3 Energy Sensor | [6 empty] | G55 | 0 | [10 empty] | No | No
MC072 | Fylde College |  |  |  | MC072-B01/G56 | Logic 56 | EN.EN3 Energy Sensor | [6 empty] | G56 | 0 | [10 empty] | No | No
MC072 | Fylde College |  |  |  | MC072-B01/G57 | Logic 57 | EN.EN3 Energy Sensor | [6 empty] | G57 | 0 | [10 empty] | No | No
MC072 | Fylde College |  |  |  | MC072-B01/G58 | CT Pump 1 Hrs Run | EN.EN3 Energy Sensor | [6 empty] | G58 | 0 | [10 empty] | No | No
MC072 | Fylde College |  |  |  | MC072-B01/G48 | Logic 48 | EN.EN3 Energy Sensor | [6 empty] | G48 | 0 | [10 empty] | No | No
MC072 | Fylde College |  |  |  | MC072-B01/G49 | Logic 49 | EN.EN3 Energy Sensor | [6 empty] | G49 | 0 | [10 empty] | No | No
MC072 | Fylde College |  |  |  | MC072-B01/G5 | Logic 5 | EN.EN3 Energy Sensor | [6 empty] | G5 | 0 | [10 empty] | No | No
MC072 | Fylde College |  |  |  | MC072-B01/G50 | Logic 50 | EN.EN3 Energy Sensor | [6 empty] | G50 | 0 | [10 empty] | No | No
MC072 | Fylde College |  |  |  | MC072-B01/G51 | Logic 51 | EN.EN3 Energy Sensor | [6 empty] | G51 | 0 | [10 empty] | No | No
MC072 | Fylde College |  |  |  | MC072-B01/G52 | Logic 52 | EN.EN3 Energy Sensor | [6 empty] | G52 | 0 | [10 empty] | No | No
MC072 | Fylde College |  |  |  | MC072-B01/G42 | Logic 42 | EN.EN3 Energy Sensor | [6 empty] | G42 | 0 | [10 empty] | No | No
MC072 | Fylde College |  |  |  | MC072-B01/G43 | Logic 43 | EN.EN3 Energy Sensor | [6 empty] | G43 | 0 | [10 empty] | No | No
MC072 | Fylde College |  |  |  | MC072-B01/G44 | Logic 44 | EN.EN3 Energy Sensor | [6 empty] | G44 | 0 | [10 empty] | No | No
MC072 | Fylde College |  |  |  | MC072-B01/G45 | Logic 45 | EN.EN3 Energy Sensor | [6 empty] | G45 | 0 | [10 empty] | No | No
MC072 | Fylde College |  |  |  | MC072-B01/G46 | Logic 46 | EN.EN3 Energy Sensor | [6 empty] | G46 | 0 | [10 empty] | No | No
MC072 | Fylde College |  |  |  | MC072-B01/G47 | Logic 47 | EN.EN3 Energy Sensor | [6 empty] | G47 | 0 | [10 empty] | No | No
MC072 | Fylde College |  |  |  | MC072-B01/G37 | Logic 37 | EN.EN3 Energy Sensor | [6 empty] | G37 | 0 | [10 empty] | No | No
MC072 | Fylde College |  |  |  | MC072-B01/G38 | Logic 38 | EN.EN3 Energy Sensor | [6 empty] | G38 | 0 | [10 empty] | No | No
MC072 | Fylde College |  |  |  | MC072-B01/G39 | Logic 39 | EN.EN3 Energy Sensor | [6 empty] | G39 | 0 | [10 empty] | No | No
MC072 | Fylde College |  |  |  | MC072-B01/G4 | Logic 4 | EN.EN3 Energy Sensor | [6 empty] | G4 | 0 | [10 empty] | No | No
MC072 | Fylde College |  |  |  | MC072-B01/G40 | Logic 40 | EN.EN3 Energy Sensor | [6 empty] | G40 | 0 | [10 empty] | No | No
MC072 | Fylde College |  |  |  | MC072-B01/G41 | Logic 41 | EN.EN3 Energy Sensor | [6 empty] | G41 | 0 | [10 empty] | No | No
MC072 | Fylde College |  |  |  | MC072-B01/G31 | Logic 31 | EN.EN3 Energy Sensor | [6 empty] | G31 | 0 | [10 empty] | No | No
MC072 | Fylde College |  |  |  | MC072-B01/G32 | Logic 32 | EN.EN3 Energy Sensor | [6 empty] | G32 | 0 | [10 empty] | No | No
MC072 | Fylde College |  |  |  | MC072-B01/G33 | Logic 33 | EN.EN3 Energy Sensor | [6 empty] | G33 | 0 | [10 empty] | No | No
MC072 | Fylde College |  |  |  | MC072-B01/G34 | Logic 34 | EN.EN3 Energy Sensor | [6 empty] | G34 | 0 | [10 empty] | No | No
MC072 | Fylde College |  |  |  | MC072-B01/G35 | Logic 35 | EN.EN3 Energy Sensor | [6 empty] | G35 | 0 | [10 empty] | No | No
MC072 | Fylde College |  |  |  | MC072-B01/G36 | Logic 36 | EN.EN3 Energy Sensor | [6 empty] | G36 | 0 | [10 empty] | No | No
MC072 | Fylde College |  |  |  | MC072-B01/G26 | Logic 26 | EN.EN3 Energy Sensor | [6 empty] | G26 | 0 | [10 empty] | No | No
MC072 | Fylde College |  |  |  | MC072-B01/G27 | Logic 27 | EN.EN3 Energy Sensor | [6 empty] | G27 | 0 | [10 empty] | No | No
MC072 | Fylde College |  |  |  | MC072-B01/G28 | Logic 28 | EN.EN3 Energy Sensor | [6 empty] | G28 | 0 | [10 empty] | No | No
MC072 | Fylde College |  |  |  | MC072-B01/G29 | Logic 29 | EN.EN3 Energy Sensor | [6 empty] | G29 | 0 | [10 empty] | No | No
MC072 | Fylde College |  |  |  | MC072-B01/G3 | Logic 3 | EN.EN3 Energy Sensor | [6 empty] | G3 | 0 | [10 empty] | No | No
MC072 | Fylde College |  |  |  | MC072-B01/G30 | Logic 30 | EN.EN3 Energy Sensor | [6 empty] | G30 | 0 | [10 empty] | No | No
MC072 | Fylde College |  |  |  | MC072-B01/G20 | Logic 20 | EN.EN3 Energy Sensor | [6 empty] | G20 | 0 | [10 empty] | No | No
MC072 | Fylde College |  |  |  | MC072-B01/G21 | Logic 21 | EN.EN3 Energy Sensor | [6 empty] | G21 | 0 | [10 empty] | No | No
MC072 | Fylde College |  |  |  | MC072-B01/G22 | Logic 22 | EN.EN3 Energy Sensor | [6 empty] | G22 | 0 | [10 empty] | No | No
MC072 | Fylde College |  |  |  | MC072-B01/G23 | Logic 23 | EN.EN3 Energy Sensor | [6 empty] | G23 | 0 | [10 empty] | No | No
MC072 | Fylde College |  |  |  | MC072-B01/G24 | Logic 24 | EN.EN3 Energy Sensor | [6 empty] | G24 | 0 | [10 empty] | No | No
MC072 | Fylde College |  |  |  | MC072-B01/G25 | Logic 25 | EN.EN3 Energy Sensor | [6 empty] | G25 | 0 | [10 empty] | No | No
MC072 | Fylde College |  |  |  | MC072-B01/G15 | Logic 15 | EN.EN3 Energy Sensor | [6 empty] | G15 | 0 | [10 empty] | No | No
MC072 | Fylde College |  |  |  | MC072-B01/G16 | Logic 16 | EN.EN3 Energy Sensor | [6 empty] | G16 | 0 | [10 empty] | No | No
MC072 | Fylde College |  |  |  | MC072-B01/G17 | Logic 17 | EN.EN3 Energy Sensor | [6 empty] | G17 | 0 | [10 empty] | No | No
MC072 | Fylde College |  |  |  | MC072-B01/G18 | Logic 18 | EN.EN3 Energy Sensor | [6 empty] | G18 | 0 | [10 empty] | No | No
MC072 | Fylde College |  |  |  | MC072-B01/G19 | Logic 19 | EN.EN3 Energy Sensor | [6 empty] | G19 | 0 | [10 empty] | No | No
MC072 | Fylde College |  |  |  | MC072-B01/G2 | Logic 2 | EN.EN3 Energy Sensor | [6 empty] | G2 | 0 | [10 empty] | No | No
MC072 | Fylde College |  |  |  | MC072-B01/G1 | Logic 1 | EN.EN3 Energy Sensor | [6 empty] | G1 | 0 | [10 empty] | No | No
MC072 | Fylde College |  |  |  | MC072-B01/G10 | Logic 10 | EN.EN3 Energy Sensor | [6 empty] | G10 | 0 | [10 empty] | No | No
MC072 | Fylde College |  |  |  | MC072-B01/G11 | Logic 11 | EN.EN3 Energy Sensor | [6 empty] | G11 | 0 | [10 empty] | No | No
MC072 | Fylde College |  |  |  | MC072-B01/G12 | Logic 12 | EN.EN3 Energy Sensor | [6 empty] | G12 | 0 | [10 empty] | No | No
MC072 | Fylde College |  |  |  | MC072-B01/G13 | Logic 13 | EN.EN3 Energy Sensor | [6 empty] | G13 | 0 | [10 empty] | No | No
MC072 | Fylde College |  |  |  | MC072-B01/G14 | Logic 14 | EN.EN3 Energy Sensor | [6 empty] | G14 | 0 | [10 empty] | No | No
MC072 | Fylde College |  |  |  | MC072-B01/F4 | Function 4 | EN.EN3 Energy Sensor | [6 empty] | F4 | 0 | [10 empty] | No | No
MC072 | Fylde College |  |  |  | MC072-B01/F5 | Function 5 | EN.EN3 Energy Sensor | [6 empty] | F5 | 0 | [10 empty] | No | No
MC072 | Fylde College |  |  |  | MC072-B01/F6 | Function 6 | EN.EN3 Energy Sensor | [6 empty] | F6 | 0 | [10 empty] | No | No
MC072 | Fylde College |  |  |  | MC072-B01/F7 | Function 7 | EN.EN3 Energy Sensor | [6 empty] | F7 | 0 | [10 empty] | No | No
MC072 | Fylde College |  |  |  | MC072-B01/F8 | Function 8 | EN.EN3 Energy Sensor | [6 empty] | F8 | 0 | [10 empty] | No | No
MC072 | Fylde College |  |  |  | MC072-B01/F9 | Function 9 | EN.EN3 Energy Sensor | [6 empty] | F9 | 0 | [10 empty] | No | No
MC072 | Fylde College |  |  |  | MC072-B01/F22 | Function 22 | EN.EN3 Energy Sensor | [6 empty] | F22 | 0 | [10 empty] | No | No
MC072 | Fylde College |  |  |  | MC072-B01/F23 | Function 23 | EN.EN3 Energy Sensor | [6 empty] | F23 | 0 | [10 empty] | No | No
MC072 | Fylde College |  |  |  | MC072-B01/F24 | Litres per second | EN.EN3 Energy Sensor | [6 empty] | F24 | 0 | [10 empty] | No | No
MC072 | Fylde College |  |  |  | MC072-B01/F25 | Subtract for delta-T | EN.EN3 Energy Sensor | [6 empty] | F25 | 0 | [10 empty] | No | No
MC072 | Fylde College |  |  |  | MC072-B01/F26 | Function 26 | EN.EN3 Energy Sensor | [6 empty] | F26 | 0 | [10 empty] | No | No
MC072 | Fylde College |  |  |  | MC072-B01/F3 | Function 3 | EN.EN3 Energy Sensor | [6 empty] | F3 | 0 | [10 empty] | No | No
MC072 | Fylde College |  |  |  | MC072-B01/F17 | Function 17 | EN.EN3 Energy Sensor | [6 empty] | F17 | 0 | [10 empty] | No | No
MC072 | Fylde College |  |  |  | MC072-B01/F18 | Function 18 | EN.EN3 Energy Sensor | [6 empty] | F18 | 0 | [10 empty] | No | No
MC072 | Fylde College |  |  |  | MC072-B01/F19 | Function 19 | EN.EN3 Energy Sensor | [6 empty] | F19 | 0 | [10 empty] | No | No
MC072 | Fylde College |  |  |  | MC072-B01/F2 | 4Dix Previous Value | EN.EN3 Energy Sensor | [6 empty] | F2 | 0 | [10 empty] | No | No
MC072 | Fylde College |  |  |  | MC072-B01/F20 | Function 20 | EN.EN3 Energy Sensor | [6 empty] | F20 | 0 | [10 empty] | No | No
MC072 | Fylde College |  |  |  | MC072-B01/F21 | Function 21 | EN.EN3 Energy Sensor | [6 empty] | F21 | 0 | [10 empty] | No | No
MC072 | Fylde College |  |  |  | MC072-B01/F11 | Function 11 | EN.EN3 Energy Sensor | [6 empty] | F11 | 0 | [10 empty] | No | No
MC072 | Fylde College |  |  |  | MC072-B01/F12 | Function 12 | EN.EN3 Energy Sensor | [6 empty] | F12 | 0 | [10 empty] | No | No
MC072 | Fylde College |  |  |  | MC072-B01/F13 | 4Dix Stable Value | EN.EN3 Energy Sensor | [6 empty] | F13 | 0 | [10 empty] | No | No
MC072 | Fylde College |  |  |  | MC072-B01/F14 | 4Dix Value Decoder | EN.EN3 Energy Sensor | [6 empty] | F14 | 0 | [10 empty] | No | No
MC072 | Fylde College |  |  |  | MC072-B01/F15 | Function 15 | EN.EN3 Energy Sensor | [6 empty] | F15 | 0 | [10 empty] | No | No
MC072 | Fylde College |  |  |  | MC072-B01/F16 | Function 16 | EN.EN3 Energy Sensor | [6 empty] | F16 | 0 | [10 empty] | No | No
MC072 | Fylde College |  |  |  | MC072-B01/D6 | CT Pumps Enable | EN.EN3 Energy Sensor | [6 empty] | D6 | 0 | [10 empty] | No | No
MC072 | Fylde College |  |  |  | MC072-B01/D7 | North_East Pumps Enable | EN.EN3 Energy Sensor | [6 empty] | D7 | 0 | [10 empty] | No | No
MC072 | Fylde College |  |  |  | MC072-B01/D8 | West Pumps Enable | EN.EN3 Energy Sensor | [6 empty] | D8 | 0 | [10 empty] | No | No
MC072 | Fylde College |  |  |  | MC072-B01/D9 | South Pumps Enable | EN.EN3 Energy Sensor | [6 empty] | D9 | 0 | [10 empty] | No | No
MC072 | Fylde College |  |  |  | MC072-B01/F1 | Is 4Dix Value Changing | EN.EN3 Energy Sensor | [6 empty] | F1 | 0 | [10 empty] | No | No
MC072 | Fylde College |  |  |  | MC072-B01/F10 | Function 10 | EN.EN3 Energy Sensor | [6 empty] | F10 | 0 | [10 empty] | No | No
MC072 | Fylde College |  |  |  | MC072-B01/D2 | Destrat Pump enable | EN.EN3 Energy Sensor | [6 empty] | D2 | 0 | [10 empty] | No | No
MC072 | Fylde College |  |  |  | MC072-B01/D20 | West Pump 2 | EN.EN3 Energy Sensor | [6 empty] | D20 | 0 | [10 empty] | No | No
MC072 | Fylde College |  |  |  | MC072-B01/D21 | South Pump 1 Enable | EN.EN3 Energy Sensor | [6 empty] | D21 | 0 | [10 empty] | No | No
MC072 | Fylde College |  |  |  | MC072-B01/D22 | South Pump 2 Enable | EN.EN3 Energy Sensor | [6 empty] | D22 | 0 | [10 empty] | No | No
MC072 | Fylde College |  |  |  | MC072-B01/D3 | Common Fault Light | EN.EN3 Energy Sensor | [6 empty] | D3 | 0 | [10 empty] | No | No
MC072 | Fylde College |  |  |  | MC072-B01/D5 | Tower Pumps Enabled | EN.EN3 Energy Sensor | [6 empty] | D5 | 0 | [10 empty] | No | No
MC072 | Fylde College |  |  |  | MC072-B01/D14 | CT Pump 2 Enable | EN.EN3 Energy Sensor | [6 empty] | D14 | 0 | [10 empty] | No | No
MC072 | Fylde College |  |  |  | MC072-B01/D15 | Tower Pump 1 Enable | EN.EN3 Energy Sensor | [6 empty] | D15 | 0 | [10 empty] | No | No
MC072 | Fylde College |  |  |  | MC072-B01/D16 | Tower Pump 2 Enable | EN.EN3 Energy Sensor | [6 empty] | D16 | 0 | [10 empty] | No | No
MC072 | Fylde College |  |  |  | MC072-B01/D17 | N_East Pump 1 Enable | EN.EN3 Energy Sensor | [6 empty] | D17 | 0 | [10 empty] | No | No
MC072 | Fylde College |  |  |  | MC072-B01/D18 | N_East Pump 2 Enable | EN.EN3 Energy Sensor | [6 empty] | D18 | 0 | [10 empty] | No | No
MC072 | Fylde College |  |  |  | MC072-B01/D19 | West Pump 1 Enable | EN.EN3 Energy Sensor | [6 empty] | D19 | 0 | [10 empty] | No | No
MC072 | Fylde College |  |  |  | MC072-B03/C1 | Virtual CNC 1 | EN.EN3 Energy Sensor | [6 empty] | C1 | 0 | [10 empty] | No | No
MC072 | Fylde College |  |  |  | MC072-B03/D1 | Alarm Lamp | EN.EN3 Energy Sensor | [6 empty] | D1 | 0 | [10 empty] | No | No
MC072 | Fylde College |  |  |  | MC072-B03/D2 | Sounder | EN.EN3 Energy Sensor | [6 empty] | D2 | 0 | [10 empty] | No | No
MC072 | Fylde College |  |  |  | MC072-B03/D3 | Sump SO5 Pumps En | EN.EN3 Energy Sensor | [6 empty] | D3 | 0 | [10 empty] | No | No
MC072 | Fylde College |  |  |  | MC072-B03/D4 | Sump SO6 Pumps En | EN.EN3 Energy Sensor | [6 empty] | D4 | 0 | [10 empty] | No | No
MC072 | Fylde College |  |  |  | MC072-B03/D5 | Sump SO7 Pumps En | EN.EN3 Energy Sensor | [6 empty] | D5 | 0 | [10 empty] | No | No
MC072 | Fylde College |  |  |  | MC072-B03/W3 | Sump SO7 Pump Duty | EN.EN3 Energy Sensor | [6 empty] | W3 | 0 | [10 empty] | No | No
MC072 | Fylde College |  |  |  | MC072-B03/W4 | Sump SO8 Pump Duty | EN.EN3 Energy Sensor | [6 empty] | W4 | 0 | [10 empty] | No | No
MC072 | Fylde College |  |  |  | MC072-B03/W5 | Hrs Reset | EN.EN3 Energy Sensor | [6 empty] | W5 | 0 | [10 empty] | No | No
MC072 | Fylde College |  |  |  | MC072-B03/Y1 | 4DIX V | EN.EN3 Energy Sensor | [6 empty] | Y1 | 0 | [10 empty] | No | No
MC072 | Fylde College |  |  |  | MC072-B03/S7 | SO6 pumps Total | EN.EN3 Energy Sensor | [6 empty] | S7 | 0 | [10 empty] | No | No
MC072 | Fylde College |  |  |  | MC072-B03/S8 | SO7 pump 1 hrs | EN.EN3 Energy Sensor | [6 empty] | S8 | 0 | [10 empty] | No | No
MC072 | Fylde College |  |  |  | MC072-B03/S9 | SO7 pump 2 hrs | EN.EN3 Energy Sensor | [6 empty] | S9 | 0 | [10 empty] | No | No
MC072 | Fylde College |  |  |  | MC072-B03/V1 |  | EN.EN3 Energy Sensor | [6 empty] | V1 | 0 | [10 empty] | No | No
MC072 | Fylde College |  |  |  | MC072-B03/W1 | Sump SO5 Pump Duty | EN.EN3 Energy Sensor | [6 empty] | W1 | 0 | [10 empty] | No | No
MC072 | Fylde College |  |  |  | MC072-B03/W2 | Sump SO6 Pump Duty | EN.EN3 Energy Sensor | [6 empty] | W2 | 0 | [10 empty] | No | No
MC072 | Fylde College |  |  |  | MC072-B03/S13 | SO8 pumps Total | EN.EN3 Energy Sensor | [6 empty] | S13 | 0 | [10 empty] | No | No
MC072 | Fylde College |  |  |  | MC072-B03/S2 | SO5 pump 1 hrs | EN.EN3 Energy Sensor | [6 empty] | S2 | 0 | [10 empty] | No | No
MC072 | Fylde College |  |  |  | MC072-B03/S3 | SO5 pump 2 hrs | EN.EN3 Energy Sensor | [6 empty] | S3 | 0 | [10 empty] | No | No
MC072 | Fylde College |  |  |  | MC072-B03/S4 | SO5 pumps Total | EN.EN3 Energy Sensor | [6 empty] | S4 | 0 | [10 empty] | No | No
MC072 | Fylde College |  |  |  | MC072-B03/S5 | SO6 pump 1 hrs | EN.EN3 Energy Sensor | [6 empty] | S5 | 0 | [10 empty] | No | No
MC072 | Fylde College |  |  |  | MC072-B03/S6 | SO6 pump 2 hrs | EN.EN3 Energy Sensor | [6 empty] | S6 | 0 | [10 empty] | No | No
MC072 | Fylde College |  |  |  | MC072-B03/P9 | SO5 pump 1 hrs | EN.EN3 Energy Sensor | [6 empty] | P9 | 0 | [10 empty] | No | No
MC072 | Fylde College |  |  |  | MC072-B03/Q1 | Sequence Table 1 | EN.EN3 Energy Sensor | [6 empty] | Q1 | 0 | [10 empty] | No | No
MC072 | Fylde College |  |  |  | MC072-B03/S1 | 4DIX Module 1 | EN.EN3 Energy Sensor | [6 empty] | S1 | 0 | [10 empty] | No | No
MC072 | Fylde College |  |  |  | MC072-B03/S10 | SO7 pumps Total | EN.EN3 Energy Sensor | [6 empty] | S10 | 0 | [10 empty] | No | No
MC072 | Fylde College |  |  |  | MC072-B03/S11 | SO8 pump 1 hrs | EN.EN3 Energy Sensor | [6 empty] | S11 | 0 | [10 empty] | No | No
MC072 | Fylde College |  |  |  | MC072-B03/S12 | SO8 pump 2 hrs | EN.EN3 Energy Sensor | [6 empty] | S12 | 0 | [10 empty] | No | No
MC072 | Fylde College |  |  |  | MC072-B03/P3 | Sump SO7 Pumps En | EN.EN3 Energy Sensor | [6 empty] | P3 | 0 | [10 empty] | No | No
MC072 | Fylde College |  |  |  | MC072-B03/P4 | Sump SO8 Pumps En | EN.EN3 Energy Sensor | [6 empty] | P4 | 0 | [10 empty] | No | No
MC072 | Fylde College |  |  |  | MC072-B03/P5 | Plot 5 | EN.EN3 Energy Sensor | [6 empty] | P5 | 0 | [10 empty] | No | No
MC072 | Fylde College |  |  |  | MC072-B03/P6 | Sensor 2 | EN.EN3 Energy Sensor | [6 empty] | P6 | 0 | [10 empty] | No | No
MC072 | Fylde College |  |  |  | MC072-B03/P7 | SO5 pump 1 hrs | EN.EN3 Energy Sensor | [6 empty] | P7 | 0 | [10 empty] | No | No
MC072 | Fylde College |  |  |  | MC072-B03/P8 | SO5 pump 2 hrs | EN.EN3 Energy Sensor | [6 empty] | P8 | 0 | [10 empty] | No | No
MC072 | Fylde College |  |  |  | MC072-B03/P13 | SO5 pump 2 hrs | EN.EN3 Energy Sensor | [6 empty] | P13 | 0 | [10 empty] | No | No
MC072 | Fylde College |  |  |  | MC072-B03/P14 | SO5 pumps Total | EN.EN3 Energy Sensor | [6 empty] | P14 | 0 | [10 empty] | No | No
MC072 | Fylde College |  |  |  | MC072-B03/P15 | SO6 pump 1 hrs | EN.EN3 Energy Sensor | [6 empty] | P15 | 0 | [10 empty] | No | No
MC072 | Fylde College |  |  |  | MC072-B03/P16 | SO6 pump 2 hrs | EN.EN3 Energy Sensor | [6 empty] | P16 | 0 | [10 empty] | No | No
MC072 | Fylde College |  |  |  | MC072-B03/P17 | SO6 pumps Total | EN.EN3 Energy Sensor | [6 empty] | P17 | 0 | [10 empty] | No | No
MC072 | Fylde College |  |  |  | MC072-B03/P2 | Sump SO6 Pumps En | EN.EN3 Energy Sensor | [6 empty] | P2 | 0 | [10 empty] | No | No
MC072 | Fylde College |  |  |  | MC072-B03/o2 | Alarm Route 2 | EN.EN3 Energy Sensor | [6 empty] | o2 | 0 | [10 empty] | No | No
MC072 | Fylde College |  |  |  | MC072-B03/o3 | Alarm Route 3 | EN.EN3 Energy Sensor | [6 empty] | o3 | 0 | [10 empty] | No | No
MC072 | Fylde College |  |  |  | MC072-B03/P1 | Sump SO5 Pumps En | EN.EN3 Energy Sensor | [6 empty] | P1 | 0 | [10 empty] | No | No
MC072 | Fylde College |  |  |  | MC072-B03/P10 | SO5 pump 2 hrs | EN.EN3 Energy Sensor | [6 empty] | P10 | 0 | [10 empty] | No | No
MC072 | Fylde College |  |  |  | MC072-B03/P11 | SO5 pumps Total | EN.EN3 Energy Sensor | [6 empty] | P11 | 0 | [10 empty] | No | No
MC072 | Fylde College |  |  |  | MC072-B03/P12 | SO5 pump 1 hrs | EN.EN3 Energy Sensor | [6 empty] | P12 | 0 | [10 empty] | No | No
MC072 | Fylde College |  |  |  | MC072-B03/I6 | Sump SO5 Common Stop | EN.EN3 Energy Sensor | [6 empty] | I6 | 0 | [10 empty] | No | No
MC072 | Fylde College |  |  |  | MC072-B03/I7 | Sump SO5 High Level | EN.EN3 Energy Sensor | [6 empty] | I7 | 0 | [10 empty] | No | No
MC072 | Fylde College |  |  |  | MC072-B03/I8 | Sump SO6 Pump 1 Trip | EN.EN3 Energy Sensor | [6 empty] | I8 | 0 | [10 empty] | No | No
MC072 | Fylde College |  |  |  | MC072-B03/I9 | Sump SO6 Pump 2 Trip | EN.EN3 Energy Sensor | [6 empty] | I9 | 0 | [10 empty] | No | No
MC072 | Fylde College |  |  |  | MC072-B03/n1 | TREND_0C_77_5F | EN.EN3 Energy Sensor | [6 empty] | n1 | 0 | [10 empty] | No | No
MC072 | Fylde College |  |  |  | MC072-B03/o1 | Alarm Route 1 | EN.EN3 Energy Sensor | [6 empty] | o1 | 0 | [10 empty] | No | No
MC072 | Fylde College |  |  |  | MC072-B03/I24 | Sump SO8 Common Stop | EN.EN3 Energy Sensor | [6 empty] | I24 | 0 | [10 empty] | No | No
MC072 | Fylde College |  |  |  | MC072-B03/I25 | Sump SO8 High Level | EN.EN3 Energy Sensor | [6 empty] | I25 | 0 | [10 empty] | No | No
MC072 | Fylde College |  |  |  | MC072-B03/I26 | CP SO2 Power ON | EN.EN3 Energy Sensor | [6 empty] | I26 | 0 | [10 empty] | No | No
MC072 | Fylde College |  |  |  | MC072-B03/I3 | Sump SO5 Pump 2 Trip | EN.EN3 Energy Sensor | [6 empty] | I3 | 0 | [10 empty] | No | No
MC072 | Fylde College |  |  |  | MC072-B03/I4 | Sump SO5 1st Pump Start | EN.EN3 Energy Sensor | [6 empty] | I4 | 0 | [10 empty] | No | No
MC072 | Fylde College |  |  |  | MC072-B03/I5 | Sump SO5 2nd Pump Start | EN.EN3 Energy Sensor | [6 empty] | I5 | 0 | [10 empty] | No | No
MC072 | Fylde College |  |  |  | MC072-B03/i2 | Sump SO5 Pump 1 Trip | EN.EN3 Energy Sensor | [6 empty] | i2 | 0 | [10 empty] | No | No
MC072 | Fylde College |  |  |  | MC072-B03/I20 | Sump SO8 Pump 1 Trip | EN.EN3 Energy Sensor | [6 empty] | I20 | 0 | [10 empty] | No | No
MC072 | Fylde College |  |  |  | MC072-B03/I21 | Sump SO8 Pump 2 Trip | EN.EN3 Energy Sensor | [6 empty] | I21 | 0 | [10 empty] | No | No
MC072 | Fylde College |  |  |  | MC072-B03/I22 | Sump SO8 1st Pump Start | EN.EN3 Energy Sensor | [6 empty] | I22 | 0 | [10 empty] | No | No
MC072 | Fylde College |  |  |  | MC072-B03/I23 | Sump SO8 2nd Pump Start | EN.EN3 Energy Sensor | [6 empty] | I23 | 0 | [10 empty] | No | No
MC072 | Fylde College |  |  |  | MC072-B03/I14 | Sump SO7 Pump 1 Trip | EN.EN3 Energy Sensor | [6 empty] | I14 | 0 | [10 empty] | No | No
MC072 | Fylde College |  |  |  | MC072-B03/I15 | Sump SO7 Pump 2 Trip | EN.EN3 Energy Sensor | [6 empty] | I15 | 0 | [10 empty] | No | No
MC072 | Fylde College |  |  |  | MC072-B03/I16 | Sump SO7 1st Pump Start | EN.EN3 Energy Sensor | [6 empty] | I16 | 0 | [10 empty] | No | No
MC072 | Fylde College |  |  |  | MC072-B03/I17 | Sump SO7 2nd Pump Start | EN.EN3 Energy Sensor | [6 empty] | I17 | 0 | [10 empty] | No | No
MC072 | Fylde College |  |  |  | MC072-B03/I18 | Sump SO7 Common Stop | EN.EN3 Energy Sensor | [6 empty] | I18 | 0 | [10 empty] | No | No
MC072 | Fylde College |  |  |  | MC072-B03/I19 | Sump SO7 High Level | EN.EN3 Energy Sensor | [6 empty] | I19 | 0 | [10 empty] | No | No
MC072 | Fylde College |  |  |  | MC072-B03/I1 | Module 1 | EN.EN3 Energy Sensor | [6 empty] | I1 | 0 | [10 empty] | No | No
MC072 | Fylde College |  |  |  | MC072-B03/I10 | Sump SO6 1st Pump Start | EN.EN3 Energy Sensor | [6 empty] | I10 | 0 | [10 empty] | No | No
MC072 | Fylde College |  |  |  | MC072-B03/I11 | Sump SO6 2nd Pump Start | EN.EN3 Energy Sensor | [6 empty] | I11 | 0 | [10 empty] | No | No
MC072 | Fylde College |  |  |  | MC072-B03/I12 | Sump SO6 Common Stop | EN.EN3 Energy Sensor | [6 empty] | I12 | 0 | [10 empty] | No | No
MC072 | Fylde College |  |  |  | MC072-B03/I13 | Sump SO6 High Level | EN.EN3 Energy Sensor | [6 empty] | I13 | 0 | [10 empty] | No | No
MC072 | Fylde College |  |  |  | MC072-B03/G62 | Logic 62 | EN.EN3 Energy Sensor | [6 empty] | G62 | 0 | [10 empty] | No | No
MC072 | Fylde College |  |  |  | MC072-B03/G63 | Logic 63 | EN.EN3 Energy Sensor | [6 empty] | G63 | 0 | [10 empty] | No | No
MC072 | Fylde College |  |  |  | MC072-B03/G64 | Logic 64 | EN.EN3 Energy Sensor | [6 empty] | G64 | 0 | [10 empty] | No | No
MC072 | Fylde College |  |  |  | MC072-B03/G7 | Logic 7 | EN.EN3 Energy Sensor | [6 empty] | G7 | 0 | [10 empty] | No | No
MC072 | Fylde College |  |  |  | MC072-B03/G8 | Logic 8 | EN.EN3 Energy Sensor | [6 empty] | G8 | 0 | [10 empty] | No | No
MC072 | Fylde College |  |  |  | MC072-B03/G9 | Logic 9 | EN.EN3 Energy Sensor | [6 empty] | G9 | 0 | [10 empty] | No | No
MC072 | Fylde College |  |  |  | MC072-B03/G57 | SO8 pump 1 | EN.EN3 Energy Sensor | [6 empty] | G57 | 0 | [10 empty] | No | No
MC072 | Fylde College |  |  |  | MC072-B03/G58 | SO8 Pump 2 | EN.EN3 Energy Sensor | [6 empty] | G58 | 0 | [10 empty] | No | No
MC072 | Fylde College |  |  |  | MC072-B03/G59 | Logic 59 | EN.EN3 Energy Sensor | [6 empty] | G59 | 0 | [10 empty] | No | No
MC072 | Fylde College |  |  |  | MC072-B03/G6 | Logic 6 | EN.EN3 Energy Sensor | [6 empty] | G6 | 0 | [10 empty] | No | No
MC072 | Fylde College |  |  |  | MC072-B03/G60 | Total area run hours | EN.EN3 Energy Sensor | [6 empty] | G60 | 0 | [10 empty] | No | No
MC072 | Fylde College |  |  |  | MC072-B03/G61 | Logic 61 | EN.EN3 Energy Sensor | [6 empty] | G61 | 0 | [10 empty] | No | No
MC072 | Fylde College |  |  |  | MC072-B03/G51 | Logic 51 | EN.EN3 Energy Sensor | [6 empty] | G51 | 0 | [10 empty] | No | No
MC072 | Fylde College |  |  |  | MC072-B03/G52 | Total area run hours | EN.EN3 Energy Sensor | [6 empty] | G52 | 0 | [10 empty] | No | No
MC072 | Fylde College |  |  |  | MC072-B03/G53 | SO7 pump 1 | EN.EN3 Energy Sensor | [6 empty] | G53 | 0 | [10 empty] | No | No
MC072 | Fylde College |  |  |  | MC072-B03/G54 | SO7 Pump 2 | EN.EN3 Energy Sensor | [6 empty] | G54 | 0 | [10 empty] | No | No
MC072 | Fylde College |  |  |  | MC072-B03/G55 | Logic 55 | EN.EN3 Energy Sensor | [6 empty] | G55 | 0 | [10 empty] | No | No
MC072 | Fylde College |  |  |  | MC072-B03/G56 | Total area run hours | EN.EN3 Energy Sensor | [6 empty] | G56 | 0 | [10 empty] | No | No
MC072 | Fylde College |  |  |  | MC072-B03/G46 | SO5 Pump 2 | EN.EN3 Energy Sensor | [6 empty] | G46 | 0 | [10 empty] | No | No
MC072 | Fylde College |  |  |  | MC072-B03/G47 | Logic 47 | EN.EN3 Energy Sensor | [6 empty] | G47 | 0 | [10 empty] | No | No
MC072 | Fylde College |  |  |  | MC072-B03/G48 | Total area run hours | EN.EN3 Energy Sensor | [6 empty] | G48 | 0 | [10 empty] | No | No
MC072 | Fylde College |  |  |  | MC072-B03/G49 | SO6 pump 1 | EN.EN3 Energy Sensor | [6 empty] | G49 | 0 | [10 empty] | No | No
MC072 | Fylde College |  |  |  | MC072-B03/G5 | Logic 5 | EN.EN3 Energy Sensor | [6 empty] | G5 | 0 | [10 empty] | No | No
MC072 | Fylde College |  |  |  | MC072-B03/G50 | SO6 Pump 2 | EN.EN3 Energy Sensor | [6 empty] | G50 | 0 | [10 empty] | No | No
MC072 | Fylde College |  |  |  | MC072-B03/G40 | Logic 40 | EN.EN3 Energy Sensor | [6 empty] | G40 | 0 | [10 empty] | No | No
MC072 | Fylde College |  |  |  | MC072-B03/G41 | Logic 41 | EN.EN3 Energy Sensor | [6 empty] | G41 | 0 | [10 empty] | No | No
MC072 | Fylde College |  |  |  | MC072-B03/G42 | Logic 42 | EN.EN3 Energy Sensor | [6 empty] | G42 | 0 | [10 empty] | No | No
MC072 | Fylde College |  |  |  | MC072-B03/G43 | Logic 43 | EN.EN3 Energy Sensor | [6 empty] | G43 | 0 | [10 empty] | No | No
MC072 | Fylde College |  |  |  | MC072-B03/G44 | Logic 44 | EN.EN3 Energy Sensor | [6 empty] | G44 | 0 | [10 empty] | No | No
MC072 | Fylde College |  |  |  | MC072-B03/G45 | SO5 pump 1 | EN.EN3 Energy Sensor | [6 empty] | G45 | 0 | [10 empty] | No | No
MC072 | Fylde College |  |  |  | MC072-B03/G35 | Sump SO8 Pump 1 Lead | EN.EN3 Energy Sensor | [6 empty] | G35 | 0 | [10 empty] | No | No
MC072 | Fylde College |  |  |  | MC072-B03/G36 | Logic 36 | EN.EN3 Energy Sensor | [6 empty] | G36 | 0 | [10 empty] | No | No
MC072 | Fylde College |  |  |  | MC072-B03/G37 | Standby pump | EN.EN3 Energy Sensor | [6 empty] | G37 | 0 | [10 empty] | No | No
MC072 | Fylde College |  |  |  | MC072-B03/G38 | Duty pump | EN.EN3 Energy Sensor | [6 empty] | G38 | 0 | [10 empty] | No | No
MC072 | Fylde College |  |  |  | MC072-B03/G39 | Logic 39 | EN.EN3 Energy Sensor | [6 empty] | G39 | 0 | [10 empty] | No | No
MC072 | Fylde College |  |  |  | MC072-B03/G4 | Logic 4 | EN.EN3 Energy Sensor | [6 empty] | G4 | 0 | [10 empty] | No | No
MC072 | Fylde College |  |  |  | MC072-B03/G3 | Logic 3 | EN.EN3 Energy Sensor | [6 empty] | G3 | 0 | [10 empty] | No | No
MC072 | Fylde College |  |  |  | MC072-B03/G30 | Duty pump | EN.EN3 Energy Sensor | [6 empty] | G30 | 0 | [10 empty] | No | No
MC072 | Fylde College |  |  |  | MC072-B03/G31 | Logic 31 | EN.EN3 Energy Sensor | [6 empty] | G31 | 0 | [10 empty] | No | No
MC072 | Fylde College |  |  |  | MC072-B03/G32 | Logic 32 | EN.EN3 Energy Sensor | [6 empty] | G32 | 0 | [10 empty] | No | No
MC072 | Fylde College |  |  |  | MC072-B03/G33 | Logic 33 | EN.EN3 Energy Sensor | [6 empty] | G33 | 0 | [10 empty] | No | No
MC072 | Fylde College |  |  |  | MC072-B03/G34 | Sump SO8 Pump Duty | EN.EN3 Energy Sensor | [6 empty] | G34 | 0 | [10 empty] | No | No
MC072 | Fylde College |  |  |  | MC072-B03/G24 | Logic 24 | EN.EN3 Energy Sensor | [6 empty] | G24 | 0 | [10 empty] | No | No
MC072 | Fylde College |  |  |  | MC072-B03/G25 | Logic 25 | EN.EN3 Energy Sensor | [6 empty] | G25 | 0 | [10 empty] | No | No
MC072 | Fylde College |  |  |  | MC072-B03/G26 | Sump SO7 Pump Duty | EN.EN3 Energy Sensor | [6 empty] | G26 | 0 | [10 empty] | No | No
MC072 | Fylde College |  |  |  | MC072-B03/G27 | Sump SO7 Pump 1 Lead | EN.EN3 Energy Sensor | [6 empty] | G27 | 0 | [10 empty] | No | No
MC072 | Fylde College |  |  |  | MC072-B03/G28 | Logic 28 | EN.EN3 Energy Sensor | [6 empty] | G28 | 0 | [10 empty] | No | No
MC072 | Fylde College |  |  |  | MC072-B03/G29 | Standby pump | EN.EN3 Energy Sensor | [6 empty] | G29 | 0 | [10 empty] | No | No
MC072 | Fylde College |  |  |  | MC072-B03/G19 | Sump SO6 Pump 1 Lead | EN.EN3 Energy Sensor | [6 empty] | G19 | 0 | [10 empty] | No | No
MC072 | Fylde College |  |  |  | MC072-B03/G2 | Logic 2 | EN.EN3 Energy Sensor | [6 empty] | G2 | 0 | [10 empty] | No | No
MC072 | Fylde College |  |  |  | MC072-B03/G20 | Logic 20 | EN.EN3 Energy Sensor | [6 empty] | G20 | 0 | [10 empty] | No | No
MC072 | Fylde College |  |  |  | MC072-B03/G21 | Standby pump | EN.EN3 Energy Sensor | [6 empty] | G21 | 0 | [10 empty] | No | No
MC072 | Fylde College |  |  |  | MC072-B03/G22 | Duty pump | EN.EN3 Energy Sensor | [6 empty] | G22 | 0 | [10 empty] | No | No
MC072 | Fylde College |  |  |  | MC072-B03/G23 | Logic 23 | EN.EN3 Energy Sensor | [6 empty] | G23 | 0 | [10 empty] | No | No
MC072 | Fylde College |  |  |  | MC072-B03/G13 | Standby pump | EN.EN3 Energy Sensor | [6 empty] | G13 | 0 | [10 empty] | No | No
MC072 | Fylde College |  |  |  | MC072-B03/G14 | Duty pump | EN.EN3 Energy Sensor | [6 empty] | G14 | 0 | [10 empty] | No | No
MC072 | Fylde College |  |  |  | MC072-B03/G15 | Logic 15 | EN.EN3 Energy Sensor | [6 empty] | G15 | 0 | [10 empty] | No | No
MC072 | Fylde College |  |  |  | MC072-B03/G16 | Logic 16 | EN.EN3 Energy Sensor | [6 empty] | G16 | 0 | [10 empty] | No | No
MC072 | Fylde College |  |  |  | MC072-B03/G17 | Logic 17 | EN.EN3 Energy Sensor | [6 empty] | G17 | 0 | [10 empty] | No | No
MC072 | Fylde College |  |  |  | MC072-B03/G18 | Sump SO6 Pump Duty | EN.EN3 Energy Sensor | [6 empty] | G18 | 0 | [10 empty] | No | No
MC072 | Fylde College |  |  |  | MC072-B03/F8 | Function 8 | EN.EN3 Energy Sensor | [6 empty] | F8 | 0 | [10 empty] | No | No
MC072 | Fylde College |  |  |  | MC072-B03/F9 | Function 9 | EN.EN3 Energy Sensor | [6 empty] | F9 | 0 | [10 empty] | No | No
MC072 | Fylde College |  |  |  | MC072-B03/G1 | Logic 1 | EN.EN3 Energy Sensor | [6 empty] | G1 | 0 | [10 empty] | No | No
MC072 | Fylde College |  |  |  | MC072-B03/G10 | Sump SO5 Pump Duty | EN.EN3 Energy Sensor | [6 empty] | G10 | 0 | [10 empty] | No | No
MC072 | Fylde College |  |  |  | MC072-B03/G11 | Sump SO5 Pump 1 Lead | EN.EN3 Energy Sensor | [6 empty] | G11 | 0 | [10 empty] | No | No
MC072 | Fylde College |  |  |  | MC072-B03/G12 | Logic 12 | EN.EN3 Energy Sensor | [6 empty] | G12 | 0 | [10 empty] | No | No
MC072 | Fylde College |  |  |  | MC072-B03/F2 | 4Dix Previous Value | EN.EN3 Energy Sensor | [6 empty] | F2 | 0 | [10 empty] | No | No
MC072 | Fylde College |  |  |  | MC072-B03/F3 | 4Dix Stable Value | EN.EN3 Energy Sensor | [6 empty] | F3 | 0 | [10 empty] | No | No
MC072 | Fylde College |  |  |  | MC072-B03/F4 | 4Dix Value Decoder | EN.EN3 Energy Sensor | [6 empty] | F4 | 0 | [10 empty] | No | No
MC072 | Fylde College |  |  |  | MC072-B03/F5 | Function 5 | EN.EN3 Energy Sensor | [6 empty] | F5 | 0 | [10 empty] | No | No
MC072 | Fylde College |  |  |  | MC072-B03/F6 | Function 6 | EN.EN3 Energy Sensor | [6 empty] | F6 | 0 | [10 empty] | No | No
MC072 | Fylde College |  |  |  | MC072-B03/F7 | Function 7 | EN.EN3 Energy Sensor | [6 empty] | F7 | 0 | [10 empty] | No | No
MC072 | Fylde College |  |  |  | MC072-B03/F13 | Function 13 | EN.EN3 Energy Sensor | [6 empty] | F13 | 0 | [10 empty] | No | No
MC072 | Fylde College |  |  |  | MC072-B03/F14 | Function 14 | EN.EN3 Energy Sensor | [6 empty] | F14 | 0 | [10 empty] | No | No
MC072 | Fylde College |  |  |  | MC072-B03/F15 | Function 15 | EN.EN3 Energy Sensor | [6 empty] | F15 | 0 | [10 empty] | No | No
MC072 | Fylde College |  |  |  | MC072-B03/F16 | Function 16 | EN.EN3 Energy Sensor | [6 empty] | F16 | 0 | [10 empty] | No | No
MC072 | Fylde College |  |  |  | MC072-B03/F17 | Function 17 | EN.EN3 Energy Sensor | [6 empty] | F17 | 0 | [10 empty] | No | No
MC072 | Fylde College |  |  |  | MC072-B03/F18 | Function 18 | EN.EN3 Energy Sensor | [6 empty] | F18 | 0 | [10 empty] | No | No
MC072 | Fylde College |  |  |  | MC072-B03/D6 | Sump SO8 Pumps En | EN.EN3 Energy Sensor | [6 empty] | D6 | 0 | [10 empty] | No | No
MC072 | Fylde College |  |  |  | MC072-B03/e1 | 963 | EN.EN3 Energy Sensor | [6 empty] | e1 | 0 | [10 empty] | No | No
MC072 | Fylde College |  |  |  | MC072-B03/F1 | Is 4Dix Value Changing | EN.EN3 Energy Sensor | [6 empty] | F1 | 0 | [10 empty] | No | No
MC072 | Fylde College |  |  |  | MC072-B03/F10 | Function 10 | EN.EN3 Energy Sensor | [6 empty] | F10 | 0 | [10 empty] | No | No
MC072 | Fylde College |  |  |  | MC072-B03/F11 | Function 11 | EN.EN3 Energy Sensor | [6 empty] | F11 | 0 | [10 empty] | No | No
MC072 | Fylde College |  |  |  | MC072-B03/F12 | Function 12 | EN.EN3 Energy Sensor | [6 empty] | F12 | 0 | [10 empty] | No | No
MC072 | Fylde College |  |  |  | MC072-B05/C1 | Virtual CNC 1 | EN.EN3 Energy Sensor | [6 empty] | C1 | 0 | [10 empty] | No | No
MC072 | Fylde College |  |  |  | MC072-B05/D1 | Alarm Lamp | EN.EN3 Energy Sensor | [6 empty] | D1 | 0 | [10 empty] | No | No
MC072 | Fylde College |  |  |  | MC072-B05/D2 | Alarm Sounder | EN.EN3 Energy Sensor | [6 empty] | D2 | 0 | [10 empty] | No | No
MC072 | Fylde College |  |  |  | MC072-B05/D3 | Sump NO1 Pumps En | EN.EN3 Energy Sensor | [6 empty] | D3 | 0 | [10 empty] | No | No
MC072 | Fylde College |  |  |  | MC072-B05/D4 | Sump NO2 Pumps En | EN.EN3 Energy Sensor | [6 empty] | D4 | 0 | [10 empty] | No | No
MC072 | Fylde College |  |  |  | MC072-B05/e1 | 963 | EN.EN3 Energy Sensor | [6 empty] | e1 | 0 | [10 empty] | No | No
MC072 | Fylde College |  |  |  | MC072-B05/Q1 | Sequence Table 1 | EN.EN3 Energy Sensor | [6 empty] | Q1 | 0 | [10 empty] | No | No
MC072 | Fylde College |  |  |  | MC072-B05/S1 | 4DIX Module 1 | EN.EN3 Energy Sensor | [6 empty] | S1 | 0 | [10 empty] | No | No
MC072 | Fylde College |  |  |  | MC072-B05/V1 |  | EN.EN3 Energy Sensor | [6 empty] | V1 | 0 | [10 empty] | No | No
MC072 | Fylde College |  |  |  | MC072-B05/W1 | Sump NO1 Pump Duty | EN.EN3 Energy Sensor | [6 empty] | W1 | 0 | [10 empty] | No | No
MC072 | Fylde College |  |  |  | MC072-B05/W2 | Sump NO2 Pump Duty | EN.EN3 Energy Sensor | [6 empty] | W2 | 0 | [10 empty] | No | No
MC072 | Fylde College |  |  |  | MC072-B05/Y1 | 4DIX V | EN.EN3 Energy Sensor | [6 empty] | Y1 | 0 | [10 empty] | No | No
MC072 | Fylde College |  |  |  | MC072-B05/n1 | TREND_0C_F3_4A | EN.EN3 Energy Sensor | [6 empty] | n1 | 0 | [10 empty] | No | No
MC072 | Fylde College |  |  |  | MC072-B05/o1 | Alarm Route 1 | EN.EN3 Energy Sensor | [6 empty] | o1 | 0 | [10 empty] | No | No
MC072 | Fylde College |  |  |  | MC072-B05/o2 | Alarm Route 2 | EN.EN3 Energy Sensor | [6 empty] | o2 | 0 | [10 empty] | No | No
MC072 | Fylde College |  |  |  | MC072-B05/o3 | Alarm Route 3 | EN.EN3 Energy Sensor | [6 empty] | o3 | 0 | [10 empty] | No | No
MC072 | Fylde College |  |  |  | MC072-B05/P1 | Sump NO1 Pumps En | EN.EN3 Energy Sensor | [6 empty] | P1 | 0 | [10 empty] | No | No
MC072 | Fylde College |  |  |  | MC072-B05/P2 | Sump NO2 Pumps En | EN.EN3 Energy Sensor | [6 empty] | P2 | 0 | [10 empty] | No | No
MC072 | Fylde College |  |  |  | MC072-B05/I4 | Sump NO1 1st Pump Start | EN.EN3 Energy Sensor | [6 empty] | I4 | 0 | [10 empty] | No | No
MC072 | Fylde College |  |  |  | MC072-B05/I5 | Sump NO1 2nd Pump Start | EN.EN3 Energy Sensor | [6 empty] | I5 | 0 | [10 empty] | No | No
MC072 | Fylde College |  |  |  | MC072-B05/I6 | Sump NO1 Common Stop = 0 | EN.EN3 Energy Sensor | [6 empty] | I6 | 0 | [10 empty] | No | No
MC072 | Fylde College |  |  |  | MC072-B05/I7 | Sump NO1 High Level | EN.EN3 Energy Sensor | [6 empty] | I7 | 0 | [10 empty] | No | No
MC072 | Fylde College |  |  |  | MC072-B05/I8 | Sump NO2 Pump 1 Trip | EN.EN3 Energy Sensor | [6 empty] | I8 | 0 | [10 empty] | No | No
MC072 | Fylde College |  |  |  | MC072-B05/I9 | Sump NO2 Pump 2 Trip | EN.EN3 Energy Sensor | [6 empty] | I9 | 0 | [10 empty] | No | No
MC072 | Fylde College |  |  |  | MC072-B05/I11 | Sump NO2 2nd Pump Start | EN.EN3 Energy Sensor | [6 empty] | I11 | 0 | [10 empty] | No | No
MC072 | Fylde College |  |  |  | MC072-B05/I12 | Sump NO2 Common Stop = 0 | EN.EN3 Energy Sensor | [6 empty] | I12 | 0 | [10 empty] | No | No
MC072 | Fylde College |  |  |  | MC072-B05/I13 | Sump NO2 High Level | EN.EN3 Energy Sensor | [6 empty] | I13 | 0 | [10 empty] | No | No
MC072 | Fylde College |  |  |  | MC072-B05/I14 | CP1 Power ON | EN.EN3 Energy Sensor | [6 empty] | I14 | 0 | [10 empty] | No | No
MC072 | Fylde College |  |  |  | MC072-B05/I2 | Sump NO1 Pump 1 Trip | EN.EN3 Energy Sensor | [6 empty] | I2 | 0 | [10 empty] | No | No
MC072 | Fylde College |  |  |  | MC072-B05/I3 | Sump NO1 Pump 2 Trip | EN.EN3 Energy Sensor | [6 empty] | I3 | 0 | [10 empty] | No | No
MC072 | Fylde College |  |  |  | MC072-B05/G7 | Logic 7 | EN.EN3 Energy Sensor | [6 empty] | G7 | 0 | [10 empty] | No | No
MC072 | Fylde College |  |  |  | MC072-B05/G8 | Logic 8 | EN.EN3 Energy Sensor | [6 empty] | G8 | 0 | [10 empty] | No | No
MC072 | Fylde College |  |  |  | MC072-B05/G9 | Logic 9 | EN.EN3 Energy Sensor | [6 empty] | G9 | 0 | [10 empty] | No | No
MC072 | Fylde College |  |  |  | MC072-B05/i1 | Alarm Mute Pb | EN.EN3 Energy Sensor | [6 empty] | i1 | 0 | [10 empty] | No | No
MC072 | Fylde College |  |  |  | MC072-B05/I10 | Sump NO2 1st Pump Start | EN.EN3 Energy Sensor | [6 empty] | I10 | 0 | [10 empty] | No | No
MC072 | Fylde College |  |  |  | MC072-B05/G25 | Logic 25 | EN.EN3 Energy Sensor | [6 empty] | G25 | 0 | [10 empty] | No | No
MC072 | Fylde College |  |  |  | MC072-B05/G26 | Logic 26 | EN.EN3 Energy Sensor | [6 empty] | G26 | 0 | [10 empty] | No | No
MC072 | Fylde College |  |  |  | MC072-B05/G3 | Logic 3 | EN.EN3 Energy Sensor | [6 empty] | G3 | 0 | [10 empty] | No | No
MC072 | Fylde College |  |  |  | MC072-B05/G4 | Logic 4 | EN.EN3 Energy Sensor | [6 empty] | G4 | 0 | [10 empty] | No | No
MC072 | Fylde College |  |  |  | MC072-B05/G5 | Logic 5 | EN.EN3 Energy Sensor | [6 empty] | G5 | 0 | [10 empty] | No | No
MC072 | Fylde College |  |  |  | MC072-B05/G6 | Logic 6 | EN.EN3 Energy Sensor | [6 empty] | G6 | 0 | [10 empty] | No | No
MC072 | Fylde College |  |  |  | MC072-B05/G2 | Logic 2 | EN.EN3 Energy Sensor | [6 empty] | G2 | 0 | [10 empty] | No | No
MC072 | Fylde College |  |  |  | MC072-B05/G20 | Sump NO2 Pump 1 Lead | EN.EN3 Energy Sensor | [6 empty] | G20 | 0 | [10 empty] | No | No
MC072 | Fylde College |  |  |  | MC072-B05/G21 | Logic 21 | EN.EN3 Energy Sensor | [6 empty] | G21 | 0 | [10 empty] | No | No
MC072 | Fylde College |  |  |  | MC072-B05/G22 | Standby pump | EN.EN3 Energy Sensor | [6 empty] | G22 | 0 | [10 empty] | No | No
MC072 | Fylde College |  |  |  | MC072-B05/G23 | Duty pump | EN.EN3 Energy Sensor | [6 empty] | G23 | 0 | [10 empty] | No | No
MC072 | Fylde College |  |  |  | MC072-B05/G24 | Logic 24 | EN.EN3 Energy Sensor | [6 empty] | G24 | 0 | [10 empty] | No | No
MC072 | Fylde College |  |  |  | MC072-B05/G14 | Duty pump | EN.EN3 Energy Sensor | [6 empty] | G14 | 0 | [10 empty] | No | No
MC072 | Fylde College |  |  |  | MC072-B05/G15 | Logic 15 | EN.EN3 Energy Sensor | [6 empty] | G15 | 0 | [10 empty] | No | No
MC072 | Fylde College |  |  |  | MC072-B05/G16 | Logic 16 | EN.EN3 Energy Sensor | [6 empty] | G16 | 0 | [10 empty] | No | No
MC072 | Fylde College |  |  |  | MC072-B05/G17 | Logic 17 | EN.EN3 Energy Sensor | [6 empty] | G17 | 0 | [10 empty] | No | No
MC072 | Fylde College |  |  |  | MC072-B05/G18 | Logic 18 | EN.EN3 Energy Sensor | [6 empty] | G18 | 0 | [10 empty] | No | No
MC072 | Fylde College |  |  |  | MC072-B05/G19 | Sump NO2 Pump Duty | EN.EN3 Energy Sensor | [6 empty] | G19 | 0 | [10 empty] | No | No
MC072 | Fylde College |  |  |  | MC072-B05/F9 | Function 9 | EN.EN3 Energy Sensor | [6 empty] | F9 | 0 | [10 empty] | No | No
MC072 | Fylde College |  |  |  | MC072-B05/G1 | Logic 1 | EN.EN3 Energy Sensor | [6 empty] | G1 | 0 | [10 empty] | No | No
MC072 | Fylde College |  |  |  | MC072-B05/G10 | Sump NO1 Pump Duty | EN.EN3 Energy Sensor | [6 empty] | G10 | 0 | [10 empty] | No | No
MC072 | Fylde College |  |  |  | MC072-B05/G11 | Sump NO1 Pump 1 Lead | EN.EN3 Energy Sensor | [6 empty] | G11 | 0 | [10 empty] | No | No
MC072 | Fylde College |  |  |  | MC072-B05/G12 | Logic 12 | EN.EN3 Energy Sensor | [6 empty] | G12 | 0 | [10 empty] | No | No
MC072 | Fylde College |  |  |  | MC072-B05/G13 | Standby pump | EN.EN3 Energy Sensor | [6 empty] | G13 | 0 | [10 empty] | No | No
MC072 | Fylde College |  |  |  | MC072-B05/F3 | 4Dix Stable Value | EN.EN3 Energy Sensor | [6 empty] | F3 | 0 | [10 empty] | No | No
MC072 | Fylde College |  |  |  | MC072-B05/F4 | 4Dix Value Decoder | EN.EN3 Energy Sensor | [6 empty] | F4 | 0 | [10 empty] | No | No
MC072 | Fylde College |  |  |  | MC072-B05/F5 | Function 5 | EN.EN3 Energy Sensor | [6 empty] | F5 | 0 | [10 empty] | No | No
MC072 | Fylde College |  |  |  | MC072-B05/F6 | Function 6 | EN.EN3 Energy Sensor | [6 empty] | F6 | 0 | [10 empty] | No | No
MC072 | Fylde College |  |  |  | MC072-B05/F7 | Function 7 | EN.EN3 Energy Sensor | [6 empty] | F7 | 0 | [10 empty] | No | No
MC072 | Fylde College |  |  |  | MC072-B05/F8 | Function 8 | EN.EN3 Energy Sensor | [6 empty] | F8 | 0 | [10 empty] | No | No
MC072 | Fylde College |  |  |  | MC072-B05/F1 | Is 4Dix Value Changing | EN.EN3 Energy Sensor | [6 empty] | F1 | 0 | [10 empty] | No | No
MC072 | Fylde College |  |  |  | MC072-B05/F10 | Function 10 | EN.EN3 Energy Sensor | [6 empty] | F10 | 0 | [10 empty] | No | No
MC072 | Fylde College |  |  |  | MC072-B05/F11 | Function 11 | EN.EN3 Energy Sensor | [6 empty] | F11 | 0 | [10 empty] | No | No
MC072 | Fylde College |  |  |  | MC072-B05/F12 | Function 12 | EN.EN3 Energy Sensor | [6 empty] | F12 | 0 | [10 empty] | No | No
MC072 | Fylde College |  |  |  | MC072-B05/F13 | Function 13 | EN.EN3 Energy Sensor | [6 empty] | F13 | 0 | [10 empty] | No | No
MC072 | Fylde College |  |  |  | MC072-B05/F2 | 4Dix Previous Value | EN.EN3 Energy Sensor | [6 empty] | F2 | 0 | [10 empty] | No | No
MC072 | Fylde College |  |  |  | MC072-B02/P49 | MCC Last Elec Dly | EN.EN3 Energy Sensor | [6 empty] | P49 | 0 | [10 empty] | No | No
MC072 | Fylde College |  |  |  | MC072-B02/P5 | LTHW Return Temp Sensor | EN.EN3 Energy Sensor | [6 empty] | P5 | 0 | [10 empty] | No | No
MC072 | Fylde College |  |  |  | MC072-B02/P50 | MCC Elec Kwh Total | EN.EN3 Energy Sensor | [6 empty] | P50 | 0 | [10 empty] | No | No
MC072 | Fylde College |  |  |  | MC072-B02/P51 | MCC Elec Mwh Total | EN.EN3 Energy Sensor | [6 empty] | P51 | 0 | [10 empty] | No | No
MC072 | Fylde College |  |  |  | MC072-B02/P52 | 1st Flr L DB Elec Hrly | EN.EN3 Energy Sensor | [6 empty] | P52 | 0 | [10 empty] | No | No
MC072 | Fylde College |  |  |  | MC072-B02/P53 | 1st Flr L DB Elec Daily | EN.EN3 Energy Sensor | [6 empty] | P53 | 0 | [10 empty] | No | No
MC072 | Fylde College |  |  |  | MC072-B02/P48 | MCW Meter Dly | EN.EN3 Energy Sensor | [6 empty] | P48 | 0 | [10 empty] | No | No
MC072 | Fylde College |  |  |  | MC072-B02/P42 | MCW Meter Daily | EN.EN3 Energy Sensor | [6 empty] | P42 | 0 | [10 empty] | No | No
MC072 | Fylde College |  |  |  | MC072-B02/P43 | Main Last Elec Dly | EN.EN3 Energy Sensor | [6 empty] | P43 | 0 | [10 empty] | No | No
MC072 | Fylde College |  |  |  | MC072-B02/P44 | Main Elec Kwh Total | EN.EN3 Energy Sensor | [6 empty] | P44 | 0 | [10 empty] | No | No
MC072 | Fylde College |  |  |  | MC072-B02/P45 | Main Elec Mwh Total | EN.EN3 Energy Sensor | [6 empty] | P45 | 0 | [10 empty] | No | No
MC072 | Fylde College |  |  |  | MC072-B02/P46 | MCC Elec Hrly | EN.EN3 Energy Sensor | [6 empty] | P46 | 0 | [10 empty] | No | No
MC072 | Fylde College |  |  |  | MC072-B02/P47 | MCC Elec Daily | EN.EN3 Energy Sensor | [6 empty] | P47 | 0 | [10 empty] | No | No
MC072 | Fylde College |  |  |  | MC072-B02/P37 | LTHW Heat Meter Total | EN.EN3 Energy Sensor | [6 empty] | P37 | 0 | [10 empty] | No | No
MC072 | Fylde College |  |  |  | MC072-B02/P38 | MCW Meter Hrly | EN.EN3 Energy Sensor | [6 empty] | P38 | 0 | [10 empty] | No | No
MC072 | Fylde College |  |  |  | MC072-B02/P39 | Minimum Room Temp | EN.EN3 Energy Sensor | [6 empty] | P39 | 0 | [10 empty] | No | No
MC072 | Fylde College |  |  |  | MC072-B02/P4 | LTHW Flow Temp Sensor | EN.EN3 Energy Sensor | [6 empty] | P4 | 0 | [10 empty] | No | No
MC072 | Fylde College |  |  |  | MC072-B02/P40 | Main Elec Hrly | EN.EN3 Energy Sensor | [6 empty] | P40 | 0 | [10 empty] | No | No
MC072 | Fylde College |  |  |  | MC072-B02/P41 | Main Elec Daily | EN.EN3 Energy Sensor | [6 empty] | P41 | 0 | [10 empty] | No | No
MC072 | Fylde College |  |  |  | MC072-B02/P31 | Comp Sem Ext No2 Dmp Position | EN.EN3 Energy Sensor | [6 empty] | P31 | 0 | [10 empty] | No | No
MC072 | Fylde College |  |  |  | MC072-B02/P32 | Spare | EN.EN3 Energy Sensor | [6 empty] | P32 | 0 | [10 empty] | No | No
MC072 | Fylde College |  |  |  | MC072-B02/P33 | LTHW Heat Meter Hrly | EN.EN3 Energy Sensor | [6 empty] | P33 | 0 | [10 empty] | No | No
MC072 | Fylde College |  |  |  | MC072-B02/P34 | LTHW Heat Meter Daily | EN.EN3 Energy Sensor | [6 empty] | P34 | 0 | [10 empty] | No | No
MC072 | Fylde College |  |  |  | MC072-B02/P35 | LTHW Heat Meter Dly | EN.EN3 Energy Sensor | [6 empty] | P35 | 0 | [10 empty] | No | No
MC072 | Fylde College |  |  |  | MC072-B02/P36 | LTHW Heat Meter Total | EN.EN3 Energy Sensor | [6 empty] | P36 | 0 | [10 empty] | No | No
MC072 | Fylde College |  |  |  | MC072-B02/P26 | Comp Rm1 Ext No1 Dmp Position | EN.EN3 Energy Sensor | [6 empty] | P26 | 0 | [10 empty] | No | No
MC072 | Fylde College |  |  |  | MC072-B02/P27 | Comp Rm 1 Ext No2 Dmp Position | EN.EN3 Energy Sensor | [6 empty] | P27 | 0 | [10 empty] | No | No
MC072 | Fylde College |  |  |  | MC072-B02/P28 | Comp Rm 2 Ext No1 Dmp Position | EN.EN3 Energy Sensor | [6 empty] | P28 | 0 | [10 empty] | No | No
MC072 | Fylde College |  |  |  | MC072-B02/P29 | Comp Rm 2 Ext No2 Dmp Position | EN.EN3 Energy Sensor | [6 empty] | P29 | 0 | [10 empty] | No | No
MC072 | Fylde College |  |  |  | MC072-B02/P3 | MTHW Return Temp Sensor | EN.EN3 Energy Sensor | [6 empty] | P3 | 0 | [10 empty] | No | No
MC072 | Fylde College |  |  |  | MC072-B02/P30 | Comp Sem Ext No1 Dmp Position | EN.EN3 Energy Sensor | [6 empty] | P30 | 0 | [10 empty] | No | No
MC072 | Fylde College |  |  |  | MC072-B02/P20 | Comp Rm 2 Sup No1 Dmp Position | EN.EN3 Energy Sensor | [6 empty] | P20 | 0 | [10 empty] | No | No
MC072 | Fylde College |  |  |  | MC072-B02/P21 | Comp Rm 2 Sup No2 Dmp Position | EN.EN3 Energy Sensor | [6 empty] | P21 | 0 | [10 empty] | No | No
MC072 | Fylde College |  |  |  | MC072-B02/P22 | Comp Sem Sup No1 Dmp Position | EN.EN3 Energy Sensor | [6 empty] | P22 | 0 | [10 empty] | No | No
MC072 | Fylde College |  |  |  | MC072-B02/P23 | Comp Sem Sup No2 Dmp Position | EN.EN3 Energy Sensor | [6 empty] | P23 | 0 | [10 empty] | No | No
MC072 | Fylde College |  |  |  | MC072-B02/P24 | Lecture Ext No1 DmpPosition | EN.EN3 Energy Sensor | [6 empty] | P24 | 0 | [10 empty] | No | No
MC072 | Fylde College |  |  |  | MC072-B02/P25 | Lecture Ext No2 DmpPosition | EN.EN3 Energy Sensor | [6 empty] | P25 | 0 | [10 empty] | No | No
MC072 | Fylde College |  |  |  | MC072-B02/P15 | Solar Vent Ext No3 DmpPosition | EN.EN3 Energy Sensor | [6 empty] | P15 | 0 | [10 empty] | No | No
MC072 | Fylde College |  |  |  | MC072-B02/P16 | Lecture Sup No1 DmpPosition | EN.EN3 Energy Sensor | [6 empty] | P16 | 0 | [10 empty] | No | No
MC072 | Fylde College |  |  |  | MC072-B02/P17 | Lecture Sup No2 DmpPosition | EN.EN3 Energy Sensor | [6 empty] | P17 | 0 | [10 empty] | No | No
MC072 | Fylde College |  |  |  | MC072-B02/P18 | Comp Rm 1 Sup No1 DmpPosition | EN.EN3 Energy Sensor | [6 empty] | P18 | 0 | [10 empty] | No | No
MC072 | Fylde College |  |  |  | MC072-B02/P19 | Comp Rm 1 Sup No2 Dmp Position | EN.EN3 Energy Sensor | [6 empty] | P19 | 0 | [10 empty] | No | No
MC072 | Fylde College |  |  |  | MC072-B02/P2 | MTHW Flow Temp Sensor | EN.EN3 Energy Sensor | [6 empty] | P2 | 0 | [10 empty] | No | No
MC072 | Fylde College |  |  |  | MC072-B02/P1 | Outside air temperature | EN.EN3 Energy Sensor | [6 empty] | P1 | 0 | [10 empty] | No | No
MC072 | Fylde College |  |  |  | MC072-B02/P10 | General CW Storage Tank Temp | EN.EN3 Energy Sensor | [6 empty] | P10 | 0 | [10 empty] | No | No
MC072 | Fylde College |  |  |  | MC072-B02/P11 | Solar Vent Sup No1 DmpPosition | EN.EN3 Energy Sensor | [6 empty] | P11 | 0 | [10 empty] | No | No
MC072 | Fylde College |  |  |  | MC072-B02/P12 | Solar Vent Sup No2 DmpPosition | EN.EN3 Energy Sensor | [6 empty] | P12 | 0 | [10 empty] | No | No
MC072 | Fylde College |  |  |  | MC072-B02/P13 | Solar Vent Ext No1 DmpPosition | EN.EN3 Energy Sensor | [6 empty] | P13 | 0 | [10 empty] | No | No
MC072 | Fylde College |  |  |  | MC072-B02/P14 | Solar Vent Ext No2 DmpPosition | EN.EN3 Energy Sensor | [6 empty] | P14 | 0 | [10 empty] | No | No
MC072 | Fylde College |  |  |  | MC072-B02/N6 | IC Comms 6 | EN.EN3 Energy Sensor | [6 empty] | N6 | 0 | [10 empty] | No | No
MC072 | Fylde College |  |  |  | MC072-B02/N7 | IC Comms 7 | EN.EN3 Energy Sensor | [6 empty] | N7 | 0 | [10 empty] | No | No
MC072 | Fylde College |  |  |  | MC072-B02/N8 | IC Comms 8 | EN.EN3 Energy Sensor | [6 empty] | N8 | 0 | [10 empty] | No | No
MC072 | Fylde College |  |  |  | MC072-B02/N9 | IC Comms 9 | EN.EN3 Energy Sensor | [6 empty] | N9 | 0 | [10 empty] | No | No
MC072 | Fylde College |  |  |  | MC072-B02/o1 | Heating | EN.EN3 Energy Sensor | [6 empty] | o1 | 0 | [10 empty] | No | No
MC072 | Fylde College |  |  |  | MC072-B02/N21 | IC Comms 21 | EN.EN3 Energy Sensor | [6 empty] | N21 | 0 | [10 empty] | No | No
MC072 | Fylde College |  |  |  | MC072-B02/N22 | IC Comms 22 | EN.EN3 Energy Sensor | [6 empty] | N22 | 0 | [10 empty] | No | No
MC072 | Fylde College |  |  |  | MC072-B02/N23 | IC Comms 23 | EN.EN3 Energy Sensor | [6 empty] | N23 | 0 | [10 empty] | No | No
MC072 | Fylde College |  |  |  | MC072-B02/N3 | IC Comms 3 | EN.EN3 Energy Sensor | [6 empty] | N3 | 0 | [10 empty] | No | No
MC072 | Fylde College |  |  |  | MC072-B02/N4 | IC Comms 4 | EN.EN3 Energy Sensor | [6 empty] | N4 | 0 | [10 empty] | No | No
MC072 | Fylde College |  |  |  | MC072-B02/N5 | IC Comms 5 | EN.EN3 Energy Sensor | [6 empty] | N5 | 0 | [10 empty] | No | No
MC072 | Fylde College |  |  |  | MC072-B02/N16 | IC Comms 16 | EN.EN3 Energy Sensor | [6 empty] | N16 | 0 | [10 empty] | No | No
MC072 | Fylde College |  |  |  | MC072-B02/N17 | IC Comms 17 | EN.EN3 Energy Sensor | [6 empty] | N17 | 0 | [10 empty] | No | No
MC072 | Fylde College |  |  |  | MC072-B02/N18 | IC Comms 18 | EN.EN3 Energy Sensor | [6 empty] | N18 | 0 | [10 empty] | No | No
MC072 | Fylde College |  |  |  | MC072-B02/N19 | IC Comms 19 | EN.EN3 Energy Sensor | [6 empty] | N19 | 0 | [10 empty] | No | No
MC072 | Fylde College |  |  |  | MC072-B02/N2 | IC Comms 2 | EN.EN3 Energy Sensor | [6 empty] | N2 | 0 | [10 empty] | No | No
MC072 | Fylde College |  |  |  | MC072-B02/N20 | IC Comms 20 | EN.EN3 Energy Sensor | [6 empty] | N20 | 0 | [10 empty] | No | No
MC072 | Fylde College |  |  |  | MC072-B02/N10 | IC Comms 10 | EN.EN3 Energy Sensor | [6 empty] | N10 | 0 | [10 empty] | No | No
MC072 | Fylde College |  |  |  | MC072-B02/N11 | IC Comms 11 | EN.EN3 Energy Sensor | [6 empty] | N11 | 0 | [10 empty] | No | No
MC072 | Fylde College |  |  |  | MC072-B02/N12 | IC Comms 12 | EN.EN3 Energy Sensor | [6 empty] | N12 | 0 | [10 empty] | No | No
MC072 | Fylde College |  |  |  | MC072-B02/N13 | IC Comms 13 | EN.EN3 Energy Sensor | [6 empty] | N13 | 0 | [10 empty] | No | No
MC072 | Fylde College |  |  |  | MC072-B02/N14 | IC Comms 14 | EN.EN3 Energy Sensor | [6 empty] | N14 | 0 | [10 empty] | No | No
MC072 | Fylde College |  |  |  | MC072-B02/N15 | IC Comms 15 | EN.EN3 Energy Sensor | [6 empty] | N15 | 0 | [10 empty] | No | No
MC072 | Fylde College |  |  |  | MC072-B02/K5 | HEX High Limit | EN.EN3 Energy Sensor | [6 empty] | K5 | 0 | [10 empty] | No | No
MC072 | Fylde College |  |  |  | MC072-B02/K6 | 2nd stage frost protection | EN.EN3 Energy Sensor | [6 empty] | K6 | 0 | [10 empty] | No | No
MC072 | Fylde College |  |  |  | MC072-B02/K7 | Space Set Point | EN.EN3 Energy Sensor | [6 empty] | K7 | 0 | [10 empty] | No | No
MC072 | Fylde College |  |  |  | MC072-B02/L1 | Loop 1 | EN.EN3 Energy Sensor | [6 empty] | L1 | 0 | [10 empty] | No | No
MC072 | Fylde College |  |  |  | MC072-B02/N1 | TREND_09_07_33 | EN.EN3 Energy Sensor | [6 empty] | N1 | 0 | [10 empty] | No | No
MC072 | Fylde College |  |  |  | MC072-B02/I9 | LTHW Shunt Pumps Flow Prove | EN.EN3 Energy Sensor | [6 empty] | I9 | 0 | [10 empty] | No | No
MC072 | Fylde College |  |  |  | MC072-B02/K1 | Outside air temperature eco override | EN.EN3 Energy Sensor | [6 empty] | K1 | 0 | [10 empty] | No | No
MC072 | Fylde College |  |  |  | MC072-B02/K10 | Water Tank Hi Temp Level | EN.EN3 Energy Sensor | [6 empty] | K10 | 0 | [10 empty] | No | No
MC072 | Fylde College |  |  |  | MC072-B02/K2 | 1st stage frost protection | EN.EN3 Energy Sensor | [6 empty] | K2 | 0 | [10 empty] | No | No
MC072 | Fylde College |  |  |  | MC072-B02/K3 | 3rd stage frost protection | EN.EN3 Energy Sensor | [6 empty] | K3 | 0 | [10 empty] | No | No
MC072 | Fylde College |  |  |  | MC072-B02/K4 | LTHW Flow Temp SP | EN.EN3 Energy Sensor | [6 empty] | K4 | 0 | [10 empty] | No | No
MC072 | Fylde College |  |  |  | MC072-B02/I5 | xcite/IO/8UI No1 | EN.EN3 Energy Sensor | [6 empty] | I5 | 0 | [10 empty] | No | No
MC072 | Fylde College |  |  |  | MC072-B02/i6 | MTHW Shunt Pumps Flow Prove | EN.EN3 Energy Sensor | [6 empty] | i6 | 0 | [10 empty] | No | No
MC072 | Fylde College |  |  |  | MC072-B02/i7 | LTHW Shunt Pump P2A Fault | EN.EN3 Energy Sensor | [6 empty] | i7 | 0 | [10 empty] | No | No
MC072 | Fylde College |  |  |  | MC072-B02/I8 | LTHW Shunt Pump P2B Fault | EN.EN3 Energy Sensor | [6 empty] | I8 | 0 | [10 empty] | No | No
MC072 | Fylde College |  |  |  | MC072-B02/I37 | MTHW Shunt Pump P1B Flow Fail | EN.EN3 Energy Sensor | [6 empty] | I37 | 0 | [10 empty] | No | No
MC072 | Fylde College |  |  |  | MC072-B02/I38 | Toilet Extract Flow Fail | EN.EN3 Energy Sensor | [6 empty] | I38 | 0 | [10 empty] | No | No
MC072 | Fylde College |  |  |  | MC072-B02/I39 | OAT Eco Active | EN.EN3 Energy Sensor | [6 empty] | I39 | 0 | [10 empty] | No | No
MC072 | Fylde College |  |  |  | MC072-B02/i4 | MTHW Shunt Pump P1A Fault | EN.EN3 Energy Sensor | [6 empty] | i4 | 0 | [10 empty] | No | No
MC072 | Fylde College |  |  |  | MC072-B02/I31 | ISS Comp Rm Comms Rm DX Unit Fault | EN.EN3 Energy Sensor | [6 empty] | I31 | 0 | [10 empty] | No | No
MC072 | Fylde College |  |  |  | MC072-B02/I32 | Toilet Extract Air Flow DPS | EN.EN3 Energy Sensor | [6 empty] | I32 | 0 | [10 empty] | No | No
MC072 | Fylde College |  |  |  | MC072-B02/I33 | Fire Alarm | EN.EN3 Energy Sensor | [6 empty] | I33 | 0 | [10 empty] | No | No
MC072 | Fylde College |  |  |  | MC072-B02/I34 | LTHW Shunt Pump P2A Flow Fail | EN.EN3 Energy Sensor | [6 empty] | I34 | 0 | [10 empty] | No | No
MC072 | Fylde College |  |  |  | MC072-B02/I35 | LTHW Shunt Pump P2B Flow Fail | EN.EN3 Energy Sensor | [6 empty] | I35 | 0 | [10 empty] | No | No
MC072 | Fylde College |  |  |  | MC072-B02/I36 | MTHW Shunt Pump P1A Flow Fail | EN.EN3 Energy Sensor | [6 empty] | I36 | 0 | [10 empty] | No | No
MC072 | Fylde College |  |  |  | MC072-B02/I27 | Spare Metering Point No2 | EN.EN3 Energy Sensor | [6 empty] | I27 | 0 | [10 empty] | No | No
MC072 | Fylde College |  |  |  | MC072-B02/I28 | Mains Cold Water Meter Pulse | EN.EN3 Energy Sensor | [6 empty] | I28 | 0 | [10 empty] | No | No
MC072 | Fylde College |  |  |  | MC072-B02/I29 | LTHW Heat Meter Pulse | EN.EN3 Energy Sensor | [6 empty] | I29 | 0 | [10 empty] | No | No
MC072 | Fylde College |  |  |  | MC072-B02/i3 | Presurisation Unit LP Fault | EN.EN3 Energy Sensor | [6 empty] | i3 | 0 | [10 empty] | No | No
MC072 | Fylde College |  |  |  | MC072-B02/I30 | Spare | EN.EN3 Energy Sensor | [6 empty] | I30 | 0 | [10 empty] | No | No
MC072 | Fylde College |  |  |  | MC072-B02/I21 | Grnd Flr Lighting DB Pulse | EN.EN3 Energy Sensor | [6 empty] | I21 | 0 | [10 empty] | No | No
MC072 | Fylde College |  |  |  | MC072-B02/I22 | ISS Comp Rm Comms Room Pulse | EN.EN3 Energy Sensor | [6 empty] | I22 | 0 | [10 empty] | No | No
MC072 | Fylde College |  |  |  | MC072-B02/I23 | Plant Room Pulse | EN.EN3 Energy Sensor | [6 empty] | I23 | 0 | [10 empty] | No | No
MC072 | Fylde College |  |  |  | MC072-B02/I24 | 1st Flr Power DB Pulse | EN.EN3 Energy Sensor | [6 empty] | I24 | 0 | [10 empty] | No | No
MC072 | Fylde College |  |  |  | MC072-B02/I25 | Grnd Flr Power DB Pulse | EN.EN3 Energy Sensor | [6 empty] | I25 | 0 | [10 empty] | No | No
MC072 | Fylde College |  |  |  | MC072-B02/I26 | Spare Metering Point No1 | EN.EN3 Energy Sensor | [6 empty] | I26 | 0 | [10 empty] | No | No
MC072 | Fylde College |  |  |  | MC072-B02/I17 | Overnight Purge Selected | EN.EN3 Energy Sensor | [6 empty] | I17 | 0 | [10 empty] | No | No
MC072 | Fylde College |  |  |  | MC072-B02/I18 | Main Electric Incoming Pulse | EN.EN3 Energy Sensor | [6 empty] | I18 | 0 | [10 empty] | No | No
MC072 | Fylde College |  |  |  | MC072-B02/I19 | MCC Control Panel Pulse | EN.EN3 Energy Sensor | [6 empty] | I19 | 0 | [10 empty] | No | No
MC072 | Fylde College |  |  |  | MC072-B02/I2 | xcite/IO/16DI No2 | EN.EN3 Energy Sensor | [6 empty] | I2 | 0 | [10 empty] | No | No
MC072 | Fylde College |  |  |  | MC072-B02/I20 | 1st Flr Lighting DB Pulse | EN.EN3 Energy Sensor | [6 empty] | I20 | 0 | [10 empty] | No | No
MC072 | Fylde College |  |  |  | MC072-B02/I11 | Water Storage tank Low Level | EN.EN3 Energy Sensor | [6 empty] | I11 | 0 | [10 empty] | No | No
MC072 | Fylde College |  |  |  | MC072-B02/I12 | Water Booster Fault | EN.EN3 Energy Sensor | [6 empty] | I12 | 0 | [10 empty] | No | No
MC072 | Fylde College |  |  |  | MC072-B02/I13 | Auto Selected | EN.EN3 Energy Sensor | [6 empty] | I13 | 0 | [10 empty] | No | No
MC072 | Fylde College |  |  |  | MC072-B02/I14 | Mechanical Selected | EN.EN3 Energy Sensor | [6 empty] | I14 | 0 | [10 empty] | No | No
MC072 | Fylde College |  |  |  | MC072-B02/I15 | Natural Selected | EN.EN3 Energy Sensor | [6 empty] | I15 | 0 | [10 empty] | No | No
MC072 | Fylde College |  |  |  | MC072-B02/I16 | Mixed Selected | EN.EN3 Energy Sensor | [6 empty] | I16 | 0 | [10 empty] | No | No
MC072 | Fylde College |  |  |  | MC072-B02/G97 | Logic 97 | EN.EN3 Energy Sensor | [6 empty] | G97 | 0 | [10 empty] | No | No
MC072 | Fylde College |  |  |  | MC072-B02/G98 | 24hr Pulse Delay | EN.EN3 Energy Sensor | [6 empty] | G98 | 0 | [10 empty] | No | No
MC072 | Fylde College |  |  |  | MC072-B02/G99 | Logic 99 | EN.EN3 Energy Sensor | [6 empty] | G99 | 0 | [10 empty] | No | No
MC072 | Fylde College |  |  |  | MC072-B02/I1 | xcite/IO/16DI No1 | EN.EN3 Energy Sensor | [6 empty] | I1 | 0 | [10 empty] | No | No
MC072 | Fylde College |  |  |  | MC072-B02/I10 | Water Storage tank High Level | EN.EN3 Energy Sensor | [6 empty] | I10 | 0 | [10 empty] | No | No
MC072 | Fylde College |  |  |  | MC072-B02/G91 | Logic 91 | EN.EN3 Energy Sensor | [6 empty] | G91 | 0 | [10 empty] | No | No
MC072 | Fylde College |  |  |  | MC072-B02/G92 | Logic 92 | EN.EN3 Energy Sensor | [6 empty] | G92 | 0 | [10 empty] | No | No
MC072 | Fylde College |  |  |  | MC072-B02/G93 | 24hr Pulse Delay | EN.EN3 Energy Sensor | [6 empty] | G93 | 0 | [10 empty] | No | No
MC072 | Fylde College |  |  |  | MC072-B02/G94 | Logic 94 | EN.EN3 Energy Sensor | [6 empty] | G94 | 0 | [10 empty] | No | No
MC072 | Fylde College |  |  |  | MC072-B02/G95 | Logic 95 | EN.EN3 Energy Sensor | [6 empty] | G95 | 0 | [10 empty] | No | No
MC072 | Fylde College |  |  |  | MC072-B02/G96 | Logic 96 | EN.EN3 Energy Sensor | [6 empty] | G96 | 0 | [10 empty] | No | No
MC072 | Fylde College |  |  |  | MC072-B02/G86 | Logic 86 | EN.EN3 Energy Sensor | [6 empty] | G86 | 0 | [10 empty] | No | No
MC072 | Fylde College |  |  |  | MC072-B02/G87 | Logic 87 | EN.EN3 Energy Sensor | [6 empty] | G87 | 0 | [10 empty] | No | No
MC072 | Fylde College |  |  |  | MC072-B02/G88 | 24hr Pulse Delay | EN.EN3 Energy Sensor | [6 empty] | G88 | 0 | [10 empty] | No | No
MC072 | Fylde College |  |  |  | MC072-B02/G89 | Logic 89 | EN.EN3 Energy Sensor | [6 empty] | G89 | 0 | [10 empty] | No | No
MC072 | Fylde College |  |  |  | MC072-B02/G9 | Logic 9 | EN.EN3 Energy Sensor | [6 empty] | G9 | 0 | [10 empty] | No | No
MC072 | Fylde College |  |  |  | MC072-B02/G90 | Logic 90 | EN.EN3 Energy Sensor | [6 empty] | G90 | 0 | [10 empty] | No | No
MC072 | Fylde College |  |  |  | MC072-B02/G80 | Logic 80 | EN.EN3 Energy Sensor | [6 empty] | G80 | 0 | [10 empty] | No | No
MC072 | Fylde College |  |  |  | MC072-B02/G81 | Logic 81 | EN.EN3 Energy Sensor | [6 empty] | G81 | 0 | [10 empty] | No | No
MC072 | Fylde College |  |  |  | MC072-B02/G82 | Logic 82 | EN.EN3 Energy Sensor | [6 empty] | G82 | 0 | [10 empty] | No | No
MC072 | Fylde College |  |  |  | MC072-B02/G83 | 24hr Pulse Delay | EN.EN3 Energy Sensor | [6 empty] | G83 | 0 | [10 empty] | No | No
MC072 | Fylde College |  |  |  | MC072-B02/G84 | Logic 84 | EN.EN3 Energy Sensor | [6 empty] | G84 | 0 | [10 empty] | No | No
MC072 | Fylde College |  |  |  | MC072-B02/G85 | Logic 85 | EN.EN3 Energy Sensor | [6 empty] | G85 | 0 | [10 empty] | No | No
MC072 | Fylde College |  |  |  | MC072-B02/G75 | Logic 75 | EN.EN3 Energy Sensor | [6 empty] | G75 | 0 | [10 empty] | No | No
MC072 | Fylde College |  |  |  | MC072-B02/G76 | Logic 76 | EN.EN3 Energy Sensor | [6 empty] | G76 | 0 | [10 empty] | No | No
MC072 | Fylde College |  |  |  | MC072-B02/G77 | Logic 77 | EN.EN3 Energy Sensor | [6 empty] | G77 | 0 | [10 empty] | No | No
MC072 | Fylde College |  |  |  | MC072-B02/G78 | 24hr Pulse Delay | EN.EN3 Energy Sensor | [6 empty] | G78 | 0 | [10 empty] | No | No
MC072 | Fylde College |  |  |  | MC072-B02/G79 | Logic 79 | EN.EN3 Energy Sensor | [6 empty] | G79 | 0 | [10 empty] | No | No
MC072 | Fylde College |  |  |  | MC072-B02/G8 | MTHW Pump Fault Reset | EN.EN3 Energy Sensor | [6 empty] | G8 | 0 | [10 empty] | No | No
MC072 | Fylde College |  |  |  | MC072-B02/G7 | Logic 7 | EN.EN3 Energy Sensor | [6 empty] | G7 | 0 | [10 empty] | No | No
MC072 | Fylde College |  |  |  | MC072-B02/G70 | Logic 70 | EN.EN3 Energy Sensor | [6 empty] | G70 | 0 | [10 empty] | No | No
MC072 | Fylde College |  |  |  | MC072-B02/G71 | Logic 71 | EN.EN3 Energy Sensor | [6 empty] | G71 | 0 | [10 empty] | No | No
MC072 | Fylde College |  |  |  | MC072-B02/G72 | Logic 72 | EN.EN3 Energy Sensor | [6 empty] | G72 | 0 | [10 empty] | No | No
MC072 | Fylde College |  |  |  | MC072-B02/G73 | 24hr Pulse Delay | EN.EN3 Energy Sensor | [6 empty] | G73 | 0 | [10 empty] | No | No
MC072 | Fylde College |  |  |  | MC072-B02/G74 | Logic 74 | EN.EN3 Energy Sensor | [6 empty] | G74 | 0 | [10 empty] | No | No
MC072 | Fylde College |  |  |  | MC072-B02/G64 | Logic 64 | EN.EN3 Energy Sensor | [6 empty] | G64 | 0 | [10 empty] | No | No
MC072 | Fylde College |  |  |  | MC072-B02/G65 | 24hr Pulse Delay | EN.EN3 Energy Sensor | [6 empty] | G65 | 0 | [10 empty] | No | No
MC072 | Fylde College |  |  |  | MC072-B02/G66 | Logic 66 | EN.EN3 Energy Sensor | [6 empty] | G66 | 0 | [10 empty] | No | No
MC072 | Fylde College |  |  |  | MC072-B02/G67 | Logic 67 | EN.EN3 Energy Sensor | [6 empty] | G67 | 0 | [10 empty] | No | No
MC072 | Fylde College |  |  |  | MC072-B02/G68 | Logic 68 | EN.EN3 Energy Sensor | [6 empty] | G68 | 0 | [10 empty] | No | No
MC072 | Fylde College |  |  |  | MC072-B02/G69 | Logic 69 | EN.EN3 Energy Sensor | [6 empty] | G69 | 0 | [10 empty] | No | No
MC072 | Fylde College |  |  |  | MC072-B02/G59 | Logic 59 | EN.EN3 Energy Sensor | [6 empty] | G59 | 0 | [10 empty] | No | No
MC072 | Fylde College |  |  |  | MC072-B02/G6 | 3rd Stage Frost Active | EN.EN3 Energy Sensor | [6 empty] | G6 | 0 | [10 empty] | No | No
MC072 | Fylde College |  |  |  | MC072-B02/G60 | 24hr Pulse Delay | EN.EN3 Energy Sensor | [6 empty] | G60 | 0 | [10 empty] | No | No
MC072 | Fylde College |  |  |  | MC072-B02/G61 | Logic 61 | EN.EN3 Energy Sensor | [6 empty] | G61 | 0 | [10 empty] | No | No
MC072 | Fylde College |  |  |  | MC072-B02/G62 | Logic 62 | EN.EN3 Energy Sensor | [6 empty] | G62 | 0 | [10 empty] | No | No
MC072 | Fylde College |  |  |  | MC072-B02/G63 | Logic 63 | EN.EN3 Energy Sensor | [6 empty] | G63 | 0 | [10 empty] | No | No
MC072 | Fylde College |  |  |  | MC072-B02/G53 | Logic 53 | EN.EN3 Energy Sensor | [6 empty] | G53 | 0 | [10 empty] | No | No
MC072 | Fylde College |  |  |  | MC072-B02/G54 | MTHW Shunt Pump P1A Req | EN.EN3 Energy Sensor | [6 empty] | G54 | 0 | [10 empty] | No | No
MC072 | Fylde College |  |  |  | MC072-B02/G55 | ChangeDuty-MTHW pumps | EN.EN3 Energy Sensor | [6 empty] | G55 | 0 | [10 empty] | No | No
MC072 | Fylde College |  |  |  | MC072-B02/G56 | Logic 56 | EN.EN3 Energy Sensor | [6 empty] | G56 | 0 | [10 empty] | No | No
MC072 | Fylde College |  |  |  | MC072-B02/G57 | MTHW Shunt Pump P1B FlowGrace | EN.EN3 Energy Sensor | [6 empty] | G57 | 0 | [10 empty] | No | No
MC072 | Fylde College |  |  |  | MC072-B02/G58 | Logic 58 | EN.EN3 Energy Sensor | [6 empty] | G58 | 0 | [10 empty] | No | No
MC072 | Fylde College |  |  |  | MC072-B02/G48 | Logic 48 | EN.EN3 Energy Sensor | [6 empty] | G48 | 0 | [10 empty] | No | No
MC072 | Fylde College |  |  |  | MC072-B02/G49 | MTHW Shunt Pumps P1A FlowGrace | EN.EN3 Energy Sensor | [6 empty] | G49 | 0 | [10 empty] | No | No
MC072 | Fylde College |  |  |  | MC072-B02/G5 | OAT Eco Active | EN.EN3 Energy Sensor | [6 empty] | G5 | 0 | [10 empty] | No | No
MC072 | Fylde College |  |  |  | MC072-B02/G50 | MTHW Shunt Pump P1B Req | EN.EN3 Energy Sensor | [6 empty] | G50 | 0 | [10 empty] | No | No
MC072 | Fylde College |  |  |  | MC072-B02/G51 | Logic 51 | EN.EN3 Energy Sensor | [6 empty] | G51 | 0 | [10 empty] | No | No
MC072 | Fylde College |  |  |  | MC072-B02/G52 | Logic 52 | EN.EN3 Energy Sensor | [6 empty] | G52 | 0 | [10 empty] | No | No
MC072 | Fylde College |  |  |  | MC072-B02/G4 | Logic 4 | EN.EN3 Energy Sensor | [6 empty] | G4 | 0 | [10 empty] | No | No
MC072 | Fylde College |  |  |  | MC072-B02/G40 | Plant Demands Out | EN.EN3 Energy Sensor | [6 empty] | G40 | 0 | [10 empty] | No | No
MC072 | Fylde College |  |  |  | MC072-B02/G41 | Logic 41 | EN.EN3 Energy Sensor | [6 empty] | G41 | 0 | [10 empty] | No | No
MC072 | Fylde College |  |  |  | MC072-B02/G42 | Logic 42 | EN.EN3 Energy Sensor | [6 empty] | G42 | 0 | [10 empty] | No | No
MC072 | Fylde College |  |  |  | MC072-B02/G43 | Logic 43 | EN.EN3 Energy Sensor | [6 empty] | G43 | 0 | [10 empty] | No | No
MC072 | Fylde College |  |  |  | MC072-B02/G47 | Logic 47 | EN.EN3 Energy Sensor | [6 empty] | G47 | 0 | [10 empty] | No | No
MC072 | Fylde College |  |  |  | MC072-B02/G34 | HEX High Temp Active | EN.EN3 Energy Sensor | [6 empty] | G34 | 0 | [10 empty] | No | No
MC072 | Fylde College |  |  |  | MC072-B02/G35 | LTHW Flow + Delay | EN.EN3 Energy Sensor | [6 empty] | G35 | 0 | [10 empty] | No | No
MC072 | Fylde College |  |  |  | MC072-B02/G36 | Logic 36 | EN.EN3 Energy Sensor | [6 empty] | G36 | 0 | [10 empty] | No | No
MC072 | Fylde College |  |  |  | MC072-B02/G37 | Logic 37 | EN.EN3 Energy Sensor | [6 empty] | G37 | 0 | [10 empty] | No | No
MC072 | Fylde College |  |  |  | MC072-B02/G38 | Logic 38 | EN.EN3 Energy Sensor | [6 empty] | G38 | 0 | [10 empty] | No | No
MC072 | Fylde College |  |  |  | MC072-B02/G39 | Logic 39 | EN.EN3 Energy Sensor | [6 empty] | G39 | 0 | [10 empty] | No | No
MC072 | Fylde College |  |  |  | MC072-B02/G28 | Logic 28 | EN.EN3 Energy Sensor | [6 empty] | G28 | 0 | [10 empty] | No | No
MC072 | Fylde College |  |  |  | MC072-B02/G29 | Logic 29 | EN.EN3 Energy Sensor | [6 empty] | G29 | 0 | [10 empty] | No | No
MC072 | Fylde College |  |  |  | MC072-B02/G30 | LTHW Heating Required | EN.EN3 Energy Sensor | [6 empty] | G30 | 0 | [10 empty] | No | No
MC072 | Fylde College |  |  |  | MC072-B02/G31 | 2nd Stage Frost Active | EN.EN3 Energy Sensor | [6 empty] | G31 | 0 | [10 empty] | No | No
MC072 | Fylde College |  |  |  | MC072-B02/G32 | Logic 32 | EN.EN3 Energy Sensor | [6 empty] | G32 | 0 | [10 empty] | No | No
MC072 | Fylde College |  |  |  | MC072-B02/G33 | 1st stage frost active | EN.EN3 Energy Sensor | [6 empty] | G33 | 0 | [10 empty] | No | No
MC072 | Fylde College |  |  |  | MC072-B02/G22 | ChangeDuty-LTHW pumps | EN.EN3 Energy Sensor | [6 empty] | G22 | 0 | [10 empty] | No | No
MC072 | Fylde College |  |  |  | MC072-B02/G23 | Logic 23 | EN.EN3 Energy Sensor | [6 empty] | G23 | 0 | [10 empty] | No | No
MC072 | Fylde College |  |  |  | MC072-B02/G24 | Logic 24 | EN.EN3 Energy Sensor | [6 empty] | G24 | 0 | [10 empty] | No | No
MC072 | Fylde College |  |  |  | MC072-B02/G25 | LTHW Flow Prove &amp; Htg Required | EN.EN3 Energy Sensor | [6 empty] | G25 | 0 | [10 empty] | No | No
MC072 | Fylde College |  |  |  | MC072-B02/G26 | LTHW Shunt Pump P2A FlowGrace | EN.EN3 Energy Sensor | [6 empty] | G26 | 0 | [10 empty] | No | No
MC072 | Fylde College |  |  |  | MC072-B02/G27 | 24hr Pulse Delay | EN.EN3 Energy Sensor | [6 empty] | G27 | 0 | [10 empty] | No | No
MC072 | Fylde College |  |  |  | MC072-B02/G16 | LTHW Shunt Pumps P2A FlowGrace | EN.EN3 Energy Sensor | [6 empty] | G16 | 0 | [10 empty] | No | No
MC072 | Fylde College |  |  |  | MC072-B02/G17 | LTHW Shunt Pump P2B Req | EN.EN3 Energy Sensor | [6 empty] | G17 | 0 | [10 empty] | No | No
MC072 | Fylde College |  |  |  | MC072-B02/G18 | Logic 18 | EN.EN3 Energy Sensor | [6 empty] | G18 | 0 | [10 empty] | No | No
MC072 | Fylde College |  |  |  | MC072-B02/G19 | Logic 19 | EN.EN3 Energy Sensor | [6 empty] | G19 | 0 | [10 empty] | No | No
MC072 | Fylde College |  |  |  | MC072-B02/G20 | Logic 20 | EN.EN3 Energy Sensor | [6 empty] | G20 | 0 | [10 empty] | No | No
MC072 | Fylde College |  |  |  | MC072-B02/G21 | LTHW Shunt Pump P2A Req | EN.EN3 Energy Sensor | [6 empty] | G21 | 0 | [10 empty] | No | No
MC072 | Fylde College |  |  |  | MC072-B02/G111 | Logic 111 | EN.EN3 Energy Sensor | [6 empty] | G111 | 0 | [10 empty] | No | No
MC072 | Fylde College |  |  |  | MC072-B02/G112 | Logic 112 | EN.EN3 Energy Sensor | [6 empty] | G112 | 0 | [10 empty] | No | No
MC072 | Fylde College |  |  |  | MC072-B02/G12 | Logic 12 | EN.EN3 Energy Sensor | [6 empty] | G12 | 0 | [10 empty] | No | No
MC072 | Fylde College |  |  |  | MC072-B02/G13 | LTHW Pump Fault Reset | EN.EN3 Energy Sensor | [6 empty] | G13 | 0 | [10 empty] | No | No
MC072 | Fylde College |  |  |  | MC072-B02/G14 | Logic 14 | EN.EN3 Energy Sensor | [6 empty] | G14 | 0 | [10 empty] | No | No
MC072 | Fylde College |  |  |  | MC072-B02/G15 | Logic 15 | EN.EN3 Energy Sensor | [6 empty] | G15 | 0 | [10 empty] | No | No
MC072 | Fylde College |  |  |  | MC072-B02/G106 | Logic 106 | EN.EN3 Energy Sensor | [6 empty] | G106 | 0 | [10 empty] | No | No
MC072 | Fylde College |  |  |  | MC072-B02/G107 | Logic 107 | EN.EN3 Energy Sensor | [6 empty] | G107 | 0 | [10 empty] | No | No
MC072 | Fylde College |  |  |  | MC072-B02/G108 | Logic 108 | EN.EN3 Energy Sensor | [6 empty] | G108 | 0 | [10 empty] | No | No
MC072 | Fylde College |  |  |  | MC072-B02/G109 | Logic 109 | EN.EN3 Energy Sensor | [6 empty] | G109 | 0 | [10 empty] | No | No
MC072 | Fylde College |  |  |  | MC072-B02/G11 | Logic 11 | EN.EN3 Energy Sensor | [6 empty] | G11 | 0 | [10 empty] | No | No
MC072 | Fylde College |  |  |  | MC072-B02/G110 | Logic 110 | EN.EN3 Energy Sensor | [6 empty] | G110 | 0 | [10 empty] | No | No
MC072 | Fylde College |  |  |  | MC072-B02/G100 | Logic 100 | EN.EN3 Energy Sensor | [6 empty] | G100 | 0 | [10 empty] | No | No
MC072 | Fylde College |  |  |  | MC072-B02/G101 | Logic 101 | EN.EN3 Energy Sensor | [6 empty] | G101 | 0 | [10 empty] | No | No
MC072 | Fylde College |  |  |  | MC072-B02/G102 | Logic 102 | EN.EN3 Energy Sensor | [6 empty] | G102 | 0 | [10 empty] | No | No
MC072 | Fylde College |  |  |  | MC072-B02/G103 | 24hr Pulse Delay | EN.EN3 Energy Sensor | [6 empty] | G103 | 0 | [10 empty] | No | No
MC072 | Fylde College |  |  |  | MC072-B02/G104 | Logic 104 | EN.EN3 Energy Sensor | [6 empty] | G104 | 0 | [10 empty] | No | No
MC072 | Fylde College |  |  |  | MC072-B02/G105 | Logic 105 | EN.EN3 Energy Sensor | [6 empty] | G105 | 0 | [10 empty] | No | No
MC072 | Fylde College |  |  |  | MC072-B02/F73 | Function 73 | EN.EN3 Energy Sensor | [6 empty] | F73 | 0 | [10 empty] | No | No
MC072 | Fylde College |  |  |  | MC072-B02/F74 | Function 74 | EN.EN3 Energy Sensor | [6 empty] | F74 | 0 | [10 empty] | No | No
MC072 | Fylde College |  |  |  | MC072-B02/F76 | Function 76 | EN.EN3 Energy Sensor | [6 empty] | F76 | 0 | [10 empty] | No | No
MC072 | Fylde College |  |  |  | MC072-B02/F8 | Function 8 | EN.EN3 Energy Sensor | [6 empty] | F8 | 0 | [10 empty] | No | No
MC072 | Fylde College |  |  |  | MC072-B02/F9 | Function 9 | EN.EN3 Energy Sensor | [6 empty] | F9 | 0 | [10 empty] | No | No
MC072 | Fylde College |  |  |  | MC072-B02/G10 | Logic 10 | EN.EN3 Energy Sensor | [6 empty] | G10 | 0 | [10 empty] | No | No
MC072 | Fylde College |  |  |  | MC072-B02/F67 | Function 67 | EN.EN3 Energy Sensor | [6 empty] | F67 | 0 | [10 empty] | No | No
MC072 | Fylde College |  |  |  | MC072-B02/F68 | Function 68 | EN.EN3 Energy Sensor | [6 empty] | F68 | 0 | [10 empty] | No | No
MC072 | Fylde College |  |  |  | MC072-B02/F69 | Function 69 | EN.EN3 Energy Sensor | [6 empty] | F69 | 0 | [10 empty] | No | No
MC072 | Fylde College |  |  |  | MC072-B02/F7 | Function 7 | EN.EN3 Energy Sensor | [6 empty] | F7 | 0 | [10 empty] | No | No
MC072 | Fylde College |  |  |  | MC072-B02/F71 | Function 71 | EN.EN3 Energy Sensor | [6 empty] | F71 | 0 | [10 empty] | No | No
MC072 | Fylde College |  |  |  | MC072-B02/F72 | Function 72 | EN.EN3 Energy Sensor | [6 empty] | F72 | 0 | [10 empty] | No | No
MC072 | Fylde College |  |  |  | MC072-B02/F6 | Function 6 | EN.EN3 Energy Sensor | [6 empty] | F6 | 0 | [10 empty] | No | No
MC072 | Fylde College |  |  |  | MC072-B02/F61 | Function 61 | EN.EN3 Energy Sensor | [6 empty] | F61 | 0 | [10 empty] | No | No
MC072 | Fylde College |  |  |  | MC072-B02/F62 | Function 62 | EN.EN3 Energy Sensor | [6 empty] | F62 | 0 | [10 empty] | No | No
MC072 | Fylde College |  |  |  | MC072-B02/F63 | Function 63 | EN.EN3 Energy Sensor | [6 empty] | F63 | 0 | [10 empty] | No | No
MC072 | Fylde College |  |  |  | MC072-B02/F64 | Function 64 | EN.EN3 Energy Sensor | [6 empty] | F64 | 0 | [10 empty] | No | No
MC072 | Fylde College |  |  |  | MC072-B02/F66 | Function 66 | EN.EN3 Energy Sensor | [6 empty] | F66 | 0 | [10 empty] | No | No
MC072 | Fylde College |  |  |  | MC072-B02/F53 | Function 53 | EN.EN3 Energy Sensor | [6 empty] | F53 | 0 | [10 empty] | No | No
MC072 | Fylde College |  |  |  | MC072-B02/F54 | Function 54 | EN.EN3 Energy Sensor | [6 empty] | F54 | 0 | [10 empty] | No | No
MC072 | Fylde College |  |  |  | MC072-B02/F56 | Function 56 | EN.EN3 Energy Sensor | [6 empty] | F56 | 0 | [10 empty] | No | No
MC072 | Fylde College |  |  |  | MC072-B02/F57 | Function 57 | EN.EN3 Energy Sensor | [6 empty] | F57 | 0 | [10 empty] | No | No
MC072 | Fylde College |  |  |  | MC072-B02/F58 | Function 58 | EN.EN3 Energy Sensor | [6 empty] | F58 | 0 | [10 empty] | No | No
MC072 | Fylde College |  |  |  | MC072-B02/F59 | Function 59 | EN.EN3 Energy Sensor | [6 empty] | F59 | 0 | [10 empty] | No | No
MC072 | Fylde College |  |  |  | MC072-B02/F47 | Function 47 | EN.EN3 Energy Sensor | [6 empty] | F47 | 0 | [10 empty] | No | No
MC072 | Fylde College |  |  |  | MC072-B02/F48 | Function 48 | EN.EN3 Energy Sensor | [6 empty] | F48 | 0 | [10 empty] | No | No
MC072 | Fylde College |  |  |  | MC072-B02/F49 | Function 49 | EN.EN3 Energy Sensor | [6 empty] | F49 | 0 | [10 empty] | No | No
MC072 | Fylde College |  |  |  | MC072-B02/F5 | Function 5 | EN.EN3 Energy Sensor | [6 empty] | F5 | 0 | [10 empty] | No | No
MC072 | Fylde College |  |  |  | MC072-B02/F51 | Function 51 | EN.EN3 Energy Sensor | [6 empty] | F51 | 0 | [10 empty] | No | No
MC072 | Fylde College |  |  |  | MC072-B02/F52 | Function 52 | EN.EN3 Energy Sensor | [6 empty] | F52 | 0 | [10 empty] | No | No
MC072 | Fylde College |  |  |  | MC072-B02/F39 | Function 39 | EN.EN3 Energy Sensor | [6 empty] | F39 | 0 | [10 empty] | No | No
MC072 | Fylde College |  |  |  | MC072-B02/F4 | Function 4 | EN.EN3 Energy Sensor | [6 empty] | F4 | 0 | [10 empty] | No | No
MC072 | Fylde College |  |  |  | MC072-B02/F42 | Function 42 | EN.EN3 Energy Sensor | [6 empty] | F42 | 0 | [10 empty] | No | No
MC072 | Fylde College |  |  |  | MC072-B02/F43 | Function 43 | EN.EN3 Energy Sensor | [6 empty] | F43 | 0 | [10 empty] | No | No
MC072 | Fylde College |  |  |  | MC072-B02/F44 | Function 44 | EN.EN3 Energy Sensor | [6 empty] | F44 | 0 | [10 empty] | No | No
MC072 | Fylde College |  |  |  | MC072-B02/F46 | Function 46 | EN.EN3 Energy Sensor | [6 empty] | F46 | 0 | [10 empty] | No | No
MC072 | Fylde College |  |  |  | MC072-B02/F32 | Function 32 | EN.EN3 Energy Sensor | [6 empty] | F32 | 0 | [10 empty] | No | No
MC072 | Fylde College |  |  |  | MC072-B02/F33 | Function 33 | EN.EN3 Energy Sensor | [6 empty] | F33 | 0 | [10 empty] | No | No
MC072 | Fylde College |  |  |  | MC072-B02/F35 | Function 35 | EN.EN3 Energy Sensor | [6 empty] | F35 | 0 | [10 empty] | No | No
MC072 | Fylde College |  |  |  | MC072-B02/F36 | Function 36 | EN.EN3 Energy Sensor | [6 empty] | F36 | 0 | [10 empty] | No | No
MC072 | Fylde College |  |  |  | MC072-B02/F37 | Function 37 | EN.EN3 Energy Sensor | [6 empty] | F37 | 0 | [10 empty] | No | No
MC072 | Fylde College |  |  |  | MC072-B02/F38 | Function 38 | EN.EN3 Energy Sensor | [6 empty] | F38 | 0 | [10 empty] | No | No
MC072 | Fylde College |  |  |  | MC072-B02/F27 | Function 27 | EN.EN3 Energy Sensor | [6 empty] | F27 | 0 | [10 empty] | No | No
MC072 | Fylde College |  |  |  | MC072-B02/F28 | Function 28 | EN.EN3 Energy Sensor | [6 empty] | F28 | 0 | [10 empty] | No | No
MC072 | Fylde College |  |  |  | MC072-B02/F29 | Function 29 | EN.EN3 Energy Sensor | [6 empty] | F29 | 0 | [10 empty] | No | No
MC072 | Fylde College |  |  |  | MC072-B02/F3 | Function 3 | EN.EN3 Energy Sensor | [6 empty] | F3 | 0 | [10 empty] | No | No
MC072 | Fylde College |  |  |  | MC072-B02/F30 | Function 30 | EN.EN3 Energy Sensor | [6 empty] | F30 | 0 | [10 empty] | No | No
MC072 | Fylde College |  |  |  | MC072-B02/F31 | Function 31 | EN.EN3 Energy Sensor | [6 empty] | F31 | 0 | [10 empty] | No | No
MC072 | Fylde College |  |  |  | MC072-B02/F21 | Function 21 | EN.EN3 Energy Sensor | [6 empty] | F21 | 0 | [10 empty] | No | No
MC072 | Fylde College |  |  |  | MC072-B02/F22 | Function 22 | EN.EN3 Energy Sensor | [6 empty] | F22 | 0 | [10 empty] | No | No
MC072 | Fylde College |  |  |  | MC072-B02/F23 | Function 23 | EN.EN3 Energy Sensor | [6 empty] | F23 | 0 | [10 empty] | No | No
MC072 | Fylde College |  |  |  | MC072-B02/F24 | Function 24 | EN.EN3 Energy Sensor | [6 empty] | F24 | 0 | [10 empty] | No | No
MC072 | Fylde College |  |  |  | MC072-B02/F25 | Function 25 | EN.EN3 Energy Sensor | [6 empty] | F25 | 0 | [10 empty] | No | No
MC072 | Fylde College |  |  |  | MC072-B02/F26 | Function 26 | EN.EN3 Energy Sensor | [6 empty] | F26 | 0 | [10 empty] | No | No
MC072 | Fylde College |  |  |  | MC072-B02/F15 | Function 15 | EN.EN3 Energy Sensor | [6 empty] | F15 | 0 | [10 empty] | No | No
MC072 | Fylde College |  |  |  | MC072-B02/F16 | Function 16 | EN.EN3 Energy Sensor | [6 empty] | F16 | 0 | [10 empty] | No | No
MC072 | Fylde College |  |  |  | MC072-B02/F17 | Function 17 | EN.EN3 Energy Sensor | [6 empty] | F17 | 0 | [10 empty] | No | No
MC072 | Fylde College |  |  |  | MC072-B02/F18 | Function 18 | EN.EN3 Energy Sensor | [6 empty] | F18 | 0 | [10 empty] | No | No
MC072 | Fylde College |  |  |  | MC072-B02/F2 | Function 2 | EN.EN3 Energy Sensor | [6 empty] | F2 | 0 | [10 empty] | No | No
MC072 | Fylde College |  |  |  | MC072-B02/F20 | Function 20 | EN.EN3 Energy Sensor | [6 empty] | F20 | 0 | [10 empty] | No | No
MC072 | Fylde College |  |  |  | MC072-B02/F1 | Plants Demands In | EN.EN3 Energy Sensor | [6 empty] | F1 | 0 | [10 empty] | No | No
MC072 | Fylde College |  |  |  | MC072-B02/F10 | Function 10 | EN.EN3 Energy Sensor | [6 empty] | F10 | 0 | [10 empty] | No | No
MC072 | Fylde College |  |  |  | MC072-B02/F11 | Function 11 | EN.EN3 Energy Sensor | [6 empty] | F11 | 0 | [10 empty] | No | No
MC072 | Fylde College |  |  |  | MC072-B02/F12 | Function 12 | EN.EN3 Energy Sensor | [6 empty] | F12 | 0 | [10 empty] | No | No
MC072 | Fylde College |  |  |  | MC072-B02/F13 | Function 13 | EN.EN3 Energy Sensor | [6 empty] | F13 | 0 | [10 empty] | No | No
MC072 | Fylde College |  |  |  | MC072-B02/F14 | Function 14 | EN.EN3 Energy Sensor | [6 empty] | F14 | 0 | [10 empty] | No | No
MC072 | Fylde College |  |  |  | MC072-B02/D18 | Common Damper Fault | EN.EN3 Energy Sensor | [6 empty] | D18 | 0 | [10 empty] | No | No
MC072 | Fylde College |  |  |  | MC072-B02/D3 | Alarm Sounder | EN.EN3 Energy Sensor | [6 empty] | D3 | 0 | [10 empty] | No | No
MC072 | Fylde College |  |  |  | MC072-B02/D7 | MTHW Shunt Pump P1A Enable | EN.EN3 Energy Sensor | [6 empty] | D7 | 0 | [10 empty] | No | No
MC072 | Fylde College |  |  |  | MC072-B02/D8 | MTHW Shunt Pump P1B Enable | EN.EN3 Energy Sensor | [6 empty] | D8 | 0 | [10 empty] | No | No
MC072 | Fylde College |  |  |  | MC072-B02/D9 | LTHW Shunt Pump P2A Enable | EN.EN3 Energy Sensor | [6 empty] | D9 | 0 | [10 empty] | No | No
MC072 | Fylde College |  |  |  | MC072-B02/e1 | Alarm Dest 1 | EN.EN3 Energy Sensor | [6 empty] | e1 | 0 | [10 empty] | No | No
MC072 | Fylde College |  |  |  | MC072-B02/D11 | Toilet Extract Enabled | EN.EN3 Energy Sensor | [6 empty] | D11 | 0 | [10 empty] | No | No
MC072 | Fylde College |  |  |  | MC072-B02/D13 | Mechanical Vent Selected | EN.EN3 Energy Sensor | [6 empty] | D13 | 0 | [10 empty] | No | No
MC072 | Fylde College |  |  |  | MC072-B02/D14 | Natural Vent Selected | EN.EN3 Energy Sensor | [6 empty] | D14 | 0 | [10 empty] | No | No
MC072 | Fylde College |  |  |  | MC072-B02/D15 | Mixed Vent Selected | EN.EN3 Energy Sensor | [6 empty] | D15 | 0 | [10 empty] | No | No
MC072 | Fylde College |  |  |  | MC072-B02/D16 | Overnight Purge Selected | EN.EN3 Energy Sensor | [6 empty] | D16 | 0 | [10 empty] | No | No
MC072 | Fylde College |  |  |  | MC072-B02/D17 | Water Tank High Temp | EN.EN3 Energy Sensor | [6 empty] | D17 | 0 | [10 empty] | No | No
MC072 | Fylde College |  |  |  | MC072-B02/A3 | Minimum Room Temp In | EN.EN3 Energy Sensor | [6 empty] | A3 | 0 | [10 empty] | No | No
MC072 | Fylde College |  |  |  | MC072-B02/A4 | OS12 Alarm | EN.EN3 Energy Sensor | [6 empty] | A4 | 0 | [10 empty] | No | No
MC072 | Fylde College |  |  |  | MC072-B02/A5 | Analogue Node 5 | EN.EN3 Energy Sensor | [6 empty] | A5 | 0 | [10 empty] | No | No
MC072 | Fylde College |  |  |  | MC072-B02/C1 | Virtual CNC 1 | EN.EN3 Energy Sensor | [6 empty] | C1 | 0 | [10 empty] | No | No
MC072 | Fylde College |  |  |  | MC072-B02/D1 | Plate Heat Exchanger Valve | EN.EN3 Energy Sensor | [6 empty] | D1 | 0 | [10 empty] | No | No
MC072 | Fylde College |  |  |  | MC072-B02/D10 | LTHW Shunt Pump P2B Enable | EN.EN3 Energy Sensor | [6 empty] | D10 | 0 | [10 empty] | No | No
MC072 | Fylde College |  |  |  | MC072-B02/Y3 | Trend Thermistor | EN.EN3 Energy Sensor | [6 empty] | Y3 | 0 | [10 empty] | No | No
MC072 | Fylde College |  |  |  | MC072-B02/Y4 | Feed Back 2-10 Volts | EN.EN3 Energy Sensor | [6 empty] | Y4 | 0 | [10 empty] | No | No
MC072 | Fylde College |  |  |  | MC072-B02/Z1 | Occ Heating | EN.EN3 Energy Sensor | [6 empty] | Z1 | 0 | [10 empty] | No | No
MC072 | Fylde College |  |  |  | MC072-B02/Z2 | Heating | EN.EN3 Energy Sensor | [6 empty] | Z2 | 0 | [10 empty] | No | No
MC072 | Fylde College |  |  |  | MC072-B02/A1 | Analogue Node 1 | EN.EN3 Energy Sensor | [6 empty] | A1 | 0 | [10 empty] | No | No
MC072 | Fylde College |  |  |  | MC072-B02/A2 | Plant Demands Out | EN.EN3 Energy Sensor | [6 empty] | A2 | 0 | [10 empty] | No | No
MC072 | Fylde College |  |  |  | MC072-B02/W3 | LTHW Pump Fault Reset | EN.EN3 Energy Sensor | [6 empty] | W3 | 0 | [10 empty] | No | No
MC072 | Fylde College |  |  |  | MC072-B02/W4 | ChangeDuty-LTHW pumps | EN.EN3 Energy Sensor | [6 empty] | W4 | 0 | [10 empty] | No | No
MC072 | Fylde College |  |  |  | MC072-B02/W5 | Manual o-r off | EN.EN3 Energy Sensor | [6 empty] | W5 | 0 | [10 empty] | No | No
MC072 | Fylde College |  |  |  | MC072-B02/W6 | MTHW Pump Fault Reset | EN.EN3 Energy Sensor | [6 empty] | W6 | 0 | [10 empty] | No | No
MC072 | Fylde College |  |  |  | MC072-B02/Y1 | Trend T -20+50 | EN.EN3 Energy Sensor | [6 empty] | Y1 | 0 | [10 empty] | No | No
MC072 | Fylde College |  |  |  | MC072-B02/Y2 | Trend T 0+130 | EN.EN3 Energy Sensor | [6 empty] | Y2 | 0 | [10 empty] | No | No
MC072 | Fylde College |  |  |  | MC072-B02/S95 | MCW Meter Total | EN.EN3 Energy Sensor | [6 empty] | S95 | 0 | [10 empty] | No | No
MC072 | Fylde College |  |  |  | MC072-B02/S96 | MCW Meter Total | EN.EN3 Energy Sensor | [6 empty] | S96 | 0 | [10 empty] | No | No
MC072 | Fylde College |  |  |  | MC072-B02/U1 | Trevor | EN.EN3 Energy Sensor | [6 empty] | U1 | 0 | [10 empty] | No | No
MC072 | Fylde College |  |  |  | MC072-B02/V1 |  | EN.EN3 Energy Sensor | [6 empty] | V1 | 0 | [10 empty] | No | No
MC072 | Fylde College |  |  |  | MC072-B02/W1 | Summer switch | EN.EN3 Energy Sensor | [6 empty] | W1 | 0 | [10 empty] | No | No
MC072 | Fylde College |  |  |  | MC072-B02/W2 | ChangeDuty-MTHW pumps | EN.EN3 Energy Sensor | [6 empty] | W2 | 0 | [10 empty] | No | No
MC072 | Fylde College |  |  |  | MC072-B02/S89 | LTHW Heat Meter Dly | EN.EN3 Energy Sensor | [6 empty] | S89 | 0 | [10 empty] | No | No
MC072 | Fylde College |  |  |  | MC072-B02/S90 | LTHW Heat Meter Total | EN.EN3 Energy Sensor | [6 empty] | S90 | 0 | [10 empty] | No | No
MC072 | Fylde College |  |  |  | MC072-B02/S91 | LTHW Heat Meter Total | EN.EN3 Energy Sensor | [6 empty] | S91 | 0 | [10 empty] | No | No
MC072 | Fylde College |  |  |  | MC072-B02/S92 | MCW Meter Hrly | EN.EN3 Energy Sensor | [6 empty] | S92 | 0 | [10 empty] | No | No
MC072 | Fylde College |  |  |  | MC072-B02/S93 | MCW Meter Daily | EN.EN3 Energy Sensor | [6 empty] | S93 | 0 | [10 empty] | No | No
MC072 | Fylde College |  |  |  | MC072-B02/S94 | MCW Meter Dly | EN.EN3 Energy Sensor | [6 empty] | S94 | 0 | [10 empty] | No | No
MC072 | Fylde College |  |  |  | MC072-B02/S83 | Grnd Flr P DB Elec Daily | EN.EN3 Energy Sensor | [6 empty] | S83 | 0 | [10 empty] | No | No
MC072 | Fylde College |  |  |  | MC072-B02/S84 | LTHW Heat Meter Hrly | EN.EN3 Energy Sensor | [6 empty] | S84 | 0 | [10 empty] | No | No
MC072 | Fylde College |  |  |  | MC072-B02/S85 | Grnd Flr P DB Last Elec Dly | EN.EN3 Energy Sensor | [6 empty] | S85 | 0 | [10 empty] | No | No
MC072 | Fylde College |  |  |  | MC072-B02/S86 | Grnd Flr P DB Elec Kwh Total | EN.EN3 Energy Sensor | [6 empty] | S86 | 0 | [10 empty] | No | No
MC072 | Fylde College |  |  |  | MC072-B02/S87 | Grnd Flr P DB Elec Mwh Total | EN.EN3 Energy Sensor | [6 empty] | S87 | 0 | [10 empty] | No | No
MC072 | Fylde College |  |  |  | MC072-B02/S88 | LTHW Heat Meter Daily | EN.EN3 Energy Sensor | [6 empty] | S88 | 0 | [10 empty] | No | No
MC072 | Fylde College |  |  |  | MC072-B02/S77 | 1st Flr P DB Elec Daily | EN.EN3 Energy Sensor | [6 empty] | S77 | 0 | [10 empty] | No | No
MC072 | Fylde College |  |  |  | MC072-B02/S79 | 1st Flr P DB Last Elec Dly | EN.EN3 Energy Sensor | [6 empty] | S79 | 0 | [10 empty] | No | No
MC072 | Fylde College |  |  |  | MC072-B02/S8 | Occ Room Temp Sensor | EN.EN3 Energy Sensor | [6 empty] | S8 | 0 | [10 empty] | No | No
MC072 | Fylde College |  |  |  | MC072-B02/S80 | 1st Flr P DB Elec Kwh Total | EN.EN3 Energy Sensor | [6 empty] | S80 | 0 | [10 empty] | No | No
MC072 | Fylde College |  |  |  | MC072-B02/S81 | 1st Flr P DB Elec Mwh Total | EN.EN3 Energy Sensor | [6 empty] | S81 | 0 | [10 empty] | No | No
MC072 | Fylde College |  |  |  | MC072-B02/S82 | Grnd Flr P DB Elec Hrly | EN.EN3 Energy Sensor | [6 empty] | S82 | 0 | [10 empty] | No | No
MC072 | Fylde College |  |  |  | MC072-B02/S70 | Plant Rm Elec Hrly | EN.EN3 Energy Sensor | [6 empty] | S70 | 0 | [10 empty] | No | No
MC072 | Fylde College |  |  |  | MC072-B02/S71 | Plant Rm Elec Daily | EN.EN3 Energy Sensor | [6 empty] | S71 | 0 | [10 empty] | No | No
MC072 | Fylde College |  |  |  | MC072-B02/S73 | Plant Rm Last Elec Dly | EN.EN3 Energy Sensor | [6 empty] | S73 | 0 | [10 empty] | No | No
MC072 | Fylde College |  |  |  | MC072-B02/S74 | Plant Rm Elec Kwh Total | EN.EN3 Energy Sensor | [6 empty] | S74 | 0 | [10 empty] | No | No
MC072 | Fylde College |  |  |  | MC072-B02/S75 | Plant Rm Elec Mwh Total | EN.EN3 Energy Sensor | [6 empty] | S75 | 0 | [10 empty] | No | No
MC072 | Fylde College |  |  |  | MC072-B02/S76 | 1st Flr P DB Elec Hrly | EN.EN3 Energy Sensor | [6 empty] | S76 | 0 | [10 empty] | No | No
MC072 | Fylde College |  |  |  | MC072-B02/S64 | ISS Comp Rm Elec Hrly | EN.EN3 Energy Sensor | [6 empty] | S64 | 0 | [10 empty] | No | No
MC072 | Fylde College |  |  |  | MC072-B02/S65 | ISS Comp Rm Elec Daily | EN.EN3 Energy Sensor | [6 empty] | S65 | 0 | [10 empty] | No | No
MC072 | Fylde College |  |  |  | MC072-B02/S67 | ISS Comp Rm Last Elec Dly | EN.EN3 Energy Sensor | [6 empty] | S67 | 0 | [10 empty] | No | No
MC072 | Fylde College |  |  |  | MC072-B02/S68 | ISS Coms Rm Elec Kwh Total | EN.EN3 Energy Sensor | [6 empty] | S68 | 0 | [10 empty] | No | No
MC072 | Fylde College |  |  |  | MC072-B02/S69 | ISS Comms Rm Elec Mwh Total | EN.EN3 Energy Sensor | [6 empty] | S69 | 0 | [10 empty] | No | No
MC072 | Fylde College |  |  |  | MC072-B02/S7 | Water Storage Tank Temp Sensor | EN.EN3 Energy Sensor | [6 empty] | S7 | 0 | [10 empty] | No | No
MC072 | Fylde College |  |  |  | MC072-B02/S57 | 1st Flr L DB Elec Mwh Total | EN.EN3 Energy Sensor | [6 empty] | S57 | 0 | [10 empty] | No | No
MC072 | Fylde College |  |  |  | MC072-B02/S58 | Grnd Flr L DB Elec Hrly | EN.EN3 Energy Sensor | [6 empty] | S58 | 0 | [10 empty] | No | No
MC072 | Fylde College |  |  |  | MC072-B02/S59 | Grnd Flr L DB Elec Daily | EN.EN3 Energy Sensor | [6 empty] | S59 | 0 | [10 empty] | No | No
MC072 | Fylde College |  |  |  | MC072-B02/S61 | Grnd Flr L DB Last Elec Dly | EN.EN3 Energy Sensor | [6 empty] | S61 | 0 | [10 empty] | No | No
MC072 | Fylde College |  |  |  | MC072-B02/S62 | Grnd Flr L DB Elec Kwh Total | EN.EN3 Energy Sensor | [6 empty] | S62 | 0 | [10 empty] | No | No
MC072 | Fylde College |  |  |  | MC072-B02/S63 | Grnd Flr L DB Elec Mwh Total | EN.EN3 Energy Sensor | [6 empty] | S63 | 0 | [10 empty] | No | No
MC072 | Fylde College |  |  |  | MC072-B02/S50 | MCC Elec Kwh Total | EN.EN3 Energy Sensor | [6 empty] | S50 | 0 | [10 empty] | No | No
MC072 | Fylde College |  |  |  | MC072-B02/S51 | MCC Elec Mwh Total | EN.EN3 Energy Sensor | [6 empty] | S51 | 0 | [10 empty] | No | No
MC072 | Fylde College |  |  |  | MC072-B02/S52 | 1st Flr L DB Elec Hrly | EN.EN3 Energy Sensor | [6 empty] | S52 | 0 | [10 empty] | No | No
MC072 | Fylde College |  |  |  | MC072-B02/S53 | 1st Flr L DB Elec Daily | EN.EN3 Energy Sensor | [6 empty] | S53 | 0 | [10 empty] | No | No
MC072 | Fylde College |  |  |  | MC072-B02/S55 | 1st Flr L DB Last Elec Dly | EN.EN3 Energy Sensor | [6 empty] | S55 | 0 | [10 empty] | No | No
MC072 | Fylde College |  |  |  | MC072-B02/S56 | 1st Flr L DB Elec Kwh Total | EN.EN3 Energy Sensor | [6 empty] | S56 | 0 | [10 empty] | No | No
MC072 | Fylde College |  |  |  | MC072-B02/S44 | Main Elec Kwh Total | EN.EN3 Energy Sensor | [6 empty] | S44 | 0 | [10 empty] | No | No
MC072 | Fylde College |  |  |  | MC072-B02/S45 | Main Elec Mwh Total | EN.EN3 Energy Sensor | [6 empty] | S45 | 0 | [10 empty] | No | No
MC072 | Fylde College |  |  |  | MC072-B02/S46 | MCC Elec Hrly | EN.EN3 Energy Sensor | [6 empty] | S46 | 0 | [10 empty] | No | No
MC072 | Fylde College |  |  |  | MC072-B02/S47 | MCC Elec Meter Daily | EN.EN3 Energy Sensor | [6 empty] | S47 | 0 | [10 empty] | No | No
MC072 | Fylde College |  |  |  | MC072-B02/S49 | MCC Last Elec Dly | EN.EN3 Energy Sensor | [6 empty] | S49 | 0 | [10 empty] | No | No
MC072 | Fylde College |  |  |  | MC072-B02/S5 | LTHW Return Temp Sensor | EN.EN3 Energy Sensor | [6 empty] | S5 | 0 | [10 empty] | No | No
MC072 | Fylde College |  |  |  | MC072-B02/S34 | Spare | EN.EN3 Energy Sensor | [6 empty] | S34 | 0 | [10 empty] | No | No
MC072 | Fylde College |  |  |  | MC072-B02/S39 | Minimum Room Temp | EN.EN3 Energy Sensor | [6 empty] | S39 | 0 | [10 empty] | No | No
MC072 | Fylde College |  |  |  | MC072-B02/S4 | LTHW Flow Temp Sensor | EN.EN3 Energy Sensor | [6 empty] | S4 | 0 | [10 empty] | No | No
MC072 | Fylde College |  |  |  | MC072-B02/S40 | Main Elec Hrly | EN.EN3 Energy Sensor | [6 empty] | S40 | 0 | [10 empty] | No | No
MC072 | Fylde College |  |  |  | MC072-B02/S41 | Main Elec Daily | EN.EN3 Energy Sensor | [6 empty] | S41 | 0 | [10 empty] | No | No
MC072 | Fylde College |  |  |  | MC072-B02/S43 | Main Last Elec Dly | EN.EN3 Energy Sensor | [6 empty] | S43 | 0 | [10 empty] | No | No
MC072 | Fylde College |  |  |  | MC072-B02/S29 | Comp Rm 2 Ext No2 Dmp Position | EN.EN3 Energy Sensor | [6 empty] | S29 | 0 | [10 empty] | No | No
MC072 | Fylde College |  |  |  | MC072-B02/S3 | MTHW Return Temp Sensor | EN.EN3 Energy Sensor | [6 empty] | S3 | 0 | [10 empty] | No | No
MC072 | Fylde College |  |  |  | MC072-B02/S30 | Comp Sem Ext No1 Dmp Position | EN.EN3 Energy Sensor | [6 empty] | S30 | 0 | [10 empty] | No | No
MC072 | Fylde College |  |  |  | MC072-B02/S31 | Comp Sem Ext No2 Dmp Position | EN.EN3 Energy Sensor | [6 empty] | S31 | 0 | [10 empty] | No | No
MC072 | Fylde College |  |  |  | MC072-B02/S32 | Spare | EN.EN3 Energy Sensor | [6 empty] | S32 | 0 | [10 empty] | No | No
MC072 | Fylde College |  |  |  | MC072-B02/S33 | Spare | EN.EN3 Energy Sensor | [6 empty] | S33 | 0 | [10 empty] | No | No
MC072 | Fylde College |  |  |  | MC072-B02/S23 | Comp Sem Sup No2 Dmp Position | EN.EN3 Energy Sensor | [6 empty] | S23 | 0 | [10 empty] | No | No
MC072 | Fylde College |  |  |  | MC072-B02/S24 | Lecture Ext No1 DmpPosition | EN.EN3 Energy Sensor | [6 empty] | S24 | 0 | [10 empty] | No | No
MC072 | Fylde College |  |  |  | MC072-B02/S25 | Lecture Ext No2 DmpPosition | EN.EN3 Energy Sensor | [6 empty] | S25 | 0 | [10 empty] | No | No
MC072 | Fylde College |  |  |  | MC072-B02/S26 | Comp Rm1 Ext No1 Dmp Position | EN.EN3 Energy Sensor | [6 empty] | S26 | 0 | [10 empty] | No | No
MC072 | Fylde College |  |  |  | MC072-B02/S27 | Comp Rm 1 Ext No2 Dmp Position | EN.EN3 Energy Sensor | [6 empty] | S27 | 0 | [10 empty] | No | No
MC072 | Fylde College |  |  |  | MC072-B02/S28 | Comp Rm 2 Ext No1 Dmp Position | EN.EN3 Energy Sensor | [6 empty] | S28 | 0 | [10 empty] | No | No
MC072 | Fylde College |  |  |  | MC072-B02/S18 | Comp Rm 1 Sup No1 DmpPosition | EN.EN3 Energy Sensor | [6 empty] | S18 | 0 | [10 empty] | No | No
MC072 | Fylde College |  |  |  | MC072-B02/S19 | Comp Rm 1 Sup No2 Dmp Position | EN.EN3 Energy Sensor | [6 empty] | S19 | 0 | [10 empty] | No | No
MC072 | Fylde College |  |  |  | MC072-B02/S2 | MTHW Flow Temp Sensor | EN.EN3 Energy Sensor | [6 empty] | S2 | 0 | [10 empty] | No | No
MC072 | Fylde College |  |  |  | MC072-B02/S20 | Comp Rm 2 Sup No1 Dmp Position | EN.EN3 Energy Sensor | [6 empty] | S20 | 0 | [10 empty] | No | No
MC072 | Fylde College |  |  |  | MC072-B02/S21 | Comp Rm 2 Sup No2 Dmp Position | EN.EN3 Energy Sensor | [6 empty] | S21 | 0 | [10 empty] | No | No
MC072 | Fylde College |  |  |  | MC072-B02/S22 | Comp Sem Sup No1 Dmp Position | EN.EN3 Energy Sensor | [6 empty] | S22 | 0 | [10 empty] | No | No
MC072 | Fylde College |  |  |  | MC072-B02/S12 | Solar Vent Sup No2 DmpPosition | EN.EN3 Energy Sensor | [6 empty] | S12 | 0 | [10 empty] | No | No
MC072 | Fylde College |  |  |  | MC072-B02/S13 | Solar Vent Ext No1 DmpPosition | EN.EN3 Energy Sensor | [6 empty] | S13 | 0 | [10 empty] | No | No
MC072 | Fylde College |  |  |  | MC072-B02/S14 | Solar Vent Ext No2 DmpPosition | EN.EN3 Energy Sensor | [6 empty] | S14 | 0 | [10 empty] | No | No
MC072 | Fylde College |  |  |  | MC072-B02/S15 | Solar Vent Ext No3 DmpPosition | EN.EN3 Energy Sensor | [6 empty] | S15 | 0 | [10 empty] | No | No
MC072 | Fylde College |  |  |  | MC072-B02/S16 | Lecture Sup No1 DmpPosition | EN.EN3 Energy Sensor | [6 empty] | S16 | 0 | [10 empty] | No | No
MC072 | Fylde College |  |  |  | MC072-B02/S17 | Lecture Sup No2 DmpPosition | EN.EN3 Energy Sensor | [6 empty] | S17 | 0 | [10 empty] | No | No
MC072 | Fylde College |  |  |  | MC072-B02/P86 | Grnd Flr P DB Elec Kwh Total | EN.EN3 Energy Sensor | [6 empty] | P86 | 0 | [10 empty] | No | No
MC072 | Fylde College |  |  |  | MC072-B02/P87 | Grnd Flr P DB Elec Mwh Total | EN.EN3 Energy Sensor | [6 empty] | P87 | 0 | [10 empty] | No | No
MC072 | Fylde College |  |  |  | MC072-B02/Q1 | Sequence Table 1 | EN.EN3 Energy Sensor | [6 empty] | Q1 | 0 | [10 empty] | No | No
MC072 | Fylde College |  |  |  | MC072-B02/S1 | Outside air temperature | EN.EN3 Energy Sensor | [6 empty] | S1 | 0 | [10 empty] | No | No
MC072 | Fylde College |  |  |  | MC072-B02/S10 | PHE Control Vlv Feed Back | EN.EN3 Energy Sensor | [6 empty] | S10 | 0 | [10 empty] | No | No
MC072 | Fylde College |  |  |  | MC072-B02/S11 | Solar Vent Sup No1 DmpPosition | EN.EN3 Energy Sensor | [6 empty] | S11 | 0 | [10 empty] | No | No
MC072 | Fylde College |  |  |  | MC072-B02/P8 | Room Temp Sensor | EN.EN3 Energy Sensor | [6 empty] | P8 | 0 | [10 empty] | No | No
MC072 | Fylde College |  |  |  | MC072-B02/P80 | 1st Flr P DB Elec Kwh Total | EN.EN3 Energy Sensor | [6 empty] | P80 | 0 | [10 empty] | No | No
MC072 | Fylde College |  |  |  | MC072-B02/P81 | 1st Flr P DB Elec Mwh Total | EN.EN3 Energy Sensor | [6 empty] | P81 | 0 | [10 empty] | No | No
MC072 | Fylde College |  |  |  | MC072-B02/P82 | Grnd Flr P DB Elec Hrly | EN.EN3 Energy Sensor | [6 empty] | P82 | 0 | [10 empty] | No | No
MC072 | Fylde College |  |  |  | MC072-B02/P83 | Grnd Flr P DB Elec Daily | EN.EN3 Energy Sensor | [6 empty] | P83 | 0 | [10 empty] | No | No
MC072 | Fylde College |  |  |  | MC072-B02/P85 | Grnd Flr P DB Last Elec Dly | EN.EN3 Energy Sensor | [6 empty] | P85 | 0 | [10 empty] | No | No
MC072 | Fylde College |  |  |  | MC072-B02/P73 | Plant Rm Last Elec Dly | EN.EN3 Energy Sensor | [6 empty] | P73 | 0 | [10 empty] | No | No
MC072 | Fylde College |  |  |  | MC072-B02/P74 | Plant Rm Elec Kwh Total | EN.EN3 Energy Sensor | [6 empty] | P74 | 0 | [10 empty] | No | No
MC072 | Fylde College |  |  |  | MC072-B02/P75 | Plant Rm Elec Mwh Total | EN.EN3 Energy Sensor | [6 empty] | P75 | 0 | [10 empty] | No | No
MC072 | Fylde College |  |  |  | MC072-B02/P76 | 1st Flr P DB Elec Hrly | EN.EN3 Energy Sensor | [6 empty] | P76 | 0 | [10 empty] | No | No
MC072 | Fylde College |  |  |  | MC072-B02/P77 | 1st Flr P DB Elec Daily | EN.EN3 Energy Sensor | [6 empty] | P77 | 0 | [10 empty] | No | No
MC072 | Fylde College |  |  |  | MC072-B02/P79 | 1st Flr P DB Last Elec Dly | EN.EN3 Energy Sensor | [6 empty] | P79 | 0 | [10 empty] | No | No
MC072 | Fylde College |  |  |  | MC072-B02/P67 | ISS Comp Rm Last Elec Dly | EN.EN3 Energy Sensor | [6 empty] | P67 | 0 | [10 empty] | No | No
MC072 | Fylde College |  |  |  | MC072-B02/P68 | ISS Coms Rm Elec Kwh Total | EN.EN3 Energy Sensor | [6 empty] | P68 | 0 | [10 empty] | No | No
MC072 | Fylde College |  |  |  | MC072-B02/P69 | ISS Comms Rm Elec Mwh Total | EN.EN3 Energy Sensor | [6 empty] | P69 | 0 | [10 empty] | No | No
MC072 | Fylde College |  |  |  | MC072-B02/P7 | Water Storage Tank Temp Sensor | EN.EN3 Energy Sensor | [6 empty] | P7 | 0 | [10 empty] | No | No
MC072 | Fylde College |  |  |  | MC072-B02/P70 | Plant Rm Elec Hrly | EN.EN3 Energy Sensor | [6 empty] | P70 | 0 | [10 empty] | No | No
MC072 | Fylde College |  |  |  | MC072-B02/P71 | Plant Rm Elec Daily | EN.EN3 Energy Sensor | [6 empty] | P71 | 0 | [10 empty] | No | No
MC072 | Fylde College |  |  |  | MC072-B02/P60 | MCW Meter Total | EN.EN3 Energy Sensor | [6 empty] | P60 | 0 | [10 empty] | No | No
MC072 | Fylde College |  |  |  | MC072-B02/P61 | Grnd Flr L DB Last Elec Dly | EN.EN3 Energy Sensor | [6 empty] | P61 | 0 | [10 empty] | No | No
MC072 | Fylde College |  |  |  | MC072-B02/P62 | Grnd Flr L DB Elec Kwh Total | EN.EN3 Energy Sensor | [6 empty] | P62 | 0 | [10 empty] | No | No
MC072 | Fylde College |  |  |  | MC072-B02/P63 | Grnd Flr L DB Elec Mwh Total | EN.EN3 Energy Sensor | [6 empty] | P63 | 0 | [10 empty] | No | No
MC072 | Fylde College |  |  |  | MC072-B02/P64 | ISS Comp Rm Elec Hrly | EN.EN3 Energy Sensor | [6 empty] | P64 | 0 | [10 empty] | No | No
MC072 | Fylde College |  |  |  | MC072-B02/P65 | ISS Comp Rm Elec Daily | EN.EN3 Energy Sensor | [6 empty] | P65 | 0 | [10 empty] | No | No
MC072 | Fylde College |  |  |  | MC072-B02/P54 | MCW Meter Total | EN.EN3 Energy Sensor | [6 empty] | P54 | 0 | [10 empty] | No | No
MC072 | Fylde College |  |  |  | MC072-B02/P55 | 1st Flr L DB Last Elec Dly | EN.EN3 Energy Sensor | [6 empty] | P55 | 0 | [10 empty] | No | No
MC072 | Fylde College |  |  |  | MC072-B02/P56 | 1st Flr L DB Elec Kwh Total | EN.EN3 Energy Sensor | [6 empty] | P56 | 0 | [10 empty] | No | No
MC072 | Fylde College |  |  |  | MC072-B02/P57 | 1st Flr L DB Elec Mwh Total | EN.EN3 Energy Sensor | [6 empty] | P57 | 0 | [10 empty] | No | No
MC072 | Fylde College |  |  |  | MC072-B02/P58 | Grnd Flr L DB Elec Hrly | EN.EN3 Energy Sensor | [6 empty] | P58 | 0 | [10 empty] | No | No
MC072 | Fylde College |  |  |  | MC072-B02/P59 | Grnd Flr L DB Elec Daily | EN.EN3 Energy Sensor | [6 empty] | P59 | 0 | [10 empty] | No | No
MC125 | Fylde Residences, House 68 - Lytham | E34 | Riser |  | MC125-L01 | Data logger: Fylde Residences - Lytham House | EN.EN1 Data Logger |  |  |  |  | Multilog G2 | Enercom | 050157AE7A00 | 0 |  |  | 10.23.12.22 |  | 00-50-C2-2C-3D-D0
MC125 | Fylde Residences, House 68 - Lytham |  |  |  | MC125-L01/M001 | Fylde Lytham | EN.EN2 Energy Meter | [6 empty] | 1 | 0 | [10 empty] | No | No
MC126 | Fylde Residences, House 69 - Pilling | F38 | Corridor |  | MC126-L01 | Data logger: Fylde Residences - Pilling House | EN.EN1 Data Logger |  |  |  |  | Multilog G2 | Enercom | 050157CAD800 | 0 |  |  | 10.23.12.24 |  | 00-50-C2-2C-3D-D7
MC126 | Fylde Residences, House 69 - Pilling |  |  |  | MC126-L01/M001 | Fylde Pilling | EN.EN2 Energy Meter | [6 empty] | 1 | 0 | [10 empty] | No | No
MC078 | George Fox Building | A0 | Whole Building |  | MC078-L01 | Data logger: George Fox | EN.EN1 Data Logger |  |  |  |  | Multilog G2 | Enercom | 05019884CF00 | 0 |  |  | 10.23.14.229
MC078 | George Fox Building | A65 | Switch Room |  | MC078-L02 | Data logger: George Fox | EN.EN1 Data Logger |  |  |  |  | Multilog G2 | Enercom | 050157C7D800 | 0 |  |  | 10.23.14.229 |  | 00-50-C2-2C-3E-1F
MC078 | George Fox Building | B27 | Plant Room |  | MC078-L03 | Data logger: George Fox | EN.EN1 Data Logger |  |  |  |  | Multilog G2 | Enercom | 50198864300 | 0
MC078 | George Fox Building |  |  |  | MC078-B03 | BMS Controller: George Fox Building | EN.EN4 BMS Controller |  |  |  |  | IQ4E96 | Trend | 0ACA7181-4DFC-472A-9C71-73818ABAA838 | 0
MC078 | George Fox Building |  |  |  | MC078-B01 | BMS Controller: George Fox Building | EN.EN4 BMS Controller |  |  |  |  | IQ3xcite128 | Trend | 4FB7A303-EA35-4C60-92CF-DB2AD300376E | 0
MC078 | George Fox Building |  |  |  | MC078-B02 | BMS Controller: George Fox Building | EN.EN4 BMS Controller |  |  |  |  | IQ3xcite128 | Trend | 564F573E-0217-4001-A35E-4213A1FFCF9A | 0
MC078 | George Fox Building |  |  |  | MC078-L01/M001 | Wongs Kitchen | EN.EN2 Energy Meter | [6 empty] | 1 | 0 | [10 empty] | Yes | No
MC078 | George Fox Building |  |  |  | MC078-L01/M002 | Wongs Kitchen | EN.EN2 Energy Meter | [6 empty] | 2 | 0 | [10 empty] | Yes | No
MC078 | George Fox Building |  |  |  | MC078-L02/M001 | George Fox | EN.EN2 Energy Meter | [6 empty] | 1 | 0 | [10 empty] | No | No
MC078 | George Fox Building |  |  |  | MC078-L02/M002 | George Fox | EN.EN2 Energy Meter | [6 empty] | 2 | 0 | [10 empty] | No | No
MC078 | George Fox Building |  |  |  | MC078-L02/M003 | Wongs Kitchen | EN.EN2 Energy Meter | [6 empty] | 3 | 0 | [10 empty] | Yes | No
MC078 | George Fox Building |  |  |  | MC078-L03/M001 | George Fox | EN.EN2 Energy Meter | [6 empty] | 1 | 0 | [10 empty] | No | No
MC078 | George Fox Building |  |  |  | MC078-L03/M002 | George Fox Ground Floor Immersion heater | EN.EN2 Energy Meter | [6 empty] | 2 | 0 | [10 empty] | No | No
MC078 | George Fox Building |  |  |  | MC078-L03/M003 | George Fox 1st Floor Immersion heater | EN.EN2 Energy Meter | [6 empty] | 3 | 0 | [10 empty] | No | No
MC078 | George Fox Building |  |  |  | MC078-L03/M004 | George Fox B Floor North and East | EN.EN2 Energy Meter | [6 empty] | 4 | 0 | [10 empty] | No | No
MC078 | George Fox Building |  |  |  | MC078-L03/M005 | George Fox B Floor South and West | EN.EN2 Energy Meter | [6 empty] | 5 | 0 | [10 empty] | No | No
MC078 | George Fox Building |  |  |  | MC078-B03/A1 | Outside air temperature | EN.EN3 Energy Sensor | [6 empty] | A1 | 0 | [10 empty] | No | No
MC078 | George Fox Building |  |  |  | MC078-B03/B1 | Digital Byte 1 | EN.EN3 Energy Sensor | [6 empty] | B1 | 0 | [10 empty] | No | No
MC078 | George Fox Building |  |  |  | MC078-B03/C1 | Virtual CNC 1 | EN.EN3 Energy Sensor | [6 empty] | C1 | 0 | [10 empty] | No | No
MC078 | George Fox Building |  |  |  | MC078-B03/C2 | Virtual CNC 2 | EN.EN3 Energy Sensor | [6 empty] | C2 | 0 | [10 empty] | No | No
MC078 | George Fox Building |  |  |  | MC078-B03/C3 | Virtual CNC 3 | EN.EN3 Energy Sensor | [6 empty] | C3 | 0 | [10 empty] | No | No
MC078 | George Fox Building |  |  |  | MC078-B03/D1 | Grd Flr Immersion Valve | EN.EN3 Energy Sensor | [6 empty] | D1 | 0 | [10 empty] | No | No
MC078 | George Fox Building |  |  |  | MC078-B03/Z1 | Ground Floor HWS | EN.EN3 Energy Sensor | [6 empty] | Z1 | 0 | [10 empty] | No | No
MC078 | George Fox Building |  |  |  | MC078-B03/Z2 | 2nd Floor HWS | EN.EN3 Energy Sensor | [6 empty] | Z2 | 0 | [10 empty] | No | No
MC078 | George Fox Building |  |  |  | MC078-B03/Z3 | George Fox Heating Pumps G &amp; F | EN.EN3 Energy Sensor | [6 empty] | Z3 | 0 | [10 empty] | No | No
MC078 | George Fox Building |  |  |  | MC078-B03/Z4 | George Fox Heating Pumps 2 &amp; 3 | EN.EN3 Energy Sensor | [6 empty] | Z4 | 0 | [10 empty] | No | No
MC078 | George Fox Building |  |  |  | MC078-B03/Z5 | George Fox AHU Pumps | EN.EN3 Energy Sensor | [6 empty] | Z5 | 0 | [10 empty] | No | No
MC078 | George Fox Building |  |  |  | MC078-B03/Z6 | Triad time program | EN.EN3 Energy Sensor | [6 empty] | Z6 | 0 | [10 empty] | No | No
MC078 | George Fox Building |  |  |  | MC078-B03/Y3 | Room temperature | EN.EN3 Energy Sensor | [6 empty] | Y3 | 0 | [10 empty] | No | No
MC078 | George Fox Building |  |  |  | MC078-B03/Y4 | 0-10 V input | EN.EN3 Energy Sensor | [6 empty] | Y4 | 0 | [10 empty] | No | No
MC078 | George Fox Building |  |  |  | MC078-B03/Y5 | 4DIX V | EN.EN3 Energy Sensor | [6 empty] | Y5 | 0 | [10 empty] | No | No
MC078 | George Fox Building |  |  |  | MC078-B03/Y6 | Balco 500 | EN.EN3 Energy Sensor | [6 empty] | Y6 | 0 | [10 empty] | No | No
MC078 | George Fox Building |  |  |  | MC078-B03/Y7 | Honeywell 20K6A1 | EN.EN3 Energy Sensor | [6 empty] | Y7 | 0 | [10 empty] | No | No
MC078 | George Fox Building |  |  |  | MC078-B03/Y8 | Current 4-20ma | EN.EN3 Energy Sensor | [6 empty] | Y8 | 0 | [10 empty] | No | No
MC078 | George Fox Building |  |  |  | MC078-B03/W6 | Switch 6 | EN.EN3 Energy Sensor | [6 empty] | W6 | 0 | [10 empty] | No | No
MC078 | George Fox Building |  |  |  | MC078-B03/W7 | Switch 1 | EN.EN3 Energy Sensor | [6 empty] | W7 | 0 | [10 empty] | No | No
MC078 | George Fox Building |  |  |  | MC078-B03/W8 | Switch 2 | EN.EN3 Energy Sensor | [6 empty] | W8 | 0 | [10 empty] | No | No
MC078 | George Fox Building |  |  |  | MC078-B03/W9 | Switch 3 | EN.EN3 Energy Sensor | [6 empty] | W9 | 0 | [10 empty] | No | No
MC078 | George Fox Building |  |  |  | MC078-B03/Y1 | Outside air temperature | EN.EN3 Energy Sensor | [6 empty] | Y1 | 0 | [10 empty] | No | No
MC078 | George Fox Building |  |  |  | MC078-B03/Y2 | Thermistor TBTI | EN.EN3 Energy Sensor | [6 empty] | Y2 | 0 | [10 empty] | No | No
MC078 | George Fox Building |  |  |  | MC078-B03/W40 | Triad switch | EN.EN3 Energy Sensor | [6 empty] | W40 | 0 | [10 empty] | No | No
MC078 | George Fox Building |  |  |  | MC078-B03/W41 | 2nd Fl HWS Htrs Stg1 OE_ENA | EN.EN3 Energy Sensor | [6 empty] | W41 | 0 | [10 empty] | No | No
MC078 | George Fox Building |  |  |  | MC078-B03/W42 | 2nd Fl HWS Htrs Stg2 OE_ENA | EN.EN3 Energy Sensor | [6 empty] | W42 | 0 | [10 empty] | No | No
MC078 | George Fox Building |  |  |  | MC078-B03/W43 | Triad switch | EN.EN3 Energy Sensor | [6 empty] | W43 | 0 | [10 empty] | No | No
MC078 | George Fox Building |  |  |  | MC078-B03/W44 | 2nd Fl HWS Htrs Stg1 OE_ENA | EN.EN3 Energy Sensor | [6 empty] | W44 | 0 | [10 empty] | No | No
MC078 | George Fox Building |  |  |  | MC078-B03/W5 | Switch 5 | EN.EN3 Energy Sensor | [6 empty] | W5 | 0 | [10 empty] | No | No
MC078 | George Fox Building |  |  |  | MC078-B03/W32 | AHU Pmp Alm Rst | EN.EN3 Energy Sensor | [6 empty] | W32 | 0 | [10 empty] | No | No
MC078 | George Fox Building |  |  |  | MC078-B03/W34 | Imm Hrs Run Manual Reset | EN.EN3 Energy Sensor | [6 empty] | W34 | 0 | [10 empty] | No | No
MC078 | George Fox Building |  |  |  | MC078-B03/W35 | Triad switch | EN.EN3 Energy Sensor | [6 empty] | W35 | 0 | [10 empty] | No | No
MC078 | George Fox Building |  |  |  | MC078-B03/W36 | Electric Immersion dissable | EN.EN3 Energy Sensor | [6 empty] | W36 | 0 | [10 empty] | No | No
MC078 | George Fox Building |  |  |  | MC078-B03/W37 | Triad switch | EN.EN3 Energy Sensor | [6 empty] | W37 | 0 | [10 empty] | No | No
MC078 | George Fox Building |  |  |  | MC078-B03/W4 | Switch 4 | EN.EN3 Energy Sensor | [6 empty] | W4 | 0 | [10 empty] | No | No
MC078 | George Fox Building |  |  |  | MC078-B03/W27 | AHU Pmp Alm Rst | EN.EN3 Energy Sensor | [6 empty] | W27 | 0 | [10 empty] | No | No
MC078 | George Fox Building |  |  |  | MC078-B03/W28 | AHU Pmp Alm Rst | EN.EN3 Energy Sensor | [6 empty] | W28 | 0 | [10 empty] | No | No
MC078 | George Fox Building |  |  |  | MC078-B03/W29 | Duty Standby 0=1 1=2 | EN.EN3 Energy Sensor | [6 empty] | W29 | 0 | [10 empty] | No | No
MC078 | George Fox Building |  |  |  | MC078-B03/W3 | Switch 3 | EN.EN3 Energy Sensor | [6 empty] | W3 | 0 | [10 empty] | No | No
MC078 | George Fox Building |  |  |  | MC078-B03/W30 | AHU Pmp Alm Rst | EN.EN3 Energy Sensor | [6 empty] | W30 | 0 | [10 empty] | No | No
MC078 | George Fox Building |  |  |  | MC078-B03/W31 | Duty Standby 0=1 1=2 | EN.EN3 Energy Sensor | [6 empty] | W31 | 0 | [10 empty] | No | No
MC078 | George Fox Building |  |  |  | MC078-B03/W21 | Switch 3 | EN.EN3 Energy Sensor | [6 empty] | W21 | 0 | [10 empty] | No | No
MC078 | George Fox Building |  |  |  | MC078-B03/W22 | Switch 4 | EN.EN3 Energy Sensor | [6 empty] | W22 | 0 | [10 empty] | No | No
MC078 | George Fox Building |  |  |  | MC078-B03/W23 | Switch 5 | EN.EN3 Energy Sensor | [6 empty] | W23 | 0 | [10 empty] | No | No
MC078 | George Fox Building |  |  |  | MC078-B03/W24 | Switch 6 | EN.EN3 Energy Sensor | [6 empty] | W24 | 0 | [10 empty] | No | No
MC078 | George Fox Building |  |  |  | MC078-B03/W25 | Duty Standby 0=1 1=2 | EN.EN3 Energy Sensor | [6 empty] | W25 | 0 | [10 empty] | No | No
MC078 | George Fox Building |  |  |  | MC078-B03/W26 | Duty Standby 0=1 1=2 | EN.EN3 Energy Sensor | [6 empty] | W26 | 0 | [10 empty] | No | No
MC078 | George Fox Building |  |  |  | MC078-B03/W16 | Switch 4 | EN.EN3 Energy Sensor | [6 empty] | W16 | 0 | [10 empty] | No | No
MC078 | George Fox Building |  |  |  | MC078-B03/W17 | Switch 5 | EN.EN3 Energy Sensor | [6 empty] | W17 | 0 | [10 empty] | No | No
MC078 | George Fox Building |  |  |  | MC078-B03/W18 | Switch 6 | EN.EN3 Energy Sensor | [6 empty] | W18 | 0 | [10 empty] | No | No
MC078 | George Fox Building |  |  |  | MC078-B03/W19 | Switch 1 | EN.EN3 Energy Sensor | [6 empty] | W19 | 0 | [10 empty] | No | No
MC078 | George Fox Building |  |  |  | MC078-B03/W2 | Switch 2 | EN.EN3 Energy Sensor | [6 empty] | W2 | 0 | [10 empty] | No | No
MC078 | George Fox Building |  |  |  | MC078-B03/W20 | Switch 2 | EN.EN3 Energy Sensor | [6 empty] | W20 | 0 | [10 empty] | No | No
MC078 | George Fox Building |  |  |  | MC078-B03/W10 | Switch 4 | EN.EN3 Energy Sensor | [6 empty] | W10 | 0 | [10 empty] | No | No
MC078 | George Fox Building |  |  |  | MC078-B03/W11 | Switch 5 | EN.EN3 Energy Sensor | [6 empty] | W11 | 0 | [10 empty] | No | No
MC078 | George Fox Building |  |  |  | MC078-B03/W12 | Switch 6 | EN.EN3 Energy Sensor | [6 empty] | W12 | 0 | [10 empty] | No | No
MC078 | George Fox Building |  |  |  | MC078-B03/W13 | Switch 1 | EN.EN3 Energy Sensor | [6 empty] | W13 | 0 | [10 empty] | No | No
MC078 | George Fox Building |  |  |  | MC078-B03/W14 | Switch 2 | EN.EN3 Energy Sensor | [6 empty] | W14 | 0 | [10 empty] | No | No
MC078 | George Fox Building |  |  |  | MC078-B03/W15 | Switch 3 | EN.EN3 Energy Sensor | [6 empty] | W15 | 0 | [10 empty] | No | No
MC078 | George Fox Building |  |  |  | MC078-B03/U1 |  | EN.EN3 Energy Sensor | [6 empty] | U1 | 0 | [10 empty] | No | No
MC078 | George Fox Building |  |  |  | MC078-B03/U2 |  | EN.EN3 Energy Sensor | [6 empty] | U2 | 0 | [10 empty] | No | No
MC078 | George Fox Building |  |  |  | MC078-B03/V1 |  | EN.EN3 Energy Sensor | [6 empty] | V1 | 0 | [10 empty] | No | No
MC078 | George Fox Building |  |  |  | MC078-B03/V2 |  | EN.EN3 Energy Sensor | [6 empty] | V2 | 0 | [10 empty] | No | No
MC078 | George Fox Building |  |  |  | MC078-B03/V3 |  | EN.EN3 Energy Sensor | [6 empty] | V3 | 0 | [10 empty] | No | No
MC078 | George Fox Building |  |  |  | MC078-B03/W1 | Summer Winter w=1 | EN.EN3 Energy Sensor | [6 empty] | W1 | 0 | [10 empty] | No | No
MC078 | George Fox Building |  |  |  | MC078-B03/S46 | 2nd Fl HWS Htrs Stg1 OE_REC | EN.EN3 Energy Sensor | [6 empty] | S46 | 0 | [10 empty] | No | No
MC078 | George Fox Building |  |  |  | MC078-B03/S5 | GF High Limit Temp Sensor | EN.EN3 Energy Sensor | [6 empty] | S5 | 0 | [10 empty] | No | No
MC078 | George Fox Building |  |  |  | MC078-B03/S6 | 2nd Flr HWS Flow Temp | EN.EN3 Energy Sensor | [6 empty] | S6 | 0 | [10 empty] | No | No
MC078 | George Fox Building |  |  |  | MC078-B03/S7 | 2nd Flr High limit Temp Sensor | EN.EN3 Energy Sensor | [6 empty] | S7 | 0 | [10 empty] | No | No
MC078 | George Fox Building |  |  |  | MC078-B03/S8 | 2nd Flr High limit Temp Sensor | EN.EN3 Energy Sensor | [6 empty] | S8 | 0 | [10 empty] | No | No
MC078 | George Fox Building |  |  |  | MC078-B03/S9 | Dix Module 1 | EN.EN3 Energy Sensor | [6 empty] | S9 | 0 | [10 empty] | No | No
MC078 | George Fox Building |  |  |  | MC078-B03/S3 | Common LPHW Return Temp | EN.EN3 Energy Sensor | [6 empty] | S3 | 0 | [10 empty] | No | No
MC078 | George Fox Building |  |  |  | MC078-B03/S30 | Medium temperature hot water return temperature | EN.EN3 Energy Sensor | [6 empty] | S30 | 0 | [10 empty] | No | No
MC078 | George Fox Building |  |  |  | MC078-B03/S31 | Outside air temperature | EN.EN3 Energy Sensor | [6 empty] | S31 | 0 | [10 empty] | No | No
MC078 | George Fox Building |  |  |  | MC078-B03/S4 | Cal Fow meter MTHW Ltrs Min | EN.EN3 Energy Sensor | [6 empty] | S4 | 0 | [10 empty] | No | No
MC078 | George Fox Building |  |  |  | MC078-B03/S40 | 2nd Fl HWS Htrs Stg2 OE_REC | EN.EN3 Energy Sensor | [6 empty] | S40 | 0 | [10 empty] | No | No
MC078 | George Fox Building |  |  |  | MC078-B03/S41 | 2nd Fl HWS Htrs Stg1 OE_REC | EN.EN3 Energy Sensor | [6 empty] | S41 | 0 | [10 empty] | No | No
MC078 | George Fox Building |  |  |  | MC078-B03/S24 | Immersions Hrs Run 2 | EN.EN3 Energy Sensor | [6 empty] | S24 | 0 | [10 empty] | No | No
MC078 | George Fox Building |  |  |  | MC078-B03/S25 | Imm Hrs Run Total 2 | EN.EN3 Energy Sensor | [6 empty] | S25 | 0 | [10 empty] | No | No
MC078 | George Fox Building |  |  |  | MC078-B03/S26 | Building kwh | EN.EN3 Energy Sensor | [6 empty] | S26 | 0 | [10 empty] | No | No
MC078 | George Fox Building |  |  |  | MC078-B03/S27 | MTHW Raw Flow 4-20ma | EN.EN3 Energy Sensor | [6 empty] | S27 | 0 | [10 empty] | No | No
MC078 | George Fox Building |  |  |  | MC078-B03/S28 | Temperature difference | EN.EN3 Energy Sensor | [6 empty] | S28 | 0 | [10 empty] | No | No
MC078 | George Fox Building |  |  |  | MC078-B03/S29 | MTHW Flow | EN.EN3 Energy Sensor | [6 empty] | S29 | 0 | [10 empty] | No | No
MC078 | George Fox Building |  |  |  | MC078-B03/S19 | Grd Day Imm Hrs Run Stage 1 | EN.EN3 Energy Sensor | [6 empty] | S19 | 0 | [10 empty] | No | No
MC078 | George Fox Building |  |  |  | MC078-B03/S2 | Common LPHW Flow Temp | EN.EN3 Energy Sensor | [6 empty] | S2 | 0 | [10 empty] | No | No
MC078 | George Fox Building |  |  |  | MC078-B03/S20 | Grd Day Imm Hrs Run Stage 1 | EN.EN3 Energy Sensor | [6 empty] | S20 | 0 | [10 empty] | No | No
MC078 | George Fox Building |  |  |  | MC078-B03/S21 | GF HWS Flow Temp | EN.EN3 Energy Sensor | [6 empty] | S21 | 0 | [10 empty] | No | No
MC078 | George Fox Building |  |  |  | MC078-B03/S22 | Immersions Hrs Run 1 | EN.EN3 Energy Sensor | [6 empty] | S22 | 0 | [10 empty] | No | No
MC078 | George Fox Building |  |  |  | MC078-B03/S23 | Imm Hrs Run Total 1 | EN.EN3 Energy Sensor | [6 empty] | S23 | 0 | [10 empty] | No | No
MC078 | George Fox Building |  |  |  | MC078-B03/S13 | Day immersion heater hours run | EN.EN3 Energy Sensor | [6 empty] | S13 | 0 | [10 empty] | No | No
MC078 | George Fox Building |  |  |  | MC078-B03/S14 | Week immersion hours run | EN.EN3 Energy Sensor | [6 empty] | S14 | 0 | [10 empty] | No | No
MC078 | George Fox Building |  |  |  | MC078-B03/S15 | Grd Day Imm Hrs Run Stage 2 | EN.EN3 Energy Sensor | [6 empty] | S15 | 0 | [10 empty] | No | No
MC078 | George Fox Building |  |  |  | MC078-B03/S16 | Grd Day Imm Hrs Run Stage 2 | EN.EN3 Energy Sensor | [6 empty] | S16 | 0 | [10 empty] | No | No
MC078 | George Fox Building |  |  |  | MC078-B03/S17 | Calorifier 1 | EN.EN3 Energy Sensor | [6 empty] | S17 | 0 | [10 empty] | No | No
MC078 | George Fox Building |  |  |  | MC078-B03/S18 | Calorifier 2 | EN.EN3 Energy Sensor | [6 empty] | S18 | 0 | [10 empty] | No | No
MC078 | George Fox Building |  |  |  | MC078-B03/P9 | Dix Module 1 | EN.EN3 Energy Sensor | [6 empty] | P9 | 0 | [10 empty] | No | No
MC078 | George Fox Building |  |  |  | MC078-B03/Q1 | Sequence Table 1 | EN.EN3 Energy Sensor | [6 empty] | Q1 | 0 | [10 empty] | No | No
MC078 | George Fox Building |  |  |  | MC078-B03/S1 | Valve Position | EN.EN3 Energy Sensor | [6 empty] | S1 | 0 | [10 empty] | No | No
MC078 | George Fox Building |  |  |  | MC078-B03/S10 | Dix Module 2 | EN.EN3 Energy Sensor | [6 empty] | S10 | 0 | [10 empty] | No | No
MC078 | George Fox Building |  |  |  | MC078-B03/S11 | Day immersion heater hours run | EN.EN3 Energy Sensor | [6 empty] | S11 | 0 | [10 empty] | No | No
MC078 | George Fox Building |  |  |  | MC078-B03/S12 | Week immersion hours run | EN.EN3 Energy Sensor | [6 empty] | S12 | 0 | [10 empty] | No | No
MC078 | George Fox Building |  |  |  | MC078-B03/P4 | Sensor 21 | EN.EN3 Energy Sensor | [6 empty] | P4 | 0 | [10 empty] | No | No
MC078 | George Fox Building |  |  |  | MC078-B03/P42 | 2nd Fl HWS Htrs Stg1 OE_REC | EN.EN3 Energy Sensor | [6 empty] | P42 | 0 | [10 empty] | No | No
MC078 | George Fox Building |  |  |  | MC078-B03/P5 | GF High Limit Temp Sensor | EN.EN3 Energy Sensor | [6 empty] | P5 | 0 | [10 empty] | No | No
MC078 | George Fox Building |  |  |  | MC078-B03/P6 | 2nd Flr HWS Flow Temp | EN.EN3 Energy Sensor | [6 empty] | P6 | 0 | [10 empty] | No | No
MC078 | George Fox Building |  |  |  | MC078-B03/P7 | 2nd Flr High limit Temp Sensor | EN.EN3 Energy Sensor | [6 empty] | P7 | 0 | [10 empty] | No | No
MC078 | George Fox Building |  |  |  | MC078-B03/P8 | 2nd Flr High limit Temp Sensor | EN.EN3 Energy Sensor | [6 empty] | P8 | 0 | [10 empty] | No | No
MC078 | George Fox Building |  |  |  | MC078-B03/P24 | Temperature difference | EN.EN3 Energy Sensor | [6 empty] | P24 | 0 | [10 empty] | No | No
MC078 | George Fox Building |  |  |  | MC078-B03/P25 | MTHW Flow | EN.EN3 Energy Sensor | [6 empty] | P25 | 0 | [10 empty] | No | No
MC078 | George Fox Building |  |  |  | MC078-B03/P26 | Medium temperature hot water return temperature | EN.EN3 Energy Sensor | [6 empty] | P26 | 0 | [10 empty] | No | No
MC078 | George Fox Building |  |  |  | MC078-B03/P3 | Common LPHW Return Temp | EN.EN3 Energy Sensor | [6 empty] | P3 | 0 | [10 empty] | No | No
MC078 | George Fox Building |  |  |  | MC078-B03/P36 | 2nd Fl HWS Htrs Stg2 OE_REC | EN.EN3 Energy Sensor | [6 empty] | P36 | 0 | [10 empty] | No | No
MC078 | George Fox Building |  |  |  | MC078-B03/P37 | 2nd Fl HWS Htrs Stg1 OE_REC | EN.EN3 Energy Sensor | [6 empty] | P37 | 0 | [10 empty] | No | No
MC078 | George Fox Building |  |  |  | MC078-B03/P19 | Calorifier 2 | EN.EN3 Energy Sensor | [6 empty] | P19 | 0 | [10 empty] | No | No
MC078 | George Fox Building |  |  |  | MC078-B03/P2 | Common LPHW Flow Temp | EN.EN3 Energy Sensor | [6 empty] | P2 | 0 | [10 empty] | No | No
MC078 | George Fox Building |  |  |  | MC078-B03/P20 | Calorifier 1 | EN.EN3 Energy Sensor | [6 empty] | P20 | 0 | [10 empty] | No | No
MC078 | George Fox Building |  |  |  | MC078-B03/P21 | MTHW Raw Flow 4-20ma | EN.EN3 Energy Sensor | [6 empty] | P21 | 0 | [10 empty] | No | No
MC078 | George Fox Building |  |  |  | MC078-B03/P22 | Cal Fow meter MTHW Ltrs Min | EN.EN3 Energy Sensor | [6 empty] | P22 | 0 | [10 empty] | No | No
MC078 | George Fox Building |  |  |  | MC078-B03/P23 | Building kwh | EN.EN3 Energy Sensor | [6 empty] | P23 | 0 | [10 empty] | No | No
MC078 | George Fox Building |  |  |  | MC078-B03/P13 | Grd Day Imm Hrs Run Stage 2 | EN.EN3 Energy Sensor | [6 empty] | P13 | 0 | [10 empty] | No | No
MC078 | George Fox Building |  |  |  | MC078-B03/P14 | Grd Day Imm Hrs Run Stage 1 | EN.EN3 Energy Sensor | [6 empty] | P14 | 0 | [10 empty] | No | No
MC078 | George Fox Building |  |  |  | MC078-B03/P15 | Immersion heater hours run | EN.EN3 Energy Sensor | [6 empty] | P15 | 0 | [10 empty] | No | No
MC078 | George Fox Building |  |  |  | MC078-B03/P16 | Immersion heater hoursr run total | EN.EN3 Energy Sensor | [6 empty] | P16 | 0 | [10 empty] | No | No
MC078 | George Fox Building |  |  |  | MC078-B03/P17 | Immersion heater hours run | EN.EN3 Energy Sensor | [6 empty] | P17 | 0 | [10 empty] | No | No
MC078 | George Fox Building |  |  |  | MC078-B03/P18 | Immersion heater hoursr run total | EN.EN3 Energy Sensor | [6 empty] | P18 | 0 | [10 empty] | No | No
MC078 | George Fox Building |  |  |  | MC078-B03/o1 | Alarm Route 1 | EN.EN3 Energy Sensor | [6 empty] | o1 | 0 | [10 empty] | No | No
MC078 | George Fox Building |  |  |  | MC078-B03/o2 | Alarm Route 2 | EN.EN3 Energy Sensor | [6 empty] | o2 | 0 | [10 empty] | No | No
MC078 | George Fox Building |  |  |  | MC078-B03/P1 | Valve Position | EN.EN3 Energy Sensor | [6 empty] | P1 | 0 | [10 empty] | No | No
MC078 | George Fox Building |  |  |  | MC078-B03/P10 | Dix Module 2 | EN.EN3 Energy Sensor | [6 empty] | P10 | 0 | [10 empty] | No | No
MC078 | George Fox Building |  |  |  | MC078-B03/P11 | Week immersion hours run | EN.EN3 Energy Sensor | [6 empty] | P11 | 0 | [10 empty] | No | No
MC078 | George Fox Building |  |  |  | MC078-B03/P12 | Week immersion hours run | EN.EN3 Energy Sensor | [6 empty] | P12 | 0 | [10 empty] | No | No
MC078 | George Fox Building |  |  |  | MC078-B03/N5 | IC Comms 5 | EN.EN3 Energy Sensor | [6 empty] | N5 | 0 | [10 empty] | No | No
MC078 | George Fox Building |  |  |  | MC078-B03/N6 | BACnet Application | EN.EN3 Energy Sensor | [6 empty] | N6 | 0 | [10 empty] | No | No
MC078 | George Fox Building |  |  |  | MC078-B03/N7 | IC Comms 7 | EN.EN3 Energy Sensor | [6 empty] | N7 | 0 | [10 empty] | No | No
MC078 | George Fox Building |  |  |  | MC078-B03/N8 | IC Comms 8 | EN.EN3 Energy Sensor | [6 empty] | N8 | 0 | [10 empty] | No | No
MC078 | George Fox Building |  |  |  | MC078-B03/N9 | Outside air temperature | EN.EN3 Energy Sensor | [6 empty] | N9 | 0 | [10 empty] | No | No
MC078 | George Fox Building |  |  |  | MC078-B03/n11 | Network 11 | EN.EN3 Energy Sensor | [6 empty] | n11 | 0 | [10 empty] | No | No
MC078 | George Fox Building |  |  |  | MC078-B03/N2 | Network 2 | EN.EN3 Energy Sensor | [6 empty] | N2 | 0 | [10 empty] | No | No
MC078 | George Fox Building |  |  |  | MC078-B03/n3 | IC Comms 3 | EN.EN3 Energy Sensor | [6 empty] | n3 | 0 | [10 empty] | No | No
MC078 | George Fox Building |  |  |  | MC078-B03/N4 | IC Comms 4 | EN.EN3 Energy Sensor | [6 empty] | N4 | 0 | [10 empty] | No | No
MC078 | George Fox Building |  |  |  | MC078-B03/L2 | Loop 2 | EN.EN3 Energy Sensor | [6 empty] | L2 | 0 | [10 empty] | No | No
MC078 | George Fox Building |  |  |  | MC078-B03/L3 |  | EN.EN3 Energy Sensor | [6 empty] | L3 | 0 | [10 empty] | No | No
MC078 | George Fox Building |  |  |  | MC078-B03/L4 | Loop 4 | EN.EN3 Energy Sensor | [6 empty] | L4 | 0 | [10 empty] | No | No
MC078 | George Fox Building |  |  |  | MC078-B03/N1 | TREND_14_03_68 | EN.EN3 Energy Sensor | [6 empty] | N1 | 0 | [10 empty] | No | No
MC078 | George Fox Building |  |  |  | MC078-B03/n10 | Network 10 | EN.EN3 Energy Sensor | [6 empty] | n10 | 0 | [10 empty] | No | No
MC078 | George Fox Building |  |  |  | MC078-B03/K12 | Knob 12 | EN.EN3 Energy Sensor | [6 empty] | K12 | 0 | [10 empty] | No | No
MC078 | George Fox Building |  |  |  | MC078-B03/K13 | Knob 13 | EN.EN3 Energy Sensor | [6 empty] | K13 | 0 | [10 empty] | No | No
MC078 | George Fox Building |  |  |  | MC078-B03/K2 | Economy Off | EN.EN3 Energy Sensor | [6 empty] | K2 | 0 | [10 empty] | No | No
MC078 | George Fox Building |  |  |  | MC078-B03/K3 | Hot water service setpoint | EN.EN3 Energy Sensor | [6 empty] | K3 | 0 | [10 empty] | No | No
MC078 | George Fox Building |  |  |  | MC078-B03/K4 | Water Frost Setpoint | EN.EN3 Energy Sensor | [6 empty] | K4 | 0 | [10 empty] | No | No
MC078 | George Fox Building |  |  |  | MC078-B03/K5 | Calorifier Setpoint | EN.EN3 Energy Sensor | [6 empty] | K5 | 0 | [10 empty] | No | No
MC078 | George Fox Building |  |  |  | MC078-B03/I6 | GF HWS Sec Pump | EN.EN3 Energy Sensor | [6 empty] | I6 | 0 | [10 empty] | No | No
MC078 | George Fox Building |  |  |  | MC078-B03/I7 | GF HWS Primary Pump 2 | EN.EN3 Energy Sensor | [6 empty] | I7 | 0 | [10 empty] | No | No
MC078 | George Fox Building |  |  |  | MC078-B03/I8 | 2-3 Flr Htg Pump 2 | EN.EN3 Energy Sensor | [6 empty] | I8 | 0 | [10 empty] | No | No
MC078 | George Fox Building |  |  |  | MC078-B03/I9 | Htg Press Unit | EN.EN3 Energy Sensor | [6 empty] | I9 | 0 | [10 empty] | No | No
MC078 | George Fox Building |  |  |  | MC078-B03/K1 | 1st stage frost protection | EN.EN3 Energy Sensor | [6 empty] | K1 | 0 | [10 empty] | No | No
MC078 | George Fox Building |  |  |  | MC078-B03/K11 | Dead band | EN.EN3 Energy Sensor | [6 empty] | K11 | 0 | [10 empty] | No | No
MC078 | George Fox Building |  |  |  | MC078-B03/I32 | Gnd 1st Heating Pump 1 Alarm | EN.EN3 Energy Sensor | [6 empty] | I32 | 0 | [10 empty] | No | No
MC078 | George Fox Building |  |  |  | MC078-B03/I33 | Gnd 1st Heating Pump 2 Alarm | EN.EN3 Energy Sensor | [6 empty] | I33 | 0 | [10 empty] | No | No
MC078 | George Fox Building |  |  |  | MC078-B03/I35 | Gnd Primary Pump 1 Alarm | EN.EN3 Energy Sensor | [6 empty] | I35 | 0 | [10 empty] | No | No
MC078 | George Fox Building |  |  |  | MC078-B03/I36 | Gnd Primary Pump 2 Alarm | EN.EN3 Energy Sensor | [6 empty] | I36 | 0 | [10 empty] | No | No
MC078 | George Fox Building |  |  |  | MC078-B03/I4 | AHU Battery Pump 1 | EN.EN3 Energy Sensor | [6 empty] | I4 | 0 | [10 empty] | No | No
MC078 | George Fox Building |  |  |  | MC078-B03/I5 | GF HWS Primary Pump 1 | EN.EN3 Energy Sensor | [6 empty] | I5 | 0 | [10 empty] | No | No
MC078 | George Fox Building |  |  |  | MC078-B03/I26 | GF HWS Sec Flow | EN.EN3 Energy Sensor | [6 empty] | I26 | 0 | [10 empty] | No | No
MC078 | George Fox Building |  |  |  | MC078-B03/I27 | GF FF Htg Pumps Flow | EN.EN3 Energy Sensor | [6 empty] | I27 | 0 | [10 empty] | No | No
MC078 | George Fox Building |  |  |  | MC078-B03/I29 | 2_3 Heating Pump 1 Alarm | EN.EN3 Energy Sensor | [6 empty] | I29 | 0 | [10 empty] | No | No
MC078 | George Fox Building |  |  |  | MC078-B03/i3 | 2-3 Flr Htg Pump 1 | EN.EN3 Energy Sensor | [6 empty] | i3 | 0 | [10 empty] | No | No
MC078 | George Fox Building |  |  |  | MC078-B03/I30 | 2_3 Heating Pump 2 Alarm | EN.EN3 Energy Sensor | [6 empty] | I30 | 0 | [10 empty] | No | No
MC078 | George Fox Building |  |  |  | MC078-B03/i2 | 2 Flr HWS Cal 2 Valve | EN.EN3 Energy Sensor | [6 empty] | i2 | 0 | [10 empty] | No | No
MC078 | George Fox Building |  |  |  | MC078-B03/I20 | Calorifier 2 Hi Limit | EN.EN3 Energy Sensor | [6 empty] | I20 | 0 | [10 empty] | No | No
MC078 | George Fox Building |  |  |  | MC078-B03/I22 | AHU Battery Pump 1 Alarm | EN.EN3 Energy Sensor | [6 empty] | I22 | 0 | [10 empty] | No | No
MC078 | George Fox Building |  |  |  | MC078-B03/I23 | AHU Battery Pump 2 Alarm | EN.EN3 Energy Sensor | [6 empty] | I23 | 0 | [10 empty] | No | No
MC078 | George Fox Building |  |  |  | MC078-B03/I24 | Fire | EN.EN3 Energy Sensor | [6 empty] | I24 | 0 | [10 empty] | No | No
MC078 | George Fox Building |  |  |  | MC078-B03/I25 | GF HWS Primary Flow | EN.EN3 Energy Sensor | [6 empty] | I25 | 0 | [10 empty] | No | No
MC078 | George Fox Building |  |  |  | MC078-B03/I15 | Gnd 1st Pump 2 | EN.EN3 Energy Sensor | [6 empty] | I15 | 0 | [10 empty] | No | No
MC078 | George Fox Building |  |  |  | MC078-B03/I16 | 2nd Flr HWS Sec | EN.EN3 Energy Sensor | [6 empty] | I16 | 0 | [10 empty] | No | No
MC078 | George Fox Building |  |  |  | MC078-B03/I17 | 2nd HWS Sec Pump Flow | EN.EN3 Energy Sensor | [6 empty] | I17 | 0 | [10 empty] | No | No
MC078 | George Fox Building |  |  |  | MC078-B03/I18 | AHU Pumps Flow | EN.EN3 Energy Sensor | [6 empty] | I18 | 0 | [10 empty] | No | No
MC078 | George Fox Building |  |  |  | MC078-B03/I19 | Calorifier 1 Hi Limit | EN.EN3 Energy Sensor | [6 empty] | I19 | 0 | [10 empty] | No | No
MC078 | George Fox Building |  |  |  | MC078-B03/i1 | 2 Flr HWS Cal 1 Valve | EN.EN3 Energy Sensor | [6 empty] | i1 | 0 | [10 empty] | No | No
MC078 | George Fox Building |  |  |  | MC078-B03/I10 | 2 Flr HWS 2 Shunt Pump | EN.EN3 Energy Sensor | [6 empty] | I10 | 0 | [10 empty] | No | No
MC078 | George Fox Building |  |  |  | MC078-B03/I11 | 2_3 Htg Pumps Flow Proven | EN.EN3 Energy Sensor | [6 empty] | I11 | 0 | [10 empty] | No | No
MC078 | George Fox Building |  |  |  | MC078-B03/I12 | 2 Flr HWS 1 Shunt Pump | EN.EN3 Energy Sensor | [6 empty] | I12 | 0 | [10 empty] | No | No
MC078 | George Fox Building |  |  |  | MC078-B03/I13 | Gnd 1st Pump 1 | EN.EN3 Energy Sensor | [6 empty] | I13 | 0 | [10 empty] | No | No
MC078 | George Fox Building |  |  |  | MC078-B03/I14 | AHU Battery Pump 2 | EN.EN3 Energy Sensor | [6 empty] | I14 | 0 | [10 empty] | No | No
MC078 | George Fox Building |  |  |  | MC078-B03/G86 | Immersion heater hours run | EN.EN3 Energy Sensor | [6 empty] | G86 | 0 | [10 empty] | No | No
MC078 | George Fox Building |  |  |  | MC078-B03/G87 | Any Heating Pumps Required | EN.EN3 Energy Sensor | [6 empty] | G87 | 0 | [10 empty] | No | No
MC078 | George Fox Building |  |  |  | MC078-B03/G88 | Logic 88 | EN.EN3 Energy Sensor | [6 empty] | G88 | 0 | [10 empty] | No | No
MC078 | George Fox Building |  |  |  | MC078-B03/G9 | Logic 9 | EN.EN3 Energy Sensor | [6 empty] | G9 | 0 | [10 empty] | No | No
MC078 | George Fox Building |  |  |  | MC078-B03/G97 | GF HWS Htrs enabled | EN.EN3 Energy Sensor | [6 empty] | G97 | 0 | [10 empty] | No | No
MC078 | George Fox Building |  |  |  | MC078-B03/G80 | Grd Floor HWS | EN.EN3 Energy Sensor | [6 empty] | G80 | 0 | [10 empty] | No | No
MC078 | George Fox Building |  |  |  | MC078-B03/G81 | Grd Flr Immersion Valve | EN.EN3 Energy Sensor | [6 empty] | G81 | 0 | [10 empty] | No | No
MC078 | George Fox Building |  |  |  | MC078-B03/G82 | Stage 2 | EN.EN3 Energy Sensor | [6 empty] | G82 | 0 | [10 empty] | No | No
MC078 | George Fox Building |  |  |  | MC078-B03/G83 | Immersions Hrs Run 1 | EN.EN3 Energy Sensor | [6 empty] | G83 | 0 | [10 empty] | No | No
MC078 | George Fox Building |  |  |  | MC078-B03/G84 | Immersion heater hours run | EN.EN3 Energy Sensor | [6 empty] | G84 | 0 | [10 empty] | No | No
MC078 | George Fox Building |  |  |  | MC078-B03/G85 | Immersion heater hours run | EN.EN3 Energy Sensor | [6 empty] | G85 | 0 | [10 empty] | No | No
MC078 | George Fox Building |  |  |  | MC078-B03/G75 | Grd Day Imm Hrs Run Stage 2 | EN.EN3 Energy Sensor | [6 empty] | G75 | 0 | [10 empty] | No | No
MC078 | George Fox Building |  |  |  | MC078-B03/G76 | Grd Day Imm Hrs Run Stage 2 | EN.EN3 Energy Sensor | [6 empty] | G76 | 0 | [10 empty] | No | No
MC078 | George Fox Building |  |  |  | MC078-B03/G77 | Grd Day Imm Hrs Run Stage 1 | EN.EN3 Energy Sensor | [6 empty] | G77 | 0 | [10 empty] | No | No
MC078 | George Fox Building |  |  |  | MC078-B03/G78 | 2nd Floor HWS | EN.EN3 Energy Sensor | [6 empty] | G78 | 0 | [10 empty] | No | No
MC078 | George Fox Building |  |  |  | MC078-B03/G79 | Grd Day Imm Hrs Run Stage 1 | EN.EN3 Energy Sensor | [6 empty] | G79 | 0 | [10 empty] | No | No
MC078 | George Fox Building |  |  |  | MC078-B03/G8 | Enable Time Delay | EN.EN3 Energy Sensor | [6 empty] | G8 | 0 | [10 empty] | No | No
MC078 | George Fox Building |  |  |  | MC078-B03/G7 | Logic 7 | EN.EN3 Energy Sensor | [6 empty] | G7 | 0 | [10 empty] | No | No
MC078 | George Fox Building |  |  |  | MC078-B03/G70 | Week immersion hours run | EN.EN3 Energy Sensor | [6 empty] | G70 | 0 | [10 empty] | No | No
MC078 | George Fox Building |  |  |  | MC078-B03/G71 | Logic 71 | EN.EN3 Energy Sensor | [6 empty] | G71 | 0 | [10 empty] | No | No
MC078 | George Fox Building |  |  |  | MC078-B03/G72 | Day immersion heater hours run | EN.EN3 Energy Sensor | [6 empty] | G72 | 0 | [10 empty] | No | No
MC078 | George Fox Building |  |  |  | MC078-B03/G73 | Week immersion hours run | EN.EN3 Energy Sensor | [6 empty] | G73 | 0 | [10 empty] | No | No
MC078 | George Fox Building |  |  |  | MC078-B03/G74 | Immersion time delay | EN.EN3 Energy Sensor | [6 empty] | G74 | 0 | [10 empty] | No | No
MC078 | George Fox Building |  |  |  | MC078-B03/G64 | Logic 64 | EN.EN3 Energy Sensor | [6 empty] | G64 | 0 | [10 empty] | No | No
MC078 | George Fox Building |  |  |  | MC078-B03/G65 | Logic 65 | EN.EN3 Energy Sensor | [6 empty] | G65 | 0 | [10 empty] | No | No
MC078 | George Fox Building |  |  |  | MC078-B03/G66 | Logic 66 | EN.EN3 Energy Sensor | [6 empty] | G66 | 0 | [10 empty] | No | No
MC078 | George Fox Building |  |  |  | MC078-B03/G67 | Logic 67 | EN.EN3 Energy Sensor | [6 empty] | G67 | 0 | [10 empty] | No | No
MC078 | George Fox Building |  |  |  | MC078-B03/G68 | George Fox AHU Pumps | EN.EN3 Energy Sensor | [6 empty] | G68 | 0 | [10 empty] | No | No
MC078 | George Fox Building |  |  |  | MC078-B03/G69 | Day immersion heater hours run | EN.EN3 Energy Sensor | [6 empty] | G69 | 0 | [10 empty] | No | No
MC078 | George Fox Building |  |  |  | MC078-B03/G59 | Logic 59 | EN.EN3 Energy Sensor | [6 empty] | G59 | 0 | [10 empty] | No | No
MC078 | George Fox Building |  |  |  | MC078-B03/G6 | Logic 6 | EN.EN3 Energy Sensor | [6 empty] | G6 | 0 | [10 empty] | No | No
MC078 | George Fox Building |  |  |  | MC078-B03/G60 | Gnd Primary Pump 2 Enable | EN.EN3 Energy Sensor | [6 empty] | G60 | 0 | [10 empty] | No | No
MC078 | George Fox Building |  |  |  | MC078-B03/G61 | Logic 61 | EN.EN3 Energy Sensor | [6 empty] | G61 | 0 | [10 empty] | No | No
MC078 | George Fox Building |  |  |  | MC078-B03/G62 | Second Floor HWS Enable | EN.EN3 Energy Sensor | [6 empty] | G62 | 0 | [10 empty] | No | No
MC078 | George Fox Building |  |  |  | MC078-B03/G63 | Logic 63 | EN.EN3 Energy Sensor | [6 empty] | G63 | 0 | [10 empty] | No | No
MC078 | George Fox Building |  |  |  | MC078-B03/G53 | Logic 53 | EN.EN3 Energy Sensor | [6 empty] | G53 | 0 | [10 empty] | No | No
MC078 | George Fox Building |  |  |  | MC078-B03/G54 | Gnd Primary Pump 1 Enable | EN.EN3 Energy Sensor | [6 empty] | G54 | 0 | [10 empty] | No | No
MC078 | George Fox Building |  |  |  | MC078-B03/G55 | Logic 55 | EN.EN3 Energy Sensor | [6 empty] | G55 | 0 | [10 empty] | No | No
MC078 | George Fox Building |  |  |  | MC078-B03/G56 | Logic 56 | EN.EN3 Energy Sensor | [6 empty] | G56 | 0 | [10 empty] | No | No
MC078 | George Fox Building |  |  |  | MC078-B03/G57 | Logic 57 | EN.EN3 Energy Sensor | [6 empty] | G57 | 0 | [10 empty] | No | No
MC078 | George Fox Building |  |  |  | MC078-B03/G58 | Logic 58 | EN.EN3 Energy Sensor | [6 empty] | G58 | 0 | [10 empty] | No | No
MC078 | George Fox Building |  |  |  | MC078-B03/G48 | Logic 48 | EN.EN3 Energy Sensor | [6 empty] | G48 | 0 | [10 empty] | No | No
MC078 | George Fox Building |  |  |  | MC078-B03/G49 | Logic 49 | EN.EN3 Energy Sensor | [6 empty] | G49 | 0 | [10 empty] | No | No
MC078 | George Fox Building |  |  |  | MC078-B03/G5 | Ground Floor HWS Enable | EN.EN3 Energy Sensor | [6 empty] | G5 | 0 | [10 empty] | No | No
MC078 | George Fox Building |  |  |  | MC078-B03/G50 | Logic 50 | EN.EN3 Energy Sensor | [6 empty] | G50 | 0 | [10 empty] | No | No
MC078 | George Fox Building |  |  |  | MC078-B03/G51 | Enable Time Delay | EN.EN3 Energy Sensor | [6 empty] | G51 | 0 | [10 empty] | No | No
MC078 | George Fox Building |  |  |  | MC078-B03/G52 | Logic 52 | EN.EN3 Energy Sensor | [6 empty] | G52 | 0 | [10 empty] | No | No
MC078 | George Fox Building |  |  |  | MC078-B03/G42 | Logic 42 | EN.EN3 Energy Sensor | [6 empty] | G42 | 0 | [10 empty] | No | No
MC078 | George Fox Building |  |  |  | MC078-B03/G43 | Logic 43 | EN.EN3 Energy Sensor | [6 empty] | G43 | 0 | [10 empty] | No | No
MC078 | George Fox Building |  |  |  | MC078-B03/G44 | Logic 44 | EN.EN3 Energy Sensor | [6 empty] | G44 | 0 | [10 empty] | No | No
MC078 | George Fox Building |  |  |  | MC078-B03/G45 | Logic 45 | EN.EN3 Energy Sensor | [6 empty] | G45 | 0 | [10 empty] | No | No
MC078 | George Fox Building |  |  |  | MC078-B03/G46 | Logic 46 | EN.EN3 Energy Sensor | [6 empty] | G46 | 0 | [10 empty] | No | No
MC078 | George Fox Building |  |  |  | MC078-B03/G47 | Gnd 1st Heating Pump 2 Enable | EN.EN3 Energy Sensor | [6 empty] | G47 | 0 | [10 empty] | No | No
MC078 | George Fox Building |  |  |  | MC078-B03/G37 | Logic 37 | EN.EN3 Energy Sensor | [6 empty] | G37 | 0 | [10 empty] | No | No
MC078 | George Fox Building |  |  |  | MC078-B03/G38 | Enable Time Delay | EN.EN3 Energy Sensor | [6 empty] | G38 | 0 | [10 empty] | No | No
MC078 | George Fox Building |  |  |  | MC078-B03/G39 | Logic 39 | EN.EN3 Energy Sensor | [6 empty] | G39 | 0 | [10 empty] | No | No
MC078 | George Fox Building |  |  |  | MC078-B03/G4 | Logic 4 | EN.EN3 Energy Sensor | [6 empty] | G4 | 0 | [10 empty] | No | No
MC078 | George Fox Building |  |  |  | MC078-B03/G40 | Logic 40 | EN.EN3 Energy Sensor | [6 empty] | G40 | 0 | [10 empty] | No | No
MC078 | George Fox Building |  |  |  | MC078-B03/G41 | Gnd 1st Heating Pump 1 Enable | EN.EN3 Energy Sensor | [6 empty] | G41 | 0 | [10 empty] | No | No
MC078 | George Fox Building |  |  |  | MC078-B03/G31 | Logic 31 | EN.EN3 Energy Sensor | [6 empty] | G31 | 0 | [10 empty] | No | No
MC078 | George Fox Building |  |  |  | MC078-B03/G32 | Logic 32 | EN.EN3 Energy Sensor | [6 empty] | G32 | 0 | [10 empty] | No | No
MC078 | George Fox Building |  |  |  | MC078-B03/G33 | Logic 33 | EN.EN3 Energy Sensor | [6 empty] | G33 | 0 | [10 empty] | No | No
MC078 | George Fox Building |  |  |  | MC078-B03/G34 | 2_3 Heating Pump 2 Enable | EN.EN3 Energy Sensor | [6 empty] | G34 | 0 | [10 empty] | No | No
MC078 | George Fox Building |  |  |  | MC078-B03/G35 | Logic 35 | EN.EN3 Energy Sensor | [6 empty] | G35 | 0 | [10 empty] | No | No
MC078 | George Fox Building |  |  |  | MC078-B03/G36 | Logic 36 | EN.EN3 Energy Sensor | [6 empty] | G36 | 0 | [10 empty] | No | No
MC078 | George Fox Building |  |  |  | MC078-B03/G26 | Logic 26 | EN.EN3 Energy Sensor | [6 empty] | G26 | 0 | [10 empty] | No | No
MC078 | George Fox Building |  |  |  | MC078-B03/G27 | Logic 27 | EN.EN3 Energy Sensor | [6 empty] | G27 | 0 | [10 empty] | No | No
MC078 | George Fox Building |  |  |  | MC078-B03/G28 | 2_3 Heating Pump 1 Enable | EN.EN3 Energy Sensor | [6 empty] | G28 | 0 | [10 empty] | No | No
MC078 | George Fox Building |  |  |  | MC078-B03/G29 | Logic 29 | EN.EN3 Energy Sensor | [6 empty] | G29 | 0 | [10 empty] | No | No
MC078 | George Fox Building |  |  |  | MC078-B03/G3 | Logic 3 | EN.EN3 Energy Sensor | [6 empty] | G3 | 0 | [10 empty] | No | No
MC078 | George Fox Building |  |  |  | MC078-B03/G30 | Logic 30 | EN.EN3 Energy Sensor | [6 empty] | G30 | 0 | [10 empty] | No | No
MC078 | George Fox Building |  |  |  | MC078-B03/G20 | Logic 20 | EN.EN3 Energy Sensor | [6 empty] | G20 | 0 | [10 empty] | No | No
MC078 | George Fox Building |  |  |  | MC078-B03/G21 | Logic 21 | EN.EN3 Energy Sensor | [6 empty] | G21 | 0 | [10 empty] | No | No
MC078 | George Fox Building |  |  |  | MC078-B03/G22 | Logic 22 | EN.EN3 Energy Sensor | [6 empty] | G22 | 0 | [10 empty] | No | No
MC078 | George Fox Building |  |  |  | MC078-B03/G23 | Logic 23 | EN.EN3 Energy Sensor | [6 empty] | G23 | 0 | [10 empty] | No | No
MC078 | George Fox Building |  |  |  | MC078-B03/G24 | Logic 24 | EN.EN3 Energy Sensor | [6 empty] | G24 | 0 | [10 empty] | No | No
MC078 | George Fox Building |  |  |  | MC078-B03/G25 | Enable Time Delay | EN.EN3 Energy Sensor | [6 empty] | G25 | 0 | [10 empty] | No | No
MC078 | George Fox Building |  |  |  | MC078-B03/G15 | Logic 15 | EN.EN3 Energy Sensor | [6 empty] | G15 | 0 | [10 empty] | No | No
MC078 | George Fox Building |  |  |  | MC078-B03/G16 | Logic 16 | EN.EN3 Energy Sensor | [6 empty] | G16 | 0 | [10 empty] | No | No
MC078 | George Fox Building |  |  |  | MC078-B03/G17 | AHU Battery Pump 2 Enable | EN.EN3 Energy Sensor | [6 empty] | G17 | 0 | [10 empty] | No | No
MC078 | George Fox Building |  |  |  | MC078-B03/G18 | Logic 18 | EN.EN3 Energy Sensor | [6 empty] | G18 | 0 | [10 empty] | No | No
MC078 | George Fox Building |  |  |  | MC078-B03/G19 | Logic 19 | EN.EN3 Energy Sensor | [6 empty] | G19 | 0 | [10 empty] | No | No
MC078 | George Fox Building |  |  |  | MC078-B03/G2 | Logic 2 | EN.EN3 Energy Sensor | [6 empty] | G2 | 0 | [10 empty] | No | No
MC078 | George Fox Building |  |  |  | MC078-B03/G121 | Logic 121 | EN.EN3 Energy Sensor | [6 empty] | G121 | 0 | [10 empty] | No | No
MC078 | George Fox Building |  |  |  | MC078-B03/G122 | Logic 122 | EN.EN3 Energy Sensor | [6 empty] | G122 | 0 | [10 empty] | No | No
MC078 | George Fox Building |  |  |  | MC078-B03/G123 | 2nd Fl HWS Htrs Stg2 OE_SAFE | EN.EN3 Energy Sensor | [6 empty] | G123 | 0 | [10 empty] | No | No
MC078 | George Fox Building |  |  |  | MC078-B03/G124 | Logic 124 | EN.EN3 Energy Sensor | [6 empty] | G124 | 0 | [10 empty] | No | No
MC078 | George Fox Building |  |  |  | MC078-B03/G13 | Logic 13 | EN.EN3 Energy Sensor | [6 empty] | G13 | 0 | [10 empty] | No | No
MC078 | George Fox Building |  |  |  | MC078-B03/G14 | Logic 14 | EN.EN3 Energy Sensor | [6 empty] | G14 | 0 | [10 empty] | No | No
MC078 | George Fox Building |  |  |  | MC078-B03/G116 | Logic 116 | EN.EN3 Energy Sensor | [6 empty] | G116 | 0 | [10 empty] | No | No
MC078 | George Fox Building |  |  |  | MC078-B03/G117 | Logic 117 | EN.EN3 Energy Sensor | [6 empty] | G117 | 0 | [10 empty] | No | No
MC078 | George Fox Building |  |  |  | MC078-B03/G118 | 2nd Fl HWS Htrs Stg2 OE Rec | EN.EN3 Energy Sensor | [6 empty] | G118 | 0 | [10 empty] | No | No
MC078 | George Fox Building |  |  |  | MC078-B03/G119 | Logic 119 | EN.EN3 Energy Sensor | [6 empty] | G119 | 0 | [10 empty] | No | No
MC078 | George Fox Building |  |  |  | MC078-B03/G12 | Logic 12 | EN.EN3 Energy Sensor | [6 empty] | G12 | 0 | [10 empty] | No | No
MC078 | George Fox Building |  |  |  | MC078-B03/G120 | 2nd Fl HWS Htrs Stg2 OE_SAFE | EN.EN3 Energy Sensor | [6 empty] | G120 | 0 | [10 empty] | No | No
MC078 | George Fox Building |  |  |  | MC078-B03/G110 | 2nd Fl HWS Htrs Stg2 OE_SAFE | EN.EN3 Energy Sensor | [6 empty] | G110 | 0 | [10 empty] | No | No
MC078 | George Fox Building |  |  |  | MC078-B03/G111 | Logic 111 | EN.EN3 Energy Sensor | [6 empty] | G111 | 0 | [10 empty] | No | No
MC078 | George Fox Building |  |  |  | MC078-B03/G112 | Logic 112 | EN.EN3 Energy Sensor | [6 empty] | G112 | 0 | [10 empty] | No | No
MC078 | George Fox Building |  |  |  | MC078-B03/G113 | Logic 113 | EN.EN3 Energy Sensor | [6 empty] | G113 | 0 | [10 empty] | No | No
MC078 | George Fox Building |  |  |  | MC078-B03/G114 | 2nd Fl HWS Htrs Stg2 OE Rec | EN.EN3 Energy Sensor | [6 empty] | G114 | 0 | [10 empty] | No | No
MC078 | George Fox Building |  |  |  | MC078-B03/G115 | 2nd Fl HWS Htrs Stg2 enabled | EN.EN3 Energy Sensor | [6 empty] | G115 | 0 | [10 empty] | No | No
MC078 | George Fox Building |  |  |  | MC078-B03/G105 | Logic 105 | EN.EN3 Energy Sensor | [6 empty] | G105 | 0 | [10 empty] | No | No
MC078 | George Fox Building |  |  |  | MC078-B03/G106 | 2nd Flr HWS Htrs enabled | EN.EN3 Energy Sensor | [6 empty] | G106 | 0 | [10 empty] | No | No
MC078 | George Fox Building |  |  |  | MC078-B03/G107 | Logic 107 | EN.EN3 Energy Sensor | [6 empty] | G107 | 0 | [10 empty] | No | No
MC078 | George Fox Building |  |  |  | MC078-B03/G108 | 2nd Fl HWS Htrs Stg2 OE Rec | EN.EN3 Energy Sensor | [6 empty] | G108 | 0 | [10 empty] | No | No
MC078 | George Fox Building |  |  |  | MC078-B03/G109 | Logic 109 | EN.EN3 Energy Sensor | [6 empty] | G109 | 0 | [10 empty] | No | No
MC078 | George Fox Building |  |  |  | MC078-B03/G11 | AHU Battery Pump 1 Enable | EN.EN3 Energy Sensor | [6 empty] | G11 | 0 | [10 empty] | No | No
MC078 | George Fox Building |  |  |  | MC078-B03/F67 | Function 67 | EN.EN3 Energy Sensor | [6 empty] | F67 | 0 | [10 empty] | No | No
MC078 | George Fox Building |  |  |  | MC078-B03/F7 | Function 7 | EN.EN3 Energy Sensor | [6 empty] | F7 | 0 | [10 empty] | No | No
MC078 | George Fox Building |  |  |  | MC078-B03/F8 | Stage 1 | EN.EN3 Energy Sensor | [6 empty] | F8 | 0 | [10 empty] | No | No
MC078 | George Fox Building |  |  |  | MC078-B03/F9 | stage 1 &amp; 2 changeover | EN.EN3 Energy Sensor | [6 empty] | F9 | 0 | [10 empty] | No | No
MC078 | George Fox Building |  |  |  | MC078-B03/G1 | Logic 1 | EN.EN3 Energy Sensor | [6 empty] | G1 | 0 | [10 empty] | No | No
MC078 | George Fox Building |  |  |  | MC078-B03/G10 | Logic 10 | EN.EN3 Energy Sensor | [6 empty] | G10 | 0 | [10 empty] | No | No
MC078 | George Fox Building |  |  |  | MC078-B03/F61 | Function 61 | EN.EN3 Energy Sensor | [6 empty] | F61 | 0 | [10 empty] | No | No
MC078 | George Fox Building |  |  |  | MC078-B03/F62 | Function 62 | EN.EN3 Energy Sensor | [6 empty] | F62 | 0 | [10 empty] | No | No
MC078 | George Fox Building |  |  |  | MC078-B03/F63 | Function 63 | EN.EN3 Energy Sensor | [6 empty] | F63 | 0 | [10 empty] | No | No
MC078 | George Fox Building |  |  |  | MC078-B03/F64 | Function 64 | EN.EN3 Energy Sensor | [6 empty] | F64 | 0 | [10 empty] | No | No
MC078 | George Fox Building |  |  |  | MC078-B03/F65 | 2nd F HWS Htrs Stg2 OE_REC_OFF | EN.EN3 Energy Sensor | [6 empty] | F65 | 0 | [10 empty] | No | No
MC078 | George Fox Building |  |  |  | MC078-B03/F66 | Function 66 | EN.EN3 Energy Sensor | [6 empty] | F66 | 0 | [10 empty] | No | No
MC078 | George Fox Building |  |  |  | MC078-B03/F56 | Function 56 | EN.EN3 Energy Sensor | [6 empty] | F56 | 0 | [10 empty] | No | No
MC078 | George Fox Building |  |  |  | MC078-B03/F57 | Function 57 | EN.EN3 Energy Sensor | [6 empty] | F57 | 0 | [10 empty] | No | No
MC078 | George Fox Building |  |  |  | MC078-B03/F58 | 2nd Fl HWS Htrs Stg2 OE_REC_ON | EN.EN3 Energy Sensor | [6 empty] | F58 | 0 | [10 empty] | No | No
MC078 | George Fox Building |  |  |  | MC078-B03/F59 | 2nd Fl HWS Htrs Stg2 OE_REC_ON | EN.EN3 Energy Sensor | [6 empty] | F59 | 0 | [10 empty] | No | No
MC078 | George Fox Building |  |  |  | MC078-B03/F6 | Function 6 | EN.EN3 Energy Sensor | [6 empty] | F6 | 0 | [10 empty] | No | No
MC078 | George Fox Building |  |  |  | MC078-B03/F60 | 2nd F HWS Htrs Stg2 OE_REC_OFF | EN.EN3 Energy Sensor | [6 empty] | F60 | 0 | [10 empty] | No | No
MC078 | George Fox Building |  |  |  | MC078-B03/F50 | 2nd Fl HWS Htrs Stg2 OE_REC_ON | EN.EN3 Energy Sensor | [6 empty] | F50 | 0 | [10 empty] | No | No
MC078 | George Fox Building |  |  |  | MC078-B03/F51 | 2nd F HWS Htrs Stg2 OE_REC_OFF | EN.EN3 Energy Sensor | [6 empty] | F51 | 0 | [10 empty] | No | No
MC078 | George Fox Building |  |  |  | MC078-B03/F52 | Function 52 | EN.EN3 Energy Sensor | [6 empty] | F52 | 0 | [10 empty] | No | No
MC078 | George Fox Building |  |  |  | MC078-B03/F53 | Function 53 | EN.EN3 Energy Sensor | [6 empty] | F53 | 0 | [10 empty] | No | No
MC078 | George Fox Building |  |  |  | MC078-B03/F54 | Function 54 | EN.EN3 Energy Sensor | [6 empty] | F54 | 0 | [10 empty] | No | No
MC078 | George Fox Building |  |  |  | MC078-B03/F55 | Function 55 | EN.EN3 Energy Sensor | [6 empty] | F55 | 0 | [10 empty] | No | No
MC078 | George Fox Building |  |  |  | MC078-B03/F40 | Function 40 | EN.EN3 Energy Sensor | [6 empty] | F40 | 0 | [10 empty] | No | No
MC078 | George Fox Building |  |  |  | MC078-B03/F41 | Function 41 | EN.EN3 Energy Sensor | [6 empty] | F41 | 0 | [10 empty] | No | No
MC078 | George Fox Building |  |  |  | MC078-B03/F42 | Function 42 | EN.EN3 Energy Sensor | [6 empty] | F42 | 0 | [10 empty] | No | No
MC078 | George Fox Building |  |  |  | MC078-B03/F43 | Function 43 | EN.EN3 Energy Sensor | [6 empty] | F43 | 0 | [10 empty] | No | No
MC078 | George Fox Building |  |  |  | MC078-B03/F44 | Function 44 | EN.EN3 Energy Sensor | [6 empty] | F44 | 0 | [10 empty] | No | No
MC078 | George Fox Building |  |  |  | MC078-B03/F5 | Subtract for delta-T | EN.EN3 Energy Sensor | [6 empty] | F5 | 0 | [10 empty] | No | No
MC078 | George Fox Building |  |  |  | MC078-B03/F35 | Function 35 | EN.EN3 Energy Sensor | [6 empty] | F35 | 0 | [10 empty] | No | No
MC078 | George Fox Building |  |  |  | MC078-B03/F36 | Function 36 | EN.EN3 Energy Sensor | [6 empty] | F36 | 0 | [10 empty] | No | No
MC078 | George Fox Building |  |  |  | MC078-B03/F37 | Function 37 | EN.EN3 Energy Sensor | [6 empty] | F37 | 0 | [10 empty] | No | No
MC078 | George Fox Building |  |  |  | MC078-B03/F38 | Function 38 | EN.EN3 Energy Sensor | [6 empty] | F38 | 0 | [10 empty] | No | No
MC078 | George Fox Building |  |  |  | MC078-B03/F39 | Function 39 | EN.EN3 Energy Sensor | [6 empty] | F39 | 0 | [10 empty] | No | No
MC078 | George Fox Building |  |  |  | MC078-B03/F4 | Litres per second | EN.EN3 Energy Sensor | [6 empty] | F4 | 0 | [10 empty] | No | No
MC078 | George Fox Building |  |  |  | MC078-B03/F3 | Function 3 | EN.EN3 Energy Sensor | [6 empty] | F3 | 0 | [10 empty] | No | No
MC078 | George Fox Building |  |  |  | MC078-B03/F30 | Function 30 | EN.EN3 Energy Sensor | [6 empty] | F30 | 0 | [10 empty] | No | No
MC078 | George Fox Building |  |  |  | MC078-B03/F31 | Function 31 | EN.EN3 Energy Sensor | [6 empty] | F31 | 0 | [10 empty] | No | No
MC078 | George Fox Building |  |  |  | MC078-B03/F32 | Function 32 | EN.EN3 Energy Sensor | [6 empty] | F32 | 0 | [10 empty] | No | No
MC078 | George Fox Building |  |  |  | MC078-B03/F33 | Function 33 | EN.EN3 Energy Sensor | [6 empty] | F33 | 0 | [10 empty] | No | No
MC078 | George Fox Building |  |  |  | MC078-B03/F34 | Function 34 | EN.EN3 Energy Sensor | [6 empty] | F34 | 0 | [10 empty] | No | No
MC078 | George Fox Building |  |  |  | MC078-B03/F23 | Function 23 | EN.EN3 Energy Sensor | [6 empty] | F23 | 0 | [10 empty] | No | No
MC078 | George Fox Building |  |  |  | MC078-B03/F24 | Function 24 | EN.EN3 Energy Sensor | [6 empty] | F24 | 0 | [10 empty] | No | No
MC078 | George Fox Building |  |  |  | MC078-B03/F25 | Function 25 | EN.EN3 Energy Sensor | [6 empty] | F25 | 0 | [10 empty] | No | No
MC078 | George Fox Building |  |  |  | MC078-B03/F26 | Function 26 | EN.EN3 Energy Sensor | [6 empty] | F26 | 0 | [10 empty] | No | No
MC078 | George Fox Building |  |  |  | MC078-B03/F27 | Function 27 | EN.EN3 Energy Sensor | [6 empty] | F27 | 0 | [10 empty] | No | No
MC078 | George Fox Building |  |  |  | MC078-B03/F29 | Function 29 | EN.EN3 Energy Sensor | [6 empty] | F29 | 0 | [10 empty] | No | No
MC078 | George Fox Building |  |  |  | MC078-B03/F18 | Function 18 | EN.EN3 Energy Sensor | [6 empty] | F18 | 0 | [10 empty] | No | No
MC078 | George Fox Building |  |  |  | MC078-B03/F19 | Function 19 | EN.EN3 Energy Sensor | [6 empty] | F19 | 0 | [10 empty] | No | No
MC078 | George Fox Building |  |  |  | MC078-B03/F2 | Function 2 | EN.EN3 Energy Sensor | [6 empty] | F2 | 0 | [10 empty] | No | No
MC078 | George Fox Building |  |  |  | MC078-B03/F20 | Function 20 | EN.EN3 Energy Sensor | [6 empty] | F20 | 0 | [10 empty] | No | No
MC078 | George Fox Building |  |  |  | MC078-B03/F21 | Function 21 | EN.EN3 Energy Sensor | [6 empty] | F21 | 0 | [10 empty] | No | No
MC078 | George Fox Building |  |  |  | MC078-B03/F22 | Function 22 | EN.EN3 Energy Sensor | [6 empty] | F22 | 0 | [10 empty] | No | No
MC078 | George Fox Building |  |  |  | MC078-B03/F1 | Function 1 | EN.EN3 Energy Sensor | [6 empty] | F1 | 0 | [10 empty] | No | No
MC078 | George Fox Building |  |  |  | MC078-B03/F10 | Function 10 | EN.EN3 Energy Sensor | [6 empty] | F10 | 0 | [10 empty] | No | No
MC078 | George Fox Building |  |  |  | MC078-B03/F11 | Function 11 | EN.EN3 Energy Sensor | [6 empty] | F11 | 0 | [10 empty] | No | No
MC078 | George Fox Building |  |  |  | MC078-B03/F12 | Function 12 | EN.EN3 Energy Sensor | [6 empty] | F12 | 0 | [10 empty] | No | No
MC078 | George Fox Building |  |  |  | MC078-B03/F16 | Function 16 | EN.EN3 Energy Sensor | [6 empty] | F16 | 0 | [10 empty] | No | No
MC078 | George Fox Building |  |  |  | MC078-B03/F17 | Function 17 | EN.EN3 Energy Sensor | [6 empty] | F17 | 0 | [10 empty] | No | No
MC078 | George Fox Building |  |  |  | MC078-B03/D5 | GF HWS Sec Pump | EN.EN3 Energy Sensor | [6 empty] | D5 | 0 | [10 empty] | No | No
MC078 | George Fox Building |  |  |  | MC078-B03/D6 | 2nd Flr HWS Pumps | EN.EN3 Energy Sensor | [6 empty] | D6 | 0 | [10 empty] | No | No
MC078 | George Fox Building |  |  |  | MC078-B03/D7 | Ground Floor Immersion | EN.EN3 Energy Sensor | [6 empty] | D7 | 0 | [10 empty] | No | No
MC078 | George Fox Building |  |  |  | MC078-B03/D8 | 2nd Floor Immersion 1 | EN.EN3 Energy Sensor | [6 empty] | D8 | 0 | [10 empty] | No | No
MC078 | George Fox Building |  |  |  | MC078-B03/D9 | 2nd Flr Immersion 2 | EN.EN3 Energy Sensor | [6 empty] | D9 | 0 | [10 empty] | No | No
MC078 | George Fox Building |  |  |  | MC078-B03/e1 | Alarm Dest 1 | EN.EN3 Energy Sensor | [6 empty] | e1 | 0 | [10 empty] | No | No
MC078 | George Fox Building |  |  |  | MC078-B03/D10 | Gnd Primary Pump | EN.EN3 Energy Sensor | [6 empty] | D10 | 0 | [10 empty] | No | No
MC078 | George Fox Building |  |  |  | MC078-B03/D11 | Calorifier 1 Valve | EN.EN3 Energy Sensor | [6 empty] | D11 | 0 | [10 empty] | No | No
MC078 | George Fox Building |  |  |  | MC078-B03/D12 | Calorifier 2 Valve | EN.EN3 Energy Sensor | [6 empty] | D12 | 0 | [10 empty] | No | No
MC078 | George Fox Building |  |  |  | MC078-B03/D2 | AHU Heater Battery Pumps | EN.EN3 Energy Sensor | [6 empty] | D2 | 0 | [10 empty] | No | No
MC078 | George Fox Building |  |  |  | MC078-B03/D3 | 2_3 Heating Pumps | EN.EN3 Energy Sensor | [6 empty] | D3 | 0 | [10 empty] | No | No
MC078 | George Fox Building |  |  |  | MC078-B03/D4 | Gnd 1st Heating Pumps | EN.EN3 Energy Sensor | [6 empty] | D4 | 0 | [10 empty] | No | No
MC078 | George Fox Building |  |  |  | MC078-B01/A1 | Outside air temperature | EN.EN3 Energy Sensor | [6 empty] | A1 | 0 | [10 empty] | No | No
MC078 | George Fox Building |  |  |  | MC078-B01/B1 | Digital Byte 1 | EN.EN3 Energy Sensor | [6 empty] | B1 | 0 | [10 empty] | No | No
MC078 | George Fox Building |  |  |  | MC078-B01/C1 | Virtual CNC 1 | EN.EN3 Energy Sensor | [6 empty] | C1 | 0 | [10 empty] | No | No
MC078 | George Fox Building |  |  |  | MC078-B01/D1 | 2_3 TEF 4 Enable | EN.EN3 Energy Sensor | [6 empty] | D1 | 0 | [10 empty] | No | No
MC078 | George Fox Building |  |  |  | MC078-B01/D10 | Courtyard 2 Heater Battery | EN.EN3 Energy Sensor | [6 empty] | D10 | 0 | [10 empty] | No | No
MC078 | George Fox Building |  |  |  | MC078-B01/D11 | Courtyard Perimeter Heating | EN.EN3 Energy Sensor | [6 empty] | D11 | 0 | [10 empty] | No | No
MC078 | George Fox Building |  |  |  | MC078-B01/Z4 | Lecture F40 | EN.EN3 Energy Sensor | [6 empty] | Z4 | 0 | [10 empty] | No | No
MC078 | George Fox Building |  |  |  | MC078-B01/Z5 | Not used | EN.EN3 Energy Sensor | [6 empty] | Z5 | 0 | [10 empty] | No | No
MC078 | George Fox Building |  |  |  | MC078-B01/Z6 | Front Overdoor Heaters | EN.EN3 Energy Sensor | [6 empty] | Z6 | 0 | [10 empty] | No | No
MC078 | George Fox Building |  |  |  | MC078-B01/Y2 | Thermistor TBTI | EN.EN3 Energy Sensor | [6 empty] | Y2 | 0 | [10 empty] | No | No
MC078 | George Fox Building |  |  |  | MC078-B01/Y3 | Room temperature | EN.EN3 Energy Sensor | [6 empty] | Y3 | 0 | [10 empty] | No | No
MC078 | George Fox Building |  |  |  | MC078-B01/Y4 | Balco 500 | EN.EN3 Energy Sensor | [6 empty] | Y4 | 0 | [10 empty] | No | No
MC078 | George Fox Building |  |  |  | MC078-B01/Z1 | Courtyard | EN.EN3 Energy Sensor | [6 empty] | Z1 | 0 | [10 empty] | No | No
MC078 | George Fox Building |  |  |  | MC078-B01/Z2 | Lecture 27 | EN.EN3 Energy Sensor | [6 empty] | Z2 | 0 | [10 empty] | No | No
MC078 | George Fox Building |  |  |  | MC078-B01/Z3 | Lecture F39 | EN.EN3 Energy Sensor | [6 empty] | Z3 | 0 | [10 empty] | No | No
MC078 | George Fox Building |  |  |  | MC078-B01/W5 | Switch 5 | EN.EN3 Energy Sensor | [6 empty] | W5 | 0 | [10 empty] | No | No
MC078 | George Fox Building |  |  |  | MC078-B01/W6 | Switch 6 | EN.EN3 Energy Sensor | [6 empty] | W6 | 0 | [10 empty] | No | No
MC078 | George Fox Building |  |  |  | MC078-B01/W7 | Switch 1 | EN.EN3 Energy Sensor | [6 empty] | W7 | 0 | [10 empty] | No | No
MC078 | George Fox Building |  |  |  | MC078-B01/W8 | Switch 2 | EN.EN3 Energy Sensor | [6 empty] | W8 | 0 | [10 empty] | No | No
MC078 | George Fox Building |  |  |  | MC078-B01/W9 | Switch 3 | EN.EN3 Energy Sensor | [6 empty] | W9 | 0 | [10 empty] | No | No
MC078 | George Fox Building |  |  |  | MC078-B01/Y1 | Outside air temperature | EN.EN3 Energy Sensor | [6 empty] | Y1 | 0 | [10 empty] | No | No
MC078 | George Fox Building |  |  |  | MC078-B01/W24 | Switch 6 | EN.EN3 Energy Sensor | [6 empty] | W24 | 0 | [10 empty] | No | No
MC078 | George Fox Building |  |  |  | MC078-B01/W25 | Window Dampers overide on | EN.EN3 Energy Sensor | [6 empty] | W25 | 0 | [10 empty] | No | No
MC078 | George Fox Building |  |  |  | MC078-B01/W26 | Window Dampers overide off | EN.EN3 Energy Sensor | [6 empty] | W26 | 0 | [10 empty] | No | No
MC078 | George Fox Building |  |  |  | MC078-B01/W27 | B58- 59 Extracts off | EN.EN3 Energy Sensor | [6 empty] | W27 | 0 | [10 empty] | No | No
MC078 | George Fox Building |  |  |  | MC078-B01/W3 | Switch 3 | EN.EN3 Energy Sensor | [6 empty] | W3 | 0 | [10 empty] | No | No
MC078 | George Fox Building |  |  |  | MC078-B01/W4 | Switch 4 | EN.EN3 Energy Sensor | [6 empty] | W4 | 0 | [10 empty] | No | No
MC078 | George Fox Building |  |  |  | MC078-B01/W19 | Switch 1 | EN.EN3 Energy Sensor | [6 empty] | W19 | 0 | [10 empty] | No | No
MC078 | George Fox Building |  |  |  | MC078-B01/W2 | Switch 2 | EN.EN3 Energy Sensor | [6 empty] | W2 | 0 | [10 empty] | No | No
MC078 | George Fox Building |  |  |  | MC078-B01/W20 | Switch 2 | EN.EN3 Energy Sensor | [6 empty] | W20 | 0 | [10 empty] | No | No
MC078 | George Fox Building |  |  |  | MC078-B01/W21 | Switch 3 | EN.EN3 Energy Sensor | [6 empty] | W21 | 0 | [10 empty] | No | No
MC078 | George Fox Building |  |  |  | MC078-B01/W22 | Switch 4 | EN.EN3 Energy Sensor | [6 empty] | W22 | 0 | [10 empty] | No | No
MC078 | George Fox Building |  |  |  | MC078-B01/W23 | Switch 5 | EN.EN3 Energy Sensor | [6 empty] | W23 | 0 | [10 empty] | No | No
MC078 | George Fox Building |  |  |  | MC078-B01/W13 | Switch 1 | EN.EN3 Energy Sensor | [6 empty] | W13 | 0 | [10 empty] | No | No
MC078 | George Fox Building |  |  |  | MC078-B01/W14 | Switch 2 | EN.EN3 Energy Sensor | [6 empty] | W14 | 0 | [10 empty] | No | No
MC078 | George Fox Building |  |  |  | MC078-B01/W15 | Switch 3 | EN.EN3 Energy Sensor | [6 empty] | W15 | 0 | [10 empty] | No | No
MC078 | George Fox Building |  |  |  | MC078-B01/W16 | Switch 4 | EN.EN3 Energy Sensor | [6 empty] | W16 | 0 | [10 empty] | No | No
MC078 | George Fox Building |  |  |  | MC078-B01/W17 | Switch 5 | EN.EN3 Energy Sensor | [6 empty] | W17 | 0 | [10 empty] | No | No
MC078 | George Fox Building |  |  |  | MC078-B01/W18 | Switch 6 | EN.EN3 Energy Sensor | [6 empty] | W18 | 0 | [10 empty] | No | No
MC078 | George Fox Building |  |  |  | MC078-B01/S9 | Sensor 9 | EN.EN3 Energy Sensor | [6 empty] | S9 | 0 | [10 empty] | No | No
MC078 | George Fox Building |  |  |  | MC078-B01/V1 |  | EN.EN3 Energy Sensor | [6 empty] | V1 | 0 | [10 empty] | No | No
MC078 | George Fox Building |  |  |  | MC078-B01/W1 | Damper Override Switch | EN.EN3 Energy Sensor | [6 empty] | W1 | 0 | [10 empty] | No | No
MC078 | George Fox Building |  |  |  | MC078-B01/W10 | Switch 4 | EN.EN3 Energy Sensor | [6 empty] | W10 | 0 | [10 empty] | No | No
MC078 | George Fox Building |  |  |  | MC078-B01/W11 | Switch 5 | EN.EN3 Energy Sensor | [6 empty] | W11 | 0 | [10 empty] | No | No
MC078 | George Fox Building |  |  |  | MC078-B01/W12 | Switch 6 | EN.EN3 Energy Sensor | [6 empty] | W12 | 0 | [10 empty] | No | No
MC078 | George Fox Building |  |  |  | MC078-B01/S36 | Sensor 36 | EN.EN3 Energy Sensor | [6 empty] | S36 | 0 | [10 empty] | No | No
MC078 | George Fox Building |  |  |  | MC078-B01/S4 | Courtyard 2 Supply Temp | EN.EN3 Energy Sensor | [6 empty] | S4 | 0 | [10 empty] | No | No
MC078 | George Fox Building |  |  |  | MC078-B01/S5 | Courtyard Room Temp | EN.EN3 Energy Sensor | [6 empty] | S5 | 0 | [10 empty] | No | No
MC078 | George Fox Building |  |  |  | MC078-B01/S6 | FF Toilets Heater Battery Flow | EN.EN3 Energy Sensor | [6 empty] | S6 | 0 | [10 empty] | No | No
MC078 | George Fox Building |  |  |  | MC078-B01/S7 | FF Toilets Supply Temp | EN.EN3 Energy Sensor | [6 empty] | S7 | 0 | [10 empty] | No | No
MC078 | George Fox Building |  |  |  | MC078-B01/S8 | Sensor 8 | EN.EN3 Energy Sensor | [6 empty] | S8 | 0 | [10 empty] | No | No
MC078 | George Fox Building |  |  |  | MC078-B01/S26 | FF Supply Temp | EN.EN3 Energy Sensor | [6 empty] | S26 | 0 | [10 empty] | No | No
MC078 | George Fox Building |  |  |  | MC078-B01/S27 | MTHW FLOW | EN.EN3 Energy Sensor | [6 empty] | S27 | 0 | [10 empty] | No | No
MC078 | George Fox Building |  |  |  | MC078-B01/S28 | Medium temperature hot water return temperature | EN.EN3 Energy Sensor | [6 empty] | S28 | 0 | [10 empty] | No | No
MC078 | George Fox Building |  |  |  | MC078-B01/S29 | Outside air temperature | EN.EN3 Energy Sensor | [6 empty] | S29 | 0 | [10 empty] | No | No
MC078 | George Fox Building |  |  |  | MC078-B01/S3 | Courtyard 2 Batt Flow Temp | EN.EN3 Energy Sensor | [6 empty] | S3 | 0 | [10 empty] | No | No
MC078 | George Fox Building |  |  |  | MC078-B01/S30 | Sensor 30 | EN.EN3 Energy Sensor | [6 empty] | S30 | 0 | [10 empty] | No | No
MC078 | George Fox Building |  |  |  | MC078-B01/S20 | F40 Return Air Temp B59 | EN.EN3 Energy Sensor | [6 empty] | S20 | 0 | [10 empty] | No | No
MC078 | George Fox Building |  |  |  | MC078-B01/S21 | F40 Battery Flow Temp | EN.EN3 Energy Sensor | [6 empty] | S21 | 0 | [10 empty] | No | No
MC078 | George Fox Building |  |  |  | MC078-B01/S22 | F40 Valve Position | EN.EN3 Energy Sensor | [6 empty] | S22 | 0 | [10 empty] | No | No
MC078 | George Fox Building |  |  |  | MC078-B01/S23 | GF Supply Temp | EN.EN3 Energy Sensor | [6 empty] | S23 | 0 | [10 empty] | No | No
MC078 | George Fox Building |  |  |  | MC078-B01/S24 | GF Battery Flow | EN.EN3 Energy Sensor | [6 empty] | S24 | 0 | [10 empty] | No | No
MC078 | George Fox Building |  |  |  | MC078-B01/S25 | GF Return Temp | EN.EN3 Energy Sensor | [6 empty] | S25 | 0 | [10 empty] | No | No
MC078 | George Fox Building |  |  |  | MC078-B01/S15 | F39 Supply Air Temp | EN.EN3 Energy Sensor | [6 empty] | S15 | 0 | [10 empty] | No | No
MC078 | George Fox Building |  |  |  | MC078-B01/S16 | F39 Return Air Temp | EN.EN3 Energy Sensor | [6 empty] | S16 | 0 | [10 empty] | No | No
MC078 | George Fox Building |  |  |  | MC078-B01/S17 | F39 Battery Flow Temp | EN.EN3 Energy Sensor | [6 empty] | S17 | 0 | [10 empty] | No | No
MC078 | George Fox Building |  |  |  | MC078-B01/S18 | F39 Valve Position | EN.EN3 Energy Sensor | [6 empty] | S18 | 0 | [10 empty] | No | No
MC078 | George Fox Building |  |  |  | MC078-B01/S19 | F40 Supply Air Temp | EN.EN3 Energy Sensor | [6 empty] | S19 | 0 | [10 empty] | No | No
MC078 | George Fox Building |  |  |  | MC078-B01/S2 | Courtyard 1 Supply Temp | EN.EN3 Energy Sensor | [6 empty] | S2 | 0 | [10 empty] | No | No
MC078 | George Fox Building |  |  |  | MC078-B01/S1 | Courtyard 1 Batt Flow Temp | EN.EN3 Energy Sensor | [6 empty] | S1 | 0 | [10 empty] | No | No
MC078 | George Fox Building |  |  |  | MC078-B01/S10 | Sensor 10 | EN.EN3 Energy Sensor | [6 empty] | S10 | 0 | [10 empty] | No | No
MC078 | George Fox Building |  |  |  | MC078-B01/S11 | L27 Supply Air Temp | EN.EN3 Energy Sensor | [6 empty] | S11 | 0 | [10 empty] | No | No
MC078 | George Fox Building |  |  |  | MC078-B01/S12 | L27 Return Air Temp | EN.EN3 Energy Sensor | [6 empty] | S12 | 0 | [10 empty] | No | No
MC078 | George Fox Building |  |  |  | MC078-B01/S13 | L27 Battery Flow Temp | EN.EN3 Energy Sensor | [6 empty] | S13 | 0 | [10 empty] | No | No
MC078 | George Fox Building |  |  |  | MC078-B01/S14 | L27 Valve Position | EN.EN3 Energy Sensor | [6 empty] | S14 | 0 | [10 empty] | No | No
MC078 | George Fox Building |  |  |  | MC078-B01/P5 | Courtyard Room Temp | EN.EN3 Energy Sensor | [6 empty] | P5 | 0 | [10 empty] | No | No
MC078 | George Fox Building |  |  |  | MC078-B01/P6 | FF Toilets Heater Battery Flow | EN.EN3 Energy Sensor | [6 empty] | P6 | 0 | [10 empty] | No | No
MC078 | George Fox Building |  |  |  | MC078-B01/P7 | FF Toilets Supply Temp | EN.EN3 Energy Sensor | [6 empty] | P7 | 0 | [10 empty] | No | No
MC078 | George Fox Building |  |  |  | MC078-B01/P8 | Sensor 8 | EN.EN3 Energy Sensor | [6 empty] | P8 | 0 | [10 empty] | No | No
MC078 | George Fox Building |  |  |  | MC078-B01/P9 | Sensor 9 | EN.EN3 Energy Sensor | [6 empty] | P9 | 0 | [10 empty] | No | No
MC078 | George Fox Building |  |  |  | MC078-B01/Q1 | Sequence Table 1 | EN.EN3 Energy Sensor | [6 empty] | Q1 | 0 | [10 empty] | No | No
MC078 | George Fox Building |  |  |  | MC078-B01/P26 | FF Supply Temp | EN.EN3 Energy Sensor | [6 empty] | P26 | 0 | [10 empty] | No | No
MC078 | George Fox Building |  |  |  | MC078-B01/P27 | Sensor 3 | EN.EN3 Energy Sensor | [6 empty] | P27 | 0 | [10 empty] | No | No
MC078 | George Fox Building |  |  |  | MC078-B01/P28 | Sensor 4 | EN.EN3 Energy Sensor | [6 empty] | P28 | 0 | [10 empty] | No | No
MC078 | George Fox Building |  |  |  | MC078-B01/P29 | Sensor 30 | EN.EN3 Energy Sensor | [6 empty] | P29 | 0 | [10 empty] | No | No
MC078 | George Fox Building |  |  |  | MC078-B01/P3 | Courtyard 2 Batt Flow Temp | EN.EN3 Energy Sensor | [6 empty] | P3 | 0 | [10 empty] | No | No
MC078 | George Fox Building |  |  |  | MC078-B01/P4 | Courtyard 2 Supply Temp | EN.EN3 Energy Sensor | [6 empty] | P4 | 0 | [10 empty] | No | No
MC078 | George Fox Building |  |  |  | MC078-B01/P20 | F40 Return Air Temp | EN.EN3 Energy Sensor | [6 empty] | P20 | 0 | [10 empty] | No | No
MC078 | George Fox Building |  |  |  | MC078-B01/P21 | F40 Battery Flow Temp | EN.EN3 Energy Sensor | [6 empty] | P21 | 0 | [10 empty] | No | No
MC078 | George Fox Building |  |  |  | MC078-B01/P22 | F40 Valve Position | EN.EN3 Energy Sensor | [6 empty] | P22 | 0 | [10 empty] | No | No
MC078 | George Fox Building |  |  |  | MC078-B01/P23 | GF Supply Temp | EN.EN3 Energy Sensor | [6 empty] | P23 | 0 | [10 empty] | No | No
MC078 | George Fox Building |  |  |  | MC078-B01/P24 | GF Battery Flow | EN.EN3 Energy Sensor | [6 empty] | P24 | 0 | [10 empty] | No | No
MC078 | George Fox Building |  |  |  | MC078-B01/P25 | GF Return Temp | EN.EN3 Energy Sensor | [6 empty] | P25 | 0 | [10 empty] | No | No
MC078 | George Fox Building |  |  |  | MC078-B01/P15 | F39 Supply Air Temp | EN.EN3 Energy Sensor | [6 empty] | P15 | 0 | [10 empty] | No | No
MC078 | George Fox Building |  |  |  | MC078-B01/P16 | F39 Return Air Temp | EN.EN3 Energy Sensor | [6 empty] | P16 | 0 | [10 empty] | No | No
MC078 | George Fox Building |  |  |  | MC078-B01/P17 | F39 Battery Flow Temp | EN.EN3 Energy Sensor | [6 empty] | P17 | 0 | [10 empty] | No | No
MC078 | George Fox Building |  |  |  | MC078-B01/P18 | F39 Valve Position | EN.EN3 Energy Sensor | [6 empty] | P18 | 0 | [10 empty] | No | No
MC078 | George Fox Building |  |  |  | MC078-B01/P19 | F40 Supply Air Temp | EN.EN3 Energy Sensor | [6 empty] | P19 | 0 | [10 empty] | No | No
MC078 | George Fox Building |  |  |  | MC078-B01/P2 | Courtyard 1 Supply Temp | EN.EN3 Energy Sensor | [6 empty] | P2 | 0 | [10 empty] | No | No
MC078 | George Fox Building |  |  |  | MC078-B01/P1 | Courtyard 1 Batt Flow Temp | EN.EN3 Energy Sensor | [6 empty] | P1 | 0 | [10 empty] | No | No
MC078 | George Fox Building |  |  |  | MC078-B01/P10 | Sensor 10 | EN.EN3 Energy Sensor | [6 empty] | P10 | 0 | [10 empty] | No | No
MC078 | George Fox Building |  |  |  | MC078-B01/P11 | L27 Supply Air Temp | EN.EN3 Energy Sensor | [6 empty] | P11 | 0 | [10 empty] | No | No
MC078 | George Fox Building |  |  |  | MC078-B01/P12 | L27 Return Air Temp | EN.EN3 Energy Sensor | [6 empty] | P12 | 0 | [10 empty] | No | No
MC078 | George Fox Building |  |  |  | MC078-B01/P13 | L27 Battery Flow Temp | EN.EN3 Energy Sensor | [6 empty] | P13 | 0 | [10 empty] | No | No
MC078 | George Fox Building |  |  |  | MC078-B01/P14 | L27 Valve Position | EN.EN3 Energy Sensor | [6 empty] | P14 | 0 | [10 empty] | No | No
MC078 | George Fox Building |  |  |  | MC078-B01/N4 | IC Comms 4 | EN.EN3 Energy Sensor | [6 empty] | N4 | 0 | [10 empty] | No | No
MC078 | George Fox Building |  |  |  | MC078-B01/N5 | IC Comms 5 | EN.EN3 Energy Sensor | [6 empty] | N5 | 0 | [10 empty] | No | No
MC078 | George Fox Building |  |  |  | MC078-B01/N6 | IC Comms 6 | EN.EN3 Energy Sensor | [6 empty] | N6 | 0 | [10 empty] | No | No
MC078 | George Fox Building |  |  |  | MC078-B01/N7 | IC Comms 7 | EN.EN3 Energy Sensor | [6 empty] | N7 | 0 | [10 empty] | No | No
MC078 | George Fox Building |  |  |  | MC078-B01/o1 | Alarm Route 1 | EN.EN3 Energy Sensor | [6 empty] | o1 | 0 | [10 empty] | No | No
MC078 | George Fox Building |  |  |  | MC078-B01/o2 | Alarm Route 2 | EN.EN3 Energy Sensor | [6 empty] | o2 | 0 | [10 empty] | No | No
MC078 | George Fox Building |  |  |  | MC078-B01/L2 | Loop 2 | EN.EN3 Energy Sensor | [6 empty] | L2 | 0 | [10 empty] | No | No
MC078 | George Fox Building |  |  |  | MC078-B01/L3 | Loop 3 | EN.EN3 Energy Sensor | [6 empty] | L3 | 0 | [10 empty] | No | No
MC078 | George Fox Building |  |  |  | MC078-B01/N1 | TREND_00_5D_C3 | EN.EN3 Energy Sensor | [6 empty] | N1 | 0 | [10 empty] | No | No
MC078 | George Fox Building |  |  |  | MC078-B01/N2 | Space frost protection setpoint | EN.EN3 Energy Sensor | [6 empty] | N2 | 0 | [10 empty] | No | No
MC078 | George Fox Building |  |  |  | MC078-B01/N3 | IC Comms 3 | EN.EN3 Energy Sensor | [6 empty] | N3 | 0 | [10 empty] | No | No
MC078 | George Fox Building |  |  |  | MC078-B01/K5 | Window Damper Setpoint | EN.EN3 Energy Sensor | [6 empty] | K5 | 0 | [10 empty] | No | No
MC078 | George Fox Building |  |  |  | MC078-B01/K6 | Knob 6 | EN.EN3 Energy Sensor | [6 empty] | K6 | 0 | [10 empty] | No | No
MC078 | George Fox Building |  |  |  | MC078-B01/K7 | Courtyard Window open stp | EN.EN3 Energy Sensor | [6 empty] | K7 | 0 | [10 empty] | No | No
MC078 | George Fox Building |  |  |  | MC078-B01/K8 | Knob 2 | EN.EN3 Energy Sensor | [6 empty] | K8 | 0 | [10 empty] | No | No
MC078 | George Fox Building |  |  |  | MC078-B01/K9 | Knob 3 | EN.EN3 Energy Sensor | [6 empty] | K9 | 0 | [10 empty] | No | No
MC078 | George Fox Building |  |  |  | MC078-B01/L1 | Loop 1 | EN.EN3 Energy Sensor | [6 empty] | L1 | 0 | [10 empty] | No | No
MC078 | George Fox Building |  |  |  | MC078-B01/K25 | Knob 25 | EN.EN3 Energy Sensor | [6 empty] | K25 | 0 | [10 empty] | No | No
MC078 | George Fox Building |  |  |  | MC078-B01/K26 | Courtyard 1 Heqater Battery | EN.EN3 Energy Sensor | [6 empty] | K26 | 0 | [10 empty] | No | No
MC078 | George Fox Building |  |  |  | MC078-B01/K27 | Space frost protection setpoint | EN.EN3 Energy Sensor | [6 empty] | K27 | 0 | [10 empty] | No | No
MC078 | George Fox Building |  |  |  | MC078-B01/K28 | Knob 28 | EN.EN3 Energy Sensor | [6 empty] | K28 | 0 | [10 empty] | No | No
MC078 | George Fox Building |  |  |  | MC078-B01/K3 | F39 Supply Air Setpoint | EN.EN3 Energy Sensor | [6 empty] | K3 | 0 | [10 empty] | No | No
MC078 | George Fox Building |  |  |  | MC078-B01/K4 | F40 Supply Air Setpoint | EN.EN3 Energy Sensor | [6 empty] | K4 | 0 | [10 empty] | No | No
MC078 | George Fox Building |  |  |  | MC078-B01/K2 | L27 Supply Air Setpoint | EN.EN3 Energy Sensor | [6 empty] | K2 | 0 | [10 empty] | No | No
MC078 | George Fox Building |  |  |  | MC078-B01/K20 | Knob 2 | EN.EN3 Energy Sensor | [6 empty] | K20 | 0 | [10 empty] | No | No
MC078 | George Fox Building |  |  |  | MC078-B01/K21 | Knob 3 | EN.EN3 Energy Sensor | [6 empty] | K21 | 0 | [10 empty] | No | No
MC078 | George Fox Building |  |  |  | MC078-B01/K22 | Knob 4 | EN.EN3 Energy Sensor | [6 empty] | K22 | 0 | [10 empty] | No | No
MC078 | George Fox Building |  |  |  | MC078-B01/K23 | Knob 5 | EN.EN3 Energy Sensor | [6 empty] | K23 | 0 | [10 empty] | No | No
MC078 | George Fox Building |  |  |  | MC078-B01/K24 | Knob 6 | EN.EN3 Energy Sensor | [6 empty] | K24 | 0 | [10 empty] | No | No
MC078 | George Fox Building |  |  |  | MC078-B01/K14 | Knob 2 | EN.EN3 Energy Sensor | [6 empty] | K14 | 0 | [10 empty] | No | No
MC078 | George Fox Building |  |  |  | MC078-B01/K15 | Knob 3 | EN.EN3 Energy Sensor | [6 empty] | K15 | 0 | [10 empty] | No | No
MC078 | George Fox Building |  |  |  | MC078-B01/K16 | Knob 4 | EN.EN3 Energy Sensor | [6 empty] | K16 | 0 | [10 empty] | No | No
MC078 | George Fox Building |  |  |  | MC078-B01/K17 | Knob 5 | EN.EN3 Energy Sensor | [6 empty] | K17 | 0 | [10 empty] | No | No
MC078 | George Fox Building |  |  |  | MC078-B01/K18 | Knob 6 | EN.EN3 Energy Sensor | [6 empty] | K18 | 0 | [10 empty] | No | No
MC078 | George Fox Building |  |  |  | MC078-B01/K19 | Knob 1 | EN.EN3 Energy Sensor | [6 empty] | K19 | 0 | [10 empty] | No | No
MC078 | George Fox Building |  |  |  | MC078-B01/i9 | F40 Filter | EN.EN3 Energy Sensor | [6 empty] | i9 | 0 | [10 empty] | No | No
MC078 | George Fox Building |  |  |  | MC078-B01/K1 | Space frost protection setpoint | EN.EN3 Energy Sensor | [6 empty] | K1 | 0 | [10 empty] | No | No
MC078 | George Fox Building |  |  |  | MC078-B01/K10 | Knob 4 | EN.EN3 Energy Sensor | [6 empty] | K10 | 0 | [10 empty] | No | No
MC078 | George Fox Building |  |  |  | MC078-B01/K11 | Knob 5 | EN.EN3 Energy Sensor | [6 empty] | K11 | 0 | [10 empty] | No | No
MC078 | George Fox Building |  |  |  | MC078-B01/K12 | Knob 6 | EN.EN3 Energy Sensor | [6 empty] | K12 | 0 | [10 empty] | No | No
MC078 | George Fox Building |  |  |  | MC078-B01/K13 | Knob 1 | EN.EN3 Energy Sensor | [6 empty] | K13 | 0 | [10 empty] | No | No
MC078 | George Fox Building |  |  |  | MC078-B01/i6 | Ground Floor Toilet Extract | EN.EN3 Energy Sensor | [6 empty] | i6 | 0 | [10 empty] | No | No
MC078 | George Fox Building |  |  |  | MC078-B01/i7 | F40 Supply | EN.EN3 Energy Sensor | [6 empty] | i7 | 0 | [10 empty] | No | No
MC078 | George Fox Building |  |  |  | MC078-B01/i8 | F40 Extract | EN.EN3 Energy Sensor | [6 empty] | i8 | 0 | [10 empty] | No | No
MC078 | George Fox Building |  |  |  | MC078-B01/I33 | FF Toilet Extract fan fault | EN.EN3 Energy Sensor | [6 empty] | I33 | 0 | [10 empty] | No | No
MC078 | George Fox Building |  |  |  | MC078-B01/I4 | xcite/IO/8UI | EN.EN3 Energy Sensor | [6 empty] | I4 | 0 | [10 empty] | No | No
MC078 | George Fox Building |  |  |  | MC078-B01/i5 | F40 Frost | EN.EN3 Energy Sensor | [6 empty] | i5 | 0 | [10 empty] | No | No
MC078 | George Fox Building |  |  |  | MC078-B01/I29 | GF Toilet Fault | EN.EN3 Energy Sensor | [6 empty] | I29 | 0 | [10 empty] | No | No
MC078 | George Fox Building |  |  |  | MC078-B01/i3 | Fan 1 Frost | EN.EN3 Energy Sensor | [6 empty] | i3 | 0 | [10 empty] | No | No
MC078 | George Fox Building |  |  |  | MC078-B01/I30 | 2 3 Toilet Extract fan 2 fault | EN.EN3 Energy Sensor | [6 empty] | I30 | 0 | [10 empty] | No | No
MC078 | George Fox Building |  |  |  | MC078-B01/I31 | 2 3 Toilet Extract fan 1 fault | EN.EN3 Energy Sensor | [6 empty] | I31 | 0 | [10 empty] | No | No
MC078 | George Fox Building |  |  |  | MC078-B01/I32 | 2 3 Toilet Extract fan 4 fault | EN.EN3 Energy Sensor | [6 empty] | I32 | 0 | [10 empty] | No | No
MC078 | George Fox Building |  |  |  | MC078-B01/I23 | Fan 3 Filter | EN.EN3 Energy Sensor | [6 empty] | I23 | 0 | [10 empty] | No | No
MC078 | George Fox Building |  |  |  | MC078-B01/I24 | Main AHU Filter | EN.EN3 Energy Sensor | [6 empty] | I24 | 0 | [10 empty] | No | No
MC078 | George Fox Building |  |  |  | MC078-B01/I25 | FF Toilet Filter | EN.EN3 Energy Sensor | [6 empty] | I25 | 0 | [10 empty] | No | No
MC078 | George Fox Building |  |  |  | MC078-B01/I26 | FF Toilets Frost | EN.EN3 Energy Sensor | [6 empty] | I26 | 0 | [10 empty] | No | No
MC078 | George Fox Building |  |  |  | MC078-B01/I27 | Mezzanine toilet fans fault | EN.EN3 Energy Sensor | [6 empty] | I27 | 0 | [10 empty] | No | No
MC078 | George Fox Building |  |  |  | MC078-B01/I28 | Fire Relay 2 | EN.EN3 Energy Sensor | [6 empty] | I28 | 0 | [10 empty] | No | No
MC078 | George Fox Building |  |  |  | MC078-B01/I19 | Lift Motor room fan | EN.EN3 Energy Sensor | [6 empty] | I19 | 0 | [10 empty] | No | No
MC078 | George Fox Building |  |  |  | MC078-B01/i2 | F39 Frost | EN.EN3 Energy Sensor | [6 empty] | i2 | 0 | [10 empty] | No | No
MC078 | George Fox Building |  |  |  | MC078-B01/I20 | Fire relay 3 | EN.EN3 Energy Sensor | [6 empty] | I20 | 0 | [10 empty] | No | No
MC078 | George Fox Building |  |  |  | MC078-B01/I21 | Fan 1 Filter | EN.EN3 Energy Sensor | [6 empty] | I21 | 0 | [10 empty] | No | No
MC078 | George Fox Building |  |  |  | MC078-B01/I22 | Fan 2 Filter | EN.EN3 Energy Sensor | [6 empty] | I22 | 0 | [10 empty] | No | No
MC078 | George Fox Building |  |  |  | MC078-B01/I12 | GF Toilets Frost | EN.EN3 Energy Sensor | [6 empty] | I12 | 0 | [10 empty] | No | No
MC078 | George Fox Building |  |  |  | MC078-B01/I13 | GF Toilets Filter | EN.EN3 Energy Sensor | [6 empty] | I13 | 0 | [10 empty] | No | No
MC078 | George Fox Building |  |  |  | MC078-B01/I14 | Fan 2 Filter | EN.EN3 Energy Sensor | [6 empty] | I14 | 0 | [10 empty] | No | No
MC078 | George Fox Building |  |  |  | MC078-B01/I15 | Fan 2 Frost | EN.EN3 Energy Sensor | [6 empty] | I15 | 0 | [10 empty] | No | No
MC078 | George Fox Building |  |  |  | MC078-B01/I16 | FF Toilet Extract | EN.EN3 Energy Sensor | [6 empty] | I16 | 0 | [10 empty] | No | No
MC078 | George Fox Building |  |  |  | MC078-B01/I18 | Projection extract Fan | EN.EN3 Energy Sensor | [6 empty] | I18 | 0 | [10 empty] | No | No
MC078 | George Fox Building |  |  |  | MC078-B01/G8 | First Floor Toilet Fans Enable | EN.EN3 Energy Sensor | [6 empty] | G8 | 0 | [10 empty] | No | No
MC078 | George Fox Building |  |  |  | MC078-B01/G9 | Logic 9 | EN.EN3 Energy Sensor | [6 empty] | G9 | 0 | [10 empty] | No | No
MC078 | George Fox Building |  |  |  | MC078-B01/i1 | F39 Filter | EN.EN3 Energy Sensor | [6 empty] | i1 | 0 | [10 empty] | No | No
MC078 | George Fox Building |  |  |  | MC078-B01/I10 | GF Toilets Supply | EN.EN3 Energy Sensor | [6 empty] | I10 | 0 | [10 empty] | No | No
MC078 | George Fox Building |  |  |  | MC078-B01/I11 | FF Toilets Supply | EN.EN3 Energy Sensor | [6 empty] | I11 | 0 | [10 empty] | No | No
MC078 | George Fox Building |  |  |  | MC078-B01/G22 | Logic 22 | EN.EN3 Energy Sensor | [6 empty] | G22 | 0 | [10 empty] | No | No
MC078 | George Fox Building |  |  |  | MC078-B01/G3 | L27 Enable | EN.EN3 Energy Sensor | [6 empty] | G3 | 0 | [10 empty] | No | No
MC078 | George Fox Building |  |  |  | MC078-B01/G4 | Logic 4 | EN.EN3 Energy Sensor | [6 empty] | G4 | 0 | [10 empty] | No | No
MC078 | George Fox Building |  |  |  | MC078-B01/G5 | F39 Enable | EN.EN3 Energy Sensor | [6 empty] | G5 | 0 | [10 empty] | No | No
MC078 | George Fox Building |  |  |  | MC078-B01/G6 | F39 Enable | EN.EN3 Energy Sensor | [6 empty] | G6 | 0 | [10 empty] | No | No
MC078 | George Fox Building |  |  |  | MC078-B01/G7 | GF Toilet Fans Enable | EN.EN3 Energy Sensor | [6 empty] | G7 | 0 | [10 empty] | No | No
MC078 | George Fox Building |  |  |  | MC078-B01/G17 | Logic 17 | EN.EN3 Energy Sensor | [6 empty] | G17 | 0 | [10 empty] | No | No
MC078 | George Fox Building |  |  |  | MC078-B01/G18 | Logic 18 | EN.EN3 Energy Sensor | [6 empty] | G18 | 0 | [10 empty] | No | No
MC078 | George Fox Building |  |  |  | MC078-B01/G19 | Logic 19 | EN.EN3 Energy Sensor | [6 empty] | G19 | 0 | [10 empty] | No | No
MC078 | George Fox Building |  |  |  | MC078-B01/G2 | Fire | EN.EN3 Energy Sensor | [6 empty] | G2 | 0 | [10 empty] | No | No
MC078 | George Fox Building |  |  |  | MC078-B01/G20 | Logic 20 | EN.EN3 Energy Sensor | [6 empty] | G20 | 0 | [10 empty] | No | No
MC078 | George Fox Building |  |  |  | MC078-B01/G21 | Logic 21 | EN.EN3 Energy Sensor | [6 empty] | G21 | 0 | [10 empty] | No | No
MC078 | George Fox Building |  |  |  | MC078-B01/G11 | Logic 11 | EN.EN3 Energy Sensor | [6 empty] | G11 | 0 | [10 empty] | No | No
MC078 | George Fox Building |  |  |  | MC078-B01/G12 | Logic 12 | EN.EN3 Energy Sensor | [6 empty] | G12 | 0 | [10 empty] | No | No
MC078 | George Fox Building |  |  |  | MC078-B01/G13 | Logic 13 | EN.EN3 Energy Sensor | [6 empty] | G13 | 0 | [10 empty] | No | No
MC078 | George Fox Building |  |  |  | MC078-B01/G14 | Logic 14 | EN.EN3 Energy Sensor | [6 empty] | G14 | 0 | [10 empty] | No | No
MC078 | George Fox Building |  |  |  | MC078-B01/G15 | Logic 15 | EN.EN3 Energy Sensor | [6 empty] | G15 | 0 | [10 empty] | No | No
MC078 | George Fox Building |  |  |  | MC078-B01/G16 | Logic 16 | EN.EN3 Energy Sensor | [6 empty] | G16 | 0 | [10 empty] | No | No
MC078 | George Fox Building |  |  |  | MC078-B01/F6 | Function 6 | EN.EN3 Energy Sensor | [6 empty] | F6 | 0 | [10 empty] | No | No
MC078 | George Fox Building |  |  |  | MC078-B01/F7 | Function 7 | EN.EN3 Energy Sensor | [6 empty] | F7 | 0 | [10 empty] | No | No
MC078 | George Fox Building |  |  |  | MC078-B01/F8 | Function 8 | EN.EN3 Energy Sensor | [6 empty] | F8 | 0 | [10 empty] | No | No
MC078 | George Fox Building |  |  |  | MC078-B01/F9 | Function 9 | EN.EN3 Energy Sensor | [6 empty] | F9 | 0 | [10 empty] | No | No
MC078 | George Fox Building |  |  |  | MC078-B01/G1 | Courtyard Enable | EN.EN3 Energy Sensor | [6 empty] | G1 | 0 | [10 empty] | No | No
MC078 | George Fox Building |  |  |  | MC078-B01/G10 | Logic 10 | EN.EN3 Energy Sensor | [6 empty] | G10 | 0 | [10 empty] | No | No
MC078 | George Fox Building |  |  |  | MC078-B01/F15 | Function 15 | EN.EN3 Energy Sensor | [6 empty] | F15 | 0 | [10 empty] | No | No
MC078 | George Fox Building |  |  |  | MC078-B01/F16 | Function 16 | EN.EN3 Energy Sensor | [6 empty] | F16 | 0 | [10 empty] | No | No
MC078 | George Fox Building |  |  |  | MC078-B01/F2 | Function 2 | EN.EN3 Energy Sensor | [6 empty] | F2 | 0 | [10 empty] | No | No
MC078 | George Fox Building |  |  |  | MC078-B01/F3 | Run Around Enable | EN.EN3 Energy Sensor | [6 empty] | F3 | 0 | [10 empty] | No | No
MC078 | George Fox Building |  |  |  | MC078-B01/F4 | Function 4 | EN.EN3 Energy Sensor | [6 empty] | F4 | 0 | [10 empty] | No | No
MC078 | George Fox Building |  |  |  | MC078-B01/F5 | Function 5 | EN.EN3 Energy Sensor | [6 empty] | F5 | 0 | [10 empty] | No | No
MC078 | George Fox Building |  |  |  | MC078-B01/F1 | Function 1 | EN.EN3 Energy Sensor | [6 empty] | F1 | 0 | [10 empty] | No | No
MC078 | George Fox Building |  |  |  | MC078-B01/F10 | Function 10 | EN.EN3 Energy Sensor | [6 empty] | F10 | 0 | [10 empty] | No | No
MC078 | George Fox Building |  |  |  | MC078-B01/F11 | Function 11 | EN.EN3 Energy Sensor | [6 empty] | F11 | 0 | [10 empty] | No | No
MC078 | George Fox Building |  |  |  | MC078-B01/F12 | Function 12 | EN.EN3 Energy Sensor | [6 empty] | F12 | 0 | [10 empty] | No | No
MC078 | George Fox Building |  |  |  | MC078-B01/F13 | Function 13 | EN.EN3 Energy Sensor | [6 empty] | F13 | 0 | [10 empty] | No | No
MC078 | George Fox Building |  |  |  | MC078-B01/F14 | Function 14 | EN.EN3 Energy Sensor | [6 empty] | F14 | 0 | [10 empty] | No | No
MC078 | George Fox Building |  |  |  | MC078-B01/D4 | Damper 1 | EN.EN3 Energy Sensor | [6 empty] | D4 | 0 | [10 empty] | No | No
MC078 | George Fox Building |  |  |  | MC078-B01/D5 | Damper 2 | EN.EN3 Energy Sensor | [6 empty] | D5 | 0 | [10 empty] | No | No
MC078 | George Fox Building |  |  |  | MC078-B01/D7 | Courtyard Window Dampers 1 | EN.EN3 Energy Sensor | [6 empty] | D7 | 0 | [10 empty] | No | No
MC078 | George Fox Building |  |  |  | MC078-B01/D8 | Courtyard Window Dampers 2 | EN.EN3 Energy Sensor | [6 empty] | D8 | 0 | [10 empty] | No | No
MC078 | George Fox Building |  |  |  | MC078-B01/D9 | Courtyard 1 Heqater Battery | EN.EN3 Energy Sensor | [6 empty] | D9 | 0 | [10 empty] | No | No
MC078 | George Fox Building |  |  |  | MC078-B01/e1 | Alarm Dest 1 | EN.EN3 Energy Sensor | [6 empty] | e1 | 0 | [10 empty] | No | No
MC078 | George Fox Building |  |  |  | MC078-B01/D29 | Mezz TEF Enable | EN.EN3 Energy Sensor | [6 empty] | D29 | 0 | [10 empty] | No | No
MC078 | George Fox Building |  |  |  | MC078-B01/D30 | FF Toilet Supply Fans Enable | EN.EN3 Energy Sensor | [6 empty] | D30 | 0 | [10 empty] | No | No
MC078 | George Fox Building |  |  |  | MC078-B01/D31 | FF Toilet Extract Fans Enable | EN.EN3 Energy Sensor | [6 empty] | D31 | 0 | [10 empty] | No | No
MC078 | George Fox Building |  |  |  | MC078-B01/D32 | 2_3 TEF 1 Enable | EN.EN3 Energy Sensor | [6 empty] | D32 | 0 | [10 empty] | No | No
MC078 | George Fox Building |  |  |  | MC078-B01/D33 | 2_3 TEF 2 Enable | EN.EN3 Energy Sensor | [6 empty] | D33 | 0 | [10 empty] | No | No
MC078 | George Fox Building |  |  |  | MC078-B01/D34 | 2_3 TEF 3 Enable | EN.EN3 Energy Sensor | [6 empty] | D34 | 0 | [10 empty] | No | No
MC078 | George Fox Building |  |  |  | MC078-B01/D23 | F39 Supply Fan Enable | EN.EN3 Energy Sensor | [6 empty] | D23 | 0 | [10 empty] | No | No
MC078 | George Fox Building |  |  |  | MC078-B01/D24 | F39 Extract Fan Enable | EN.EN3 Energy Sensor | [6 empty] | D24 | 0 | [10 empty] | No | No
MC078 | George Fox Building |  |  |  | MC078-B01/D25 | F40 Supply Fan Enable | EN.EN3 Energy Sensor | [6 empty] | D25 | 0 | [10 empty] | No | No
MC078 | George Fox Building |  |  |  | MC078-B01/D26 | F40 Extract Fan Enable | EN.EN3 Energy Sensor | [6 empty] | D26 | 0 | [10 empty] | No | No
MC078 | George Fox Building |  |  |  | MC078-B01/D27 | GF Toilet Supply Enable | EN.EN3 Energy Sensor | [6 empty] | D27 | 0 | [10 empty] | No | No
MC078 | George Fox Building |  |  |  | MC078-B01/D28 | GF TEF Enable | EN.EN3 Energy Sensor | [6 empty] | D28 | 0 | [10 empty] | No | No
MC078 | George Fox Building |  |  |  | MC078-B01/D18 | Courtyard Fan Convector 4 Enab | EN.EN3 Energy Sensor | [6 empty] | D18 | 0 | [10 empty] | No | No
MC078 | George Fox Building |  |  |  | MC078-B01/D19 | Courtyard Fan Unit 1 Enable | EN.EN3 Energy Sensor | [6 empty] | D19 | 0 | [10 empty] | No | No
MC078 | George Fox Building |  |  |  | MC078-B01/D2 | Overdoor Heaters | EN.EN3 Energy Sensor | [6 empty] | D2 | 0 | [10 empty] | No | No
MC078 | George Fox Building |  |  |  | MC078-B01/D20 | Courtyard Fan Unit 2 Enable | EN.EN3 Energy Sensor | [6 empty] | D20 | 0 | [10 empty] | No | No
MC078 | George Fox Building |  |  |  | MC078-B01/D21 | L27 Supply Fan Enable | EN.EN3 Energy Sensor | [6 empty] | D21 | 0 | [10 empty] | No | No
MC078 | George Fox Building |  |  |  | MC078-B01/D22 | L27 Extract Fan Enable | EN.EN3 Energy Sensor | [6 empty] | D22 | 0 | [10 empty] | No | No
MC078 | George Fox Building |  |  |  | MC078-B01/D12 | L27 Heater Battery | EN.EN3 Energy Sensor | [6 empty] | D12 | 0 | [10 empty] | No | No
MC078 | George Fox Building |  |  |  | MC078-B01/D13 | F39 Heater Battery | EN.EN3 Energy Sensor | [6 empty] | D13 | 0 | [10 empty] | No | No
MC078 | George Fox Building |  |  |  | MC078-B01/D14 | F40 Heater Battery | EN.EN3 Energy Sensor | [6 empty] | D14 | 0 | [10 empty] | No | No
MC078 | George Fox Building |  |  |  | MC078-B01/D15 | Courtyard Fan Convector 1 Enab | EN.EN3 Energy Sensor | [6 empty] | D15 | 0 | [10 empty] | No | No
MC078 | George Fox Building |  |  |  | MC078-B01/D16 | Courtyard Fan Convector 2 Enab | EN.EN3 Energy Sensor | [6 empty] | D16 | 0 | [10 empty] | No | No
MC078 | George Fox Building |  |  |  | MC078-B01/D17 | Courtyard Fan Convector 3 Enab | EN.EN3 Energy Sensor | [6 empty] | D17 | 0 | [10 empty] | No | No
MC078 | George Fox Building |  |  |  | MC078-B02/A1 | Outside air temperature | EN.EN3 Energy Sensor | [6 empty] | A1 | 0 | [10 empty] | No | No
MC078 | George Fox Building |  |  |  | MC078-B02/A2 | Space frost protection setpoint | EN.EN3 Energy Sensor | [6 empty] | A2 | 0 | [10 empty] | No | No
MC078 | George Fox Building |  |  |  | MC078-B02/B1 | Digital Byte 1 | EN.EN3 Energy Sensor | [6 empty] | B1 | 0 | [10 empty] | No | No
MC078 | George Fox Building |  |  |  | MC078-B02/C1 | Virtual CNC 1 | EN.EN3 Energy Sensor | [6 empty] | C1 | 0 | [10 empty] | No | No
MC078 | George Fox Building |  |  |  | MC078-B02/D1 | Main Supply Fan Enable | EN.EN3 Energy Sensor | [6 empty] | D1 | 0 | [10 empty] | No | No
MC078 | George Fox Building |  |  |  | MC078-B02/D10 | Lecture 14 Extract Fan | EN.EN3 Energy Sensor | [6 empty] | D10 | 0 | [10 empty] | No | No
MC078 | George Fox Building |  |  |  | MC078-B02/Z7 | Lift Extract Timezone | EN.EN3 Energy Sensor | [6 empty] | Z7 | 0 | [10 empty] | No | No
MC078 | George Fox Building |  |  |  | MC078-B02/Z1 | L14 TimeZone | EN.EN3 Energy Sensor | [6 empty] | Z1 | 0 | [10 empty] | No | No
MC078 | George Fox Building |  |  |  | MC078-B02/Z2 | L15 Timezone | EN.EN3 Energy Sensor | [6 empty] | Z2 | 0 | [10 empty] | No | No
MC078 | George Fox Building |  |  |  | MC078-B02/Z3 | L18 Timezone | EN.EN3 Energy Sensor | [6 empty] | Z3 | 0 | [10 empty] | No | No
MC078 | George Fox Building |  |  |  | MC078-B02/Z4 | L23 Timezone | EN.EN3 Energy Sensor | [6 empty] | Z4 | 0 | [10 empty] | No | No
MC078 | George Fox Building |  |  |  | MC078-B02/Z5 | Main AHU Timezone | EN.EN3 Energy Sensor | [6 empty] | Z5 | 0 | [10 empty] | No | No
MC078 | George Fox Building |  |  |  | MC078-B02/Z6 | Bistro Time Zone | EN.EN3 Energy Sensor | [6 empty] | Z6 | 0 | [10 empty] | No | No
MC078 | George Fox Building |  |  |  | MC078-B02/Y3 | Room temperature | EN.EN3 Energy Sensor | [6 empty] | Y3 | 0 | [10 empty] | No | No
MC078 | George Fox Building |  |  |  | MC078-B02/Y4 | 0-10 V input | EN.EN3 Energy Sensor | [6 empty] | Y4 | 0 | [10 empty] | No | No
MC078 | George Fox Building |  |  |  | MC078-B02/Y5 | 4DIX V | EN.EN3 Energy Sensor | [6 empty] | Y5 | 0 | [10 empty] | No | No
MC078 | George Fox Building |  |  |  | MC078-B02/Y6 | Balco 500 | EN.EN3 Energy Sensor | [6 empty] | Y6 | 0 | [10 empty] | No | No
MC078 | George Fox Building |  |  |  | MC078-B02/Y7 | Balco 500 | EN.EN3 Energy Sensor | [6 empty] | Y7 | 0 | [10 empty] | No | No
MC078 | George Fox Building |  |  |  | MC078-B02/Y8 | CO2 V | EN.EN3 Energy Sensor | [6 empty] | Y8 | 0 | [10 empty] | No | No
MC078 | George Fox Building |  |  |  | MC078-B02/W6 | Switch 6 | EN.EN3 Energy Sensor | [6 empty] | W6 | 0 | [10 empty] | No | No
MC078 | George Fox Building |  |  |  | MC078-B02/W7 | Switch 1 | EN.EN3 Energy Sensor | [6 empty] | W7 | 0 | [10 empty] | No | No
MC078 | George Fox Building |  |  |  | MC078-B02/W8 | Switch 2 | EN.EN3 Energy Sensor | [6 empty] | W8 | 0 | [10 empty] | No | No
MC078 | George Fox Building |  |  |  | MC078-B02/W9 | Switch 3 | EN.EN3 Energy Sensor | [6 empty] | W9 | 0 | [10 empty] | No | No
MC078 | George Fox Building |  |  |  | MC078-B02/Y1 | Outside air temperature | EN.EN3 Energy Sensor | [6 empty] | Y1 | 0 | [10 empty] | No | No
MC078 | George Fox Building |  |  |  | MC078-B02/Y2 | Thermistor TBTI | EN.EN3 Energy Sensor | [6 empty] | Y2 | 0 | [10 empty] | No | No
MC078 | George Fox Building |  |  |  | MC078-B02/W22 | Switch 4 | EN.EN3 Energy Sensor | [6 empty] | W22 | 0 | [10 empty] | No | No
MC078 | George Fox Building |  |  |  | MC078-B02/W23 | Switch 5 | EN.EN3 Energy Sensor | [6 empty] | W23 | 0 | [10 empty] | No | No
MC078 | George Fox Building |  |  |  | MC078-B02/W24 | Switch 6 | EN.EN3 Energy Sensor | [6 empty] | W24 | 0 | [10 empty] | No | No
MC078 | George Fox Building |  |  |  | MC078-B02/W3 | Switch 3 | EN.EN3 Energy Sensor | [6 empty] | W3 | 0 | [10 empty] | No | No
MC078 | George Fox Building |  |  |  | MC078-B02/W4 | Switch 4 | EN.EN3 Energy Sensor | [6 empty] | W4 | 0 | [10 empty] | No | No
MC078 | George Fox Building |  |  |  | MC078-B02/W5 | Switch 5 | EN.EN3 Energy Sensor | [6 empty] | W5 | 0 | [10 empty] | No | No
MC078 | George Fox Building |  |  |  | MC078-B02/W17 | Switch 5 | EN.EN3 Energy Sensor | [6 empty] | W17 | 0 | [10 empty] | No | No
MC078 | George Fox Building |  |  |  | MC078-B02/W18 | Switch 6 | EN.EN3 Energy Sensor | [6 empty] | W18 | 0 | [10 empty] | No | No
MC078 | George Fox Building |  |  |  | MC078-B02/W19 | Switch 1 | EN.EN3 Energy Sensor | [6 empty] | W19 | 0 | [10 empty] | No | No
MC078 | George Fox Building |  |  |  | MC078-B02/W2 | Switch 2 | EN.EN3 Energy Sensor | [6 empty] | W2 | 0 | [10 empty] | No | No
MC078 | George Fox Building |  |  |  | MC078-B02/W20 | Switch 2 | EN.EN3 Energy Sensor | [6 empty] | W20 | 0 | [10 empty] | No | No
MC078 | George Fox Building |  |  |  | MC078-B02/W21 | Switch 3 | EN.EN3 Energy Sensor | [6 empty] | W21 | 0 | [10 empty] | No | No
MC078 | George Fox Building |  |  |  | MC078-B02/W11 | Switch 5 | EN.EN3 Energy Sensor | [6 empty] | W11 | 0 | [10 empty] | No | No
MC078 | George Fox Building |  |  |  | MC078-B02/W12 | Switch 6 | EN.EN3 Energy Sensor | [6 empty] | W12 | 0 | [10 empty] | No | No
MC078 | George Fox Building |  |  |  | MC078-B02/W13 | Switch 1 | EN.EN3 Energy Sensor | [6 empty] | W13 | 0 | [10 empty] | No | No
MC078 | George Fox Building |  |  |  | MC078-B02/W14 | Switch 2 | EN.EN3 Energy Sensor | [6 empty] | W14 | 0 | [10 empty] | No | No
MC078 | George Fox Building |  |  |  | MC078-B02/W15 | Switch 3 | EN.EN3 Energy Sensor | [6 empty] | W15 | 0 | [10 empty] | No | No
MC078 | George Fox Building |  |  |  | MC078-B02/W16 | Switch 4 | EN.EN3 Energy Sensor | [6 empty] | W16 | 0 | [10 empty] | No | No
MC078 | George Fox Building |  |  |  | MC078-B02/S7 | Bistro Hood Supply Air Temp | EN.EN3 Energy Sensor | [6 empty] | S7 | 0 | [10 empty] | No | No
MC078 | George Fox Building |  |  |  | MC078-B02/S8 | Bistro Htr Batt Flow Temp | EN.EN3 Energy Sensor | [6 empty] | S8 | 0 | [10 empty] | No | No
MC078 | George Fox Building |  |  |  | MC078-B02/S9 | Main Htr Batt Valve Position | EN.EN3 Energy Sensor | [6 empty] | S9 | 0 | [10 empty] | No | No
MC078 | George Fox Building |  |  |  | MC078-B02/V1 |  | EN.EN3 Energy Sensor | [6 empty] | V1 | 0 | [10 empty] | No | No
MC078 | George Fox Building |  |  |  | MC078-B02/W1 | LT1 Rtn Space Control | EN.EN3 Energy Sensor | [6 empty] | W1 | 0 | [10 empty] | No | No
MC078 | George Fox Building |  |  |  | MC078-B02/W10 | Switch 4 | EN.EN3 Energy Sensor | [6 empty] | W10 | 0 | [10 empty] | No | No
MC078 | George Fox Building |  |  |  | MC078-B02/S39 | L23 Return Air Temp | EN.EN3 Energy Sensor | [6 empty] | S39 | 0 | [10 empty] | No | No
MC078 | George Fox Building |  |  |  | MC078-B02/S4 | Bistro Supply Air Temp | EN.EN3 Energy Sensor | [6 empty] | S4 | 0 | [10 empty] | No | No
MC078 | George Fox Building |  |  |  | MC078-B02/S40 | L23 Htr Batt Valve | EN.EN3 Energy Sensor | [6 empty] | S40 | 0 | [10 empty] | No | No
MC078 | George Fox Building |  |  |  | MC078-B02/S41 | Ave Lecture Theatre 1Temp | EN.EN3 Energy Sensor | [6 empty] | S41 | 0 | [10 empty] | No | No
MC078 | George Fox Building |  |  |  | MC078-B02/S5 | Bistro Return Air Temp | EN.EN3 Energy Sensor | [6 empty] | S5 | 0 | [10 empty] | No | No
MC078 | George Fox Building |  |  |  | MC078-B02/S6 | Main AHU1 Htr Batt return Temp | EN.EN3 Energy Sensor | [6 empty] | S6 | 0 | [10 empty] | No | No
MC078 | George Fox Building |  |  |  | MC078-B02/S28 | Boiler Return Temperature | EN.EN3 Energy Sensor | [6 empty] | S28 | 0 | [10 empty] | No | No
MC078 | George Fox Building |  |  |  | MC078-B02/S3 | Outside Air Temperature | EN.EN3 Energy Sensor | [6 empty] | S3 | 0 | [10 empty] | No | No
MC078 | George Fox Building |  |  |  | MC078-B02/S35 | L18 Return Air Temp | EN.EN3 Energy Sensor | [6 empty] | S35 | 0 | [10 empty] | No | No
MC078 | George Fox Building |  |  |  | MC078-B02/S36 | L18 Htr Batt Flow Temp | EN.EN3 Energy Sensor | [6 empty] | S36 | 0 | [10 empty] | No | No
MC078 | George Fox Building |  |  |  | MC078-B02/S37 | L18 Htr Batt Valve | EN.EN3 Energy Sensor | [6 empty] | S37 | 0 | [10 empty] | No | No
MC078 | George Fox Building |  |  |  | MC078-B02/S38 | L23 Supply Air Temp | EN.EN3 Energy Sensor | [6 empty] | S38 | 0 | [10 empty] | No | No
MC078 | George Fox Building |  |  |  | MC078-B02/S22 | LT 1 Space Temp RHS | EN.EN3 Energy Sensor | [6 empty] | S22 | 0 | [10 empty] | No | No
MC078 | George Fox Building |  |  |  | MC078-B02/S23 | Lecture Theatre 1 CO2 | EN.EN3 Energy Sensor | [6 empty] | S23 | 0 | [10 empty] | No | No
MC078 | George Fox Building |  |  |  | MC078-B02/S24 | L18 Supply Air Temp | EN.EN3 Energy Sensor | [6 empty] | S24 | 0 | [10 empty] | No | No
MC078 | George Fox Building |  |  |  | MC078-B02/S25 | Sensor 25 | EN.EN3 Energy Sensor | [6 empty] | S25 | 0 | [10 empty] | No | No
MC078 | George Fox Building |  |  |  | MC078-B02/S26 | L23 Htr Batt Flow Temp | EN.EN3 Energy Sensor | [6 empty] | S26 | 0 | [10 empty] | No | No
MC078 | George Fox Building |  |  |  | MC078-B02/S27 | Boiler Flow Temperature | EN.EN3 Energy Sensor | [6 empty] | S27 | 0 | [10 empty] | No | No
MC078 | George Fox Building |  |  |  | MC078-B02/S17 | L15 Htr Batt Flow Temp | EN.EN3 Energy Sensor | [6 empty] | S17 | 0 | [10 empty] | No | No
MC078 | George Fox Building |  |  |  | MC078-B02/S18 | L15 Htr Batt Valve | EN.EN3 Energy Sensor | [6 empty] | S18 | 0 | [10 empty] | No | No
MC078 | George Fox Building |  |  |  | MC078-B02/S19 | Supply &amp; Extract Dampers | EN.EN3 Energy Sensor | [6 empty] | S19 | 0 | [10 empty] | No | No
MC078 | George Fox Building |  |  |  | MC078-B02/S2 | Main AHU Return Temp | EN.EN3 Energy Sensor | [6 empty] | S2 | 0 | [10 empty] | No | No
MC078 | George Fox Building |  |  |  | MC078-B02/S20 | ReCirc Damper | EN.EN3 Energy Sensor | [6 empty] | S20 | 0 | [10 empty] | No | No
MC078 | George Fox Building |  |  |  | MC078-B02/S21 | Lecture Theatre 1 Space Temp 1 | EN.EN3 Energy Sensor | [6 empty] | S21 | 0 | [10 empty] | No | No
MC078 | George Fox Building |  |  |  | MC078-B02/S11 | L14 Supply Air Temp | EN.EN3 Energy Sensor | [6 empty] | S11 | 0 | [10 empty] | No | No
MC078 | George Fox Building |  |  |  | MC078-B02/S12 | L14 Return Air Temp | EN.EN3 Energy Sensor | [6 empty] | S12 | 0 | [10 empty] | No | No
MC078 | George Fox Building |  |  |  | MC078-B02/S13 | L14 Htr Battery Flow Temp | EN.EN3 Energy Sensor | [6 empty] | S13 | 0 | [10 empty] | No | No
MC078 | George Fox Building |  |  |  | MC078-B02/S14 | L14 Htr Batt Valve | EN.EN3 Energy Sensor | [6 empty] | S14 | 0 | [10 empty] | No | No
MC078 | George Fox Building |  |  |  | MC078-B02/S15 | L15 Supply Air Temp | EN.EN3 Energy Sensor | [6 empty] | S15 | 0 | [10 empty] | No | No
MC078 | George Fox Building |  |  |  | MC078-B02/S16 | L15 Return Air Temp | EN.EN3 Energy Sensor | [6 empty] | S16 | 0 | [10 empty] | No | No
MC078 | George Fox Building |  |  |  | MC078-B02/P7 | Bistro Hood Supply Air Temp | EN.EN3 Energy Sensor | [6 empty] | P7 | 0 | [10 empty] | No | No
MC078 | George Fox Building |  |  |  | MC078-B02/P8 | Bistro Htr Batt Flow Temp | EN.EN3 Energy Sensor | [6 empty] | P8 | 0 | [10 empty] | No | No
MC078 | George Fox Building |  |  |  | MC078-B02/P9 | Main Htr Batt Valve Position | EN.EN3 Energy Sensor | [6 empty] | P9 | 0 | [10 empty] | No | No
MC078 | George Fox Building |  |  |  | MC078-B02/Q1 | Sequence Table 1 | EN.EN3 Energy Sensor | [6 empty] | Q1 | 0 | [10 empty] | No | No
MC078 | George Fox Building |  |  |  | MC078-B02/S1 | Main AHU Supply Temp | EN.EN3 Energy Sensor | [6 empty] | S1 | 0 | [10 empty] | No | No
MC078 | George Fox Building |  |  |  | MC078-B02/S10 | Bistro Htr Battery Position | EN.EN3 Energy Sensor | [6 empty] | S10 | 0 | [10 empty] | No | No
MC078 | George Fox Building |  |  |  | MC078-B02/P39 | L23 Return Air Temp | EN.EN3 Energy Sensor | [6 empty] | P39 | 0 | [10 empty] | No | No
MC078 | George Fox Building |  |  |  | MC078-B02/P4 | Bistro Supply Air Temp | EN.EN3 Energy Sensor | [6 empty] | P4 | 0 | [10 empty] | No | No
MC078 | George Fox Building |  |  |  | MC078-B02/P40 | L23 Htr Batt Valve | EN.EN3 Energy Sensor | [6 empty] | P40 | 0 | [10 empty] | No | No
MC078 | George Fox Building |  |  |  | MC078-B02/P41 | Ave Lecture Theatre 1Temp | EN.EN3 Energy Sensor | [6 empty] | P41 | 0 | [10 empty] | No | No
MC078 | George Fox Building |  |  |  | MC078-B02/P5 | Bistro Return Air Temp | EN.EN3 Energy Sensor | [6 empty] | P5 | 0 | [10 empty] | No | No
MC078 | George Fox Building |  |  |  | MC078-B02/P6 | Bistro Htr Batt Flow Temp | EN.EN3 Energy Sensor | [6 empty] | P6 | 0 | [10 empty] | No | No
MC078 | George Fox Building |  |  |  | MC078-B02/P33 | Lecture Theatre 1 Space Temp 2 | EN.EN3 Energy Sensor | [6 empty] | P33 | 0 | [10 empty] | No | No
MC078 | George Fox Building |  |  |  | MC078-B02/P34 | Lecture Theatre 1 CO2 | EN.EN3 Energy Sensor | [6 empty] | P34 | 0 | [10 empty] | No | No
MC078 | George Fox Building |  |  |  | MC078-B02/P35 | L18 Return Air Temp | EN.EN3 Energy Sensor | [6 empty] | P35 | 0 | [10 empty] | No | No
MC078 | George Fox Building |  |  |  | MC078-B02/P36 | L18 Htr Batt Flow Temp | EN.EN3 Energy Sensor | [6 empty] | P36 | 0 | [10 empty] | No | No
MC078 | George Fox Building |  |  |  | MC078-B02/P37 | L18 Htr Batt Valve | EN.EN3 Energy Sensor | [6 empty] | P37 | 0 | [10 empty] | No | No
MC078 | George Fox Building |  |  |  | MC078-B02/P38 | L23 Supply Air Temp | EN.EN3 Energy Sensor | [6 empty] | P38 | 0 | [10 empty] | No | No
MC078 | George Fox Building |  |  |  | MC078-B02/P2 | Main AHU Return Temp | EN.EN3 Energy Sensor | [6 empty] | P2 | 0 | [10 empty] | No | No
MC078 | George Fox Building |  |  |  | MC078-B02/P20 | ReCirc Damper | EN.EN3 Energy Sensor | [6 empty] | P20 | 0 | [10 empty] | No | No
MC078 | George Fox Building |  |  |  | MC078-B02/P24 | L18 Supply Air Temp | EN.EN3 Energy Sensor | [6 empty] | P24 | 0 | [10 empty] | No | No
MC078 | George Fox Building |  |  |  | MC078-B02/P26 | L23 Htr Batt Flow Temp | EN.EN3 Energy Sensor | [6 empty] | P26 | 0 | [10 empty] | No | No
MC078 | George Fox Building |  |  |  | MC078-B02/P3 | Main Htr Batt Flow Temp | EN.EN3 Energy Sensor | [6 empty] | P3 | 0 | [10 empty] | No | No
MC078 | George Fox Building |  |  |  | MC078-B02/P32 | Lecture Theatre 1 Space Temp 1 | EN.EN3 Energy Sensor | [6 empty] | P32 | 0 | [10 empty] | No | No
MC078 | George Fox Building |  |  |  | MC078-B02/P14 | L14 Htr Batt Valve | EN.EN3 Energy Sensor | [6 empty] | P14 | 0 | [10 empty] | No | No
MC078 | George Fox Building |  |  |  | MC078-B02/P15 | L15 Supply Air Temp | EN.EN3 Energy Sensor | [6 empty] | P15 | 0 | [10 empty] | No | No
MC078 | George Fox Building |  |  |  | MC078-B02/P16 | L15 Return Air Temp | EN.EN3 Energy Sensor | [6 empty] | P16 | 0 | [10 empty] | No | No
MC078 | George Fox Building |  |  |  | MC078-B02/P17 | L15 Htr Batt Flow Temp | EN.EN3 Energy Sensor | [6 empty] | P17 | 0 | [10 empty] | No | No
MC078 | George Fox Building |  |  |  | MC078-B02/P18 | L15 Htr Batt Valve | EN.EN3 Energy Sensor | [6 empty] | P18 | 0 | [10 empty] | No | No
MC078 | George Fox Building |  |  |  | MC078-B02/P19 | Supply &amp; Extract Dampers | EN.EN3 Energy Sensor | [6 empty] | P19 | 0 | [10 empty] | No | No
MC078 | George Fox Building |  |  |  | MC078-B02/o2 | Alarm Route 2 | EN.EN3 Energy Sensor | [6 empty] | o2 | 0 | [10 empty] | No | No
MC078 | George Fox Building |  |  |  | MC078-B02/P1 | Main AHU Supply Temp | EN.EN3 Energy Sensor | [6 empty] | P1 | 0 | [10 empty] | No | No
MC078 | George Fox Building |  |  |  | MC078-B02/P10 | Bistro Htr Battery Position | EN.EN3 Energy Sensor | [6 empty] | P10 | 0 | [10 empty] | No | No
MC078 | George Fox Building |  |  |  | MC078-B02/P11 | L14 Supply Air Temp | EN.EN3 Energy Sensor | [6 empty] | P11 | 0 | [10 empty] | No | No
MC078 | George Fox Building |  |  |  | MC078-B02/P12 | L14 Return Air Temp | EN.EN3 Energy Sensor | [6 empty] | P12 | 0 | [10 empty] | No | No
MC078 | George Fox Building |  |  |  | MC078-B02/P13 | L14 Htr Battery Flow Temp | EN.EN3 Energy Sensor | [6 empty] | P13 | 0 | [10 empty] | No | No
MC078 | George Fox Building |  |  |  | MC078-B02/n1 | IC Comms 1 | EN.EN3 Energy Sensor | [6 empty] | n1 | 0 | [10 empty] | No | No
MC078 | George Fox Building |  |  |  | MC078-B02/N2 | IC Comms 2 | EN.EN3 Energy Sensor | [6 empty] | N2 | 0 | [10 empty] | No | No
MC078 | George Fox Building |  |  |  | MC078-B02/N3 | IC Comms 3 | EN.EN3 Energy Sensor | [6 empty] | N3 | 0 | [10 empty] | No | No
MC078 | George Fox Building |  |  |  | MC078-B02/N4 | IC Comms 4 | EN.EN3 Energy Sensor | [6 empty] | N4 | 0 | [10 empty] | No | No
MC078 | George Fox Building |  |  |  | MC078-B02/o1 | Alarm Route 1 | EN.EN3 Energy Sensor | [6 empty] | o1 | 0 | [10 empty] | No | No
MC078 | George Fox Building |  |  |  | MC078-B02/L17 | Loop 17 | EN.EN3 Energy Sensor | [6 empty] | L17 | 0 | [10 empty] | No | No
MC078 | George Fox Building |  |  |  | MC078-B02/L18 | Loop 18 | EN.EN3 Energy Sensor | [6 empty] | L18 | 0 | [10 empty] | No | No
MC078 | George Fox Building |  |  |  | MC078-B02/L2 | Loop 2 | EN.EN3 Energy Sensor | [6 empty] | L2 | 0 | [10 empty] | No | No
MC078 | George Fox Building |  |  |  | MC078-B02/L3 | Loop 3 | EN.EN3 Energy Sensor | [6 empty] | L3 | 0 | [10 empty] | No | No
MC078 | George Fox Building |  |  |  | MC078-B02/L4 | Loop 4 | EN.EN3 Energy Sensor | [6 empty] | L4 | 0 | [10 empty] | No | No
MC078 | George Fox Building |  |  |  | MC078-B02/L9 | Loop 9 | EN.EN3 Energy Sensor | [6 empty] | L9 | 0 | [10 empty] | No | No
MC078 | George Fox Building |  |  |  | MC078-B02/L11 | Cooling Loop | EN.EN3 Energy Sensor | [6 empty] | L11 | 0 | [10 empty] | No | No
MC078 | George Fox Building |  |  |  | MC078-B02/L12 | Htg Loop | EN.EN3 Energy Sensor | [6 empty] | L12 | 0 | [10 empty] | No | No
MC078 | George Fox Building |  |  |  | MC078-B02/L13 | Loop 13 | EN.EN3 Energy Sensor | [6 empty] | L13 | 0 | [10 empty] | No | No
MC078 | George Fox Building |  |  |  | MC078-B02/L14 | Loop 14 | EN.EN3 Energy Sensor | [6 empty] | L14 | 0 | [10 empty] | No | No
MC078 | George Fox Building |  |  |  | MC078-B02/L15 | Cooling Loop | EN.EN3 Energy Sensor | [6 empty] | L15 | 0 | [10 empty] | No | No
MC078 | George Fox Building |  |  |  | MC078-B02/L16 | Htg Loop | EN.EN3 Energy Sensor | [6 empty] | L16 | 0 | [10 empty] | No | No
MC078 | George Fox Building |  |  |  | MC078-B02/K6 | AHU Setpoint | EN.EN3 Energy Sensor | [6 empty] | K6 | 0 | [10 empty] | No | No
MC078 | George Fox Building |  |  |  | MC078-B02/K7 | Cooling Deadband | EN.EN3 Energy Sensor | [6 empty] | K7 | 0 | [10 empty] | No | No
MC078 | George Fox Building |  |  |  | MC078-B02/K8 | MinSuppTempHtg | EN.EN3 Energy Sensor | [6 empty] | K8 | 0 | [10 empty] | No | No
MC078 | George Fox Building |  |  |  | MC078-B02/K9 | MinSupTempCooling | EN.EN3 Energy Sensor | [6 empty] | K9 | 0 | [10 empty] | No | No
MC078 | George Fox Building |  |  |  | MC078-B02/L1 | Loop 1 | EN.EN3 Energy Sensor | [6 empty] | L1 | 0 | [10 empty] | No | No
MC078 | George Fox Building |  |  |  | MC078-B02/L10 | Loop 10 | EN.EN3 Energy Sensor | [6 empty] | L10 | 0 | [10 empty] | No | No
MC078 | George Fox Building |  |  |  | MC078-B02/K3 | L18 Space Setpoint | EN.EN3 Energy Sensor | [6 empty] | K3 | 0 | [10 empty] | No | No
MC078 | George Fox Building |  |  |  | MC078-B02/K30 | MinSuppTempHtg | EN.EN3 Energy Sensor | [6 empty] | K30 | 0 | [10 empty] | No | No
MC078 | George Fox Building |  |  |  | MC078-B02/K31 | MinSupTempCooling | EN.EN3 Energy Sensor | [6 empty] | K31 | 0 | [10 empty] | No | No
MC078 | George Fox Building |  |  |  | MC078-B02/K32 | Hood Supply Air StPt | EN.EN3 Energy Sensor | [6 empty] | K32 | 0 | [10 empty] | No | No
MC078 | George Fox Building |  |  |  | MC078-B02/K4 | L23 Space Setpoint | EN.EN3 Energy Sensor | [6 empty] | K4 | 0 | [10 empty] | No | No
MC078 | George Fox Building |  |  |  | MC078-B02/K5 | Main AHU Min Fresh Air | EN.EN3 Energy Sensor | [6 empty] | K5 | 0 | [10 empty] | No | No
MC078 | George Fox Building |  |  |  | MC078-B02/K24 | Knob 6 | EN.EN3 Energy Sensor | [6 empty] | K24 | 0 | [10 empty] | No | No
MC078 | George Fox Building |  |  |  | MC078-B02/K25 | Knob 25 | EN.EN3 Energy Sensor | [6 empty] | K25 | 0 | [10 empty] | No | No
MC078 | George Fox Building |  |  |  | MC078-B02/K26 | OAT Frost Setpoint | EN.EN3 Energy Sensor | [6 empty] | K26 | 0 | [10 empty] | No | No
MC078 | George Fox Building |  |  |  | MC078-B02/K27 | Boiler Frost Setpoint | EN.EN3 Energy Sensor | [6 empty] | K27 | 0 | [10 empty] | No | No
MC078 | George Fox Building |  |  |  | MC078-B02/K28 | AHU Setpoint | EN.EN3 Energy Sensor | [6 empty] | K28 | 0 | [10 empty] | No | No
MC078 | George Fox Building |  |  |  | MC078-B02/K29 | Cooling Deadband | EN.EN3 Energy Sensor | [6 empty] | K29 | 0 | [10 empty] | No | No
MC078 | George Fox Building |  |  |  | MC078-B02/K19 | Knob 1 | EN.EN3 Energy Sensor | [6 empty] | K19 | 0 | [10 empty] | No | No
MC078 | George Fox Building |  |  |  | MC078-B02/K2 | L15 Space Setpoint | EN.EN3 Energy Sensor | [6 empty] | K2 | 0 | [10 empty] | No | No
MC078 | George Fox Building |  |  |  | MC078-B02/K20 | Knob 2 | EN.EN3 Energy Sensor | [6 empty] | K20 | 0 | [10 empty] | No | No
MC078 | George Fox Building |  |  |  | MC078-B02/K21 | Knob 3 | EN.EN3 Energy Sensor | [6 empty] | K21 | 0 | [10 empty] | No | No
MC078 | George Fox Building |  |  |  | MC078-B02/K22 | Knob 4 | EN.EN3 Energy Sensor | [6 empty] | K22 | 0 | [10 empty] | No | No
MC078 | George Fox Building |  |  |  | MC078-B02/K23 | Knob 5 | EN.EN3 Energy Sensor | [6 empty] | K23 | 0 | [10 empty] | No | No
MC078 | George Fox Building |  |  |  | MC078-B02/K13 | Supply Fan Hz | EN.EN3 Energy Sensor | [6 empty] | K13 | 0 | [10 empty] | No | No
MC078 | George Fox Building |  |  |  | MC078-B02/K14 | Extract Fan Hz | EN.EN3 Energy Sensor | [6 empty] | K14 | 0 | [10 empty] | No | No
MC078 | George Fox Building |  |  |  | MC078-B02/K15 | OAT Eco Off | EN.EN3 Energy Sensor | [6 empty] | K15 | 0 | [10 empty] | No | No
MC078 | George Fox Building |  |  |  | MC078-B02/K16 | Knob 4 | EN.EN3 Energy Sensor | [6 empty] | K16 | 0 | [10 empty] | No | No
MC078 | George Fox Building |  |  |  | MC078-B02/K17 | Knob 5 | EN.EN3 Energy Sensor | [6 empty] | K17 | 0 | [10 empty] | No | No
MC078 | George Fox Building |  |  |  | MC078-B02/K18 | Knob 6 | EN.EN3 Energy Sensor | [6 empty] | K18 | 0 | [10 empty] | No | No
MC078 | George Fox Building |  |  |  | MC078-B02/i9 | Heat Recovery Pump Flow Proven | EN.EN3 Energy Sensor | [6 empty] | i9 | 0 | [10 empty] | No | No
MC078 | George Fox Building |  |  |  | MC078-B02/K1 | L14 Space Setpoint | EN.EN3 Energy Sensor | [6 empty] | K1 | 0 | [10 empty] | No | No
MC078 | George Fox Building |  |  |  | MC078-B02/K10 | Bistro Min Fresh Air | EN.EN3 Energy Sensor | [6 empty] | K10 | 0 | [10 empty] | No | No
MC078 | George Fox Building |  |  |  | MC078-B02/K11 | Lecture Theatre 1 CO2 Setpoint | EN.EN3 Energy Sensor | [6 empty] | K11 | 0 | [10 empty] | No | No
MC078 | George Fox Building |  |  |  | MC078-B02/K12 | DamperFanSpeedChangeover | EN.EN3 Energy Sensor | [6 empty] | K12 | 0 | [10 empty] | No | No
MC078 | George Fox Building |  |  |  | MC078-B02/I6 | xcite/IO/16DI | EN.EN3 Energy Sensor | [6 empty] | I6 | 0 | [10 empty] | No | No
MC078 | George Fox Building |  |  |  | MC078-B02/i7 | Main Extract Air Flow Proved | EN.EN3 Energy Sensor | [6 empty] | i7 | 0 | [10 empty] | No | No
MC078 | George Fox Building |  |  |  | MC078-B02/I8 | xcite/IO/16DI | EN.EN3 Energy Sensor | [6 empty] | I8 | 0 | [10 empty] | No | No
MC078 | George Fox Building |  |  |  | MC078-B02/I45 | L14 Supply Fan Proven | EN.EN3 Energy Sensor | [6 empty] | I45 | 0 | [10 empty] | No | No
MC078 | George Fox Building |  |  |  | MC078-B02/I46 | L14 Extract Fan Flow Proven | EN.EN3 Energy Sensor | [6 empty] | I46 | 0 | [10 empty] | No | No
MC078 | George Fox Building |  |  |  | MC078-B02/I47 | L14 Filter Dirty | EN.EN3 Energy Sensor | [6 empty] | I47 | 0 | [10 empty] | No | No
MC078 | George Fox Building |  |  |  | MC078-B02/I48 | L14 Frost Trip | EN.EN3 Energy Sensor | [6 empty] | I48 | 0 | [10 empty] | No | No
MC078 | George Fox Building |  |  |  | MC078-B02/I5 | xcite/IO/4AO | EN.EN3 Energy Sensor | [6 empty] | I5 | 0 | [10 empty] | No | No
MC078 | George Fox Building |  |  |  | MC078-B02/i4 | Heat Recovery Press Unit | EN.EN3 Energy Sensor | [6 empty] | i4 | 0 | [10 empty] | No | No
MC078 | George Fox Building |  |  |  | MC078-B02/I40 | L14 Frost Trip | EN.EN3 Energy Sensor | [6 empty] | I40 | 0 | [10 empty] | No | No
MC078 | George Fox Building |  |  |  | MC078-B02/I41 | L14 Supply Fan Proven | EN.EN3 Energy Sensor | [6 empty] | I41 | 0 | [10 empty] | No | No
MC078 | George Fox Building |  |  |  | MC078-B02/I42 | L14 Extract Fan Flow Proven | EN.EN3 Energy Sensor | [6 empty] | I42 | 0 | [10 empty] | No | No
MC078 | George Fox Building |  |  |  | MC078-B02/I43 | L14 Filter Dirty | EN.EN3 Energy Sensor | [6 empty] | I43 | 0 | [10 empty] | No | No
MC078 | George Fox Building |  |  |  | MC078-B02/I44 | L14 Frost Trip | EN.EN3 Energy Sensor | [6 empty] | I44 | 0 | [10 empty] | No | No
MC078 | George Fox Building |  |  |  | MC078-B02/I35 | L14 Filter Dirty | EN.EN3 Energy Sensor | [6 empty] | I35 | 0 | [10 empty] | No | No
MC078 | George Fox Building |  |  |  | MC078-B02/I36 | L14 Frost Trip | EN.EN3 Energy Sensor | [6 empty] | I36 | 0 | [10 empty] | No | No
MC078 | George Fox Building |  |  |  | MC078-B02/I37 | L15 Supply Fan Proven | EN.EN3 Energy Sensor | [6 empty] | I37 | 0 | [10 empty] | No | No
MC078 | George Fox Building |  |  |  | MC078-B02/I38 | L14 Extract Fan Flow Proven | EN.EN3 Energy Sensor | [6 empty] | I38 | 0 | [10 empty] | No | No
MC078 | George Fox Building |  |  |  | MC078-B02/I39 | L14 Filter Dirty | EN.EN3 Energy Sensor | [6 empty] | I39 | 0 | [10 empty] | No | No
MC078 | George Fox Building |  |  |  | MC078-B02/I3 | xcite/IO/8AO | EN.EN3 Energy Sensor | [6 empty] | I3 | 0 | [10 empty] | No | No
MC078 | George Fox Building |  |  |  | MC078-B02/I30 | L14 Extract Fan Flow Proven | EN.EN3 Energy Sensor | [6 empty] | I30 | 0 | [10 empty] | No | No
MC078 | George Fox Building |  |  |  | MC078-B02/I31 | L14 Filter Dirty | EN.EN3 Energy Sensor | [6 empty] | I31 | 0 | [10 empty] | No | No
MC078 | George Fox Building |  |  |  | MC078-B02/I32 | L14 Frost Trip | EN.EN3 Energy Sensor | [6 empty] | I32 | 0 | [10 empty] | No | No
MC078 | George Fox Building |  |  |  | MC078-B02/I33 | L14 Supply Fan Proven | EN.EN3 Energy Sensor | [6 empty] | I33 | 0 | [10 empty] | No | No
MC078 | George Fox Building |  |  |  | MC078-B02/I34 | L14 Extract Fan Flow Proven | EN.EN3 Energy Sensor | [6 empty] | I34 | 0 | [10 empty] | No | No
MC078 | George Fox Building |  |  |  | MC078-B02/I25 | L14 Supply Fan Proven | EN.EN3 Energy Sensor | [6 empty] | I25 | 0 | [10 empty] | No | No
MC078 | George Fox Building |  |  |  | MC078-B02/I26 | L14 Extract Fan Flow Proven | EN.EN3 Energy Sensor | [6 empty] | I26 | 0 | [10 empty] | No | No
MC078 | George Fox Building |  |  |  | MC078-B02/I27 | L14 Filter Dirty | EN.EN3 Energy Sensor | [6 empty] | I27 | 0 | [10 empty] | No | No
MC078 | George Fox Building |  |  |  | MC078-B02/I28 | L14 Frost Trip | EN.EN3 Energy Sensor | [6 empty] | I28 | 0 | [10 empty] | No | No
MC078 | George Fox Building |  |  |  | MC078-B02/I29 | L14 Supply Fan Proven | EN.EN3 Energy Sensor | [6 empty] | I29 | 0 | [10 empty] | No | No
MC078 | George Fox Building |  |  |  | MC078-B02/i2 | Main Extract FAn | EN.EN3 Energy Sensor | [6 empty] | i2 | 0 | [10 empty] | No | No
MC078 | George Fox Building |  |  |  | MC078-B02/I20 | L14 Frost Trip | EN.EN3 Energy Sensor | [6 empty] | I20 | 0 | [10 empty] | No | No
MC078 | George Fox Building |  |  |  | MC078-B02/I21 | L15 Supply Fan Proven | EN.EN3 Energy Sensor | [6 empty] | I21 | 0 | [10 empty] | No | No
MC078 | George Fox Building |  |  |  | MC078-B02/I22 | L14 Extract Fan Flow Proven | EN.EN3 Energy Sensor | [6 empty] | I22 | 0 | [10 empty] | No | No
MC078 | George Fox Building |  |  |  | MC078-B02/I23 | L14 Filter Dirty | EN.EN3 Energy Sensor | [6 empty] | I23 | 0 | [10 empty] | No | No
MC078 | George Fox Building |  |  |  | MC078-B02/I24 | L14 Frost Trip | EN.EN3 Energy Sensor | [6 empty] | I24 | 0 | [10 empty] | No | No
MC078 | George Fox Building |  |  |  | MC078-B02/I15 | Bistro Hood Filter Dirty | EN.EN3 Energy Sensor | [6 empty] | I15 | 0 | [10 empty] | No | No
MC078 | George Fox Building |  |  |  | MC078-B02/I16 | Bistro Hood Freeze Trip | EN.EN3 Energy Sensor | [6 empty] | I16 | 0 | [10 empty] | No | No
MC078 | George Fox Building |  |  |  | MC078-B02/I17 | L14 Supply Fan Proven | EN.EN3 Energy Sensor | [6 empty] | I17 | 0 | [10 empty] | No | No
MC078 | George Fox Building |  |  |  | MC078-B02/I18 | L14 Extract Fan Flow Proven | EN.EN3 Energy Sensor | [6 empty] | I18 | 0 | [10 empty] | No | No
MC078 | George Fox Building |  |  |  | MC078-B02/I19 | L14 Filter Dirty | EN.EN3 Energy Sensor | [6 empty] | I19 | 0 | [10 empty] | No | No
MC078 | George Fox Building |  |  |  | MC078-B02/I1 | xcite/IO/8UI | EN.EN3 Energy Sensor | [6 empty] | I1 | 0 | [10 empty] | No | No
MC078 | George Fox Building |  |  |  | MC078-B02/I10 | Main Heater Battery Frost Trip | EN.EN3 Energy Sensor | [6 empty] | I10 | 0 | [10 empty] | No | No
MC078 | George Fox Building |  |  |  | MC078-B02/I11 | Bistro Supply Fan Flow Proven | EN.EN3 Energy Sensor | [6 empty] | I11 | 0 | [10 empty] | No | No
MC078 | George Fox Building |  |  |  | MC078-B02/I12 | Bistro Filter Dirty | EN.EN3 Energy Sensor | [6 empty] | I12 | 0 | [10 empty] | No | No
MC078 | George Fox Building |  |  |  | MC078-B02/I13 | Bistro Freeze Trip | EN.EN3 Energy Sensor | [6 empty] | I13 | 0 | [10 empty] | No | No
MC078 | George Fox Building |  |  |  | MC078-B02/I14 | Bistro Hood Supply Fan Proven | EN.EN3 Energy Sensor | [6 empty] | I14 | 0 | [10 empty] | No | No
MC078 | George Fox Building |  |  |  | MC078-B02/G25 | Logic 25 | EN.EN3 Energy Sensor | [6 empty] | G25 | 0 | [10 empty] | No | No
MC078 | George Fox Building |  |  |  | MC078-B02/G26 | Logic 26 | EN.EN3 Energy Sensor | [6 empty] | G26 | 0 | [10 empty] | No | No
MC078 | George Fox Building |  |  |  | MC078-B02/G27 | Logic 27 | EN.EN3 Energy Sensor | [6 empty] | G27 | 0 | [10 empty] | No | No
MC078 | George Fox Building |  |  |  | MC078-B02/G3 | Logic 3 | EN.EN3 Energy Sensor | [6 empty] | G3 | 0 | [10 empty] | No | No
MC078 | George Fox Building |  |  |  | MC078-B02/G4 | Logic 4 | EN.EN3 Energy Sensor | [6 empty] | G4 | 0 | [10 empty] | No | No
MC078 | George Fox Building |  |  |  | MC078-B02/G19 | Logic 19 | EN.EN3 Energy Sensor | [6 empty] | G19 | 0 | [10 empty] | No | No
MC078 | George Fox Building |  |  |  | MC078-B02/G2 | Logic 2 | EN.EN3 Energy Sensor | [6 empty] | G2 | 0 | [10 empty] | No | No
MC078 | George Fox Building |  |  |  | MC078-B02/G20 | Logic 20 | EN.EN3 Energy Sensor | [6 empty] | G20 | 0 | [10 empty] | No | No
MC078 | George Fox Building |  |  |  | MC078-B02/G21 | Fan Enable | EN.EN3 Energy Sensor | [6 empty] | G21 | 0 | [10 empty] | No | No
MC078 | George Fox Building |  |  |  | MC078-B02/G23 | Logic 23 | EN.EN3 Energy Sensor | [6 empty] | G23 | 0 | [10 empty] | No | No
MC078 | George Fox Building |  |  |  | MC078-B02/G24 | Logic 24 | EN.EN3 Energy Sensor | [6 empty] | G24 | 0 | [10 empty] | No | No
MC078 | George Fox Building |  |  |  | MC078-B02/G1 | Logic 1 | EN.EN3 Energy Sensor | [6 empty] | G1 | 0 | [10 empty] | No | No
MC078 | George Fox Building |  |  |  | MC078-B02/G14 | L14 Enable | EN.EN3 Energy Sensor | [6 empty] | G14 | 0 | [10 empty] | No | No
MC078 | George Fox Building |  |  |  | MC078-B02/G15 | L15 Enable | EN.EN3 Energy Sensor | [6 empty] | G15 | 0 | [10 empty] | No | No
MC078 | George Fox Building |  |  |  | MC078-B02/G16 | L18 Enable | EN.EN3 Energy Sensor | [6 empty] | G16 | 0 | [10 empty] | No | No
MC078 | George Fox Building |  |  |  | MC078-B02/G17 | L23 Enable | EN.EN3 Energy Sensor | [6 empty] | G17 | 0 | [10 empty] | No | No
MC078 | George Fox Building |  |  |  | MC078-B02/G18 | Logic 18 | EN.EN3 Energy Sensor | [6 empty] | G18 | 0 | [10 empty] | No | No
MC078 | George Fox Building |  |  |  | MC078-B02/F60 | Function 60 | EN.EN3 Energy Sensor | [6 empty] | F60 | 0 | [10 empty] | No | No
MC078 | George Fox Building |  |  |  | MC078-B02/F61 | Function 61 | EN.EN3 Energy Sensor | [6 empty] | F61 | 0 | [10 empty] | No | No
MC078 | George Fox Building |  |  |  | MC078-B02/F62 | Function 62 | EN.EN3 Energy Sensor | [6 empty] | F62 | 0 | [10 empty] | No | No
MC078 | George Fox Building |  |  |  | MC078-B02/F63 | Function 63 | EN.EN3 Energy Sensor | [6 empty] | F63 | 0 | [10 empty] | No | No
MC078 | George Fox Building |  |  |  | MC078-B02/F7 | Function 7 | EN.EN3 Energy Sensor | [6 empty] | F7 | 0 | [10 empty] | No | No
MC078 | George Fox Building |  |  |  | MC078-B02/F8 | Function 8 | EN.EN3 Energy Sensor | [6 empty] | F8 | 0 | [10 empty] | No | No
MC078 | George Fox Building |  |  |  | MC078-B02/F54 | Function 54 | EN.EN3 Energy Sensor | [6 empty] | F54 | 0 | [10 empty] | No | No
MC078 | George Fox Building |  |  |  | MC078-B02/F55 | Function 55 | EN.EN3 Energy Sensor | [6 empty] | F55 | 0 | [10 empty] | No | No
MC078 | George Fox Building |  |  |  | MC078-B02/F56 | Function 56 | EN.EN3 Energy Sensor | [6 empty] | F56 | 0 | [10 empty] | No | No
MC078 | George Fox Building |  |  |  | MC078-B02/F57 | Function 57 | EN.EN3 Energy Sensor | [6 empty] | F57 | 0 | [10 empty] | No | No
MC078 | George Fox Building |  |  |  | MC078-B02/F58 | Function 58 | EN.EN3 Energy Sensor | [6 empty] | F58 | 0 | [10 empty] | No | No
MC078 | George Fox Building |  |  |  | MC078-B02/F6 | Function 6 | EN.EN3 Energy Sensor | [6 empty] | F6 | 0 | [10 empty] | No | No
MC078 | George Fox Building |  |  |  | MC078-B02/F49 | Function 49 | EN.EN3 Energy Sensor | [6 empty] | F49 | 0 | [10 empty] | No | No
MC078 | George Fox Building |  |  |  | MC078-B02/F5 | Function 5 | EN.EN3 Energy Sensor | [6 empty] | F5 | 0 | [10 empty] | No | No
MC078 | George Fox Building |  |  |  | MC078-B02/F50 | Function 50 | EN.EN3 Energy Sensor | [6 empty] | F50 | 0 | [10 empty] | No | No
MC078 | George Fox Building |  |  |  | MC078-B02/F51 | Function 51 | EN.EN3 Energy Sensor | [6 empty] | F51 | 0 | [10 empty] | No | No
MC078 | George Fox Building |  |  |  | MC078-B02/F52 | Function 52 | EN.EN3 Energy Sensor | [6 empty] | F52 | 0 | [10 empty] | No | No
MC078 | George Fox Building |  |  |  | MC078-B02/F53 | Run Around Enable | EN.EN3 Energy Sensor | [6 empty] | F53 | 0 | [10 empty] | No | No
MC078 | George Fox Building |  |  |  | MC078-B02/F43 | Function 43 | EN.EN3 Energy Sensor | [6 empty] | F43 | 0 | [10 empty] | No | No
MC078 | George Fox Building |  |  |  | MC078-B02/F44 | Function 44 | EN.EN3 Energy Sensor | [6 empty] | F44 | 0 | [10 empty] | No | No
MC078 | George Fox Building |  |  |  | MC078-B02/F45 | Function 45 | EN.EN3 Energy Sensor | [6 empty] | F45 | 0 | [10 empty] | No | No
MC078 | George Fox Building |  |  |  | MC078-B02/F46 | Function 46 | EN.EN3 Energy Sensor | [6 empty] | F46 | 0 | [10 empty] | No | No
MC078 | George Fox Building |  |  |  | MC078-B02/F47 | Function 47 | EN.EN3 Energy Sensor | [6 empty] | F47 | 0 | [10 empty] | No | No
MC078 | George Fox Building |  |  |  | MC078-B02/F48 | Function 48 | EN.EN3 Energy Sensor | [6 empty] | F48 | 0 | [10 empty] | No | No
MC078 | George Fox Building |  |  |  | MC078-B02/F38 | Function 38 | EN.EN3 Energy Sensor | [6 empty] | F38 | 0 | [10 empty] | No | No
MC078 | George Fox Building |  |  |  | MC078-B02/F39 | Run Around Enable | EN.EN3 Energy Sensor | [6 empty] | F39 | 0 | [10 empty] | No | No
MC078 | George Fox Building |  |  |  | MC078-B02/F4 | Function 4 | EN.EN3 Energy Sensor | [6 empty] | F4 | 0 | [10 empty] | No | No
MC078 | George Fox Building |  |  |  | MC078-B02/F40 | Function 40 | EN.EN3 Energy Sensor | [6 empty] | F40 | 0 | [10 empty] | No | No
MC078 | George Fox Building |  |  |  | MC078-B02/F41 | Function 41 | EN.EN3 Energy Sensor | [6 empty] | F41 | 0 | [10 empty] | No | No
MC078 | George Fox Building |  |  |  | MC078-B02/F42 | Function 42 | EN.EN3 Energy Sensor | [6 empty] | F42 | 0 | [10 empty] | No | No
MC078 | George Fox Building |  |  |  | MC078-B02/F32 | Function 32 | EN.EN3 Energy Sensor | [6 empty] | F32 | 0 | [10 empty] | No | No
MC078 | George Fox Building |  |  |  | MC078-B02/F33 | Function 33 | EN.EN3 Energy Sensor | [6 empty] | F33 | 0 | [10 empty] | No | No
MC078 | George Fox Building |  |  |  | MC078-B02/F34 | Function 34 | EN.EN3 Energy Sensor | [6 empty] | F34 | 0 | [10 empty] | No | No
MC078 | George Fox Building |  |  |  | MC078-B02/F35 | Function 35 | EN.EN3 Energy Sensor | [6 empty] | F35 | 0 | [10 empty] | No | No
MC078 | George Fox Building |  |  |  | MC078-B02/F36 | Function 36 | EN.EN3 Energy Sensor | [6 empty] | F36 | 0 | [10 empty] | No | No
MC078 | George Fox Building |  |  |  | MC078-B02/F37 | Function 37 | EN.EN3 Energy Sensor | [6 empty] | F37 | 0 | [10 empty] | No | No
MC078 | George Fox Building |  |  |  | MC078-B02/F27 | Function 27 | EN.EN3 Energy Sensor | [6 empty] | F27 | 0 | [10 empty] | No | No
MC078 | George Fox Building |  |  |  | MC078-B02/F28 | Function 28 | EN.EN3 Energy Sensor | [6 empty] | F28 | 0 | [10 empty] | No | No
MC078 | George Fox Building |  |  |  | MC078-B02/F29 | Damper Demand | EN.EN3 Energy Sensor | [6 empty] | F29 | 0 | [10 empty] | No | No
MC078 | George Fox Building |  |  |  | MC078-B02/F3 | Function 3 | EN.EN3 Energy Sensor | [6 empty] | F3 | 0 | [10 empty] | No | No
MC078 | George Fox Building |  |  |  | MC078-B02/F30 | Function 30 | EN.EN3 Energy Sensor | [6 empty] | F30 | 0 | [10 empty] | No | No
MC078 | George Fox Building |  |  |  | MC078-B02/F31 | Function 31 | EN.EN3 Energy Sensor | [6 empty] | F31 | 0 | [10 empty] | No | No
MC078 | George Fox Building |  |  |  | MC078-B02/F18 | Function 18 | EN.EN3 Energy Sensor | [6 empty] | F18 | 0 | [10 empty] | No | No
MC078 | George Fox Building |  |  |  | MC078-B02/F19 | Function 19 | EN.EN3 Energy Sensor | [6 empty] | F19 | 0 | [10 empty] | No | No
MC078 | George Fox Building |  |  |  | MC078-B02/F2 | Function 2 | EN.EN3 Energy Sensor | [6 empty] | F2 | 0 | [10 empty] | No | No
MC078 | George Fox Building |  |  |  | MC078-B02/F21 | Function 21 | EN.EN3 Energy Sensor | [6 empty] | F21 | 0 | [10 empty] | No | No
MC078 | George Fox Building |  |  |  | MC078-B02/F23 | Function 23 | EN.EN3 Energy Sensor | [6 empty] | F23 | 0 | [10 empty] | No | No
MC078 | George Fox Building |  |  |  | MC078-B02/F26 | Function 26 | EN.EN3 Energy Sensor | [6 empty] | F26 | 0 | [10 empty] | No | No
MC078 | George Fox Building |  |  |  | MC078-B02/F12 | Run Around Enable | EN.EN3 Energy Sensor | [6 empty] | F12 | 0 | [10 empty] | No | No
MC078 | George Fox Building |  |  |  | MC078-B02/F13 | Function 13 | EN.EN3 Energy Sensor | [6 empty] | F13 | 0 | [10 empty] | No | No
MC078 | George Fox Building |  |  |  | MC078-B02/F14 | Function 14 | EN.EN3 Energy Sensor | [6 empty] | F14 | 0 | [10 empty] | No | No
MC078 | George Fox Building |  |  |  | MC078-B02/F15 | Function 15 | EN.EN3 Energy Sensor | [6 empty] | F15 | 0 | [10 empty] | No | No
MC078 | George Fox Building |  |  |  | MC078-B02/F16 | Function 16 | EN.EN3 Energy Sensor | [6 empty] | F16 | 0 | [10 empty] | No | No
MC078 | George Fox Building |  |  |  | MC078-B02/F17 | Function 17 | EN.EN3 Energy Sensor | [6 empty] | F17 | 0 | [10 empty] | No | No
MC078 | George Fox Building |  |  |  | MC078-B02/D8 | Lift Motor Room Extract | EN.EN3 Energy Sensor | [6 empty] | D8 | 0 | [10 empty] | No | No
MC078 | George Fox Building |  |  |  | MC078-B02/D9 | Lecture 14 Supply Fan | EN.EN3 Energy Sensor | [6 empty] | D9 | 0 | [10 empty] | No | No
MC078 | George Fox Building |  |  |  | MC078-B02/e1 | Alarm Dest 1 | EN.EN3 Energy Sensor | [6 empty] | e1 | 0 | [10 empty] | No | No
MC078 | George Fox Building |  |  |  | MC078-B02/F1 | Function 1 | EN.EN3 Energy Sensor | [6 empty] | F1 | 0 | [10 empty] | No | No
MC078 | George Fox Building |  |  |  | MC078-B02/F10 | Function 10 | EN.EN3 Energy Sensor | [6 empty] | F10 | 0 | [10 empty] | No | No
MC078 | George Fox Building |  |  |  | MC078-B02/F11 | Function 11 | EN.EN3 Energy Sensor | [6 empty] | F11 | 0 | [10 empty] | No | No
MC078 | George Fox Building |  |  |  | MC078-B02/D28 | Lecture Theatre 1 EF Demand | EN.EN3 Energy Sensor | [6 empty] | D28 | 0 | [10 empty] | No | No
MC078 | George Fox Building |  |  |  | MC078-B02/D3 | Runaround Pump Enable | EN.EN3 Energy Sensor | [6 empty] | D3 | 0 | [10 empty] | No | No
MC078 | George Fox Building |  |  |  | MC078-B02/D4 | Bistro Supply Fan Enable | EN.EN3 Energy Sensor | [6 empty] | D4 | 0 | [10 empty] | No | No
MC078 | George Fox Building |  |  |  | MC078-B02/D5 | Hood Supply Enable | EN.EN3 Energy Sensor | [6 empty] | D5 | 0 | [10 empty] | No | No
MC078 | George Fox Building |  |  |  | MC078-B02/D6 | Hood Extract Enable | EN.EN3 Energy Sensor | [6 empty] | D6 | 0 | [10 empty] | No | No
MC078 | George Fox Building |  |  |  | MC078-B02/D7 | Projector Room Extract Enable | EN.EN3 Energy Sensor | [6 empty] | D7 | 0 | [10 empty] | No | No
MC078 | George Fox Building |  |  |  | MC078-B02/D22 | ReCirc Damper | EN.EN3 Energy Sensor | [6 empty] | D22 | 0 | [10 empty] | No | No
MC078 | George Fox Building |  |  |  | MC078-B02/D23 | Lecture Theatre 1 SF Demand | EN.EN3 Energy Sensor | [6 empty] | D23 | 0 | [10 empty] | No | No
MC078 | George Fox Building |  |  |  | MC078-B02/D24 | Main Heater Battery | EN.EN3 Energy Sensor | [6 empty] | D24 | 0 | [10 empty] | No | No
MC078 | George Fox Building |  |  |  | MC078-B02/D25 | Main Bistro Dampers | EN.EN3 Energy Sensor | [6 empty] | D25 | 0 | [10 empty] | No | No
MC078 | George Fox Building |  |  |  | MC078-B02/D26 | Hood VAlve | EN.EN3 Energy Sensor | [6 empty] | D26 | 0 | [10 empty] | No | No
MC078 | George Fox Building |  |  |  | MC078-B02/D27 | Supply &amp; Extract Dampers | EN.EN3 Energy Sensor | [6 empty] | D27 | 0 | [10 empty] | No | No
MC078 | George Fox Building |  |  |  | MC078-B02/D17 | L14 Valve | EN.EN3 Energy Sensor | [6 empty] | D17 | 0 | [10 empty] | No | No
MC078 | George Fox Building |  |  |  | MC078-B02/D18 | L15 Valve | EN.EN3 Energy Sensor | [6 empty] | D18 | 0 | [10 empty] | No | No
MC078 | George Fox Building |  |  |  | MC078-B02/D19 | L18 Valve | EN.EN3 Energy Sensor | [6 empty] | D19 | 0 | [10 empty] | No | No
MC078 | George Fox Building |  |  |  | MC078-B02/D2 | Main Extract Enable | EN.EN3 Energy Sensor | [6 empty] | D2 | 0 | [10 empty] | No | No
MC078 | George Fox Building |  |  |  | MC078-B02/D20 | L23 VAlve | EN.EN3 Energy Sensor | [6 empty] | D20 | 0 | [10 empty] | No | No
MC078 | George Fox Building |  |  |  | MC078-B02/D21 | Main Heater Battery | EN.EN3 Energy Sensor | [6 empty] | D21 | 0 | [10 empty] | No | No
MC078 | George Fox Building |  |  |  | MC078-B02/D11 | Lecture 15 Supply Fan | EN.EN3 Energy Sensor | [6 empty] | D11 | 0 | [10 empty] | No | No
MC078 | George Fox Building |  |  |  | MC078-B02/D12 | Lecture 15 Extract Fan | EN.EN3 Energy Sensor | [6 empty] | D12 | 0 | [10 empty] | No | No
MC078 | George Fox Building |  |  |  | MC078-B02/D13 | Lecture 18 Supply Fan | EN.EN3 Energy Sensor | [6 empty] | D13 | 0 | [10 empty] | No | No
MC078 | George Fox Building |  |  |  | MC078-B02/D14 | Lecture 18 Extract Fan | EN.EN3 Energy Sensor | [6 empty] | D14 | 0 | [10 empty] | No | No
MC078 | George Fox Building |  |  |  | MC078-B02/D15 | Lecture 23 Supply Fan | EN.EN3 Energy Sensor | [6 empty] | D15 | 0 | [10 empty] | No | No
MC078 | George Fox Building |  |  |  | MC078-B02/D16 | Lecture 23 Extract Fan | EN.EN3 Energy Sensor | [6 empty] | D16 | 0 | [10 empty] | No | No
MC031 | Great Hall | A032 | Switch Room |  | MC031-L01 | Data logger: Great Hall | EN.EN1 Data Logger |  |  |  |  | Multilog G2 | Enercom | 050157C84000 | 0 |  |  | 10.23.14.7 |  | 00-50-C2-2C-3E-4B
MC031 | Great Hall | A013b | Plant Room |  | MC031-L02 | Data logger: Great Hall | EN.EN1 Data Logger |  |  |  |  | Multilog G2 | Enercom | 050157A77B00 | 0
MC031 | Great Hall |  |  |  | MC031-B02 | BMS Controller: Great Hall | EN.EN4 BMS Controller |  |  |  |  | IQ3xcite96 | Trend | B2FD5139-B531-447A-9616-7D1560491BC2 | 0
MC031 | Great Hall |  |  |  | MC031-B01 | BMS Controller: Great Hall | EN.EN4 BMS Controller |  |  |  |  | IQ3xcite96 | Trend | E1D32C01-8115-404C-8D8E-DAE2931F5400 | 0
MC031 | Great Hall |  |  |  | MC031-L01/M001 | Great Hall | EN.EN2 Energy Meter | [6 empty] | 1 | 0 | [10 empty] | No | No
MC031 | Great Hall |  |  |  | MC031-L01/M002 | Great Hall | EN.EN2 Energy Meter | [6 empty] | 2 | 0 | [10 empty] | No | No
MC031 | Great Hall |  |  |  | MC031-L02/M001 | Great Hall | EN.EN2 Energy Meter | [6 empty] | 1 | 0 | [10 empty] | No | No
MC031 | Great Hall |  |  |  | MC031-L02/M002 | Great Hall | EN.EN2 Energy Meter | [6 empty] | 2 | 0 | [10 empty] | No | No
MC031 | Great Hall |  |  |  | MC031-L02/M003 | Bowland Ash - In service duct | EN.EN2 Energy Meter | [6 empty] | 3 | 0 | [10 empty] | No | No
MC031 | Great Hall |  |  |  | MC031-L02/M004 | Great Hall Immersion Heater | EN.EN2 Energy Meter | [6 empty] | 4 | 0 | [10 empty] | No | No
MC031 | Great Hall |  |  |  | MC031-L02/M005 | Great Hall Immersion Heater | EN.EN2 Energy Meter | [6 empty] | 5 | 0 | [10 empty] | No | No
MC031 | Great Hall |  |  |  | MC031-B02/C1 | Virtual CNC 1 | EN.EN3 Energy Sensor | [6 empty] | C1 | 0 | [10 empty] | No | No
MC031 | Great Hall |  |  |  | MC031-B02/D1 | Alarm Lamp | EN.EN3 Energy Sensor | [6 empty] | D1 | 0 | [10 empty] | No | No
MC031 | Great Hall |  |  |  | MC031-B02/D2 | Alarm Sounder | EN.EN3 Energy Sensor | [6 empty] | D2 | 0 | [10 empty] | No | No
MC031 | Great Hall |  |  |  | MC031-B02/D3 | Sump NO1 Pumps En | EN.EN3 Energy Sensor | [6 empty] | D3 | 0 | [10 empty] | No | No
MC031 | Great Hall |  |  |  | MC031-B02/D4 | Sump NO2 Pumps En | EN.EN3 Energy Sensor | [6 empty] | D4 | 0 | [10 empty] | No | No
MC031 | Great Hall |  |  |  | MC031-B02/D5 | Sump NO3 Pumps En | EN.EN3 Energy Sensor | [6 empty] | D5 | 0 | [10 empty] | No | No
MC031 | Great Hall |  |  |  | MC031-B02/W1 | Sump NO1 Pump Duty | EN.EN3 Energy Sensor | [6 empty] | W1 | 0 | [10 empty] | No | No
MC031 | Great Hall |  |  |  | MC031-B02/W2 | Sump NO2 Pump Duty | EN.EN3 Energy Sensor | [6 empty] | W2 | 0 | [10 empty] | No | No
MC031 | Great Hall |  |  |  | MC031-B02/W3 | Sump NO3 Pump Duty | EN.EN3 Energy Sensor | [6 empty] | W3 | 0 | [10 empty] | No | No
MC031 | Great Hall |  |  |  | MC031-B02/W5 | Switch 5 | EN.EN3 Energy Sensor | [6 empty] | W5 | 0 | [10 empty] | No | No
MC031 | Great Hall |  |  |  | MC031-B02/Y1 | 4DIX V | EN.EN3 Energy Sensor | [6 empty] | Y1 | 0 | [10 empty] | No | No
MC031 | Great Hall |  |  |  | MC031-B02/Y2 | Current 4-20ma | EN.EN3 Energy Sensor | [6 empty] | Y2 | 0 | [10 empty] | No | No
MC031 | Great Hall |  |  |  | MC031-B02/S5 | NO2 pump 1 hrs | EN.EN3 Energy Sensor | [6 empty] | S5 | 0 | [10 empty] | No | No
MC031 | Great Hall |  |  |  | MC031-B02/S6 | NO2 pump 2 hrs | EN.EN3 Energy Sensor | [6 empty] | S6 | 0 | [10 empty] | No | No
MC031 | Great Hall |  |  |  | MC031-B02/S7 | NO2 pumps Total | EN.EN3 Energy Sensor | [6 empty] | S7 | 0 | [10 empty] | No | No
MC031 | Great Hall |  |  |  | MC031-B02/S8 | NO3 pump 1 hrs | EN.EN3 Energy Sensor | [6 empty] | S8 | 0 | [10 empty] | No | No
MC031 | Great Hall |  |  |  | MC031-B02/S9 | NO3 pump 2 hrs | EN.EN3 Energy Sensor | [6 empty] | S9 | 0 | [10 empty] | No | No
MC031 | Great Hall |  |  |  | MC031-B02/V1 |  | EN.EN3 Energy Sensor | [6 empty] | V1 | 0 | [10 empty] | No | No
MC031 | Great Hall |  |  |  | MC031-B02/S10 | NO3 pumps Total | EN.EN3 Energy Sensor | [6 empty] | S10 | 0 | [10 empty] | No | No
MC031 | Great Hall |  |  |  | MC031-B02/S11 | MTHW FLOW RAW 4-20ma | EN.EN3 Energy Sensor | [6 empty] | S11 | 0 | [10 empty] | No | No
MC031 | Great Hall |  |  |  | MC031-B02/S13 | Cal Fow meter MTHW Ltrs Min | EN.EN3 Energy Sensor | [6 empty] | S13 | 0 | [10 empty] | No | No
MC031 | Great Hall |  |  |  | MC031-B02/S2 | NO1 pump 1 hrs | EN.EN3 Energy Sensor | [6 empty] | S2 | 0 | [10 empty] | No | No
MC031 | Great Hall |  |  |  | MC031-B02/S3 | NO1 pump 2 hrs | EN.EN3 Energy Sensor | [6 empty] | S3 | 0 | [10 empty] | No | No
MC031 | Great Hall |  |  |  | MC031-B02/S4 | NO1 pumps Total | EN.EN3 Energy Sensor | [6 empty] | S4 | 0 | [10 empty] | No | No
MC031 | Great Hall |  |  |  | MC031-B02/P6 | NO6 pumps Total | EN.EN3 Energy Sensor | [6 empty] | P6 | 0 | [10 empty] | No | No
MC031 | Great Hall |  |  |  | MC031-B02/P7 | NO7 pump 1 hrs | EN.EN3 Energy Sensor | [6 empty] | P7 | 0 | [10 empty] | No | No
MC031 | Great Hall |  |  |  | MC031-B02/P8 | NO7 pump 2 hrs | EN.EN3 Energy Sensor | [6 empty] | P8 | 0 | [10 empty] | No | No
MC031 | Great Hall |  |  |  | MC031-B02/P9 | NO7 pumps Total | EN.EN3 Energy Sensor | [6 empty] | P9 | 0 | [10 empty] | No | No
MC031 | Great Hall |  |  |  | MC031-B02/Q1 | Sequence Table 1 | EN.EN3 Energy Sensor | [6 empty] | Q1 | 0 | [10 empty] | No | No
MC031 | Great Hall |  |  |  | MC031-B02/S1 | 4DIX Module 1 | EN.EN3 Energy Sensor | [6 empty] | S1 | 0 | [10 empty] | No | No
MC031 | Great Hall |  |  |  | MC031-B02/P12 | NO6 pumps Total | EN.EN3 Energy Sensor | [6 empty] | P12 | 0 | [10 empty] | No | No
MC031 | Great Hall |  |  |  | MC031-B02/P13 | Cal Fow meter MTHW Ltrs Min | EN.EN3 Energy Sensor | [6 empty] | P13 | 0 | [10 empty] | No | No
MC031 | Great Hall |  |  |  | MC031-B02/P2 | Sump NO2 Pumps En | EN.EN3 Energy Sensor | [6 empty] | P2 | 0 | [10 empty] | No | No
MC031 | Great Hall |  |  |  | MC031-B02/P3 | Sump NO2 Pumps En | EN.EN3 Energy Sensor | [6 empty] | P3 | 0 | [10 empty] | No | No
MC031 | Great Hall |  |  |  | MC031-B02/P4 | NO6 pump 1 hrs | EN.EN3 Energy Sensor | [6 empty] | P4 | 0 | [10 empty] | No | No
MC031 | Great Hall |  |  |  | MC031-B02/P5 | NO6 pump 2 hrs | EN.EN3 Energy Sensor | [6 empty] | P5 | 0 | [10 empty] | No | No
MC031 | Great Hall |  |  |  | MC031-B02/o1 | Alarm Route 1 | EN.EN3 Energy Sensor | [6 empty] | o1 | 0 | [10 empty] | No | No
MC031 | Great Hall |  |  |  | MC031-B02/o2 | Alarm Route 2 | EN.EN3 Energy Sensor | [6 empty] | o2 | 0 | [10 empty] | No | No
MC031 | Great Hall |  |  |  | MC031-B02/o3 | Alarm Route 3 | EN.EN3 Energy Sensor | [6 empty] | o3 | 0 | [10 empty] | No | No
MC031 | Great Hall |  |  |  | MC031-B02/P1 | Sump NO1 Pumps En | EN.EN3 Energy Sensor | [6 empty] | P1 | 0 | [10 empty] | No | No
MC031 | Great Hall |  |  |  | MC031-B02/P10 | NO6 pump 1 hrs | EN.EN3 Energy Sensor | [6 empty] | P10 | 0 | [10 empty] | No | No
MC031 | Great Hall |  |  |  | MC031-B02/P11 | NO6 pump 2 hrs | EN.EN3 Energy Sensor | [6 empty] | P11 | 0 | [10 empty] | No | No
MC031 | Great Hall |  |  |  | MC031-B02/I5 | Sump NO1 2nd Pump Start | EN.EN3 Energy Sensor | [6 empty] | I5 | 0 | [10 empty] | No | No
MC031 | Great Hall |  |  |  | MC031-B02/I6 | Sump NO1 Common Stop | EN.EN3 Energy Sensor | [6 empty] | I6 | 0 | [10 empty] | No | No
MC031 | Great Hall |  |  |  | MC031-B02/I7 | Sump NO1 High Level | EN.EN3 Energy Sensor | [6 empty] | I7 | 0 | [10 empty] | No | No
MC031 | Great Hall |  |  |  | MC031-B02/I8 | Sump NO2 Pump 1 Trip | EN.EN3 Energy Sensor | [6 empty] | I8 | 0 | [10 empty] | No | No
MC031 | Great Hall |  |  |  | MC031-B02/I9 | Sump NO2 Pump 2 Trip | EN.EN3 Energy Sensor | [6 empty] | I9 | 0 | [10 empty] | No | No
MC031 | Great Hall |  |  |  | MC031-B02/n1 | TREND_0D_3A_0E | EN.EN3 Energy Sensor | [6 empty] | n1 | 0 | [10 empty] | No | No
MC031 | Great Hall |  |  |  | MC031-B02/I19 | Sump NO3 High Level | EN.EN3 Energy Sensor | [6 empty] | I19 | 0 | [10 empty] | No | No
MC031 | Great Hall |  |  |  | MC031-B02/I2 | Module 2 | EN.EN3 Energy Sensor | [6 empty] | I2 | 0 | [10 empty] | No | No
MC031 | Great Hall |  |  |  | MC031-B02/I20 | CP NO1 Power ON | EN.EN3 Energy Sensor | [6 empty] | I20 | 0 | [10 empty] | No | No
MC031 | Great Hall |  |  |  | MC031-B02/I3 | Sump NO1 Pump 2 Trip | EN.EN3 Energy Sensor | [6 empty] | I3 | 0 | [10 empty] | No | No
MC031 | Great Hall |  |  |  | MC031-B02/I4 | Sump NO1 1st Pump Start | EN.EN3 Energy Sensor | [6 empty] | I4 | 0 | [10 empty] | No | No
MC031 | Great Hall |  |  |  | MC031-B02/I13 | Sump NO2 High Level | EN.EN3 Energy Sensor | [6 empty] | I13 | 0 | [10 empty] | No | No
MC031 | Great Hall |  |  |  | MC031-B02/I14 | Sump NO3 Pump 1 Trip | EN.EN3 Energy Sensor | [6 empty] | I14 | 0 | [10 empty] | No | No
MC031 | Great Hall |  |  |  | MC031-B02/I15 | Sump NO3 Pump 2 Trip | EN.EN3 Energy Sensor | [6 empty] | I15 | 0 | [10 empty] | No | No
MC031 | Great Hall |  |  |  | MC031-B02/I16 | Sump NO3 1st Pump Float | EN.EN3 Energy Sensor | [6 empty] | I16 | 0 | [10 empty] | No | No
MC031 | Great Hall |  |  |  | MC031-B02/I17 | Sump NO3 2nd Pump Float | EN.EN3 Energy Sensor | [6 empty] | I17 | 0 | [10 empty] | No | No
MC031 | Great Hall |  |  |  | MC031-B02/I18 | Sump NO3 Stop Float | EN.EN3 Energy Sensor | [6 empty] | I18 | 0 | [10 empty] | No | No
MC031 | Great Hall |  |  |  | MC031-B02/G9 | Sump NO1 Pump Duty | EN.EN3 Energy Sensor | [6 empty] | G9 | 0 | [10 empty] | No | No
MC031 | Great Hall |  |  |  | MC031-B02/I1 | Module 1 | EN.EN3 Energy Sensor | [6 empty] | I1 | 0 | [10 empty] | No | No
MC031 | Great Hall |  |  |  | MC031-B02/I10 | Sump NO2 1st Pump Start | EN.EN3 Energy Sensor | [6 empty] | I10 | 0 | [10 empty] | No | No
MC031 | Great Hall |  |  |  | MC031-B02/I11 | Sump NO2 2nd Pump Start | EN.EN3 Energy Sensor | [6 empty] | I11 | 0 | [10 empty] | No | No
MC031 | Great Hall |  |  |  | MC031-B02/I12 | Sump NO2 Common Stop | EN.EN3 Energy Sensor | [6 empty] | I12 | 0 | [10 empty] | No | No
MC031 | Great Hall |  |  |  | MC031-B02/G5 | Logic 5 | EN.EN3 Energy Sensor | [6 empty] | G5 | 0 | [10 empty] | No | No
MC031 | Great Hall |  |  |  | MC031-B02/G50 | Logic 50 | EN.EN3 Energy Sensor | [6 empty] | G50 | 0 | [10 empty] | No | No
MC031 | Great Hall |  |  |  | MC031-B02/G51 | Logic 51 | EN.EN3 Energy Sensor | [6 empty] | G51 | 0 | [10 empty] | No | No
MC031 | Great Hall |  |  |  | MC031-B02/G6 | Logic 6 | EN.EN3 Energy Sensor | [6 empty] | G6 | 0 | [10 empty] | No | No
MC031 | Great Hall |  |  |  | MC031-B02/G7 | Logic 7 | EN.EN3 Energy Sensor | [6 empty] | G7 | 0 | [10 empty] | No | No
MC031 | Great Hall |  |  |  | MC031-B02/G8 | Logic 8 | EN.EN3 Energy Sensor | [6 empty] | G8 | 0 | [10 empty] | No | No
MC031 | Great Hall |  |  |  | MC031-B02/G42 | Logic 42 | EN.EN3 Energy Sensor | [6 empty] | G42 | 0 | [10 empty] | No | No
MC031 | Great Hall |  |  |  | MC031-B02/G43 | Total area run hours | EN.EN3 Energy Sensor | [6 empty] | G43 | 0 | [10 empty] | No | No
MC031 | Great Hall |  |  |  | MC031-B02/G44 | NO3 pump 1 | EN.EN3 Energy Sensor | [6 empty] | G44 | 0 | [10 empty] | No | No
MC031 | Great Hall |  |  |  | MC031-B02/G45 | NO3 Pump 2 | EN.EN3 Energy Sensor | [6 empty] | G45 | 0 | [10 empty] | No | No
MC031 | Great Hall |  |  |  | MC031-B02/G46 | Logic 46 | EN.EN3 Energy Sensor | [6 empty] | G46 | 0 | [10 empty] | No | No
MC031 | Great Hall |  |  |  | MC031-B02/G47 | Total area run hours | EN.EN3 Energy Sensor | [6 empty] | G47 | 0 | [10 empty] | No | No
MC031 | Great Hall |  |  |  | MC031-B02/G37 | NO1 Pump 2 | EN.EN3 Energy Sensor | [6 empty] | G37 | 0 | [10 empty] | No | No
MC031 | Great Hall |  |  |  | MC031-B02/G38 | Logic 38 | EN.EN3 Energy Sensor | [6 empty] | G38 | 0 | [10 empty] | No | No
MC031 | Great Hall |  |  |  | MC031-B02/G39 | Total area run hours | EN.EN3 Energy Sensor | [6 empty] | G39 | 0 | [10 empty] | No | No
MC031 | Great Hall |  |  |  | MC031-B02/G4 | Logic 4 | EN.EN3 Energy Sensor | [6 empty] | G4 | 0 | [10 empty] | No | No
MC031 | Great Hall |  |  |  | MC031-B02/G40 | NO2 pump 1 | EN.EN3 Energy Sensor | [6 empty] | G40 | 0 | [10 empty] | No | No
MC031 | Great Hall |  |  |  | MC031-B02/G41 | NO2 Pump 2 | EN.EN3 Energy Sensor | [6 empty] | G41 | 0 | [10 empty] | No | No
MC031 | Great Hall |  |  |  | MC031-B02/G31 | Standby pump | EN.EN3 Energy Sensor | [6 empty] | G31 | 0 | [10 empty] | No | No
MC031 | Great Hall |  |  |  | MC031-B02/G32 | Duty pump | EN.EN3 Energy Sensor | [6 empty] | G32 | 0 | [10 empty] | No | No
MC031 | Great Hall |  |  |  | MC031-B02/G33 | Logic 33 | EN.EN3 Energy Sensor | [6 empty] | G33 | 0 | [10 empty] | No | No
MC031 | Great Hall |  |  |  | MC031-B02/G34 | Logic 34 | EN.EN3 Energy Sensor | [6 empty] | G34 | 0 | [10 empty] | No | No
MC031 | Great Hall |  |  |  | MC031-B02/G35 | Logic 35 | EN.EN3 Energy Sensor | [6 empty] | G35 | 0 | [10 empty] | No | No
MC031 | Great Hall |  |  |  | MC031-B02/G36 | NO1 pump 1 | EN.EN3 Energy Sensor | [6 empty] | G36 | 0 | [10 empty] | No | No
MC031 | Great Hall |  |  |  | MC031-B02/G26 | Logic 26 | EN.EN3 Energy Sensor | [6 empty] | G26 | 0 | [10 empty] | No | No
MC031 | Great Hall |  |  |  | MC031-B02/G27 | Logic 27 | EN.EN3 Energy Sensor | [6 empty] | G27 | 0 | [10 empty] | No | No
MC031 | Great Hall |  |  |  | MC031-B02/G28 | Sump NO3 Pump Duty | EN.EN3 Energy Sensor | [6 empty] | G28 | 0 | [10 empty] | No | No
MC031 | Great Hall |  |  |  | MC031-B02/G29 | Sump NO3 Pump 1 Lead | EN.EN3 Energy Sensor | [6 empty] | G29 | 0 | [10 empty] | No | No
MC031 | Great Hall |  |  |  | MC031-B02/G3 | Logic 3 | EN.EN3 Energy Sensor | [6 empty] | G3 | 0 | [10 empty] | No | No
MC031 | Great Hall |  |  |  | MC031-B02/G30 | Logic 30 | EN.EN3 Energy Sensor | [6 empty] | G30 | 0 | [10 empty] | No | No
MC031 | Great Hall |  |  |  | MC031-B02/G20 | Standby pump | EN.EN3 Energy Sensor | [6 empty] | G20 | 0 | [10 empty] | No | No
MC031 | Great Hall |  |  |  | MC031-B02/G21 | Duty pump | EN.EN3 Energy Sensor | [6 empty] | G21 | 0 | [10 empty] | No | No
MC031 | Great Hall |  |  |  | MC031-B02/G22 | Logic 22 | EN.EN3 Energy Sensor | [6 empty] | G22 | 0 | [10 empty] | No | No
MC031 | Great Hall |  |  |  | MC031-B02/G23 | Logic 23 | EN.EN3 Energy Sensor | [6 empty] | G23 | 0 | [10 empty] | No | No
MC031 | Great Hall |  |  |  | MC031-B02/G24 | Logic 24 | EN.EN3 Energy Sensor | [6 empty] | G24 | 0 | [10 empty] | No | No
MC031 | Great Hall |  |  |  | MC031-B02/G25 | Logic 25 | EN.EN3 Energy Sensor | [6 empty] | G25 | 0 | [10 empty] | No | No
MC031 | Great Hall |  |  |  | MC031-B02/G15 | Logic 15 | EN.EN3 Energy Sensor | [6 empty] | G15 | 0 | [10 empty] | No | No
MC031 | Great Hall |  |  |  | MC031-B02/G16 | Logic 16 | EN.EN3 Energy Sensor | [6 empty] | G16 | 0 | [10 empty] | No | No
MC031 | Great Hall |  |  |  | MC031-B02/G17 | Sump NO2 Pump Duty | EN.EN3 Energy Sensor | [6 empty] | G17 | 0 | [10 empty] | No | No
MC031 | Great Hall |  |  |  | MC031-B02/G18 | Sump NO2 Pump 1 Lead | EN.EN3 Energy Sensor | [6 empty] | G18 | 0 | [10 empty] | No | No
MC031 | Great Hall |  |  |  | MC031-B02/G19 | Logic 19 | EN.EN3 Energy Sensor | [6 empty] | G19 | 0 | [10 empty] | No | No
MC031 | Great Hall |  |  |  | MC031-B02/G2 | Logic 2 | EN.EN3 Energy Sensor | [6 empty] | G2 | 0 | [10 empty] | No | No
MC031 | Great Hall |  |  |  | MC031-B02/G1 | Logic 1 | EN.EN3 Energy Sensor | [6 empty] | G1 | 0 | [10 empty] | No | No
MC031 | Great Hall |  |  |  | MC031-B02/G10 | Sump NO1 Pump 1 Lead | EN.EN3 Energy Sensor | [6 empty] | G10 | 0 | [10 empty] | No | No
MC031 | Great Hall |  |  |  | MC031-B02/G11 | Logic 11 | EN.EN3 Energy Sensor | [6 empty] | G11 | 0 | [10 empty] | No | No
MC031 | Great Hall |  |  |  | MC031-B02/G12 | Standby pump | EN.EN3 Energy Sensor | [6 empty] | G12 | 0 | [10 empty] | No | No
MC031 | Great Hall |  |  |  | MC031-B02/G13 | Duty pump | EN.EN3 Energy Sensor | [6 empty] | G13 | 0 | [10 empty] | No | No
MC031 | Great Hall |  |  |  | MC031-B02/G14 | Logic 14 | EN.EN3 Energy Sensor | [6 empty] | G14 | 0 | [10 empty] | No | No
MC031 | Great Hall |  |  |  | MC031-B02/F4 | 4Dix Value Decoder | EN.EN3 Energy Sensor | [6 empty] | F4 | 0 | [10 empty] | No | No
MC031 | Great Hall |  |  |  | MC031-B02/F5 | Function 5 | EN.EN3 Energy Sensor | [6 empty] | F5 | 0 | [10 empty] | No | No
MC031 | Great Hall |  |  |  | MC031-B02/F6 | Function 6 | EN.EN3 Energy Sensor | [6 empty] | F6 | 0 | [10 empty] | No | No
MC031 | Great Hall |  |  |  | MC031-B02/F7 | Function 7 | EN.EN3 Energy Sensor | [6 empty] | F7 | 0 | [10 empty] | No | No
MC031 | Great Hall |  |  |  | MC031-B02/F8 | Function 8 | EN.EN3 Energy Sensor | [6 empty] | F8 | 0 | [10 empty] | No | No
MC031 | Great Hall |  |  |  | MC031-B02/F9 | Function 9 | EN.EN3 Energy Sensor | [6 empty] | F9 | 0 | [10 empty] | No | No
MC031 | Great Hall |  |  |  | MC031-B02/F14 | Function 14 | EN.EN3 Energy Sensor | [6 empty] | F14 | 0 | [10 empty] | No | No
MC031 | Great Hall |  |  |  | MC031-B02/F15 | Function 15 | EN.EN3 Energy Sensor | [6 empty] | F15 | 0 | [10 empty] | No | No
MC031 | Great Hall |  |  |  | MC031-B02/F16 | Function 16 | EN.EN3 Energy Sensor | [6 empty] | F16 | 0 | [10 empty] | No | No
MC031 | Great Hall |  |  |  | MC031-B02/F17 | Function 17 | EN.EN3 Energy Sensor | [6 empty] | F17 | 0 | [10 empty] | No | No
MC031 | Great Hall |  |  |  | MC031-B02/F2 | 4Dix Previous Value | EN.EN3 Energy Sensor | [6 empty] | F2 | 0 | [10 empty] | No | No
MC031 | Great Hall |  |  |  | MC031-B02/F3 | 4Dix Stable Value | EN.EN3 Energy Sensor | [6 empty] | F3 | 0 | [10 empty] | No | No
MC031 | Great Hall |  |  |  | MC031-B02/e1 | 963 | EN.EN3 Energy Sensor | [6 empty] | e1 | 0 | [10 empty] | No | No
MC031 | Great Hall |  |  |  | MC031-B02/F1 | Is 4Dix Value Changing | EN.EN3 Energy Sensor | [6 empty] | F1 | 0 | [10 empty] | No | No
MC031 | Great Hall |  |  |  | MC031-B02/F10 | Function 10 | EN.EN3 Energy Sensor | [6 empty] | F10 | 0 | [10 empty] | No | No
MC031 | Great Hall |  |  |  | MC031-B02/F11 | Function 11 | EN.EN3 Energy Sensor | [6 empty] | F11 | 0 | [10 empty] | No | No
MC031 | Great Hall |  |  |  | MC031-B02/F12 | Function 12 | EN.EN3 Energy Sensor | [6 empty] | F12 | 0 | [10 empty] | No | No
MC031 | Great Hall |  |  |  | MC031-B02/F13 | Function 13 | EN.EN3 Energy Sensor | [6 empty] | F13 | 0 | [10 empty] | No | No
MC031 | Great Hall |  |  |  | MC031-B01/C1 | Virtual CNC 1 | EN.EN3 Energy Sensor | [6 empty] | C1 | 0 | [10 empty] | No | No
MC031 | Great Hall |  |  |  | MC031-B01/D1 | GH Heating Valve | EN.EN3 Energy Sensor | [6 empty] | D1 | 0 | [10 empty] | No | No
MC031 | Great Hall |  |  |  | MC031-B01/D10 | Heating pumps | EN.EN3 Energy Sensor | [6 empty] | D10 | 0 | [10 empty] | No | No
MC031 | Great Hall |  |  |  | MC031-B01/D11 | Heating pumps | EN.EN3 Energy Sensor | [6 empty] | D11 | 0 | [10 empty] | No | No
MC031 | Great Hall |  |  |  | MC031-B01/D12 | Drama Extract Fans | EN.EN3 Energy Sensor | [6 empty] | D12 | 0 | [10 empty] | No | No
MC031 | Great Hall |  |  |  | MC031-B01/D2 | Driver 2 | EN.EN3 Energy Sensor | [6 empty] | D2 | 0 | [10 empty] | No | No
MC031 | Great Hall |  |  |  | MC031-B01/Z2 | Door heaters | EN.EN3 Energy Sensor | [6 empty] | Z2 | 0 | [10 empty] | No | No
MC031 | Great Hall |  |  |  | MC031-B01/Z3 | HWS | EN.EN3 Energy Sensor | [6 empty] | Z3 | 0 | [10 empty] | No | No
MC031 | Great Hall |  |  |  | MC031-B01/Z4 | Drama Extract Fans | EN.EN3 Energy Sensor | [6 empty] | Z4 | 0 | [10 empty] | No | No
MC031 | Great Hall |  |  |  | MC031-B01/Z5 | Triad time program | EN.EN3 Energy Sensor | [6 empty] | Z5 | 0 | [10 empty] | No | No
MC031 | Great Hall |  |  |  | MC031-B01/W30 | Triad switch | EN.EN3 Energy Sensor | [6 empty] | W30 | 0 | [10 empty] | No | No
MC031 | Great Hall |  |  |  | MC031-B01/Y1 | Trend Thermistor | EN.EN3 Energy Sensor | [6 empty] | Y1 | 0 | [10 empty] | No | No
MC031 | Great Hall |  |  |  | MC031-B01/Y2 | TK4A1 Titan | EN.EN3 Energy Sensor | [6 empty] | Y2 | 0 | [10 empty] | No | No
MC031 | Great Hall |  |  |  | MC031-B01/Y3 | Knob TB 3deg trim | EN.EN3 Energy Sensor | [6 empty] | Y3 | 0 | [10 empty] | No | No
MC031 | Great Hall |  |  |  | MC031-B01/Y4 | Knob TB 0.5deg trim | EN.EN3 Energy Sensor | [6 empty] | Y4 | 0 | [10 empty] | No | No
MC031 | Great Hall |  |  |  | MC031-B01/Z1 | AHU&apos;s | EN.EN3 Energy Sensor | [6 empty] | Z1 | 0 | [10 empty] | No | No
MC031 | Great Hall |  |  |  | MC031-B01/S6 | Drama Studio Extract | EN.EN3 Energy Sensor | [6 empty] | S6 | 0 | [10 empty] | No | No
MC031 | Great Hall |  |  |  | MC031-B01/S7 | Outside air temperature | EN.EN3 Energy Sensor | [6 empty] | S7 | 0 | [10 empty] | No | No
MC031 | Great Hall |  |  |  | MC031-B01/S8 | South Entrance Foyer | EN.EN3 Energy Sensor | [6 empty] | S8 | 0 | [10 empty] | No | No
MC031 | Great Hall |  |  |  | MC031-B01/S9 | West Entrance Foyer | EN.EN3 Energy Sensor | [6 empty] | S9 | 0 | [10 empty] | No | No
MC031 | Great Hall |  |  |  | MC031-B01/V1 |  | EN.EN3 Energy Sensor | [6 empty] | V1 | 0 | [10 empty] | No | No
MC031 | Great Hall |  |  |  | MC031-B01/W1 | Summer Winter Switch | EN.EN3 Energy Sensor | [6 empty] | W1 | 0 | [10 empty] | No | No
MC031 | Great Hall |  |  |  | MC031-B01/S15 |  | EN.EN3 Energy Sensor | [6 empty] | S15 | 0 | [10 empty] | No | No
MC031 | Great Hall |  |  |  | MC031-B01/S17 | Greathall Space SP | EN.EN3 Energy Sensor | [6 empty] | S17 | 0 | [10 empty] | No | No
MC031 | Great Hall |  |  |  | MC031-B01/S2 | Great Hall Extract | EN.EN3 Energy Sensor | [6 empty] | S2 | 0 | [10 empty] | No | No
MC031 | Great Hall |  |  |  | MC031-B01/S3 | Minor Hall Supply | EN.EN3 Energy Sensor | [6 empty] | S3 | 0 | [10 empty] | No | No
MC031 | Great Hall |  |  |  | MC031-B01/S4 | Minor Hall Extract | EN.EN3 Energy Sensor | [6 empty] | S4 | 0 | [10 empty] | No | No
MC031 | Great Hall |  |  |  | MC031-B01/S5 | Heating Pump Return | EN.EN3 Energy Sensor | [6 empty] | S5 | 0 | [10 empty] | No | No
MC031 | Great Hall |  |  |  | MC031-B01/S1 | Great Hall Supply | EN.EN3 Energy Sensor | [6 empty] | S1 | 0 | [10 empty] | No | No
MC031 | Great Hall |  |  |  | MC031-B01/S10 | Hot water service flow | EN.EN3 Energy Sensor | [6 empty] | S10 | 0 | [10 empty] | No | No
MC031 | Great Hall |  |  |  | MC031-B01/S11 | Scott Gallery Room | EN.EN3 Energy Sensor | [6 empty] | S11 | 0 | [10 empty] | No | No
MC031 | Great Hall |  |  |  | MC031-B01/S12 | Heating Flow | EN.EN3 Energy Sensor | [6 empty] | S12 | 0 | [10 empty] | No | No
MC031 | Great Hall |  |  |  | MC031-B01/S13 | Heating Flow Vent | EN.EN3 Energy Sensor | [6 empty] | S13 | 0 | [10 empty] | No | No
MC031 | Great Hall |  |  |  | MC031-B01/S14 | Greathall wall sensor | EN.EN3 Energy Sensor | [6 empty] | S14 | 0 | [10 empty] | No | No
MC031 | Great Hall |  |  |  | MC031-B01/P5 | Heating Pump Return | EN.EN3 Energy Sensor | [6 empty] | P5 | 0 | [10 empty] | No | No
MC031 | Great Hall |  |  |  | MC031-B01/P6 | Drama Studio Extract | EN.EN3 Energy Sensor | [6 empty] | P6 | 0 | [10 empty] | No | No
MC031 | Great Hall |  |  |  | MC031-B01/P7 | Outside air temperature | EN.EN3 Energy Sensor | [6 empty] | P7 | 0 | [10 empty] | No | No
MC031 | Great Hall |  |  |  | MC031-B01/P8 | South Entrance Foyer | EN.EN3 Energy Sensor | [6 empty] | P8 | 0 | [10 empty] | No | No
MC031 | Great Hall |  |  |  | MC031-B01/P9 | West Entrance Foyer | EN.EN3 Energy Sensor | [6 empty] | P9 | 0 | [10 empty] | No | No
MC031 | Great Hall |  |  |  | MC031-B01/Q1 | Sequence Table 1 | EN.EN3 Energy Sensor | [6 empty] | Q1 | 0 | [10 empty] | No | No
MC031 | Great Hall |  |  |  | MC031-B01/P16 |  | EN.EN3 Energy Sensor | [6 empty] | P16 | 0 | [10 empty] | No | No
MC031 | Great Hall |  |  |  | MC031-B01/P17 | AHU01 Space SP | EN.EN3 Energy Sensor | [6 empty] | P17 | 0 | [10 empty] | No | No
MC031 | Great Hall |  |  |  | MC031-B01/P19 | ?? Space Setpt | EN.EN3 Energy Sensor | [6 empty] | P19 | 0 | [10 empty] | No | No
MC031 | Great Hall |  |  |  | MC031-B01/P2 | Great Hall Extract | EN.EN3 Energy Sensor | [6 empty] | P2 | 0 | [10 empty] | No | No
MC031 | Great Hall |  |  |  | MC031-B01/P3 | Minor Hall Supply | EN.EN3 Energy Sensor | [6 empty] | P3 | 0 | [10 empty] | No | No
MC031 | Great Hall |  |  |  | MC031-B01/P4 | Minor Hall Extract | EN.EN3 Energy Sensor | [6 empty] | P4 | 0 | [10 empty] | No | No
MC031 | Great Hall |  |  |  | MC031-B01/P1 | Great Hall Supply | EN.EN3 Energy Sensor | [6 empty] | P1 | 0 | [10 empty] | No | No
MC031 | Great Hall |  |  |  | MC031-B01/P10 | Hot water service flow | EN.EN3 Energy Sensor | [6 empty] | P10 | 0 | [10 empty] | No | No
MC031 | Great Hall |  |  |  | MC031-B01/P11 | Scott Gallery Room | EN.EN3 Energy Sensor | [6 empty] | P11 | 0 | [10 empty] | No | No
MC031 | Great Hall |  |  |  | MC031-B01/P12 | Heating Flow | EN.EN3 Energy Sensor | [6 empty] | P12 | 0 | [10 empty] | No | No
MC031 | Great Hall |  |  |  | MC031-B01/P13 | Heating Flow Vent | EN.EN3 Energy Sensor | [6 empty] | P13 | 0 | [10 empty] | No | No
MC031 | Great Hall |  |  |  | MC031-B01/P14 | Sensor 14 | EN.EN3 Energy Sensor | [6 empty] | P14 | 0 | [10 empty] | No | No
MC031 | Great Hall |  |  |  | MC031-B01/K9 | Second Stage Frost SP | EN.EN3 Energy Sensor | [6 empty] | K9 | 0 | [10 empty] | No | No
MC031 | Great Hall |  |  |  | MC031-B01/L1 | Loop 1 | EN.EN3 Energy Sensor | [6 empty] | L1 | 0 | [10 empty] | No | No
MC031 | Great Hall |  |  |  | MC031-B01/L2 | Loop 2 | EN.EN3 Energy Sensor | [6 empty] | L2 | 0 | [10 empty] | No | No
MC031 | Great Hall |  |  |  | MC031-B01/L3 | Loop 3 | EN.EN3 Energy Sensor | [6 empty] | L3 | 0 | [10 empty] | No | No
MC031 | Great Hall |  |  |  | MC031-B01/L4 | Loop 4 | EN.EN3 Energy Sensor | [6 empty] | L4 | 0 | [10 empty] | No | No
MC031 | Great Hall |  |  |  | MC031-B01/n1 | TREND_0E_37_F2 | EN.EN3 Energy Sensor | [6 empty] | n1 | 0 | [10 empty] | No | No
MC031 | Great Hall |  |  |  | MC031-B01/K11 | ECO OAT Hold Off SP | EN.EN3 Energy Sensor | [6 empty] | K11 | 0 | [10 empty] | No | No
MC031 | Great Hall |  |  |  | MC031-B01/K3 | GH Supply Air Low limit | EN.EN3 Energy Sensor | [6 empty] | K3 | 0 | [10 empty] | No | No
MC031 | Great Hall |  |  |  | MC031-B01/K5 | Minor Hall Space Setpt | EN.EN3 Energy Sensor | [6 empty] | K5 | 0 | [10 empty] | No | No
MC031 | Great Hall |  |  |  | MC031-B01/K6 | MH Supply Air Low limit | EN.EN3 Energy Sensor | [6 empty] | K6 | 0 | [10 empty] | No | No
MC031 | Great Hall |  |  |  | MC031-B01/K7 | Door Hetars Space SP Hold Off | EN.EN3 Energy Sensor | [6 empty] | K7 | 0 | [10 empty] | No | No
MC031 | Great Hall |  |  |  | MC031-B01/K8 | First Stage Frost SP | EN.EN3 Energy Sensor | [6 empty] | K8 | 0 | [10 empty] | No | No
MC031 | Great Hall |  |  |  | MC031-B01/I3 | xcite/IO/4DO | EN.EN3 Energy Sensor | [6 empty] | I3 | 0 | [10 empty] | No | No
MC031 | Great Hall |  |  |  | MC031-B01/I4 | xcite/IO/8DI | EN.EN3 Energy Sensor | [6 empty] | I4 | 0 | [10 empty] | No | No
MC031 | Great Hall |  |  |  | MC031-B01/K1 | GH Space Setpt | EN.EN3 Energy Sensor | [6 empty] | K1 | 0 | [10 empty] | No | No
MC031 | Great Hall |  |  |  | MC031-B01/K10 | HWS Flow SP | EN.EN3 Energy Sensor | [6 empty] | K10 | 0 | [10 empty] | No | No
MC031 | Great Hall |  |  |  | MC031-B01/I1 | xcite/IO/4UI | EN.EN3 Energy Sensor | [6 empty] | I1 | 0 | [10 empty] | No | No
MC031 | Great Hall |  |  |  | MC031-B01/I11 | Great Hall Vent Status | EN.EN3 Energy Sensor | [6 empty] | I11 | 0 | [10 empty] | No | No
MC031 | Great Hall |  |  |  | MC031-B01/I12 | Minor Hall Vent Status | EN.EN3 Energy Sensor | [6 empty] | I12 | 0 | [10 empty] | No | No
MC031 | Great Hall |  |  |  | MC031-B01/i2 | Heating Pump Status | EN.EN3 Energy Sensor | [6 empty] | i2 | 0 | [10 empty] | No | No
MC031 | Great Hall |  |  |  | MC031-B01/G4 | Low speed | EN.EN3 Energy Sensor | [6 empty] | G4 | 0 | [10 empty] | No | No
MC031 | Great Hall |  |  |  | MC031-B01/G5 | High Speed | EN.EN3 Energy Sensor | [6 empty] | G5 | 0 | [10 empty] | No | No
MC031 | Great Hall |  |  |  | MC031-B01/G6 | Logic 6 | EN.EN3 Energy Sensor | [6 empty] | G6 | 0 | [10 empty] | No | No
MC031 | Great Hall |  |  |  | MC031-B01/G7 | Logic 7 | EN.EN3 Energy Sensor | [6 empty] | G7 | 0 | [10 empty] | No | No
MC031 | Great Hall |  |  |  | MC031-B01/G8 | Over door heater | EN.EN3 Energy Sensor | [6 empty] | G8 | 0 | [10 empty] | No | No
MC031 | Great Hall |  |  |  | MC031-B01/G9 | Logic 9 | EN.EN3 Energy Sensor | [6 empty] | G9 | 0 | [10 empty] | No | No
MC031 | Great Hall |  |  |  | MC031-B01/G18 | Logic 18 | EN.EN3 Energy Sensor | [6 empty] | G18 | 0 | [10 empty] | No | No
MC031 | Great Hall |  |  |  | MC031-B01/G19 | Logic 19 | EN.EN3 Energy Sensor | [6 empty] | G19 | 0 | [10 empty] | No | No
MC031 | Great Hall |  |  |  | MC031-B01/G2 | Logic 2 | EN.EN3 Energy Sensor | [6 empty] | G2 | 0 | [10 empty] | No | No
MC031 | Great Hall |  |  |  | MC031-B01/G20 | Logic 20 | EN.EN3 Energy Sensor | [6 empty] | G20 | 0 | [10 empty] | No | No
MC031 | Great Hall |  |  |  | MC031-B01/G21 | ECO | EN.EN3 Energy Sensor | [6 empty] | G21 | 0 | [10 empty] | No | No
MC031 | Great Hall |  |  |  | MC031-B01/G3 | Logic 3 | EN.EN3 Energy Sensor | [6 empty] | G3 | 0 | [10 empty] | No | No
MC031 | Great Hall |  |  |  | MC031-B01/G12 | Logic 12 | EN.EN3 Energy Sensor | [6 empty] | G12 | 0 | [10 empty] | No | No
MC031 | Great Hall |  |  |  | MC031-B01/G13 | Logic 13 | EN.EN3 Energy Sensor | [6 empty] | G13 | 0 | [10 empty] | No | No
MC031 | Great Hall |  |  |  | MC031-B01/G14 | Logic 14 | EN.EN3 Energy Sensor | [6 empty] | G14 | 0 | [10 empty] | No | No
MC031 | Great Hall |  |  |  | MC031-B01/G15 | Logic 15 | EN.EN3 Energy Sensor | [6 empty] | G15 | 0 | [10 empty] | No | No
MC031 | Great Hall |  |  |  | MC031-B01/G16 | Logic 16 | EN.EN3 Energy Sensor | [6 empty] | G16 | 0 | [10 empty] | No | No
MC031 | Great Hall |  |  |  | MC031-B01/G17 | Greathall Ahu 4 hr EXT | EN.EN3 Energy Sensor | [6 empty] | G17 | 0 | [10 empty] | No | No
MC031 | Great Hall |  |  |  | MC031-B01/F4 | Frost | EN.EN3 Energy Sensor | [6 empty] | F4 | 0 | [10 empty] | No | No
MC031 | Great Hall |  |  |  | MC031-B01/F5 | Function 5 | EN.EN3 Energy Sensor | [6 empty] | F5 | 0 | [10 empty] | No | No
MC031 | Great Hall |  |  |  | MC031-B01/F6 | Function 6 | EN.EN3 Energy Sensor | [6 empty] | F6 | 0 | [10 empty] | No | No
MC031 | Great Hall |  |  |  | MC031-B01/G1 | Logic 1 | EN.EN3 Energy Sensor | [6 empty] | G1 | 0 | [10 empty] | No | No
MC031 | Great Hall |  |  |  | MC031-B01/G10 | Logic 10 | EN.EN3 Energy Sensor | [6 empty] | G10 | 0 | [10 empty] | No | No
MC031 | Great Hall |  |  |  | MC031-B01/G11 | Logic 11 | EN.EN3 Energy Sensor | [6 empty] | G11 | 0 | [10 empty] | No | No
MC031 | Great Hall |  |  |  | MC031-B01/F21 | Function 21 | EN.EN3 Energy Sensor | [6 empty] | F21 | 0 | [10 empty] | No | No
MC031 | Great Hall |  |  |  | MC031-B01/F22 | Function 22 | EN.EN3 Energy Sensor | [6 empty] | F22 | 0 | [10 empty] | No | No
MC031 | Great Hall |  |  |  | MC031-B01/F23 | Function 23 | EN.EN3 Energy Sensor | [6 empty] | F23 | 0 | [10 empty] | No | No
MC031 | Great Hall |  |  |  | MC031-B01/F24 | Function 24 | EN.EN3 Energy Sensor | [6 empty] | F24 | 0 | [10 empty] | No | No
MC031 | Great Hall |  |  |  | MC031-B01/F25 | Function 25 | EN.EN3 Energy Sensor | [6 empty] | F25 | 0 | [10 empty] | No | No
MC031 | Great Hall |  |  |  | MC031-B01/F3 | Htg Clg Dmd | EN.EN3 Energy Sensor | [6 empty] | F3 | 0 | [10 empty] | No | No
MC031 | Great Hall |  |  |  | MC031-B01/F16 | Htg Clg Dmd | EN.EN3 Energy Sensor | [6 empty] | F16 | 0 | [10 empty] | No | No
MC031 | Great Hall |  |  |  | MC031-B01/F17 | Frost | EN.EN3 Energy Sensor | [6 empty] | F17 | 0 | [10 empty] | No | No
MC031 | Great Hall |  |  |  | MC031-B01/F18 | Function 18 | EN.EN3 Energy Sensor | [6 empty] | F18 | 0 | [10 empty] | No | No
MC031 | Great Hall |  |  |  | MC031-B01/F19 | Function 19 | EN.EN3 Energy Sensor | [6 empty] | F19 | 0 | [10 empty] | No | No
MC031 | Great Hall |  |  |  | MC031-B01/F2 | Function 2 | EN.EN3 Energy Sensor | [6 empty] | F2 | 0 | [10 empty] | No | No
MC031 | Great Hall |  |  |  | MC031-B01/F20 | Function 20 | EN.EN3 Energy Sensor | [6 empty] | F20 | 0 | [10 empty] | No | No
MC031 | Great Hall |  |  |  | MC031-B01/F1 | Function 1 | EN.EN3 Energy Sensor | [6 empty] | F1 | 0 | [10 empty] | No | No
MC031 | Great Hall |  |  |  | MC031-B01/F11 | Function 11 | EN.EN3 Energy Sensor | [6 empty] | F11 | 0 | [10 empty] | No | No
MC031 | Great Hall |  |  |  | MC031-B01/F12 | Function 12 | EN.EN3 Energy Sensor | [6 empty] | F12 | 0 | [10 empty] | No | No
MC031 | Great Hall |  |  |  | MC031-B01/F13 | Function 13 | EN.EN3 Energy Sensor | [6 empty] | F13 | 0 | [10 empty] | No | No
MC031 | Great Hall |  |  |  | MC031-B01/F14 | Function 14 | EN.EN3 Energy Sensor | [6 empty] | F14 | 0 | [10 empty] | No | No
MC031 | Great Hall |  |  |  | MC031-B01/F15 | Function 15 | EN.EN3 Energy Sensor | [6 empty] | F15 | 0 | [10 empty] | No | No
MC031 | Great Hall |  |  |  | MC031-B01/D3 | GH Supply Fan High Speed | EN.EN3 Energy Sensor | [6 empty] | D3 | 0 | [10 empty] | No | No
MC031 | Great Hall |  |  |  | MC031-B01/D4 | GH Supply Fan Low Speed | EN.EN3 Energy Sensor | [6 empty] | D4 | 0 | [10 empty] | No | No
MC031 | Great Hall |  |  |  | MC031-B01/D5 | Supply &amp; Extract Fan | EN.EN3 Energy Sensor | [6 empty] | D5 | 0 | [10 empty] | No | No
MC031 | Great Hall |  |  |  | MC031-B01/D7 | Door Heaters Enable | EN.EN3 Energy Sensor | [6 empty] | D7 | 0 | [10 empty] | No | No
MC031 | Great Hall |  |  |  | MC031-B01/D8 | HWS Pump Enable | EN.EN3 Energy Sensor | [6 empty] | D8 | 0 | [10 empty] | No | No
MC031 | Great Hall |  |  |  | MC031-B01/D9 | HWS Heater | EN.EN3 Energy Sensor | [6 empty] | D9 | 0 | [10 empty] | No | No
MC181 | Grizedale College, House 116 - Nibthwaite | D88 | Service Riser |  | MC181-L01 | Data logger: Grizedale College - Nibthwaite House | EN.EN1 Data Logger |  |  |  |  | Multilog G2 | Enercom | 050157C0C300 | 0 |  |  | 10.23.12.27 |  | 00-50-C2-2C-3D-CE
MC181 | Grizedale College, House 116 - Nibthwaite |  |  |  | MC181-L01/M001 | Grizedale Residence | EN.EN2 Energy Meter | [6 empty] | 1 | 0 | [10 empty] | No | No
MC181 | Grizedale College, House 116 - Nibthwaite |  |  |  | MC181-L01/M002 | Grizedale Residence | EN.EN2 Energy Meter | [6 empty] | 2 | 0 | [10 empty] | No | No
MC099 | Grizedale College, Roughlee (16) | PL1 | Plant Room |  | MC099-L01 | Data logger: Pendle/Grizedale | EN.EN1 Data Logger |  |  |  |  | Multilog G2 | Enercom | 050157C7B900 | 0 |  |  | 10.23.10.236 |  | 00-50-C2-2C-3F-0B
MC099 | Grizedale College, Roughlee (16) | PL1 | Plant Room |  | MC099-L02 | Data logger: Pendle/Grizedale | EN.EN1 Data Logger |  |  |  |  | Multilog G2 | Enercom | 050157ACB400 | 0
MC099 | Grizedale College, Roughlee (16) |  |  |  | MC099-L01/M001 | Wibbly Wobbly Burger Bar | EN.EN2 Energy Meter | [6 empty] | 1 | 0 | [10 empty] | Yes | No
MC099 | Grizedale College, Roughlee (16) |  |  |  | MC099-L01/M002 | LUSU Central Stores | EN.EN2 Energy Meter | [6 empty] | 2 | 0 | [10 empty] | Yes | No
MC099 | Grizedale College, Roughlee (16) |  |  |  | MC099-L01/M003 | Pendle Laundrette | EN.EN2 Energy Meter | [6 empty] | 3 | 0 | [10 empty] | Yes | No
MC099 | Grizedale College, Roughlee (16) |  |  |  | MC099-L01/M004 | Pendle College | EN.EN2 Energy Meter | [6 empty] | 4 | 0 | [10 empty] | No | No
MC099 | Grizedale College, Roughlee (16) |  |  |  | MC099-L01/M005 | Pendle College | EN.EN2 Energy Meter | [6 empty] | 5 | 0 | [10 empty] | No | No
MC099 | Grizedale College, Roughlee (16) |  |  |  | MC099-L01/M006 | Wibbly Wobbly Burger Bar | EN.EN2 Energy Meter | [6 empty] | 6 | 0 | [10 empty] | Yes | No
MC099 | Grizedale College, Roughlee (16) |  |  |  | MC099-L01/M007 | LUSU Central Stores | EN.EN2 Energy Meter | [6 empty] | 7 | 0 | [10 empty] | Yes | No
MC099 | Grizedale College, Roughlee (16) |  |  |  | MC099-L01/M008 | Pendle College Main Incomer? | EN.EN2 Energy Meter | [6 empty] | 8 | 0 | [10 empty] | No | No
MC099 | Grizedale College, Roughlee (16) |  |  |  | MC099-L02/M001 | LUSU Central Stores Electricity | EN.EN2 Energy Meter | [6 empty] | 1 | 0 | [10 empty] | Yes | No
MC099 | Grizedale College, Roughlee (16) |  |  |  | MC099-L02/M002 | LUSU Central Stores Fridges | EN.EN2 Energy Meter | [6 empty] | 2 | 0 | [10 empty] | Yes | No
MC099 | Grizedale College, Roughlee (16) |  |  |  | MC099-L02/M003 | Wibbly Wobbly Burger Bar Kitchen | EN.EN2 Energy Meter | [6 empty] | 3 | 0 | [10 empty] | Yes | No
MC099 | Grizedale College, Roughlee (16) |  |  |  | MC099-L02/M004 | Wibbly Wobbly Burger Bar Dining | EN.EN2 Energy Meter | [6 empty] | 4 | 0 | [10 empty] | Yes | No
MC099 | Grizedale College, Roughlee (16) |  |  |  | MC099-L02/M005 | Pendle College Immersion heater | EN.EN2 Energy Meter | [6 empty] | 5 | 0 | [10 empty] | No | No
MC198 | Grizedale College - Offices, Bar & Social Space | B11 | Mechanical Plant |  | MC198-L01 | Data logger: Grizedale Bar | EN.EN1 Data Logger |  |  |  |  | Multilog G2 | Enercom | 0501988C0B00 | 0 |  |  | 10.23.10.238 |  | 00-50-C2-2C-3D-97
MC198 | Grizedale College - Offices, Bar & Social Space |  |  |  | MC198-B02 | BMS Controller: Grizedale | EN.EN4 BMS Controller |  |  |  |  | IQ3xcite96 | Trend | 49AC67B2-8E0A-41A6-A75F-F50D40320C6B | 0
MC198 | Grizedale College - Offices, Bar & Social Space |  |  |  | MC198-B01 | BMS Controller: Grizedale | EN.EN4 BMS Controller |  |  |  |  | IQ3xcite96 | Trend | 6EA798B2-8551-41E6-90E6-EDA8CBF76E41 | 0
MC198 | Grizedale College - Offices, Bar & Social Space |  |  |  | MC198-L01/M001 | Grizedale Bar | EN.EN2 Energy Meter | [6 empty] | 1 | 0 | [10 empty] | No | No
MC198 | Grizedale College - Offices, Bar & Social Space |  |  |  | MC198-L01/M002 | Grizedale Bar | EN.EN2 Energy Meter | [6 empty] | 2 | 0 | [10 empty] | No | No
MC198 | Grizedale College - Offices, Bar & Social Space |  |  |  | MC198-L01/M003 | Grizedale Bar | EN.EN2 Energy Meter | [6 empty] | 3 | 0 | [10 empty] | No | No
MC198 | Grizedale College - Offices, Bar & Social Space |  |  |  | MC198-L01/M004 | Grizedale Laundrette | EN.EN2 Energy Meter | [6 empty] | 4 | 0 | [10 empty] | Yes | No
MC198 | Grizedale College - Offices, Bar & Social Space |  |  |  | MC198-L01/M005 | Grizedale Laundrette | EN.EN2 Energy Meter | [6 empty] | 5 | 0 | [10 empty] | Yes | No
MC198 | Grizedale College - Offices, Bar & Social Space |  |  |  | MC198-L01/M006 | Grizedale Laundrette | EN.EN2 Energy Meter | [6 empty] | 6 | 0 | [10 empty] | Yes | No
MC198 | Grizedale College - Offices, Bar & Social Space |  |  |  | MC198-L01/M007 | Grizedale Laundrette | EN.EN2 Energy Meter | [6 empty] | 7 | 0 | [10 empty] | Yes | No
MC198 | Grizedale College - Offices, Bar & Social Space |  |  |  | MC198-L01/M008 | Grizedale Bar | EN.EN2 Energy Meter | [6 empty] | 8 | 0 | [10 empty] | No | No
MC198 | Grizedale College - Offices, Bar & Social Space |  |  |  | MC198-B02/S9 | DB-GR-LG-L Monthly | EN.EN3 Energy Sensor | [6 empty] | S9 | 0 | [10 empty] | No | No
MC198 | Grizedale College - Offices, Bar & Social Space |  |  |  | MC198-B02/V1 |  | EN.EN3 Energy Sensor | [6 empty] | V1 | 0 | [10 empty] | No | No
MC198 | Grizedale College - Offices, Bar & Social Space |  |  |  | MC198-B02/Z1 | Kitchen Extract DEF2 | EN.EN3 Energy Sensor | [6 empty] | Z1 | 0 | [10 empty] | No | No
MC198 | Grizedale College - Offices, Bar & Social Space |  |  |  | MC198-B02/Z2 | Windows Time program | EN.EN3 Energy Sensor | [6 empty] | Z2 | 0 | [10 empty] | No | No
MC198 | Grizedale College - Offices, Bar & Social Space |  |  |  | MC198-B02/S3 | DB-GR-Bar-L Monthly | EN.EN3 Energy Sensor | [6 empty] | S3 | 0 | [10 empty] | No | No
MC198 | Grizedale College - Offices, Bar & Social Space |  |  |  | MC198-B02/S4 | DB-GR-Bar-P Hourly | EN.EN3 Energy Sensor | [6 empty] | S4 | 0 | [10 empty] | No | No
MC198 | Grizedale College - Offices, Bar & Social Space |  |  |  | MC198-B02/S5 | DB-GR-Bar-P Daily | EN.EN3 Energy Sensor | [6 empty] | S5 | 0 | [10 empty] | No | No
MC198 | Grizedale College - Offices, Bar & Social Space |  |  |  | MC198-B02/S6 | DB-GR-Bar-P Monthly | EN.EN3 Energy Sensor | [6 empty] | S6 | 0 | [10 empty] | No | No
MC198 | Grizedale College - Offices, Bar & Social Space |  |  |  | MC198-B02/S7 | DB-GR-LG-L Hourly | EN.EN3 Energy Sensor | [6 empty] | S7 | 0 | [10 empty] | No | No
MC198 | Grizedale College - Offices, Bar & Social Space |  |  |  | MC198-B02/S8 | DB-GR-LG-L Daily | EN.EN3 Energy Sensor | [6 empty] | S8 | 0 | [10 empty] | No | No
MC198 | Grizedale College - Offices, Bar & Social Space |  |  |  | MC198-B02/S14 | DB-GR-FF-L Daily | EN.EN3 Energy Sensor | [6 empty] | S14 | 0 | [10 empty] | No | No
MC198 | Grizedale College - Offices, Bar & Social Space |  |  |  | MC198-B02/S15 | DB-GR-FF-L Monthly | EN.EN3 Energy Sensor | [6 empty] | S15 | 0 | [10 empty] | No | No
MC198 | Grizedale College - Offices, Bar & Social Space |  |  |  | MC198-B02/S16 | DB-GR-FF-P Hourly | EN.EN3 Energy Sensor | [6 empty] | S16 | 0 | [10 empty] | No | No
MC198 | Grizedale College - Offices, Bar & Social Space |  |  |  | MC198-B02/S17 | DB-GR-FF-P Daily | EN.EN3 Energy Sensor | [6 empty] | S17 | 0 | [10 empty] | No | No
MC198 | Grizedale College - Offices, Bar & Social Space |  |  |  | MC198-B02/S18 | DB-GR-FF-P Monthly | EN.EN3 Energy Sensor | [6 empty] | S18 | 0 | [10 empty] | No | No
MC198 | Grizedale College - Offices, Bar & Social Space |  |  |  | MC198-B02/S2 | DB-GR-Bar-L Daily | EN.EN3 Energy Sensor | [6 empty] | S2 | 0 | [10 empty] | No | No
MC198 | Grizedale College - Offices, Bar & Social Space |  |  |  | MC198-B02/Q1 | Sequence Table 1 | EN.EN3 Energy Sensor | [6 empty] | Q1 | 0 | [10 empty] | No | No
MC198 | Grizedale College - Offices, Bar & Social Space |  |  |  | MC198-B02/S1 | DB-GR-Bar-L Hourly | EN.EN3 Energy Sensor | [6 empty] | S1 | 0 | [10 empty] | No | No
MC198 | Grizedale College - Offices, Bar & Social Space |  |  |  | MC198-B02/S10 | DB-GR-LG-P Hourly | EN.EN3 Energy Sensor | [6 empty] | S10 | 0 | [10 empty] | No | No
MC198 | Grizedale College - Offices, Bar & Social Space |  |  |  | MC198-B02/S11 | DB-GR-LG-P Daily | EN.EN3 Energy Sensor | [6 empty] | S11 | 0 | [10 empty] | No | No
MC198 | Grizedale College - Offices, Bar & Social Space |  |  |  | MC198-B02/S12 | DB-GR-LG-P Monthly | EN.EN3 Energy Sensor | [6 empty] | S12 | 0 | [10 empty] | No | No
MC198 | Grizedale College - Offices, Bar & Social Space |  |  |  | MC198-B02/S13 | DB-GR-FF-L Hourly | EN.EN3 Energy Sensor | [6 empty] | S13 | 0 | [10 empty] | No | No
MC198 | Grizedale College - Offices, Bar & Social Space |  |  |  | MC198-B02/P4 | DB-GR-Bar-P Daily | EN.EN3 Energy Sensor | [6 empty] | P4 | 0 | [10 empty] | No | No
MC198 | Grizedale College - Offices, Bar & Social Space |  |  |  | MC198-B02/P5 | DB-GR-Bar-P Hourly | EN.EN3 Energy Sensor | [6 empty] | P5 | 0 | [10 empty] | No | No
MC198 | Grizedale College - Offices, Bar & Social Space |  |  |  | MC198-B02/P6 | DB-GR-Bar-P Monthly | EN.EN3 Energy Sensor | [6 empty] | P6 | 0 | [10 empty] | No | No
MC198 | Grizedale College - Offices, Bar & Social Space |  |  |  | MC198-B02/P7 | DB-GR-LG-L Daily | EN.EN3 Energy Sensor | [6 empty] | P7 | 0 | [10 empty] | No | No
MC198 | Grizedale College - Offices, Bar & Social Space |  |  |  | MC198-B02/P8 | DB-GR-LG-L Hourly | EN.EN3 Energy Sensor | [6 empty] | P8 | 0 | [10 empty] | No | No
MC198 | Grizedale College - Offices, Bar & Social Space |  |  |  | MC198-B02/P9 | DB-GR-LG-L Monthly | EN.EN3 Energy Sensor | [6 empty] | P9 | 0 | [10 empty] | No | No
MC198 | Grizedale College - Offices, Bar & Social Space |  |  |  | MC198-B02/P15 | DB-GR-FF-L Monthly | EN.EN3 Energy Sensor | [6 empty] | P15 | 0 | [10 empty] | No | No
MC198 | Grizedale College - Offices, Bar & Social Space |  |  |  | MC198-B02/P16 | DB-GR-FF-P Daily | EN.EN3 Energy Sensor | [6 empty] | P16 | 0 | [10 empty] | No | No
MC198 | Grizedale College - Offices, Bar & Social Space |  |  |  | MC198-B02/P17 | DB-GR-FF-P Hourly | EN.EN3 Energy Sensor | [6 empty] | P17 | 0 | [10 empty] | No | No
MC198 | Grizedale College - Offices, Bar & Social Space |  |  |  | MC198-B02/P18 | DB-GR-FF-P Monthly | EN.EN3 Energy Sensor | [6 empty] | P18 | 0 | [10 empty] | No | No
MC198 | Grizedale College - Offices, Bar & Social Space |  |  |  | MC198-B02/P2 | DB-GR-Bar-L Hourly | EN.EN3 Energy Sensor | [6 empty] | P2 | 0 | [10 empty] | No | No
MC198 | Grizedale College - Offices, Bar & Social Space |  |  |  | MC198-B02/P3 | DB-GR-Bar-L Monthly | EN.EN3 Energy Sensor | [6 empty] | P3 | 0 | [10 empty] | No | No
MC198 | Grizedale College - Offices, Bar & Social Space |  |  |  | MC198-B02/P1 | DB-GR-Bar-L Daily | EN.EN3 Energy Sensor | [6 empty] | P1 | 0 | [10 empty] | No | No
MC198 | Grizedale College - Offices, Bar & Social Space |  |  |  | MC198-B02/P10 | DB-GR-LG-P Daily | EN.EN3 Energy Sensor | [6 empty] | P10 | 0 | [10 empty] | No | No
MC198 | Grizedale College - Offices, Bar & Social Space |  |  |  | MC198-B02/P11 | DB-GR-LG-P Hourly | EN.EN3 Energy Sensor | [6 empty] | P11 | 0 | [10 empty] | No | No
MC198 | Grizedale College - Offices, Bar & Social Space |  |  |  | MC198-B02/P12 | DB-GR-LG-P Monthly | EN.EN3 Energy Sensor | [6 empty] | P12 | 0 | [10 empty] | No | No
MC198 | Grizedale College - Offices, Bar & Social Space |  |  |  | MC198-B02/P13 | DB-GR-FF-L Daily | EN.EN3 Energy Sensor | [6 empty] | P13 | 0 | [10 empty] | No | No
MC198 | Grizedale College - Offices, Bar & Social Space |  |  |  | MC198-B02/P14 | DB-GR-FF-L Hourly | EN.EN3 Energy Sensor | [6 empty] | P14 | 0 | [10 empty] | No | No
MC198 | Grizedale College - Offices, Bar & Social Space |  |  |  | MC198-B02/I6 | DB-GR-Bar-P Meter Pulse | EN.EN3 Energy Sensor | [6 empty] | I6 | 0 | [10 empty] | No | No
MC198 | Grizedale College - Offices, Bar & Social Space |  |  |  | MC198-B02/I7 | DB-GR-LG-L Meter Pulse | EN.EN3 Energy Sensor | [6 empty] | I7 | 0 | [10 empty] | No | No
MC198 | Grizedale College - Offices, Bar & Social Space |  |  |  | MC198-B02/I8 | DB-GR-LG-P Meter Pulse | EN.EN3 Energy Sensor | [6 empty] | I8 | 0 | [10 empty] | No | No
MC198 | Grizedale College - Offices, Bar & Social Space |  |  |  | MC198-B02/I9 | DB-GR-FF-L Meter Pulse | EN.EN3 Energy Sensor | [6 empty] | I9 | 0 | [10 empty] | No | No
MC198 | Grizedale College - Offices, Bar & Social Space |  |  |  | MC198-B02/n1 | TREND_04_37_E2 | EN.EN3 Energy Sensor | [6 empty] | n1 | 0 | [10 empty] | No | No
MC198 | Grizedale College - Offices, Bar & Social Space |  |  |  | MC198-B02/o1 | Alarm Route 1 | EN.EN3 Energy Sensor | [6 empty] | o1 | 0 | [10 empty] | No | No
MC198 | Grizedale College - Offices, Bar & Social Space |  |  |  | MC198-B02/I10 | DB-GR-FF-P Meter Pulse | EN.EN3 Energy Sensor | [6 empty] | I10 | 0 | [10 empty] | No | No
MC198 | Grizedale College - Offices, Bar & Social Space |  |  |  | MC198-B02/I11 | DEF2 Flow Fail | EN.EN3 Energy Sensor | [6 empty] | I11 | 0 | [10 empty] | No | No
MC198 | Grizedale College - Offices, Bar & Social Space |  |  |  | MC198-B02/I2 | Kitchen Fan Switch | EN.EN3 Energy Sensor | [6 empty] | I2 | 0 | [10 empty] | No | No
MC198 | Grizedale College - Offices, Bar & Social Space |  |  |  | MC198-B02/I3 | Kitchen Fan DEF2 Fault | EN.EN3 Energy Sensor | [6 empty] | I3 | 0 | [10 empty] | No | No
MC198 | Grizedale College - Offices, Bar & Social Space |  |  |  | MC198-B02/I4 | DEF2 Flow Prove | EN.EN3 Energy Sensor | [6 empty] | I4 | 0 | [10 empty] | No | No
MC198 | Grizedale College - Offices, Bar & Social Space |  |  |  | MC198-B02/I5 | DB-GR-Bar-L Meter Pulse | EN.EN3 Energy Sensor | [6 empty] | I5 | 0 | [10 empty] | No | No
MC198 | Grizedale College - Offices, Bar & Social Space |  |  |  | MC198-B02/G5 | Logic 5 | EN.EN3 Energy Sensor | [6 empty] | G5 | 0 | [10 empty] | No | No
MC198 | Grizedale College - Offices, Bar & Social Space |  |  |  | MC198-B02/G6 | Logic 6 | EN.EN3 Energy Sensor | [6 empty] | G6 | 0 | [10 empty] | No | No
MC198 | Grizedale College - Offices, Bar & Social Space |  |  |  | MC198-B02/G7 | Delayed Midnight Pulse | EN.EN3 Energy Sensor | [6 empty] | G7 | 0 | [10 empty] | No | No
MC198 | Grizedale College - Offices, Bar & Social Space |  |  |  | MC198-B02/G8 | Logic 8 | EN.EN3 Energy Sensor | [6 empty] | G8 | 0 | [10 empty] | No | No
MC198 | Grizedale College - Offices, Bar & Social Space |  |  |  | MC198-B02/G9 | Logic 9 | EN.EN3 Energy Sensor | [6 empty] | G9 | 0 | [10 empty] | No | No
MC198 | Grizedale College - Offices, Bar & Social Space |  |  |  | MC198-B02/I1 | Fire alarm active | EN.EN3 Energy Sensor | [6 empty] | I1 | 0 | [10 empty] | No | No
MC198 | Grizedale College - Offices, Bar & Social Space |  |  |  | MC198-B02/G20 | Logic 20 | EN.EN3 Energy Sensor | [6 empty] | G20 | 0 | [10 empty] | No | No
MC198 | Grizedale College - Offices, Bar & Social Space |  |  |  | MC198-B02/G21 | Logic 21 | EN.EN3 Energy Sensor | [6 empty] | G21 | 0 | [10 empty] | No | No
MC198 | Grizedale College - Offices, Bar & Social Space |  |  |  | MC198-B02/G22 | Logic 22 | EN.EN3 Energy Sensor | [6 empty] | G22 | 0 | [10 empty] | No | No
MC198 | Grizedale College - Offices, Bar & Social Space |  |  |  | MC198-B02/G23 | Logic 23 | EN.EN3 Energy Sensor | [6 empty] | G23 | 0 | [10 empty] | No | No
MC198 | Grizedale College - Offices, Bar & Social Space |  |  |  | MC198-B02/G3 | Logic 3 | EN.EN3 Energy Sensor | [6 empty] | G3 | 0 | [10 empty] | No | No
MC198 | Grizedale College - Offices, Bar & Social Space |  |  |  | MC198-B02/G4 | Logic 4 | EN.EN3 Energy Sensor | [6 empty] | G4 | 0 | [10 empty] | No | No
MC198 | Grizedale College - Offices, Bar & Social Space |  |  |  | MC198-B02/G15 | Logic 15 | EN.EN3 Energy Sensor | [6 empty] | G15 | 0 | [10 empty] | No | No
MC198 | Grizedale College - Offices, Bar & Social Space |  |  |  | MC198-B02/G16 | Logic 16 | EN.EN3 Energy Sensor | [6 empty] | G16 | 0 | [10 empty] | No | No
MC198 | Grizedale College - Offices, Bar & Social Space |  |  |  | MC198-B02/G17 | Logic 17 | EN.EN3 Energy Sensor | [6 empty] | G17 | 0 | [10 empty] | No | No
MC198 | Grizedale College - Offices, Bar & Social Space |  |  |  | MC198-B02/G18 | Logic 18 | EN.EN3 Energy Sensor | [6 empty] | G18 | 0 | [10 empty] | No | No
MC198 | Grizedale College - Offices, Bar & Social Space |  |  |  | MC198-B02/G19 | Logic 19 | EN.EN3 Energy Sensor | [6 empty] | G19 | 0 | [10 empty] | No | No
MC198 | Grizedale College - Offices, Bar & Social Space |  |  |  | MC198-B02/G2 | Logic 2 | EN.EN3 Energy Sensor | [6 empty] | G2 | 0 | [10 empty] | No | No
MC198 | Grizedale College - Offices, Bar & Social Space |  |  |  | MC198-B02/G1 | Logic 1 | EN.EN3 Energy Sensor | [6 empty] | G1 | 0 | [10 empty] | No | No
MC198 | Grizedale College - Offices, Bar & Social Space |  |  |  | MC198-B02/G10 | Delayed Monthly Pulse | EN.EN3 Energy Sensor | [6 empty] | G10 | 0 | [10 empty] | No | No
MC198 | Grizedale College - Offices, Bar & Social Space |  |  |  | MC198-B02/G11 | Logic 11 | EN.EN3 Energy Sensor | [6 empty] | G11 | 0 | [10 empty] | No | No
MC198 | Grizedale College - Offices, Bar & Social Space |  |  |  | MC198-B02/G12 | Logic 12 | EN.EN3 Energy Sensor | [6 empty] | G12 | 0 | [10 empty] | No | No
MC198 | Grizedale College - Offices, Bar & Social Space |  |  |  | MC198-B02/G13 | Logic 13 | EN.EN3 Energy Sensor | [6 empty] | G13 | 0 | [10 empty] | No | No
MC198 | Grizedale College - Offices, Bar & Social Space |  |  |  | MC198-B02/G14 | Logic 14 | EN.EN3 Energy Sensor | [6 empty] | G14 | 0 | [10 empty] | No | No
MC198 | Grizedale College - Offices, Bar & Social Space |  |  |  | MC198-B02/F2 | Function 2 | EN.EN3 Energy Sensor | [6 empty] | F2 | 0 | [10 empty] | No | No
MC198 | Grizedale College - Offices, Bar & Social Space |  |  |  | MC198-B02/F3 | Function 3 | EN.EN3 Energy Sensor | [6 empty] | F3 | 0 | [10 empty] | No | No
MC198 | Grizedale College - Offices, Bar & Social Space |  |  |  | MC198-B02/F4 | Function 4 | EN.EN3 Energy Sensor | [6 empty] | F4 | 0 | [10 empty] | No | No
MC198 | Grizedale College - Offices, Bar & Social Space |  |  |  | MC198-B02/F5 | Function 5 | EN.EN3 Energy Sensor | [6 empty] | F5 | 0 | [10 empty] | No | No
MC198 | Grizedale College - Offices, Bar & Social Space |  |  |  | MC198-B02/F6 | Function 6 | EN.EN3 Energy Sensor | [6 empty] | F6 | 0 | [10 empty] | No | No
MC198 | Grizedale College - Offices, Bar & Social Space |  |  |  | MC198-B02/F7 | Function 7 | EN.EN3 Energy Sensor | [6 empty] | F7 | 0 | [10 empty] | No | No
MC198 | Grizedale College - Offices, Bar & Social Space |  |  |  | MC198-B02/D1 | Window Actuators | EN.EN3 Energy Sensor | [6 empty] | D1 | 0 | [10 empty] | No | No
MC198 | Grizedale College - Offices, Bar & Social Space |  |  |  | MC198-B02/D2 | Windows Open Lamp | EN.EN3 Energy Sensor | [6 empty] | D2 | 0 | [10 empty] | No | No
MC198 | Grizedale College - Offices, Bar & Social Space |  |  |  | MC198-B02/D3 | Windows Closed Lamp | EN.EN3 Energy Sensor | [6 empty] | D3 | 0 | [10 empty] | No | No
MC198 | Grizedale College - Offices, Bar & Social Space |  |  |  | MC198-B02/D4 | Kitchen Fan DEF2 | EN.EN3 Energy Sensor | [6 empty] | D4 | 0 | [10 empty] | No | No
MC198 | Grizedale College - Offices, Bar & Social Space |  |  |  | MC198-B02/e1 | Alarms 963 | EN.EN3 Energy Sensor | [6 empty] | e1 | 0 | [10 empty] | No | No
MC198 | Grizedale College - Offices, Bar & Social Space |  |  |  | MC198-B02/F1 | Function 1 | EN.EN3 Energy Sensor | [6 empty] | F1 | 0 | [10 empty] | No | No
MC198 | Grizedale College - Offices, Bar & Social Space |  |  |  | MC198-B02/B1 | Digital Byte 1 | EN.EN3 Energy Sensor | [6 empty] | B1 | 0 | [10 empty] | No | No
MC198 | Grizedale College - Offices, Bar & Social Space |  |  |  | MC198-B02/C1 | Virtual CNC 1 | EN.EN3 Energy Sensor | [6 empty] | C1 | 0 | [10 empty] | No | No
MC198 | Grizedale College - Offices, Bar & Social Space |  |  |  | MC198-B01/A1 | Outside Air from OS13 | EN.EN3 Energy Sensor | [6 empty] | A1 | 0 | [10 empty] | No | No
MC198 | Grizedale College - Offices, Bar & Social Space |  |  |  | MC198-B01/C1 | Virtual CNC 1 | EN.EN3 Energy Sensor | [6 empty] | C1 | 0 | [10 empty] | No | No
MC198 | Grizedale College - Offices, Bar & Social Space |  |  |  | MC198-B01/D1 | Variable temperature circuit valve | EN.EN3 Energy Sensor | [6 empty] | D1 | 0 | [10 empty] | No | No
MC198 | Grizedale College - Offices, Bar & Social Space |  |  |  | MC198-B01/D2 | VT Pumps 2RM | EN.EN3 Energy Sensor | [6 empty] | D2 | 0 | [10 empty] | No | No
MC198 | Grizedale College - Offices, Bar & Social Space |  |  |  | MC198-B01/D3 | MTHW Pumps 2RM | EN.EN3 Energy Sensor | [6 empty] | D3 | 0 | [10 empty] | No | No
MC198 | Grizedale College - Offices, Bar & Social Space |  |  |  | MC198-B01/D4 | Packaged PHEX | EN.EN3 Energy Sensor | [6 empty] | D4 | 0 | [10 empty] | No | No
MC198 | Grizedale College - Offices, Bar & Social Space |  |  |  | MC198-B01/Z2 | HWS System | EN.EN3 Energy Sensor | [6 empty] | Z2 | 0 | [10 empty] | No | No
MC198 | Grizedale College - Offices, Bar & Social Space |  |  |  | MC198-B01/Y2 | Trend T 0+130 | EN.EN3 Energy Sensor | [6 empty] | Y2 | 0 | [10 empty] | No | No
MC198 | Grizedale College - Offices, Bar & Social Space |  |  |  | MC198-B01/Y3 | Trend T 0+130 | EN.EN3 Energy Sensor | [6 empty] | Y3 | 0 | [10 empty] | No | No
MC198 | Grizedale College - Offices, Bar & Social Space |  |  |  | MC198-B01/Y4 | Trend T -20+50 | EN.EN3 Energy Sensor | [6 empty] | Y4 | 0 | [10 empty] | No | No
MC198 | Grizedale College - Offices, Bar & Social Space |  |  |  | MC198-B01/Y5 | CO2 V | EN.EN3 Energy Sensor | [6 empty] | Y5 | 0 | [10 empty] | No | No
MC198 | Grizedale College - Offices, Bar & Social Space |  |  |  | MC198-B01/Y6 | Temp V 0+50 | EN.EN3 Energy Sensor | [6 empty] | Y6 | 0 | [10 empty] | No | No
MC198 | Grizedale College - Offices, Bar & Social Space |  |  |  | MC198-B01/Z1 | Heating | EN.EN3 Energy Sensor | [6 empty] | Z1 | 0 | [10 empty] | No | No
MC198 | Grizedale College - Offices, Bar & Social Space |  |  |  | MC198-B01/W2 | Change duty | EN.EN3 Energy Sensor | [6 empty] | W2 | 0 | [10 empty] | No | No
MC198 | Grizedale College - Offices, Bar & Social Space |  |  |  | MC198-B01/W3 | HWS 24hr Override | EN.EN3 Energy Sensor | [6 empty] | W3 | 0 | [10 empty] | No | No
MC198 | Grizedale College - Offices, Bar & Social Space |  |  |  | MC198-B01/W4 | Manual Overide On | EN.EN3 Energy Sensor | [6 empty] | W4 | 0 | [10 empty] | No | No
MC198 | Grizedale College - Offices, Bar & Social Space |  |  |  | MC198-B01/W5 | Manual Overide Pos | EN.EN3 Energy Sensor | [6 empty] | W5 | 0 | [10 empty] | No | No
MC198 | Grizedale College - Offices, Bar & Social Space |  |  |  | MC198-B01/W6 | Pump Fail Reset | EN.EN3 Energy Sensor | [6 empty] | W6 | 0 | [10 empty] | No | No
MC198 | Grizedale College - Offices, Bar & Social Space |  |  |  | MC198-B01/Y1 | Trend T -20+50 | EN.EN3 Energy Sensor | [6 empty] | Y1 | 0 | [10 empty] | No | No
MC198 | Grizedale College - Offices, Bar & Social Space |  |  |  | MC198-B01/S5 | Hot water service flow temperature | EN.EN3 Energy Sensor | [6 empty] | S5 | 0 | [10 empty] | No | No
MC198 | Grizedale College - Offices, Bar & Social Space |  |  |  | MC198-B01/S6 | Upper Bar Room Temp | EN.EN3 Energy Sensor | [6 empty] | S6 | 0 | [10 empty] | No | No
MC198 | Grizedale College - Offices, Bar & Social Space |  |  |  | MC198-B01/S7 | Main Bar Room Temp | EN.EN3 Energy Sensor | [6 empty] | S7 | 0 | [10 empty] | No | No
MC198 | Grizedale College - Offices, Bar & Social Space |  |  |  | MC198-B01/S8 | Main Bar CO2 | EN.EN3 Energy Sensor | [6 empty] | S8 | 0 | [10 empty] | No | No
MC198 | Grizedale College - Offices, Bar & Social Space |  |  |  | MC198-B01/V1 |  | EN.EN3 Energy Sensor | [6 empty] | V1 | 0 | [10 empty] | No | No
MC198 | Grizedale College - Offices, Bar & Social Space |  |  |  | MC198-B01/W1 | Summer Winter | EN.EN3 Energy Sensor | [6 empty] | W1 | 0 | [10 empty] | No | No
MC198 | Grizedale College - Offices, Bar & Social Space |  |  |  | MC198-B01/S40 | Comms 4way DB Hourly | EN.EN3 Energy Sensor | [6 empty] | S40 | 0 | [10 empty] | No | No
MC198 | Grizedale College - Offices, Bar & Social Space |  |  |  | MC198-B01/S41 | Comms 4way DB Daily | EN.EN3 Energy Sensor | [6 empty] | S41 | 0 | [10 empty] | No | No
MC198 | Grizedale College - Offices, Bar & Social Space |  |  |  | MC198-B01/S42 | Comms 4way DB Monthly | EN.EN3 Energy Sensor | [6 empty] | S42 | 0 | [10 empty] | No | No
MC198 | Grizedale College - Offices, Bar & Social Space |  |  |  | MC198-B01/S43 | Heat Hourly | EN.EN3 Energy Sensor | [6 empty] | S43 | 0 | [10 empty] | No | No
MC198 | Grizedale College - Offices, Bar & Social Space |  |  |  | MC198-B01/S44 | Heat Daily | EN.EN3 Energy Sensor | [6 empty] | S44 | 0 | [10 empty] | No | No
MC198 | Grizedale College - Offices, Bar & Social Space |  |  |  | MC198-B01/S45 | Heat Monthly | EN.EN3 Energy Sensor | [6 empty] | S45 | 0 | [10 empty] | No | No
MC198 | Grizedale College - Offices, Bar & Social Space |  |  |  | MC198-B01/S35 | DB-GR-Laund-P Daily | EN.EN3 Energy Sensor | [6 empty] | S35 | 0 | [10 empty] | No | No
MC198 | Grizedale College - Offices, Bar & Social Space |  |  |  | MC198-B01/S36 | DB-GR-Laund-P Monthly | EN.EN3 Energy Sensor | [6 empty] | S36 | 0 | [10 empty] | No | No
MC198 | Grizedale College - Offices, Bar & Social Space |  |  |  | MC198-B01/S37 | MCC Panel Hourly | EN.EN3 Energy Sensor | [6 empty] | S37 | 0 | [10 empty] | No | No
MC198 | Grizedale College - Offices, Bar & Social Space |  |  |  | MC198-B01/S38 | MCC Panel Daily | EN.EN3 Energy Sensor | [6 empty] | S38 | 0 | [10 empty] | No | No
MC198 | Grizedale College - Offices, Bar & Social Space |  |  |  | MC198-B01/S39 | MCC Panel Monthly | EN.EN3 Energy Sensor | [6 empty] | S39 | 0 | [10 empty] | No | No
MC198 | Grizedale College - Offices, Bar & Social Space |  |  |  | MC198-B01/S4 | Variable temperature circuit flow temperature | EN.EN3 Energy Sensor | [6 empty] | S4 | 0 | [10 empty] | No | No
MC198 | Grizedale College - Offices, Bar & Social Space |  |  |  | MC198-B01/S3 | Medium temperature hot water return temperature | EN.EN3 Energy Sensor | [6 empty] | S3 | 0 | [10 empty] | No | No
MC198 | Grizedale College - Offices, Bar & Social Space |  |  |  | MC198-B01/S30 | DB-GR-Plant-P Monthly | EN.EN3 Energy Sensor | [6 empty] | S30 | 0 | [10 empty] | No | No
MC198 | Grizedale College - Offices, Bar & Social Space |  |  |  | MC198-B01/S31 | DB-GR-Laund-L Hourly | EN.EN3 Energy Sensor | [6 empty] | S31 | 0 | [10 empty] | No | No
MC198 | Grizedale College - Offices, Bar & Social Space |  |  |  | MC198-B01/S32 | DB-GR-Laund-L Daily | EN.EN3 Energy Sensor | [6 empty] | S32 | 0 | [10 empty] | No | No
MC198 | Grizedale College - Offices, Bar & Social Space |  |  |  | MC198-B01/S33 | DB-GR-Laund-L Monthly | EN.EN3 Energy Sensor | [6 empty] | S33 | 0 | [10 empty] | No | No
MC198 | Grizedale College - Offices, Bar & Social Space |  |  |  | MC198-B01/S34 | DB-GR-Laund-P Hourly | EN.EN3 Energy Sensor | [6 empty] | S34 | 0 | [10 empty] | No | No
MC198 | Grizedale College - Offices, Bar & Social Space |  |  |  | MC198-B01/S24 | Landerette Gas Monthly | EN.EN3 Energy Sensor | [6 empty] | S24 | 0 | [10 empty] | No | No
MC198 | Grizedale College - Offices, Bar & Social Space |  |  |  | MC198-B01/S25 | Landerette Water Hourly | EN.EN3 Energy Sensor | [6 empty] | S25 | 0 | [10 empty] | No | No
MC198 | Grizedale College - Offices, Bar & Social Space |  |  |  | MC198-B01/S26 | Landerette Water Daily | EN.EN3 Energy Sensor | [6 empty] | S26 | 0 | [10 empty] | No | No
MC198 | Grizedale College - Offices, Bar & Social Space |  |  |  | MC198-B01/S27 | Landerette Water Monthly | EN.EN3 Energy Sensor | [6 empty] | S27 | 0 | [10 empty] | No | No
MC198 | Grizedale College - Offices, Bar & Social Space |  |  |  | MC198-B01/S28 | DB-GR-Plant-P Hourly | EN.EN3 Energy Sensor | [6 empty] | S28 | 0 | [10 empty] | No | No
MC198 | Grizedale College - Offices, Bar & Social Space |  |  |  | MC198-B01/S29 | DB-GR-Plant-P Daily | EN.EN3 Energy Sensor | [6 empty] | S29 | 0 | [10 empty] | No | No
MC198 | Grizedale College - Offices, Bar & Social Space |  |  |  | MC198-B01/S19 | DB-GR-Plant-L Hourly | EN.EN3 Energy Sensor | [6 empty] | S19 | 0 | [10 empty] | No | No
MC198 | Grizedale College - Offices, Bar & Social Space |  |  |  | MC198-B01/S2 | Medium temperature hot water flow temperature | EN.EN3 Energy Sensor | [6 empty] | S2 | 0 | [10 empty] | No | No
MC198 | Grizedale College - Offices, Bar & Social Space |  |  |  | MC198-B01/S20 | DB-GR-Plant-L Daily | EN.EN3 Energy Sensor | [6 empty] | S20 | 0 | [10 empty] | No | No
MC198 | Grizedale College - Offices, Bar & Social Space |  |  |  | MC198-B01/S21 | DB-GR-Plant-L Monthly | EN.EN3 Energy Sensor | [6 empty] | S21 | 0 | [10 empty] | No | No
MC198 | Grizedale College - Offices, Bar & Social Space |  |  |  | MC198-B01/S22 | Landerette Gas Hourly | EN.EN3 Energy Sensor | [6 empty] | S22 | 0 | [10 empty] | No | No
MC198 | Grizedale College - Offices, Bar & Social Space |  |  |  | MC198-B01/S23 | Landerette Gas Daily | EN.EN3 Energy Sensor | [6 empty] | S23 | 0 | [10 empty] | No | No
MC198 | Grizedale College - Offices, Bar & Social Space |  |  |  | MC198-B01/S13 | DHWS Gas Hourly | EN.EN3 Energy Sensor | [6 empty] | S13 | 0 | [10 empty] | No | No
MC198 | Grizedale College - Offices, Bar & Social Space |  |  |  | MC198-B01/S14 | DHWS Gas Daily | EN.EN3 Energy Sensor | [6 empty] | S14 | 0 | [10 empty] | No | No
MC198 | Grizedale College - Offices, Bar & Social Space |  |  |  | MC198-B01/S15 | DHWS Gas Monthly | EN.EN3 Energy Sensor | [6 empty] | S15 | 0 | [10 empty] | No | No
MC198 | Grizedale College - Offices, Bar & Social Space |  |  |  | MC198-B01/S16 | CWS Hourly | EN.EN3 Energy Sensor | [6 empty] | S16 | 0 | [10 empty] | No | No
MC198 | Grizedale College - Offices, Bar & Social Space |  |  |  | MC198-B01/S17 | CWS Daily | EN.EN3 Energy Sensor | [6 empty] | S17 | 0 | [10 empty] | No | No
MC198 | Grizedale College - Offices, Bar & Social Space |  |  |  | MC198-B01/S18 | CWS Monthly | EN.EN3 Energy Sensor | [6 empty] | S18 | 0 | [10 empty] | No | No
MC198 | Grizedale College - Offices, Bar & Social Space |  |  |  | MC198-B01/P6 | Lower Bar Room Temp | EN.EN3 Energy Sensor | [6 empty] | P6 | 0 | [10 empty] | No | No
MC198 | Grizedale College - Offices, Bar & Social Space |  |  |  | MC198-B01/P7 | Main Bar Room Temp | EN.EN3 Energy Sensor | [6 empty] | P7 | 0 | [10 empty] | No | No
MC198 | Grizedale College - Offices, Bar & Social Space |  |  |  | MC198-B01/P8 | Main Bar CO2 | EN.EN3 Energy Sensor | [6 empty] | P8 | 0 | [10 empty] | No | No
MC198 | Grizedale College - Offices, Bar & Social Space |  |  |  | MC198-B01/P9 | Calculated variable temperature circuit flow temperature | EN.EN3 Energy Sensor | [6 empty] | P9 | 0 | [10 empty] | No | No
MC198 | Grizedale College - Offices, Bar & Social Space |  |  |  | MC198-B01/Q1 | Sequence Table 1 | EN.EN3 Energy Sensor | [6 empty] | Q1 | 0 | [10 empty] | No | No
MC198 | Grizedale College - Offices, Bar & Social Space |  |  |  | MC198-B01/S12 | Calculated variable temperature circuit flow temperature | EN.EN3 Energy Sensor | [6 empty] | S12 | 0 | [10 empty] | No | No
MC198 | Grizedale College - Offices, Bar & Social Space |  |  |  | MC198-B01/P39 | Comms 4way DB Monthly | EN.EN3 Energy Sensor | [6 empty] | P39 | 0 | [10 empty] | No | No
MC198 | Grizedale College - Offices, Bar & Social Space |  |  |  | MC198-B01/P4 | Variable temperature circuit flow temperature | EN.EN3 Energy Sensor | [6 empty] | P4 | 0 | [10 empty] | No | No
MC198 | Grizedale College - Offices, Bar & Social Space |  |  |  | MC198-B01/P40 | Heat Daily | EN.EN3 Energy Sensor | [6 empty] | P40 | 0 | [10 empty] | No | No
MC198 | Grizedale College - Offices, Bar & Social Space |  |  |  | MC198-B01/P41 | Heat Hourly | EN.EN3 Energy Sensor | [6 empty] | P41 | 0 | [10 empty] | No | No
MC198 | Grizedale College - Offices, Bar & Social Space |  |  |  | MC198-B01/P42 | Heat Monthly | EN.EN3 Energy Sensor | [6 empty] | P42 | 0 | [10 empty] | No | No
MC198 | Grizedale College - Offices, Bar & Social Space |  |  |  | MC198-B01/P5 | Hot water service flow temperature | EN.EN3 Energy Sensor | [6 empty] | P5 | 0 | [10 empty] | No | No
MC198 | Grizedale College - Offices, Bar & Social Space |  |  |  | MC198-B01/P33 | DB-GR-Laund-P Monthly | EN.EN3 Energy Sensor | [6 empty] | P33 | 0 | [10 empty] | No | No
MC198 | Grizedale College - Offices, Bar & Social Space |  |  |  | MC198-B01/P34 | MCC Panel Daily | EN.EN3 Energy Sensor | [6 empty] | P34 | 0 | [10 empty] | No | No
MC198 | Grizedale College - Offices, Bar & Social Space |  |  |  | MC198-B01/P35 | MCC Panel Hourly | EN.EN3 Energy Sensor | [6 empty] | P35 | 0 | [10 empty] | No | No
MC198 | Grizedale College - Offices, Bar & Social Space |  |  |  | MC198-B01/P36 | MCC Panel Monthly | EN.EN3 Energy Sensor | [6 empty] | P36 | 0 | [10 empty] | No | No
MC198 | Grizedale College - Offices, Bar & Social Space |  |  |  | MC198-B01/P37 | Comms 4way DB Daily | EN.EN3 Energy Sensor | [6 empty] | P37 | 0 | [10 empty] | No | No
MC198 | Grizedale College - Offices, Bar & Social Space |  |  |  | MC198-B01/P38 | Comms 4way DB Hourly | EN.EN3 Energy Sensor | [6 empty] | P38 | 0 | [10 empty] | No | No
MC198 | Grizedale College - Offices, Bar & Social Space |  |  |  | MC198-B01/P28 | DB-GR-Laund-L Daily | EN.EN3 Energy Sensor | [6 empty] | P28 | 0 | [10 empty] | No | No
MC198 | Grizedale College - Offices, Bar & Social Space |  |  |  | MC198-B01/P29 | DB-GR-Laund-L Hourly | EN.EN3 Energy Sensor | [6 empty] | P29 | 0 | [10 empty] | No | No
MC198 | Grizedale College - Offices, Bar & Social Space |  |  |  | MC198-B01/P3 | Medium temperature hot water return temperature | EN.EN3 Energy Sensor | [6 empty] | P3 | 0 | [10 empty] | No | No
MC198 | Grizedale College - Offices, Bar & Social Space |  |  |  | MC198-B01/P30 | DB-GR-Laund-L Monthly | EN.EN3 Energy Sensor | [6 empty] | P30 | 0 | [10 empty] | No | No
MC198 | Grizedale College - Offices, Bar & Social Space |  |  |  | MC198-B01/P31 | DB-GR-Laund-P Daily | EN.EN3 Energy Sensor | [6 empty] | P31 | 0 | [10 empty] | No | No
MC198 | Grizedale College - Offices, Bar & Social Space |  |  |  | MC198-B01/P32 | DB-GR-Laund-P Hourly | EN.EN3 Energy Sensor | [6 empty] | P32 | 0 | [10 empty] | No | No
MC198 | Grizedale College - Offices, Bar & Social Space |  |  |  | MC198-B01/P22 | Landerette Water Daily | EN.EN3 Energy Sensor | [6 empty] | P22 | 0 | [10 empty] | No | No
MC198 | Grizedale College - Offices, Bar & Social Space |  |  |  | MC198-B01/P23 | Landerette Water Hourly | EN.EN3 Energy Sensor | [6 empty] | P23 | 0 | [10 empty] | No | No
MC198 | Grizedale College - Offices, Bar & Social Space |  |  |  | MC198-B01/P24 | Landerette Water Monthly | EN.EN3 Energy Sensor | [6 empty] | P24 | 0 | [10 empty] | No | No
MC198 | Grizedale College - Offices, Bar & Social Space |  |  |  | MC198-B01/P25 | DB-GR-Plant-P Daily | EN.EN3 Energy Sensor | [6 empty] | P25 | 0 | [10 empty] | No | No
MC198 | Grizedale College - Offices, Bar & Social Space |  |  |  | MC198-B01/P26 | DB-GR-Plant-P Hourly | EN.EN3 Energy Sensor | [6 empty] | P26 | 0 | [10 empty] | No | No
MC198 | Grizedale College - Offices, Bar & Social Space |  |  |  | MC198-B01/P27 | DB-GR-Plant-P Monthly | EN.EN3 Energy Sensor | [6 empty] | P27 | 0 | [10 empty] | No | No
MC198 | Grizedale College - Offices, Bar & Social Space |  |  |  | MC198-B01/P17 | DB-GR-Plant-L Hourly | EN.EN3 Energy Sensor | [6 empty] | P17 | 0 | [10 empty] | No | No
MC198 | Grizedale College - Offices, Bar & Social Space |  |  |  | MC198-B01/P18 | DB-GR-Plant-L Monthly | EN.EN3 Energy Sensor | [6 empty] | P18 | 0 | [10 empty] | No | No
MC198 | Grizedale College - Offices, Bar & Social Space |  |  |  | MC198-B01/P19 | Landerette Gas Daily | EN.EN3 Energy Sensor | [6 empty] | P19 | 0 | [10 empty] | No | No
MC198 | Grizedale College - Offices, Bar & Social Space |  |  |  | MC198-B01/P2 | Medium temperature hot water flow temperature | EN.EN3 Energy Sensor | [6 empty] | P2 | 0 | [10 empty] | No | No
MC198 | Grizedale College - Offices, Bar & Social Space |  |  |  | MC198-B01/P20 | Landerette Gas Hourly | EN.EN3 Energy Sensor | [6 empty] | P20 | 0 | [10 empty] | No | No
MC198 | Grizedale College - Offices, Bar & Social Space |  |  |  | MC198-B01/P21 | Landerette Gas Monthly | EN.EN3 Energy Sensor | [6 empty] | P21 | 0 | [10 empty] | No | No
MC198 | Grizedale College - Offices, Bar & Social Space |  |  |  | MC198-B01/P11 | DHWS Gas Hourly | EN.EN3 Energy Sensor | [6 empty] | P11 | 0 | [10 empty] | No | No
MC198 | Grizedale College - Offices, Bar & Social Space |  |  |  | MC198-B01/P12 | DHWS Gas Monthly | EN.EN3 Energy Sensor | [6 empty] | P12 | 0 | [10 empty] | No | No
MC198 | Grizedale College - Offices, Bar & Social Space |  |  |  | MC198-B01/P13 | CWS Daily | EN.EN3 Energy Sensor | [6 empty] | P13 | 0 | [10 empty] | No | No
MC198 | Grizedale College - Offices, Bar & Social Space |  |  |  | MC198-B01/P14 | CWS Hourly | EN.EN3 Energy Sensor | [6 empty] | P14 | 0 | [10 empty] | No | No
MC198 | Grizedale College - Offices, Bar & Social Space |  |  |  | MC198-B01/P15 | CWS Monthly | EN.EN3 Energy Sensor | [6 empty] | P15 | 0 | [10 empty] | No | No
MC198 | Grizedale College - Offices, Bar & Social Space |  |  |  | MC198-B01/P16 | DB-GR-Plant-L Daily | EN.EN3 Energy Sensor | [6 empty] | P16 | 0 | [10 empty] | No | No
MC198 | Grizedale College - Offices, Bar & Social Space |  |  |  | MC198-B01/n1 | IC Comms 1 | EN.EN3 Energy Sensor | [6 empty] | n1 | 0 | [10 empty] | No | No
MC198 | Grizedale College - Offices, Bar & Social Space |  |  |  | MC198-B01/o1 | Heating | EN.EN3 Energy Sensor | [6 empty] | o1 | 0 | [10 empty] | No | No
MC198 | Grizedale College - Offices, Bar & Social Space |  |  |  | MC198-B01/o2 | Alarm Route 2 | EN.EN3 Energy Sensor | [6 empty] | o2 | 0 | [10 empty] | No | No
MC198 | Grizedale College - Offices, Bar & Social Space |  |  |  | MC198-B01/P10 | DHWS Gas Daily | EN.EN3 Energy Sensor | [6 empty] | P10 | 0 | [10 empty] | No | No
MC198 | Grizedale College - Offices, Bar & Social Space |  |  |  | MC198-B01/K5 | Heating Cutoff Level | EN.EN3 Energy Sensor | [6 empty] | K5 | 0 | [10 empty] | No | No
MC198 | Grizedale College - Offices, Bar & Social Space |  |  |  | MC198-B01/K6 | Bar CO2 Level | EN.EN3 Energy Sensor | [6 empty] | K6 | 0 | [10 empty] | No | No
MC198 | Grizedale College - Offices, Bar & Social Space |  |  |  | MC198-B01/K7 | VT @ 0degC OS | EN.EN3 Energy Sensor | [6 empty] | K7 | 0 | [10 empty] | No | No
MC198 | Grizedale College - Offices, Bar & Social Space |  |  |  | MC198-B01/K8 | VT @ 20degC OS | EN.EN3 Energy Sensor | [6 empty] | K8 | 0 | [10 empty] | No | No
MC198 | Grizedale College - Offices, Bar & Social Space |  |  |  | MC198-B01/K9 | Bar CO2 Differential | EN.EN3 Energy Sensor | [6 empty] | K9 | 0 | [10 empty] | No | No
MC198 | Grizedale College - Offices, Bar & Social Space |  |  |  | MC198-B01/L1 | VT Valve Demand | EN.EN3 Energy Sensor | [6 empty] | L1 | 0 | [10 empty] | No | No
MC198 | Grizedale College - Offices, Bar & Social Space |  |  |  | MC198-B01/K10 | Out Side Air Inhibit | EN.EN3 Energy Sensor | [6 empty] | K10 | 0 | [10 empty] | No | No
MC198 | Grizedale College - Offices, Bar & Social Space |  |  |  | MC198-B01/K11 | Bar Temp SP Level | EN.EN3 Energy Sensor | [6 empty] | K11 | 0 | [10 empty] | No | No
MC198 | Grizedale College - Offices, Bar & Social Space |  |  |  | MC198-B01/K12 | Bar Temp Differential | EN.EN3 Energy Sensor | [6 empty] | K12 | 0 | [10 empty] | No | No
MC198 | Grizedale College - Offices, Bar & Social Space |  |  |  | MC198-B01/K2 | 3rd stage frost protection | EN.EN3 Energy Sensor | [6 empty] | K2 | 0 | [10 empty] | No | No
MC198 | Grizedale College - Offices, Bar & Social Space |  |  |  | MC198-B01/K3 | Outside air temperature eco override | EN.EN3 Energy Sensor | [6 empty] | K3 | 0 | [10 empty] | No | No
MC198 | Grizedale College - Offices, Bar & Social Space |  |  |  | MC198-B01/K4 | Room Setpt | EN.EN3 Energy Sensor | [6 empty] | K4 | 0 | [10 empty] | No | No
MC198 | Grizedale College - Offices, Bar & Social Space |  |  |  | MC198-B01/I5 | MTHW Flow Prove | EN.EN3 Energy Sensor | [6 empty] | I5 | 0 | [10 empty] | No | No
MC198 | Grizedale College - Offices, Bar & Social Space |  |  |  | MC198-B01/I6 | LTHW Flow Prove | EN.EN3 Energy Sensor | [6 empty] | I6 | 0 | [10 empty] | No | No
MC198 | Grizedale College - Offices, Bar & Social Space |  |  |  | MC198-B01/I7 | HWS Sec Flow Prove | EN.EN3 Energy Sensor | [6 empty] | I7 | 0 | [10 empty] | No | No
MC198 | Grizedale College - Offices, Bar & Social Space |  |  |  | MC198-B01/I8 | PHEX Fault | EN.EN3 Energy Sensor | [6 empty] | I8 | 0 | [10 empty] | No | No
MC198 | Grizedale College - Offices, Bar & Social Space |  |  |  | MC198-B01/I9 | Water Heater Fault | EN.EN3 Energy Sensor | [6 empty] | I9 | 0 | [10 empty] | No | No
MC198 | Grizedale College - Offices, Bar & Social Space |  |  |  | MC198-B01/K1 | 1st stage frost protection | EN.EN3 Energy Sensor | [6 empty] | K1 | 0 | [10 empty] | No | No
MC198 | Grizedale College - Offices, Bar & Social Space |  |  |  | MC198-B01/I3 | Launderette Gas Safety Trip | EN.EN3 Energy Sensor | [6 empty] | I3 | 0 | [10 empty] | No | No
MC198 | Grizedale College - Offices, Bar & Social Space |  |  |  | MC198-B01/I30 | HWS High Temp Alarm | EN.EN3 Energy Sensor | [6 empty] | I30 | 0 | [10 empty] | No | No
MC198 | Grizedale College - Offices, Bar & Social Space |  |  |  | MC198-B01/I31 | HWS Low Temp Alarm | EN.EN3 Energy Sensor | [6 empty] | I31 | 0 | [10 empty] | No | No
MC198 | Grizedale College - Offices, Bar & Social Space |  |  |  | MC198-B01/I32 | MCC Electric Meter | EN.EN3 Energy Sensor | [6 empty] | I32 | 0 | [10 empty] | No | No
MC198 | Grizedale College - Offices, Bar & Social Space |  |  |  | MC198-B01/I33 | Digital Input 33 | EN.EN3 Energy Sensor | [6 empty] | I33 | 0 | [10 empty] | No | No
MC198 | Grizedale College - Offices, Bar & Social Space |  |  |  | MC198-B01/I4 | Pressure Fault | EN.EN3 Energy Sensor | [6 empty] | I4 | 0 | [10 empty] | No | No
MC198 | Grizedale College - Offices, Bar & Social Space |  |  |  | MC198-B01/I24 | VTPump1Fail | EN.EN3 Energy Sensor | [6 empty] | I24 | 0 | [10 empty] | No | No
MC198 | Grizedale College - Offices, Bar & Social Space |  |  |  | MC198-B01/I25 | VTPump2Fail | EN.EN3 Energy Sensor | [6 empty] | I25 | 0 | [10 empty] | No | No
MC198 | Grizedale College - Offices, Bar & Social Space |  |  |  | MC198-B01/I26 | MTHWPump1Fail | EN.EN3 Energy Sensor | [6 empty] | I26 | 0 | [10 empty] | No | No
MC198 | Grizedale College - Offices, Bar & Social Space |  |  |  | MC198-B01/I27 | MTHWPump2Fail | EN.EN3 Energy Sensor | [6 empty] | I27 | 0 | [10 empty] | No | No
MC198 | Grizedale College - Offices, Bar & Social Space |  |  |  | MC198-B01/I28 | HWS Sec Pump Fail | EN.EN3 Energy Sensor | [6 empty] | I28 | 0 | [10 empty] | No | No
MC198 | Grizedale College - Offices, Bar & Social Space |  |  |  | MC198-B01/I29 | Window Sw Close | EN.EN3 Energy Sensor | [6 empty] | I29 | 0 | [10 empty] | No | No
MC198 | Grizedale College - Offices, Bar & Social Space |  |  |  | MC198-B01/i2 | Gas Safety Cct Trip | EN.EN3 Energy Sensor | [6 empty] | i2 | 0 | [10 empty] | No | No
MC198 | Grizedale College - Offices, Bar & Social Space |  |  |  | MC198-B01/I20 | DB-GR-Laund-L Pulse | EN.EN3 Energy Sensor | [6 empty] | I20 | 0 | [10 empty] | No | No
MC198 | Grizedale College - Offices, Bar & Social Space |  |  |  | MC198-B01/I21 | DB-GR-Laund-P Pulse | EN.EN3 Energy Sensor | [6 empty] | I21 | 0 | [10 empty] | No | No
MC198 | Grizedale College - Offices, Bar & Social Space |  |  |  | MC198-B01/I22 | MCC Panel Pulse | EN.EN3 Energy Sensor | [6 empty] | I22 | 0 | [10 empty] | No | No
MC198 | Grizedale College - Offices, Bar & Social Space |  |  |  | MC198-B01/I23 | Comms 4way DB Pulse | EN.EN3 Energy Sensor | [6 empty] | I23 | 0 | [10 empty] | No | No
MC198 | Grizedale College - Offices, Bar & Social Space |  |  |  | MC198-B01/I14 | DHWS Gas Meter Pulse | EN.EN3 Energy Sensor | [6 empty] | I14 | 0 | [10 empty] | No | No
MC198 | Grizedale College - Offices, Bar & Social Space |  |  |  | MC198-B01/I15 | Launderette Gas Meter Pulse | EN.EN3 Energy Sensor | [6 empty] | I15 | 0 | [10 empty] | No | No
MC198 | Grizedale College - Offices, Bar & Social Space |  |  |  | MC198-B01/I16 | CWS Meter Pulse | EN.EN3 Energy Sensor | [6 empty] | I16 | 0 | [10 empty] | No | No
MC198 | Grizedale College - Offices, Bar & Social Space |  |  |  | MC198-B01/I17 | Panel BMS Reset Button | EN.EN3 Energy Sensor | [6 empty] | I17 | 0 | [10 empty] | No | No
MC198 | Grizedale College - Offices, Bar & Social Space |  |  |  | MC198-B01/I18 | DB-GR-Plant-L Pulse | EN.EN3 Energy Sensor | [6 empty] | I18 | 0 | [10 empty] | No | No
MC198 | Grizedale College - Offices, Bar & Social Space |  |  |  | MC198-B01/I19 | DB-GR-Plant-P Pulse | EN.EN3 Energy Sensor | [6 empty] | I19 | 0 | [10 empty] | No | No
MC198 | Grizedale College - Offices, Bar & Social Space |  |  |  | MC198-B01/i1 | Fire alarm active | EN.EN3 Energy Sensor | [6 empty] | i1 | 0 | [10 empty] | No | No
MC198 | Grizedale College - Offices, Bar & Social Space |  |  |  | MC198-B01/I10 | Cellar Cooling Fault | EN.EN3 Energy Sensor | [6 empty] | I10 | 0 | [10 empty] | No | No
MC198 | Grizedale College - Offices, Bar & Social Space |  |  |  | MC198-B01/I11 | Window Sw Auto | EN.EN3 Energy Sensor | [6 empty] | I11 | 0 | [10 empty] | No | No
MC198 | Grizedale College - Offices, Bar & Social Space |  |  |  | MC198-B01/I12 | Window Sw Open | EN.EN3 Energy Sensor | [6 empty] | I12 | 0 | [10 empty] | No | No
MC198 | Grizedale College - Offices, Bar & Social Space |  |  |  | MC198-B01/I13 | VT Heat Meter Pulse | EN.EN3 Energy Sensor | [6 empty] | I13 | 0 | [10 empty] | No | No
MC198 | Grizedale College - Offices, Bar & Social Space |  |  |  | MC198-B01/G8 | Change duty | EN.EN3 Energy Sensor | [6 empty] | G8 | 0 | [10 empty] | No | No
MC198 | Grizedale College - Offices, Bar & Social Space |  |  |  | MC198-B01/G80 | Logic 80 | EN.EN3 Energy Sensor | [6 empty] | G80 | 0 | [10 empty] | No | No
MC198 | Grizedale College - Offices, Bar & Social Space |  |  |  | MC198-B01/G81 | Night Cooling Req | EN.EN3 Energy Sensor | [6 empty] | G81 | 0 | [10 empty] | No | No
MC198 | Grizedale College - Offices, Bar & Social Space |  |  |  | MC198-B01/G82 | Logic 82 | EN.EN3 Energy Sensor | [6 empty] | G82 | 0 | [10 empty] | No | No
MC198 | Grizedale College - Offices, Bar & Social Space |  |  |  | MC198-B01/G83 | Logic 83 | EN.EN3 Energy Sensor | [6 empty] | G83 | 0 | [10 empty] | No | No
MC198 | Grizedale College - Offices, Bar & Social Space |  |  |  | MC198-B01/G9 | VT Reqd | EN.EN3 Energy Sensor | [6 empty] | G9 | 0 | [10 empty] | No | No
MC198 | Grizedale College - Offices, Bar & Social Space |  |  |  | MC198-B01/G74 | Logic 74 | EN.EN3 Energy Sensor | [6 empty] | G74 | 0 | [10 empty] | No | No
MC198 | Grizedale College - Offices, Bar & Social Space |  |  |  | MC198-B01/G75 | Logic 75 | EN.EN3 Energy Sensor | [6 empty] | G75 | 0 | [10 empty] | No | No
MC198 | Grizedale College - Offices, Bar & Social Space |  |  |  | MC198-B01/G76 | Logic 76 | EN.EN3 Energy Sensor | [6 empty] | G76 | 0 | [10 empty] | No | No
MC198 | Grizedale College - Offices, Bar & Social Space |  |  |  | MC198-B01/G77 | Bar Temp High | EN.EN3 Energy Sensor | [6 empty] | G77 | 0 | [10 empty] | No | No
MC198 | Grizedale College - Offices, Bar & Social Space |  |  |  | MC198-B01/G78 | Logic 78 | EN.EN3 Energy Sensor | [6 empty] | G78 | 0 | [10 empty] | No | No
MC198 | Grizedale College - Offices, Bar & Social Space |  |  |  | MC198-B01/G79 | Logic 79 | EN.EN3 Energy Sensor | [6 empty] | G79 | 0 | [10 empty] | No | No
MC198 | Grizedale College - Offices, Bar & Social Space |  |  |  | MC198-B01/G69 | Bar CO2 High | EN.EN3 Energy Sensor | [6 empty] | G69 | 0 | [10 empty] | No | No
MC198 | Grizedale College - Offices, Bar & Social Space |  |  |  | MC198-B01/G7 | Fail Reset | EN.EN3 Energy Sensor | [6 empty] | G7 | 0 | [10 empty] | No | No
MC198 | Grizedale College - Offices, Bar & Social Space |  |  |  | MC198-B01/G70 | Logic 70 | EN.EN3 Energy Sensor | [6 empty] | G70 | 0 | [10 empty] | No | No
MC198 | Grizedale College - Offices, Bar & Social Space |  |  |  | MC198-B01/G71 | Bar Windows Open | EN.EN3 Energy Sensor | [6 empty] | G71 | 0 | [10 empty] | No | No
MC198 | Grizedale College - Offices, Bar & Social Space |  |  |  | MC198-B01/G72 | Logic 72 | EN.EN3 Energy Sensor | [6 empty] | G72 | 0 | [10 empty] | No | No
MC198 | Grizedale College - Offices, Bar & Social Space |  |  |  | MC198-B01/G73 | Logic 73 | EN.EN3 Energy Sensor | [6 empty] | G73 | 0 | [10 empty] | No | No
MC198 | Grizedale College - Offices, Bar & Social Space |  |  |  | MC198-B01/G63 | Logic 63 | EN.EN3 Energy Sensor | [6 empty] | G63 | 0 | [10 empty] | No | No
MC198 | Grizedale College - Offices, Bar & Social Space |  |  |  | MC198-B01/G64 | Logic 64 | EN.EN3 Energy Sensor | [6 empty] | G64 | 0 | [10 empty] | No | No
MC198 | Grizedale College - Offices, Bar & Social Space |  |  |  | MC198-B01/G65 | Logic 65 | EN.EN3 Energy Sensor | [6 empty] | G65 | 0 | [10 empty] | No | No
MC198 | Grizedale College - Offices, Bar & Social Space |  |  |  | MC198-B01/G66 | Logic 66 | EN.EN3 Energy Sensor | [6 empty] | G66 | 0 | [10 empty] | No | No
MC198 | Grizedale College - Offices, Bar & Social Space |  |  |  | MC198-B01/G67 | Logic 67 | EN.EN3 Energy Sensor | [6 empty] | G67 | 0 | [10 empty] | No | No
MC198 | Grizedale College - Offices, Bar & Social Space |  |  |  | MC198-B01/G68 | Logic 68 | EN.EN3 Energy Sensor | [6 empty] | G68 | 0 | [10 empty] | No | No
MC198 | Grizedale College - Offices, Bar & Social Space |  |  |  | MC198-B01/G58 | Logic 58 | EN.EN3 Energy Sensor | [6 empty] | G58 | 0 | [10 empty] | No | No
MC198 | Grizedale College - Offices, Bar & Social Space |  |  |  | MC198-B01/G59 | Logic 59 | EN.EN3 Energy Sensor | [6 empty] | G59 | 0 | [10 empty] | No | No
MC198 | Grizedale College - Offices, Bar & Social Space |  |  |  | MC198-B01/G6 | Logic 6 | EN.EN3 Energy Sensor | [6 empty] | G6 | 0 | [10 empty] | No | No
MC198 | Grizedale College - Offices, Bar & Social Space |  |  |  | MC198-B01/G60 | Logic 60 | EN.EN3 Energy Sensor | [6 empty] | G60 | 0 | [10 empty] | No | No
MC198 | Grizedale College - Offices, Bar & Social Space |  |  |  | MC198-B01/G61 | Logic 61 | EN.EN3 Energy Sensor | [6 empty] | G61 | 0 | [10 empty] | No | No
MC198 | Grizedale College - Offices, Bar & Social Space |  |  |  | MC198-B01/G62 | Logic 62 | EN.EN3 Energy Sensor | [6 empty] | G62 | 0 | [10 empty] | No | No
MC198 | Grizedale College - Offices, Bar & Social Space |  |  |  | MC198-B01/G52 | Logic 52 | EN.EN3 Energy Sensor | [6 empty] | G52 | 0 | [10 empty] | No | No
MC198 | Grizedale College - Offices, Bar & Social Space |  |  |  | MC198-B01/G53 | Logic 53 | EN.EN3 Energy Sensor | [6 empty] | G53 | 0 | [10 empty] | No | No
MC198 | Grizedale College - Offices, Bar & Social Space |  |  |  | MC198-B01/G54 | Logic 54 | EN.EN3 Energy Sensor | [6 empty] | G54 | 0 | [10 empty] | No | No
MC198 | Grizedale College - Offices, Bar & Social Space |  |  |  | MC198-B01/G55 | Logic 55 | EN.EN3 Energy Sensor | [6 empty] | G55 | 0 | [10 empty] | No | No
MC198 | Grizedale College - Offices, Bar & Social Space |  |  |  | MC198-B01/G56 | Logic 56 | EN.EN3 Energy Sensor | [6 empty] | G56 | 0 | [10 empty] | No | No
MC198 | Grizedale College - Offices, Bar & Social Space |  |  |  | MC198-B01/G57 | Logic 57 | EN.EN3 Energy Sensor | [6 empty] | G57 | 0 | [10 empty] | No | No
MC198 | Grizedale College - Offices, Bar & Social Space |  |  |  | MC198-B01/G47 | Logic 47 | EN.EN3 Energy Sensor | [6 empty] | G47 | 0 | [10 empty] | No | No
MC198 | Grizedale College - Offices, Bar & Social Space |  |  |  | MC198-B01/G48 | Logic 48 | EN.EN3 Energy Sensor | [6 empty] | G48 | 0 | [10 empty] | No | No
MC198 | Grizedale College - Offices, Bar & Social Space |  |  |  | MC198-B01/G49 | Logic 49 | EN.EN3 Energy Sensor | [6 empty] | G49 | 0 | [10 empty] | No | No
MC198 | Grizedale College - Offices, Bar & Social Space |  |  |  | MC198-B01/G5 | Pumps Allow | EN.EN3 Energy Sensor | [6 empty] | G5 | 0 | [10 empty] | No | No
MC198 | Grizedale College - Offices, Bar & Social Space |  |  |  | MC198-B01/G50 | Logic 50 | EN.EN3 Energy Sensor | [6 empty] | G50 | 0 | [10 empty] | No | No
MC198 | Grizedale College - Offices, Bar & Social Space |  |  |  | MC198-B01/G51 | Logic 51 | EN.EN3 Energy Sensor | [6 empty] | G51 | 0 | [10 empty] | No | No
MC198 | Grizedale College - Offices, Bar & Social Space |  |  |  | MC198-B01/G41 | Delayed Midnight Pulse | EN.EN3 Energy Sensor | [6 empty] | G41 | 0 | [10 empty] | No | No
MC198 | Grizedale College - Offices, Bar & Social Space |  |  |  | MC198-B01/G42 | Logic 42 | EN.EN3 Energy Sensor | [6 empty] | G42 | 0 | [10 empty] | No | No
MC198 | Grizedale College - Offices, Bar & Social Space |  |  |  | MC198-B01/G43 | Logic 43 | EN.EN3 Energy Sensor | [6 empty] | G43 | 0 | [10 empty] | No | No
MC198 | Grizedale College - Offices, Bar & Social Space |  |  |  | MC198-B01/G44 | Delayed Monthly Pulse | EN.EN3 Energy Sensor | [6 empty] | G44 | 0 | [10 empty] | No | No
MC198 | Grizedale College - Offices, Bar & Social Space |  |  |  | MC198-B01/G45 | Logic 45 | EN.EN3 Energy Sensor | [6 empty] | G45 | 0 | [10 empty] | No | No
MC198 | Grizedale College - Offices, Bar & Social Space |  |  |  | MC198-B01/G46 | Logic 46 | EN.EN3 Energy Sensor | [6 empty] | G46 | 0 | [10 empty] | No | No
MC198 | Grizedale College - Offices, Bar & Social Space |  |  |  | MC198-B01/G36 | HWS Pump Reqd | EN.EN3 Energy Sensor | [6 empty] | G36 | 0 | [10 empty] | No | No
MC198 | Grizedale College - Offices, Bar & Social Space |  |  |  | MC198-B01/G37 | Logic 37 | EN.EN3 Energy Sensor | [6 empty] | G37 | 0 | [10 empty] | No | No
MC198 | Grizedale College - Offices, Bar & Social Space |  |  |  | MC198-B01/G38 | HWS Heater Reqd | EN.EN3 Energy Sensor | [6 empty] | G38 | 0 | [10 empty] | No | No
MC198 | Grizedale College - Offices, Bar & Social Space |  |  |  | MC198-B01/G39 | Logic 39 | EN.EN3 Energy Sensor | [6 empty] | G39 | 0 | [10 empty] | No | No
MC198 | Grizedale College - Offices, Bar & Social Space |  |  |  | MC198-B01/G4 | Logic 4 | EN.EN3 Energy Sensor | [6 empty] | G4 | 0 | [10 empty] | No | No
MC198 | Grizedale College - Offices, Bar & Social Space |  |  |  | MC198-B01/G40 | Logic 40 | EN.EN3 Energy Sensor | [6 empty] | G40 | 0 | [10 empty] | No | No
MC198 | Grizedale College - Offices, Bar & Social Space |  |  |  | MC198-B01/G30 | Logic 30 | EN.EN3 Energy Sensor | [6 empty] | G30 | 0 | [10 empty] | No | No
MC198 | Grizedale College - Offices, Bar & Social Space |  |  |  | MC198-B01/G31 | Logic 31 | EN.EN3 Energy Sensor | [6 empty] | G31 | 0 | [10 empty] | No | No
MC198 | Grizedale College - Offices, Bar & Social Space |  |  |  | MC198-B01/G32 | MTHW Reqd | EN.EN3 Energy Sensor | [6 empty] | G32 | 0 | [10 empty] | No | No
MC198 | Grizedale College - Offices, Bar & Social Space |  |  |  | MC198-B01/G33 | Logic 33 | EN.EN3 Energy Sensor | [6 empty] | G33 | 0 | [10 empty] | No | No
MC198 | Grizedale College - Offices, Bar & Social Space |  |  |  | MC198-B01/G34 | Logic 34 | EN.EN3 Energy Sensor | [6 empty] | G34 | 0 | [10 empty] | No | No
MC198 | Grizedale College - Offices, Bar & Social Space |  |  |  | MC198-B01/G35 | HWS Reqd | EN.EN3 Energy Sensor | [6 empty] | G35 | 0 | [10 empty] | No | No
MC198 | Grizedale College - Offices, Bar & Social Space |  |  |  | MC198-B01/G25 | MTHWPumpP2Reqd | EN.EN3 Energy Sensor | [6 empty] | G25 | 0 | [10 empty] | No | No
MC198 | Grizedale College - Offices, Bar & Social Space |  |  |  | MC198-B01/G26 | Logic 26 | EN.EN3 Energy Sensor | [6 empty] | G26 | 0 | [10 empty] | No | No
MC198 | Grizedale College - Offices, Bar & Social Space |  |  |  | MC198-B01/G27 | Logic 27 | EN.EN3 Energy Sensor | [6 empty] | G27 | 0 | [10 empty] | No | No
MC198 | Grizedale College - Offices, Bar & Social Space |  |  |  | MC198-B01/G28 | Logic 28 | EN.EN3 Energy Sensor | [6 empty] | G28 | 0 | [10 empty] | No | No
MC198 | Grizedale College - Offices, Bar & Social Space |  |  |  | MC198-B01/G29 | MTHWPumpP1Reqd | EN.EN3 Energy Sensor | [6 empty] | G29 | 0 | [10 empty] | No | No
MC198 | Grizedale College - Offices, Bar & Social Space |  |  |  | MC198-B01/G3 | OAT Eco Active | EN.EN3 Energy Sensor | [6 empty] | G3 | 0 | [10 empty] | No | No
MC198 | Grizedale College - Offices, Bar & Social Space |  |  |  | MC198-B01/G2 | 1st stage frost active | EN.EN3 Energy Sensor | [6 empty] | G2 | 0 | [10 empty] | No | No
MC198 | Grizedale College - Offices, Bar & Social Space |  |  |  | MC198-B01/G20 | VTPumpP1Reqd | EN.EN3 Energy Sensor | [6 empty] | G20 | 0 | [10 empty] | No | No
MC198 | Grizedale College - Offices, Bar & Social Space |  |  |  | MC198-B01/G21 | Logic 21 | EN.EN3 Energy Sensor | [6 empty] | G21 | 0 | [10 empty] | No | No
MC198 | Grizedale College - Offices, Bar & Social Space |  |  |  | MC198-B01/G22 | Logic 22 | EN.EN3 Energy Sensor | [6 empty] | G22 | 0 | [10 empty] | No | No
MC198 | Grizedale College - Offices, Bar & Social Space |  |  |  | MC198-B01/G23 | Logic 23 | EN.EN3 Energy Sensor | [6 empty] | G23 | 0 | [10 empty] | No | No
MC198 | Grizedale College - Offices, Bar & Social Space |  |  |  | MC198-B01/G24 | Logic 24 | EN.EN3 Energy Sensor | [6 empty] | G24 | 0 | [10 empty] | No | No
MC198 | Grizedale College - Offices, Bar & Social Space |  |  |  | MC198-B01/G14 | Logic 14 | EN.EN3 Energy Sensor | [6 empty] | G14 | 0 | [10 empty] | No | No
MC198 | Grizedale College - Offices, Bar & Social Space |  |  |  | MC198-B01/G15 | Logic 15 | EN.EN3 Energy Sensor | [6 empty] | G15 | 0 | [10 empty] | No | No
MC198 | Grizedale College - Offices, Bar & Social Space |  |  |  | MC198-B01/G16 | VTPumpP2Reqd | EN.EN3 Energy Sensor | [6 empty] | G16 | 0 | [10 empty] | No | No
MC198 | Grizedale College - Offices, Bar & Social Space |  |  |  | MC198-B01/G17 | Logic 17 | EN.EN3 Energy Sensor | [6 empty] | G17 | 0 | [10 empty] | No | No
MC198 | Grizedale College - Offices, Bar & Social Space |  |  |  | MC198-B01/G18 | Logic 18 | EN.EN3 Energy Sensor | [6 empty] | G18 | 0 | [10 empty] | No | No
MC198 | Grizedale College - Offices, Bar & Social Space |  |  |  | MC198-B01/G19 | Logic 19 | EN.EN3 Energy Sensor | [6 empty] | G19 | 0 | [10 empty] | No | No
MC198 | Grizedale College - Offices, Bar & Social Space |  |  |  | MC198-B01/F9 | Function 9 | EN.EN3 Energy Sensor | [6 empty] | F9 | 0 | [10 empty] | No | No
MC198 | Grizedale College - Offices, Bar & Social Space |  |  |  | MC198-B01/G1 | Logic 1 | EN.EN3 Energy Sensor | [6 empty] | G1 | 0 | [10 empty] | No | No
MC198 | Grizedale College - Offices, Bar & Social Space |  |  |  | MC198-B01/G10 | VT Pumps Reqd | EN.EN3 Energy Sensor | [6 empty] | G10 | 0 | [10 empty] | No | No
MC198 | Grizedale College - Offices, Bar & Social Space |  |  |  | MC198-B01/G11 | Logic 11 | EN.EN3 Energy Sensor | [6 empty] | G11 | 0 | [10 empty] | No | No
MC198 | Grizedale College - Offices, Bar & Social Space |  |  |  | MC198-B01/G12 | MTHW Reqd VT | EN.EN3 Energy Sensor | [6 empty] | G12 | 0 | [10 empty] | No | No
MC198 | Grizedale College - Offices, Bar & Social Space |  |  |  | MC198-B01/G13 | Logic 13 | EN.EN3 Energy Sensor | [6 empty] | G13 | 0 | [10 empty] | No | No
MC198 | Grizedale College - Offices, Bar & Social Space |  |  |  | MC198-B01/F41 | Lower Comfort Level Reached | EN.EN3 Energy Sensor | [6 empty] | F41 | 0 | [10 empty] | No | No
MC198 | Grizedale College - Offices, Bar & Social Space |  |  |  | MC198-B01/F42 | Function 42 | EN.EN3 Energy Sensor | [6 empty] | F42 | 0 | [10 empty] | No | No
MC198 | Grizedale College - Offices, Bar & Social Space |  |  |  | MC198-B01/F5 | Function 5 | EN.EN3 Energy Sensor | [6 empty] | F5 | 0 | [10 empty] | No | No
MC198 | Grizedale College - Offices, Bar & Social Space |  |  |  | MC198-B01/F6 | 3rd stage frost protection | EN.EN3 Energy Sensor | [6 empty] | F6 | 0 | [10 empty] | No | No
MC198 | Grizedale College - Offices, Bar & Social Space |  |  |  | MC198-B01/F7 | Function 7 | EN.EN3 Energy Sensor | [6 empty] | F7 | 0 | [10 empty] | No | No
MC198 | Grizedale College - Offices, Bar & Social Space |  |  |  | MC198-B01/F8 | Function 8 | EN.EN3 Energy Sensor | [6 empty] | F8 | 0 | [10 empty] | No | No
MC198 | Grizedale College - Offices, Bar & Social Space |  |  |  | MC198-B01/F36 | Function 36 | EN.EN3 Energy Sensor | [6 empty] | F36 | 0 | [10 empty] | No | No
MC198 | Grizedale College - Offices, Bar & Social Space |  |  |  | MC198-B01/F37 | Function 37 | EN.EN3 Energy Sensor | [6 empty] | F37 | 0 | [10 empty] | No | No
MC198 | Grizedale College - Offices, Bar & Social Space |  |  |  | MC198-B01/F38 | Function 38 | EN.EN3 Energy Sensor | [6 empty] | F38 | 0 | [10 empty] | No | No
MC198 | Grizedale College - Offices, Bar & Social Space |  |  |  | MC198-B01/F39 | Function 39 | EN.EN3 Energy Sensor | [6 empty] | F39 | 0 | [10 empty] | No | No
MC198 | Grizedale College - Offices, Bar & Social Space |  |  |  | MC198-B01/F4 | Min Room Temp | EN.EN3 Energy Sensor | [6 empty] | F4 | 0 | [10 empty] | No | No
MC198 | Grizedale College - Offices, Bar & Social Space |  |  |  | MC198-B01/F40 | Lower Comfort Level | EN.EN3 Energy Sensor | [6 empty] | F40 | 0 | [10 empty] | No | No
MC198 | Grizedale College - Offices, Bar & Social Space |  |  |  | MC198-B01/F30 | Function 30 | EN.EN3 Energy Sensor | [6 empty] | F30 | 0 | [10 empty] | No | No
MC198 | Grizedale College - Offices, Bar & Social Space |  |  |  | MC198-B01/F31 | Function 31 | EN.EN3 Energy Sensor | [6 empty] | F31 | 0 | [10 empty] | No | No
MC198 | Grizedale College - Offices, Bar & Social Space |  |  |  | MC198-B01/F32 | Function 32 | EN.EN3 Energy Sensor | [6 empty] | F32 | 0 | [10 empty] | No | No
MC198 | Grizedale College - Offices, Bar & Social Space |  |  |  | MC198-B01/F33 | Function 33 | EN.EN3 Energy Sensor | [6 empty] | F33 | 0 | [10 empty] | No | No
MC198 | Grizedale College - Offices, Bar & Social Space |  |  |  | MC198-B01/F34 | Function 34 | EN.EN3 Energy Sensor | [6 empty] | F34 | 0 | [10 empty] | No | No
MC198 | Grizedale College - Offices, Bar & Social Space |  |  |  | MC198-B01/F35 | Outside Inhibit | EN.EN3 Energy Sensor | [6 empty] | F35 | 0 | [10 empty] | No | No
MC198 | Grizedale College - Offices, Bar & Social Space |  |  |  | MC198-B01/F24 | Function 24 | EN.EN3 Energy Sensor | [6 empty] | F24 | 0 | [10 empty] | No | No
MC198 | Grizedale College - Offices, Bar & Social Space |  |  |  | MC198-B01/F25 | Function 25 | EN.EN3 Energy Sensor | [6 empty] | F25 | 0 | [10 empty] | No | No
MC198 | Grizedale College - Offices, Bar & Social Space |  |  |  | MC198-B01/F26 | Function 26 | EN.EN3 Energy Sensor | [6 empty] | F26 | 0 | [10 empty] | No | No
MC198 | Grizedale College - Offices, Bar & Social Space |  |  |  | MC198-B01/F27 | Function 27 | EN.EN3 Energy Sensor | [6 empty] | F27 | 0 | [10 empty] | No | No
MC198 | Grizedale College - Offices, Bar & Social Space |  |  |  | MC198-B01/F28 | Function 28 | EN.EN3 Energy Sensor | [6 empty] | F28 | 0 | [10 empty] | No | No
MC198 | Grizedale College - Offices, Bar & Social Space |  |  |  | MC198-B01/F29 | Function 29 | EN.EN3 Energy Sensor | [6 empty] | F29 | 0 | [10 empty] | No | No
MC198 | Grizedale College - Offices, Bar & Social Space |  |  |  | MC198-B01/F19 | Function 19 | EN.EN3 Energy Sensor | [6 empty] | F19 | 0 | [10 empty] | No | No
MC198 | Grizedale College - Offices, Bar & Social Space |  |  |  | MC198-B01/F2 | OS Frost | EN.EN3 Energy Sensor | [6 empty] | F2 | 0 | [10 empty] | No | No
MC198 | Grizedale College - Offices, Bar & Social Space |  |  |  | MC198-B01/F20 | Function 20 | EN.EN3 Energy Sensor | [6 empty] | F20 | 0 | [10 empty] | No | No
MC198 | Grizedale College - Offices, Bar & Social Space |  |  |  | MC198-B01/F21 | Function 21 | EN.EN3 Energy Sensor | [6 empty] | F21 | 0 | [10 empty] | No | No
MC198 | Grizedale College - Offices, Bar & Social Space |  |  |  | MC198-B01/F22 | Function 22 | EN.EN3 Energy Sensor | [6 empty] | F22 | 0 | [10 empty] | No | No
MC198 | Grizedale College - Offices, Bar & Social Space |  |  |  | MC198-B01/F23 | Function 23 | EN.EN3 Energy Sensor | [6 empty] | F23 | 0 | [10 empty] | No | No
MC198 | Grizedale College - Offices, Bar & Social Space |  |  |  | MC198-B01/F12 | Function 12 | EN.EN3 Energy Sensor | [6 empty] | F12 | 0 | [10 empty] | No | No
MC198 | Grizedale College - Offices, Bar & Social Space |  |  |  | MC198-B01/F13 | Function 13 | EN.EN3 Energy Sensor | [6 empty] | F13 | 0 | [10 empty] | No | No
MC198 | Grizedale College - Offices, Bar & Social Space |  |  |  | MC198-B01/F14 | Function 14 | EN.EN3 Energy Sensor | [6 empty] | F14 | 0 | [10 empty] | No | No
MC198 | Grizedale College - Offices, Bar & Social Space |  |  |  | MC198-B01/F15 | Function 15 | EN.EN3 Energy Sensor | [6 empty] | F15 | 0 | [10 empty] | No | No
MC198 | Grizedale College - Offices, Bar & Social Space |  |  |  | MC198-B01/F17 | Function 17 | EN.EN3 Energy Sensor | [6 empty] | F17 | 0 | [10 empty] | No | No
MC198 | Grizedale College - Offices, Bar & Social Space |  |  |  | MC198-B01/F18 | Function 18 | EN.EN3 Energy Sensor | [6 empty] | F18 | 0 | [10 empty] | No | No
MC198 | Grizedale College - Offices, Bar & Social Space |  |  |  | MC198-B01/D5 | HWS Heater | EN.EN3 Energy Sensor | [6 empty] | D5 | 0 | [10 empty] | No | No
MC198 | Grizedale College - Offices, Bar & Social Space |  |  |  | MC198-B01/D6 | HWS Sec Pump | EN.EN3 Energy Sensor | [6 empty] | D6 | 0 | [10 empty] | No | No
MC198 | Grizedale College - Offices, Bar & Social Space |  |  |  | MC198-B01/e1 | Alarms 963 | EN.EN3 Energy Sensor | [6 empty] | e1 | 0 | [10 empty] | No | No
MC198 | Grizedale College - Offices, Bar & Social Space |  |  |  | MC198-B01/e2 | Alarm Dest 2 | EN.EN3 Energy Sensor | [6 empty] | e2 | 0 | [10 empty] | No | No
MC198 | Grizedale College - Offices, Bar & Social Space |  |  |  | MC198-B01/F1 | Function 1 | EN.EN3 Energy Sensor | [6 empty] | F1 | 0 | [10 empty] | No | No
MC198 | Grizedale College - Offices, Bar & Social Space |  |  |  | MC198-B01/F11 | Function 11 | EN.EN3 Energy Sensor | [6 empty] | F11 | 0 | [10 empty] | No | No
AP001 | House 01 - Bassenthwaite, Graduate College | A104 | Electrical Riser |  | AP001-L01 | Data logger: Graduate College - House 1 | EN.EN1 Data Logger |  |  |  |  | Multilog G2 | Enercom | 0501E3E97100 | 0 |  |  | 10.23.12.36 |  | 00-50-C2-2C-3D-DE
AP001 | House 01 - Bassenthwaite, Graduate College |  |  |  | AP001-L01/M005 | Bar Water | EN.EN2 Energy Meter | [6 empty] | 5 | 0 | [10 empty] | No | No
AP001 | House 01 - Bassenthwaite, Graduate College |  |  |  | AP001-L01/M006 | Bar Cellar | EN.EN2 Energy Meter | [6 empty] | 6 | 0 | [10 empty] | No | No
AP001 | House 01 - Bassenthwaite, Graduate College |  |  |  | AP001-L01/M001 |  | EN.EN2 Energy Meter | [6 empty] | 1 | 0 | [10 empty] | No | No
AP001 | House 01 - Bassenthwaite, Graduate College |  |  |  | AP001-L01/M002 | Bar Cellar | EN.EN2 Energy Meter | [6 empty] | 2 | 0 | [10 empty] | No | No
AP001 | House 01 - Bassenthwaite, Graduate College |  |  |  | AP001-L01/M003 | Bar Ground | EN.EN2 Energy Meter | [6 empty] | 3 | 0 | [10 empty] | No | No
AP001 | House 01 - Bassenthwaite, Graduate College |  |  |  | AP001-L01/M004 | Services Room | EN.EN2 Energy Meter | [6 empty] | 4 | 0 | [10 empty] | No | No
AP009 | House 09 - Devoke, Graduate College | A124 | Electrical Riser/Cupboard |  | AP009-L01 | Data logger: Graduate College - House 9 | EN.EN1 Data Logger |  |  |  |  | Multilog G2 | Enercom | 0501E38A6300 | 0 |  |  |  |  | 00-50-C2-2C-3D-CB
AP009 | House 09 - Devoke, Graduate College |  |  |  | AP009-L01/M001 | Non Residential Water | EN.EN2 Energy Meter | [6 empty] | 1 | 0 | [10 empty] | No | No
AP009 | House 09 - Devoke, Graduate College |  |  |  | AP009-L01/M002 | Non Residential Gas | EN.EN2 Energy Meter | [6 empty] | 2 | 0 | [10 empty] | No | No
AP009 | House 09 - Devoke, Graduate College |  |  |  | AP009-L01/M003 | Non Residential Electric | EN.EN2 Energy Meter | [6 empty] | 3 | 0 | [10 empty] | No | No
AP010 | House 10 - Elterwater, Graduate College | A109 | Electrical Riser |  | AP010-L01 | Data logger: Graduate College - House 10 | EN.EN1 Data Logger |  |  |  |  | Multilog G2 | Enercom | 0501E3D07500 | 0 |  |  | 10.23.12.37 |  | 00-50-C2-2C-3D-D1
AP010 | House 10 - Elterwater, Graduate College |  |  |  | AP010-L01/M001 | Graduate College Offices | EN.EN2 Energy Meter | [6 empty] | 1 | 0 | [10 empty] | No | No
AP010 | House 10 - Elterwater, Graduate College |  |  |  | AP010-L01/M002 | Graduate College Changing Room | EN.EN2 Energy Meter | [6 empty] | 2 | 0 | [10 empty] | No | No
AP010 | House 10 - Elterwater, Graduate College |  |  |  | AP010-L01/M003 | Graduate College Loft Space Non Residential | EN.EN2 Energy Meter | [6 empty] | 3 | 0 | [10 empty] | No | No
AP010 | House 10 - Elterwater, Graduate College |  |  |  | AP010-L01/M004 | Non Residential | EN.EN2 Energy Meter | [6 empty] | 4 | 0 | [10 empty] | No | No
AP010 | House 10 - Elterwater, Graduate College |  |  |  | AP010-L01/M005 | Non Residential | EN.EN2 Energy Meter | [6 empty] | 5 | 0 | [10 empty] | No | No
AP011 | House 11 - Ennerdale, Graduate College | A102 | Electrical Riser |  | AP011-L01 | Data logger: Graduate College - House 11 | EN.EN1 Data Logger |  |  |  |  | Multilog G2 | Enercom | 0501E3839500 | 0 |  |  | 10.23.12.38 |  | 00-50-C2-2C-3D-A7
AP011 | House 11 - Ennerdale, Graduate College |  |  |  | AP011-L01/M001 | Non Residential | EN.EN2 Energy Meter | [6 empty] | 1 | 0 | [10 empty] | No | No
AP011 | House 11 - Ennerdale, Graduate College |  |  |  | AP011-L01/M002 | Non Residential | EN.EN2 Energy Meter | [6 empty] | 2 | 0 | [10 empty] | No | No
AP011 | House 11 - Ennerdale, Graduate College |  |  |  | AP011-L01/M003 | Coffee Shop | EN.EN2 Energy Meter | [6 empty] | 3 | 0 | [10 empty] | No | No
AP011 | House 11 - Ennerdale, Graduate College |  |  |  | AP011-L01/M004 | Bike Store | EN.EN2 Energy Meter | [6 empty] | 4 | 0 | [10 empty] | No | No
MC207 | HR Building |  |  |  | MC207-B01 | BMS Controller: HR Building | EN.EN4 BMS Controller |  |  |  |  | IQ3xcite96 | Trend | 3BF53C6F-96DB-4B9B-8B7C-ED6D6490F4E5 | 0
MC207 | HR Building |  |  |  | MC207-B01/A1 | Outside air temperature | EN.EN3 Energy Sensor | [6 empty] | A1 | 0 | [10 empty] | No | No
MC207 | HR Building |  |  |  | MC207-B01/C1 | Virtual CNC 1 | EN.EN3 Energy Sensor | [6 empty] | C1 | 0 | [10 empty] | No | No
MC207 | HR Building |  |  |  | MC207-B01/D1 | Sec HR Pumps PP1 | EN.EN3 Energy Sensor | [6 empty] | D1 | 0 | [10 empty] | No | No
MC207 | HR Building |  |  |  | MC207-B01/D10 | Training AHU1 En | EN.EN3 Energy Sensor | [6 empty] | D10 | 0 | [10 empty] | No | No
MC207 | HR Building |  |  |  | MC207-B01/D11 | Training AHU1 Dmd | EN.EN3 Energy Sensor | [6 empty] | D11 | 0 | [10 empty] | No | No
MC207 | HR Building |  |  |  | MC207-B01/D12 | Recept AHU4 En | EN.EN3 Energy Sensor | [6 empty] | D12 | 0 | [10 empty] | No | No
MC207 | HR Building |  |  |  | MC207-B01/Z4 | Training Room 2 | EN.EN3 Energy Sensor | [6 empty] | Z4 | 0 | [10 empty] | No | No
MC207 | HR Building |  |  |  | MC207-B01/Z5 | Training Room 1 | EN.EN3 Energy Sensor | [6 empty] | Z5 | 0 | [10 empty] | No | No
MC207 | HR Building |  |  |  | MC207-B01/Z6 | Meeting Rooms | EN.EN3 Energy Sensor | [6 empty] | Z6 | 0 | [10 empty] | No | No
MC207 | HR Building |  |  |  | MC207-B01/Z7 | Toilet Extract | EN.EN3 Energy Sensor | [6 empty] | Z7 | 0 | [10 empty] | No | No
MC207 | HR Building |  |  |  | MC207-B01/Y2 | Trend T -20+50 | EN.EN3 Energy Sensor | [6 empty] | Y2 | 0 | [10 empty] | No | No
MC207 | HR Building |  |  |  | MC207-B01/Y3 | CO2 V | EN.EN3 Energy Sensor | [6 empty] | Y3 | 0 | [10 empty] | No | No
MC207 | HR Building |  |  |  | MC207-B01/Y4 | Current 4-20ma | EN.EN3 Energy Sensor | [6 empty] | Y4 | 0 | [10 empty] | No | No
MC207 | HR Building |  |  |  | MC207-B01/Z1 | Heating Plant | EN.EN3 Energy Sensor | [6 empty] | Z1 | 0 | [10 empty] | No | No
MC207 | HR Building |  |  |  | MC207-B01/Z2 | Security Lodge | EN.EN3 Energy Sensor | [6 empty] | Z2 | 0 | [10 empty] | No | No
MC207 | HR Building |  |  |  | MC207-B01/Z3 | Training Room 3 | EN.EN3 Energy Sensor | [6 empty] | Z3 | 0 | [10 empty] | No | No
MC207 | HR Building |  |  |  | MC207-B01/W3 | Constant temperature circuit pump duty | EN.EN3 Energy Sensor | [6 empty] | W3 | 0 | [10 empty] | No | No
MC207 | HR Building |  |  |  | MC207-B01/W4 | Variable flow circuit pump duty | EN.EN3 Energy Sensor | [6 empty] | W4 | 0 | [10 empty] | No | No
MC207 | HR Building |  |  |  | MC207-B01/W5 | Sec HR Pump Duty | EN.EN3 Energy Sensor | [6 empty] | W5 | 0 | [10 empty] | No | No
MC207 | HR Building |  |  |  | MC207-B01/W6 | Lodge Pump Duty | EN.EN3 Energy Sensor | [6 empty] | W6 | 0 | [10 empty] | No | No
MC207 | HR Building |  |  |  | MC207-B01/W7 | Valve o-r 100% | EN.EN3 Energy Sensor | [6 empty] | W7 | 0 | [10 empty] | No | No
MC207 | HR Building |  |  |  | MC207-B01/Y1 | Trend Thermistor | EN.EN3 Energy Sensor | [6 empty] | Y1 | 0 | [10 empty] | No | No
MC207 | HR Building |  |  |  | MC207-B01/S7 | Training 2 Retn Temp | EN.EN3 Energy Sensor | [6 empty] | S7 | 0 | [10 empty] | No | No
MC207 | HR Building |  |  |  | MC207-B01/S8 | Training 2 Retn Co2 | EN.EN3 Energy Sensor | [6 empty] | S8 | 0 | [10 empty] | No | No
MC207 | HR Building |  |  |  | MC207-B01/S9 | Training 3 Retn Temp | EN.EN3 Energy Sensor | [6 empty] | S9 | 0 | [10 empty] | No | No
MC207 | HR Building |  |  |  | MC207-B01/V1 |  | EN.EN3 Energy Sensor | [6 empty] | V1 | 0 | [10 empty] | No | No
MC207 | HR Building |  |  |  | MC207-B01/W1 | Summer Override | EN.EN3 Energy Sensor | [6 empty] | W1 | 0 | [10 empty] | No | No
MC207 | HR Building |  |  |  | MC207-B01/W2 | Plant Fault Reset | EN.EN3 Energy Sensor | [6 empty] | W2 | 0 | [10 empty] | No | No
MC207 | HR Building |  |  |  | MC207-B01/S37 | Sec Cal Flow meter MTHW Ltrs M | EN.EN3 Energy Sensor | [6 empty] | S37 | 0 | [10 empty] | No | No
MC207 | HR Building |  |  |  | MC207-B01/S38 | Building kwh | EN.EN3 Energy Sensor | [6 empty] | S38 | 0 | [10 empty] | No | No
MC207 | HR Building |  |  |  | MC207-B01/S39 | Temperature difference | EN.EN3 Energy Sensor | [6 empty] | S39 | 0 | [10 empty] | No | No
MC207 | HR Building |  |  |  | MC207-B01/S4 | Door Htr Space Temp | EN.EN3 Energy Sensor | [6 empty] | S4 | 0 | [10 empty] | No | No
MC207 | HR Building |  |  |  | MC207-B01/S5 | Training 1 Retn Temp | EN.EN3 Energy Sensor | [6 empty] | S5 | 0 | [10 empty] | No | No
MC207 | HR Building |  |  |  | MC207-B01/S6 | Training 3a Retn Co2 | EN.EN3 Energy Sensor | [6 empty] | S6 | 0 | [10 empty] | No | No
MC207 | HR Building |  |  |  | MC207-B01/S31 | Sensor 29 | EN.EN3 Energy Sensor | [6 empty] | S31 | 0 | [10 empty] | No | No
MC207 | HR Building |  |  |  | MC207-B01/S32 | HR MTHW RAW 4-20ma | EN.EN3 Energy Sensor | [6 empty] | S32 | 0 | [10 empty] | No | No
MC207 | HR Building |  |  |  | MC207-B01/S33 | SEC MTHW RAW 4-20ma | EN.EN3 Energy Sensor | [6 empty] | S33 | 0 | [10 empty] | No | No
MC207 | HR Building |  |  |  | MC207-B01/S34 | HR Cal Flow meter MTHW Ltrs Mi | EN.EN3 Energy Sensor | [6 empty] | S34 | 0 | [10 empty] | No | No
MC207 | HR Building |  |  |  | MC207-B01/S35 | Building kwh | EN.EN3 Energy Sensor | [6 empty] | S35 | 0 | [10 empty] | No | No
MC207 | HR Building |  |  |  | MC207-B01/S36 | Temperature difference | EN.EN3 Energy Sensor | [6 empty] | S36 | 0 | [10 empty] | No | No
MC207 | HR Building |  |  |  | MC207-B01/S26 | Mtg Pod 3 Co2 | EN.EN3 Energy Sensor | [6 empty] | S26 | 0 | [10 empty] | No | No
MC207 | HR Building |  |  |  | MC207-B01/S27 | Outside air temperature | EN.EN3 Energy Sensor | [6 empty] | S27 | 0 | [10 empty] | No | No
MC207 | HR Building |  |  |  | MC207-B01/S28 | Calculated variable temperature circuit flow setpoint | EN.EN3 Energy Sensor | [6 empty] | S28 | 0 | [10 empty] | No | No
MC207 | HR Building |  |  |  | MC207-B01/S29 | Sensor 29 | EN.EN3 Energy Sensor | [6 empty] | S29 | 0 | [10 empty] | No | No
MC207 | HR Building |  |  |  | MC207-B01/S3 | Phe Retn Temp | EN.EN3 Energy Sensor | [6 empty] | S3 | 0 | [10 empty] | No | No
MC207 | HR Building |  |  |  | MC207-B01/S30 | Sensor 29 | EN.EN3 Energy Sensor | [6 empty] | S30 | 0 | [10 empty] | No | No
MC207 | HR Building |  |  |  | MC207-B01/S20 | Mtg Rm 4 Co2 | EN.EN3 Energy Sensor | [6 empty] | S20 | 0 | [10 empty] | No | No
MC207 | HR Building |  |  |  | MC207-B01/S21 | Mtg Pod 1 Temp | EN.EN3 Energy Sensor | [6 empty] | S21 | 0 | [10 empty] | No | No
MC207 | HR Building |  |  |  | MC207-B01/S22 | Mtg Pod 1 Co2 | EN.EN3 Energy Sensor | [6 empty] | S22 | 0 | [10 empty] | No | No
MC207 | HR Building |  |  |  | MC207-B01/S23 | Mtg Pod 2 Temp | EN.EN3 Energy Sensor | [6 empty] | S23 | 0 | [10 empty] | No | No
MC207 | HR Building |  |  |  | MC207-B01/S24 | Mtg Pod 2 Co2 | EN.EN3 Energy Sensor | [6 empty] | S24 | 0 | [10 empty] | No | No
MC207 | HR Building |  |  |  | MC207-B01/S25 | Mtg Pod 3 Temp | EN.EN3 Energy Sensor | [6 empty] | S25 | 0 | [10 empty] | No | No
MC207 | HR Building |  |  |  | MC207-B01/S15 | Mtg Rm 2 Temp | EN.EN3 Energy Sensor | [6 empty] | S15 | 0 | [10 empty] | No | No
MC207 | HR Building |  |  |  | MC207-B01/S16 | Mtg Rm 2 Co2 | EN.EN3 Energy Sensor | [6 empty] | S16 | 0 | [10 empty] | No | No
MC207 | HR Building |  |  |  | MC207-B01/S17 | Mtg Rm 3 Temp | EN.EN3 Energy Sensor | [6 empty] | S17 | 0 | [10 empty] | No | No
MC207 | HR Building |  |  |  | MC207-B01/S18 | Mtg Rm 3 Co2 | EN.EN3 Energy Sensor | [6 empty] | S18 | 0 | [10 empty] | No | No
MC207 | HR Building |  |  |  | MC207-B01/S19 | Mtg Rm 4 Temp | EN.EN3 Energy Sensor | [6 empty] | S19 | 0 | [10 empty] | No | No
MC207 | HR Building |  |  |  | MC207-B01/S2 | Phe Flow Temp | EN.EN3 Energy Sensor | [6 empty] | S2 | 0 | [10 empty] | No | No
MC207 | HR Building |  |  |  | MC207-B01/S1 | Variable temperature circuit flow temperature | EN.EN3 Energy Sensor | [6 empty] | S1 | 0 | [10 empty] | No | No
MC207 | HR Building |  |  |  | MC207-B01/S10 | Training 3 Retn Co2 | EN.EN3 Energy Sensor | [6 empty] | S10 | 0 | [10 empty] | No | No
MC207 | HR Building |  |  |  | MC207-B01/S11 | Recept Retn Temp | EN.EN3 Energy Sensor | [6 empty] | S11 | 0 | [10 empty] | No | No
MC207 | HR Building |  |  |  | MC207-B01/S12 | Recept Retn Co2 | EN.EN3 Energy Sensor | [6 empty] | S12 | 0 | [10 empty] | No | No
MC207 | HR Building |  |  |  | MC207-B01/S13 | Mtg Rm 1 Temp | EN.EN3 Energy Sensor | [6 empty] | S13 | 0 | [10 empty] | No | No
MC207 | HR Building |  |  |  | MC207-B01/S14 | Mtg Rm 1 Co2 | EN.EN3 Energy Sensor | [6 empty] | S14 | 0 | [10 empty] | No | No
MC207 | HR Building |  |  |  | MC207-B01/P5 | Training 1 Retn Temp | EN.EN3 Energy Sensor | [6 empty] | P5 | 0 | [10 empty] | No | No
MC207 | HR Building |  |  |  | MC207-B01/P6 | Training 1 Retn Co2 | EN.EN3 Energy Sensor | [6 empty] | P6 | 0 | [10 empty] | No | No
MC207 | HR Building |  |  |  | MC207-B01/P7 | Training 2 Retn Temp | EN.EN3 Energy Sensor | [6 empty] | P7 | 0 | [10 empty] | No | No
MC207 | HR Building |  |  |  | MC207-B01/P8 | Training 2 Retn Co2 | EN.EN3 Energy Sensor | [6 empty] | P8 | 0 | [10 empty] | No | No
MC207 | HR Building |  |  |  | MC207-B01/P9 | Training 3 Retn Temp | EN.EN3 Energy Sensor | [6 empty] | P9 | 0 | [10 empty] | No | No
MC207 | HR Building |  |  |  | MC207-B01/Q1 | Sequence Table 1 | EN.EN3 Energy Sensor | [6 empty] | Q1 | 0 | [10 empty] | No | No
MC207 | HR Building |  |  |  | MC207-B01/P35 | Building kwh | EN.EN3 Energy Sensor | [6 empty] | P35 | 0 | [10 empty] | No | No
MC207 | HR Building |  |  |  | MC207-B01/P36 | Temperature difference | EN.EN3 Energy Sensor | [6 empty] | P36 | 0 | [10 empty] | No | No
MC207 | HR Building |  |  |  | MC207-B01/P37 | Cal Fow meter MTHW Ltrs Min | EN.EN3 Energy Sensor | [6 empty] | P37 | 0 | [10 empty] | No | No
MC207 | HR Building |  |  |  | MC207-B01/P38 | Building kwh | EN.EN3 Energy Sensor | [6 empty] | P38 | 0 | [10 empty] | No | No
MC207 | HR Building |  |  |  | MC207-B01/P39 | Temperature difference | EN.EN3 Energy Sensor | [6 empty] | P39 | 0 | [10 empty] | No | No
MC207 | HR Building |  |  |  | MC207-B01/P4 | Door Htr Space Temp | EN.EN3 Energy Sensor | [6 empty] | P4 | 0 | [10 empty] | No | No
MC207 | HR Building |  |  |  | MC207-B01/P3 | Phe Retn Temp | EN.EN3 Energy Sensor | [6 empty] | P3 | 0 | [10 empty] | No | No
MC207 | HR Building |  |  |  | MC207-B01/P30 | Sensor 29 | EN.EN3 Energy Sensor | [6 empty] | P30 | 0 | [10 empty] | No | No
MC207 | HR Building |  |  |  | MC207-B01/P31 | Sensor 29 | EN.EN3 Energy Sensor | [6 empty] | P31 | 0 | [10 empty] | No | No
MC207 | HR Building |  |  |  | MC207-B01/P32 | HR MTHW RAW 4-20ma | EN.EN3 Energy Sensor | [6 empty] | P32 | 0 | [10 empty] | No | No
MC207 | HR Building |  |  |  | MC207-B01/P33 | Sensor 33 | EN.EN3 Energy Sensor | [6 empty] | P33 | 0 | [10 empty] | No | No
MC207 | HR Building |  |  |  | MC207-B01/P34 | Cal Fow meter MTHW Ltrs Min | EN.EN3 Energy Sensor | [6 empty] | P34 | 0 | [10 empty] | No | No
MC207 | HR Building |  |  |  | MC207-B01/P24 | Mtg Pod 2 Co2 | EN.EN3 Energy Sensor | [6 empty] | P24 | 0 | [10 empty] | No | No
MC207 | HR Building |  |  |  | MC207-B01/P25 | Mtg Pod 3 Temp | EN.EN3 Energy Sensor | [6 empty] | P25 | 0 | [10 empty] | No | No
MC207 | HR Building |  |  |  | MC207-B01/P26 | Mtg Pod 3 Co2 | EN.EN3 Energy Sensor | [6 empty] | P26 | 0 | [10 empty] | No | No
MC207 | HR Building |  |  |  | MC207-B01/P27 | Outside air temperature | EN.EN3 Energy Sensor | [6 empty] | P27 | 0 | [10 empty] | No | No
MC207 | HR Building |  |  |  | MC207-B01/P28 | Calculated variable temperature circuit flow setpoint | EN.EN3 Energy Sensor | [6 empty] | P28 | 0 | [10 empty] | No | No
MC207 | HR Building |  |  |  | MC207-B01/P29 | Sensor 29 | EN.EN3 Energy Sensor | [6 empty] | P29 | 0 | [10 empty] | No | No
MC207 | HR Building |  |  |  | MC207-B01/P19 | Mtg Rm 4 Temp | EN.EN3 Energy Sensor | [6 empty] | P19 | 0 | [10 empty] | No | No
MC207 | HR Building |  |  |  | MC207-B01/P2 | Phe Flow Temp | EN.EN3 Energy Sensor | [6 empty] | P2 | 0 | [10 empty] | No | No
MC207 | HR Building |  |  |  | MC207-B01/P20 | Mtg Rm 4 Co2 | EN.EN3 Energy Sensor | [6 empty] | P20 | 0 | [10 empty] | No | No
MC207 | HR Building |  |  |  | MC207-B01/P21 | Mtg Pod 1 Temp | EN.EN3 Energy Sensor | [6 empty] | P21 | 0 | [10 empty] | No | No
MC207 | HR Building |  |  |  | MC207-B01/P22 | Mtg Pod 1 Co2 | EN.EN3 Energy Sensor | [6 empty] | P22 | 0 | [10 empty] | No | No
MC207 | HR Building |  |  |  | MC207-B01/P23 | Mtg Pod 2 Temp | EN.EN3 Energy Sensor | [6 empty] | P23 | 0 | [10 empty] | No | No
MC207 | HR Building |  |  |  | MC207-B01/P13 | Mtg Rm 1 Temp | EN.EN3 Energy Sensor | [6 empty] | P13 | 0 | [10 empty] | No | No
MC207 | HR Building |  |  |  | MC207-B01/P14 | Mtg Rm 1 Co2 | EN.EN3 Energy Sensor | [6 empty] | P14 | 0 | [10 empty] | No | No
MC207 | HR Building |  |  |  | MC207-B01/P15 | Mtg Rm 2 Temp | EN.EN3 Energy Sensor | [6 empty] | P15 | 0 | [10 empty] | No | No
MC207 | HR Building |  |  |  | MC207-B01/P16 | Mtg Rm 2 Co2 | EN.EN3 Energy Sensor | [6 empty] | P16 | 0 | [10 empty] | No | No
MC207 | HR Building |  |  |  | MC207-B01/P17 | Mtg Rm 3 Temp | EN.EN3 Energy Sensor | [6 empty] | P17 | 0 | [10 empty] | No | No
MC207 | HR Building |  |  |  | MC207-B01/P18 | Mtg Rm 3 Co2 | EN.EN3 Energy Sensor | [6 empty] | P18 | 0 | [10 empty] | No | No
MC207 | HR Building |  |  |  | MC207-B01/o2 | Alarm Route 2 | EN.EN3 Energy Sensor | [6 empty] | o2 | 0 | [10 empty] | No | No
MC207 | HR Building |  |  |  | MC207-B01/o3 | Alarm Route 3 | EN.EN3 Energy Sensor | [6 empty] | o3 | 0 | [10 empty] | No | No
MC207 | HR Building |  |  |  | MC207-B01/P1 | Variable temperature circuit flow temperature | EN.EN3 Energy Sensor | [6 empty] | P1 | 0 | [10 empty] | No | No
MC207 | HR Building |  |  |  | MC207-B01/P10 | Training 3 Retn Co2 | EN.EN3 Energy Sensor | [6 empty] | P10 | 0 | [10 empty] | No | No
MC207 | HR Building |  |  |  | MC207-B01/P11 | Recept Retn Temp | EN.EN3 Energy Sensor | [6 empty] | P11 | 0 | [10 empty] | No | No
MC207 | HR Building |  |  |  | MC207-B01/P12 | Recept Retn Co2 | EN.EN3 Energy Sensor | [6 empty] | P12 | 0 | [10 empty] | No | No
MC207 | HR Building |  |  |  | MC207-B01/K9 | Max VT Flow SP | EN.EN3 Energy Sensor | [6 empty] | K9 | 0 | [10 empty] | No | No
MC207 | HR Building |  |  |  | MC207-B01/L1 | Variable temperature circuit valve | EN.EN3 Energy Sensor | [6 empty] | L1 | 0 | [10 empty] | No | No
MC207 | HR Building |  |  |  | MC207-B01/L2 | Loop 2 | EN.EN3 Energy Sensor | [6 empty] | L2 | 0 | [10 empty] | No | No
MC207 | HR Building |  |  |  | MC207-B01/n1 | TREND_09_12_99 | EN.EN3 Energy Sensor | [6 empty] | n1 | 0 | [10 empty] | No | No
MC207 | HR Building |  |  |  | MC207-B01/O1 | Alarm Route 1 | EN.EN3 Energy Sensor | [6 empty] | O1 | 0 | [10 empty] | No | No
MC207 | HR Building |  |  |  | MC207-B01/K39 | AHU 1 Limit Speed at | EN.EN3 Energy Sensor | [6 empty] | K39 | 0 | [10 empty] | No | No
MC207 | HR Building |  |  |  | MC207-B01/K4 | Outside air temperature heating inhibit | EN.EN3 Energy Sensor | [6 empty] | K4 | 0 | [10 empty] | No | No
MC207 | HR Building |  |  |  | MC207-B01/K5 | Heating OSS SP | EN.EN3 Energy Sensor | [6 empty] | K5 | 0 | [10 empty] | No | No
MC207 | HR Building |  |  |  | MC207-B01/K6 | Min VT Flow At | EN.EN3 Energy Sensor | [6 empty] | K6 | 0 | [10 empty] | No | No
MC207 | HR Building |  |  |  | MC207-B01/K7 | Max VT Flow At | EN.EN3 Energy Sensor | [6 empty] | K7 | 0 | [10 empty] | No | No
MC207 | HR Building |  |  |  | MC207-B01/K8 | Min VT Flow SP | EN.EN3 Energy Sensor | [6 empty] | K8 | 0 | [10 empty] | No | No
MC207 | HR Building |  |  |  | MC207-B01/K33 | Training 3 Co2 Band | EN.EN3 Energy Sensor | [6 empty] | K33 | 0 | [10 empty] | No | No
MC207 | HR Building |  |  |  | MC207-B01/K34 | Recept Winter Boost | EN.EN3 Energy Sensor | [6 empty] | K34 | 0 | [10 empty] | No | No
MC207 | HR Building |  |  |  | MC207-B01/K35 | Recept Co2 Level | EN.EN3 Energy Sensor | [6 empty] | K35 | 0 | [10 empty] | No | No
MC207 | HR Building |  |  |  | MC207-B01/K36 | Recept Co2 Band | EN.EN3 Energy Sensor | [6 empty] | K36 | 0 | [10 empty] | No | No
MC207 | HR Building |  |  |  | MC207-B01/K37 | AHU3 Limit Speed at | EN.EN3 Energy Sensor | [6 empty] | K37 | 0 | [10 empty] | No | No
MC207 | HR Building |  |  |  | MC207-B01/K38 | AHU 2 Limit Speed at | EN.EN3 Energy Sensor | [6 empty] | K38 | 0 | [10 empty] | No | No
MC207 | HR Building |  |  |  | MC207-B01/K28 | Training 2 Winter Boost | EN.EN3 Energy Sensor | [6 empty] | K28 | 0 | [10 empty] | No | No
MC207 | HR Building |  |  |  | MC207-B01/K29 | Training 2 Co2 Level | EN.EN3 Energy Sensor | [6 empty] | K29 | 0 | [10 empty] | No | No
MC207 | HR Building |  |  |  | MC207-B01/K3 | Space frost protection | EN.EN3 Energy Sensor | [6 empty] | K3 | 0 | [10 empty] | No | No
MC207 | HR Building |  |  |  | MC207-B01/K30 | Training 2 Co2 Band | EN.EN3 Energy Sensor | [6 empty] | K30 | 0 | [10 empty] | No | No
MC207 | HR Building |  |  |  | MC207-B01/K31 | Training 3 Winter Boost | EN.EN3 Energy Sensor | [6 empty] | K31 | 0 | [10 empty] | No | No
MC207 | HR Building |  |  |  | MC207-B01/K32 | Training 3 Co2 Level | EN.EN3 Energy Sensor | [6 empty] | K32 | 0 | [10 empty] | No | No
MC207 | HR Building |  |  |  | MC207-B01/K22 | Mtg Pod 3 Co2 Level | EN.EN3 Energy Sensor | [6 empty] | K22 | 0 | [10 empty] | No | No
MC207 | HR Building |  |  |  | MC207-B01/K23 | Mtg Pod 3 Co2 Band | EN.EN3 Energy Sensor | [6 empty] | K23 | 0 | [10 empty] | No | No
MC207 | HR Building |  |  |  | MC207-B01/K24 | Door Htr Space SP | EN.EN3 Energy Sensor | [6 empty] | K24 | 0 | [10 empty] | No | No
MC207 | HR Building |  |  |  | MC207-B01/K25 | Training 3a Winter Boost | EN.EN3 Energy Sensor | [6 empty] | K25 | 0 | [10 empty] | No | No
MC207 | HR Building |  |  |  | MC207-B01/K26 | Training 3a Co2 Level | EN.EN3 Energy Sensor | [6 empty] | K26 | 0 | [10 empty] | No | No
MC207 | HR Building |  |  |  | MC207-B01/K27 | Training 3a Co2 Band | EN.EN3 Energy Sensor | [6 empty] | K27 | 0 | [10 empty] | No | No
MC207 | HR Building |  |  |  | MC207-B01/K17 | Mtg Rm 4 Co2 Band | EN.EN3 Energy Sensor | [6 empty] | K17 | 0 | [10 empty] | No | No
MC207 | HR Building |  |  |  | MC207-B01/K18 | Mtg Pod 1 Co2 Level | EN.EN3 Energy Sensor | [6 empty] | K18 | 0 | [10 empty] | No | No
MC207 | HR Building |  |  |  | MC207-B01/K19 | Mtg Pod 1 Co2 Band | EN.EN3 Energy Sensor | [6 empty] | K19 | 0 | [10 empty] | No | No
MC207 | HR Building |  |  |  | MC207-B01/K2 | Water frost protection | EN.EN3 Energy Sensor | [6 empty] | K2 | 0 | [10 empty] | No | No
MC207 | HR Building |  |  |  | MC207-B01/K20 | Mtg Pod 2 Co2 Level | EN.EN3 Energy Sensor | [6 empty] | K20 | 0 | [10 empty] | No | No
MC207 | HR Building |  |  |  | MC207-B01/K21 | Mtg Pod 2 Co2 Band | EN.EN3 Energy Sensor | [6 empty] | K21 | 0 | [10 empty] | No | No
MC207 | HR Building |  |  |  | MC207-B01/K11 | Mtg Rm 1 Co2 Band | EN.EN3 Energy Sensor | [6 empty] | K11 | 0 | [10 empty] | No | No
MC207 | HR Building |  |  |  | MC207-B01/K12 | Mtg Rm 2 Co2 Level | EN.EN3 Energy Sensor | [6 empty] | K12 | 0 | [10 empty] | No | No
MC207 | HR Building |  |  |  | MC207-B01/K13 | Mtg Rm 2 Co2 Band | EN.EN3 Energy Sensor | [6 empty] | K13 | 0 | [10 empty] | No | No
MC207 | HR Building |  |  |  | MC207-B01/K14 | Mtg Rm 3 Co2 Level | EN.EN3 Energy Sensor | [6 empty] | K14 | 0 | [10 empty] | No | No
MC207 | HR Building |  |  |  | MC207-B01/K15 | Mtg Rm 3 Co2 Band | EN.EN3 Energy Sensor | [6 empty] | K15 | 0 | [10 empty] | No | No
MC207 | HR Building |  |  |  | MC207-B01/K16 | Mtg Rm 4 Co2 Level | EN.EN3 Energy Sensor | [6 empty] | K16 | 0 | [10 empty] | No | No
MC207 | HR Building |  |  |  | MC207-B01/i7 | Training AHU1 Run | EN.EN3 Energy Sensor | [6 empty] | i7 | 0 | [10 empty] | No | No
MC207 | HR Building |  |  |  | MC207-B01/I8 | Training AHU1 Fault | EN.EN3 Energy Sensor | [6 empty] | I8 | 0 | [10 empty] | No | No
MC207 | HR Building |  |  |  | MC207-B01/I9 | Training AHU2 Run | EN.EN3 Energy Sensor | [6 empty] | I9 | 0 | [10 empty] | No | No
MC207 | HR Building |  |  |  | MC207-B01/K1 | Outside air temperature frost protection | EN.EN3 Energy Sensor | [6 empty] | K1 | 0 | [10 empty] | No | No
MC207 | HR Building |  |  |  | MC207-B01/K10 | Mtg Rm 1 Co2 Level | EN.EN3 Energy Sensor | [6 empty] | K10 | 0 | [10 empty] | No | No
MC207 | HR Building |  |  |  | MC207-B01/i4 | CT Pumps Flow | EN.EN3 Energy Sensor | [6 empty] | i4 | 0 | [10 empty] | No | No
MC207 | HR Building |  |  |  | MC207-B01/I5 | IO Module 5 | EN.EN3 Energy Sensor | [6 empty] | I5 | 0 | [10 empty] | No | No
MC207 | HR Building |  |  |  | MC207-B01/i6 | Lodge Pumps Flow | EN.EN3 Energy Sensor | [6 empty] | i6 | 0 | [10 empty] | No | No
MC207 | HR Building |  |  |  | MC207-B01/I29 | Sec HR Pump PP1A Fail | EN.EN3 Energy Sensor | [6 empty] | I29 | 0 | [10 empty] | No | No
MC207 | HR Building |  |  |  | MC207-B01/i3 | Sec HR Pumps Flow | EN.EN3 Energy Sensor | [6 empty] | i3 | 0 | [10 empty] | No | No
MC207 | HR Building |  |  |  | MC207-B01/I30 | Sec HR Pump PP1B Fail | EN.EN3 Energy Sensor | [6 empty] | I30 | 0 | [10 empty] | No | No
MC207 | HR Building |  |  |  | MC207-B01/I31 | Lodge Pump PP4A Fail | EN.EN3 Energy Sensor | [6 empty] | I31 | 0 | [10 empty] | No | No
MC207 | HR Building |  |  |  | MC207-B01/I32 | Lodge Pump PP4B Fail | EN.EN3 Energy Sensor | [6 empty] | I32 | 0 | [10 empty] | No | No
MC207 | HR Building |  |  |  | MC207-B01/i2 | Press Unit Fault | EN.EN3 Energy Sensor | [6 empty] | i2 | 0 | [10 empty] | No | No
MC207 | HR Building |  |  |  | MC207-B01/I21 | Summer ECO active | EN.EN3 Energy Sensor | [6 empty] | I21 | 0 | [10 empty] | No | No
MC207 | HR Building |  |  |  | MC207-B01/I25 | CT Pump PP2A Fail | EN.EN3 Energy Sensor | [6 empty] | I25 | 0 | [10 empty] | No | No
MC207 | HR Building |  |  |  | MC207-B01/I26 | CT Pump PP2B Fail | EN.EN3 Energy Sensor | [6 empty] | I26 | 0 | [10 empty] | No | No
MC207 | HR Building |  |  |  | MC207-B01/I27 | VT Pump PP3A Fail | EN.EN3 Energy Sensor | [6 empty] | I27 | 0 | [10 empty] | No | No
MC207 | HR Building |  |  |  | MC207-B01/I28 | CT Pump PP3B Fail | EN.EN3 Energy Sensor | [6 empty] | I28 | 0 | [10 empty] | No | No
MC207 | HR Building |  |  |  | MC207-B01/I14 | Recept AHU4 Fault | EN.EN3 Energy Sensor | [6 empty] | I14 | 0 | [10 empty] | No | No
MC207 | HR Building |  |  |  | MC207-B01/I15 | M WC Extr Fan Fault | EN.EN3 Energy Sensor | [6 empty] | I15 | 0 | [10 empty] | No | No
MC207 | HR Building |  |  |  | MC207-B01/I16 | F WC Extr Fan Fault | EN.EN3 Energy Sensor | [6 empty] | I16 | 0 | [10 empty] | No | No
MC207 | HR Building |  |  |  | MC207-B01/I17 | Hr MTHW water meter | EN.EN3 Energy Sensor | [6 empty] | I17 | 0 | [10 empty] | No | No
MC207 | HR Building |  |  |  | MC207-B01/I18 | Sec MTHW water meter | EN.EN3 Energy Sensor | [6 empty] | I18 | 0 | [10 empty] | No | No
MC207 | HR Building |  |  |  | MC207-B01/i1 | Fire alarm active | EN.EN3 Energy Sensor | [6 empty] | i1 | 0 | [10 empty] | No | No
MC207 | HR Building |  |  |  | MC207-B01/I10 | Training AHU2 Fault | EN.EN3 Energy Sensor | [6 empty] | I10 | 0 | [10 empty] | No | No
MC207 | HR Building |  |  |  | MC207-B01/I11 | Training AHU3 Run | EN.EN3 Energy Sensor | [6 empty] | I11 | 0 | [10 empty] | No | No
MC207 | HR Building |  |  |  | MC207-B01/I12 | Training AHU3 Fault | EN.EN3 Energy Sensor | [6 empty] | I12 | 0 | [10 empty] | No | No
MC207 | HR Building |  |  |  | MC207-B01/I13 | Recept AHU4 Run | EN.EN3 Energy Sensor | [6 empty] | I13 | 0 | [10 empty] | No | No
MC207 | HR Building |  |  |  | MC207-B01/G98 | Logic 98 | EN.EN3 Energy Sensor | [6 empty] | G98 | 0 | [10 empty] | No | No
MC207 | HR Building |  |  |  | MC207-B01/G99 | Logic 99 | EN.EN3 Energy Sensor | [6 empty] | G99 | 0 | [10 empty] | No | No
MC207 | HR Building |  |  |  | MC207-B01/H1 | Schedule 1 | EN.EN3 Energy Sensor | [6 empty] | H1 | 0 | [10 empty] | No | No
MC207 | HR Building |  |  |  | MC207-B01/H2 | Schedule 2 | EN.EN3 Energy Sensor | [6 empty] | H2 | 0 | [10 empty] | No | No
MC207 | HR Building |  |  |  | MC207-B01/H3 | Schedule 3 | EN.EN3 Energy Sensor | [6 empty] | H3 | 0 | [10 empty] | No | No
MC207 | HR Building |  |  |  | MC207-B01/H4 | Schedule 4 | EN.EN3 Energy Sensor | [6 empty] | H4 | 0 | [10 empty] | No | No
MC207 | HR Building |  |  |  | MC207-B01/G92 | Logic 92 | EN.EN3 Energy Sensor | [6 empty] | G92 | 0 | [10 empty] | No | No
MC207 | HR Building |  |  |  | MC207-B01/G93 | Logic 93 | EN.EN3 Energy Sensor | [6 empty] | G93 | 0 | [10 empty] | No | No
MC207 | HR Building |  |  |  | MC207-B01/G94 | Logic 94 | EN.EN3 Energy Sensor | [6 empty] | G94 | 0 | [10 empty] | No | No
MC207 | HR Building |  |  |  | MC207-B01/G95 | Logic 95 | EN.EN3 Energy Sensor | [6 empty] | G95 | 0 | [10 empty] | No | No
MC207 | HR Building |  |  |  | MC207-B01/G96 | AHU2 CT | EN.EN3 Energy Sensor | [6 empty] | G96 | 0 | [10 empty] | No | No
MC207 | HR Building |  |  |  | MC207-B01/G97 | Logic 97 | EN.EN3 Energy Sensor | [6 empty] | G97 | 0 | [10 empty] | No | No
MC207 | HR Building |  |  |  | MC207-B01/G87 | Logic 87 | EN.EN3 Energy Sensor | [6 empty] | G87 | 0 | [10 empty] | No | No
MC207 | HR Building |  |  |  | MC207-B01/G88 | Logic 88 | EN.EN3 Energy Sensor | [6 empty] | G88 | 0 | [10 empty] | No | No
MC207 | HR Building |  |  |  | MC207-B01/G89 | Logic 89 | EN.EN3 Energy Sensor | [6 empty] | G89 | 0 | [10 empty] | No | No
MC207 | HR Building |  |  |  | MC207-B01/G9 | Logic 9 | EN.EN3 Energy Sensor | [6 empty] | G9 | 0 | [10 empty] | No | No
MC207 | HR Building |  |  |  | MC207-B01/G90 | Logic 90 | EN.EN3 Energy Sensor | [6 empty] | G90 | 0 | [10 empty] | No | No
MC207 | HR Building |  |  |  | MC207-B01/G91 | AHU3 CT | EN.EN3 Energy Sensor | [6 empty] | G91 | 0 | [10 empty] | No | No
MC207 | HR Building |  |  |  | MC207-B01/G81 | Logic 81 | EN.EN3 Energy Sensor | [6 empty] | G81 | 0 | [10 empty] | No | No
MC207 | HR Building |  |  |  | MC207-B01/G82 | Logic 82 | EN.EN3 Energy Sensor | [6 empty] | G82 | 0 | [10 empty] | No | No
MC207 | HR Building |  |  |  | MC207-B01/G83 | Logic 83 | EN.EN3 Energy Sensor | [6 empty] | G83 | 0 | [10 empty] | No | No
MC207 | HR Building |  |  |  | MC207-B01/G84 | Logic 84 | EN.EN3 Energy Sensor | [6 empty] | G84 | 0 | [10 empty] | No | No
MC207 | HR Building |  |  |  | MC207-B01/G85 | Logic 85 | EN.EN3 Energy Sensor | [6 empty] | G85 | 0 | [10 empty] | No | No
MC207 | HR Building |  |  |  | MC207-B01/G86 | Logic 86 | EN.EN3 Energy Sensor | [6 empty] | G86 | 0 | [10 empty] | No | No
MC207 | HR Building |  |  |  | MC207-B01/G76 | Logic 76 | EN.EN3 Energy Sensor | [6 empty] | G76 | 0 | [10 empty] | No | No
MC207 | HR Building |  |  |  | MC207-B01/G77 | Logic 77 | EN.EN3 Energy Sensor | [6 empty] | G77 | 0 | [10 empty] | No | No
MC207 | HR Building |  |  |  | MC207-B01/G78 | Logic 78 | EN.EN3 Energy Sensor | [6 empty] | G78 | 0 | [10 empty] | No | No
MC207 | HR Building |  |  |  | MC207-B01/G79 | Logic 79 | EN.EN3 Energy Sensor | [6 empty] | G79 | 0 | [10 empty] | No | No
MC207 | HR Building |  |  |  | MC207-B01/G8 | CT Dmd | EN.EN3 Energy Sensor | [6 empty] | G8 | 0 | [10 empty] | No | No
MC207 | HR Building |  |  |  | MC207-B01/G80 | Logic 80 | EN.EN3 Energy Sensor | [6 empty] | G80 | 0 | [10 empty] | No | No
MC207 | HR Building |  |  |  | MC207-B01/G70 | Logic 70 | EN.EN3 Energy Sensor | [6 empty] | G70 | 0 | [10 empty] | No | No
MC207 | HR Building |  |  |  | MC207-B01/G71 | Logic 71 | EN.EN3 Energy Sensor | [6 empty] | G71 | 0 | [10 empty] | No | No
MC207 | HR Building |  |  |  | MC207-B01/G72 | Logic 72 | EN.EN3 Energy Sensor | [6 empty] | G72 | 0 | [10 empty] | No | No
MC207 | HR Building |  |  |  | MC207-B01/G73 | Logic 73 | EN.EN3 Energy Sensor | [6 empty] | G73 | 0 | [10 empty] | No | No
MC207 | HR Building |  |  |  | MC207-B01/G74 | Logic 74 | EN.EN3 Energy Sensor | [6 empty] | G74 | 0 | [10 empty] | No | No
MC207 | HR Building |  |  |  | MC207-B01/G75 | Logic 75 | EN.EN3 Energy Sensor | [6 empty] | G75 | 0 | [10 empty] | No | No
MC207 | HR Building |  |  |  | MC207-B01/G65 | Logic 65 | EN.EN3 Energy Sensor | [6 empty] | G65 | 0 | [10 empty] | No | No
MC207 | HR Building |  |  |  | MC207-B01/G66 | Logic 66 | EN.EN3 Energy Sensor | [6 empty] | G66 | 0 | [10 empty] | No | No
MC207 | HR Building |  |  |  | MC207-B01/G67 | Logic 67 | EN.EN3 Energy Sensor | [6 empty] | G67 | 0 | [10 empty] | No | No
MC207 | HR Building |  |  |  | MC207-B01/G68 | Logic 68 | EN.EN3 Energy Sensor | [6 empty] | G68 | 0 | [10 empty] | No | No
MC207 | HR Building |  |  |  | MC207-B01/G69 | Logic 69 | EN.EN3 Energy Sensor | [6 empty] | G69 | 0 | [10 empty] | No | No
MC207 | HR Building |  |  |  | MC207-B01/G7 | Summer ECO | EN.EN3 Energy Sensor | [6 empty] | G7 | 0 | [10 empty] | No | No
MC207 | HR Building |  |  |  | MC207-B01/G6 | Space Frost | EN.EN3 Energy Sensor | [6 empty] | G6 | 0 | [10 empty] | No | No
MC207 | HR Building |  |  |  | MC207-B01/G60 | P1 | EN.EN3 Energy Sensor | [6 empty] | G60 | 0 | [10 empty] | No | No
MC207 | HR Building |  |  |  | MC207-B01/G61 | P2 | EN.EN3 Energy Sensor | [6 empty] | G61 | 0 | [10 empty] | No | No
MC207 | HR Building |  |  |  | MC207-B01/G62 | Logic 62 | EN.EN3 Energy Sensor | [6 empty] | G62 | 0 | [10 empty] | No | No
MC207 | HR Building |  |  |  | MC207-B01/G63 | Logic 63 | EN.EN3 Energy Sensor | [6 empty] | G63 | 0 | [10 empty] | No | No
MC207 | HR Building |  |  |  | MC207-B01/G64 | Logic 64 | EN.EN3 Energy Sensor | [6 empty] | G64 | 0 | [10 empty] | No | No
MC207 | HR Building |  |  |  | MC207-B01/G54 | Logic 54 | EN.EN3 Energy Sensor | [6 empty] | G54 | 0 | [10 empty] | No | No
MC207 | HR Building |  |  |  | MC207-B01/G55 | Lodge Pump Duty | EN.EN3 Energy Sensor | [6 empty] | G55 | 0 | [10 empty] | No | No
MC207 | HR Building |  |  |  | MC207-B01/G56 | Logic 56 | EN.EN3 Energy Sensor | [6 empty] | G56 | 0 | [10 empty] | No | No
MC207 | HR Building |  |  |  | MC207-B01/G57 | Logic 57 | EN.EN3 Energy Sensor | [6 empty] | G57 | 0 | [10 empty] | No | No
MC207 | HR Building |  |  |  | MC207-B01/G58 | Logic 58 | EN.EN3 Energy Sensor | [6 empty] | G58 | 0 | [10 empty] | No | No
MC207 | HR Building |  |  |  | MC207-B01/G59 | Logic 59 | EN.EN3 Energy Sensor | [6 empty] | G59 | 0 | [10 empty] | No | No
MC207 | HR Building |  |  |  | MC207-B01/G49 | P2 | EN.EN3 Energy Sensor | [6 empty] | G49 | 0 | [10 empty] | No | No
MC207 | HR Building |  |  |  | MC207-B01/G5 | Water frost | EN.EN3 Energy Sensor | [6 empty] | G5 | 0 | [10 empty] | No | No
MC207 | HR Building |  |  |  | MC207-B01/G50 | Security Lodge | EN.EN3 Energy Sensor | [6 empty] | G50 | 0 | [10 empty] | No | No
MC207 | HR Building |  |  |  | MC207-B01/G51 | Logic 51 | EN.EN3 Energy Sensor | [6 empty] | G51 | 0 | [10 empty] | No | No
MC207 | HR Building |  |  |  | MC207-B01/G52 | Logic 52 | EN.EN3 Energy Sensor | [6 empty] | G52 | 0 | [10 empty] | No | No
MC207 | HR Building |  |  |  | MC207-B01/G53 | Lodge Pumps | EN.EN3 Energy Sensor | [6 empty] | G53 | 0 | [10 empty] | No | No
MC207 | HR Building |  |  |  | MC207-B01/G43 | Sec HR Pump Duty | EN.EN3 Energy Sensor | [6 empty] | G43 | 0 | [10 empty] | No | No
MC207 | HR Building |  |  |  | MC207-B01/G44 | Logic 44 | EN.EN3 Energy Sensor | [6 empty] | G44 | 0 | [10 empty] | No | No
MC207 | HR Building |  |  |  | MC207-B01/G45 | Logic 45 | EN.EN3 Energy Sensor | [6 empty] | G45 | 0 | [10 empty] | No | No
MC207 | HR Building |  |  |  | MC207-B01/G46 | Logic 46 | EN.EN3 Energy Sensor | [6 empty] | G46 | 0 | [10 empty] | No | No
MC207 | HR Building |  |  |  | MC207-B01/G47 | Logic 47 | EN.EN3 Energy Sensor | [6 empty] | G47 | 0 | [10 empty] | No | No
MC207 | HR Building |  |  |  | MC207-B01/G48 | P1 | EN.EN3 Energy Sensor | [6 empty] | G48 | 0 | [10 empty] | No | No
MC207 | HR Building |  |  |  | MC207-B01/G38 | Ht Dmd | EN.EN3 Energy Sensor | [6 empty] | G38 | 0 | [10 empty] | No | No
MC207 | HR Building |  |  |  | MC207-B01/G39 | Logic 39 | EN.EN3 Energy Sensor | [6 empty] | G39 | 0 | [10 empty] | No | No
MC207 | HR Building |  |  |  | MC207-B01/G4 | OAT Frost Htg ON | EN.EN3 Energy Sensor | [6 empty] | G4 | 0 | [10 empty] | No | No
MC207 | HR Building |  |  |  | MC207-B01/G40 | Logic 40 | EN.EN3 Energy Sensor | [6 empty] | G40 | 0 | [10 empty] | No | No
MC207 | HR Building |  |  |  | MC207-B01/G41 | HR Pumps | EN.EN3 Energy Sensor | [6 empty] | G41 | 0 | [10 empty] | No | No
MC207 | HR Building |  |  |  | MC207-B01/G42 | Logic 42 | EN.EN3 Energy Sensor | [6 empty] | G42 | 0 | [10 empty] | No | No
MC207 | HR Building |  |  |  | MC207-B01/G32 | Logic 32 | EN.EN3 Energy Sensor | [6 empty] | G32 | 0 | [10 empty] | No | No
MC207 | HR Building |  |  |  | MC207-B01/G33 | P1 | EN.EN3 Energy Sensor | [6 empty] | G33 | 0 | [10 empty] | No | No
MC207 | HR Building |  |  |  | MC207-B01/G34 | P2 | EN.EN3 Energy Sensor | [6 empty] | G34 | 0 | [10 empty] | No | No
MC207 | HR Building |  |  |  | MC207-B01/G35 | Logic 35 | EN.EN3 Energy Sensor | [6 empty] | G35 | 0 | [10 empty] | No | No
MC207 | HR Building |  |  |  | MC207-B01/G36 | Logic 36 | EN.EN3 Energy Sensor | [6 empty] | G36 | 0 | [10 empty] | No | No
MC207 | HR Building |  |  |  | MC207-B01/G37 | Logic 37 | EN.EN3 Energy Sensor | [6 empty] | G37 | 0 | [10 empty] | No | No
MC207 | HR Building |  |  |  | MC207-B01/G27 | Logic 27 | EN.EN3 Energy Sensor | [6 empty] | G27 | 0 | [10 empty] | No | No
MC207 | HR Building |  |  |  | MC207-B01/G28 | Variable flow circuit pump duty | EN.EN3 Energy Sensor | [6 empty] | G28 | 0 | [10 empty] | No | No
MC207 | HR Building |  |  |  | MC207-B01/G29 | Logic 29 | EN.EN3 Energy Sensor | [6 empty] | G29 | 0 | [10 empty] | No | No
MC207 | HR Building |  |  |  | MC207-B01/G3 | OAT Frost Htg OFF | EN.EN3 Energy Sensor | [6 empty] | G3 | 0 | [10 empty] | No | No
MC207 | HR Building |  |  |  | MC207-B01/G30 | Logic 30 | EN.EN3 Energy Sensor | [6 empty] | G30 | 0 | [10 empty] | No | No
MC207 | HR Building |  |  |  | MC207-B01/G31 | Logic 31 | EN.EN3 Energy Sensor | [6 empty] | G31 | 0 | [10 empty] | No | No
MC207 | HR Building |  |  |  | MC207-B01/G21 | P1 | EN.EN3 Energy Sensor | [6 empty] | G21 | 0 | [10 empty] | No | No
MC207 | HR Building |  |  |  | MC207-B01/G22 | P2 | EN.EN3 Energy Sensor | [6 empty] | G22 | 0 | [10 empty] | No | No
MC207 | HR Building |  |  |  | MC207-B01/G23 | VT Dmd | EN.EN3 Energy Sensor | [6 empty] | G23 | 0 | [10 empty] | No | No
MC207 | HR Building |  |  |  | MC207-B01/G24 | Logic 24 | EN.EN3 Energy Sensor | [6 empty] | G24 | 0 | [10 empty] | No | No
MC207 | HR Building |  |  |  | MC207-B01/G25 | Logic 25 | EN.EN3 Energy Sensor | [6 empty] | G25 | 0 | [10 empty] | No | No
MC207 | HR Building |  |  |  | MC207-B01/G26 | VT Pumps | EN.EN3 Energy Sensor | [6 empty] | G26 | 0 | [10 empty] | No | No
MC207 | HR Building |  |  |  | MC207-B01/G16 | Constant temperature circuit pump duty | EN.EN3 Energy Sensor | [6 empty] | G16 | 0 | [10 empty] | No | No
MC207 | HR Building |  |  |  | MC207-B01/G17 | Logic 17 | EN.EN3 Energy Sensor | [6 empty] | G17 | 0 | [10 empty] | No | No
MC207 | HR Building |  |  |  | MC207-B01/G18 | Logic 18 | EN.EN3 Energy Sensor | [6 empty] | G18 | 0 | [10 empty] | No | No
MC207 | HR Building |  |  |  | MC207-B01/G19 | Logic 19 | EN.EN3 Energy Sensor | [6 empty] | G19 | 0 | [10 empty] | No | No
MC207 | HR Building |  |  |  | MC207-B01/G2 | Logic 2 | EN.EN3 Energy Sensor | [6 empty] | G2 | 0 | [10 empty] | No | No
MC207 | HR Building |  |  |  | MC207-B01/G20 | Logic 20 | EN.EN3 Energy Sensor | [6 empty] | G20 | 0 | [10 empty] | No | No
MC207 | HR Building |  |  |  | MC207-B01/G109 | Logic 109 | EN.EN3 Energy Sensor | [6 empty] | G109 | 0 | [10 empty] | No | No
MC207 | HR Building |  |  |  | MC207-B01/G11 | CT Pumps | EN.EN3 Energy Sensor | [6 empty] | G11 | 0 | [10 empty] | No | No
MC207 | HR Building |  |  |  | MC207-B01/G12 | Reset | EN.EN3 Energy Sensor | [6 empty] | G12 | 0 | [10 empty] | No | No
MC207 | HR Building |  |  |  | MC207-B01/G13 | Logic 13 | EN.EN3 Energy Sensor | [6 empty] | G13 | 0 | [10 empty] | No | No
MC207 | HR Building |  |  |  | MC207-B01/G14 | Logic 14 | EN.EN3 Energy Sensor | [6 empty] | G14 | 0 | [10 empty] | No | No
MC207 | HR Building |  |  |  | MC207-B01/G15 | Logic 15 | EN.EN3 Energy Sensor | [6 empty] | G15 | 0 | [10 empty] | No | No
MC207 | HR Building |  |  |  | MC207-B01/G103 | Logic 103 | EN.EN3 Energy Sensor | [6 empty] | G103 | 0 | [10 empty] | No | No
MC207 | HR Building |  |  |  | MC207-B01/G104 | Logic 104 | EN.EN3 Energy Sensor | [6 empty] | G104 | 0 | [10 empty] | No | No
MC207 | HR Building |  |  |  | MC207-B01/G105 | Logic 105 | EN.EN3 Energy Sensor | [6 empty] | G105 | 0 | [10 empty] | No | No
MC207 | HR Building |  |  |  | MC207-B01/G106 | AHU4 CT | EN.EN3 Energy Sensor | [6 empty] | G106 | 0 | [10 empty] | No | No
MC207 | HR Building |  |  |  | MC207-B01/G107 | Logic 107 | EN.EN3 Energy Sensor | [6 empty] | G107 | 0 | [10 empty] | No | No
MC207 | HR Building |  |  |  | MC207-B01/G108 | AHU CT Dmd | EN.EN3 Energy Sensor | [6 empty] | G108 | 0 | [10 empty] | No | No
MC207 | HR Building |  |  |  | MC207-B01/F99 | Function 99 | EN.EN3 Energy Sensor | [6 empty] | F99 | 0 | [10 empty] | No | No
MC207 | HR Building |  |  |  | MC207-B01/G1 | Logic 1 | EN.EN3 Energy Sensor | [6 empty] | G1 | 0 | [10 empty] | No | No
MC207 | HR Building |  |  |  | MC207-B01/G10 | Logic 10 | EN.EN3 Energy Sensor | [6 empty] | G10 | 0 | [10 empty] | No | No
MC207 | HR Building |  |  |  | MC207-B01/G100 | Logic 100 | EN.EN3 Energy Sensor | [6 empty] | G100 | 0 | [10 empty] | No | No
MC207 | HR Building |  |  |  | MC207-B01/G101 | AHU1 CT | EN.EN3 Energy Sensor | [6 empty] | G101 | 0 | [10 empty] | No | No
MC207 | HR Building |  |  |  | MC207-B01/G102 | Logic 102 | EN.EN3 Energy Sensor | [6 empty] | G102 | 0 | [10 empty] | No | No
MC207 | HR Building |  |  |  | MC207-B01/F93 | Function 93 | EN.EN3 Energy Sensor | [6 empty] | F93 | 0 | [10 empty] | No | No
MC207 | HR Building |  |  |  | MC207-B01/F94 | Function 94 | EN.EN3 Energy Sensor | [6 empty] | F94 | 0 | [10 empty] | No | No
MC207 | HR Building |  |  |  | MC207-B01/F95 | Function 95 | EN.EN3 Energy Sensor | [6 empty] | F95 | 0 | [10 empty] | No | No
MC207 | HR Building |  |  |  | MC207-B01/F96 | Function 96 | EN.EN3 Energy Sensor | [6 empty] | F96 | 0 | [10 empty] | No | No
MC207 | HR Building |  |  |  | MC207-B01/F97 | Function 97 | EN.EN3 Energy Sensor | [6 empty] | F97 | 0 | [10 empty] | No | No
MC207 | HR Building |  |  |  | MC207-B01/F98 | Training 3 Dmd | EN.EN3 Energy Sensor | [6 empty] | F98 | 0 | [10 empty] | No | No
MC207 | HR Building |  |  |  | MC207-B01/F88 | Function 88 | EN.EN3 Energy Sensor | [6 empty] | F88 | 0 | [10 empty] | No | No
MC207 | HR Building |  |  |  | MC207-B01/F89 | Function 89 | EN.EN3 Energy Sensor | [6 empty] | F89 | 0 | [10 empty] | No | No
MC207 | HR Building |  |  |  | MC207-B01/F9 | Min Space | EN.EN3 Energy Sensor | [6 empty] | F9 | 0 | [10 empty] | No | No
MC207 | HR Building |  |  |  | MC207-B01/F90 | Function 90 | EN.EN3 Energy Sensor | [6 empty] | F90 | 0 | [10 empty] | No | No
MC207 | HR Building |  |  |  | MC207-B01/F91 | Function 91 | EN.EN3 Energy Sensor | [6 empty] | F91 | 0 | [10 empty] | No | No
MC207 | HR Building |  |  |  | MC207-B01/F92 | Function 92 | EN.EN3 Energy Sensor | [6 empty] | F92 | 0 | [10 empty] | No | No
MC207 | HR Building |  |  |  | MC207-B01/F82 | Function 82 | EN.EN3 Energy Sensor | [6 empty] | F82 | 0 | [10 empty] | No | No
MC207 | HR Building |  |  |  | MC207-B01/F83 | Function 83 | EN.EN3 Energy Sensor | [6 empty] | F83 | 0 | [10 empty] | No | No
MC207 | HR Building |  |  |  | MC207-B01/F84 | Function 84 | EN.EN3 Energy Sensor | [6 empty] | F84 | 0 | [10 empty] | No | No
MC207 | HR Building |  |  |  | MC207-B01/F85 | Function 85 | EN.EN3 Energy Sensor | [6 empty] | F85 | 0 | [10 empty] | No | No
MC207 | HR Building |  |  |  | MC207-B01/F86 | Function 86 | EN.EN3 Energy Sensor | [6 empty] | F86 | 0 | [10 empty] | No | No
MC207 | HR Building |  |  |  | MC207-B01/F87 | Function 87 | EN.EN3 Energy Sensor | [6 empty] | F87 | 0 | [10 empty] | No | No
MC207 | HR Building |  |  |  | MC207-B01/F77 | Function 77 | EN.EN3 Energy Sensor | [6 empty] | F77 | 0 | [10 empty] | No | No
MC207 | HR Building |  |  |  | MC207-B01/F78 | Function 78 | EN.EN3 Energy Sensor | [6 empty] | F78 | 0 | [10 empty] | No | No
MC207 | HR Building |  |  |  | MC207-B01/F79 | Function 79 | EN.EN3 Energy Sensor | [6 empty] | F79 | 0 | [10 empty] | No | No
MC207 | HR Building |  |  |  | MC207-B01/F8 | Function 8 | EN.EN3 Energy Sensor | [6 empty] | F8 | 0 | [10 empty] | No | No
MC207 | HR Building |  |  |  | MC207-B01/F80 | Function 80 | EN.EN3 Energy Sensor | [6 empty] | F80 | 0 | [10 empty] | No | No
MC207 | HR Building |  |  |  | MC207-B01/F81 | Function 81 | EN.EN3 Energy Sensor | [6 empty] | F81 | 0 | [10 empty] | No | No
MC207 | HR Building |  |  |  | MC207-B01/F71 | Training 2 Dmd | EN.EN3 Energy Sensor | [6 empty] | F71 | 0 | [10 empty] | No | No
MC207 | HR Building |  |  |  | MC207-B01/F72 | Function 72 | EN.EN3 Energy Sensor | [6 empty] | F72 | 0 | [10 empty] | No | No
MC207 | HR Building |  |  |  | MC207-B01/F73 | Function 73 | EN.EN3 Energy Sensor | [6 empty] | F73 | 0 | [10 empty] | No | No
MC207 | HR Building |  |  |  | MC207-B01/F74 | Function 74 | EN.EN3 Energy Sensor | [6 empty] | F74 | 0 | [10 empty] | No | No
MC207 | HR Building |  |  |  | MC207-B01/F75 | Function 75 | EN.EN3 Energy Sensor | [6 empty] | F75 | 0 | [10 empty] | No | No
MC207 | HR Building |  |  |  | MC207-B01/F76 | Function 76 | EN.EN3 Energy Sensor | [6 empty] | F76 | 0 | [10 empty] | No | No
MC207 | HR Building |  |  |  | MC207-B01/F66 | Function 66 | EN.EN3 Energy Sensor | [6 empty] | F66 | 0 | [10 empty] | No | No
MC207 | HR Building |  |  |  | MC207-B01/F67 | Function 67 | EN.EN3 Energy Sensor | [6 empty] | F67 | 0 | [10 empty] | No | No
MC207 | HR Building |  |  |  | MC207-B01/F68 | Function 68 | EN.EN3 Energy Sensor | [6 empty] | F68 | 0 | [10 empty] | No | No
MC207 | HR Building |  |  |  | MC207-B01/F69 | Function 69 | EN.EN3 Energy Sensor | [6 empty] | F69 | 0 | [10 empty] | No | No
MC207 | HR Building |  |  |  | MC207-B01/F7 | Function 7 | EN.EN3 Energy Sensor | [6 empty] | F7 | 0 | [10 empty] | No | No
MC207 | HR Building |  |  |  | MC207-B01/F70 | Function 70 | EN.EN3 Energy Sensor | [6 empty] | F70 | 0 | [10 empty] | No | No
MC207 | HR Building |  |  |  | MC207-B01/F60 | Function 60 | EN.EN3 Energy Sensor | [6 empty] | F60 | 0 | [10 empty] | No | No
MC207 | HR Building |  |  |  | MC207-B01/F61 | Function 61 | EN.EN3 Energy Sensor | [6 empty] | F61 | 0 | [10 empty] | No | No
MC207 | HR Building |  |  |  | MC207-B01/F62 | Function 62 | EN.EN3 Energy Sensor | [6 empty] | F62 | 0 | [10 empty] | No | No
MC207 | HR Building |  |  |  | MC207-B01/F63 | Function 63 | EN.EN3 Energy Sensor | [6 empty] | F63 | 0 | [10 empty] | No | No
MC207 | HR Building |  |  |  | MC207-B01/F64 | Function 64 | EN.EN3 Energy Sensor | [6 empty] | F64 | 0 | [10 empty] | No | No
MC207 | HR Building |  |  |  | MC207-B01/F65 | Function 65 | EN.EN3 Energy Sensor | [6 empty] | F65 | 0 | [10 empty] | No | No
MC207 | HR Building |  |  |  | MC207-B01/F55 | Function 55 | EN.EN3 Energy Sensor | [6 empty] | F55 | 0 | [10 empty] | No | No
MC207 | HR Building |  |  |  | MC207-B01/F56 | Function 56 | EN.EN3 Energy Sensor | [6 empty] | F56 | 0 | [10 empty] | No | No
MC207 | HR Building |  |  |  | MC207-B01/F57 | Function 57 | EN.EN3 Energy Sensor | [6 empty] | F57 | 0 | [10 empty] | No | No
MC207 | HR Building |  |  |  | MC207-B01/F58 | Function 58 | EN.EN3 Energy Sensor | [6 empty] | F58 | 0 | [10 empty] | No | No
MC207 | HR Building |  |  |  | MC207-B01/F59 | Function 59 | EN.EN3 Energy Sensor | [6 empty] | F59 | 0 | [10 empty] | No | No
MC207 | HR Building |  |  |  | MC207-B01/F6 | Function 6 | EN.EN3 Energy Sensor | [6 empty] | F6 | 0 | [10 empty] | No | No
MC207 | HR Building |  |  |  | MC207-B01/F5 | Function 5 | EN.EN3 Energy Sensor | [6 empty] | F5 | 0 | [10 empty] | No | No
MC207 | HR Building |  |  |  | MC207-B01/F50 | Function 50 | EN.EN3 Energy Sensor | [6 empty] | F50 | 0 | [10 empty] | No | No
MC207 | HR Building |  |  |  | MC207-B01/F51 | Function 51 | EN.EN3 Energy Sensor | [6 empty] | F51 | 0 | [10 empty] | No | No
MC207 | HR Building |  |  |  | MC207-B01/F52 | Function 52 | EN.EN3 Energy Sensor | [6 empty] | F52 | 0 | [10 empty] | No | No
MC207 | HR Building |  |  |  | MC207-B01/F53 | Function 53 | EN.EN3 Energy Sensor | [6 empty] | F53 | 0 | [10 empty] | No | No
MC207 | HR Building |  |  |  | MC207-B01/F54 | Function 54 | EN.EN3 Energy Sensor | [6 empty] | F54 | 0 | [10 empty] | No | No
MC207 | HR Building |  |  |  | MC207-B01/F44 | Training 3a Dmd | EN.EN3 Energy Sensor | [6 empty] | F44 | 0 | [10 empty] | No | No
MC207 | HR Building |  |  |  | MC207-B01/F45 | Function 45 | EN.EN3 Energy Sensor | [6 empty] | F45 | 0 | [10 empty] | No | No
MC207 | HR Building |  |  |  | MC207-B01/F46 | Function 46 | EN.EN3 Energy Sensor | [6 empty] | F46 | 0 | [10 empty] | No | No
MC207 | HR Building |  |  |  | MC207-B01/F47 | Function 47 | EN.EN3 Energy Sensor | [6 empty] | F47 | 0 | [10 empty] | No | No
MC207 | HR Building |  |  |  | MC207-B01/F48 | Function 48 | EN.EN3 Energy Sensor | [6 empty] | F48 | 0 | [10 empty] | No | No
MC207 | HR Building |  |  |  | MC207-B01/F49 | Function 49 | EN.EN3 Energy Sensor | [6 empty] | F49 | 0 | [10 empty] | No | No
MC207 | HR Building |  |  |  | MC207-B01/F39 | Door Htr Dmd | EN.EN3 Energy Sensor | [6 empty] | F39 | 0 | [10 empty] | No | No
MC207 | HR Building |  |  |  | MC207-B01/F4 | Function 4 | EN.EN3 Energy Sensor | [6 empty] | F4 | 0 | [10 empty] | No | No
MC207 | HR Building |  |  |  | MC207-B01/F40 | Function 40 | EN.EN3 Energy Sensor | [6 empty] | F40 | 0 | [10 empty] | No | No
MC207 | HR Building |  |  |  | MC207-B01/F41 | Function 41 | EN.EN3 Energy Sensor | [6 empty] | F41 | 0 | [10 empty] | No | No
MC207 | HR Building |  |  |  | MC207-B01/F42 | Function 42 | EN.EN3 Energy Sensor | [6 empty] | F42 | 0 | [10 empty] | No | No
MC207 | HR Building |  |  |  | MC207-B01/F43 | Function 43 | EN.EN3 Energy Sensor | [6 empty] | F43 | 0 | [10 empty] | No | No
MC207 | HR Building |  |  |  | MC207-B01/F33 | Function 33 | EN.EN3 Energy Sensor | [6 empty] | F33 | 0 | [10 empty] | No | No
MC207 | HR Building |  |  |  | MC207-B01/F34 | Function 34 | EN.EN3 Energy Sensor | [6 empty] | F34 | 0 | [10 empty] | No | No
MC207 | HR Building |  |  |  | MC207-B01/F35 | Function 35 | EN.EN3 Energy Sensor | [6 empty] | F35 | 0 | [10 empty] | No | No
MC207 | HR Building |  |  |  | MC207-B01/F36 | Function 36 | EN.EN3 Energy Sensor | [6 empty] | F36 | 0 | [10 empty] | No | No
MC207 | HR Building |  |  |  | MC207-B01/F37 | Function 37 | EN.EN3 Energy Sensor | [6 empty] | F37 | 0 | [10 empty] | No | No
MC207 | HR Building |  |  |  | MC207-B01/F38 | Function 38 | EN.EN3 Energy Sensor | [6 empty] | F38 | 0 | [10 empty] | No | No
MC207 | HR Building |  |  |  | MC207-B01/F28 | Function 28 | EN.EN3 Energy Sensor | [6 empty] | F28 | 0 | [10 empty] | No | No
MC207 | HR Building |  |  |  | MC207-B01/F29 | Function 29 | EN.EN3 Energy Sensor | [6 empty] | F29 | 0 | [10 empty] | No | No
MC207 | HR Building |  |  |  | MC207-B01/F3 | Function 3 | EN.EN3 Energy Sensor | [6 empty] | F3 | 0 | [10 empty] | No | No
MC207 | HR Building |  |  |  | MC207-B01/F30 | Function 30 | EN.EN3 Energy Sensor | [6 empty] | F30 | 0 | [10 empty] | No | No
MC207 | HR Building |  |  |  | MC207-B01/F31 | Function 31 | EN.EN3 Energy Sensor | [6 empty] | F31 | 0 | [10 empty] | No | No
MC207 | HR Building |  |  |  | MC207-B01/F32 | Function 32 | EN.EN3 Energy Sensor | [6 empty] | F32 | 0 | [10 empty] | No | No
MC207 | HR Building |  |  |  | MC207-B01/F22 | Function 22 | EN.EN3 Energy Sensor | [6 empty] | F22 | 0 | [10 empty] | No | No
MC207 | HR Building |  |  |  | MC207-B01/F23 | Function 23 | EN.EN3 Energy Sensor | [6 empty] | F23 | 0 | [10 empty] | No | No
MC207 | HR Building |  |  |  | MC207-B01/F24 | Function 24 | EN.EN3 Energy Sensor | [6 empty] | F24 | 0 | [10 empty] | No | No
MC207 | HR Building |  |  |  | MC207-B01/F25 | Function 25 | EN.EN3 Energy Sensor | [6 empty] | F25 | 0 | [10 empty] | No | No
MC207 | HR Building |  |  |  | MC207-B01/F26 | Function 26 | EN.EN3 Energy Sensor | [6 empty] | F26 | 0 | [10 empty] | No | No
MC207 | HR Building |  |  |  | MC207-B01/F27 | Function 27 | EN.EN3 Energy Sensor | [6 empty] | F27 | 0 | [10 empty] | No | No
MC207 | HR Building |  |  |  | MC207-B01/F17 | Function 17 | EN.EN3 Energy Sensor | [6 empty] | F17 | 0 | [10 empty] | No | No
MC207 | HR Building |  |  |  | MC207-B01/F18 | Function 18 | EN.EN3 Energy Sensor | [6 empty] | F18 | 0 | [10 empty] | No | No
MC207 | HR Building |  |  |  | MC207-B01/F19 | Function 19 | EN.EN3 Energy Sensor | [6 empty] | F19 | 0 | [10 empty] | No | No
MC207 | HR Building |  |  |  | MC207-B01/F2 | Outside air temperature frost | EN.EN3 Energy Sensor | [6 empty] | F2 | 0 | [10 empty] | No | No
MC207 | HR Building |  |  |  | MC207-B01/F20 | Function 20 | EN.EN3 Energy Sensor | [6 empty] | F20 | 0 | [10 empty] | No | No
MC207 | HR Building |  |  |  | MC207-B01/F21 | Function 21 | EN.EN3 Energy Sensor | [6 empty] | F21 | 0 | [10 empty] | No | No
MC207 | HR Building |  |  |  | MC207-B01/F157 | Function 157 | EN.EN3 Energy Sensor | [6 empty] | F157 | 0 | [10 empty] | No | No
MC207 | HR Building |  |  |  | MC207-B01/F158 | Function 158 | EN.EN3 Energy Sensor | [6 empty] | F158 | 0 | [10 empty] | No | No
MC207 | HR Building |  |  |  | MC207-B01/F159 | Litres per second | EN.EN3 Energy Sensor | [6 empty] | F159 | 0 | [10 empty] | No | No
MC207 | HR Building |  |  |  | MC207-B01/F16 | Function 16 | EN.EN3 Energy Sensor | [6 empty] | F16 | 0 | [10 empty] | No | No
MC207 | HR Building |  |  |  | MC207-B01/F160 | Subtract for delta-T | EN.EN3 Energy Sensor | [6 empty] | F160 | 0 | [10 empty] | No | No
MC207 | HR Building |  |  |  | MC207-B01/F161 | Function 161 | EN.EN3 Energy Sensor | [6 empty] | F161 | 0 | [10 empty] | No | No
MC207 | HR Building |  |  |  | MC207-B01/F151 | Function 151 | EN.EN3 Energy Sensor | [6 empty] | F151 | 0 | [10 empty] | No | No
MC207 | HR Building |  |  |  | MC207-B01/F152 | Function 152 | EN.EN3 Energy Sensor | [6 empty] | F152 | 0 | [10 empty] | No | No
MC207 | HR Building |  |  |  | MC207-B01/F153 | Function 153 | EN.EN3 Energy Sensor | [6 empty] | F153 | 0 | [10 empty] | No | No
MC207 | HR Building |  |  |  | MC207-B01/F154 | Litres per second | EN.EN3 Energy Sensor | [6 empty] | F154 | 0 | [10 empty] | No | No
MC207 | HR Building |  |  |  | MC207-B01/F155 | Subtract for delta-T | EN.EN3 Energy Sensor | [6 empty] | F155 | 0 | [10 empty] | No | No
MC207 | HR Building |  |  |  | MC207-B01/F156 | Function 156 | EN.EN3 Energy Sensor | [6 empty] | F156 | 0 | [10 empty] | No | No
MC207 | HR Building |  |  |  | MC207-B01/F146 | Function 146 | EN.EN3 Energy Sensor | [6 empty] | F146 | 0 | [10 empty] | No | No
MC207 | HR Building |  |  |  | MC207-B01/F147 | Function 147 | EN.EN3 Energy Sensor | [6 empty] | F147 | 0 | [10 empty] | No | No
MC207 | HR Building |  |  |  | MC207-B01/F148 | Function 148 | EN.EN3 Energy Sensor | [6 empty] | F148 | 0 | [10 empty] | No | No
MC207 | HR Building |  |  |  | MC207-B01/F149 | Function 149 | EN.EN3 Energy Sensor | [6 empty] | F149 | 0 | [10 empty] | No | No
MC207 | HR Building |  |  |  | MC207-B01/F15 | Function 15 | EN.EN3 Energy Sensor | [6 empty] | F15 | 0 | [10 empty] | No | No
MC207 | HR Building |  |  |  | MC207-B01/F150 | Function 150 | EN.EN3 Energy Sensor | [6 empty] | F150 | 0 | [10 empty] | No | No
MC207 | HR Building |  |  |  | MC207-B01/F140 | Function 140 | EN.EN3 Energy Sensor | [6 empty] | F140 | 0 | [10 empty] | No | No
MC207 | HR Building |  |  |  | MC207-B01/F141 | Function 141 | EN.EN3 Energy Sensor | [6 empty] | F141 | 0 | [10 empty] | No | No
MC207 | HR Building |  |  |  | MC207-B01/F142 | Function 142 | EN.EN3 Energy Sensor | [6 empty] | F142 | 0 | [10 empty] | No | No
MC207 | HR Building |  |  |  | MC207-B01/F143 | Function 143 | EN.EN3 Energy Sensor | [6 empty] | F143 | 0 | [10 empty] | No | No
MC207 | HR Building |  |  |  | MC207-B01/F144 | Function 144 | EN.EN3 Energy Sensor | [6 empty] | F144 | 0 | [10 empty] | No | No
MC207 | HR Building |  |  |  | MC207-B01/F145 | Function 145 | EN.EN3 Energy Sensor | [6 empty] | F145 | 0 | [10 empty] | No | No
MC207 | HR Building |  |  |  | MC207-B01/F135 | Function 135 | EN.EN3 Energy Sensor | [6 empty] | F135 | 0 | [10 empty] | No | No
MC207 | HR Building |  |  |  | MC207-B01/F136 | Function 136 | EN.EN3 Energy Sensor | [6 empty] | F136 | 0 | [10 empty] | No | No
MC207 | HR Building |  |  |  | MC207-B01/F137 | Function 137 | EN.EN3 Energy Sensor | [6 empty] | F137 | 0 | [10 empty] | No | No
MC207 | HR Building |  |  |  | MC207-B01/F138 | Function 138 | EN.EN3 Energy Sensor | [6 empty] | F138 | 0 | [10 empty] | No | No
MC207 | HR Building |  |  |  | MC207-B01/F139 | Function 139 | EN.EN3 Energy Sensor | [6 empty] | F139 | 0 | [10 empty] | No | No
MC207 | HR Building |  |  |  | MC207-B01/F14 | Function 14 | EN.EN3 Energy Sensor | [6 empty] | F14 | 0 | [10 empty] | No | No
MC207 | HR Building |  |  |  | MC207-B01/F13 | Function 13 | EN.EN3 Energy Sensor | [6 empty] | F13 | 0 | [10 empty] | No | No
MC207 | HR Building |  |  |  | MC207-B01/F130 | Function 130 | EN.EN3 Energy Sensor | [6 empty] | F130 | 0 | [10 empty] | No | No
MC207 | HR Building |  |  |  | MC207-B01/F131 | Function 131 | EN.EN3 Energy Sensor | [6 empty] | F131 | 0 | [10 empty] | No | No
MC207 | HR Building |  |  |  | MC207-B01/F132 | Function 132 | EN.EN3 Energy Sensor | [6 empty] | F132 | 0 | [10 empty] | No | No
MC207 | HR Building |  |  |  | MC207-B01/F133 | Function 133 | EN.EN3 Energy Sensor | [6 empty] | F133 | 0 | [10 empty] | No | No
MC207 | HR Building |  |  |  | MC207-B01/F134 | Function 134 | EN.EN3 Energy Sensor | [6 empty] | F134 | 0 | [10 empty] | No | No
MC207 | HR Building |  |  |  | MC207-B01/F124 | Function 124 | EN.EN3 Energy Sensor | [6 empty] | F124 | 0 | [10 empty] | No | No
MC207 | HR Building |  |  |  | MC207-B01/F125 | Recept Dmd | EN.EN3 Energy Sensor | [6 empty] | F125 | 0 | [10 empty] | No | No
MC207 | HR Building |  |  |  | MC207-B01/F126 | Function 126 | EN.EN3 Energy Sensor | [6 empty] | F126 | 0 | [10 empty] | No | No
MC207 | HR Building |  |  |  | MC207-B01/F127 | Function 127 | EN.EN3 Energy Sensor | [6 empty] | F127 | 0 | [10 empty] | No | No
MC207 | HR Building |  |  |  | MC207-B01/F128 | Function 128 | EN.EN3 Energy Sensor | [6 empty] | F128 | 0 | [10 empty] | No | No
MC207 | HR Building |  |  |  | MC207-B01/F129 | Function 129 | EN.EN3 Energy Sensor | [6 empty] | F129 | 0 | [10 empty] | No | No
MC207 | HR Building |  |  |  | MC207-B01/F119 | Function 119 | EN.EN3 Energy Sensor | [6 empty] | F119 | 0 | [10 empty] | No | No
MC207 | HR Building |  |  |  | MC207-B01/F12 | Outside air temperature heating inhibit | EN.EN3 Energy Sensor | [6 empty] | F12 | 0 | [10 empty] | No | No
MC207 | HR Building |  |  |  | MC207-B01/F120 | Function 120 | EN.EN3 Energy Sensor | [6 empty] | F120 | 0 | [10 empty] | No | No
MC207 | HR Building |  |  |  | MC207-B01/F121 | Function 121 | EN.EN3 Energy Sensor | [6 empty] | F121 | 0 | [10 empty] | No | No
MC207 | HR Building |  |  |  | MC207-B01/F122 | Function 122 | EN.EN3 Energy Sensor | [6 empty] | F122 | 0 | [10 empty] | No | No
MC207 | HR Building |  |  |  | MC207-B01/F123 | Function 123 | EN.EN3 Energy Sensor | [6 empty] | F123 | 0 | [10 empty] | No | No
MC207 | HR Building |  |  |  | MC207-B01/F113 | Function 113 | EN.EN3 Energy Sensor | [6 empty] | F113 | 0 | [10 empty] | No | No
MC207 | HR Building |  |  |  | MC207-B01/F114 | Function 114 | EN.EN3 Energy Sensor | [6 empty] | F114 | 0 | [10 empty] | No | No
MC207 | HR Building |  |  |  | MC207-B01/F115 | Function 115 | EN.EN3 Energy Sensor | [6 empty] | F115 | 0 | [10 empty] | No | No
MC207 | HR Building |  |  |  | MC207-B01/F116 | Function 116 | EN.EN3 Energy Sensor | [6 empty] | F116 | 0 | [10 empty] | No | No
MC207 | HR Building |  |  |  | MC207-B01/F117 | Function 117 | EN.EN3 Energy Sensor | [6 empty] | F117 | 0 | [10 empty] | No | No
MC207 | HR Building |  |  |  | MC207-B01/F118 | Function 118 | EN.EN3 Energy Sensor | [6 empty] | F118 | 0 | [10 empty] | No | No
MC207 | HR Building |  |  |  | MC207-B01/F108 | Function 108 | EN.EN3 Energy Sensor | [6 empty] | F108 | 0 | [10 empty] | No | No
MC207 | HR Building |  |  |  | MC207-B01/F109 | Function 109 | EN.EN3 Energy Sensor | [6 empty] | F109 | 0 | [10 empty] | No | No
MC207 | HR Building |  |  |  | MC207-B01/F11 | Function 11 | EN.EN3 Energy Sensor | [6 empty] | F11 | 0 | [10 empty] | No | No
MC207 | HR Building |  |  |  | MC207-B01/F110 | Function 110 | EN.EN3 Energy Sensor | [6 empty] | F110 | 0 | [10 empty] | No | No
MC207 | HR Building |  |  |  | MC207-B01/F111 | Function 111 | EN.EN3 Energy Sensor | [6 empty] | F111 | 0 | [10 empty] | No | No
MC207 | HR Building |  |  |  | MC207-B01/F112 | Function 112 | EN.EN3 Energy Sensor | [6 empty] | F112 | 0 | [10 empty] | No | No
MC207 | HR Building |  |  |  | MC207-B01/F102 | Function 102 | EN.EN3 Energy Sensor | [6 empty] | F102 | 0 | [10 empty] | No | No
MC207 | HR Building |  |  |  | MC207-B01/F103 | Function 103 | EN.EN3 Energy Sensor | [6 empty] | F103 | 0 | [10 empty] | No | No
MC207 | HR Building |  |  |  | MC207-B01/F104 | Function 104 | EN.EN3 Energy Sensor | [6 empty] | F104 | 0 | [10 empty] | No | No
MC207 | HR Building |  |  |  | MC207-B01/F105 | Function 105 | EN.EN3 Energy Sensor | [6 empty] | F105 | 0 | [10 empty] | No | No
MC207 | HR Building |  |  |  | MC207-B01/F106 | Function 106 | EN.EN3 Energy Sensor | [6 empty] | F106 | 0 | [10 empty] | No | No
MC207 | HR Building |  |  |  | MC207-B01/F107 | Function 107 | EN.EN3 Energy Sensor | [6 empty] | F107 | 0 | [10 empty] | No | No
MC207 | HR Building |  |  |  | MC207-B01/D9 | Training AHU2 Dmd | EN.EN3 Energy Sensor | [6 empty] | D9 | 0 | [10 empty] | No | No
MC207 | HR Building |  |  |  | MC207-B01/e1 | Supervisor | EN.EN3 Energy Sensor | [6 empty] | e1 | 0 | [10 empty] | No | No
MC207 | HR Building |  |  |  | MC207-B01/F1 | Function 1 | EN.EN3 Energy Sensor | [6 empty] | F1 | 0 | [10 empty] | No | No
MC207 | HR Building |  |  |  | MC207-B01/F10 | Function 10 | EN.EN3 Energy Sensor | [6 empty] | F10 | 0 | [10 empty] | No | No
MC207 | HR Building |  |  |  | MC207-B01/F100 | Function 100 | EN.EN3 Energy Sensor | [6 empty] | F100 | 0 | [10 empty] | No | No
MC207 | HR Building |  |  |  | MC207-B01/F101 | Function 101 | EN.EN3 Energy Sensor | [6 empty] | F101 | 0 | [10 empty] | No | No
MC207 | HR Building |  |  |  | MC207-B01/D3 | VT Pumps PP3 | EN.EN3 Energy Sensor | [6 empty] | D3 | 0 | [10 empty] | No | No
MC207 | HR Building |  |  |  | MC207-B01/D4 | Variable temperature circuit valve | EN.EN3 Energy Sensor | [6 empty] | D4 | 0 | [10 empty] | No | No
MC207 | HR Building |  |  |  | MC207-B01/D5 | Lodge Pumps PP4 | EN.EN3 Energy Sensor | [6 empty] | D5 | 0 | [10 empty] | No | No
MC207 | HR Building |  |  |  | MC207-B01/D6 | Training AHU3 En | EN.EN3 Energy Sensor | [6 empty] | D6 | 0 | [10 empty] | No | No
MC207 | HR Building |  |  |  | MC207-B01/D7 | Training AHU3 Dmd | EN.EN3 Energy Sensor | [6 empty] | D7 | 0 | [10 empty] | No | No
MC207 | HR Building |  |  |  | MC207-B01/D8 | Training AHU2 En | EN.EN3 Energy Sensor | [6 empty] | D8 | 0 | [10 empty] | No | No
MC207 | HR Building |  |  |  | MC207-B01/D19 | Mtg Pod 1 Extr Fan En | EN.EN3 Energy Sensor | [6 empty] | D19 | 0 | [10 empty] | No | No
MC207 | HR Building |  |  |  | MC207-B01/D2 | CT Pumps PP2 | EN.EN3 Energy Sensor | [6 empty] | D2 | 0 | [10 empty] | No | No
MC207 | HR Building |  |  |  | MC207-B01/D20 | Mtg Pod 2 Extr Fan En | EN.EN3 Energy Sensor | [6 empty] | D20 | 0 | [10 empty] | No | No
MC207 | HR Building |  |  |  | MC207-B01/D21 | Mtg Pod 3 Extr Fan En | EN.EN3 Energy Sensor | [6 empty] | D21 | 0 | [10 empty] | No | No
MC207 | HR Building |  |  |  | MC207-B01/D22 | M WC Extr Fan En | EN.EN3 Energy Sensor | [6 empty] | D22 | 0 | [10 empty] | No | No
MC207 | HR Building |  |  |  | MC207-B01/D23 | F WC Extr Fan En | EN.EN3 Energy Sensor | [6 empty] | D23 | 0 | [10 empty] | No | No
MC207 | HR Building |  |  |  | MC207-B01/D13 | Recept AHU4 Dmd | EN.EN3 Energy Sensor | [6 empty] | D13 | 0 | [10 empty] | No | No
MC207 | HR Building |  |  |  | MC207-B01/D14 | Door Htr Valve | EN.EN3 Energy Sensor | [6 empty] | D14 | 0 | [10 empty] | No | No
MC207 | HR Building |  |  |  | MC207-B01/D15 | Mtg Rm 1 Extr Fan En | EN.EN3 Energy Sensor | [6 empty] | D15 | 0 | [10 empty] | No | No
MC207 | HR Building |  |  |  | MC207-B01/D16 | Mtg Rm 2 Extr Fan En | EN.EN3 Energy Sensor | [6 empty] | D16 | 0 | [10 empty] | No | No
MC207 | HR Building |  |  |  | MC207-B01/D17 | Mtg Rm 3 Extr Fan En | EN.EN3 Energy Sensor | [6 empty] | D17 | 0 | [10 empty] | No | No
MC207 | HR Building |  |  |  | MC207-B01/D18 | Mtg Rm 4 Extr Fan En | EN.EN3 Energy Sensor | [6 empty] | D18 | 0 | [10 empty] | No | No
MC102 | InfoLab21 | A29 | Machine Room |  | MC102-L01 | Data logger: Infolab | EN.EN1 Data Logger |  |  |  |  | Multilog G2 | Enercom | 50157909800 | 0
MC102 | InfoLab21 |  |  |  | MC102-L01/M001 | Info Lab | EN.EN2 Energy Meter | [6 empty] | 1 | 0 | [10 empty] | No | No
MC102 | InfoLab21 |  |  |  | MC102-L01/M002 | Infolab kitchen | EN.EN2 Energy Meter | [6 empty] | 2 | 0 | [10 empty] | No | No
MC102 | InfoLab21 |  |  |  | MC102-L01/M003 | Infolab | EN.EN2 Energy Meter | [6 empty] | 3 | 0 | [10 empty] | No | No
MC102 | InfoLab21 |  |  |  | MC102-L01/M004 | Infolab | EN.EN2 Energy Meter | [6 empty] | 4 | 0 | [10 empty] | No | No
MC102 | InfoLab21 |  |  |  | MC102-L01/M005 | Infolab Chiller No.1 | EN.EN2 Energy Meter | [6 empty] | 5 | 0 | [10 empty] | No | No
MC102 | InfoLab21 |  |  |  | MC102-L01/M006 | Infolab Chiller No.2 | EN.EN2 Energy Meter | [6 empty] | 6 | 0 | [10 empty] | No | No
MC102 | InfoLab21 |  |  |  | MC102-L01/M007 | Mains SB | EN.EN2 Energy Meter | [6 empty] | 7 | 0 | [10 empty] | No | No
MC102 | InfoLab21 |  |  |  | MC102-L01/M008 | DB/2/3/P1 riser 3 in B31a | EN.EN2 Energy Meter | [6 empty] | 8 | 0 | [10 empty] | No | No
MC197 | ISS Building | A0 | Whole Building |  | MC000-L01 | Data logger: Sub Station No.6 | EN.EN1 Data Logger |  |  |  |  | Multilog G2 | Enercom | 050157A6F100 | 0 |  |  | 80.93.175.91:40455
MC197 | ISS Building | D05 | Electrical Plantroom |  | MC197-L02 | Data logger: ISS Building | EN.EN1 Data Logger |  |  |  |  | Multilog G2 | Enercom | 050137F53200 | 0
MC197 | ISS Building | D05 | Electrical Plantroom |  | MC197-L01 | Data logger: ISS Building | EN.EN1 Data Logger |  |  |  |  | Multilog G2 | Enercom | 05012DFC1300 | 0
MC197 | ISS Building | D05 | Electrical Plantroom |  | MC197-L04 | Data logger: ISS Building | EN.EN1 Data Logger |  |  |  |  | Multilog G2 | Enercom | 0501F5B73700 | 0
MC197 | ISS Building | D05 | Electrical Plantroom |  | MC197-L03 | Data logger: ISS Building | EN.EN1 Data Logger |  |  |  |  | Multilog G2 | Enercom | 050198872F00 | 0 |  |  | 10.23.13.137 |  | 00-50-C2-2C-3D-BB
MC197 | ISS Building |  |  |  | MC197-L02/M001 | ISS Campus Network DB-E-S2A | EN.EN2 Energy Meter | [6 empty] | 1 | 0 | [10 empty] | No | No
MC197 | ISS Building |  |  |  | MC197-L02/M002 | ISS Building Coms DB-E-S5A | EN.EN2 Energy Meter | [6 empty] | 2 | 0 | [10 empty] | No | No
MC197 | ISS Building |  |  |  | MC197-L02/M003 | ISS Incomer No.2 From LV2 ESS | EN.EN2 Energy Meter | [6 empty] | 3 | 0 | [10 empty] | No | No
MC197 | ISS Building |  |  |  | MC197-L02/M004 | ISS Incomer No.1 From LV2 ESS | EN.EN2 Energy Meter | [6 empty] | 4 | 0 | [10 empty] | No | No
MC197 | ISS Building |  |  |  | MC197-L02/M005 | ISS LV2 ESS Main M | EN.EN2 Energy Meter | [6 empty] | 5 | 0 | [10 empty] | No | No
MC197 | ISS Building |  |  |  | MC197-L02/M006 | ISS Ess Mech Control | EN.EN2 Energy Meter | [6 empty] | 6 | 0 | [10 empty] | No | No
MC197 | ISS Building |  |  |  | MC197-L02/M007 | ISS DB/E/M1 | EN.EN2 Energy Meter | [6 empty] | 7 | 0 | [10 empty] | No | No
MC197 | ISS Building |  |  |  | MC197-L02/M008 | ISS CB/E/M2 | EN.EN2 Energy Meter | [6 empty] | 8 | 0 | [10 empty] | No | No
MC197 | ISS Building |  |  |  | MC197-L01/M001 | ISS Campus Services DB-E-S4B | EN.EN2 Energy Meter | [6 empty] | 1 | 0 | [10 empty] | No | No
MC197 | ISS Building |  |  |  | MC197-L01/M002 | ISS Regional Network and Services DB-E-S3B | EN.EN2 Energy Meter | [6 empty] | 2 | 0 | [10 empty] | No | No
MC197 | ISS Building |  |  |  | MC197-L01/M003 | ISS Regional Campus Co-Lo DB-E-S1B | EN.EN2 Energy Meter | [6 empty] | 3 | 0 | [10 empty] | No | No
MC197 | ISS Building |  |  |  | MC197-L01/M004 | ISS Campus Network DB-E-S2B | EN.EN2 Energy Meter | [6 empty] | 4 | 0 | [10 empty] | No | No
MC197 | ISS Building |  |  |  | MC197-L01/M005 | ISS Building Coms DB-E-S5B | EN.EN2 Energy Meter | [6 empty] | 5 | 0 | [10 empty] | No | No
MC197 | ISS Building |  |  |  | MC197-L01/M006 | ISS Campus Servers DB-E-S4A | EN.EN2 Energy Meter | [6 empty] | 6 | 0 | [10 empty] | No | No
MC197 | ISS Building |  |  |  | MC197-L01/M007 | ISS Regional Networking Services DB-E-S3A | EN.EN2 Energy Meter | [6 empty] | 7 | 0 | [10 empty] | No | No
MC197 | ISS Building |  |  |  | MC197-L01/M008 | ISS Regional and Campus Co Lo DB-E-S1A | EN.EN2 Energy Meter | [6 empty] | 8 | 0 | [10 empty] | No | No
MC197 | ISS Building |  |  |  | MC197-L04/M001 | ISS UPS2A Bypass | EN.EN2 Energy Meter | [6 empty] | 1 | 0 | [10 empty] | No | No
MC197 | ISS Building |  |  |  | MC197-L04/M002 | ISS Wrap Around Bypass | EN.EN2 Energy Meter | [6 empty] | 2 | 0 | [10 empty] | No | No
MC197 | ISS Building |  |  |  | MC197-L04/M003 | ISS UPS2C Fuse Board | EN.EN2 Energy Meter | [6 empty] | 3 | 0 | [10 empty] | No | No
MC197 | ISS Building |  |  |  | MC197-L04/M004 | ISS UPS2B Fuse Board | EN.EN2 Energy Meter | [6 empty] | 4 | 0 | [10 empty] | No | No
MC197 | ISS Building |  |  |  | MC197-L04/M005 | ISS UPS2A | EN.EN2 Energy Meter | [6 empty] | 5 | 0 | [10 empty] | No | No
MC197 | ISS Building |  |  |  | MC197-L03/M001 | ISS Future UPS | EN.EN2 Energy Meter | [6 empty] | 1 | 0 | [10 empty] | No | No
MC197 | ISS Building |  |  |  | MC197-L03/M002 | ISS UPS | EN.EN2 Energy Meter | [6 empty] | 2 | 0 | [10 empty] | No | No
MC197 | ISS Building |  |  |  | MC197-L03/M003 | ISS | EN.EN2 Energy Meter | [6 empty] | 3 | 0 | [10 empty] | No | No
MC197 | ISS Building |  |  |  | MC197-L03/M004 | ISS | EN.EN2 Energy Meter | [6 empty] | 4 | 0 | [10 empty] | No | No
MC197 | ISS Building |  |  |  | MC197-L03/M005 | ISS UPSLV-US-1 | EN.EN2 Energy Meter | [6 empty] | 5 | 0 | [10 empty] | No | No
MC197 | ISS Building |  |  |  | MC197-L03/M006 | ISS UPSLV-US-2 | EN.EN2 Energy Meter | [6 empty] | 6 | 0 | [10 empty] | No | No
MC197 | ISS Building |  |  |  | MC197-L03/M007 | ISS UPSLV-US-3 | EN.EN2 Energy Meter | [6 empty] | 7 | 0 | [10 empty] | No | No
MC197 | ISS Building |  |  |  | MC197-L03/M008 | ISS UPSLV-US-4 | EN.EN2 Energy Meter | [6 empty] | 8 | 0 | [10 empty] | No | No
MC103 | Lancaster House Hotel | PL | Plant Room |  | MC103-L01 | Data logger: Lancaster House Courses | EN.EN1 Data Logger |  |  |  |  | Multilog G2 | Enercom | 0501988B3100 | 0 |  |  | 10.23.13.67 |  | 00-50-C2-2C-3E-5B
MC103 | Lancaster House Hotel |  |  |  | MC103-B01 | BMS Controller: Hotel | EN.EN4 BMS Controller |  |  |  |  | IQ4E64 | Trend | C3572196-3975-4B85-B08E-E745880ECAAD | 0
MC103 | Lancaster House Hotel |  |  |  | MC103-L01/M001 | Lancaster House Hotel | EN.EN2 Energy Meter | [6 empty] | 1 | 0 | [10 empty] | No | Yes
MC103 | Lancaster House Hotel |  |  |  | MC103-L01/M002 | Lancaster House Hotel | EN.EN2 Energy Meter | [6 empty] | 2 | 0 | [10 empty] | No | Yes
MC103 | Lancaster House Hotel |  |  |  | MC103-L01/M003 | Lancaster House Hotel | EN.EN2 Energy Meter | [6 empty] | 3 | 0 | [10 empty] | No | Yes
MC103 | Lancaster House Hotel |  |  |  | MC103-B01/C1 | Virtual CNC 1 | EN.EN3 Energy Sensor | [6 empty] | C1 | 0 | [10 empty] | No | No
MC103 | Lancaster House Hotel |  |  |  | MC103-B01/C2 | Virtual CNC 2 | EN.EN3 Energy Sensor | [6 empty] | C2 | 0 | [10 empty] | No | No
MC103 | Lancaster House Hotel |  |  |  | MC103-B01/C3 | Virtual CNC 3 | EN.EN3 Energy Sensor | [6 empty] | C3 | 0 | [10 empty] | No | No
MC103 | Lancaster House Hotel |  |  |  | MC103-B01/D1 | HeatingPumpsEnable | EN.EN3 Energy Sensor | [6 empty] | D1 | 0 | [10 empty] | No | No
MC103 | Lancaster House Hotel |  |  |  | MC103-B01/D10 | Common heating Fault | EN.EN3 Energy Sensor | [6 empty] | D10 | 0 | [10 empty] | No | No
MC103 | Lancaster House Hotel |  |  |  | MC103-B01/D11 | Pump Fault Lt | EN.EN3 Energy Sensor | [6 empty] | D11 | 0 | [10 empty] | No | No
MC103 | Lancaster House Hotel |  |  |  | MC103-B01/Y8 | Type 8 | EN.EN3 Energy Sensor | [6 empty] | Y8 | 0 | [10 empty] | No | No
MC103 | Lancaster House Hotel |  |  |  | MC103-B01/Z1 | Heating pumps | EN.EN3 Energy Sensor | [6 empty] | Z1 | 0 | [10 empty] | No | No
MC103 | Lancaster House Hotel |  |  |  | MC103-B01/Z2 | HWS &amp; SecondaryPumps | EN.EN3 Energy Sensor | [6 empty] | Z2 | 0 | [10 empty] | No | No
MC103 | Lancaster House Hotel |  |  |  | MC103-B01/Z3 | Chiller Pumps | EN.EN3 Energy Sensor | [6 empty] | Z3 | 0 | [10 empty] | No | No
MC103 | Lancaster House Hotel |  |  |  | MC103-B01/Z4 | FCU | EN.EN3 Energy Sensor | [6 empty] | Z4 | 0 | [10 empty] | No | No
MC103 | Lancaster House Hotel |  |  |  | MC103-B01/Z5 | Extract Fans | EN.EN3 Energy Sensor | [6 empty] | Z5 | 0 | [10 empty] | No | No
MC103 | Lancaster House Hotel |  |  |  | MC103-B01/Y2 | Trend Thermistor | EN.EN3 Energy Sensor | [6 empty] | Y2 | 0 | [10 empty] | No | No
MC103 | Lancaster House Hotel |  |  |  | MC103-B01/Y3 | Type 3 | EN.EN3 Energy Sensor | [6 empty] | Y3 | 0 | [10 empty] | No | No
MC103 | Lancaster House Hotel |  |  |  | MC103-B01/Y4 | Type 4 | EN.EN3 Energy Sensor | [6 empty] | Y4 | 0 | [10 empty] | No | No
MC103 | Lancaster House Hotel |  |  |  | MC103-B01/Y5 | 4DIX I | EN.EN3 Energy Sensor | [6 empty] | Y5 | 0 | [10 empty] | No | No
MC103 | Lancaster House Hotel |  |  |  | MC103-B01/Y6 | Type 6 | EN.EN3 Energy Sensor | [6 empty] | Y6 | 0 | [10 empty] | No | No
MC103 | Lancaster House Hotel |  |  |  | MC103-B01/Y7 | Type 7 | EN.EN3 Energy Sensor | [6 empty] | Y7 | 0 | [10 empty] | No | No
MC103 | Lancaster House Hotel |  |  |  | MC103-B01/W7 | Auto Summer | EN.EN3 Energy Sensor | [6 empty] | W7 | 0 | [10 empty] | No | No
MC103 | Lancaster House Hotel |  |  |  | MC103-B01/Y1 | Trend Thermistor | EN.EN3 Energy Sensor | [6 empty] | Y1 | 0 | [10 empty] | No | No
MC103 | Lancaster House Hotel |  |  |  | MC103-B01/Y10 | 4DIX I | EN.EN3 Energy Sensor | [6 empty] | Y10 | 0 | [10 empty] | No | No
MC103 | Lancaster House Hotel |  |  |  | MC103-B01/Y11 | Type 11 | EN.EN3 Energy Sensor | [6 empty] | Y11 | 0 | [10 empty] | No | No
MC103 | Lancaster House Hotel |  |  |  | MC103-B01/Y12 | Type 12 | EN.EN3 Energy Sensor | [6 empty] | Y12 | 0 | [10 empty] | No | No
MC103 | Lancaster House Hotel |  |  |  | MC103-B01/Y13 | Type 13 | EN.EN3 Energy Sensor | [6 empty] | Y13 | 0 | [10 empty] | No | No
MC103 | Lancaster House Hotel |  |  |  | MC103-B01/V1 |  | EN.EN3 Energy Sensor | [6 empty] | V1 | 0 | [10 empty] | No | No
MC103 | Lancaster House Hotel |  |  |  | MC103-B01/V2 |  | EN.EN3 Energy Sensor | [6 empty] | V2 | 0 | [10 empty] | No | No
MC103 | Lancaster House Hotel |  |  |  | MC103-B01/W1 | SummerSwitch | EN.EN3 Energy Sensor | [6 empty] | W1 | 0 | [10 empty] | No | No
MC103 | Lancaster House Hotel |  |  |  | MC103-B01/W3 | ChilledPumpsRotate | EN.EN3 Energy Sensor | [6 empty] | W3 | 0 | [10 empty] | No | No
MC103 | Lancaster House Hotel |  |  |  | MC103-B01/W4 | SecPumpRotate | EN.EN3 Energy Sensor | [6 empty] | W4 | 0 | [10 empty] | No | No
MC103 | Lancaster House Hotel |  |  |  | MC103-B01/W6 | HeatPumpRotate | EN.EN3 Energy Sensor | [6 empty] | W6 | 0 | [10 empty] | No | No
MC103 | Lancaster House Hotel |  |  |  | MC103-B01/S2 | Not Working | EN.EN3 Energy Sensor | [6 empty] | S2 | 0 | [10 empty] | No | No
MC103 | Lancaster House Hotel |  |  |  | MC103-B01/S3 | RoomSpaceTemp | EN.EN3 Energy Sensor | [6 empty] | S3 | 0 | [10 empty] | No | No
MC103 | Lancaster House Hotel |  |  |  | MC103-B01/S8 | Boiler 1 Enabled | EN.EN3 Energy Sensor | [6 empty] | S8 | 0 | [10 empty] | No | No
MC103 | Lancaster House Hotel |  |  |  | MC103-B01/S9 | Boiler 2 Enabled | EN.EN3 Energy Sensor | [6 empty] | S9 | 0 | [10 empty] | No | No
MC103 | Lancaster House Hotel |  |  |  | MC103-B01/U1 |  | EN.EN3 Energy Sensor | [6 empty] | U1 | 0 | [10 empty] | No | No
MC103 | Lancaster House Hotel |  |  |  | MC103-B01/U2 |  | EN.EN3 Energy Sensor | [6 empty] | U2 | 0 | [10 empty] | No | No
MC103 | Lancaster House Hotel |  |  |  | MC103-B01/S14 | CHW Return | EN.EN3 Energy Sensor | [6 empty] | S14 | 0 | [10 empty] | No | No
MC103 | Lancaster House Hotel |  |  |  | MC103-B01/S15 | Hot water service flow | EN.EN3 Energy Sensor | [6 empty] | S15 | 0 | [10 empty] | No | No
MC103 | Lancaster House Hotel |  |  |  | MC103-B01/S16 | HWS Return | EN.EN3 Energy Sensor | [6 empty] | S16 | 0 | [10 empty] | No | No
MC103 | Lancaster House Hotel |  |  |  | MC103-B01/S17 | Boiler Return Temp | EN.EN3 Energy Sensor | [6 empty] | S17 | 0 | [10 empty] | No | No
MC103 | Lancaster House Hotel |  |  |  | MC103-B01/S18 | Heating Flow | EN.EN3 Energy Sensor | [6 empty] | S18 | 0 | [10 empty] | No | No
MC103 | Lancaster House Hotel |  |  |  | MC103-B01/S19 | Unknown 3 | EN.EN3 Energy Sensor | [6 empty] | S19 | 0 | [10 empty] | No | No
MC103 | Lancaster House Hotel |  |  |  | MC103-B01/P8 | Boiler Return Temp | EN.EN3 Energy Sensor | [6 empty] | P8 | 0 | [10 empty] | No | No
MC103 | Lancaster House Hotel |  |  |  | MC103-B01/P9 | Heating Flow | EN.EN3 Energy Sensor | [6 empty] | P9 | 0 | [10 empty] | No | No
MC103 | Lancaster House Hotel |  |  |  | MC103-B01/Q1 | Sequence Table 1 | EN.EN3 Energy Sensor | [6 empty] | Q1 | 0 | [10 empty] | No | No
MC103 | Lancaster House Hotel |  |  |  | MC103-B01/S1 | Outside air temperature | EN.EN3 Energy Sensor | [6 empty] | S1 | 0 | [10 empty] | No | No
MC103 | Lancaster House Hotel |  |  |  | MC103-B01/S10 | Max Inside VT Space | EN.EN3 Energy Sensor | [6 empty] | S10 | 0 | [10 empty] | No | No
MC103 | Lancaster House Hotel |  |  |  | MC103-B01/S13 | CHW Flow | EN.EN3 Energy Sensor | [6 empty] | S13 | 0 | [10 empty] | No | No
MC103 | Lancaster House Hotel |  |  |  | MC103-B01/P2 | Not Working | EN.EN3 Energy Sensor | [6 empty] | P2 | 0 | [10 empty] | No | No
MC103 | Lancaster House Hotel |  |  |  | MC103-B01/P3 | RoomSpaceTemp | EN.EN3 Energy Sensor | [6 empty] | P3 | 0 | [10 empty] | No | No
MC103 | Lancaster House Hotel |  |  |  | MC103-B01/P4 | CHW Flow | EN.EN3 Energy Sensor | [6 empty] | P4 | 0 | [10 empty] | No | No
MC103 | Lancaster House Hotel |  |  |  | MC103-B01/P5 | CHW Return | EN.EN3 Energy Sensor | [6 empty] | P5 | 0 | [10 empty] | No | No
MC103 | Lancaster House Hotel |  |  |  | MC103-B01/P6 | Hot water service flow | EN.EN3 Energy Sensor | [6 empty] | P6 | 0 | [10 empty] | No | No
MC103 | Lancaster House Hotel |  |  |  | MC103-B01/P7 | HWS Return | EN.EN3 Energy Sensor | [6 empty] | P7 | 0 | [10 empty] | No | No
MC103 | Lancaster House Hotel |  |  |  | MC103-B01/n3 | BACnet IP | EN.EN3 Energy Sensor | [6 empty] | n3 | 0 | [10 empty] | No | No
MC103 | Lancaster House Hotel |  |  |  | MC103-B01/n6 | BACnet Application | EN.EN3 Energy Sensor | [6 empty] | n6 | 0 | [10 empty] | No | No
MC103 | Lancaster House Hotel |  |  |  | MC103-B01/O1 | Alarm Route 1 | EN.EN3 Energy Sensor | [6 empty] | O1 | 0 | [10 empty] | No | No
MC103 | Lancaster House Hotel |  |  |  | MC103-B01/P1 | Outside air temperature | EN.EN3 Energy Sensor | [6 empty] | P1 | 0 | [10 empty] | No | No
MC103 | Lancaster House Hotel |  |  |  | MC103-B01/P10 | Unknown 3 | EN.EN3 Energy Sensor | [6 empty] | P10 | 0 | [10 empty] | No | No
MC103 | Lancaster House Hotel |  |  |  | MC103-B01/K6 | OSS Setpoint | EN.EN3 Energy Sensor | [6 empty] | K6 | 0 | [10 empty] | No | No
MC103 | Lancaster House Hotel |  |  |  | MC103-B01/K7 | BoilerSetPoint | EN.EN3 Energy Sensor | [6 empty] | K7 | 0 | [10 empty] | No | No
MC103 | Lancaster House Hotel |  |  |  | MC103-B01/L1 |  | EN.EN3 Energy Sensor | [6 empty] | L1 | 0 | [10 empty] | No | No
MC103 | Lancaster House Hotel |  |  |  | MC103-B01/n1 | TREND_0B_EF_86 | EN.EN3 Energy Sensor | [6 empty] | n1 | 0 | [10 empty] | No | No
MC103 | Lancaster House Hotel |  |  |  | MC103-B01/n10 | Network 10 | EN.EN3 Energy Sensor | [6 empty] | n10 | 0 | [10 empty] | No | No
MC103 | Lancaster House Hotel |  |  |  | MC103-B01/n11 | Network 11 | EN.EN3 Energy Sensor | [6 empty] | n11 | 0 | [10 empty] | No | No
MC103 | Lancaster House Hotel |  |  |  | MC103-B01/K12 | Boiler Fail Alarm Li | EN.EN3 Energy Sensor | [6 empty] | K12 | 0 | [10 empty] | No | No
MC103 | Lancaster House Hotel |  |  |  | MC103-B01/K13 | HWSGenFailAlarmTime | EN.EN3 Energy Sensor | [6 empty] | K13 | 0 | [10 empty] | No | No
MC103 | Lancaster House Hotel |  |  |  | MC103-B01/K2 | SpaceECOSetPoint | EN.EN3 Energy Sensor | [6 empty] | K2 | 0 | [10 empty] | No | No
MC103 | Lancaster House Hotel |  |  |  | MC103-B01/K3 | OATFrostSetPoint | EN.EN3 Energy Sensor | [6 empty] | K3 | 0 | [10 empty] | No | No
MC103 | Lancaster House Hotel |  |  |  | MC103-B01/K4 | WaterFrostSetPoint | EN.EN3 Energy Sensor | [6 empty] | K4 | 0 | [10 empty] | No | No
MC103 | Lancaster House Hotel |  |  |  | MC103-B01/K5 | SpaceFrostSetPoint | EN.EN3 Energy Sensor | [6 empty] | K5 | 0 | [10 empty] | No | No
MC103 | Lancaster House Hotel |  |  |  | MC103-B01/I7 | CondensorFault | EN.EN3 Energy Sensor | [6 empty] | I7 | 0 | [10 empty] | No | No
MC103 | Lancaster House Hotel |  |  |  | MC103-B01/I8 | CommonBoilerFault | EN.EN3 Energy Sensor | [6 empty] | I8 | 0 | [10 empty] | No | No
MC103 | Lancaster House Hotel |  |  |  | MC103-B01/I9 | PressurisationFault | EN.EN3 Energy Sensor | [6 empty] | I9 | 0 | [10 empty] | No | No
MC103 | Lancaster House Hotel |  |  |  | MC103-B01/K1 | OAT ECO SetPoint | EN.EN3 Energy Sensor | [6 empty] | K1 | 0 | [10 empty] | No | No
MC103 | Lancaster House Hotel |  |  |  | MC103-B01/K10 | Boiler Fail Alarm Li | EN.EN3 Energy Sensor | [6 empty] | K10 | 0 | [10 empty] | No | No
MC103 | Lancaster House Hotel |  |  |  | MC103-B01/K11 | Boiler Fail Alarm Ti | EN.EN3 Energy Sensor | [6 empty] | K11 | 0 | [10 empty] | No | No
MC103 | Lancaster House Hotel |  |  |  | MC103-B01/i2 | HWS Failed | EN.EN3 Energy Sensor | [6 empty] | i2 | 0 | [10 empty] | No | No
MC103 | Lancaster House Hotel |  |  |  | MC103-B01/I20 | HeatingPump2 Fault | EN.EN3 Energy Sensor | [6 empty] | I20 | 0 | [10 empty] | No | No
MC103 | Lancaster House Hotel |  |  |  | MC103-B01/I3 | Boiler 1 Running | EN.EN3 Energy Sensor | [6 empty] | I3 | 0 | [10 empty] | No | No
MC103 | Lancaster House Hotel |  |  |  | MC103-B01/I4 | HeatingPump1 Fault | EN.EN3 Energy Sensor | [6 empty] | I4 | 0 | [10 empty] | No | No
MC103 | Lancaster House Hotel |  |  |  | MC103-B01/I5 | ChillWaterPumpStatus | EN.EN3 Energy Sensor | [6 empty] | I5 | 0 | [10 empty] | No | No
MC103 | Lancaster House Hotel |  |  |  | MC103-B01/I6 | HWSSecPumpStatus | EN.EN3 Energy Sensor | [6 empty] | I6 | 0 | [10 empty] | No | No
MC103 | Lancaster House Hotel |  |  |  | MC103-B01/I11 | Spare | EN.EN3 Energy Sensor | [6 empty] | I11 | 0 | [10 empty] | No | No
MC103 | Lancaster House Hotel |  |  |  | MC103-B01/I12 | CommonExtFanFault | EN.EN3 Energy Sensor | [6 empty] | I12 | 0 | [10 empty] | No | No
MC103 | Lancaster House Hotel |  |  |  | MC103-B01/I13 | Boiler 1 fault | EN.EN3 Energy Sensor | [6 empty] | I13 | 0 | [10 empty] | No | No
MC103 | Lancaster House Hotel |  |  |  | MC103-B01/I14 | Boiler 2 Running | EN.EN3 Energy Sensor | [6 empty] | I14 | 0 | [10 empty] | No | No
MC103 | Lancaster House Hotel |  |  |  | MC103-B01/I15 | Boiler 2 fault | EN.EN3 Energy Sensor | [6 empty] | I15 | 0 | [10 empty] | No | No
MC103 | Lancaster House Hotel |  |  |  | MC103-B01/G7 | Logic 7 | EN.EN3 Energy Sensor | [6 empty] | G7 | 0 | [10 empty] | No | No
MC103 | Lancaster House Hotel |  |  |  | MC103-B01/G8 | Logic 8 | EN.EN3 Energy Sensor | [6 empty] | G8 | 0 | [10 empty] | No | No
MC103 | Lancaster House Hotel |  |  |  | MC103-B01/G9 | HWS Pumps Enable | EN.EN3 Energy Sensor | [6 empty] | G9 | 0 | [10 empty] | No | No
MC103 | Lancaster House Hotel |  |  |  | MC103-B01/I1 | IQ4/IO/16DI | EN.EN3 Energy Sensor | [6 empty] | I1 | 0 | [10 empty] | No | No
MC103 | Lancaster House Hotel |  |  |  | MC103-B01/I10 | HWSBurnerFault | EN.EN3 Energy Sensor | [6 empty] | I10 | 0 | [10 empty] | No | No
MC103 | Lancaster House Hotel |  |  |  | MC103-B01/G6 | Logic 6 | EN.EN3 Energy Sensor | [6 empty] | G6 | 0 | [10 empty] | No | No
MC103 | Lancaster House Hotel |  |  |  | MC103-B01/G61 | Logic 61 | EN.EN3 Energy Sensor | [6 empty] | G61 | 0 | [10 empty] | No | No
MC103 | Lancaster House Hotel |  |  |  | MC103-B01/G62 | Logic 62 | EN.EN3 Energy Sensor | [6 empty] | G62 | 0 | [10 empty] | No | No
MC103 | Lancaster House Hotel |  |  |  | MC103-B01/G63 | Logic 63 | EN.EN3 Energy Sensor | [6 empty] | G63 | 0 | [10 empty] | No | No
MC103 | Lancaster House Hotel |  |  |  | MC103-B01/G68 | Logic 68 | EN.EN3 Energy Sensor | [6 empty] | G68 | 0 | [10 empty] | No | No
MC103 | Lancaster House Hotel |  |  |  | MC103-B01/G69 | Logic 69 | EN.EN3 Energy Sensor | [6 empty] | G69 | 0 | [10 empty] | No | No
MC103 | Lancaster House Hotel |  |  |  | MC103-B01/G53 | Logic 53 | EN.EN3 Energy Sensor | [6 empty] | G53 | 0 | [10 empty] | No | No
MC103 | Lancaster House Hotel |  |  |  | MC103-B01/G54 | Logic 54 | EN.EN3 Energy Sensor | [6 empty] | G54 | 0 | [10 empty] | No | No
MC103 | Lancaster House Hotel |  |  |  | MC103-B01/G55 | Logic 55 | EN.EN3 Energy Sensor | [6 empty] | G55 | 0 | [10 empty] | No | No
MC103 | Lancaster House Hotel |  |  |  | MC103-B01/G57 | Logic 57 | EN.EN3 Energy Sensor | [6 empty] | G57 | 0 | [10 empty] | No | No
MC103 | Lancaster House Hotel |  |  |  | MC103-B01/G58 | Logic 58 | EN.EN3 Energy Sensor | [6 empty] | G58 | 0 | [10 empty] | No | No
MC103 | Lancaster House Hotel |  |  |  | MC103-B01/G59 | Logic 59 | EN.EN3 Energy Sensor | [6 empty] | G59 | 0 | [10 empty] | No | No
MC103 | Lancaster House Hotel |  |  |  | MC103-B01/G47 | Logic 47 | EN.EN3 Energy Sensor | [6 empty] | G47 | 0 | [10 empty] | No | No
MC103 | Lancaster House Hotel |  |  |  | MC103-B01/G48 | Logic 48 | EN.EN3 Energy Sensor | [6 empty] | G48 | 0 | [10 empty] | No | No
MC103 | Lancaster House Hotel |  |  |  | MC103-B01/G49 | Logic 49 | EN.EN3 Energy Sensor | [6 empty] | G49 | 0 | [10 empty] | No | No
MC103 | Lancaster House Hotel |  |  |  | MC103-B01/G5 | Heating Pumps Enable | EN.EN3 Energy Sensor | [6 empty] | G5 | 0 | [10 empty] | No | No
MC103 | Lancaster House Hotel |  |  |  | MC103-B01/G50 | Logic 50 | EN.EN3 Energy Sensor | [6 empty] | G50 | 0 | [10 empty] | No | No
MC103 | Lancaster House Hotel |  |  |  | MC103-B01/G52 | Logic 52 | EN.EN3 Energy Sensor | [6 empty] | G52 | 0 | [10 empty] | No | No
MC103 | Lancaster House Hotel |  |  |  | MC103-B01/G41 | Logic 41 | EN.EN3 Energy Sensor | [6 empty] | G41 | 0 | [10 empty] | No | No
MC103 | Lancaster House Hotel |  |  |  | MC103-B01/G42 | Logic 42 | EN.EN3 Energy Sensor | [6 empty] | G42 | 0 | [10 empty] | No | No
MC103 | Lancaster House Hotel |  |  |  | MC103-B01/G43 | Logic 43 | EN.EN3 Energy Sensor | [6 empty] | G43 | 0 | [10 empty] | No | No
MC103 | Lancaster House Hotel |  |  |  | MC103-B01/G44 | Logic 44 | EN.EN3 Energy Sensor | [6 empty] | G44 | 0 | [10 empty] | No | No
MC103 | Lancaster House Hotel |  |  |  | MC103-B01/G45 | Logic 45 | EN.EN3 Energy Sensor | [6 empty] | G45 | 0 | [10 empty] | No | No
MC103 | Lancaster House Hotel |  |  |  | MC103-B01/G46 | Logic 46 | EN.EN3 Energy Sensor | [6 empty] | G46 | 0 | [10 empty] | No | No
MC103 | Lancaster House Hotel |  |  |  | MC103-B01/G36 | Logic 36 | EN.EN3 Energy Sensor | [6 empty] | G36 | 0 | [10 empty] | No | No
MC103 | Lancaster House Hotel |  |  |  | MC103-B01/G37 | Logic 37 | EN.EN3 Energy Sensor | [6 empty] | G37 | 0 | [10 empty] | No | No
MC103 | Lancaster House Hotel |  |  |  | MC103-B01/G38 | Logic 38 | EN.EN3 Energy Sensor | [6 empty] | G38 | 0 | [10 empty] | No | No
MC103 | Lancaster House Hotel |  |  |  | MC103-B01/G39 | Logic 39 | EN.EN3 Energy Sensor | [6 empty] | G39 | 0 | [10 empty] | No | No
MC103 | Lancaster House Hotel |  |  |  | MC103-B01/G4 | Logic 4 | EN.EN3 Energy Sensor | [6 empty] | G4 | 0 | [10 empty] | No | No
MC103 | Lancaster House Hotel |  |  |  | MC103-B01/G40 | Logic 40 | EN.EN3 Energy Sensor | [6 empty] | G40 | 0 | [10 empty] | No | No
MC103 | Lancaster House Hotel |  |  |  | MC103-B01/G30 | Logic 30 | EN.EN3 Energy Sensor | [6 empty] | G30 | 0 | [10 empty] | No | No
MC103 | Lancaster House Hotel |  |  |  | MC103-B01/G31 | Logic 31 | EN.EN3 Energy Sensor | [6 empty] | G31 | 0 | [10 empty] | No | No
MC103 | Lancaster House Hotel |  |  |  | MC103-B01/G32 | Logic 32 | EN.EN3 Energy Sensor | [6 empty] | G32 | 0 | [10 empty] | No | No
MC103 | Lancaster House Hotel |  |  |  | MC103-B01/G33 | Logic 33 | EN.EN3 Energy Sensor | [6 empty] | G33 | 0 | [10 empty] | No | No
MC103 | Lancaster House Hotel |  |  |  | MC103-B01/G34 | Logic 34 | EN.EN3 Energy Sensor | [6 empty] | G34 | 0 | [10 empty] | No | No
MC103 | Lancaster House Hotel |  |  |  | MC103-B01/G35 | Logic 35 | EN.EN3 Energy Sensor | [6 empty] | G35 | 0 | [10 empty] | No | No
MC103 | Lancaster House Hotel |  |  |  | MC103-B01/G24 | Logic 24 | EN.EN3 Energy Sensor | [6 empty] | G24 | 0 | [10 empty] | No | No
MC103 | Lancaster House Hotel |  |  |  | MC103-B01/G25 | Logic 25 | EN.EN3 Energy Sensor | [6 empty] | G25 | 0 | [10 empty] | No | No
MC103 | Lancaster House Hotel |  |  |  | MC103-B01/G26 | Logic 26 | EN.EN3 Energy Sensor | [6 empty] | G26 | 0 | [10 empty] | No | No
MC103 | Lancaster House Hotel |  |  |  | MC103-B01/G28 | Logic 28 | EN.EN3 Energy Sensor | [6 empty] | G28 | 0 | [10 empty] | No | No
MC103 | Lancaster House Hotel |  |  |  | MC103-B01/G29 | Logic 29 | EN.EN3 Energy Sensor | [6 empty] | G29 | 0 | [10 empty] | No | No
MC103 | Lancaster House Hotel |  |  |  | MC103-B01/G3 | Logic 3 | EN.EN3 Energy Sensor | [6 empty] | G3 | 0 | [10 empty] | No | No
MC103 | Lancaster House Hotel |  |  |  | MC103-B01/G16 | Logic 16 | EN.EN3 Energy Sensor | [6 empty] | G16 | 0 | [10 empty] | No | No
MC103 | Lancaster House Hotel |  |  |  | MC103-B01/G17 | Logic 17 | EN.EN3 Energy Sensor | [6 empty] | G17 | 0 | [10 empty] | No | No
MC103 | Lancaster House Hotel |  |  |  | MC103-B01/G18 | Logic 18 | EN.EN3 Energy Sensor | [6 empty] | G18 | 0 | [10 empty] | No | No
MC103 | Lancaster House Hotel |  |  |  | MC103-B01/G2 | Heating enable | EN.EN3 Energy Sensor | [6 empty] | G2 | 0 | [10 empty] | No | No
MC103 | Lancaster House Hotel |  |  |  | MC103-B01/G21 | Logic 21 | EN.EN3 Energy Sensor | [6 empty] | G21 | 0 | [10 empty] | No | No
MC103 | Lancaster House Hotel |  |  |  | MC103-B01/G23 | Logic 23 | EN.EN3 Energy Sensor | [6 empty] | G23 | 0 | [10 empty] | No | No
MC103 | Lancaster House Hotel |  |  |  | MC103-B01/G10 | Logic 10 | EN.EN3 Energy Sensor | [6 empty] | G10 | 0 | [10 empty] | No | No
MC103 | Lancaster House Hotel |  |  |  | MC103-B01/G11 | Logic 11 | EN.EN3 Energy Sensor | [6 empty] | G11 | 0 | [10 empty] | No | No
MC103 | Lancaster House Hotel |  |  |  | MC103-B01/G12 | Logic 12 | EN.EN3 Energy Sensor | [6 empty] | G12 | 0 | [10 empty] | No | No
MC103 | Lancaster House Hotel |  |  |  | MC103-B01/G13 | CHW Pumps Enable | EN.EN3 Energy Sensor | [6 empty] | G13 | 0 | [10 empty] | No | No
MC103 | Lancaster House Hotel |  |  |  | MC103-B01/G14 | Logic 14 | EN.EN3 Energy Sensor | [6 empty] | G14 | 0 | [10 empty] | No | No
MC103 | Lancaster House Hotel |  |  |  | MC103-B01/G15 | Ventilation Required | EN.EN3 Energy Sensor | [6 empty] | G15 | 0 | [10 empty] | No | No
MC103 | Lancaster House Hotel |  |  |  | MC103-B01/F5 | Space Frost Active | EN.EN3 Energy Sensor | [6 empty] | F5 | 0 | [10 empty] | No | No
MC103 | Lancaster House Hotel |  |  |  | MC103-B01/F6 | Function 6 | EN.EN3 Energy Sensor | [6 empty] | F6 | 0 | [10 empty] | No | No
MC103 | Lancaster House Hotel |  |  |  | MC103-B01/F7 | Function 7 | EN.EN3 Energy Sensor | [6 empty] | F7 | 0 | [10 empty] | No | No
MC103 | Lancaster House Hotel |  |  |  | MC103-B01/F8 | Function 8 | EN.EN3 Energy Sensor | [6 empty] | F8 | 0 | [10 empty] | No | No
MC103 | Lancaster House Hotel |  |  |  | MC103-B01/F9 | Function 9 | EN.EN3 Energy Sensor | [6 empty] | F9 | 0 | [10 empty] | No | No
MC103 | Lancaster House Hotel |  |  |  | MC103-B01/G1 | Summer ECO active | EN.EN3 Energy Sensor | [6 empty] | G1 | 0 | [10 empty] | No | No
MC103 | Lancaster House Hotel |  |  |  | MC103-B01/F26 | Function 26 | EN.EN3 Energy Sensor | [6 empty] | F26 | 0 | [10 empty] | No | No
MC103 | Lancaster House Hotel |  |  |  | MC103-B01/F27 | Function 27 | EN.EN3 Energy Sensor | [6 empty] | F27 | 0 | [10 empty] | No | No
MC103 | Lancaster House Hotel |  |  |  | MC103-B01/F28 | Function 28 | EN.EN3 Energy Sensor | [6 empty] | F28 | 0 | [10 empty] | No | No
MC103 | Lancaster House Hotel |  |  |  | MC103-B01/F29 | Function 29 | EN.EN3 Energy Sensor | [6 empty] | F29 | 0 | [10 empty] | No | No
MC103 | Lancaster House Hotel |  |  |  | MC103-B01/F3 | OAT Frost Active | EN.EN3 Energy Sensor | [6 empty] | F3 | 0 | [10 empty] | No | No
MC103 | Lancaster House Hotel |  |  |  | MC103-B01/F4 | Water Frost Active | EN.EN3 Energy Sensor | [6 empty] | F4 | 0 | [10 empty] | No | No
MC103 | Lancaster House Hotel |  |  |  | MC103-B01/F20 | Function 20 | EN.EN3 Energy Sensor | [6 empty] | F20 | 0 | [10 empty] | No | No
MC103 | Lancaster House Hotel |  |  |  | MC103-B01/F21 | Function 21 | EN.EN3 Energy Sensor | [6 empty] | F21 | 0 | [10 empty] | No | No
MC103 | Lancaster House Hotel |  |  |  | MC103-B01/F22 | Function 22 | EN.EN3 Energy Sensor | [6 empty] | F22 | 0 | [10 empty] | No | No
MC103 | Lancaster House Hotel |  |  |  | MC103-B01/F23 | Function 23 | EN.EN3 Energy Sensor | [6 empty] | F23 | 0 | [10 empty] | No | No
MC103 | Lancaster House Hotel |  |  |  | MC103-B01/F24 | Function 24 | EN.EN3 Energy Sensor | [6 empty] | F24 | 0 | [10 empty] | No | No
MC103 | Lancaster House Hotel |  |  |  | MC103-B01/F25 | Function 25 | EN.EN3 Energy Sensor | [6 empty] | F25 | 0 | [10 empty] | No | No
MC103 | Lancaster House Hotel |  |  |  | MC103-B01/F11 | Function 11 | EN.EN3 Energy Sensor | [6 empty] | F11 | 0 | [10 empty] | No | No
MC103 | Lancaster House Hotel |  |  |  | MC103-B01/F12 | Function 12 | EN.EN3 Energy Sensor | [6 empty] | F12 | 0 | [10 empty] | No | No
MC103 | Lancaster House Hotel |  |  |  | MC103-B01/F16 | Function 16 | EN.EN3 Energy Sensor | [6 empty] | F16 | 0 | [10 empty] | No | No
MC103 | Lancaster House Hotel |  |  |  | MC103-B01/F17 | Function 17 | EN.EN3 Energy Sensor | [6 empty] | F17 | 0 | [10 empty] | No | No
MC103 | Lancaster House Hotel |  |  |  | MC103-B01/F18 | Function 18 | EN.EN3 Energy Sensor | [6 empty] | F18 | 0 | [10 empty] | No | No
MC103 | Lancaster House Hotel |  |  |  | MC103-B01/F19 | Function 19 | EN.EN3 Energy Sensor | [6 empty] | F19 | 0 | [10 empty] | No | No
MC103 | Lancaster House Hotel |  |  |  | MC103-B01/D6 | HWS Generator | EN.EN3 Energy Sensor | [6 empty] | D6 | 0 | [10 empty] | No | No
MC103 | Lancaster House Hotel |  |  |  | MC103-B01/D7 | Toilet Xtract Fans | EN.EN3 Energy Sensor | [6 empty] | D7 | 0 | [10 empty] | No | No
MC103 | Lancaster House Hotel |  |  |  | MC103-B01/D8 | End Room AHU aircon | EN.EN3 Energy Sensor | [6 empty] | D8 | 0 | [10 empty] | No | No
MC103 | Lancaster House Hotel |  |  |  | MC103-B01/D9 | Kitchen&amp;PhotoExtract | EN.EN3 Energy Sensor | [6 empty] | D9 | 0 | [10 empty] | No | No
MC103 | Lancaster House Hotel |  |  |  | MC103-B01/e1 | Alarm Dest 1 | EN.EN3 Energy Sensor | [6 empty] | e1 | 0 | [10 empty] | No | No
MC103 | Lancaster House Hotel |  |  |  | MC103-B01/F10 | Function 10 | EN.EN3 Energy Sensor | [6 empty] | F10 | 0 | [10 empty] | No | No
MC103 | Lancaster House Hotel |  |  |  | MC103-B01/D12 | Boiler 1 Enable | EN.EN3 Energy Sensor | [6 empty] | D12 | 0 | [10 empty] | No | No
MC103 | Lancaster House Hotel |  |  |  | MC103-B01/D13 | Boiler 2 Enable | EN.EN3 Energy Sensor | [6 empty] | D13 | 0 | [10 empty] | No | No
MC103 | Lancaster House Hotel |  |  |  | MC103-B01/D2 | ChilledPumps | EN.EN3 Energy Sensor | [6 empty] | D2 | 0 | [10 empty] | No | No
MC103 | Lancaster House Hotel |  |  |  | MC103-B01/D3 | HWS Secondary Pumps | EN.EN3 Energy Sensor | [6 empty] | D3 | 0 | [10 empty] | No | No
MC103 | Lancaster House Hotel |  |  |  | MC103-B01/D4 | Condensor | EN.EN3 Energy Sensor | [6 empty] | D4 | 0 | [10 empty] | No | No
MC103 | Lancaster House Hotel |  |  |  | MC103-B01/D5 | Driver 5 | EN.EN3 Energy Sensor | [6 empty] | D5 | 0 | [10 empty] | No | No
MC070 | LEC 1 & 2 | LG519 | Plant Room |  | MC070-L01 | Data logger: LEC I & II | EN.EN1 Data Logger |  |  |  |  | Multilog G2 | Enercom | 050157A79200 | 0 |  |  | 10.23.9.103 |  | 00-50-C2-2C-3E-1C
MC070 | LEC 1 & 2 | LG519 | Plant Room |  | MC070-L02 | Data logger: LEC 1 & 2 | EN.EN1 Data Logger |  |  |  |  | Multilog G2 | Enercom | 050137CA2600 | 0 |  |  | 10.23.9.105 |  | 00-50-C2-2C-3D-DF
MC070 | LEC 1 & 2 |  |  |  | MC070-B02 | BMS Controller: LEC 1 & 2 | EN.EN4 BMS Controller |  |  |  |  | IQ3xcite96 | Trend | 1A8B51BF-BB38-4214-AF02-9CCE94F0FDAA | 0
MC070 | LEC 1 & 2 |  |  |  | MC070-B03 | BMS Controller: LEC 1 & 2 | EN.EN4 BMS Controller |  |  |  |  | IQ3xcite96 | Trend | 7696707E-0C2C-4843-83E7-30D0DFA4D6DE | 0
MC070 | LEC 1 & 2 |  |  |  | MC070-B01 | BMS Controller: LEC 1 & 2 | EN.EN4 BMS Controller |  |  |  |  | IQ3xcite96 | Trend | A229AC80-8ADE-409D-B049-780D6D85E914 | 0
MC070 | LEC 1 & 2 |  |  |  | MC070-B05 | BMS Controller: LEC 1 & 2 | EN.EN4 BMS Controller |  |  |  |  | IQ3xcite96 | Trend | BA69E012-D54F-4098-A143-25D0F14E2E56 | 0
MC070 | LEC 1 & 2 |  |  |  | MC070-B06 | BMS Controller: LEC 1 & 2 | EN.EN4 BMS Controller |  |  |  |  | IQ3xcite96 | Trend | DB122CC0-3CE2-43F9-9B3C-2D0FF0775353 | 0
MC070 | LEC 1 & 2 |  |  |  | MC069-L02/M001 | Nerc Lab | EN.EN2 Energy Meter | [6 empty] | 1 | 0 | [10 empty] | Yes | No
MC070 | LEC 1 & 2 |  |  |  | MC069-L02/M002 | LEC - Nerc Boiler | EN.EN2 Energy Meter | [6 empty] | 2 | 0 | [10 empty] | Yes | No
MC070 | LEC 1 & 2 |  |  |  | MC069-L02/M003 | LEC 3 | EN.EN2 Energy Meter | [6 empty] | 3 | 0 | [10 empty] | No | No
MC070 | LEC 1 & 2 |  |  |  | MC070-L01/M001 | IENS Phase 1 | EN.EN2 Energy Meter | [6 empty] | 1 | 0 | [10 empty] | Yes | No
MC070 | LEC 1 & 2 |  |  |  | MC070-L01/M003 | IENS Phase 1 | EN.EN2 Energy Meter | [6 empty] | 3 | 0 | [10 empty] | Yes | No
MC070 | LEC 1 & 2 |  |  |  | MC070-L01/M004 | IENS Phase 1 | EN.EN2 Energy Meter | [6 empty] | 4 | 0 | [10 empty] | Yes | No
MC070 | LEC 1 & 2 |  |  |  | MC070-L01/M005 | IENS Phase 1 | EN.EN2 Energy Meter | [6 empty] | 5 | 0 | [10 empty] | Yes | No
MC070 | LEC 1 & 2 |  |  |  | MC070-L01/M006 | Biology Phase 1 No.1 Immersion Heater | EN.EN2 Energy Meter | [6 empty] | 6 | 0 | [10 empty] | No | No
MC070 | LEC 1 & 2 |  |  |  | MC070-L01/M007 | Biology Phase 1 No.2 Immersion Heater | EN.EN2 Energy Meter | [6 empty] | 7 | 0 | [10 empty] | No | No
MC070 | LEC 1 & 2 |  |  |  | MC070-L02/M001 | IENS Phase 2 NERC | EN.EN2 Energy Meter | [6 empty] | 1 | 0 | [10 empty] | Yes | No
MC070 | LEC 1 & 2 |  |  |  | MC070-L02/M002 | IENS Phase 2 NERC | EN.EN2 Energy Meter | [6 empty] | 2 | 0 | [10 empty] | Yes | No
MC070 | LEC 1 & 2 |  |  |  | MC070-L02/M003 | IENS Phase 2 NERC | EN.EN2 Energy Meter | [6 empty] | 3 | 0 | [10 empty] | Yes | No
MC070 | LEC 1 & 2 |  |  |  | MC070-L02/M004 | LEC 3 | EN.EN2 Energy Meter | [6 empty] | 4 | 0 | [10 empty] | No | No
MC070 | LEC 1 & 2 |  |  |  | MC070-L02/M005 | Biology Basement No 1 Immersion Heater | EN.EN2 Energy Meter | [6 empty] | 5 | 0 | [10 empty] | No | No
MC070 | LEC 1 & 2 |  |  |  | MC070-L02/M006 | Biology Basement No 2 Immersion Heater | EN.EN2 Energy Meter | [6 empty] | 6 | 0 | [10 empty] | No | No
MC070 | LEC 1 & 2 |  |  |  | MC070-L02/M007 | Biology Basement PSU | EN.EN2 Energy Meter | [6 empty] | 7 | 0 | [10 empty] | No | No
MC070 | LEC 1 & 2 |  |  |  | MC070-B02/A1 | Outside air temperature | EN.EN3 Energy Sensor | [6 empty] | A1 | 0 | [10 empty] | No | No
MC070 | LEC 1 & 2 |  |  |  | MC070-B02/C1 | Virtual CNC 1 | EN.EN3 Energy Sensor | [6 empty] | C1 | 0 | [10 empty] | No | No
MC070 | LEC 1 & 2 |  |  |  | MC070-B02/D1 | Molecular Bio No1 Rad Panel | EN.EN3 Energy Sensor | [6 empty] | D1 | 0 | [10 empty] | No | No
MC070 | LEC 1 & 2 |  |  |  | MC070-B02/D2 | Molecular Bio No2 Rad Panel | EN.EN3 Energy Sensor | [6 empty] | D2 | 0 | [10 empty] | No | No
MC070 | LEC 1 & 2 |  |  |  | MC070-B02/D3 | Drosophelia Media Rad Panel | EN.EN3 Energy Sensor | [6 empty] | D3 | 0 | [10 empty] | No | No
MC070 | LEC 1 & 2 |  |  |  | MC070-B02/D4 | Cell lab Rad Panel | EN.EN3 Energy Sensor | [6 empty] | D4 | 0 | [10 empty] | No | No
MC070 | LEC 1 & 2 |  |  |  | MC070-B02/V1 |  | EN.EN3 Energy Sensor | [6 empty] | V1 | 0 | [10 empty] | No | No
MC070 | LEC 1 & 2 |  |  |  | MC070-B02/Y1 | Room temperature | EN.EN3 Energy Sensor | [6 empty] | Y1 | 0 | [10 empty] | No | No
MC070 | LEC 1 & 2 |  |  |  | MC070-B02/Y2 | Knob TB 3deg trim | EN.EN3 Energy Sensor | [6 empty] | Y2 | 0 | [10 empty] | No | No
MC070 | LEC 1 & 2 |  |  |  | MC070-B02/Y3 | 4DIX V | EN.EN3 Energy Sensor | [6 empty] | Y3 | 0 | [10 empty] | No | No
MC070 | LEC 1 & 2 |  |  |  | MC070-B02/Z1 | Radient Panel Heating | EN.EN3 Energy Sensor | [6 empty] | Z1 | 0 | [10 empty] | No | No
MC070 | LEC 1 & 2 |  |  |  | MC070-B02/Z2 | AirCon units enable 3 of | EN.EN3 Energy Sensor | [6 empty] | Z2 | 0 | [10 empty] | No | No
MC070 | LEC 1 & 2 |  |  |  | MC070-B02/S4 | Molecular Bio Lab TempAdj No2 | EN.EN3 Energy Sensor | [6 empty] | S4 | 0 | [10 empty] | No | No
MC070 | LEC 1 & 2 |  |  |  | MC070-B02/S5 | Drosophelia Media SpaceTemp | EN.EN3 Energy Sensor | [6 empty] | S5 | 0 | [10 empty] | No | No
MC070 | LEC 1 & 2 |  |  |  | MC070-B02/S6 | Drosophelia Media TempAdj | EN.EN3 Energy Sensor | [6 empty] | S6 | 0 | [10 empty] | No | No
MC070 | LEC 1 & 2 |  |  |  | MC070-B02/S7 | Cell Lab SpaceTemp | EN.EN3 Energy Sensor | [6 empty] | S7 | 0 | [10 empty] | No | No
MC070 | LEC 1 & 2 |  |  |  | MC070-B02/S8 | Cell Lab TempAdj | EN.EN3 Energy Sensor | [6 empty] | S8 | 0 | [10 empty] | No | No
MC070 | LEC 1 & 2 |  |  |  | MC070-B02/S9 | Histology Lab SpaceTemp | EN.EN3 Energy Sensor | [6 empty] | S9 | 0 | [10 empty] | No | No
MC070 | LEC 1 & 2 |  |  |  | MC070-B02/S14 | Sand Fly Lab Temp Adj | EN.EN3 Energy Sensor | [6 empty] | S14 | 0 | [10 empty] | No | No
MC070 | LEC 1 & 2 |  |  |  | MC070-B02/S16 | 4 Dix 1 | EN.EN3 Energy Sensor | [6 empty] | S16 | 0 | [10 empty] | No | No
MC070 | LEC 1 & 2 |  |  |  | MC070-B02/S17 | 4 Dix 2 | EN.EN3 Energy Sensor | [6 empty] | S17 | 0 | [10 empty] | No | No
MC070 | LEC 1 & 2 |  |  |  | MC070-B02/S18 | 4 Dix 3 | EN.EN3 Energy Sensor | [6 empty] | S18 | 0 | [10 empty] | No | No
MC070 | LEC 1 & 2 |  |  |  | MC070-B02/S2 | Molecular Bio Lab TempAdj No1 | EN.EN3 Energy Sensor | [6 empty] | S2 | 0 | [10 empty] | No | No
MC070 | LEC 1 & 2 |  |  |  | MC070-B02/S3 | Molecular Bio Lab SpaceTempNo2 | EN.EN3 Energy Sensor | [6 empty] | S3 | 0 | [10 empty] | No | No
MC070 | LEC 1 & 2 |  |  |  | MC070-B02/Q1 | Sequence Table 1 | EN.EN3 Energy Sensor | [6 empty] | Q1 | 0 | [10 empty] | No | No
MC070 | LEC 1 & 2 |  |  |  | MC070-B02/S1 | Molecular Bio Lab SpaceTempNo1 | EN.EN3 Energy Sensor | [6 empty] | S1 | 0 | [10 empty] | No | No
MC070 | LEC 1 & 2 |  |  |  | MC070-B02/S10 | Histology Lab TempAdj | EN.EN3 Energy Sensor | [6 empty] | S10 | 0 | [10 empty] | No | No
MC070 | LEC 1 & 2 |  |  |  | MC070-B02/S11 | Sand Fly Media Lab SpaceTemp | EN.EN3 Energy Sensor | [6 empty] | S11 | 0 | [10 empty] | No | No
MC070 | LEC 1 & 2 |  |  |  | MC070-B02/S12 | Sand Fly Media Lab Temp Adj | EN.EN3 Energy Sensor | [6 empty] | S12 | 0 | [10 empty] | No | No
MC070 | LEC 1 & 2 |  |  |  | MC070-B02/S13 | Sand Fly Lab SpaceTemp | EN.EN3 Energy Sensor | [6 empty] | S13 | 0 | [10 empty] | No | No
MC070 | LEC 1 & 2 |  |  |  | MC070-B02/P4 | Molecular Bio Lab TempAdj No2 | EN.EN3 Energy Sensor | [6 empty] | P4 | 0 | [10 empty] | No | No
MC070 | LEC 1 & 2 |  |  |  | MC070-B02/P5 | Drosophelia Media SpaceTemp | EN.EN3 Energy Sensor | [6 empty] | P5 | 0 | [10 empty] | No | No
MC070 | LEC 1 & 2 |  |  |  | MC070-B02/P6 | Drosophelia Media TempAdj | EN.EN3 Energy Sensor | [6 empty] | P6 | 0 | [10 empty] | No | No
MC070 | LEC 1 & 2 |  |  |  | MC070-B02/P7 | Cell Lab SpaceTemp | EN.EN3 Energy Sensor | [6 empty] | P7 | 0 | [10 empty] | No | No
MC070 | LEC 1 & 2 |  |  |  | MC070-B02/P8 | Cell Lab TempAdj | EN.EN3 Energy Sensor | [6 empty] | P8 | 0 | [10 empty] | No | No
MC070 | LEC 1 & 2 |  |  |  | MC070-B02/P9 | Histology Lab SpaceTemp | EN.EN3 Energy Sensor | [6 empty] | P9 | 0 | [10 empty] | No | No
MC070 | LEC 1 & 2 |  |  |  | MC070-B02/P14 | Sand Fly Lab Temp Adj | EN.EN3 Energy Sensor | [6 empty] | P14 | 0 | [10 empty] | No | No
MC070 | LEC 1 & 2 |  |  |  | MC070-B02/P16 | 4 Dix 1 | EN.EN3 Energy Sensor | [6 empty] | P16 | 0 | [10 empty] | No | No
MC070 | LEC 1 & 2 |  |  |  | MC070-B02/P17 | 4 Dix 2 | EN.EN3 Energy Sensor | [6 empty] | P17 | 0 | [10 empty] | No | No
MC070 | LEC 1 & 2 |  |  |  | MC070-B02/P18 | 4 Dix 3 | EN.EN3 Energy Sensor | [6 empty] | P18 | 0 | [10 empty] | No | No
MC070 | LEC 1 & 2 |  |  |  | MC070-B02/P2 | Molecular Bio Lab TempAdj No1 | EN.EN3 Energy Sensor | [6 empty] | P2 | 0 | [10 empty] | No | No
MC070 | LEC 1 & 2 |  |  |  | MC070-B02/P3 | Molecular Bio Lab SpaceTempNo2 | EN.EN3 Energy Sensor | [6 empty] | P3 | 0 | [10 empty] | No | No
MC070 | LEC 1 & 2 |  |  |  | MC070-B02/o2 | Alarm Route 1 | EN.EN3 Energy Sensor | [6 empty] | o2 | 0 | [10 empty] | No | No
MC070 | LEC 1 & 2 |  |  |  | MC070-B02/P1 | Molecular Bio Lab SpaceTempNo1 | EN.EN3 Energy Sensor | [6 empty] | P1 | 0 | [10 empty] | No | No
MC070 | LEC 1 & 2 |  |  |  | MC070-B02/P10 | Histology Lab TempAdj | EN.EN3 Energy Sensor | [6 empty] | P10 | 0 | [10 empty] | No | No
MC070 | LEC 1 & 2 |  |  |  | MC070-B02/P11 | Sand Fly Media Lab SpaceTemp | EN.EN3 Energy Sensor | [6 empty] | P11 | 0 | [10 empty] | No | No
MC070 | LEC 1 & 2 |  |  |  | MC070-B02/P12 | Sand Fly Media Lab Temp Adj | EN.EN3 Energy Sensor | [6 empty] | P12 | 0 | [10 empty] | No | No
MC070 | LEC 1 & 2 |  |  |  | MC070-B02/P13 | Sand Fly Lab SpaceTemp | EN.EN3 Energy Sensor | [6 empty] | P13 | 0 | [10 empty] | No | No
MC070 | LEC 1 & 2 |  |  |  | MC070-B02/L5 | Loop 5 | EN.EN3 Energy Sensor | [6 empty] | L5 | 0 | [10 empty] | No | No
MC070 | LEC 1 & 2 |  |  |  | MC070-B02/L6 | Loop 6 | EN.EN3 Energy Sensor | [6 empty] | L6 | 0 | [10 empty] | No | No
MC070 | LEC 1 & 2 |  |  |  | MC070-B02/L7 | Loop 7 | EN.EN3 Energy Sensor | [6 empty] | L7 | 0 | [10 empty] | No | No
MC070 | LEC 1 & 2 |  |  |  | MC070-B02/n1 | IC Comms 1 | EN.EN3 Energy Sensor | [6 empty] | n1 | 0 | [10 empty] | No | No
MC070 | LEC 1 & 2 |  |  |  | MC070-B02/O1 | Radient Panel Heating | EN.EN3 Energy Sensor | [6 empty] | O1 | 0 | [10 empty] | No | No
MC070 | LEC 1 & 2 |  |  |  | MC070-B02/K6 | Temp Sensor High Alarm SP | EN.EN3 Energy Sensor | [6 empty] | K6 | 0 | [10 empty] | No | No
MC070 | LEC 1 & 2 |  |  |  | MC070-B02/K7 | Temp Sensor Low Alarm SP | EN.EN3 Energy Sensor | [6 empty] | K7 | 0 | [10 empty] | No | No
MC070 | LEC 1 & 2 |  |  |  | MC070-B02/L1 | Loop 1 | EN.EN3 Energy Sensor | [6 empty] | L1 | 0 | [10 empty] | No | No
MC070 | LEC 1 & 2 |  |  |  | MC070-B02/L2 | Loop 2 | EN.EN3 Energy Sensor | [6 empty] | L2 | 0 | [10 empty] | No | No
MC070 | LEC 1 & 2 |  |  |  | MC070-B02/L3 | Loop 3 | EN.EN3 Energy Sensor | [6 empty] | L3 | 0 | [10 empty] | No | No
MC070 | LEC 1 & 2 |  |  |  | MC070-B02/L4 | Loop 4 | EN.EN3 Energy Sensor | [6 empty] | L4 | 0 | [10 empty] | No | No
MC070 | LEC 1 & 2 |  |  |  | MC070-B02/I9 | Human Tissue Gas Safe Fault | EN.EN3 Energy Sensor | [6 empty] | I9 | 0 | [10 empty] | No | No
MC070 | LEC 1 & 2 |  |  |  | MC070-B02/K1 | 1st stage frost protection | EN.EN3 Energy Sensor | [6 empty] | K1 | 0 | [10 empty] | No | No
MC070 | LEC 1 & 2 |  |  |  | MC070-B02/K2 | Outside air temperature eco override | EN.EN3 Energy Sensor | [6 empty] | K2 | 0 | [10 empty] | No | No
MC070 | LEC 1 & 2 |  |  |  | MC070-B02/K3 | 3rd stage frost protection | EN.EN3 Energy Sensor | [6 empty] | K3 | 0 | [10 empty] | No | No
MC070 | LEC 1 & 2 |  |  |  | MC070-B02/K4 | Opt Target SP | EN.EN3 Energy Sensor | [6 empty] | K4 | 0 | [10 empty] | No | No
MC070 | LEC 1 & 2 |  |  |  | MC070-B02/K5 | Lab Space Base Setpoint | EN.EN3 Energy Sensor | [6 empty] | K5 | 0 | [10 empty] | No | No
MC070 | LEC 1 & 2 |  |  |  | MC070-B02/I3 | Human Tissue Flow Dps | EN.EN3 Energy Sensor | [6 empty] | I3 | 0 | [10 empty] | No | No
MC070 | LEC 1 & 2 |  |  |  | MC070-B02/I4 | Fungal MicroBiol Flow DPs | EN.EN3 Energy Sensor | [6 empty] | I4 | 0 | [10 empty] | No | No
MC070 | LEC 1 & 2 |  |  |  | MC070-B02/I5 | Histology Lab Flow Dps | EN.EN3 Energy Sensor | [6 empty] | I5 | 0 | [10 empty] | No | No
MC070 | LEC 1 & 2 |  |  |  | MC070-B02/I6 | Spare Input 1 | EN.EN3 Energy Sensor | [6 empty] | I6 | 0 | [10 empty] | No | No
MC070 | LEC 1 & 2 |  |  |  | MC070-B02/I7 | Spare Input 2 | EN.EN3 Energy Sensor | [6 empty] | I7 | 0 | [10 empty] | No | No
MC070 | LEC 1 & 2 |  |  |  | MC070-B02/I8 | Spare Input 3 | EN.EN3 Energy Sensor | [6 empty] | I8 | 0 | [10 empty] | No | No
MC070 | LEC 1 & 2 |  |  |  | MC070-B02/I13 | Spare Input 5 | EN.EN3 Energy Sensor | [6 empty] | I13 | 0 | [10 empty] | No | No
MC070 | LEC 1 & 2 |  |  |  | MC070-B02/I16 | Human Tissue Lab Flow Fail | EN.EN3 Energy Sensor | [6 empty] | I16 | 0 | [10 empty] | No | No
MC070 | LEC 1 & 2 |  |  |  | MC070-B02/I17 | Fungal MicroBiol Lab Flow Fail | EN.EN3 Energy Sensor | [6 empty] | I17 | 0 | [10 empty] | No | No
MC070 | LEC 1 & 2 |  |  |  | MC070-B02/I18 | Histology Lab Flow Fail | EN.EN3 Energy Sensor | [6 empty] | I18 | 0 | [10 empty] | No | No
MC070 | LEC 1 & 2 |  |  |  | MC070-B02/i2 | VRF System Fault | EN.EN3 Energy Sensor | [6 empty] | i2 | 0 | [10 empty] | No | No
MC070 | LEC 1 & 2 |  |  |  | MC070-B02/G44 | Logic 44 | EN.EN3 Energy Sensor | [6 empty] | G44 | 0 | [10 empty] | No | No
MC070 | LEC 1 & 2 |  |  |  | MC070-B02/I1 | 8UI | EN.EN3 Energy Sensor | [6 empty] | I1 | 0 | [10 empty] | No | No
MC070 | LEC 1 & 2 |  |  |  | MC070-B02/I10 | Fungal MicroBio Gas Safe Fault | EN.EN3 Energy Sensor | [6 empty] | I10 | 0 | [10 empty] | No | No
MC070 | LEC 1 & 2 |  |  |  | MC070-B02/I11 | Drosophelia Gas Safe Fault | EN.EN3 Energy Sensor | [6 empty] | I11 | 0 | [10 empty] | No | No
MC070 | LEC 1 & 2 |  |  |  | MC070-B02/I12 | Spare Input 4 | EN.EN3 Energy Sensor | [6 empty] | I12 | 0 | [10 empty] | No | No
MC070 | LEC 1 & 2 |  |  |  | MC070-B02/G39 | Logic 39 | EN.EN3 Energy Sensor | [6 empty] | G39 | 0 | [10 empty] | No | No
MC070 | LEC 1 & 2 |  |  |  | MC070-B02/G4 | Logic 4 | EN.EN3 Energy Sensor | [6 empty] | G4 | 0 | [10 empty] | No | No
MC070 | LEC 1 & 2 |  |  |  | MC070-B02/G40 | Logic 40 | EN.EN3 Energy Sensor | [6 empty] | G40 | 0 | [10 empty] | No | No
MC070 | LEC 1 & 2 |  |  |  | MC070-B02/G41 | Logic 41 | EN.EN3 Energy Sensor | [6 empty] | G41 | 0 | [10 empty] | No | No
MC070 | LEC 1 & 2 |  |  |  | MC070-B02/G42 | Logic 42 | EN.EN3 Energy Sensor | [6 empty] | G42 | 0 | [10 empty] | No | No
MC070 | LEC 1 & 2 |  |  |  | MC070-B02/G43 | Logic 43 | EN.EN3 Energy Sensor | [6 empty] | G43 | 0 | [10 empty] | No | No
MC070 | LEC 1 & 2 |  |  |  | MC070-B02/G21 | 1st stage frost active | EN.EN3 Energy Sensor | [6 empty] | G21 | 0 | [10 empty] | No | No
MC070 | LEC 1 & 2 |  |  |  | MC070-B02/G22 | OS Eco Active | EN.EN3 Energy Sensor | [6 empty] | G22 | 0 | [10 empty] | No | No
MC070 | LEC 1 & 2 |  |  |  | MC070-B02/G23 | Rad panels Reqd | EN.EN3 Energy Sensor | [6 empty] | G23 | 0 | [10 empty] | No | No
MC070 | LEC 1 & 2 |  |  |  | MC070-B02/G26 | Logic 26 | EN.EN3 Energy Sensor | [6 empty] | G26 | 0 | [10 empty] | No | No
MC070 | LEC 1 & 2 |  |  |  | MC070-B02/G27 | Logic 27 | EN.EN3 Energy Sensor | [6 empty] | G27 | 0 | [10 empty] | No | No
MC070 | LEC 1 & 2 |  |  |  | MC070-B02/G3 | Logic 3 | EN.EN3 Energy Sensor | [6 empty] | G3 | 0 | [10 empty] | No | No
MC070 | LEC 1 & 2 |  |  |  | MC070-B02/G14 | Logic 14 | EN.EN3 Energy Sensor | [6 empty] | G14 | 0 | [10 empty] | No | No
MC070 | LEC 1 & 2 |  |  |  | MC070-B02/G15 | Logic 15 | EN.EN3 Energy Sensor | [6 empty] | G15 | 0 | [10 empty] | No | No
MC070 | LEC 1 & 2 |  |  |  | MC070-B02/G16 | Logic 16 | EN.EN3 Energy Sensor | [6 empty] | G16 | 0 | [10 empty] | No | No
MC070 | LEC 1 & 2 |  |  |  | MC070-B02/G17 | Logic 17 | EN.EN3 Energy Sensor | [6 empty] | G17 | 0 | [10 empty] | No | No
MC070 | LEC 1 & 2 |  |  |  | MC070-B02/G2 | Logic 2 | EN.EN3 Energy Sensor | [6 empty] | G2 | 0 | [10 empty] | No | No
MC070 | LEC 1 & 2 |  |  |  | MC070-B02/G20 | Logic 20 | EN.EN3 Energy Sensor | [6 empty] | G20 | 0 | [10 empty] | No | No
MC070 | LEC 1 & 2 |  |  |  | MC070-B02/F9 | Min Space Temp | EN.EN3 Energy Sensor | [6 empty] | F9 | 0 | [10 empty] | No | No
MC070 | LEC 1 & 2 |  |  |  | MC070-B02/G1 | Logic 1 | EN.EN3 Energy Sensor | [6 empty] | G1 | 0 | [10 empty] | No | No
MC070 | LEC 1 & 2 |  |  |  | MC070-B02/G10 | Logic 10 | EN.EN3 Energy Sensor | [6 empty] | G10 | 0 | [10 empty] | No | No
MC070 | LEC 1 & 2 |  |  |  | MC070-B02/G11 | Logic 11 | EN.EN3 Energy Sensor | [6 empty] | G11 | 0 | [10 empty] | No | No
MC070 | LEC 1 & 2 |  |  |  | MC070-B02/G12 | Logic 12 | EN.EN3 Energy Sensor | [6 empty] | G12 | 0 | [10 empty] | No | No
MC070 | LEC 1 & 2 |  |  |  | MC070-B02/G13 | Logic 13 | EN.EN3 Energy Sensor | [6 empty] | G13 | 0 | [10 empty] | No | No
MC070 | LEC 1 & 2 |  |  |  | MC070-B02/F3 | Function 3 | EN.EN3 Energy Sensor | [6 empty] | F3 | 0 | [10 empty] | No | No
MC070 | LEC 1 & 2 |  |  |  | MC070-B02/F30 | Heating demand | EN.EN3 Energy Sensor | [6 empty] | F30 | 0 | [10 empty] | No | No
MC070 | LEC 1 & 2 |  |  |  | MC070-B02/F31 | Heating demand | EN.EN3 Energy Sensor | [6 empty] | F31 | 0 | [10 empty] | No | No
MC070 | LEC 1 & 2 |  |  |  | MC070-B02/F32 | Heating demand | EN.EN3 Energy Sensor | [6 empty] | F32 | 0 | [10 empty] | No | No
MC070 | LEC 1 & 2 |  |  |  | MC070-B02/F6 | Function 6 | EN.EN3 Energy Sensor | [6 empty] | F6 | 0 | [10 empty] | No | No
MC070 | LEC 1 & 2 |  |  |  | MC070-B02/F7 | OS Frost | EN.EN3 Energy Sensor | [6 empty] | F7 | 0 | [10 empty] | No | No
MC070 | LEC 1 & 2 |  |  |  | MC070-B02/F24 | Function 24 | EN.EN3 Energy Sensor | [6 empty] | F24 | 0 | [10 empty] | No | No
MC070 | LEC 1 & 2 |  |  |  | MC070-B02/F25 | Function 25 | EN.EN3 Energy Sensor | [6 empty] | F25 | 0 | [10 empty] | No | No
MC070 | LEC 1 & 2 |  |  |  | MC070-B02/F26 | Heating demand | EN.EN3 Energy Sensor | [6 empty] | F26 | 0 | [10 empty] | No | No
MC070 | LEC 1 & 2 |  |  |  | MC070-B02/F27 | Heating demand | EN.EN3 Energy Sensor | [6 empty] | F27 | 0 | [10 empty] | No | No
MC070 | LEC 1 & 2 |  |  |  | MC070-B02/F28 | Heating demand | EN.EN3 Energy Sensor | [6 empty] | F28 | 0 | [10 empty] | No | No
MC070 | LEC 1 & 2 |  |  |  | MC070-B02/F29 | Heating demand | EN.EN3 Energy Sensor | [6 empty] | F29 | 0 | [10 empty] | No | No
MC070 | LEC 1 & 2 |  |  |  | MC070-B02/F19 | Function 19 | EN.EN3 Energy Sensor | [6 empty] | F19 | 0 | [10 empty] | No | No
MC070 | LEC 1 & 2 |  |  |  | MC070-B02/F2 | Function 2 | EN.EN3 Energy Sensor | [6 empty] | F2 | 0 | [10 empty] | No | No
MC070 | LEC 1 & 2 |  |  |  | MC070-B02/F20 | Function 20 | EN.EN3 Energy Sensor | [6 empty] | F20 | 0 | [10 empty] | No | No
MC070 | LEC 1 & 2 |  |  |  | MC070-B02/F21 | Function 21 | EN.EN3 Energy Sensor | [6 empty] | F21 | 0 | [10 empty] | No | No
MC070 | LEC 1 & 2 |  |  |  | MC070-B02/F22 | Function 22 | EN.EN3 Energy Sensor | [6 empty] | F22 | 0 | [10 empty] | No | No
MC070 | LEC 1 & 2 |  |  |  | MC070-B02/F23 | Function 23 | EN.EN3 Energy Sensor | [6 empty] | F23 | 0 | [10 empty] | No | No
MC070 | LEC 1 & 2 |  |  |  | MC070-B02/F10 | Function 10 | EN.EN3 Energy Sensor | [6 empty] | F10 | 0 | [10 empty] | No | No
MC070 | LEC 1 & 2 |  |  |  | MC070-B02/F11 | 3rd stage frost protection | EN.EN3 Energy Sensor | [6 empty] | F11 | 0 | [10 empty] | No | No
MC070 | LEC 1 & 2 |  |  |  | MC070-B02/F12 | Function 12 | EN.EN3 Energy Sensor | [6 empty] | F12 | 0 | [10 empty] | No | No
MC070 | LEC 1 & 2 |  |  |  | MC070-B02/F13 | Function 13 | EN.EN3 Energy Sensor | [6 empty] | F13 | 0 | [10 empty] | No | No
MC070 | LEC 1 & 2 |  |  |  | MC070-B02/F14 | Function 14 | EN.EN3 Energy Sensor | [6 empty] | F14 | 0 | [10 empty] | No | No
MC070 | LEC 1 & 2 |  |  |  | MC070-B02/F15 | Function 15 | EN.EN3 Energy Sensor | [6 empty] | F15 | 0 | [10 empty] | No | No
MC070 | LEC 1 & 2 |  |  |  | MC070-B02/D5 | Histology Lab Rad Panel | EN.EN3 Energy Sensor | [6 empty] | D5 | 0 | [10 empty] | No | No
MC070 | LEC 1 & 2 |  |  |  | MC070-B02/D6 | Sand Fly Media Lab Rad Panel | EN.EN3 Energy Sensor | [6 empty] | D6 | 0 | [10 empty] | No | No
MC070 | LEC 1 & 2 |  |  |  | MC070-B02/D7 | Sandfly lab Rad Panel | EN.EN3 Energy Sensor | [6 empty] | D7 | 0 | [10 empty] | No | No
MC070 | LEC 1 & 2 |  |  |  | MC070-B02/D8 | VRF Enable | EN.EN3 Energy Sensor | [6 empty] | D8 | 0 | [10 empty] | No | No
MC070 | LEC 1 & 2 |  |  |  | MC070-B02/e2 | Alarms 963 | EN.EN3 Energy Sensor | [6 empty] | e2 | 0 | [10 empty] | No | No
MC070 | LEC 1 & 2 |  |  |  | MC070-B02/F1 | Function 1 | EN.EN3 Energy Sensor | [6 empty] | F1 | 0 | [10 empty] | No | No
MC070 | LEC 1 & 2 |  |  |  | MC070-B03/A1 | Outside air temperature | EN.EN3 Energy Sensor | [6 empty] | A1 | 0 | [10 empty] | No | No
MC070 | LEC 1 & 2 |  |  |  | MC070-B03/C1 | Virtual CNC 1 | EN.EN3 Energy Sensor | [6 empty] | C1 | 0 | [10 empty] | No | No
MC070 | LEC 1 & 2 |  |  |  | MC070-B03/D1 | Air Curtain Valve | EN.EN3 Energy Sensor | [6 empty] | D1 | 0 | [10 empty] | No | No
MC070 | LEC 1 & 2 |  |  |  | MC070-B03/D11 | Ahu Supply Fan Enable | EN.EN3 Energy Sensor | [6 empty] | D11 | 0 | [10 empty] | No | No
MC070 | LEC 1 & 2 |  |  |  | MC070-B03/D12 | Ahu Extract Fan Enable | EN.EN3 Energy Sensor | [6 empty] | D12 | 0 | [10 empty] | No | No
MC070 | LEC 1 & 2 |  |  |  | MC070-B03/D2 | Window Control Signal | EN.EN3 Energy Sensor | [6 empty] | D2 | 0 | [10 empty] | No | No
MC070 | LEC 1 & 2 |  |  |  | MC070-B03/Z2 | Toilet Extract | EN.EN3 Energy Sensor | [6 empty] | Z2 | 0 | [10 empty] | No | No
MC070 | LEC 1 & 2 |  |  |  | MC070-B03/Z3 | Door Curtain Schedule | EN.EN3 Energy Sensor | [6 empty] | Z3 | 0 | [10 empty] | No | No
MC070 | LEC 1 & 2 |  |  |  | MC070-B03/Z4 | Window Vent Schedule | EN.EN3 Energy Sensor | [6 empty] | Z4 | 0 | [10 empty] | No | No
MC070 | LEC 1 & 2 |  |  |  | MC070-B03/Y2 | Pressure | EN.EN3 Energy Sensor | [6 empty] | Y2 | 0 | [10 empty] | No | No
MC070 | LEC 1 & 2 |  |  |  | MC070-B03/Y3 | Pressure I 1000Pa | EN.EN3 Energy Sensor | [6 empty] | Y3 | 0 | [10 empty] | No | No
MC070 | LEC 1 & 2 |  |  |  | MC070-B03/Y4 | Pressure I 2500Pa | EN.EN3 Energy Sensor | [6 empty] | Y4 | 0 | [10 empty] | No | No
MC070 | LEC 1 & 2 |  |  |  | MC070-B03/Y5 | PRT I -10+40 | EN.EN3 Energy Sensor | [6 empty] | Y5 | 0 | [10 empty] | No | No
MC070 | LEC 1 & 2 |  |  |  | MC070-B03/Y6 | Window ORide | EN.EN3 Energy Sensor | [6 empty] | Y6 | 0 | [10 empty] | No | No
MC070 | LEC 1 & 2 |  |  |  | MC070-B03/Z1 | Ventilation Schedule | EN.EN3 Energy Sensor | [6 empty] | Z1 | 0 | [10 empty] | No | No
MC070 | LEC 1 & 2 |  |  |  | MC070-B03/S4 | Ahu Supply Air Temp | EN.EN3 Energy Sensor | [6 empty] | S4 | 0 | [10 empty] | No | No
MC070 | LEC 1 & 2 |  |  |  | MC070-B03/S5 | Window ORide | EN.EN3 Energy Sensor | [6 empty] | S5 | 0 | [10 empty] | No | No
MC070 | LEC 1 & 2 |  |  |  | MC070-B03/S6 | Theatre Temp | EN.EN3 Energy Sensor | [6 empty] | S6 | 0 | [10 empty] | No | No
MC070 | LEC 1 & 2 |  |  |  | MC070-B03/S7 | Calculated AHU valve setting | EN.EN3 Energy Sensor | [6 empty] | S7 | 0 | [10 empty] | No | No
MC070 | LEC 1 & 2 |  |  |  | MC070-B03/V1 |  | EN.EN3 Energy Sensor | [6 empty] | V1 | 0 | [10 empty] | No | No
MC070 | LEC 1 & 2 |  |  |  | MC070-B03/Y1 | Room temperature | EN.EN3 Energy Sensor | [6 empty] | Y1 | 0 | [10 empty] | No | No
MC070 | LEC 1 & 2 |  |  |  | MC070-B03/P5 | Window Temp | EN.EN3 Energy Sensor | [6 empty] | P5 | 0 | [10 empty] | No | No
MC070 | LEC 1 & 2 |  |  |  | MC070-B03/P6 | Calculated AHU valve setting | EN.EN3 Energy Sensor | [6 empty] | P6 | 0 | [10 empty] | No | No
MC070 | LEC 1 & 2 |  |  |  | MC070-B03/Q1 | Sequence Table 1 | EN.EN3 Energy Sensor | [6 empty] | Q1 | 0 | [10 empty] | No | No
MC070 | LEC 1 & 2 |  |  |  | MC070-B03/S1 | Foryer Temp | EN.EN3 Energy Sensor | [6 empty] | S1 | 0 | [10 empty] | No | No
MC070 | LEC 1 & 2 |  |  |  | MC070-B03/S2 | Ahu Supply Air Pressure | EN.EN3 Energy Sensor | [6 empty] | S2 | 0 | [10 empty] | No | No
MC070 | LEC 1 & 2 |  |  |  | MC070-B03/S3 | Ahu Extract Air Pressure | EN.EN3 Energy Sensor | [6 empty] | S3 | 0 | [10 empty] | No | No
MC070 | LEC 1 & 2 |  |  |  | MC070-B03/o2 | Alarm Route 2 | EN.EN3 Energy Sensor | [6 empty] | o2 | 0 | [10 empty] | No | No
MC070 | LEC 1 & 2 |  |  |  | MC070-B03/P1 | Room temperature | EN.EN3 Energy Sensor | [6 empty] | P1 | 0 | [10 empty] | No | No
MC070 | LEC 1 & 2 |  |  |  | MC070-B03/P2 | Ahu Supply Air Pressure | EN.EN3 Energy Sensor | [6 empty] | P2 | 0 | [10 empty] | No | No
MC070 | LEC 1 & 2 |  |  |  | MC070-B03/P24 | Room temperature | EN.EN3 Energy Sensor | [6 empty] | P24 | 0 | [10 empty] | No | No
MC070 | LEC 1 & 2 |  |  |  | MC070-B03/P3 | Ahu Extract Air Pressure | EN.EN3 Energy Sensor | [6 empty] | P3 | 0 | [10 empty] | No | No
MC070 | LEC 1 & 2 |  |  |  | MC070-B03/P4 | Ahu Supply Air Temp | EN.EN3 Energy Sensor | [6 empty] | P4 | 0 | [10 empty] | No | No
MC070 | LEC 1 & 2 |  |  |  | MC070-B03/L6 | Loop 6 | EN.EN3 Energy Sensor | [6 empty] | L6 | 0 | [10 empty] | No | No
MC070 | LEC 1 & 2 |  |  |  | MC070-B03/L7 | Window Blind Control | EN.EN3 Energy Sensor | [6 empty] | L7 | 0 | [10 empty] | No | No
MC070 | LEC 1 & 2 |  |  |  | MC070-B03/N1 | TREND_0B_02_C1 | EN.EN3 Energy Sensor | [6 empty] | N1 | 0 | [10 empty] | No | No
MC070 | LEC 1 & 2 |  |  |  | MC070-B03/N2 | IC Comms 2 | EN.EN3 Energy Sensor | [6 empty] | N2 | 0 | [10 empty] | No | No
MC070 | LEC 1 & 2 |  |  |  | MC070-B03/o1 | Alarm Route 1 | EN.EN3 Energy Sensor | [6 empty] | o1 | 0 | [10 empty] | No | No
MC070 | LEC 1 & 2 |  |  |  | MC070-B03/K8 | Door Curtain OAT Cut Off High | EN.EN3 Energy Sensor | [6 empty] | K8 | 0 | [10 empty] | No | No
MC070 | LEC 1 & 2 |  |  |  | MC070-B03/K9 | AHU Low Supply Air SP | EN.EN3 Energy Sensor | [6 empty] | K9 | 0 | [10 empty] | No | No
MC070 | LEC 1 & 2 |  |  |  | MC070-B03/L1 | Ahu Supply Pressure | EN.EN3 Energy Sensor | [6 empty] | L1 | 0 | [10 empty] | No | No
MC070 | LEC 1 & 2 |  |  |  | MC070-B03/L2 | Ahu Extract Pressure | EN.EN3 Energy Sensor | [6 empty] | L2 | 0 | [10 empty] | No | No
MC070 | LEC 1 & 2 |  |  |  | MC070-B03/L3 | Loop 3 | EN.EN3 Energy Sensor | [6 empty] | L3 | 0 | [10 empty] | No | No
MC070 | LEC 1 & 2 |  |  |  | MC070-B03/L4 | Loop 4 | EN.EN3 Energy Sensor | [6 empty] | L4 | 0 | [10 empty] | No | No
MC070 | LEC 1 & 2 |  |  |  | MC070-B03/K2 | AHU Extract PressureSetpt | EN.EN3 Energy Sensor | [6 empty] | K2 | 0 | [10 empty] | No | No
MC070 | LEC 1 & 2 |  |  |  | MC070-B03/K3 | AHU Min Supply Level | EN.EN3 Energy Sensor | [6 empty] | K3 | 0 | [10 empty] | No | No
MC070 | LEC 1 & 2 |  |  |  | MC070-B03/K4 | Supply Air Setpoint | EN.EN3 Energy Sensor | [6 empty] | K4 | 0 | [10 empty] | No | No
MC070 | LEC 1 & 2 |  |  |  | MC070-B03/K5 | AHU Max Supply Level | EN.EN3 Energy Sensor | [6 empty] | K5 | 0 | [10 empty] | No | No
MC070 | LEC 1 & 2 |  |  |  | MC070-B03/K6 | Lobby Windows Vent SP | EN.EN3 Energy Sensor | [6 empty] | K6 | 0 | [10 empty] | No | No
MC070 | LEC 1 & 2 |  |  |  | MC070-B03/K7 | AHU Frost SP | EN.EN3 Energy Sensor | [6 empty] | K7 | 0 | [10 empty] | No | No
MC070 | LEC 1 & 2 |  |  |  | MC070-B03/I6 | Ahu Extract Fan Fault | EN.EN3 Energy Sensor | [6 empty] | I6 | 0 | [10 empty] | No | No
MC070 | LEC 1 & 2 |  |  |  | MC070-B03/I7 | Ahu Extarct Fan Flow | EN.EN3 Energy Sensor | [6 empty] | I7 | 0 | [10 empty] | No | No
MC070 | LEC 1 & 2 |  |  |  | MC070-B03/I8 | Fume Extract 1 Flow | EN.EN3 Energy Sensor | [6 empty] | I8 | 0 | [10 empty] | No | No
MC070 | LEC 1 & 2 |  |  |  | MC070-B03/I9 | Fume Extract 2 Flow | EN.EN3 Energy Sensor | [6 empty] | I9 | 0 | [10 empty] | No | No
MC070 | LEC 1 & 2 |  |  |  | MC070-B03/K1 | AHU Supply PressureSetpt | EN.EN3 Energy Sensor | [6 empty] | K1 | 0 | [10 empty] | No | No
MC070 | LEC 1 & 2 |  |  |  | MC070-B03/K10 | Door Curtain OAT Cut Off Low | EN.EN3 Energy Sensor | [6 empty] | K10 | 0 | [10 empty] | No | No
MC070 | LEC 1 & 2 |  |  |  | MC070-B03/I14 | Low Supply Air Temp | EN.EN3 Energy Sensor | [6 empty] | I14 | 0 | [10 empty] | No | No
MC070 | LEC 1 & 2 |  |  |  | MC070-B03/I2 | IO Module 2 | EN.EN3 Energy Sensor | [6 empty] | I2 | 0 | [10 empty] | No | No
MC070 | LEC 1 & 2 |  |  |  | MC070-B03/I3 | Ahu Supply Fan Fault | EN.EN3 Energy Sensor | [6 empty] | I3 | 0 | [10 empty] | No | No
MC070 | LEC 1 & 2 |  |  |  | MC070-B03/I4 | Ahu Supply Fan Flow | EN.EN3 Energy Sensor | [6 empty] | I4 | 0 | [10 empty] | No | No
MC070 | LEC 1 & 2 |  |  |  | MC070-B03/I5 | Ahu Extract Fan Run | EN.EN3 Energy Sensor | [6 empty] | I5 | 0 | [10 empty] | No | No
MC070 | LEC 1 & 2 |  |  |  | MC070-B03/I1 | IO Module 1 | EN.EN3 Energy Sensor | [6 empty] | I1 | 0 | [10 empty] | No | No
MC070 | LEC 1 & 2 |  |  |  | MC070-B03/I10 | Supply Fan Flow Fail | EN.EN3 Energy Sensor | [6 empty] | I10 | 0 | [10 empty] | No | No
MC070 | LEC 1 & 2 |  |  |  | MC070-B03/I11 | Fire Alarm | EN.EN3 Energy Sensor | [6 empty] | I11 | 0 | [10 empty] | No | No
MC070 | LEC 1 & 2 |  |  |  | MC070-B03/I12 | Toilet Ext Flow Fail | EN.EN3 Energy Sensor | [6 empty] | I12 | 0 | [10 empty] | No | No
MC070 | LEC 1 & 2 |  |  |  | MC070-B03/I13 | Edxtract Fan Flow Fail | EN.EN3 Energy Sensor | [6 empty] | I13 | 0 | [10 empty] | No | No
MC070 | LEC 1 & 2 |  |  |  | MC070-B03/G24 | Logic 24 | EN.EN3 Energy Sensor | [6 empty] | G24 | 0 | [10 empty] | No | No
MC070 | LEC 1 & 2 |  |  |  | MC070-B03/G25 | 1st stage frost active | EN.EN3 Energy Sensor | [6 empty] | G25 | 0 | [10 empty] | No | No
MC070 | LEC 1 & 2 |  |  |  | MC070-B03/G26 | Logic 26 | EN.EN3 Energy Sensor | [6 empty] | G26 | 0 | [10 empty] | No | No
MC070 | LEC 1 & 2 |  |  |  | MC070-B03/G27 | 1st stage frost active | EN.EN3 Energy Sensor | [6 empty] | G27 | 0 | [10 empty] | No | No
MC070 | LEC 1 & 2 |  |  |  | MC070-B03/G6 | Vent Requ | EN.EN3 Energy Sensor | [6 empty] | G6 | 0 | [10 empty] | No | No
MC070 | LEC 1 & 2 |  |  |  | MC070-B03/G7 | Vent Reqd | EN.EN3 Energy Sensor | [6 empty] | G7 | 0 | [10 empty] | No | No
MC070 | LEC 1 & 2 |  |  |  | MC070-B03/G18 | Logic 18 | EN.EN3 Energy Sensor | [6 empty] | G18 | 0 | [10 empty] | No | No
MC070 | LEC 1 & 2 |  |  |  | MC070-B03/G19 | Window vent Requ | EN.EN3 Energy Sensor | [6 empty] | G19 | 0 | [10 empty] | No | No
MC070 | LEC 1 & 2 |  |  |  | MC070-B03/G20 | 2 Fume Cupboards Running | EN.EN3 Energy Sensor | [6 empty] | G20 | 0 | [10 empty] | No | No
MC070 | LEC 1 & 2 |  |  |  | MC070-B03/G21 | Logic 21 | EN.EN3 Energy Sensor | [6 empty] | G21 | 0 | [10 empty] | No | No
MC070 | LEC 1 & 2 |  |  |  | MC070-B03/G22 | Logic 22 | EN.EN3 Energy Sensor | [6 empty] | G22 | 0 | [10 empty] | No | No
MC070 | LEC 1 & 2 |  |  |  | MC070-B03/G23 | Logic 23 | EN.EN3 Energy Sensor | [6 empty] | G23 | 0 | [10 empty] | No | No
MC070 | LEC 1 & 2 |  |  |  | MC070-B03/G12 | Toilet Extract Enable | EN.EN3 Energy Sensor | [6 empty] | G12 | 0 | [10 empty] | No | No
MC070 | LEC 1 & 2 |  |  |  | MC070-B03/G13 | Logic 13 | EN.EN3 Energy Sensor | [6 empty] | G13 | 0 | [10 empty] | No | No
MC070 | LEC 1 & 2 |  |  |  | MC070-B03/G14 | Logic 14 | EN.EN3 Energy Sensor | [6 empty] | G14 | 0 | [10 empty] | No | No
MC070 | LEC 1 & 2 |  |  |  | MC070-B03/G15 | 1 Fume Cupboard Running | EN.EN3 Energy Sensor | [6 empty] | G15 | 0 | [10 empty] | No | No
MC070 | LEC 1 & 2 |  |  |  | MC070-B03/G16 | Logic 16 | EN.EN3 Energy Sensor | [6 empty] | G16 | 0 | [10 empty] | No | No
MC070 | LEC 1 & 2 |  |  |  | MC070-B03/G17 | Logic 17 | EN.EN3 Energy Sensor | [6 empty] | G17 | 0 | [10 empty] | No | No
MC070 | LEC 1 & 2 |  |  |  | MC070-B03/F3 | Function 3 | EN.EN3 Energy Sensor | [6 empty] | F3 | 0 | [10 empty] | No | No
MC070 | LEC 1 & 2 |  |  |  | MC070-B03/F4 | Function 4 | EN.EN3 Energy Sensor | [6 empty] | F4 | 0 | [10 empty] | No | No
MC070 | LEC 1 & 2 |  |  |  | MC070-B03/F7 | Function 7 | EN.EN3 Energy Sensor | [6 empty] | F7 | 0 | [10 empty] | No | No
MC070 | LEC 1 & 2 |  |  |  | MC070-B03/F8 | Supply Fan Signal | EN.EN3 Energy Sensor | [6 empty] | F8 | 0 | [10 empty] | No | No
MC070 | LEC 1 & 2 |  |  |  | MC070-B03/F9 | Function 9 | EN.EN3 Energy Sensor | [6 empty] | F9 | 0 | [10 empty] | No | No
MC070 | LEC 1 & 2 |  |  |  | MC070-B03/G11 | Logic 11 | EN.EN3 Energy Sensor | [6 empty] | G11 | 0 | [10 empty] | No | No
MC070 | LEC 1 & 2 |  |  |  | MC070-B03/F24 | OS Frost | EN.EN3 Energy Sensor | [6 empty] | F24 | 0 | [10 empty] | No | No
MC070 | LEC 1 & 2 |  |  |  | MC070-B03/F25 | Function 25 | EN.EN3 Energy Sensor | [6 empty] | F25 | 0 | [10 empty] | No | No
MC070 | LEC 1 & 2 |  |  |  | MC070-B03/F26 | Function 26 | EN.EN3 Energy Sensor | [6 empty] | F26 | 0 | [10 empty] | No | No
MC070 | LEC 1 & 2 |  |  |  | MC070-B03/F27 | Function 27 | EN.EN3 Energy Sensor | [6 empty] | F27 | 0 | [10 empty] | No | No
MC070 | LEC 1 & 2 |  |  |  | MC070-B03/F28 | Function 28 | EN.EN3 Energy Sensor | [6 empty] | F28 | 0 | [10 empty] | No | No
MC070 | LEC 1 & 2 |  |  |  | MC070-B03/F29 | OS Frost | EN.EN3 Energy Sensor | [6 empty] | F29 | 0 | [10 empty] | No | No
MC070 | LEC 1 & 2 |  |  |  | MC070-B03/F19 | Function 19 | EN.EN3 Energy Sensor | [6 empty] | F19 | 0 | [10 empty] | No | No
MC070 | LEC 1 & 2 |  |  |  | MC070-B03/F2 | Function 2 | EN.EN3 Energy Sensor | [6 empty] | F2 | 0 | [10 empty] | No | No
MC070 | LEC 1 & 2 |  |  |  | MC070-B03/F20 | Function 20 | EN.EN3 Energy Sensor | [6 empty] | F20 | 0 | [10 empty] | No | No
MC070 | LEC 1 & 2 |  |  |  | MC070-B03/F21 | Function 21 | EN.EN3 Energy Sensor | [6 empty] | F21 | 0 | [10 empty] | No | No
MC070 | LEC 1 & 2 |  |  |  | MC070-B03/F22 | Function 22 | EN.EN3 Energy Sensor | [6 empty] | F22 | 0 | [10 empty] | No | No
MC070 | LEC 1 & 2 |  |  |  | MC070-B03/F23 | Function 23 | EN.EN3 Energy Sensor | [6 empty] | F23 | 0 | [10 empty] | No | No
MC070 | LEC 1 & 2 |  |  |  | MC070-B03/F12 | Function 12 | EN.EN3 Energy Sensor | [6 empty] | F12 | 0 | [10 empty] | No | No
MC070 | LEC 1 & 2 |  |  |  | MC070-B03/F14 | Function 14 | EN.EN3 Energy Sensor | [6 empty] | F14 | 0 | [10 empty] | No | No
MC070 | LEC 1 & 2 |  |  |  | MC070-B03/F15 | Function 15 | EN.EN3 Energy Sensor | [6 empty] | F15 | 0 | [10 empty] | No | No
MC070 | LEC 1 & 2 |  |  |  | MC070-B03/F16 | Function 16 | EN.EN3 Energy Sensor | [6 empty] | F16 | 0 | [10 empty] | No | No
MC070 | LEC 1 & 2 |  |  |  | MC070-B03/F17 | Function 17 | EN.EN3 Energy Sensor | [6 empty] | F17 | 0 | [10 empty] | No | No
MC070 | LEC 1 & 2 |  |  |  | MC070-B03/F18 | Function 18 | EN.EN3 Energy Sensor | [6 empty] | F18 | 0 | [10 empty] | No | No
MC070 | LEC 1 & 2 |  |  |  | MC070-B03/D9 | Toilet Extract Fan | EN.EN3 Energy Sensor | [6 empty] | D9 | 0 | [10 empty] | No | No
MC070 | LEC 1 & 2 |  |  |  | MC070-B03/e1 | Alarm Dest 1 | EN.EN3 Energy Sensor | [6 empty] | e1 | 0 | [10 empty] | No | No
MC070 | LEC 1 & 2 |  |  |  | MC070-B03/e2 | Alarm Dest 1 | EN.EN3 Energy Sensor | [6 empty] | e2 | 0 | [10 empty] | No | No
MC070 | LEC 1 & 2 |  |  |  | MC070-B03/F1 | Function 1 | EN.EN3 Energy Sensor | [6 empty] | F1 | 0 | [10 empty] | No | No
MC070 | LEC 1 & 2 |  |  |  | MC070-B03/F10 | Function 10 | EN.EN3 Energy Sensor | [6 empty] | F10 | 0 | [10 empty] | No | No
MC070 | LEC 1 & 2 |  |  |  | MC070-B03/F11 | Exract Fan Signal | EN.EN3 Energy Sensor | [6 empty] | F11 | 0 | [10 empty] | No | No
MC070 | LEC 1 & 2 |  |  |  | MC070-B03/D3 | Ahu Supply Fan Signal | EN.EN3 Energy Sensor | [6 empty] | D3 | 0 | [10 empty] | No | No
MC070 | LEC 1 & 2 |  |  |  | MC070-B03/D4 | Ahu Extract Fan Signal | EN.EN3 Energy Sensor | [6 empty] | D4 | 0 | [10 empty] | No | No
MC070 | LEC 1 & 2 |  |  |  | MC070-B03/D5 | Ahu Heater Battery Valve | EN.EN3 Energy Sensor | [6 empty] | D5 | 0 | [10 empty] | No | No
MC070 | LEC 1 & 2 |  |  |  | MC070-B03/D6 | Vav Control | EN.EN3 Energy Sensor | [6 empty] | D6 | 0 | [10 empty] | No | No
MC070 | LEC 1 & 2 |  |  |  | MC070-B03/D7 | Overdoor Htr Low Speed | EN.EN3 Energy Sensor | [6 empty] | D7 | 0 | [10 empty] | No | No
MC070 | LEC 1 & 2 |  |  |  | MC070-B03/D8 | Overdoor Htr High Speed | EN.EN3 Energy Sensor | [6 empty] | D8 | 0 | [10 empty] | No | No
MC070 | LEC 1 & 2 |  |  |  | MC070-B01/C1 | Virtual CNC 1 | EN.EN3 Energy Sensor | [6 empty] | C1 | 0 | [10 empty] | No | No
MC070 | LEC 1 & 2 |  |  |  | MC070-B01/D1 | AHU Sply Fan En | EN.EN3 Energy Sensor | [6 empty] | D1 | 0 | [10 empty] | No | No
MC070 | LEC 1 & 2 |  |  |  | MC070-B01/D10 | Plant Enable DOM4 | EN.EN3 Energy Sensor | [6 empty] | D10 | 0 | [10 empty] | No | No
MC070 | LEC 1 & 2 |  |  |  | MC070-B01/D2 | AHU Sply Fan Dmd | EN.EN3 Energy Sensor | [6 empty] | D2 | 0 | [10 empty] | No | No
MC070 | LEC 1 & 2 |  |  |  | MC070-B01/D3 | AHU Frost EHB Dmd | EN.EN3 Energy Sensor | [6 empty] | D3 | 0 | [10 empty] | No | No
MC070 | LEC 1 & 2 |  |  |  | MC070-B01/D4 | AHU Heat Pump En | EN.EN3 Energy Sensor | [6 empty] | D4 | 0 | [10 empty] | No | No
MC070 | LEC 1 & 2 |  |  |  | MC070-B01/Y2 | 4DIX V | EN.EN3 Energy Sensor | [6 empty] | Y2 | 0 | [10 empty] | No | No
MC070 | LEC 1 & 2 |  |  |  | MC070-B01/Z1 | Lab Supply AHU | EN.EN3 Energy Sensor | [6 empty] | Z1 | 0 | [10 empty] | No | No
MC070 | LEC 1 & 2 |  |  |  | MC070-B01/Z2 | Store Extract Fan | EN.EN3 Energy Sensor | [6 empty] | Z2 | 0 | [10 empty] | No | No
MC070 | LEC 1 & 2 |  |  |  | MC070-B01/Z3 | Door Heater | EN.EN3 Energy Sensor | [6 empty] | Z3 | 0 | [10 empty] | No | No
MC070 | LEC 1 & 2 |  |  |  | MC070-B01/W1 | Lab AHU DET | EN.EN3 Energy Sensor | [6 empty] | W1 | 0 | [10 empty] | No | No
MC070 | LEC 1 & 2 |  |  |  | MC070-B01/W2 | Store Extr DET | EN.EN3 Energy Sensor | [6 empty] | W2 | 0 | [10 empty] | No | No
MC070 | LEC 1 & 2 |  |  |  | MC070-B01/W3 | Door Htr DET | EN.EN3 Energy Sensor | [6 empty] | W3 | 0 | [10 empty] | No | No
MC070 | LEC 1 & 2 |  |  |  | MC070-B01/W4 | Plant Fault Reset | EN.EN3 Energy Sensor | [6 empty] | W4 | 0 | [10 empty] | No | No
MC070 | LEC 1 & 2 |  |  |  | MC070-B01/W5 | Panel kWh Reset | EN.EN3 Energy Sensor | [6 empty] | W5 | 0 | [10 empty] | No | No
MC070 | LEC 1 & 2 |  |  |  | MC070-B01/Y1 | Trend T -20+50 | EN.EN3 Energy Sensor | [6 empty] | Y1 | 0 | [10 empty] | No | No
MC070 | LEC 1 & 2 |  |  |  | MC070-B01/S26 | Panel kWh Month-1 | EN.EN3 Energy Sensor | [6 empty] | S26 | 0 | [10 empty] | No | No
MC070 | LEC 1 & 2 |  |  |  | MC070-B01/S27 | Panel kWh Data | EN.EN3 Energy Sensor | [6 empty] | S27 | 0 | [10 empty] | No | No
MC070 | LEC 1 & 2 |  |  |  | MC070-B01/S3 | Lab Space Temp | EN.EN3 Energy Sensor | [6 empty] | S3 | 0 | [10 empty] | No | No
MC070 | LEC 1 & 2 |  |  |  | MC070-B01/S4 | Door Htr Retn Temp | EN.EN3 Energy Sensor | [6 empty] | S4 | 0 | [10 empty] | No | No
MC070 | LEC 1 & 2 |  |  |  | MC070-B01/S9 | 4DIX Module 1 | EN.EN3 Energy Sensor | [6 empty] | S9 | 0 | [10 empty] | No | No
MC070 | LEC 1 & 2 |  |  |  | MC070-B01/V1 |  | EN.EN3 Energy Sensor | [6 empty] | V1 | 0 | [10 empty] | No | No
MC070 | LEC 1 & 2 |  |  |  | MC070-B01/S2 | AHU Supply Temp | EN.EN3 Energy Sensor | [6 empty] | S2 | 0 | [10 empty] | No | No
MC070 | LEC 1 & 2 |  |  |  | MC070-B01/S21 | Panel kWh Daily | EN.EN3 Energy Sensor | [6 empty] | S21 | 0 | [10 empty] | No | No
MC070 | LEC 1 & 2 |  |  |  | MC070-B01/S22 | Panel kWh Total | EN.EN3 Energy Sensor | [6 empty] | S22 | 0 | [10 empty] | No | No
MC070 | LEC 1 & 2 |  |  |  | MC070-B01/S23 | Panel kWh Weekly | EN.EN3 Energy Sensor | [6 empty] | S23 | 0 | [10 empty] | No | No
MC070 | LEC 1 & 2 |  |  |  | MC070-B01/S24 | Panel kWh Week-1 | EN.EN3 Energy Sensor | [6 empty] | S24 | 0 | [10 empty] | No | No
MC070 | LEC 1 & 2 |  |  |  | MC070-B01/S25 | Panel kWh Mnthly | EN.EN3 Energy Sensor | [6 empty] | S25 | 0 | [10 empty] | No | No
MC070 | LEC 1 & 2 |  |  |  | MC070-B01/P6 | Panel kWh Daily | EN.EN3 Energy Sensor | [6 empty] | P6 | 0 | [10 empty] | No | No
MC070 | LEC 1 & 2 |  |  |  | MC070-B01/P7 | Panel kWh Data | EN.EN3 Energy Sensor | [6 empty] | P7 | 0 | [10 empty] | No | No
MC070 | LEC 1 & 2 |  |  |  | MC070-B01/Q1 | Sequence Table 1 | EN.EN3 Energy Sensor | [6 empty] | Q1 | 0 | [10 empty] | No | No
MC070 | LEC 1 & 2 |  |  |  | MC070-B01/S1 | AHU Frost Temp | EN.EN3 Energy Sensor | [6 empty] | S1 | 0 | [10 empty] | No | No
MC070 | LEC 1 & 2 |  |  |  | MC070-B01/S10 | 4DIX Module 2 | EN.EN3 Energy Sensor | [6 empty] | S10 | 0 | [10 empty] | No | No
MC070 | LEC 1 & 2 |  |  |  | MC070-B01/S11 | 4DIX Module 3 | EN.EN3 Energy Sensor | [6 empty] | S11 | 0 | [10 empty] | No | No
MC070 | LEC 1 & 2 |  |  |  | MC070-B01/o3 | Alarm Route 3 | EN.EN3 Energy Sensor | [6 empty] | o3 | 0 | [10 empty] | No | No
MC070 | LEC 1 & 2 |  |  |  | MC070-B01/P1 | AHU FA Temp | EN.EN3 Energy Sensor | [6 empty] | P1 | 0 | [10 empty] | No | No
MC070 | LEC 1 & 2 |  |  |  | MC070-B01/P2 | AHU Supply Temp | EN.EN3 Energy Sensor | [6 empty] | P2 | 0 | [10 empty] | No | No
MC070 | LEC 1 & 2 |  |  |  | MC070-B01/P3 | Lab Space Temp | EN.EN3 Energy Sensor | [6 empty] | P3 | 0 | [10 empty] | No | No
MC070 | LEC 1 & 2 |  |  |  | MC070-B01/P4 | Door Htr Retn Temp | EN.EN3 Energy Sensor | [6 empty] | P4 | 0 | [10 empty] | No | No
MC070 | LEC 1 & 2 |  |  |  | MC070-B01/P5 | Panel kWh Daily | EN.EN3 Energy Sensor | [6 empty] | P5 | 0 | [10 empty] | No | No
MC070 | LEC 1 & 2 |  |  |  | MC070-B01/L4 |  | EN.EN3 Energy Sensor | [6 empty] | L4 | 0 | [10 empty] | No | No
MC070 | LEC 1 & 2 |  |  |  | MC070-B01/L5 |  | EN.EN3 Energy Sensor | [6 empty] | L5 | 0 | [10 empty] | No | No
MC070 | LEC 1 & 2 |  |  |  | MC070-B01/L6 | Loop 6 | EN.EN3 Energy Sensor | [6 empty] | L6 | 0 | [10 empty] | No | No
MC070 | LEC 1 & 2 |  |  |  | MC070-B01/n1 | TREND_09_0A_27 | EN.EN3 Energy Sensor | [6 empty] | n1 | 0 | [10 empty] | No | No
MC070 | LEC 1 & 2 |  |  |  | MC070-B01/o1 | Alarm Route 1 | EN.EN3 Energy Sensor | [6 empty] | o1 | 0 | [10 empty] | No | No
MC070 | LEC 1 & 2 |  |  |  | MC070-B01/o2 | Alarm Route 2 | EN.EN3 Energy Sensor | [6 empty] | o2 | 0 | [10 empty] | No | No
MC070 | LEC 1 & 2 |  |  |  | MC070-B01/K5 | AHU Sply Fan Dmd | EN.EN3 Energy Sensor | [6 empty] | K5 | 0 | [10 empty] | No | No
MC070 | LEC 1 & 2 |  |  |  | MC070-B01/K7 | AHU Frost SP | EN.EN3 Energy Sensor | [6 empty] | K7 | 0 | [10 empty] | No | No
MC070 | LEC 1 & 2 |  |  |  | MC070-B01/K9 | Lab Space SP | EN.EN3 Energy Sensor | [6 empty] | K9 | 0 | [10 empty] | No | No
MC070 | LEC 1 & 2 |  |  |  | MC070-B01/L1 |  | EN.EN3 Energy Sensor | [6 empty] | L1 | 0 | [10 empty] | No | No
MC070 | LEC 1 & 2 |  |  |  | MC070-B01/L2 |  | EN.EN3 Energy Sensor | [6 empty] | L2 | 0 | [10 empty] | No | No
MC070 | LEC 1 & 2 |  |  |  | MC070-B01/L3 |  | EN.EN3 Energy Sensor | [6 empty] | L3 | 0 | [10 empty] | No | No
MC070 | LEC 1 & 2 |  |  |  | MC070-B01/K10 | AHU HI Sply Temp | EN.EN3 Energy Sensor | [6 empty] | K10 | 0 | [10 empty] | No | No
MC070 | LEC 1 & 2 |  |  |  | MC070-B01/K11 | AHU LO Sply Temp | EN.EN3 Energy Sensor | [6 empty] | K11 | 0 | [10 empty] | No | No
MC070 | LEC 1 & 2 |  |  |  | MC070-B01/K12 | Door Htr Retn SP | EN.EN3 Energy Sensor | [6 empty] | K12 | 0 | [10 empty] | No | No
MC070 | LEC 1 & 2 |  |  |  | MC070-B01/K2 | Store Extr DET | EN.EN3 Energy Sensor | [6 empty] | K2 | 0 | [10 empty] | No | No
MC070 | LEC 1 & 2 |  |  |  | MC070-B01/K3 | Door Htr DET | EN.EN3 Energy Sensor | [6 empty] | K3 | 0 | [10 empty] | No | No
MC070 | LEC 1 & 2 |  |  |  | MC070-B01/K4 | Space frost protection | EN.EN3 Energy Sensor | [6 empty] | K4 | 0 | [10 empty] | No | No
MC070 | LEC 1 & 2 |  |  |  | MC070-B01/I5 | AHU Sply Fan Flow | EN.EN3 Energy Sensor | [6 empty] | I5 | 0 | [10 empty] | No | No
MC070 | LEC 1 & 2 |  |  |  | MC070-B01/I6 | AHU Sply Fan Fault | EN.EN3 Energy Sensor | [6 empty] | I6 | 0 | [10 empty] | No | No
MC070 | LEC 1 & 2 |  |  |  | MC070-B01/I7 | AHU Frost EHB HTCO | EN.EN3 Energy Sensor | [6 empty] | I7 | 0 | [10 empty] | No | No
MC070 | LEC 1 & 2 |  |  |  | MC070-B01/I8 | AHU Heat Pump Fault | EN.EN3 Energy Sensor | [6 empty] | I8 | 0 | [10 empty] | No | No
MC070 | LEC 1 & 2 |  |  |  | MC070-B01/I9 | AHU Filter Dirty | EN.EN3 Energy Sensor | [6 empty] | I9 | 0 | [10 empty] | No | No
MC070 | LEC 1 & 2 |  |  |  | MC070-B01/K1 | Lab AHU DET | EN.EN3 Energy Sensor | [6 empty] | K1 | 0 | [10 empty] | No | No
MC070 | LEC 1 & 2 |  |  |  | MC070-B01/I2 | Smoke Dmpr Shut | EN.EN3 Energy Sensor | [6 empty] | I2 | 0 | [10 empty] | No | No
MC070 | LEC 1 & 2 |  |  |  | MC070-B01/I21 | AHU FA Dmpr Fail | EN.EN3 Energy Sensor | [6 empty] | I21 | 0 | [10 empty] | No | No
MC070 | LEC 1 & 2 |  |  |  | MC070-B01/I22 | AHU Sply Flow Fail | EN.EN3 Energy Sensor | [6 empty] | I22 | 0 | [10 empty] | No | No
MC070 | LEC 1 & 2 |  |  |  | MC070-B01/I23 | Store Extr Flow Fail | EN.EN3 Energy Sensor | [6 empty] | I23 | 0 | [10 empty] | No | No
MC070 | LEC 1 & 2 |  |  |  | MC070-B01/I3 | AHU Frost Trip | EN.EN3 Energy Sensor | [6 empty] | I3 | 0 | [10 empty] | No | No
MC070 | LEC 1 & 2 |  |  |  | MC070-B01/I4 | AHU FA Dmpr Open | EN.EN3 Energy Sensor | [6 empty] | I4 | 0 | [10 empty] | No | No
MC070 | LEC 1 & 2 |  |  |  | MC070-B01/G8 | Logic 8 | EN.EN3 Energy Sensor | [6 empty] | G8 | 0 | [10 empty] | No | No
MC070 | LEC 1 & 2 |  |  |  | MC070-B01/G9 | Logic 9 | EN.EN3 Energy Sensor | [6 empty] | G9 | 0 | [10 empty] | No | No
MC070 | LEC 1 & 2 |  |  |  | MC070-B01/I1 | Fire alarm active | EN.EN3 Energy Sensor | [6 empty] | I1 | 0 | [10 empty] | No | No
MC070 | LEC 1 & 2 |  |  |  | MC070-B01/I10 | Store Extr Fan Flow | EN.EN3 Energy Sensor | [6 empty] | I10 | 0 | [10 empty] | No | No
MC070 | LEC 1 & 2 |  |  |  | MC070-B01/I11 | Store Extr Fan Trip | EN.EN3 Energy Sensor | [6 empty] | I11 | 0 | [10 empty] | No | No
MC070 | LEC 1 & 2 |  |  |  | MC070-B01/I15 | Panel kWh Meter | EN.EN3 Energy Sensor | [6 empty] | I15 | 0 | [10 empty] | No | No
MC070 | LEC 1 & 2 |  |  |  | MC070-B01/G70 | Logic 70 | EN.EN3 Energy Sensor | [6 empty] | G70 | 0 | [10 empty] | No | No
MC070 | LEC 1 & 2 |  |  |  | MC070-B01/G71 | Logic 71 | EN.EN3 Energy Sensor | [6 empty] | G71 | 0 | [10 empty] | No | No
MC070 | LEC 1 & 2 |  |  |  | MC070-B01/G72 | Logic 72 | EN.EN3 Energy Sensor | [6 empty] | G72 | 0 | [10 empty] | No | No
MC070 | LEC 1 & 2 |  |  |  | MC070-B01/G73 | Logic 73 | EN.EN3 Energy Sensor | [6 empty] | G73 | 0 | [10 empty] | No | No
MC070 | LEC 1 & 2 |  |  |  | MC070-B01/G74 | Logic 74 | EN.EN3 Energy Sensor | [6 empty] | G74 | 0 | [10 empty] | No | No
MC070 | LEC 1 & 2 |  |  |  | MC070-B01/G75 | Logic 75 | EN.EN3 Energy Sensor | [6 empty] | G75 | 0 | [10 empty] | No | No
MC070 | LEC 1 & 2 |  |  |  | MC070-B01/G65 | Fire interlock | EN.EN3 Energy Sensor | [6 empty] | G65 | 0 | [10 empty] | No | No
MC070 | LEC 1 & 2 |  |  |  | MC070-B01/G66 | Logic 66 | EN.EN3 Energy Sensor | [6 empty] | G66 | 0 | [10 empty] | No | No
MC070 | LEC 1 & 2 |  |  |  | MC070-B01/G67 | Logic 67 | EN.EN3 Energy Sensor | [6 empty] | G67 | 0 | [10 empty] | No | No
MC070 | LEC 1 & 2 |  |  |  | MC070-B01/G68 | Logic 68 | EN.EN3 Energy Sensor | [6 empty] | G68 | 0 | [10 empty] | No | No
MC070 | LEC 1 & 2 |  |  |  | MC070-B01/G69 | Logic 69 | EN.EN3 Energy Sensor | [6 empty] | G69 | 0 | [10 empty] | No | No
MC070 | LEC 1 & 2 |  |  |  | MC070-B01/G7 | Logic 7 | EN.EN3 Energy Sensor | [6 empty] | G7 | 0 | [10 empty] | No | No
MC070 | LEC 1 & 2 |  |  |  | MC070-B01/G6 | Logic 6 | EN.EN3 Energy Sensor | [6 empty] | G6 | 0 | [10 empty] | No | No
MC070 | LEC 1 & 2 |  |  |  | MC070-B01/G60 | Logic 60 | EN.EN3 Energy Sensor | [6 empty] | G60 | 0 | [10 empty] | No | No
MC070 | LEC 1 & 2 |  |  |  | MC070-B01/G61 | AHU HP Clg | EN.EN3 Energy Sensor | [6 empty] | G61 | 0 | [10 empty] | No | No
MC070 | LEC 1 & 2 |  |  |  | MC070-B01/G62 | Logic 62 | EN.EN3 Energy Sensor | [6 empty] | G62 | 0 | [10 empty] | No | No
MC070 | LEC 1 & 2 |  |  |  | MC070-B01/G63 | Logic 63 | EN.EN3 Energy Sensor | [6 empty] | G63 | 0 | [10 empty] | No | No
MC070 | LEC 1 & 2 |  |  |  | MC070-B01/G64 | Logic 64 | EN.EN3 Energy Sensor | [6 empty] | G64 | 0 | [10 empty] | No | No
MC070 | LEC 1 & 2 |  |  |  | MC070-B01/G54 | Logic 54 | EN.EN3 Energy Sensor | [6 empty] | G54 | 0 | [10 empty] | No | No
MC070 | LEC 1 & 2 |  |  |  | MC070-B01/G55 | Logic 55 | EN.EN3 Energy Sensor | [6 empty] | G55 | 0 | [10 empty] | No | No
MC070 | LEC 1 & 2 |  |  |  | MC070-B01/G56 | AHU HP Htg | EN.EN3 Energy Sensor | [6 empty] | G56 | 0 | [10 empty] | No | No
MC070 | LEC 1 & 2 |  |  |  | MC070-B01/G57 | Logic 57 | EN.EN3 Energy Sensor | [6 empty] | G57 | 0 | [10 empty] | No | No
MC070 | LEC 1 & 2 |  |  |  | MC070-B01/G58 | Logic 58 | EN.EN3 Energy Sensor | [6 empty] | G58 | 0 | [10 empty] | No | No
MC070 | LEC 1 & 2 |  |  |  | MC070-B01/G59 | Logic 59 | EN.EN3 Energy Sensor | [6 empty] | G59 | 0 | [10 empty] | No | No
MC070 | LEC 1 & 2 |  |  |  | MC070-B01/G49 | Logic 49 | EN.EN3 Energy Sensor | [6 empty] | G49 | 0 | [10 empty] | No | No
MC070 | LEC 1 & 2 |  |  |  | MC070-B01/G5 | Logic 5 | EN.EN3 Energy Sensor | [6 empty] | G5 | 0 | [10 empty] | No | No
MC070 | LEC 1 & 2 |  |  |  | MC070-B01/G50 | AHU HP Htg Dmd | EN.EN3 Energy Sensor | [6 empty] | G50 | 0 | [10 empty] | No | No
MC070 | LEC 1 & 2 |  |  |  | MC070-B01/G51 | AHU HP Clg Dmd | EN.EN3 Energy Sensor | [6 empty] | G51 | 0 | [10 empty] | No | No
MC070 | LEC 1 & 2 |  |  |  | MC070-B01/G52 | Logic 52 | EN.EN3 Energy Sensor | [6 empty] | G52 | 0 | [10 empty] | No | No
MC070 | LEC 1 & 2 |  |  |  | MC070-B01/G53 | Logic 53 | EN.EN3 Energy Sensor | [6 empty] | G53 | 0 | [10 empty] | No | No
MC070 | LEC 1 & 2 |  |  |  | MC070-B01/G43 | Logic 43 | EN.EN3 Energy Sensor | [6 empty] | G43 | 0 | [10 empty] | No | No
MC070 | LEC 1 & 2 |  |  |  | MC070-B01/G44 | Logic 44 | EN.EN3 Energy Sensor | [6 empty] | G44 | 0 | [10 empty] | No | No
MC070 | LEC 1 & 2 |  |  |  | MC070-B01/G45 | Logic 45 | EN.EN3 Energy Sensor | [6 empty] | G45 | 0 | [10 empty] | No | No
MC070 | LEC 1 & 2 |  |  |  | MC070-B01/G46 | Logic 46 | EN.EN3 Energy Sensor | [6 empty] | G46 | 0 | [10 empty] | No | No
MC070 | LEC 1 & 2 |  |  |  | MC070-B01/G47 | AHU Ctrl | EN.EN3 Energy Sensor | [6 empty] | G47 | 0 | [10 empty] | No | No
MC070 | LEC 1 & 2 |  |  |  | MC070-B01/G48 | Logic 48 | EN.EN3 Energy Sensor | [6 empty] | G48 | 0 | [10 empty] | No | No
MC070 | LEC 1 & 2 |  |  |  | MC070-B01/G38 | Logic 38 | EN.EN3 Energy Sensor | [6 empty] | G38 | 0 | [10 empty] | No | No
MC070 | LEC 1 & 2 |  |  |  | MC070-B01/G39 | Logic 39 | EN.EN3 Energy Sensor | [6 empty] | G39 | 0 | [10 empty] | No | No
MC070 | LEC 1 & 2 |  |  |  | MC070-B01/G4 | Logic 4 | EN.EN3 Energy Sensor | [6 empty] | G4 | 0 | [10 empty] | No | No
MC070 | LEC 1 & 2 |  |  |  | MC070-B01/G40 | AHU Sply Fan Fail | EN.EN3 Energy Sensor | [6 empty] | G40 | 0 | [10 empty] | No | No
MC070 | LEC 1 & 2 |  |  |  | MC070-B01/G41 | AHU Fire OK | EN.EN3 Energy Sensor | [6 empty] | G41 | 0 | [10 empty] | No | No
MC070 | LEC 1 & 2 |  |  |  | MC070-B01/G42 | AHU Reqd | EN.EN3 Energy Sensor | [6 empty] | G42 | 0 | [10 empty] | No | No
MC070 | LEC 1 & 2 |  |  |  | MC070-B01/G32 | Logic 32 | EN.EN3 Energy Sensor | [6 empty] | G32 | 0 | [10 empty] | No | No
MC070 | LEC 1 & 2 |  |  |  | MC070-B01/G33 | Logic 33 | EN.EN3 Energy Sensor | [6 empty] | G33 | 0 | [10 empty] | No | No
MC070 | LEC 1 & 2 |  |  |  | MC070-B01/G34 | AHU Sply Dmpr | EN.EN3 Energy Sensor | [6 empty] | G34 | 0 | [10 empty] | No | No
MC070 | LEC 1 & 2 |  |  |  | MC070-B01/G35 | Logic 35 | EN.EN3 Energy Sensor | [6 empty] | G35 | 0 | [10 empty] | No | No
MC070 | LEC 1 & 2 |  |  |  | MC070-B01/G36 | Logic 36 | EN.EN3 Energy Sensor | [6 empty] | G36 | 0 | [10 empty] | No | No
MC070 | LEC 1 & 2 |  |  |  | MC070-B01/G37 | Logic 37 | EN.EN3 Energy Sensor | [6 empty] | G37 | 0 | [10 empty] | No | No
MC070 | LEC 1 & 2 |  |  |  | MC070-B01/G27 | Logic 27 | EN.EN3 Energy Sensor | [6 empty] | G27 | 0 | [10 empty] | No | No
MC070 | LEC 1 & 2 |  |  |  | MC070-B01/G28 | Door Htr Occ | EN.EN3 Energy Sensor | [6 empty] | G28 | 0 | [10 empty] | No | No
MC070 | LEC 1 & 2 |  |  |  | MC070-B01/G29 | Logic 29 | EN.EN3 Energy Sensor | [6 empty] | G29 | 0 | [10 empty] | No | No
MC070 | LEC 1 & 2 |  |  |  | MC070-B01/G3 | Logic 3 | EN.EN3 Energy Sensor | [6 empty] | G3 | 0 | [10 empty] | No | No
MC070 | LEC 1 & 2 |  |  |  | MC070-B01/G30 | Logic 30 | EN.EN3 Energy Sensor | [6 empty] | G30 | 0 | [10 empty] | No | No
MC070 | LEC 1 & 2 |  |  |  | MC070-B01/G31 | Reset | EN.EN3 Energy Sensor | [6 empty] | G31 | 0 | [10 empty] | No | No
MC070 | LEC 1 & 2 |  |  |  | MC070-B01/G21 | Logic 21 | EN.EN3 Energy Sensor | [6 empty] | G21 | 0 | [10 empty] | No | No
MC070 | LEC 1 & 2 |  |  |  | MC070-B01/G22 | Store Extr Occ | EN.EN3 Energy Sensor | [6 empty] | G22 | 0 | [10 empty] | No | No
MC070 | LEC 1 & 2 |  |  |  | MC070-B01/G23 | Logic 23 | EN.EN3 Energy Sensor | [6 empty] | G23 | 0 | [10 empty] | No | No
MC070 | LEC 1 & 2 |  |  |  | MC070-B01/G24 | Logic 24 | EN.EN3 Energy Sensor | [6 empty] | G24 | 0 | [10 empty] | No | No
MC070 | LEC 1 & 2 |  |  |  | MC070-B01/G25 | Logic 25 | EN.EN3 Energy Sensor | [6 empty] | G25 | 0 | [10 empty] | No | No
MC070 | LEC 1 & 2 |  |  |  | MC070-B01/G26 | Logic 26 | EN.EN3 Energy Sensor | [6 empty] | G26 | 0 | [10 empty] | No | No
MC070 | LEC 1 & 2 |  |  |  | MC070-B01/G16 | Lab AHU Occ | EN.EN3 Energy Sensor | [6 empty] | G16 | 0 | [10 empty] | No | No
MC070 | LEC 1 & 2 |  |  |  | MC070-B01/G17 | Logic 17 | EN.EN3 Energy Sensor | [6 empty] | G17 | 0 | [10 empty] | No | No
MC070 | LEC 1 & 2 |  |  |  | MC070-B01/G18 | Logic 18 | EN.EN3 Energy Sensor | [6 empty] | G18 | 0 | [10 empty] | No | No
MC070 | LEC 1 & 2 |  |  |  | MC070-B01/G19 | Logic 19 | EN.EN3 Energy Sensor | [6 empty] | G19 | 0 | [10 empty] | No | No
MC070 | LEC 1 & 2 |  |  |  | MC070-B01/G2 | Logic 2 | EN.EN3 Energy Sensor | [6 empty] | G2 | 0 | [10 empty] | No | No
MC070 | LEC 1 & 2 |  |  |  | MC070-B01/G20 | Logic 20 | EN.EN3 Energy Sensor | [6 empty] | G20 | 0 | [10 empty] | No | No
MC070 | LEC 1 & 2 |  |  |  | MC070-B01/G10 | Logic 10 | EN.EN3 Energy Sensor | [6 empty] | G10 | 0 | [10 empty] | No | No
MC070 | LEC 1 & 2 |  |  |  | MC070-B01/G11 | Logic 11 | EN.EN3 Energy Sensor | [6 empty] | G11 | 0 | [10 empty] | No | No
MC070 | LEC 1 & 2 |  |  |  | MC070-B01/G12 | Logic 12 | EN.EN3 Energy Sensor | [6 empty] | G12 | 0 | [10 empty] | No | No
MC070 | LEC 1 & 2 |  |  |  | MC070-B01/G13 | Logic 13 | EN.EN3 Energy Sensor | [6 empty] | G13 | 0 | [10 empty] | No | No
MC070 | LEC 1 & 2 |  |  |  | MC070-B01/G14 | Logic 14 | EN.EN3 Energy Sensor | [6 empty] | G14 | 0 | [10 empty] | No | No
MC070 | LEC 1 & 2 |  |  |  | MC070-B01/G15 | Logic 15 | EN.EN3 Energy Sensor | [6 empty] | G15 | 0 | [10 empty] | No | No
MC070 | LEC 1 & 2 |  |  |  | MC070-B01/F55 | Function 55 | EN.EN3 Energy Sensor | [6 empty] | F55 | 0 | [10 empty] | No | No
MC070 | LEC 1 & 2 |  |  |  | MC070-B01/F6 | 4Dix Previous Value | EN.EN3 Energy Sensor | [6 empty] | F6 | 0 | [10 empty] | No | No
MC070 | LEC 1 & 2 |  |  |  | MC070-B01/F7 | 4Dix Stable Value | EN.EN3 Energy Sensor | [6 empty] | F7 | 0 | [10 empty] | No | No
MC070 | LEC 1 & 2 |  |  |  | MC070-B01/F8 | 4Dix Value Decoder | EN.EN3 Energy Sensor | [6 empty] | F8 | 0 | [10 empty] | No | No
MC070 | LEC 1 & 2 |  |  |  | MC070-B01/F9 | Is 4Dix Value Changing | EN.EN3 Energy Sensor | [6 empty] | F9 | 0 | [10 empty] | No | No
MC070 | LEC 1 & 2 |  |  |  | MC070-B01/G1 | Logic 1 | EN.EN3 Energy Sensor | [6 empty] | G1 | 0 | [10 empty] | No | No
MC070 | LEC 1 & 2 |  |  |  | MC070-B01/F5 | Is 4Dix Value Changing | EN.EN3 Energy Sensor | [6 empty] | F5 | 0 | [10 empty] | No | No
MC070 | LEC 1 & 2 |  |  |  | MC070-B01/F50 | Function 50 | EN.EN3 Energy Sensor | [6 empty] | F50 | 0 | [10 empty] | No | No
MC070 | LEC 1 & 2 |  |  |  | MC070-B01/F51 | Function 51 | EN.EN3 Energy Sensor | [6 empty] | F51 | 0 | [10 empty] | No | No
MC070 | LEC 1 & 2 |  |  |  | MC070-B01/F52 | Function 52 | EN.EN3 Energy Sensor | [6 empty] | F52 | 0 | [10 empty] | No | No
MC070 | LEC 1 & 2 |  |  |  | MC070-B01/F53 | Function 53 | EN.EN3 Energy Sensor | [6 empty] | F53 | 0 | [10 empty] | No | No
MC070 | LEC 1 & 2 |  |  |  | MC070-B01/F54 | Function 54 | EN.EN3 Energy Sensor | [6 empty] | F54 | 0 | [10 empty] | No | No
MC070 | LEC 1 & 2 |  |  |  | MC070-B01/F44 | Function 44 | EN.EN3 Energy Sensor | [6 empty] | F44 | 0 | [10 empty] | No | No
MC070 | LEC 1 & 2 |  |  |  | MC070-B01/F45 | Function 45 | EN.EN3 Energy Sensor | [6 empty] | F45 | 0 | [10 empty] | No | No
MC070 | LEC 1 & 2 |  |  |  | MC070-B01/F46 | Function 46 | EN.EN3 Energy Sensor | [6 empty] | F46 | 0 | [10 empty] | No | No
MC070 | LEC 1 & 2 |  |  |  | MC070-B01/F47 | Function 47 | EN.EN3 Energy Sensor | [6 empty] | F47 | 0 | [10 empty] | No | No
MC070 | LEC 1 & 2 |  |  |  | MC070-B01/F48 | Function 48 | EN.EN3 Energy Sensor | [6 empty] | F48 | 0 | [10 empty] | No | No
MC070 | LEC 1 & 2 |  |  |  | MC070-B01/F49 | Function 49 | EN.EN3 Energy Sensor | [6 empty] | F49 | 0 | [10 empty] | No | No
MC070 | LEC 1 & 2 |  |  |  | MC070-B01/F39 | Function 39 | EN.EN3 Energy Sensor | [6 empty] | F39 | 0 | [10 empty] | No | No
MC070 | LEC 1 & 2 |  |  |  | MC070-B01/F4 | 4Dix Value Decoder | EN.EN3 Energy Sensor | [6 empty] | F4 | 0 | [10 empty] | No | No
MC070 | LEC 1 & 2 |  |  |  | MC070-B01/F40 | Function 40 | EN.EN3 Energy Sensor | [6 empty] | F40 | 0 | [10 empty] | No | No
MC070 | LEC 1 & 2 |  |  |  | MC070-B01/F41 | Function 41 | EN.EN3 Energy Sensor | [6 empty] | F41 | 0 | [10 empty] | No | No
MC070 | LEC 1 & 2 |  |  |  | MC070-B01/F42 | Function 42 | EN.EN3 Energy Sensor | [6 empty] | F42 | 0 | [10 empty] | No | No
MC070 | LEC 1 & 2 |  |  |  | MC070-B01/F43 | Function 43 | EN.EN3 Energy Sensor | [6 empty] | F43 | 0 | [10 empty] | No | No
MC070 | LEC 1 & 2 |  |  |  | MC070-B01/F33 | Function 33 | EN.EN3 Energy Sensor | [6 empty] | F33 | 0 | [10 empty] | No | No
MC070 | LEC 1 & 2 |  |  |  | MC070-B01/F34 | Function 34 | EN.EN3 Energy Sensor | [6 empty] | F34 | 0 | [10 empty] | No | No
MC070 | LEC 1 & 2 |  |  |  | MC070-B01/F35 | Function 35 | EN.EN3 Energy Sensor | [6 empty] | F35 | 0 | [10 empty] | No | No
MC070 | LEC 1 & 2 |  |  |  | MC070-B01/F36 | Function 36 | EN.EN3 Energy Sensor | [6 empty] | F36 | 0 | [10 empty] | No | No
MC070 | LEC 1 & 2 |  |  |  | MC070-B01/F37 | Function 37 | EN.EN3 Energy Sensor | [6 empty] | F37 | 0 | [10 empty] | No | No
MC070 | LEC 1 & 2 |  |  |  | MC070-B01/F38 | Function 38 | EN.EN3 Energy Sensor | [6 empty] | F38 | 0 | [10 empty] | No | No
MC070 | LEC 1 & 2 |  |  |  | MC070-B01/F28 | AHU Clg Dmd | EN.EN3 Energy Sensor | [6 empty] | F28 | 0 | [10 empty] | No | No
MC070 | LEC 1 & 2 |  |  |  | MC070-B01/F29 | Function 29 | EN.EN3 Energy Sensor | [6 empty] | F29 | 0 | [10 empty] | No | No
MC070 | LEC 1 & 2 |  |  |  | MC070-B01/F3 | 4Dix Stable Value | EN.EN3 Energy Sensor | [6 empty] | F3 | 0 | [10 empty] | No | No
MC070 | LEC 1 & 2 |  |  |  | MC070-B01/F30 | Function 30 | EN.EN3 Energy Sensor | [6 empty] | F30 | 0 | [10 empty] | No | No
MC070 | LEC 1 & 2 |  |  |  | MC070-B01/F31 | AHU HP Htg Dmd | EN.EN3 Energy Sensor | [6 empty] | F31 | 0 | [10 empty] | No | No
MC070 | LEC 1 & 2 |  |  |  | MC070-B01/F32 | AHU HP Clg Dmd | EN.EN3 Energy Sensor | [6 empty] | F32 | 0 | [10 empty] | No | No
MC070 | LEC 1 & 2 |  |  |  | MC070-B01/F22 | Function 22 | EN.EN3 Energy Sensor | [6 empty] | F22 | 0 | [10 empty] | No | No
MC070 | LEC 1 & 2 |  |  |  | MC070-B01/F23 | Function 23 | EN.EN3 Energy Sensor | [6 empty] | F23 | 0 | [10 empty] | No | No
MC070 | LEC 1 & 2 |  |  |  | MC070-B01/F24 | Function 24 | EN.EN3 Energy Sensor | [6 empty] | F24 | 0 | [10 empty] | No | No
MC070 | LEC 1 & 2 |  |  |  | MC070-B01/F25 | Function 25 | EN.EN3 Energy Sensor | [6 empty] | F25 | 0 | [10 empty] | No | No
MC070 | LEC 1 & 2 |  |  |  | MC070-B01/F26 | AHU HtgClg Dmd | EN.EN3 Energy Sensor | [6 empty] | F26 | 0 | [10 empty] | No | No
MC070 | LEC 1 & 2 |  |  |  | MC070-B01/F27 | AHU Htg Dmd | EN.EN3 Energy Sensor | [6 empty] | F27 | 0 | [10 empty] | No | No
MC070 | LEC 1 & 2 |  |  |  | MC070-B01/F15 | Function 15 | EN.EN3 Energy Sensor | [6 empty] | F15 | 0 | [10 empty] | No | No
MC070 | LEC 1 & 2 |  |  |  | MC070-B01/F16 | Space Frost SP | EN.EN3 Energy Sensor | [6 empty] | F16 | 0 | [10 empty] | No | No
MC070 | LEC 1 & 2 |  |  |  | MC070-B01/F17 | AHU Space Frost | EN.EN3 Energy Sensor | [6 empty] | F17 | 0 | [10 empty] | No | No
MC070 | LEC 1 & 2 |  |  |  | MC070-B01/F18 | Function 18 | EN.EN3 Energy Sensor | [6 empty] | F18 | 0 | [10 empty] | No | No
MC070 | LEC 1 & 2 |  |  |  | MC070-B01/F2 | 4Dix Previous Value | EN.EN3 Energy Sensor | [6 empty] | F2 | 0 | [10 empty] | No | No
MC070 | LEC 1 & 2 |  |  |  | MC070-B01/F21 | Function 21 | EN.EN3 Energy Sensor | [6 empty] | F21 | 0 | [10 empty] | No | No
MC070 | LEC 1 & 2 |  |  |  | MC070-B01/F1 | Is 4Dix Value Changing | EN.EN3 Energy Sensor | [6 empty] | F1 | 0 | [10 empty] | No | No
MC070 | LEC 1 & 2 |  |  |  | MC070-B01/F10 | 4Dix Previous Value | EN.EN3 Energy Sensor | [6 empty] | F10 | 0 | [10 empty] | No | No
MC070 | LEC 1 & 2 |  |  |  | MC070-B01/F11 | 4Dix Stable Value | EN.EN3 Energy Sensor | [6 empty] | F11 | 0 | [10 empty] | No | No
MC070 | LEC 1 & 2 |  |  |  | MC070-B01/F12 | 4Dix Value Decoder | EN.EN3 Energy Sensor | [6 empty] | F12 | 0 | [10 empty] | No | No
MC070 | LEC 1 & 2 |  |  |  | MC070-B01/F13 | Function 13 | EN.EN3 Energy Sensor | [6 empty] | F13 | 0 | [10 empty] | No | No
MC070 | LEC 1 & 2 |  |  |  | MC070-B01/F14 | Function 14 | EN.EN3 Energy Sensor | [6 empty] | F14 | 0 | [10 empty] | No | No
MC070 | LEC 1 & 2 |  |  |  | MC070-B01/D5 | AHU HP Htg Mode | EN.EN3 Energy Sensor | [6 empty] | D5 | 0 | [10 empty] | No | No
MC070 | LEC 1 & 2 |  |  |  | MC070-B01/D6 | AHU Heat Pump Dmd | EN.EN3 Energy Sensor | [6 empty] | D6 | 0 | [10 empty] | No | No
MC070 | LEC 1 & 2 |  |  |  | MC070-B01/D7 | Store Extr Fan En | EN.EN3 Energy Sensor | [6 empty] | D7 | 0 | [10 empty] | No | No
MC070 | LEC 1 & 2 |  |  |  | MC070-B01/D8 | Door Htr En | EN.EN3 Energy Sensor | [6 empty] | D8 | 0 | [10 empty] | No | No
MC070 | LEC 1 & 2 |  |  |  | MC070-B01/D9 | Door Htr Valve | EN.EN3 Energy Sensor | [6 empty] | D9 | 0 | [10 empty] | No | No
MC070 | LEC 1 & 2 |  |  |  | MC070-B01/e1 | Supervisor | EN.EN3 Energy Sensor | [6 empty] | e1 | 0 | [10 empty] | No | No
MC070 | LEC 1 & 2 |  |  |  | MC070-B05/B1 | Digital Byte 1 | EN.EN3 Energy Sensor | [6 empty] | B1 | 0 | [10 empty] | No | No
MC070 | LEC 1 & 2 |  |  |  | MC070-B05/C1 | Virtual CNC 1 | EN.EN3 Energy Sensor | [6 empty] | C1 | 0 | [10 empty] | No | No
MC070 | LEC 1 & 2 |  |  |  | MC070-B05/D1 | Heating pumps | EN.EN3 Energy Sensor | [6 empty] | D1 | 0 | [10 empty] | No | No
MC070 | LEC 1 & 2 |  |  |  | MC070-B05/D10 | Air Compressor | EN.EN3 Energy Sensor | [6 empty] | D10 | 0 | [10 empty] | No | No
MC070 | LEC 1 & 2 |  |  |  | MC070-B05/D11 | Heating Northl Valve 1 | EN.EN3 Energy Sensor | [6 empty] | D11 | 0 | [10 empty] | No | No
MC070 | LEC 1 & 2 |  |  |  | MC070-B05/D12 | Heating South Valve | EN.EN3 Energy Sensor | [6 empty] | D12 | 0 | [10 empty] | No | No
MC070 | LEC 1 & 2 |  |  |  | MC070-B05/Z5 | Triad time program | EN.EN3 Energy Sensor | [6 empty] | Z5 | 0 | [10 empty] | No | No
MC070 | LEC 1 & 2 |  |  |  | MC070-B05/Z6 | Domestic Hot Water District | EN.EN3 Energy Sensor | [6 empty] | Z6 | 0 | [10 empty] | No | No
MC070 | LEC 1 & 2 |  |  |  | MC070-B05/Y4 | Thermistor TBTC | EN.EN3 Energy Sensor | [6 empty] | Y4 | 0 | [10 empty] | No | No
MC070 | LEC 1 & 2 |  |  |  | MC070-B05/Y5 | Current 4-20ma | EN.EN3 Energy Sensor | [6 empty] | Y5 | 0 | [10 empty] | No | No
MC070 | LEC 1 & 2 |  |  |  | MC070-B05/Z1 | Heating Time Zone | EN.EN3 Energy Sensor | [6 empty] | Z1 | 0 | [10 empty] | No | No
MC070 | LEC 1 & 2 |  |  |  | MC070-B05/Z2 | Domestic Hot Water electric | EN.EN3 Energy Sensor | [6 empty] | Z2 | 0 | [10 empty] | No | No
MC070 | LEC 1 & 2 |  |  |  | MC070-B05/Z3 | Compressor Timezone | EN.EN3 Energy Sensor | [6 empty] | Z3 | 0 | [10 empty] | No | No
MC070 | LEC 1 & 2 |  |  |  | MC070-B05/Z4 | Time Zone 4 | EN.EN3 Energy Sensor | [6 empty] | Z4 | 0 | [10 empty] | No | No
MC070 | LEC 1 & 2 |  |  |  | MC070-B05/W5 | DHW fed From CT Pumps | EN.EN3 Energy Sensor | [6 empty] | W5 | 0 | [10 empty] | No | No
MC070 | LEC 1 & 2 |  |  |  | MC070-B05/W7 | Duty Pump Reset | EN.EN3 Energy Sensor | [6 empty] | W7 | 0 | [10 empty] | No | No
MC070 | LEC 1 & 2 |  |  |  | MC070-B05/W8 | Duty Heating Pump On=P2 | EN.EN3 Energy Sensor | [6 empty] | W8 | 0 | [10 empty] | No | No
MC070 | LEC 1 & 2 |  |  |  | MC070-B05/Y1 | Outside air temperature | EN.EN3 Energy Sensor | [6 empty] | Y1 | 0 | [10 empty] | No | No
MC070 | LEC 1 & 2 |  |  |  | MC070-B05/Y2 | Room temperature | EN.EN3 Energy Sensor | [6 empty] | Y2 | 0 | [10 empty] | No | No
MC070 | LEC 1 & 2 |  |  |  | MC070-B05/Y3 | Thermistor TBTI | EN.EN3 Energy Sensor | [6 empty] | Y3 | 0 | [10 empty] | No | No
MC070 | LEC 1 & 2 |  |  |  | MC070-B05/W2 | Pulsed 1st Stage Frost | EN.EN3 Energy Sensor | [6 empty] | W2 | 0 | [10 empty] | No | No
MC070 | LEC 1 & 2 |  |  |  | MC070-B05/W3 | Holiday - Auto Switch On=Auto | EN.EN3 Energy Sensor | [6 empty] | W3 | 0 | [10 empty] | No | No
MC070 | LEC 1 & 2 |  |  |  | MC070-B05/W30 | Triad switch | EN.EN3 Energy Sensor | [6 empty] | W30 | 0 | [10 empty] | No | No
MC070 | LEC 1 & 2 |  |  |  | MC070-B05/W32 | DHW Htr 1 OE_ENA | EN.EN3 Energy Sensor | [6 empty] | W32 | 0 | [10 empty] | No | No
MC070 | LEC 1 & 2 |  |  |  | MC070-B05/W33 | DHW Htr 2 OE_ENA | EN.EN3 Energy Sensor | [6 empty] | W33 | 0 | [10 empty] | No | No
MC070 | LEC 1 & 2 |  |  |  | MC070-B05/W4 | Heating Pump 1 C O | EN.EN3 Energy Sensor | [6 empty] | W4 | 0 | [10 empty] | No | No
MC070 | LEC 1 & 2 |  |  |  | MC070-B05/S8 | South Heating Return Temp | EN.EN3 Energy Sensor | [6 empty] | S8 | 0 | [10 empty] | No | No
MC070 | LEC 1 & 2 |  |  |  | MC070-B05/S9 | North Heating Flow Temp | EN.EN3 Energy Sensor | [6 empty] | S9 | 0 | [10 empty] | No | No
MC070 | LEC 1 & 2 |  |  |  | MC070-B05/V1 |  | EN.EN3 Energy Sensor | [6 empty] | V1 | 0 | [10 empty] | No | No
MC070 | LEC 1 & 2 |  |  |  | MC070-B05/W1 | Summer Winter | EN.EN3 Energy Sensor | [6 empty] | W1 | 0 | [10 empty] | No | No
MC070 | LEC 1 & 2 |  |  |  | MC070-B05/W10 | Duty CT Heating Pump On=P2 | EN.EN3 Energy Sensor | [6 empty] | W10 | 0 | [10 empty] | No | No
MC070 | LEC 1 & 2 |  |  |  | MC070-B05/W12 | Duty 2nd Heating Pump On=P2 | EN.EN3 Energy Sensor | [6 empty] | W12 | 0 | [10 empty] | No | No
MC070 | LEC 1 & 2 |  |  |  | MC070-B05/S27 | DHW Htr 2 OE Ovrd Off | EN.EN3 Energy Sensor | [6 empty] | S27 | 0 | [10 empty] | No | No
MC070 | LEC 1 & 2 |  |  |  | MC070-B05/S3 | Medium temperature hot water return temperature | EN.EN3 Energy Sensor | [6 empty] | S3 | 0 | [10 empty] | No | No
MC070 | LEC 1 & 2 |  |  |  | MC070-B05/S4 | DHW Cylinder 1 Temp | EN.EN3 Energy Sensor | [6 empty] | S4 | 0 | [10 empty] | No | No
MC070 | LEC 1 & 2 |  |  |  | MC070-B05/S5 | DHW Cylinder 2 Temp | EN.EN3 Energy Sensor | [6 empty] | S5 | 0 | [10 empty] | No | No
MC070 | LEC 1 & 2 |  |  |  | MC070-B05/S6 | DHW Flow Temp | EN.EN3 Energy Sensor | [6 empty] | S6 | 0 | [10 empty] | No | No
MC070 | LEC 1 & 2 |  |  |  | MC070-B05/S7 | South Heating Flow Temp | EN.EN3 Energy Sensor | [6 empty] | S7 | 0 | [10 empty] | No | No
MC070 | LEC 1 & 2 |  |  |  | MC070-B05/S21 | DHW Htr 1 OE Ovrd On | EN.EN3 Energy Sensor | [6 empty] | S21 | 0 | [10 empty] | No | No
MC070 | LEC 1 & 2 |  |  |  | MC070-B05/S22 | DHW Htr 1 OE Ovrd Off | EN.EN3 Energy Sensor | [6 empty] | S22 | 0 | [10 empty] | No | No
MC070 | LEC 1 & 2 |  |  |  | MC070-B05/S23 | DHW Htr 2 OE_REC | EN.EN3 Energy Sensor | [6 empty] | S23 | 0 | [10 empty] | No | No
MC070 | LEC 1 & 2 |  |  |  | MC070-B05/S24 | DHW Htr 2 Ovrd On | EN.EN3 Energy Sensor | [6 empty] | S24 | 0 | [10 empty] | No | No
MC070 | LEC 1 & 2 |  |  |  | MC070-B05/S25 | DHW Htr 2 OE Ovrd Off | EN.EN3 Energy Sensor | [6 empty] | S25 | 0 | [10 empty] | No | No
MC070 | LEC 1 & 2 |  |  |  | MC070-B05/S26 | DHW Htr 2 OE Ovrd On | EN.EN3 Energy Sensor | [6 empty] | S26 | 0 | [10 empty] | No | No
MC070 | LEC 1 & 2 |  |  |  | MC070-B05/S16 | Building kwh | EN.EN3 Energy Sensor | [6 empty] | S16 | 0 | [10 empty] | No | No
MC070 | LEC 1 & 2 |  |  |  | MC070-B05/S17 | Temperature difference | EN.EN3 Energy Sensor | [6 empty] | S17 | 0 | [10 empty] | No | No
MC070 | LEC 1 & 2 |  |  |  | MC070-B05/S18 | DHW Htr 1 OE_REC | EN.EN3 Energy Sensor | [6 empty] | S18 | 0 | [10 empty] | No | No
MC070 | LEC 1 & 2 |  |  |  | MC070-B05/S19 | DHW Htr 1 OE Ovrd On | EN.EN3 Energy Sensor | [6 empty] | S19 | 0 | [10 empty] | No | No
MC070 | LEC 1 & 2 |  |  |  | MC070-B05/S2 | Medium temperature hot water flow temperature | EN.EN3 Energy Sensor | [6 empty] | S2 | 0 | [10 empty] | No | No
MC070 | LEC 1 & 2 |  |  |  | MC070-B05/S20 | DHW Htr 1 OE Ovrd Off | EN.EN3 Energy Sensor | [6 empty] | S20 | 0 | [10 empty] | No | No
MC070 | LEC 1 & 2 |  |  |  | MC070-B05/S1 | Outside air temperature | EN.EN3 Energy Sensor | [6 empty] | S1 | 0 | [10 empty] | No | No
MC070 | LEC 1 & 2 |  |  |  | MC070-B05/S10 | North Heating Return Temp | EN.EN3 Energy Sensor | [6 empty] | S10 | 0 | [10 empty] | No | No
MC070 | LEC 1 & 2 |  |  |  | MC070-B05/S11 | Constant temperature circuit flow temperature | EN.EN3 Energy Sensor | [6 empty] | S11 | 0 | [10 empty] | No | No
MC070 | LEC 1 & 2 |  |  |  | MC070-B05/S12 | CT Return Temp | EN.EN3 Energy Sensor | [6 empty] | S12 | 0 | [10 empty] | No | No
MC070 | LEC 1 & 2 |  |  |  | MC070-B05/S14 | MTHW Flow Raw 4-20ma | EN.EN3 Energy Sensor | [6 empty] | S14 | 0 | [10 empty] | No | No
MC070 | LEC 1 & 2 |  |  |  | MC070-B05/S15 | Cal Fow meter MTHW Ltrs Min | EN.EN3 Energy Sensor | [6 empty] | S15 | 0 | [10 empty] | No | No
MC070 | LEC 1 & 2 |  |  |  | MC070-B05/P5 | DHW Cylinder 2 Temp | EN.EN3 Energy Sensor | [6 empty] | P5 | 0 | [10 empty] | No | No
MC070 | LEC 1 & 2 |  |  |  | MC070-B05/P6 | DHW Flow Temp | EN.EN3 Energy Sensor | [6 empty] | P6 | 0 | [10 empty] | No | No
MC070 | LEC 1 & 2 |  |  |  | MC070-B05/P7 | South Heating Flow Temp | EN.EN3 Energy Sensor | [6 empty] | P7 | 0 | [10 empty] | No | No
MC070 | LEC 1 & 2 |  |  |  | MC070-B05/P8 | South Heating Return Temp | EN.EN3 Energy Sensor | [6 empty] | P8 | 0 | [10 empty] | No | No
MC070 | LEC 1 & 2 |  |  |  | MC070-B05/P9 | North Heating Flow Temp | EN.EN3 Energy Sensor | [6 empty] | P9 | 0 | [10 empty] | No | No
MC070 | LEC 1 & 2 |  |  |  | MC070-B05/Q1 | Sequence Table 1 | EN.EN3 Energy Sensor | [6 empty] | Q1 | 0 | [10 empty] | No | No
MC070 | LEC 1 & 2 |  |  |  | MC070-B05/P23 | DHW Htr 2 Ovrd On | EN.EN3 Energy Sensor | [6 empty] | P23 | 0 | [10 empty] | No | No
MC070 | LEC 1 & 2 |  |  |  | MC070-B05/P24 | DHW Htr 2 OE Ovrd Off | EN.EN3 Energy Sensor | [6 empty] | P24 | 0 | [10 empty] | No | No
MC070 | LEC 1 & 2 |  |  |  | MC070-B05/P25 | DHW Htr 2 OE Ovrd On | EN.EN3 Energy Sensor | [6 empty] | P25 | 0 | [10 empty] | No | No
MC070 | LEC 1 & 2 |  |  |  | MC070-B05/P26 | DHW Htr 2 OE Ovrd Off | EN.EN3 Energy Sensor | [6 empty] | P26 | 0 | [10 empty] | No | No
MC070 | LEC 1 & 2 |  |  |  | MC070-B05/P3 | Medium temperature hot water return temperature | EN.EN3 Energy Sensor | [6 empty] | P3 | 0 | [10 empty] | No | No
MC070 | LEC 1 & 2 |  |  |  | MC070-B05/P4 | DHW Cylinder 1 Temp | EN.EN3 Energy Sensor | [6 empty] | P4 | 0 | [10 empty] | No | No
MC070 | LEC 1 & 2 |  |  |  | MC070-B05/P18 | DHW Htr 1 OE Ovrd On | EN.EN3 Energy Sensor | [6 empty] | P18 | 0 | [10 empty] | No | No
MC070 | LEC 1 & 2 |  |  |  | MC070-B05/P19 | DHW Htr 1 OE Ovrd Off | EN.EN3 Energy Sensor | [6 empty] | P19 | 0 | [10 empty] | No | No
MC070 | LEC 1 & 2 |  |  |  | MC070-B05/P2 | Medium temperature hot water flow temperature | EN.EN3 Energy Sensor | [6 empty] | P2 | 0 | [10 empty] | No | No
MC070 | LEC 1 & 2 |  |  |  | MC070-B05/P20 | DHW Htr 1 OE Ovrd On | EN.EN3 Energy Sensor | [6 empty] | P20 | 0 | [10 empty] | No | No
MC070 | LEC 1 & 2 |  |  |  | MC070-B05/P21 | DHW Htr 1 OE Ovrd Off | EN.EN3 Energy Sensor | [6 empty] | P21 | 0 | [10 empty] | No | No
MC070 | LEC 1 & 2 |  |  |  | MC070-B05/P22 | DHW Htr 2 OE_REC | EN.EN3 Energy Sensor | [6 empty] | P22 | 0 | [10 empty] | No | No
MC070 | LEC 1 & 2 |  |  |  | MC070-B05/P12 | CT Return Temp | EN.EN3 Energy Sensor | [6 empty] | P12 | 0 | [10 empty] | No | No
MC070 | LEC 1 & 2 |  |  |  | MC070-B05/P13 | Cal Fow meter MTHW Ltrs Min | EN.EN3 Energy Sensor | [6 empty] | P13 | 0 | [10 empty] | No | No
MC070 | LEC 1 & 2 |  |  |  | MC070-B05/P14 | Building kwh | EN.EN3 Energy Sensor | [6 empty] | P14 | 0 | [10 empty] | No | No
MC070 | LEC 1 & 2 |  |  |  | MC070-B05/P15 | Temperature difference | EN.EN3 Energy Sensor | [6 empty] | P15 | 0 | [10 empty] | No | No
MC070 | LEC 1 & 2 |  |  |  | MC070-B05/P16 | MTHW Flow Raw 4-20ma | EN.EN3 Energy Sensor | [6 empty] | P16 | 0 | [10 empty] | No | No
MC070 | LEC 1 & 2 |  |  |  | MC070-B05/P17 | DHW Htr 1 OE_REC | EN.EN3 Energy Sensor | [6 empty] | P17 | 0 | [10 empty] | No | No
MC070 | LEC 1 & 2 |  |  |  | MC070-B05/L4 | Loop 4 | EN.EN3 Energy Sensor | [6 empty] | L4 | 0 | [10 empty] | No | No
MC070 | LEC 1 & 2 |  |  |  | MC070-B05/n1 | TREND_0E_1B_06 | EN.EN3 Energy Sensor | [6 empty] | n1 | 0 | [10 empty] | No | No
MC070 | LEC 1 & 2 |  |  |  | MC070-B05/o1 | Alarm Route 1 | EN.EN3 Energy Sensor | [6 empty] | o1 | 0 | [10 empty] | No | No
MC070 | LEC 1 & 2 |  |  |  | MC070-B05/P1 | Outside air temperature | EN.EN3 Energy Sensor | [6 empty] | P1 | 0 | [10 empty] | No | No
MC070 | LEC 1 & 2 |  |  |  | MC070-B05/P10 | North Heating Return Temp | EN.EN3 Energy Sensor | [6 empty] | P10 | 0 | [10 empty] | No | No
MC070 | LEC 1 & 2 |  |  |  | MC070-B05/P11 | Constant temperature circuit flow temperature | EN.EN3 Energy Sensor | [6 empty] | P11 | 0 | [10 empty] | No | No
MC070 | LEC 1 & 2 |  |  |  | MC070-B05/K7 | Heating North Valve SP | EN.EN3 Energy Sensor | [6 empty] | K7 | 0 | [10 empty] | No | No
MC070 | LEC 1 & 2 |  |  |  | MC070-B05/K8 | Heating South Valve SP | EN.EN3 Energy Sensor | [6 empty] | K8 | 0 | [10 empty] | No | No
MC070 | LEC 1 & 2 |  |  |  | MC070-B05/K9 | Immersions allow sp | EN.EN3 Energy Sensor | [6 empty] | K9 | 0 | [10 empty] | No | No
MC070 | LEC 1 & 2 |  |  |  | MC070-B05/L1 | Loop 1 | EN.EN3 Energy Sensor | [6 empty] | L1 | 0 | [10 empty] | No | No
MC070 | LEC 1 & 2 |  |  |  | MC070-B05/L2 | Loop 2 | EN.EN3 Energy Sensor | [6 empty] | L2 | 0 | [10 empty] | No | No
MC070 | LEC 1 & 2 |  |  |  | MC070-B05/L3 | Loop 3 | EN.EN3 Energy Sensor | [6 empty] | L3 | 0 | [10 empty] | No | No
MC070 | LEC 1 & 2 |  |  |  | MC070-B05/K10 | Knob 10 | EN.EN3 Energy Sensor | [6 empty] | K10 | 0 | [10 empty] | No | No
MC070 | LEC 1 & 2 |  |  |  | MC070-B05/K2 | 2nd stage frost protection | EN.EN3 Energy Sensor | [6 empty] | K2 | 0 | [10 empty] | No | No
MC070 | LEC 1 & 2 |  |  |  | MC070-B05/K3 | Eco Off | EN.EN3 Energy Sensor | [6 empty] | K3 | 0 | [10 empty] | No | No
MC070 | LEC 1 & 2 |  |  |  | MC070-B05/K4 | MTHW Min Flow Temp | EN.EN3 Energy Sensor | [6 empty] | K4 | 0 | [10 empty] | No | No
MC070 | LEC 1 & 2 |  |  |  | MC070-B05/K5 | DHW Cyl 1 Temp SetPoint | EN.EN3 Energy Sensor | [6 empty] | K5 | 0 | [10 empty] | No | No
MC070 | LEC 1 & 2 |  |  |  | MC070-B05/K6 | DHW Cyl 2 Temp SetPoint | EN.EN3 Energy Sensor | [6 empty] | K6 | 0 | [10 empty] | No | No
MC070 | LEC 1 & 2 |  |  |  | MC070-B05/I5 | De-Strat Pump 2 Fault | EN.EN3 Energy Sensor | [6 empty] | I5 | 0 | [10 empty] | No | No
MC070 | LEC 1 & 2 |  |  |  | MC070-B05/I6 | Heating Pump Status | EN.EN3 Energy Sensor | [6 empty] | I6 | 0 | [10 empty] | No | No
MC070 | LEC 1 & 2 |  |  |  | MC070-B05/I7 | CT Pump Status | EN.EN3 Energy Sensor | [6 empty] | I7 | 0 | [10 empty] | No | No
MC070 | LEC 1 & 2 |  |  |  | MC070-B05/I8 | 2nd Heating Pump Status | EN.EN3 Energy Sensor | [6 empty] | I8 | 0 | [10 empty] | No | No
MC070 | LEC 1 & 2 |  |  |  | MC070-B05/I9 | MTHW Low Temp Alarm | EN.EN3 Energy Sensor | [6 empty] | I9 | 0 | [10 empty] | No | No
MC070 | LEC 1 & 2 |  |  |  | MC070-B05/K1 | 1st stage frost protection | EN.EN3 Energy Sensor | [6 empty] | K1 | 0 | [10 empty] | No | No
MC070 | LEC 1 & 2 |  |  |  | MC070-B05/I20 | Duty 2nd Heating Pump Failed | EN.EN3 Energy Sensor | [6 empty] | I20 | 0 | [10 empty] | No | No
MC070 | LEC 1 & 2 |  |  |  | MC070-B05/I21 | 2nd Heating Pump 1 Enabled | EN.EN3 Energy Sensor | [6 empty] | I21 | 0 | [10 empty] | No | No
MC070 | LEC 1 & 2 |  |  |  | MC070-B05/I22 | 2nd Heating Pump 2 Enabled | EN.EN3 Energy Sensor | [6 empty] | I22 | 0 | [10 empty] | No | No
MC070 | LEC 1 & 2 |  |  |  | MC070-B05/i3 | Compressor Fault | EN.EN3 Energy Sensor | [6 empty] | i3 | 0 | [10 empty] | No | No
MC070 | LEC 1 & 2 |  |  |  | MC070-B05/I4 | De-Strat Pump 1 Fault | EN.EN3 Energy Sensor | [6 empty] | I4 | 0 | [10 empty] | No | No
MC070 | LEC 1 & 2 |  |  |  | MC070-B05/I14 | Heating Pump 2 Enabled | EN.EN3 Energy Sensor | [6 empty] | I14 | 0 | [10 empty] | No | No
MC070 | LEC 1 & 2 |  |  |  | MC070-B05/I16 | Duty CT Heating Pump Failed | EN.EN3 Energy Sensor | [6 empty] | I16 | 0 | [10 empty] | No | No
MC070 | LEC 1 & 2 |  |  |  | MC070-B05/I17 | CT Heating Pump 1 Enabled | EN.EN3 Energy Sensor | [6 empty] | I17 | 0 | [10 empty] | No | No
MC070 | LEC 1 & 2 |  |  |  | MC070-B05/I18 | CT Heating Pump 2 Enabled | EN.EN3 Energy Sensor | [6 empty] | I18 | 0 | [10 empty] | No | No
MC070 | LEC 1 & 2 |  |  |  | MC070-B05/I2 | xcite/IO/8AO | EN.EN3 Energy Sensor | [6 empty] | I2 | 0 | [10 empty] | No | No
MC070 | LEC 1 & 2 |  |  |  | MC070-B05/G8 | DHW Enable | EN.EN3 Energy Sensor | [6 empty] | G8 | 0 | [10 empty] | No | No
MC070 | LEC 1 & 2 |  |  |  | MC070-B05/G9 | DHW Enable CT Pumps | EN.EN3 Energy Sensor | [6 empty] | G9 | 0 | [10 empty] | No | No
MC070 | LEC 1 & 2 |  |  |  | MC070-B05/i1 | DHW Cyl 1 High Limit Ok | EN.EN3 Energy Sensor | [6 empty] | i1 | 0 | [10 empty] | No | No
MC070 | LEC 1 & 2 |  |  |  | MC070-B05/I12 | Duty Heating Pump Failed | EN.EN3 Energy Sensor | [6 empty] | I12 | 0 | [10 empty] | No | No
MC070 | LEC 1 & 2 |  |  |  | MC070-B05/I13 | Heating Pump 1 Enabled | EN.EN3 Energy Sensor | [6 empty] | I13 | 0 | [10 empty] | No | No
MC070 | LEC 1 & 2 |  |  |  | MC070-B05/G55 | Logic 55 | EN.EN3 Energy Sensor | [6 empty] | G55 | 0 | [10 empty] | No | No
MC070 | LEC 1 & 2 |  |  |  | MC070-B05/G56 | Logic 56 | EN.EN3 Energy Sensor | [6 empty] | G56 | 0 | [10 empty] | No | No
MC070 | LEC 1 & 2 |  |  |  | MC070-B05/G57 | DHW Htr 2 enabled | EN.EN3 Energy Sensor | [6 empty] | G57 | 0 | [10 empty] | No | No
MC070 | LEC 1 & 2 |  |  |  | MC070-B05/G58 | Logic 58 | EN.EN3 Energy Sensor | [6 empty] | G58 | 0 | [10 empty] | No | No
MC070 | LEC 1 & 2 |  |  |  | MC070-B05/G6 | Heating enable | EN.EN3 Energy Sensor | [6 empty] | G6 | 0 | [10 empty] | No | No
MC070 | LEC 1 & 2 |  |  |  | MC070-B05/G7 | Pumps Enable | EN.EN3 Energy Sensor | [6 empty] | G7 | 0 | [10 empty] | No | No
MC070 | LEC 1 & 2 |  |  |  | MC070-B05/G5 | Logic 5 | EN.EN3 Energy Sensor | [6 empty] | G5 | 0 | [10 empty] | No | No
MC070 | LEC 1 & 2 |  |  |  | MC070-B05/G50 | Logic 50 | EN.EN3 Energy Sensor | [6 empty] | G50 | 0 | [10 empty] | No | No
MC070 | LEC 1 & 2 |  |  |  | MC070-B05/G51 | DHW Htr 2 OE Rec | EN.EN3 Energy Sensor | [6 empty] | G51 | 0 | [10 empty] | No | No
MC070 | LEC 1 & 2 |  |  |  | MC070-B05/G52 | Logic 52 | EN.EN3 Energy Sensor | [6 empty] | G52 | 0 | [10 empty] | No | No
MC070 | LEC 1 & 2 |  |  |  | MC070-B05/G53 | DHW Htr 2 OE_SAFE | EN.EN3 Energy Sensor | [6 empty] | G53 | 0 | [10 empty] | No | No
MC070 | LEC 1 & 2 |  |  |  | MC070-B05/G54 | Total Hours | EN.EN3 Energy Sensor | [6 empty] | G54 | 0 | [10 empty] | No | No
MC070 | LEC 1 & 2 |  |  |  | MC070-B05/G44 | DHW Htr 1 OE_SAFE | EN.EN3 Energy Sensor | [6 empty] | G44 | 0 | [10 empty] | No | No
MC070 | LEC 1 & 2 |  |  |  | MC070-B05/G45 | Total Hours | EN.EN3 Energy Sensor | [6 empty] | G45 | 0 | [10 empty] | No | No
MC070 | LEC 1 & 2 |  |  |  | MC070-B05/G46 | Logic 46 | EN.EN3 Energy Sensor | [6 empty] | G46 | 0 | [10 empty] | No | No
MC070 | LEC 1 & 2 |  |  |  | MC070-B05/G47 | Logic 47 | EN.EN3 Energy Sensor | [6 empty] | G47 | 0 | [10 empty] | No | No
MC070 | LEC 1 & 2 |  |  |  | MC070-B05/G48 | DHW Htr 1 enabled | EN.EN3 Energy Sensor | [6 empty] | G48 | 0 | [10 empty] | No | No
MC070 | LEC 1 & 2 |  |  |  | MC070-B05/G49 | Logic 49 | EN.EN3 Energy Sensor | [6 empty] | G49 | 0 | [10 empty] | No | No
MC070 | LEC 1 & 2 |  |  |  | MC070-B05/G39 | Logic 39 | EN.EN3 Energy Sensor | [6 empty] | G39 | 0 | [10 empty] | No | No
MC070 | LEC 1 & 2 |  |  |  | MC070-B05/G4 | Logic 4 | EN.EN3 Energy Sensor | [6 empty] | G4 | 0 | [10 empty] | No | No
MC070 | LEC 1 & 2 |  |  |  | MC070-B05/G40 | Immersions allow | EN.EN3 Energy Sensor | [6 empty] | G40 | 0 | [10 empty] | No | No
MC070 | LEC 1 & 2 |  |  |  | MC070-B05/G41 | Logic 41 | EN.EN3 Energy Sensor | [6 empty] | G41 | 0 | [10 empty] | No | No
MC070 | LEC 1 & 2 |  |  |  | MC070-B05/G42 | DHW Htr 1 OE Rec | EN.EN3 Energy Sensor | [6 empty] | G42 | 0 | [10 empty] | No | No
MC070 | LEC 1 & 2 |  |  |  | MC070-B05/G43 | Logic 43 | EN.EN3 Energy Sensor | [6 empty] | G43 | 0 | [10 empty] | No | No
MC070 | LEC 1 & 2 |  |  |  | MC070-B05/G33 | Logic 33 | EN.EN3 Energy Sensor | [6 empty] | G33 | 0 | [10 empty] | No | No
MC070 | LEC 1 & 2 |  |  |  | MC070-B05/G34 | Logic 34 | EN.EN3 Energy Sensor | [6 empty] | G34 | 0 | [10 empty] | No | No
MC070 | LEC 1 & 2 |  |  |  | MC070-B05/G35 | Logic 35 | EN.EN3 Energy Sensor | [6 empty] | G35 | 0 | [10 empty] | No | No
MC070 | LEC 1 & 2 |  |  |  | MC070-B05/G36 | Logic 36 | EN.EN3 Energy Sensor | [6 empty] | G36 | 0 | [10 empty] | No | No
MC070 | LEC 1 & 2 |  |  |  | MC070-B05/G37 | Logic 37 | EN.EN3 Energy Sensor | [6 empty] | G37 | 0 | [10 empty] | No | No
MC070 | LEC 1 & 2 |  |  |  | MC070-B05/G38 | Logic 38 | EN.EN3 Energy Sensor | [6 empty] | G38 | 0 | [10 empty] | No | No
MC070 | LEC 1 & 2 |  |  |  | MC070-B05/G28 | Logic 28 | EN.EN3 Energy Sensor | [6 empty] | G28 | 0 | [10 empty] | No | No
MC070 | LEC 1 & 2 |  |  |  | MC070-B05/G29 | Logic 29 | EN.EN3 Energy Sensor | [6 empty] | G29 | 0 | [10 empty] | No | No
MC070 | LEC 1 & 2 |  |  |  | MC070-B05/G3 | 1st stage frost protection | EN.EN3 Energy Sensor | [6 empty] | G3 | 0 | [10 empty] | No | No
MC070 | LEC 1 & 2 |  |  |  | MC070-B05/G30 | Logic 30 | EN.EN3 Energy Sensor | [6 empty] | G30 | 0 | [10 empty] | No | No
MC070 | LEC 1 & 2 |  |  |  | MC070-B05/G31 | Logic 31 | EN.EN3 Energy Sensor | [6 empty] | G31 | 0 | [10 empty] | No | No
MC070 | LEC 1 & 2 |  |  |  | MC070-B05/G32 | Logic 32 | EN.EN3 Energy Sensor | [6 empty] | G32 | 0 | [10 empty] | No | No
MC070 | LEC 1 & 2 |  |  |  | MC070-B05/G22 | Logic 22 | EN.EN3 Energy Sensor | [6 empty] | G22 | 0 | [10 empty] | No | No
MC070 | LEC 1 & 2 |  |  |  | MC070-B05/G23 | Logic 23 | EN.EN3 Energy Sensor | [6 empty] | G23 | 0 | [10 empty] | No | No
MC070 | LEC 1 & 2 |  |  |  | MC070-B05/G24 | Logic 24 | EN.EN3 Energy Sensor | [6 empty] | G24 | 0 | [10 empty] | No | No
MC070 | LEC 1 & 2 |  |  |  | MC070-B05/G25 | Logic 25 | EN.EN3 Energy Sensor | [6 empty] | G25 | 0 | [10 empty] | No | No
MC070 | LEC 1 & 2 |  |  |  | MC070-B05/G26 | Logic 26 | EN.EN3 Energy Sensor | [6 empty] | G26 | 0 | [10 empty] | No | No
MC070 | LEC 1 & 2 |  |  |  | MC070-B05/G27 | Logic 27 | EN.EN3 Energy Sensor | [6 empty] | G27 | 0 | [10 empty] | No | No
MC070 | LEC 1 & 2 |  |  |  | MC070-B05/G17 | Logic 17 | EN.EN3 Energy Sensor | [6 empty] | G17 | 0 | [10 empty] | No | No
MC070 | LEC 1 & 2 |  |  |  | MC070-B05/G18 | Logic 18 | EN.EN3 Energy Sensor | [6 empty] | G18 | 0 | [10 empty] | No | No
MC070 | LEC 1 & 2 |  |  |  | MC070-B05/G19 | Logic 19 | EN.EN3 Energy Sensor | [6 empty] | G19 | 0 | [10 empty] | No | No
MC070 | LEC 1 & 2 |  |  |  | MC070-B05/G2 | 2ND STAGE FROST WATER | EN.EN3 Energy Sensor | [6 empty] | G2 | 0 | [10 empty] | No | No
MC070 | LEC 1 & 2 |  |  |  | MC070-B05/G20 | Logic 20 | EN.EN3 Energy Sensor | [6 empty] | G20 | 0 | [10 empty] | No | No
MC070 | LEC 1 & 2 |  |  |  | MC070-B05/G21 | Logic 21 | EN.EN3 Energy Sensor | [6 empty] | G21 | 0 | [10 empty] | No | No
MC070 | LEC 1 & 2 |  |  |  | MC070-B05/G11 | Logic 11 | EN.EN3 Energy Sensor | [6 empty] | G11 | 0 | [10 empty] | No | No
MC070 | LEC 1 & 2 |  |  |  | MC070-B05/G12 | Logic 12 | EN.EN3 Energy Sensor | [6 empty] | G12 | 0 | [10 empty] | No | No
MC070 | LEC 1 & 2 |  |  |  | MC070-B05/G13 | Logic 13 | EN.EN3 Energy Sensor | [6 empty] | G13 | 0 | [10 empty] | No | No
MC070 | LEC 1 & 2 |  |  |  | MC070-B05/G14 | Logic 14 | EN.EN3 Energy Sensor | [6 empty] | G14 | 0 | [10 empty] | No | No
MC070 | LEC 1 & 2 |  |  |  | MC070-B05/G15 | Logic 15 | EN.EN3 Energy Sensor | [6 empty] | G15 | 0 | [10 empty] | No | No
MC070 | LEC 1 & 2 |  |  |  | MC070-B05/G16 | Logic 16 | EN.EN3 Energy Sensor | [6 empty] | G16 | 0 | [10 empty] | No | No
MC070 | LEC 1 & 2 |  |  |  | MC070-B05/F6 | Function 6 | EN.EN3 Energy Sensor | [6 empty] | F6 | 0 | [10 empty] | No | No
MC070 | LEC 1 & 2 |  |  |  | MC070-B05/F7 | Function 7 | EN.EN3 Energy Sensor | [6 empty] | F7 | 0 | [10 empty] | No | No
MC070 | LEC 1 & 2 |  |  |  | MC070-B05/F8 | Function 8 | EN.EN3 Energy Sensor | [6 empty] | F8 | 0 | [10 empty] | No | No
MC070 | LEC 1 & 2 |  |  |  | MC070-B05/F9 | Function 9 | EN.EN3 Energy Sensor | [6 empty] | F9 | 0 | [10 empty] | No | No
MC070 | LEC 1 & 2 |  |  |  | MC070-B05/G1 | Logic 1 | EN.EN3 Energy Sensor | [6 empty] | G1 | 0 | [10 empty] | No | No
MC070 | LEC 1 & 2 |  |  |  | MC070-B05/G10 | Enable Immersion Heaters | EN.EN3 Energy Sensor | [6 empty] | G10 | 0 | [10 empty] | No | No
MC070 | LEC 1 & 2 |  |  |  | MC070-B05/F40 | Function 40 | EN.EN3 Energy Sensor | [6 empty] | F40 | 0 | [10 empty] | No | No
MC070 | LEC 1 & 2 |  |  |  | MC070-B05/F41 | Function 41 | EN.EN3 Energy Sensor | [6 empty] | F41 | 0 | [10 empty] | No | No
MC070 | LEC 1 & 2 |  |  |  | MC070-B05/F42 | Function 42 | EN.EN3 Energy Sensor | [6 empty] | F42 | 0 | [10 empty] | No | No
MC070 | LEC 1 & 2 |  |  |  | MC070-B05/F43 | Function 43 | EN.EN3 Energy Sensor | [6 empty] | F43 | 0 | [10 empty] | No | No
MC070 | LEC 1 & 2 |  |  |  | MC070-B05/F44 | Function 44 | EN.EN3 Energy Sensor | [6 empty] | F44 | 0 | [10 empty] | No | No
MC070 | LEC 1 & 2 |  |  |  | MC070-B05/F5 | Function 5 | EN.EN3 Energy Sensor | [6 empty] | F5 | 0 | [10 empty] | No | No
MC070 | LEC 1 & 2 |  |  |  | MC070-B05/F35 | Function 35 | EN.EN3 Energy Sensor | [6 empty] | F35 | 0 | [10 empty] | No | No
MC070 | LEC 1 & 2 |  |  |  | MC070-B05/F36 | DHW Htr 2 OE_REC_ON | EN.EN3 Energy Sensor | [6 empty] | F36 | 0 | [10 empty] | No | No
MC070 | LEC 1 & 2 |  |  |  | MC070-B05/F37 | DHW Htr 2 OE_REC_OFF | EN.EN3 Energy Sensor | [6 empty] | F37 | 0 | [10 empty] | No | No
MC070 | LEC 1 & 2 |  |  |  | MC070-B05/F38 | DHW Htr 2 OE Allowability | EN.EN3 Energy Sensor | [6 empty] | F38 | 0 | [10 empty] | No | No
MC070 | LEC 1 & 2 |  |  |  | MC070-B05/F39 | DHW Htr 2 OE_DEMAND | EN.EN3 Energy Sensor | [6 empty] | F39 | 0 | [10 empty] | No | No
MC070 | LEC 1 & 2 |  |  |  | MC070-B05/F4 | Function 4 | EN.EN3 Energy Sensor | [6 empty] | F4 | 0 | [10 empty] | No | No
MC070 | LEC 1 & 2 |  |  |  | MC070-B05/F3 | Function 3 | EN.EN3 Energy Sensor | [6 empty] | F3 | 0 | [10 empty] | No | No
MC070 | LEC 1 & 2 |  |  |  | MC070-B05/F30 | DHW Htr 1 OE_REC_ON | EN.EN3 Energy Sensor | [6 empty] | F30 | 0 | [10 empty] | No | No
MC070 | LEC 1 & 2 |  |  |  | MC070-B05/F31 | DHW Htr 1 OE_REC_OFF | EN.EN3 Energy Sensor | [6 empty] | F31 | 0 | [10 empty] | No | No
MC070 | LEC 1 & 2 |  |  |  | MC070-B05/F32 | DHW Htr 1 OE Allowability | EN.EN3 Energy Sensor | [6 empty] | F32 | 0 | [10 empty] | No | No
MC070 | LEC 1 & 2 |  |  |  | MC070-B05/F33 | DHW Htr 1 OE_DEMAND | EN.EN3 Energy Sensor | [6 empty] | F33 | 0 | [10 empty] | No | No
MC070 | LEC 1 & 2 |  |  |  | MC070-B05/F34 | Function 34 | EN.EN3 Energy Sensor | [6 empty] | F34 | 0 | [10 empty] | No | No
MC070 | LEC 1 & 2 |  |  |  | MC070-B05/F23 | Function 23 | EN.EN3 Energy Sensor | [6 empty] | F23 | 0 | [10 empty] | No | No
MC070 | LEC 1 & 2 |  |  |  | MC070-B05/F24 | Function 24 | EN.EN3 Energy Sensor | [6 empty] | F24 | 0 | [10 empty] | No | No
MC070 | LEC 1 & 2 |  |  |  | MC070-B05/F25 | Function 25 | EN.EN3 Energy Sensor | [6 empty] | F25 | 0 | [10 empty] | No | No
MC070 | LEC 1 & 2 |  |  |  | MC070-B05/F27 | Litres per second | EN.EN3 Energy Sensor | [6 empty] | F27 | 0 | [10 empty] | No | No
MC070 | LEC 1 & 2 |  |  |  | MC070-B05/F28 | Subtract for delta-T | EN.EN3 Energy Sensor | [6 empty] | F28 | 0 | [10 empty] | No | No
MC070 | LEC 1 & 2 |  |  |  | MC070-B05/F29 | Function 29 | EN.EN3 Energy Sensor | [6 empty] | F29 | 0 | [10 empty] | No | No
MC070 | LEC 1 & 2 |  |  |  | MC070-B05/F18 | Function 18 | EN.EN3 Energy Sensor | [6 empty] | F18 | 0 | [10 empty] | No | No
MC070 | LEC 1 & 2 |  |  |  | MC070-B05/F19 | Function 19 | EN.EN3 Energy Sensor | [6 empty] | F19 | 0 | [10 empty] | No | No
MC070 | LEC 1 & 2 |  |  |  | MC070-B05/F2 | OAT ECO OFF 1= HTG OFF | EN.EN3 Energy Sensor | [6 empty] | F2 | 0 | [10 empty] | No | No
MC070 | LEC 1 & 2 |  |  |  | MC070-B05/F20 | Function 20 | EN.EN3 Energy Sensor | [6 empty] | F20 | 0 | [10 empty] | No | No
MC070 | LEC 1 & 2 |  |  |  | MC070-B05/F21 | Function 21 | EN.EN3 Energy Sensor | [6 empty] | F21 | 0 | [10 empty] | No | No
MC070 | LEC 1 & 2 |  |  |  | MC070-B05/F22 | Function 22 | EN.EN3 Energy Sensor | [6 empty] | F22 | 0 | [10 empty] | No | No
MC070 | LEC 1 & 2 |  |  |  | MC070-B05/F12 | Function 12 | EN.EN3 Energy Sensor | [6 empty] | F12 | 0 | [10 empty] | No | No
MC070 | LEC 1 & 2 |  |  |  | MC070-B05/F13 | Function 13 | EN.EN3 Energy Sensor | [6 empty] | F13 | 0 | [10 empty] | No | No
MC070 | LEC 1 & 2 |  |  |  | MC070-B05/F14 | Function 14 | EN.EN3 Energy Sensor | [6 empty] | F14 | 0 | [10 empty] | No | No
MC070 | LEC 1 & 2 |  |  |  | MC070-B05/F15 | Function 15 | EN.EN3 Energy Sensor | [6 empty] | F15 | 0 | [10 empty] | No | No
MC070 | LEC 1 & 2 |  |  |  | MC070-B05/F16 | Function 16 | EN.EN3 Energy Sensor | [6 empty] | F16 | 0 | [10 empty] | No | No
MC070 | LEC 1 & 2 |  |  |  | MC070-B05/F17 | Function 17 | EN.EN3 Energy Sensor | [6 empty] | F17 | 0 | [10 empty] | No | No
MC070 | LEC 1 & 2 |  |  |  | MC070-B05/D8 | DHW Cyl 2 Immersion Htr | EN.EN3 Energy Sensor | [6 empty] | D8 | 0 | [10 empty] | No | No
MC070 | LEC 1 & 2 |  |  |  | MC070-B05/D9 | DHW Cyl 2 Valve | EN.EN3 Energy Sensor | [6 empty] | D9 | 0 | [10 empty] | No | No
MC070 | LEC 1 & 2 |  |  |  | MC070-B05/e1 | Alarm Dest 1 | EN.EN3 Energy Sensor | [6 empty] | e1 | 0 | [10 empty] | No | No
MC070 | LEC 1 & 2 |  |  |  | MC070-B05/F1 | Function 1 | EN.EN3 Energy Sensor | [6 empty] | F1 | 0 | [10 empty] | No | No
MC070 | LEC 1 & 2 |  |  |  | MC070-B05/F10 | Function 10 | EN.EN3 Energy Sensor | [6 empty] | F10 | 0 | [10 empty] | No | No
MC070 | LEC 1 & 2 |  |  |  | MC070-B05/F11 | Function 11 | EN.EN3 Energy Sensor | [6 empty] | F11 | 0 | [10 empty] | No | No
MC070 | LEC 1 & 2 |  |  |  | MC070-B05/D2 | CT Heating Pumps | EN.EN3 Energy Sensor | [6 empty] | D2 | 0 | [10 empty] | No | No
MC070 | LEC 1 & 2 |  |  |  | MC070-B05/D3 | 2nd Heating Pumps | EN.EN3 Energy Sensor | [6 empty] | D3 | 0 | [10 empty] | No | No
MC070 | LEC 1 & 2 |  |  |  | MC070-B05/D4 | Domestic hot water secondary pump | EN.EN3 Energy Sensor | [6 empty] | D4 | 0 | [10 empty] | No | No
MC070 | LEC 1 & 2 |  |  |  | MC070-B05/D5 | DHW De-Strat Pumps | EN.EN3 Energy Sensor | [6 empty] | D5 | 0 | [10 empty] | No | No
MC070 | LEC 1 & 2 |  |  |  | MC070-B05/D6 | DHW Cyl 1 Immersion Htr | EN.EN3 Energy Sensor | [6 empty] | D6 | 0 | [10 empty] | No | No
MC070 | LEC 1 & 2 |  |  |  | MC070-B05/D7 | DHW Cyl 1 Valve | EN.EN3 Energy Sensor | [6 empty] | D7 | 0 | [10 empty] | No | No
MC070 | LEC 1 & 2 |  |  |  | MC070-B06/C1 | Virtual CNC 1 | EN.EN3 Energy Sensor | [6 empty] | C1 | 0 | [10 empty] | No | No
MC070 | LEC 1 & 2 |  |  |  | MC070-B06/D1 | HWS Pump | EN.EN3 Energy Sensor | [6 empty] | D1 | 0 | [10 empty] | No | No
MC070 | LEC 1 & 2 |  |  |  | MC070-B06/D2 | Immersion 1 Enable | EN.EN3 Energy Sensor | [6 empty] | D2 | 0 | [10 empty] | No | No
MC070 | LEC 1 & 2 |  |  |  | MC070-B06/D3 | Immersion 2 Enable | EN.EN3 Energy Sensor | [6 empty] | D3 | 0 | [10 empty] | No | No
MC070 | LEC 1 & 2 |  |  |  | MC070-B06/D4 | Animal Immersion Enable | EN.EN3 Energy Sensor | [6 empty] | D4 | 0 | [10 empty] | No | No
MC070 | LEC 1 & 2 |  |  |  | MC070-B06/D5 | Heating pumps | EN.EN3 Energy Sensor | [6 empty] | D5 | 0 | [10 empty] | No | No
MC070 | LEC 1 & 2 |  |  |  | MC070-B06/Y5 | Current 4-20ma | EN.EN3 Energy Sensor | [6 empty] | Y5 | 0 | [10 empty] | No | No
MC070 | LEC 1 & 2 |  |  |  | MC070-B06/Z1 | Biology DHWS | EN.EN3 Energy Sensor | [6 empty] | Z1 | 0 | [10 empty] | No | No
MC070 | LEC 1 & 2 |  |  |  | MC070-B06/Z2 | Biology Animal Immersion | EN.EN3 Energy Sensor | [6 empty] | Z2 | 0 | [10 empty] | No | No
MC070 | LEC 1 & 2 |  |  |  | MC070-B06/Z3 | Heating pumps | EN.EN3 Energy Sensor | [6 empty] | Z3 | 0 | [10 empty] | No | No
MC070 | LEC 1 & 2 |  |  |  | MC070-B06/Z4 | HWS PUMP &amp; DESTAT | EN.EN3 Energy Sensor | [6 empty] | Z4 | 0 | [10 empty] | No | No
MC070 | LEC 1 & 2 |  |  |  | MC070-B06/Z5 | Triad time program | EN.EN3 Energy Sensor | [6 empty] | Z5 | 0 | [10 empty] | No | No
MC070 | LEC 1 & 2 |  |  |  | MC070-B06/W4 | Switch 4 | EN.EN3 Energy Sensor | [6 empty] | W4 | 0 | [10 empty] | No | No
MC070 | LEC 1 & 2 |  |  |  | MC070-B06/W5 | Switch 5 | EN.EN3 Energy Sensor | [6 empty] | W5 | 0 | [10 empty] | No | No
MC070 | LEC 1 & 2 |  |  |  | MC070-B06/Y1 | Outside air temperature | EN.EN3 Energy Sensor | [6 empty] | Y1 | 0 | [10 empty] | No | No
MC070 | LEC 1 & 2 |  |  |  | MC070-B06/Y2 | Thermistor TBTC | EN.EN3 Energy Sensor | [6 empty] | Y2 | 0 | [10 empty] | No | No
MC070 | LEC 1 & 2 |  |  |  | MC070-B06/Y3 | Lancaster Uni Hwell | EN.EN3 Energy Sensor | [6 empty] | Y3 | 0 | [10 empty] | No | No
MC070 | LEC 1 & 2 |  |  |  | MC070-B06/Y4 | 4DIX V | EN.EN3 Energy Sensor | [6 empty] | Y4 | 0 | [10 empty] | No | No
MC070 | LEC 1 & 2 |  |  |  | MC070-B06/S9 | DHWS Return Temperature | EN.EN3 Energy Sensor | [6 empty] | S9 | 0 | [10 empty] | No | No
MC070 | LEC 1 & 2 |  |  |  | MC070-B06/V1 |  | EN.EN3 Energy Sensor | [6 empty] | V1 | 0 | [10 empty] | No | No
MC070 | LEC 1 & 2 |  |  |  | MC070-B06/W1 | Summer Winter switch | EN.EN3 Energy Sensor | [6 empty] | W1 | 0 | [10 empty] | No | No
MC070 | LEC 1 & 2 |  |  |  | MC070-B06/W2 | Heating Pumps 1 or 2 | EN.EN3 Energy Sensor | [6 empty] | W2 | 0 | [10 empty] | No | No
MC070 | LEC 1 & 2 |  |  |  | MC070-B06/W3 | Rotate Pumps | EN.EN3 Energy Sensor | [6 empty] | W3 | 0 | [10 empty] | No | No
MC070 | LEC 1 & 2 |  |  |  | MC070-B06/W30 | Triad switch | EN.EN3 Energy Sensor | [6 empty] | W30 | 0 | [10 empty] | No | No
MC070 | LEC 1 & 2 |  |  |  | MC070-B06/S3 | MTHW Return Temperature | EN.EN3 Energy Sensor | [6 empty] | S3 | 0 | [10 empty] | No | No
MC070 | LEC 1 & 2 |  |  |  | MC070-B06/S4 | CT Flow Temperature | EN.EN3 Energy Sensor | [6 empty] | S4 | 0 | [10 empty] | No | No
MC070 | LEC 1 & 2 |  |  |  | MC070-B06/S5 | CT Return Temperature | EN.EN3 Energy Sensor | [6 empty] | S5 | 0 | [10 empty] | No | No
MC070 | LEC 1 & 2 |  |  |  | MC070-B06/S6 | Animal RMS Flow | EN.EN3 Energy Sensor | [6 empty] | S6 | 0 | [10 empty] | No | No
MC070 | LEC 1 & 2 |  |  |  | MC070-B06/S7 | DHWS Flow Temperature | EN.EN3 Energy Sensor | [6 empty] | S7 | 0 | [10 empty] | No | No
MC070 | LEC 1 & 2 |  |  |  | MC070-B06/S8 | DHWS Flow Temperature | EN.EN3 Energy Sensor | [6 empty] | S8 | 0 | [10 empty] | No | No
MC070 | LEC 1 & 2 |  |  |  | MC070-B06/S13 | Dix Module | EN.EN3 Energy Sensor | [6 empty] | S13 | 0 | [10 empty] | No | No
MC070 | LEC 1 & 2 |  |  |  | MC070-B06/S14 | MTHW FLOW RAW 4-20ma | EN.EN3 Energy Sensor | [6 empty] | S14 | 0 | [10 empty] | No | No
MC070 | LEC 1 & 2 |  |  |  | MC070-B06/S15 | Cal Fow meter MTHW Ltrs Min | EN.EN3 Energy Sensor | [6 empty] | S15 | 0 | [10 empty] | No | No
MC070 | LEC 1 & 2 |  |  |  | MC070-B06/S16 | Building kwh | EN.EN3 Energy Sensor | [6 empty] | S16 | 0 | [10 empty] | No | No
MC070 | LEC 1 & 2 |  |  |  | MC070-B06/S17 | Temperature difference | EN.EN3 Energy Sensor | [6 empty] | S17 | 0 | [10 empty] | No | No
MC070 | LEC 1 & 2 |  |  |  | MC070-B06/S2 | MTHW Flow Temperature | EN.EN3 Energy Sensor | [6 empty] | S2 | 0 | [10 empty] | No | No
MC070 | LEC 1 & 2 |  |  |  | MC070-B06/P9 | DHWS Return Temperature | EN.EN3 Energy Sensor | [6 empty] | P9 | 0 | [10 empty] | No | No
MC070 | LEC 1 & 2 |  |  |  | MC070-B06/Q1 | Sequence Table 1 | EN.EN3 Energy Sensor | [6 empty] | Q1 | 0 | [10 empty] | No | No
MC070 | LEC 1 & 2 |  |  |  | MC070-B06/S1 | Outside air temperature | EN.EN3 Energy Sensor | [6 empty] | S1 | 0 | [10 empty] | No | No
MC070 | LEC 1 & 2 |  |  |  | MC070-B06/S10 | Space Temperature | EN.EN3 Energy Sensor | [6 empty] | S10 | 0 | [10 empty] | No | No
MC070 | LEC 1 & 2 |  |  |  | MC070-B06/S11 | Dix Module | EN.EN3 Energy Sensor | [6 empty] | S11 | 0 | [10 empty] | No | No
MC070 | LEC 1 & 2 |  |  |  | MC070-B06/S12 | Dix Module | EN.EN3 Energy Sensor | [6 empty] | S12 | 0 | [10 empty] | No | No
MC070 | LEC 1 & 2 |  |  |  | MC070-B06/P3 | MTHW Return Temperature | EN.EN3 Energy Sensor | [6 empty] | P3 | 0 | [10 empty] | No | No
MC070 | LEC 1 & 2 |  |  |  | MC070-B06/P4 | CT Flow Temperature | EN.EN3 Energy Sensor | [6 empty] | P4 | 0 | [10 empty] | No | No
MC070 | LEC 1 & 2 |  |  |  | MC070-B06/P5 | CT Return Temperature | EN.EN3 Energy Sensor | [6 empty] | P5 | 0 | [10 empty] | No | No
MC070 | LEC 1 & 2 |  |  |  | MC070-B06/P6 | Animal RMS Flow | EN.EN3 Energy Sensor | [6 empty] | P6 | 0 | [10 empty] | No | No
MC070 | LEC 1 & 2 |  |  |  | MC070-B06/P7 | DHWS Flow Temperature | EN.EN3 Energy Sensor | [6 empty] | P7 | 0 | [10 empty] | No | No
MC070 | LEC 1 & 2 |  |  |  | MC070-B06/P8 | DHWS Flow Temperature | EN.EN3 Energy Sensor | [6 empty] | P8 | 0 | [10 empty] | No | No
MC070 | LEC 1 & 2 |  |  |  | MC070-B06/P10 | Space Temperature | EN.EN3 Energy Sensor | [6 empty] | P10 | 0 | [10 empty] | No | No
MC070 | LEC 1 & 2 |  |  |  | MC070-B06/P11 | OAT Eco Off 1 = Off | EN.EN3 Energy Sensor | [6 empty] | P11 | 0 | [10 empty] | No | No
MC070 | LEC 1 & 2 |  |  |  | MC070-B06/P12 | Cal Fow meter MTHW Ltrs Min | EN.EN3 Energy Sensor | [6 empty] | P12 | 0 | [10 empty] | No | No
MC070 | LEC 1 & 2 |  |  |  | MC070-B06/P13 | Building kwh | EN.EN3 Energy Sensor | [6 empty] | P13 | 0 | [10 empty] | No | No
MC070 | LEC 1 & 2 |  |  |  | MC070-B06/P14 | Temperature difference | EN.EN3 Energy Sensor | [6 empty] | P14 | 0 | [10 empty] | No | No
MC070 | LEC 1 & 2 |  |  |  | MC070-B06/P2 | MTHW Flow Temperature | EN.EN3 Energy Sensor | [6 empty] | P2 | 0 | [10 empty] | No | No
MC070 | LEC 1 & 2 |  |  |  | MC070-B06/K5 | Knob 5 | EN.EN3 Energy Sensor | [6 empty] | K5 | 0 | [10 empty] | No | No
MC070 | LEC 1 & 2 |  |  |  | MC070-B06/K6 | Eco Off | EN.EN3 Energy Sensor | [6 empty] | K6 | 0 | [10 empty] | No | No
MC070 | LEC 1 & 2 |  |  |  | MC070-B06/L1 | Loop 1 | EN.EN3 Energy Sensor | [6 empty] | L1 | 0 | [10 empty] | No | No
MC070 | LEC 1 & 2 |  |  |  | MC070-B06/L2 | Loop 2 | EN.EN3 Energy Sensor | [6 empty] | L2 | 0 | [10 empty] | No | No
MC070 | LEC 1 & 2 |  |  |  | MC070-B06/n1 | TREND_0C_1A_67 | EN.EN3 Energy Sensor | [6 empty] | n1 | 0 | [10 empty] | No | No
MC070 | LEC 1 & 2 |  |  |  | MC070-B06/P1 | Outside air temperature | EN.EN3 Energy Sensor | [6 empty] | P1 | 0 | [10 empty] | No | No
MC070 | LEC 1 & 2 |  |  |  | MC070-B06/I8 | Booster Set 2 | EN.EN3 Energy Sensor | [6 empty] | I8 | 0 | [10 empty] | No | No
MC070 | LEC 1 & 2 |  |  |  | MC070-B06/I9 | Compressor Fault | EN.EN3 Energy Sensor | [6 empty] | I9 | 0 | [10 empty] | No | No
MC070 | LEC 1 & 2 |  |  |  | MC070-B06/K1 | DHWS Setpoint | EN.EN3 Energy Sensor | [6 empty] | K1 | 0 | [10 empty] | No | No
MC070 | LEC 1 & 2 |  |  |  | MC070-B06/K2 | DHWS Hysteresis Band | EN.EN3 Energy Sensor | [6 empty] | K2 | 0 | [10 empty] | No | No
MC070 | LEC 1 & 2 |  |  |  | MC070-B06/K3 | Animal HWS Spt | EN.EN3 Energy Sensor | [6 empty] | K3 | 0 | [10 empty] | No | No
MC070 | LEC 1 & 2 |  |  |  | MC070-B06/K4 | Animal Hysteresis Band | EN.EN3 Energy Sensor | [6 empty] | K4 | 0 | [10 empty] | No | No
MC070 | LEC 1 & 2 |  |  |  | MC070-B06/I2 | HWS Immersion 2 | EN.EN3 Energy Sensor | [6 empty] | I2 | 0 | [10 empty] | No | No
MC070 | LEC 1 & 2 |  |  |  | MC070-B06/I3 | Animal Immersion | EN.EN3 Energy Sensor | [6 empty] | I3 | 0 | [10 empty] | No | No
MC070 | LEC 1 & 2 |  |  |  | MC070-B06/I4 | HWS Pump trip | EN.EN3 Energy Sensor | [6 empty] | I4 | 0 | [10 empty] | No | No
MC070 | LEC 1 & 2 |  |  |  | MC070-B06/I5 | Heating Pump 1 | EN.EN3 Energy Sensor | [6 empty] | I5 | 0 | [10 empty] | No | No
MC070 | LEC 1 & 2 |  |  |  | MC070-B06/I6 | Heating Pump 2 | EN.EN3 Energy Sensor | [6 empty] | I6 | 0 | [10 empty] | No | No
MC070 | LEC 1 & 2 |  |  |  | MC070-B06/I7 | Booster Set 1 | EN.EN3 Energy Sensor | [6 empty] | I7 | 0 | [10 empty] | No | No
MC070 | LEC 1 & 2 |  |  |  | MC070-B06/I1 | xcite/IO/4UI/4AO | EN.EN3 Energy Sensor | [6 empty] | I1 | 0 | [10 empty] | No | No
MC070 | LEC 1 & 2 |  |  |  | MC070-B06/I10 | Destrat 1 | EN.EN3 Energy Sensor | [6 empty] | I10 | 0 | [10 empty] | No | No
MC070 | LEC 1 & 2 |  |  |  | MC070-B06/I11 | Destrat Pump 2 | EN.EN3 Energy Sensor | [6 empty] | I11 | 0 | [10 empty] | No | No
MC070 | LEC 1 & 2 |  |  |  | MC070-B06/I12 | Compressor Air Alarm | EN.EN3 Energy Sensor | [6 empty] | I12 | 0 | [10 empty] | No | No
MC070 | LEC 1 & 2 |  |  |  | MC070-B06/I13 | ECO on | EN.EN3 Energy Sensor | [6 empty] | I13 | 0 | [10 empty] | No | No
MC070 | LEC 1 & 2 |  |  |  | MC070-B06/I14 | Frost Activated | EN.EN3 Energy Sensor | [6 empty] | I14 | 0 | [10 empty] | No | No
MC070 | LEC 1 & 2 |  |  |  | MC070-B06/G5 | Logic 5 | EN.EN3 Energy Sensor | [6 empty] | G5 | 0 | [10 empty] | No | No
MC070 | LEC 1 & 2 |  |  |  | MC070-B06/G6 | Logic 6 | EN.EN3 Energy Sensor | [6 empty] | G6 | 0 | [10 empty] | No | No
MC070 | LEC 1 & 2 |  |  |  | MC070-B06/G7 | Logic 7 | EN.EN3 Energy Sensor | [6 empty] | G7 | 0 | [10 empty] | No | No
MC070 | LEC 1 & 2 |  |  |  | MC070-B06/G8 | Logic 8 | EN.EN3 Energy Sensor | [6 empty] | G8 | 0 | [10 empty] | No | No
MC070 | LEC 1 & 2 |  |  |  | MC070-B06/G9 | Logic 9 | EN.EN3 Energy Sensor | [6 empty] | G9 | 0 | [10 empty] | No | No
MC070 | LEC 1 & 2 |  |  |  | MC070-B06/G26 | Logic 26 | EN.EN3 Energy Sensor | [6 empty] | G26 | 0 | [10 empty] | No | No
MC070 | LEC 1 & 2 |  |  |  | MC070-B06/G27 | Immersions Allow | EN.EN3 Energy Sensor | [6 empty] | G27 | 0 | [10 empty] | No | No
MC070 | LEC 1 & 2 |  |  |  | MC070-B06/G28 | Immersion heater hours run | EN.EN3 Energy Sensor | [6 empty] | G28 | 0 | [10 empty] | No | No
MC070 | LEC 1 & 2 |  |  |  | MC070-B06/G29 | Immersions allow | EN.EN3 Energy Sensor | [6 empty] | G29 | 0 | [10 empty] | No | No
MC070 | LEC 1 & 2 |  |  |  | MC070-B06/G3 | Logic 3 | EN.EN3 Energy Sensor | [6 empty] | G3 | 0 | [10 empty] | No | No
MC070 | LEC 1 & 2 |  |  |  | MC070-B06/G4 | Logic 4 | EN.EN3 Energy Sensor | [6 empty] | G4 | 0 | [10 empty] | No | No
MC070 | LEC 1 & 2 |  |  |  | MC070-B06/G20 | Logic 20 | EN.EN3 Energy Sensor | [6 empty] | G20 | 0 | [10 empty] | No | No
MC070 | LEC 1 & 2 |  |  |  | MC070-B06/G21 | Logic 21 | EN.EN3 Energy Sensor | [6 empty] | G21 | 0 | [10 empty] | No | No
MC070 | LEC 1 & 2 |  |  |  | MC070-B06/G22 | Logic 22 | EN.EN3 Energy Sensor | [6 empty] | G22 | 0 | [10 empty] | No | No
MC070 | LEC 1 & 2 |  |  |  | MC070-B06/G23 | Logic 23 | EN.EN3 Energy Sensor | [6 empty] | G23 | 0 | [10 empty] | No | No
MC070 | LEC 1 & 2 |  |  |  | MC070-B06/G24 | Logic 24 | EN.EN3 Energy Sensor | [6 empty] | G24 | 0 | [10 empty] | No | No
MC070 | LEC 1 & 2 |  |  |  | MC070-B06/G25 | Logic 25 | EN.EN3 Energy Sensor | [6 empty] | G25 | 0 | [10 empty] | No | No
MC070 | LEC 1 & 2 |  |  |  | MC070-B06/G15 | Logic 15 | EN.EN3 Energy Sensor | [6 empty] | G15 | 0 | [10 empty] | No | No
MC070 | LEC 1 & 2 |  |  |  | MC070-B06/G16 | Logic 16 | EN.EN3 Energy Sensor | [6 empty] | G16 | 0 | [10 empty] | No | No
MC070 | LEC 1 & 2 |  |  |  | MC070-B06/G17 | Logic 17 | EN.EN3 Energy Sensor | [6 empty] | G17 | 0 | [10 empty] | No | No
MC070 | LEC 1 & 2 |  |  |  | MC070-B06/G18 | Logic 18 | EN.EN3 Energy Sensor | [6 empty] | G18 | 0 | [10 empty] | No | No
MC070 | LEC 1 & 2 |  |  |  | MC070-B06/G19 | Pump Rotate | EN.EN3 Energy Sensor | [6 empty] | G19 | 0 | [10 empty] | No | No
MC070 | LEC 1 & 2 |  |  |  | MC070-B06/G2 | Logic 2 | EN.EN3 Energy Sensor | [6 empty] | G2 | 0 | [10 empty] | No | No
MC070 | LEC 1 & 2 |  |  |  | MC070-B06/G1 | Logic 1 | EN.EN3 Energy Sensor | [6 empty] | G1 | 0 | [10 empty] | No | No
MC070 | LEC 1 & 2 |  |  |  | MC070-B06/G10 | Logic 10 | EN.EN3 Energy Sensor | [6 empty] | G10 | 0 | [10 empty] | No | No
MC070 | LEC 1 & 2 |  |  |  | MC070-B06/G11 | Logic 11 | EN.EN3 Energy Sensor | [6 empty] | G11 | 0 | [10 empty] | No | No
MC070 | LEC 1 & 2 |  |  |  | MC070-B06/G12 | Logic 12 | EN.EN3 Energy Sensor | [6 empty] | G12 | 0 | [10 empty] | No | No
MC070 | LEC 1 & 2 |  |  |  | MC070-B06/G13 | Logic 13 | EN.EN3 Energy Sensor | [6 empty] | G13 | 0 | [10 empty] | No | No
MC070 | LEC 1 & 2 |  |  |  | MC070-B06/G14 | Logic 14 | EN.EN3 Energy Sensor | [6 empty] | G14 | 0 | [10 empty] | No | No
MC070 | LEC 1 & 2 |  |  |  | MC070-B06/F4 | Function 4 | EN.EN3 Energy Sensor | [6 empty] | F4 | 0 | [10 empty] | No | No
MC070 | LEC 1 & 2 |  |  |  | MC070-B06/F5 | Function 5 | EN.EN3 Energy Sensor | [6 empty] | F5 | 0 | [10 empty] | No | No
MC070 | LEC 1 & 2 |  |  |  | MC070-B06/F6 | Function 6 | EN.EN3 Energy Sensor | [6 empty] | F6 | 0 | [10 empty] | No | No
MC070 | LEC 1 & 2 |  |  |  | MC070-B06/F7 | Function 7 | EN.EN3 Energy Sensor | [6 empty] | F7 | 0 | [10 empty] | No | No
MC070 | LEC 1 & 2 |  |  |  | MC070-B06/F8 | Function 8 | EN.EN3 Energy Sensor | [6 empty] | F8 | 0 | [10 empty] | No | No
MC070 | LEC 1 & 2 |  |  |  | MC070-B06/F9 | Function 9 | EN.EN3 Energy Sensor | [6 empty] | F9 | 0 | [10 empty] | No | No
MC070 | LEC 1 & 2 |  |  |  | MC070-B06/F17 | Subtract for delta-T | EN.EN3 Energy Sensor | [6 empty] | F17 | 0 | [10 empty] | No | No
MC070 | LEC 1 & 2 |  |  |  | MC070-B06/F18 | Function 18 | EN.EN3 Energy Sensor | [6 empty] | F18 | 0 | [10 empty] | No | No
MC070 | LEC 1 & 2 |  |  |  | MC070-B06/F19 | Function 19 | EN.EN3 Energy Sensor | [6 empty] | F19 | 0 | [10 empty] | No | No
MC070 | LEC 1 & 2 |  |  |  | MC070-B06/F2 | Function 2 | EN.EN3 Energy Sensor | [6 empty] | F2 | 0 | [10 empty] | No | No
MC070 | LEC 1 & 2 |  |  |  | MC070-B06/F20 | Function 20 | EN.EN3 Energy Sensor | [6 empty] | F20 | 0 | [10 empty] | No | No
MC070 | LEC 1 & 2 |  |  |  | MC070-B06/F3 | Function 3 | EN.EN3 Energy Sensor | [6 empty] | F3 | 0 | [10 empty] | No | No
MC070 | LEC 1 & 2 |  |  |  | MC070-B06/F11 | Faraday Outside Air 1StgeFrost | EN.EN3 Energy Sensor | [6 empty] | F11 | 0 | [10 empty] | No | No
MC070 | LEC 1 & 2 |  |  |  | MC070-B06/F12 | Function 12 | EN.EN3 Energy Sensor | [6 empty] | F12 | 0 | [10 empty] | No | No
MC070 | LEC 1 & 2 |  |  |  | MC070-B06/F13 | Function 13 | EN.EN3 Energy Sensor | [6 empty] | F13 | 0 | [10 empty] | No | No
MC070 | LEC 1 & 2 |  |  |  | MC070-B06/F14 | Function 14 | EN.EN3 Energy Sensor | [6 empty] | F14 | 0 | [10 empty] | No | No
MC070 | LEC 1 & 2 |  |  |  | MC070-B06/F15 | Function 15 | EN.EN3 Energy Sensor | [6 empty] | F15 | 0 | [10 empty] | No | No
MC070 | LEC 1 & 2 |  |  |  | MC070-B06/F16 | Litres per second | EN.EN3 Energy Sensor | [6 empty] | F16 | 0 | [10 empty] | No | No
MC070 | LEC 1 & 2 |  |  |  | MC070-B06/D6 | Destrat Pumps | EN.EN3 Energy Sensor | [6 empty] | D6 | 0 | [10 empty] | No | No
MC070 | LEC 1 & 2 |  |  |  | MC070-B06/D7 | Immersion 2 Valve | EN.EN3 Energy Sensor | [6 empty] | D7 | 0 | [10 empty] | No | No
MC070 | LEC 1 & 2 |  |  |  | MC070-B06/D8 | Immersion 1 Valve | EN.EN3 Energy Sensor | [6 empty] | D8 | 0 | [10 empty] | No | No
MC070 | LEC 1 & 2 |  |  |  | MC070-B06/D9 | Animal DHWS Valve | EN.EN3 Energy Sensor | [6 empty] | D9 | 0 | [10 empty] | No | No
MC070 | LEC 1 & 2 |  |  |  | MC070-B06/F1 | Function 1 | EN.EN3 Energy Sensor | [6 empty] | F1 | 0 | [10 empty] | No | No
MC070 | LEC 1 & 2 |  |  |  | MC070-B06/F10 | OAT Eco Off 1 = Off | EN.EN3 Energy Sensor | [6 empty] | F10 | 0 | [10 empty] | No | No
MC068 | LEC 3 | D26 | Plant Room |  | MC068-L01 | Data logger: LEC 3 | EN.EN1 Data Logger |  |  |  |  | Multilog G2 | Enercom | 0501987F4E00 | 0 |  |  | 10.23.9.199 |  | 00-50-C2-2C-3E-23
MC068 | LEC 3 |  |  |  | MC068-L01/M001 | LEC 3 | EN.EN2 Energy Meter | [6 empty] | 1 | 0 | [10 empty] | No | No
MC068 | LEC 3 |  |  |  | MC068-L01/M002 | LEC 3 | EN.EN2 Energy Meter | [6 empty] | 2 | 0 | [10 empty] | No | No
MC008 | LEC Remote Workshops | A0 | Whole Building |  | MC008-L01 | Data logger: LEC Workshops | EN.EN1 Data Logger |  |  |  |  | Multilog G2 | Enercom | 050157B96E00 | 0 |  |  | 80.93.175.91:40453
MC008 | LEC Remote Workshops |  |  |  | MC008-L01/M001 | LEC Workshop | EN.EN2 Energy Meter | [6 empty] | 1 | 0 | [10 empty] | Yes | No
MC008 | LEC Remote Workshops |  |  |  | MC008-L01/M002 | LEC Workshop | EN.EN2 Energy Meter | [6 empty] | 2 | 0 | [10 empty] | Yes | No
MC065 | Library | BT06a | Plant Room 1 |  | MC065-L03 | Data logger: Library | EN.EN1 Data Logger |  |  |  |  | Multilog G2 | Enercom | 0501983B8300 | 0 |  |  | 10.23.14.193 |  | 00-50-C2-2C-3E-31
MC065 | Library |  |  |  | MC065-L01 | Data logger: Library | EN.EN1 Data Logger |  |  |  |  | Multilog G2 | Enercom | 050157BAE700 | 0
MC065 | Library |  |  |  | MC065-L02 | Data logger: Library | EN.EN1 Data Logger |  |  |  |  | Multilog G2 | Enercom | 050157C62700 | 0
MC065 | Library |  |  |  | MC065-B04 | BMS Controller: Library | EN.EN4 BMS Controller |  |  |  |  | IQ3xcite96 | Trend | 1A188B0C-90A9-42EC-A887-D5CD3B6555A4 | 0
MC065 | Library |  |  |  | MC065-B05 | BMS Controller: Library | EN.EN4 BMS Controller |  |  |  |  | IQ3xact12 | Trend | 1AADE260-6DED-4EA4-88F0-6220EAFEB0DD | 0
MC065 | Library |  |  |  | MC065-B03 | BMS Controller: Library | EN.EN4 BMS Controller |  |  |  |  | IQ3xcite96 | Trend | 2D1450F7-A411-4B2F-BBB6-220951C410ED | 0
MC065 | Library |  |  |  | MC065-B08 | BMS Controller: Library | EN.EN4 BMS Controller |  |  |  |  | IQ3xcite96 | Trend | 2F435FCA-FD67-4D1D-ACF1-8B5C9B277E65 | 0
MC065 | Library |  |  |  | MC065-B07 | BMS Controller: Library | EN.EN4 BMS Controller |  |  |  |  | IQ3xcite96 | Trend | 85C535B2-81C1-4F84-B126-EB707FEA7403 | 0
MC065 | Library |  |  |  | MC065-B01 | BMS Controller: Library | EN.EN4 BMS Controller |  |  |  |  | IQ3xcite96 | Trend | 9704F5FC-1908-4642-BA99-5C88503B3E08 | 0
MC065 | Library |  |  |  | MC065-B10 | BMS Controller: Library | EN.EN4 BMS Controller |  |  |  |  | IQ3xcite16 | Trend | 98DE1912-B985-46D7-95C8-00E5D593F1A9 | 0
MC065 | Library |  |  |  | MC065-B02 | BMS Controller: Library | EN.EN4 BMS Controller |  |  |  |  | IQ3xcite96 | Trend | A278BEED-CB45-4502-AEC2-095D0B40400B | 0
MC065 | Library |  |  |  | MC065-B06 | BMS Controller: Library | EN.EN4 BMS Controller |  |  |  |  | IQ3xcite96 | Trend | A997A2D4-BD3E-4157-9FF4-53D2163E9A42 | 0
MC065 | Library |  |  |  | MC065-B09 | BMS Controller: Library | EN.EN4 BMS Controller |  |  |  |  | IQ3xcite96 | Trend | FED19B1E-B0D1-45DA-ACBF-D7303CD37E58 | 0
MC065 | Library |  |  |  | MC065-L03/M001 | Library Phase 1 | EN.EN2 Energy Meter | [6 empty] | 1 | 0 | [10 empty] | No | No
MC065 | Library |  |  |  | MC065-L03/M002 | Library Main | EN.EN2 Energy Meter | [6 empty] | 2 | 0 | [10 empty] | No | No
MC065 | Library |  |  |  | MC065-L03/M003 | Blackwells Electricity | EN.EN2 Energy Meter | [6 empty] | 3 | 0 | [10 empty] | Yes | No
MC065 | Library |  |  |  | MC065-L03/M004 | Blackwells Water | EN.EN2 Energy Meter | [6 empty] | 4 | 0 | [10 empty] | Yes | No
MC065 | Library |  |  |  | MC065-L01/M001 | Library Extension | EN.EN2 Energy Meter | [6 empty] | 1 | 0 | [10 empty] | No | No
MC065 | Library |  |  |  | MC065-L01/M002 | Library Extension | EN.EN2 Energy Meter | [6 empty] | 2 | 0 | [10 empty] | No | No
MC065 | Library |  |  |  | MC065-L01/M003 | Library Extension | EN.EN2 Energy Meter | [6 empty] | 3 | 0 | [10 empty] | No | No
MC065 | Library |  |  |  | MC065-L01/M004 | Library | EN.EN2 Energy Meter | [6 empty] | 4 | 0 | [10 empty] | No | No
MC065 | Library |  |  |  | MC065-L01/M005 | Library Extension Immersion Heater | EN.EN2 Energy Meter | [6 empty] | 5 | 0 | [10 empty] | No | No
MC065 | Library |  |  |  | MC065-L01/M006 | Library Old Immersion Heater | EN.EN2 Energy Meter | [6 empty] | 6 | 0 | [10 empty] | No | No
MC065 | Library |  |  |  | MC065-L02/M001 | Library Phases 1 2 and 3 | EN.EN2 Energy Meter | [6 empty] | 1 | 0 | [10 empty] | No | No
MC065 | Library |  |  |  | MC065-L02/M002 | Brady Bookbinders | EN.EN2 Energy Meter | [6 empty] | 2 | 0 | [10 empty] | Yes | No
MC065 | Library |  |  |  | MC065-L02/M003 | Library Phase 2 | EN.EN2 Energy Meter | [6 empty] | 3 | 0 | [10 empty] | No | No
MC065 | Library |  |  |  | MC065-L02/M004 | Brady Bookbinders | EN.EN2 Energy Meter | [6 empty] | 4 | 0 | [10 empty] | Yes | No
MC065 | Library |  |  |  | MC065-B04/A1 | Analogue Node 1 | EN.EN3 Energy Sensor | [6 empty] | A1 | 0 | [10 empty] | No | No
MC065 | Library |  |  |  | MC065-B04/A2 | Analogue Node 2 | EN.EN3 Energy Sensor | [6 empty] | A2 | 0 | [10 empty] | No | No
MC065 | Library |  |  |  | MC065-B04/C1 | Virtual CNC 1 | EN.EN3 Energy Sensor | [6 empty] | C1 | 0 | [10 empty] | No | No
MC065 | Library |  |  |  | MC065-B04/D1 | AHU 3 Supply Fans En | EN.EN3 Energy Sensor | [6 empty] | D1 | 0 | [10 empty] | No | No
MC065 | Library |  |  |  | MC065-B04/D10 | AHU 3 Humidifier Supply Demand | EN.EN3 Energy Sensor | [6 empty] | D10 | 0 | [10 empty] | No | No
MC065 | Library |  |  |  | MC065-B04/D11 | AHU 4 Supply Fan En | EN.EN3 Energy Sensor | [6 empty] | D11 | 0 | [10 empty] | No | No
MC065 | Library |  |  |  | MC065-B04/Y4 | Trend T -20+50 | EN.EN3 Energy Sensor | [6 empty] | Y4 | 0 | [10 empty] | No | No
MC065 | Library |  |  |  | MC065-B04/Y5 | 4DIX V | EN.EN3 Energy Sensor | [6 empty] | Y5 | 0 | [10 empty] | No | No
MC065 | Library |  |  |  | MC065-B04/Z1 | AHU3 Archive | EN.EN3 Energy Sensor | [6 empty] | Z1 | 0 | [10 empty] | No | No
MC065 | Library |  |  |  | MC065-B04/Z2 | AHU4 Archive | EN.EN3 Energy Sensor | [6 empty] | Z2 | 0 | [10 empty] | No | No
MC065 | Library |  |  |  | MC065-B04/W7 | AHU 3 Frost Reset | EN.EN3 Energy Sensor | [6 empty] | W7 | 0 | [10 empty] | No | No
MC065 | Library |  |  |  | MC065-B04/W8 | AHU 3 HI Hum Reset | EN.EN3 Energy Sensor | [6 empty] | W8 | 0 | [10 empty] | No | No
MC065 | Library |  |  |  | MC065-B04/W9 | AHU4 Oride ON | EN.EN3 Energy Sensor | [6 empty] | W9 | 0 | [10 empty] | No | No
MC065 | Library |  |  |  | MC065-B04/Y1 | PRT I -10+40 | EN.EN3 Energy Sensor | [6 empty] | Y1 | 0 | [10 empty] | No | No
MC065 | Library |  |  |  | MC065-B04/Y2 | PRT I -10+110 | EN.EN3 Energy Sensor | [6 empty] | Y2 | 0 | [10 empty] | No | No
MC065 | Library |  |  |  | MC065-B04/Y3 | Humidity I | EN.EN3 Energy Sensor | [6 empty] | Y3 | 0 | [10 empty] | No | No
MC065 | Library |  |  |  | MC065-B04/W14 | Humidifier Hrs Run reset | EN.EN3 Energy Sensor | [6 empty] | W14 | 0 | [10 empty] | No | No
MC065 | Library |  |  |  | MC065-B04/W2 | AHU3 Oride OFF | EN.EN3 Energy Sensor | [6 empty] | W2 | 0 | [10 empty] | No | No
MC065 | Library |  |  |  | MC065-B04/W3 | Z3 Sply Temp Select | EN.EN3 Energy Sensor | [6 empty] | W3 | 0 | [10 empty] | No | No
MC065 | Library |  |  |  | MC065-B04/W4 | Z3 Sply Hum Select | EN.EN3 Energy Sensor | [6 empty] | W4 | 0 | [10 empty] | No | No
MC065 | Library |  |  |  | MC065-B04/W5 | AHU3 Sply Fan Reset | EN.EN3 Energy Sensor | [6 empty] | W5 | 0 | [10 empty] | No | No
MC065 | Library |  |  |  | MC065-B04/W6 | AHU3 Extr Fan Reset | EN.EN3 Energy Sensor | [6 empty] | W6 | 0 | [10 empty] | No | No
MC065 | Library |  |  |  | MC065-B04/S8 | Archive Z3 Extr Temp 1 | EN.EN3 Energy Sensor | [6 empty] | S8 | 0 | [10 empty] | No | No
MC065 | Library |  |  |  | MC065-B04/S9 | Archive Z3 Extr Temp 2 | EN.EN3 Energy Sensor | [6 empty] | S9 | 0 | [10 empty] | No | No
MC065 | Library |  |  |  | MC065-B04/V1 |  | EN.EN3 Energy Sensor | [6 empty] | V1 | 0 | [10 empty] | No | No
MC065 | Library |  |  |  | MC065-B04/W1 | AHU3 Oride ON | EN.EN3 Energy Sensor | [6 empty] | W1 | 0 | [10 empty] | No | No
MC065 | Library |  |  |  | MC065-B04/W10 | AHU4 Oride OFF | EN.EN3 Energy Sensor | [6 empty] | W10 | 0 | [10 empty] | No | No
MC065 | Library |  |  |  | MC065-B04/W11 | AHU 4 Frost Reset | EN.EN3 Energy Sensor | [6 empty] | W11 | 0 | [10 empty] | No | No
MC065 | Library |  |  |  | MC065-B04/S28 | AHU 3 EHB Dem | EN.EN3 Energy Sensor | [6 empty] | S28 | 0 | [10 empty] | No | No
MC065 | Library |  |  |  | MC065-B04/S3 | Archive Z3 Sply Temp 1 | EN.EN3 Energy Sensor | [6 empty] | S3 | 0 | [10 empty] | No | No
MC065 | Library |  |  |  | MC065-B04/S4 | Archive Z3 Sply Temp 2 | EN.EN3 Energy Sensor | [6 empty] | S4 | 0 | [10 empty] | No | No
MC065 | Library |  |  |  | MC065-B04/S5 | Archive Z3 Sply Hum 1 | EN.EN3 Energy Sensor | [6 empty] | S5 | 0 | [10 empty] | No | No
MC065 | Library |  |  |  | MC065-B04/S6 | Archive Z3 Sply Hum 2 | EN.EN3 Energy Sensor | [6 empty] | S6 | 0 | [10 empty] | No | No
MC065 | Library |  |  |  | MC065-B04/S7 | AHU 3 Frost Temp | EN.EN3 Energy Sensor | [6 empty] | S7 | 0 | [10 empty] | No | No
MC065 | Library |  |  |  | MC065-B04/S22 | Outside air temperature | EN.EN3 Energy Sensor | [6 empty] | S22 | 0 | [10 empty] | No | No
MC065 | Library |  |  |  | MC065-B04/S23 | Archive Z3 Extr Temp | EN.EN3 Energy Sensor | [6 empty] | S23 | 0 | [10 empty] | No | No
MC065 | Library |  |  |  | MC065-B04/S24 | Archive Z3 Sply Temp SP | EN.EN3 Energy Sensor | [6 empty] | S24 | 0 | [10 empty] | No | No
MC065 | Library |  |  |  | MC065-B04/S25 | Archive Z3 Extr Hum | EN.EN3 Energy Sensor | [6 empty] | S25 | 0 | [10 empty] | No | No
MC065 | Library |  |  |  | MC065-B04/S26 | Archive Z3 Sply Hum SP | EN.EN3 Energy Sensor | [6 empty] | S26 | 0 | [10 empty] | No | No
MC065 | Library |  |  |  | MC065-B04/S27 | AHU4 Supply Temp SP | EN.EN3 Energy Sensor | [6 empty] | S27 | 0 | [10 empty] | No | No
MC065 | Library |  |  |  | MC065-B04/S15 | AHU 3 Humidifier Supply Demand | EN.EN3 Energy Sensor | [6 empty] | S15 | 0 | [10 empty] | No | No
MC065 | Library |  |  |  | MC065-B04/S17 | Sensor 17 | EN.EN3 Energy Sensor | [6 empty] | S17 | 0 | [10 empty] | No | No
MC065 | Library |  |  |  | MC065-B04/S19 | AHU 3 Cooling Valve | EN.EN3 Energy Sensor | [6 empty] | S19 | 0 | [10 empty] | No | No
MC065 | Library |  |  |  | MC065-B04/S2 | AHU 3 Supply Hum | EN.EN3 Energy Sensor | [6 empty] | S2 | 0 | [10 empty] | No | No
MC065 | Library |  |  |  | MC065-B04/S20 | HumidifierSteam Hrs Run | EN.EN3 Energy Sensor | [6 empty] | S20 | 0 | [10 empty] | No | No
MC065 | Library |  |  |  | MC065-B04/S21 | 4DIX Module 1 | EN.EN3 Energy Sensor | [6 empty] | S21 | 0 | [10 empty] | No | No
MC065 | Library |  |  |  | MC065-B04/S1 | AHU 3 Supply Temp | EN.EN3 Energy Sensor | [6 empty] | S1 | 0 | [10 empty] | No | No
MC065 | Library |  |  |  | MC065-B04/S10 | Archive Z3 Extr Hum 1 | EN.EN3 Energy Sensor | [6 empty] | S10 | 0 | [10 empty] | No | No
MC065 | Library |  |  |  | MC065-B04/S11 | Archive Z3 Extr Hum 2 | EN.EN3 Energy Sensor | [6 empty] | S11 | 0 | [10 empty] | No | No
MC065 | Library |  |  |  | MC065-B04/S12 | AHU 4 Supply Temp | EN.EN3 Energy Sensor | [6 empty] | S12 | 0 | [10 empty] | No | No
MC065 | Library |  |  |  | MC065-B04/S13 | AHU 4 Extract Temp | EN.EN3 Energy Sensor | [6 empty] | S13 | 0 | [10 empty] | No | No
MC065 | Library |  |  |  | MC065-B04/S14 | Control Panel Temp | EN.EN3 Energy Sensor | [6 empty] | S14 | 0 | [10 empty] | No | No
MC065 | Library |  |  |  | MC065-B04/P5 | Archive Z3 Sply Hum 1 | EN.EN3 Energy Sensor | [6 empty] | P5 | 0 | [10 empty] | No | No
MC065 | Library |  |  |  | MC065-B04/P6 | Archive Z3 Sply Hum 2 | EN.EN3 Energy Sensor | [6 empty] | P6 | 0 | [10 empty] | No | No
MC065 | Library |  |  |  | MC065-B04/P7 | AHU 3 Frost Temp | EN.EN3 Energy Sensor | [6 empty] | P7 | 0 | [10 empty] | No | No
MC065 | Library |  |  |  | MC065-B04/P8 | Archive Z3 Extr Temp 1 | EN.EN3 Energy Sensor | [6 empty] | P8 | 0 | [10 empty] | No | No
MC065 | Library |  |  |  | MC065-B04/P9 | Archive Z3 Extr Temp 2 | EN.EN3 Energy Sensor | [6 empty] | P9 | 0 | [10 empty] | No | No
MC065 | Library |  |  |  | MC065-B04/Q1 | Sequence Table 1 | EN.EN3 Energy Sensor | [6 empty] | Q1 | 0 | [10 empty] | No | No
MC065 | Library |  |  |  | MC065-B04/P17 | AHU 3 Cooling Valve | EN.EN3 Energy Sensor | [6 empty] | P17 | 0 | [10 empty] | No | No
MC065 | Library |  |  |  | MC065-B04/P18 | Sensor 28 | EN.EN3 Energy Sensor | [6 empty] | P18 | 0 | [10 empty] | No | No
MC065 | Library |  |  |  | MC065-B04/P19 | HumidifierSteam Hrs Run | EN.EN3 Energy Sensor | [6 empty] | P19 | 0 | [10 empty] | No | No
MC065 | Library |  |  |  | MC065-B04/P2 | AHU 3 Supply Hum | EN.EN3 Energy Sensor | [6 empty] | P2 | 0 | [10 empty] | No | No
MC065 | Library |  |  |  | MC065-B04/P3 | Archive Z3 Sply Temp 1 | EN.EN3 Energy Sensor | [6 empty] | P3 | 0 | [10 empty] | No | No
MC065 | Library |  |  |  | MC065-B04/P4 | Archive Z3 Sply Temp 2 | EN.EN3 Energy Sensor | [6 empty] | P4 | 0 | [10 empty] | No | No
MC065 | Library |  |  |  | MC065-B04/P11 | Archive Z3 Extr Hum 2 | EN.EN3 Energy Sensor | [6 empty] | P11 | 0 | [10 empty] | No | No
MC065 | Library |  |  |  | MC065-B04/P12 | AHU 4 Supply Temp | EN.EN3 Energy Sensor | [6 empty] | P12 | 0 | [10 empty] | No | No
MC065 | Library |  |  |  | MC065-B04/P13 | AHU 4 Extract Temp | EN.EN3 Energy Sensor | [6 empty] | P13 | 0 | [10 empty] | No | No
MC065 | Library |  |  |  | MC065-B04/P14 | Control Panel Temp | EN.EN3 Energy Sensor | [6 empty] | P14 | 0 | [10 empty] | No | No
MC065 | Library |  |  |  | MC065-B04/P15 | Archive Z3 Extr Temp | EN.EN3 Energy Sensor | [6 empty] | P15 | 0 | [10 empty] | No | No
MC065 | Library |  |  |  | MC065-B04/P16 | Archive Z3 Extr Hum | EN.EN3 Energy Sensor | [6 empty] | P16 | 0 | [10 empty] | No | No
MC065 | Library |  |  |  | MC065-B04/n1 | TREND_04_51_12 | EN.EN3 Energy Sensor | [6 empty] | n1 | 0 | [10 empty] | No | No
MC065 | Library |  |  |  | MC065-B04/o1 | Alarm Route 1 | EN.EN3 Energy Sensor | [6 empty] | o1 | 0 | [10 empty] | No | No
MC065 | Library |  |  |  | MC065-B04/o2 | Alarm Route 2 | EN.EN3 Energy Sensor | [6 empty] | o2 | 0 | [10 empty] | No | No
MC065 | Library |  |  |  | MC065-B04/o3 | Alarm Route 3 | EN.EN3 Energy Sensor | [6 empty] | o3 | 0 | [10 empty] | No | No
MC065 | Library |  |  |  | MC065-B04/P1 | AHU 3 Supply Temp | EN.EN3 Energy Sensor | [6 empty] | P1 | 0 | [10 empty] | No | No
MC065 | Library |  |  |  | MC065-B04/P10 | Archive Z3 Extr Hum 1 | EN.EN3 Energy Sensor | [6 empty] | P10 | 0 | [10 empty] | No | No
MC065 | Library |  |  |  | MC065-B04/L4 | Loop 4 | EN.EN3 Energy Sensor | [6 empty] | L4 | 0 | [10 empty] | No | No
MC065 | Library |  |  |  | MC065-B04/L5 | Loop 5 | EN.EN3 Energy Sensor | [6 empty] | L5 | 0 | [10 empty] | No | No
MC065 | Library |  |  |  | MC065-B04/L6 | Loop 6 | EN.EN3 Energy Sensor | [6 empty] | L6 | 0 | [10 empty] | No | No
MC065 | Library |  |  |  | MC065-B04/L7 | Loop 7 | EN.EN3 Energy Sensor | [6 empty] | L7 | 0 | [10 empty] | No | No
MC065 | Library |  |  |  | MC065-B04/L8 | Loop 8 | EN.EN3 Energy Sensor | [6 empty] | L8 | 0 | [10 empty] | No | No
MC065 | Library |  |  |  | MC065-B04/L9 | Loop 9 | EN.EN3 Energy Sensor | [6 empty] | L9 | 0 | [10 empty] | No | No
MC065 | Library |  |  |  | MC065-B04/L1 | Loop 1 | EN.EN3 Energy Sensor | [6 empty] | L1 | 0 | [10 empty] | No | No
MC065 | Library |  |  |  | MC065-B04/L10 | Loop 10 | EN.EN3 Energy Sensor | [6 empty] | L10 | 0 | [10 empty] | No | No
MC065 | Library |  |  |  | MC065-B04/L11 | Loop 11 | EN.EN3 Energy Sensor | [6 empty] | L11 | 0 | [10 empty] | No | No
MC065 | Library |  |  |  | MC065-B04/L12 | Loop 12 | EN.EN3 Energy Sensor | [6 empty] | L12 | 0 | [10 empty] | No | No
MC065 | Library |  |  |  | MC065-B04/L2 | Loop 2 | EN.EN3 Energy Sensor | [6 empty] | L2 | 0 | [10 empty] | No | No
MC065 | Library |  |  |  | MC065-B04/L3 | Loop 3 | EN.EN3 Energy Sensor | [6 empty] | L3 | 0 | [10 empty] | No | No
MC065 | Library |  |  |  | MC065-B04/K4 | AHU3 Extr Fan Duty | EN.EN3 Energy Sensor | [6 empty] | K4 | 0 | [10 empty] | No | No
MC065 | Library |  |  |  | MC065-B04/K5 | AHU3 Space Temp SP | EN.EN3 Energy Sensor | [6 empty] | K5 | 0 | [10 empty] | No | No
MC065 | Library |  |  |  | MC065-B04/K6 | AHU3 Max Sply Htg SP | EN.EN3 Energy Sensor | [6 empty] | K6 | 0 | [10 empty] | No | No
MC065 | Library |  |  |  | MC065-B04/K7 | AHU3 Min Sply Htg SP | EN.EN3 Energy Sensor | [6 empty] | K7 | 0 | [10 empty] | No | No
MC065 | Library |  |  |  | MC065-B04/K8 | AHU3 Min Sply Clg SP | EN.EN3 Energy Sensor | [6 empty] | K8 | 0 | [10 empty] | No | No
MC065 | Library |  |  |  | MC065-B04/K9 | AHU3 Space Hum SP | EN.EN3 Energy Sensor | [6 empty] | K9 | 0 | [10 empty] | No | No
MC065 | Library |  |  |  | MC065-B04/K21 | AHU4 Min Sply Htg SP | EN.EN3 Energy Sensor | [6 empty] | K21 | 0 | [10 empty] | No | No
MC065 | Library |  |  |  | MC065-B04/K22 | AHU4 Min Sply Clg SP | EN.EN3 Energy Sensor | [6 empty] | K22 | 0 | [10 empty] | No | No
MC065 | Library |  |  |  | MC065-B04/K23 | AHU4 Min FA Pos | EN.EN3 Energy Sensor | [6 empty] | K23 | 0 | [10 empty] | No | No
MC065 | Library |  |  |  | MC065-B04/K24 | Control Panel HI Limit | EN.EN3 Energy Sensor | [6 empty] | K24 | 0 | [10 empty] | No | No
MC065 | Library |  |  |  | MC065-B04/K25 | Hum on-off | EN.EN3 Energy Sensor | [6 empty] | K25 | 0 | [10 empty] | No | No
MC065 | Library |  |  |  | MC065-B04/K3 | AHU3 Sply Fan Duty | EN.EN3 Energy Sensor | [6 empty] | K3 | 0 | [10 empty] | No | No
MC065 | Library |  |  |  | MC065-B04/K16 | AHU3 Extr Dmpr Pos | EN.EN3 Energy Sensor | [6 empty] | K16 | 0 | [10 empty] | No | No
MC065 | Library |  |  |  | MC065-B04/K17 | AHU3 Recirc Dmpr Pos | EN.EN3 Energy Sensor | [6 empty] | K17 | 0 | [10 empty] | No | No
MC065 | Library |  |  |  | MC065-B04/K18 | AHU4 Frost SP | EN.EN3 Energy Sensor | [6 empty] | K18 | 0 | [10 empty] | No | No
MC065 | Library |  |  |  | MC065-B04/K19 | AHU4 Space Temp SP | EN.EN3 Energy Sensor | [6 empty] | K19 | 0 | [10 empty] | No | No
MC065 | Library |  |  |  | MC065-B04/K2 | Z3 Sply Hum Diff Lmt | EN.EN3 Energy Sensor | [6 empty] | K2 | 0 | [10 empty] | No | No
MC065 | Library |  |  |  | MC065-B04/K20 | AHU4 Max Sply Htg SP | EN.EN3 Energy Sensor | [6 empty] | K20 | 0 | [10 empty] | No | No
MC065 | Library |  |  |  | MC065-B04/K10 | AHU3 Max Sply Hum SP | EN.EN3 Energy Sensor | [6 empty] | K10 | 0 | [10 empty] | No | No
MC065 | Library |  |  |  | MC065-B04/K11 | AHU3 Min Sply Hum SP | EN.EN3 Energy Sensor | [6 empty] | K11 | 0 | [10 empty] | No | No
MC065 | Library |  |  |  | MC065-B04/K12 | AHU3 Min Sply DeHum SP | EN.EN3 Energy Sensor | [6 empty] | K12 | 0 | [10 empty] | No | No
MC065 | Library |  |  |  | MC065-B04/K13 | AHU3 Frost SP | EN.EN3 Energy Sensor | [6 empty] | K13 | 0 | [10 empty] | No | No
MC065 | Library |  |  |  | MC065-B04/K14 | AHU3 Hum HI Lmt | EN.EN3 Energy Sensor | [6 empty] | K14 | 0 | [10 empty] | No | No
MC065 | Library |  |  |  | MC065-B04/K15 | AHU3 Sply Dmpr Pos | EN.EN3 Energy Sensor | [6 empty] | K15 | 0 | [10 empty] | No | No
MC065 | Library |  |  |  | MC065-B04/I5 | AHU 4 FOR Extr Only | EN.EN3 Energy Sensor | [6 empty] | I5 | 0 | [10 empty] | No | No
MC065 | Library |  |  |  | MC065-B04/I6 | AHU 3 Supply Fan 1 Flow | EN.EN3 Energy Sensor | [6 empty] | I6 | 0 | [10 empty] | No | No
MC065 | Library |  |  |  | MC065-B04/I7 | AHU 3 Supply Fan 2 Flow | EN.EN3 Energy Sensor | [6 empty] | I7 | 0 | [10 empty] | No | No
MC065 | Library |  |  |  | MC065-B04/I8 | AHU 3 Extract Fan 1 Flow | EN.EN3 Energy Sensor | [6 empty] | I8 | 0 | [10 empty] | No | No
MC065 | Library |  |  |  | MC065-B04/I9 | AHU 3 Extract Fan 2 Flow | EN.EN3 Energy Sensor | [6 empty] | I9 | 0 | [10 empty] | No | No
MC065 | Library |  |  |  | MC065-B04/K1 | Z3 Sply Temp Diff Lmt | EN.EN3 Energy Sensor | [6 empty] | K1 | 0 | [10 empty] | No | No
MC065 | Library |  |  |  | MC065-B04/I44 | AHU 4 Frost Alarm | EN.EN3 Energy Sensor | [6 empty] | I44 | 0 | [10 empty] | No | No
MC065 | Library |  |  |  | MC065-B04/I45 | AHU4 Sply Temp Out Of Limits | EN.EN3 Energy Sensor | [6 empty] | I45 | 0 | [10 empty] | No | No
MC065 | Library |  |  |  | MC065-B04/I46 | AHU4 Extr Temp Out Of Limits | EN.EN3 Energy Sensor | [6 empty] | I46 | 0 | [10 empty] | No | No
MC065 | Library |  |  |  | MC065-B04/I47 | Thyristor Inhibit on Temp | EN.EN3 Energy Sensor | [6 empty] | I47 | 0 | [10 empty] | No | No
MC065 | Library |  |  |  | MC065-B04/I48 | Archive ChW Reqd | EN.EN3 Energy Sensor | [6 empty] | I48 | 0 | [10 empty] | No | No
MC065 | Library |  |  |  | MC065-B04/I49 | ChW Temp OK | EN.EN3 Energy Sensor | [6 empty] | I49 | 0 | [10 empty] | No | No
MC065 | Library |  |  |  | MC065-B04/I39 | Z3 Extr Hum 1 Out Of Limits | EN.EN3 Energy Sensor | [6 empty] | I39 | 0 | [10 empty] | No | No
MC065 | Library |  |  |  | MC065-B04/i4 | FOR Extr Only | EN.EN3 Energy Sensor | [6 empty] | i4 | 0 | [10 empty] | No | No
MC065 | Library |  |  |  | MC065-B04/I40 | Z3 Extr Hum 2 Out Of Limits | EN.EN3 Energy Sensor | [6 empty] | I40 | 0 | [10 empty] | No | No
MC065 | Library |  |  |  | MC065-B04/I42 | AHU 4 Supply Fan Fail | EN.EN3 Energy Sensor | [6 empty] | I42 | 0 | [10 empty] | No | No
MC065 | Library |  |  |  | MC065-B04/I43 | AHU 4 Extract Fan Fail | EN.EN3 Energy Sensor | [6 empty] | I43 | 0 | [10 empty] | No | No
MC065 | Library |  |  |  | MC065-B04/I33 | Z3 Sply Temp 1 Out Of Limits | EN.EN3 Energy Sensor | [6 empty] | I33 | 0 | [10 empty] | No | No
MC065 | Library |  |  |  | MC065-B04/I34 | Z3 Sply Temp 2 Out Of Limits | EN.EN3 Energy Sensor | [6 empty] | I34 | 0 | [10 empty] | No | No
MC065 | Library |  |  |  | MC065-B04/I35 | Z3 Sply Hum 1 Out Of Limits | EN.EN3 Energy Sensor | [6 empty] | I35 | 0 | [10 empty] | No | No
MC065 | Library |  |  |  | MC065-B04/I36 | Z3 Sply Hum 2 Out Of Limits | EN.EN3 Energy Sensor | [6 empty] | I36 | 0 | [10 empty] | No | No
MC065 | Library |  |  |  | MC065-B04/I37 | Z3 Extr Temp 1 Out Of Limits | EN.EN3 Energy Sensor | [6 empty] | I37 | 0 | [10 empty] | No | No
MC065 | Library |  |  |  | MC065-B04/I38 | Z3 Extr Temp 2 Out Of Limits | EN.EN3 Energy Sensor | [6 empty] | I38 | 0 | [10 empty] | No | No
MC065 | Library |  |  |  | MC065-B04/I29 | AHU 3 Extract Fan 1 Fail | EN.EN3 Energy Sensor | [6 empty] | I29 | 0 | [10 empty] | No | No
MC065 | Library |  |  |  | MC065-B04/i3 | FOR OFF | EN.EN3 Energy Sensor | [6 empty] | i3 | 0 | [10 empty] | No | No
MC065 | Library |  |  |  | MC065-B04/I30 | AHU 3 Extract Fan 2 Fail | EN.EN3 Energy Sensor | [6 empty] | I30 | 0 | [10 empty] | No | No
MC065 | Library |  |  |  | MC065-B04/I31 | AHU 3 Frost Alarm | EN.EN3 Energy Sensor | [6 empty] | I31 | 0 | [10 empty] | No | No
MC065 | Library |  |  |  | MC065-B04/I32 | AHU 3 Hum HI Alarm | EN.EN3 Energy Sensor | [6 empty] | I32 | 0 | [10 empty] | No | No
MC065 | Library |  |  |  | MC065-B04/I22 | AHU 4 Bag Fltr Dirty | EN.EN3 Energy Sensor | [6 empty] | I22 | 0 | [10 empty] | No | No
MC065 | Library |  |  |  | MC065-B04/I23 | Humidifier steam produced | EN.EN3 Energy Sensor | [6 empty] | I23 | 0 | [10 empty] | No | No
MC065 | Library |  |  |  | MC065-B04/I25 | Z3 Sply Temp Calibrate | EN.EN3 Energy Sensor | [6 empty] | I25 | 0 | [10 empty] | No | No
MC065 | Library |  |  |  | MC065-B04/I26 | Z3 Sply Hum Calibrate | EN.EN3 Energy Sensor | [6 empty] | I26 | 0 | [10 empty] | No | No
MC065 | Library |  |  |  | MC065-B04/I27 | AHU 3 Supply Fan 1 Fail | EN.EN3 Energy Sensor | [6 empty] | I27 | 0 | [10 empty] | No | No
MC065 | Library |  |  |  | MC065-B04/I28 | AHU 3 Supply Fan 2 Fail | EN.EN3 Energy Sensor | [6 empty] | I28 | 0 | [10 empty] | No | No
MC065 | Library |  |  |  | MC065-B04/I18 | AHU 4 Frost Trip | EN.EN3 Energy Sensor | [6 empty] | I18 | 0 | [10 empty] | No | No
MC065 | Library |  |  |  | MC065-B04/I19 | AHU 4 EHB Run | EN.EN3 Energy Sensor | [6 empty] | I19 | 0 | [10 empty] | No | No
MC065 | Library |  |  |  | MC065-B04/i2 | FOR Auto | EN.EN3 Energy Sensor | [6 empty] | i2 | 0 | [10 empty] | No | No
MC065 | Library |  |  |  | MC065-B04/I20 | AHU 4 EHB HTCO | EN.EN3 Energy Sensor | [6 empty] | I20 | 0 | [10 empty] | No | No
MC065 | Library |  |  |  | MC065-B04/I21 | AHU 4 Panel Fltr Dirty | EN.EN3 Energy Sensor | [6 empty] | I21 | 0 | [10 empty] | No | No
MC065 | Library |  |  |  | MC065-B04/I12 | AHU 3 Humidifier Fault | EN.EN3 Energy Sensor | [6 empty] | I12 | 0 | [10 empty] | No | No
MC065 | Library |  |  |  | MC065-B04/I13 | AHU 3 Panel Fltr 1 Dirty | EN.EN3 Energy Sensor | [6 empty] | I13 | 0 | [10 empty] | No | No
MC065 | Library |  |  |  | MC065-B04/I14 | AHU 3 Bag Fltr Dirty | EN.EN3 Energy Sensor | [6 empty] | I14 | 0 | [10 empty] | No | No
MC065 | Library |  |  |  | MC065-B04/I15 | AHU 3 Panel Fltr 2 Dirty | EN.EN3 Energy Sensor | [6 empty] | I15 | 0 | [10 empty] | No | No
MC065 | Library |  |  |  | MC065-B04/I16 | AHU 4 Supply Fan Flow | EN.EN3 Energy Sensor | [6 empty] | I16 | 0 | [10 empty] | No | No
MC065 | Library |  |  |  | MC065-B04/I17 | AHU 4 Extract Fan Flow | EN.EN3 Energy Sensor | [6 empty] | I17 | 0 | [10 empty] | No | No
MC065 | Library |  |  |  | MC065-B04/G98 | Logic 98 | EN.EN3 Energy Sensor | [6 empty] | G98 | 0 | [10 empty] | No | No
MC065 | Library |  |  |  | MC065-B04/G99 | AHU4 Alarm En | EN.EN3 Energy Sensor | [6 empty] | G99 | 0 | [10 empty] | No | No
MC065 | Library |  |  |  | MC065-B04/I1 | Module 1 | EN.EN3 Energy Sensor | [6 empty] | I1 | 0 | [10 empty] | No | No
MC065 | Library |  |  |  | MC065-B04/I10 | AHU 3 EHB HTCO | EN.EN3 Energy Sensor | [6 empty] | I10 | 0 | [10 empty] | No | No
MC065 | Library |  |  |  | MC065-B04/I11 | AHU 3 Humidifier Run | EN.EN3 Energy Sensor | [6 empty] | I11 | 0 | [10 empty] | No | No
MC065 | Library |  |  |  | MC065-B04/G92 | Logic 92 | EN.EN3 Energy Sensor | [6 empty] | G92 | 0 | [10 empty] | No | No
MC065 | Library |  |  |  | MC065-B04/G93 | Logic 93 | EN.EN3 Energy Sensor | [6 empty] | G93 | 0 | [10 empty] | No | No
MC065 | Library |  |  |  | MC065-B04/G94 | Logic 94 | EN.EN3 Energy Sensor | [6 empty] | G94 | 0 | [10 empty] | No | No
MC065 | Library |  |  |  | MC065-B04/G95 | Logic 95 | EN.EN3 Energy Sensor | [6 empty] | G95 | 0 | [10 empty] | No | No
MC065 | Library |  |  |  | MC065-B04/G96 | AHU4 Control | EN.EN3 Energy Sensor | [6 empty] | G96 | 0 | [10 empty] | No | No
MC065 | Library |  |  |  | MC065-B04/G97 | Logic 97 | EN.EN3 Energy Sensor | [6 empty] | G97 | 0 | [10 empty] | No | No
MC065 | Library |  |  |  | MC065-B04/G87 | Logic 87 | EN.EN3 Energy Sensor | [6 empty] | G87 | 0 | [10 empty] | No | No
MC065 | Library |  |  |  | MC065-B04/G88 | Logic 88 | EN.EN3 Energy Sensor | [6 empty] | G88 | 0 | [10 empty] | No | No
MC065 | Library |  |  |  | MC065-B04/G89 | Logic 89 | EN.EN3 Energy Sensor | [6 empty] | G89 | 0 | [10 empty] | No | No
MC065 | Library |  |  |  | MC065-B04/G9 | AHU3 Sply Fan En | EN.EN3 Energy Sensor | [6 empty] | G9 | 0 | [10 empty] | No | No
MC065 | Library |  |  |  | MC065-B04/G90 | Logic 90 | EN.EN3 Energy Sensor | [6 empty] | G90 | 0 | [10 empty] | No | No
MC065 | Library |  |  |  | MC065-B04/G91 | Logic 91 | EN.EN3 Energy Sensor | [6 empty] | G91 | 0 | [10 empty] | No | No
MC065 | Library |  |  |  | MC065-B04/G81 | Logic 81 | EN.EN3 Energy Sensor | [6 empty] | G81 | 0 | [10 empty] | No | No
MC065 | Library |  |  |  | MC065-B04/G82 | Logic 82 | EN.EN3 Energy Sensor | [6 empty] | G82 | 0 | [10 empty] | No | No
MC065 | Library |  |  |  | MC065-B04/G83 | AHU4 Sply Fan En | EN.EN3 Energy Sensor | [6 empty] | G83 | 0 | [10 empty] | No | No
MC065 | Library |  |  |  | MC065-B04/G84 | Logic 84 | EN.EN3 Energy Sensor | [6 empty] | G84 | 0 | [10 empty] | No | No
MC065 | Library |  |  |  | MC065-B04/G85 | AHU4 Extr Fan En | EN.EN3 Energy Sensor | [6 empty] | G85 | 0 | [10 empty] | No | No
MC065 | Library |  |  |  | MC065-B04/G86 | AHU4 Start | EN.EN3 Energy Sensor | [6 empty] | G86 | 0 | [10 empty] | No | No
MC065 | Library |  |  |  | MC065-B04/G76 | Logic 76 | EN.EN3 Energy Sensor | [6 empty] | G76 | 0 | [10 empty] | No | No
MC065 | Library |  |  |  | MC065-B04/G77 | Logic 77 | EN.EN3 Energy Sensor | [6 empty] | G77 | 0 | [10 empty] | No | No
MC065 | Library |  |  |  | MC065-B04/G78 | Logic 78 | EN.EN3 Energy Sensor | [6 empty] | G78 | 0 | [10 empty] | No | No
MC065 | Library |  |  |  | MC065-B04/G79 | AHU4 Time | EN.EN3 Energy Sensor | [6 empty] | G79 | 0 | [10 empty] | No | No
MC065 | Library |  |  |  | MC065-B04/G8 | Fire OK | EN.EN3 Energy Sensor | [6 empty] | G8 | 0 | [10 empty] | No | No
MC065 | Library |  |  |  | MC065-B04/G80 | AHU4 Reqd | EN.EN3 Energy Sensor | [6 empty] | G80 | 0 | [10 empty] | No | No
MC065 | Library |  |  |  | MC065-B04/G70 | Logic 70 | EN.EN3 Energy Sensor | [6 empty] | G70 | 0 | [10 empty] | No | No
MC065 | Library |  |  |  | MC065-B04/G71 | Logic 71 | EN.EN3 Energy Sensor | [6 empty] | G71 | 0 | [10 empty] | No | No
MC065 | Library |  |  |  | MC065-B04/G72 | Logic 72 | EN.EN3 Energy Sensor | [6 empty] | G72 | 0 | [10 empty] | No | No
MC065 | Library |  |  |  | MC065-B04/G73 | Logic 73 | EN.EN3 Energy Sensor | [6 empty] | G73 | 0 | [10 empty] | No | No
MC065 | Library |  |  |  | MC065-B04/G74 | 5 Min delay | EN.EN3 Energy Sensor | [6 empty] | G74 | 0 | [10 empty] | No | No
MC065 | Library |  |  |  | MC065-B04/G75 | Logic 75 | EN.EN3 Energy Sensor | [6 empty] | G75 | 0 | [10 empty] | No | No
MC065 | Library |  |  |  | MC065-B04/G65 | Logic 65 | EN.EN3 Energy Sensor | [6 empty] | G65 | 0 | [10 empty] | No | No
MC065 | Library |  |  |  | MC065-B04/G66 | Logic 66 | EN.EN3 Energy Sensor | [6 empty] | G66 | 0 | [10 empty] | No | No
MC065 | Library |  |  |  | MC065-B04/G67 | Logic 67 | EN.EN3 Energy Sensor | [6 empty] | G67 | 0 | [10 empty] | No | No
MC065 | Library |  |  |  | MC065-B04/G68 | Logic 68 | EN.EN3 Energy Sensor | [6 empty] | G68 | 0 | [10 empty] | No | No
MC065 | Library |  |  |  | MC065-B04/G69 | Logic 69 | EN.EN3 Energy Sensor | [6 empty] | G69 | 0 | [10 empty] | No | No
MC065 | Library |  |  |  | MC065-B04/G7 | Logic 7 | EN.EN3 Energy Sensor | [6 empty] | G7 | 0 | [10 empty] | No | No
MC065 | Library |  |  |  | MC065-B04/G6 | AHU3 Reqd | EN.EN3 Energy Sensor | [6 empty] | G6 | 0 | [10 empty] | No | No
MC065 | Library |  |  |  | MC065-B04/G60 | Logic 60 | EN.EN3 Energy Sensor | [6 empty] | G60 | 0 | [10 empty] | No | No
MC065 | Library |  |  |  | MC065-B04/G61 | Logic 61 | EN.EN3 Energy Sensor | [6 empty] | G61 | 0 | [10 empty] | No | No
MC065 | Library |  |  |  | MC065-B04/G62 | AHU3 Alarm En | EN.EN3 Energy Sensor | [6 empty] | G62 | 0 | [10 empty] | No | No
MC065 | Library |  |  |  | MC065-B04/G63 | Logic 63 | EN.EN3 Energy Sensor | [6 empty] | G63 | 0 | [10 empty] | No | No
MC065 | Library |  |  |  | MC065-B04/G64 | Logic 64 | EN.EN3 Energy Sensor | [6 empty] | G64 | 0 | [10 empty] | No | No
MC065 | Library |  |  |  | MC065-B04/G54 | Logic 54 | EN.EN3 Energy Sensor | [6 empty] | G54 | 0 | [10 empty] | No | No
MC065 | Library |  |  |  | MC065-B04/G55 | Logic 55 | EN.EN3 Energy Sensor | [6 empty] | G55 | 0 | [10 empty] | No | No
MC065 | Library |  |  |  | MC065-B04/G56 | Logic 56 | EN.EN3 Energy Sensor | [6 empty] | G56 | 0 | [10 empty] | No | No
MC065 | Library |  |  |  | MC065-B04/G57 | Logic 57 | EN.EN3 Energy Sensor | [6 empty] | G57 | 0 | [10 empty] | No | No
MC065 | Library |  |  |  | MC065-B04/G58 | Logic 58 | EN.EN3 Energy Sensor | [6 empty] | G58 | 0 | [10 empty] | No | No
MC065 | Library |  |  |  | MC065-B04/G59 | Logic 59 | EN.EN3 Energy Sensor | [6 empty] | G59 | 0 | [10 empty] | No | No
MC065 | Library |  |  |  | MC065-B04/G49 | Logic 49 | EN.EN3 Energy Sensor | [6 empty] | G49 | 0 | [10 empty] | No | No
MC065 | Library |  |  |  | MC065-B04/G5 | Logic 5 | EN.EN3 Energy Sensor | [6 empty] | G5 | 0 | [10 empty] | No | No
MC065 | Library |  |  |  | MC065-B04/G50 | Logic 50 | EN.EN3 Energy Sensor | [6 empty] | G50 | 0 | [10 empty] | No | No
MC065 | Library |  |  |  | MC065-B04/G51 | Logic 51 | EN.EN3 Energy Sensor | [6 empty] | G51 | 0 | [10 empty] | No | No
MC065 | Library |  |  |  | MC065-B04/G52 | Logic 52 | EN.EN3 Energy Sensor | [6 empty] | G52 | 0 | [10 empty] | No | No
MC065 | Library |  |  |  | MC065-B04/G53 | Logic 53 | EN.EN3 Energy Sensor | [6 empty] | G53 | 0 | [10 empty] | No | No
MC065 | Library |  |  |  | MC065-B04/G43 | AHU3 Dmpr Release | EN.EN3 Energy Sensor | [6 empty] | G43 | 0 | [10 empty] | No | No
MC065 | Library |  |  |  | MC065-B04/G44 | AHU3 Control | EN.EN3 Energy Sensor | [6 empty] | G44 | 0 | [10 empty] | No | No
MC065 | Library |  |  |  | MC065-B04/G45 | AHU3 Start | EN.EN3 Energy Sensor | [6 empty] | G45 | 0 | [10 empty] | No | No
MC065 | Library |  |  |  | MC065-B04/G46 | Logic 46 | EN.EN3 Energy Sensor | [6 empty] | G46 | 0 | [10 empty] | No | No
MC065 | Library |  |  |  | MC065-B04/G47 | Logic 47 | EN.EN3 Energy Sensor | [6 empty] | G47 | 0 | [10 empty] | No | No
MC065 | Library |  |  |  | MC065-B04/G48 | Logic 48 | EN.EN3 Energy Sensor | [6 empty] | G48 | 0 | [10 empty] | No | No
MC065 | Library |  |  |  | MC065-B04/G38 | AHU3 EF1 | EN.EN3 Energy Sensor | [6 empty] | G38 | 0 | [10 empty] | No | No
MC065 | Library |  |  |  | MC065-B04/G39 | AHU3 EF2 | EN.EN3 Energy Sensor | [6 empty] | G39 | 0 | [10 empty] | No | No
MC065 | Library |  |  |  | MC065-B04/G4 | Logic 4 | EN.EN3 Energy Sensor | [6 empty] | G4 | 0 | [10 empty] | No | No
MC065 | Library |  |  |  | MC065-B04/G40 | AHU3 Sply Fan Flow | EN.EN3 Energy Sensor | [6 empty] | G40 | 0 | [10 empty] | No | No
MC065 | Library |  |  |  | MC065-B04/G41 | AHU3 Extr Fan Flow | EN.EN3 Energy Sensor | [6 empty] | G41 | 0 | [10 empty] | No | No
MC065 | Library |  |  |  | MC065-B04/G42 | Logic 42 | EN.EN3 Energy Sensor | [6 empty] | G42 | 0 | [10 empty] | No | No
MC065 | Library |  |  |  | MC065-B04/G32 | Logic 32 | EN.EN3 Energy Sensor | [6 empty] | G32 | 0 | [10 empty] | No | No
MC065 | Library |  |  |  | MC065-B04/G33 | AHU3 Extr Fan Duty | EN.EN3 Energy Sensor | [6 empty] | G33 | 0 | [10 empty] | No | No
MC065 | Library |  |  |  | MC065-B04/G34 | Logic 34 | EN.EN3 Energy Sensor | [6 empty] | G34 | 0 | [10 empty] | No | No
MC065 | Library |  |  |  | MC065-B04/G35 | Logic 35 | EN.EN3 Energy Sensor | [6 empty] | G35 | 0 | [10 empty] | No | No
MC065 | Library |  |  |  | MC065-B04/G36 | Logic 36 | EN.EN3 Energy Sensor | [6 empty] | G36 | 0 | [10 empty] | No | No
MC065 | Library |  |  |  | MC065-B04/G37 | Logic 37 | EN.EN3 Energy Sensor | [6 empty] | G37 | 0 | [10 empty] | No | No
MC065 | Library |  |  |  | MC065-B04/G27 | Logic 27 | EN.EN3 Energy Sensor | [6 empty] | G27 | 0 | [10 empty] | No | No
MC065 | Library |  |  |  | MC065-B04/G28 | Logic 28 | EN.EN3 Energy Sensor | [6 empty] | G28 | 0 | [10 empty] | No | No
MC065 | Library |  |  |  | MC065-B04/G29 | AHU3 SF1 | EN.EN3 Energy Sensor | [6 empty] | G29 | 0 | [10 empty] | No | No
MC065 | Library |  |  |  | MC065-B04/G3 | Logic 3 | EN.EN3 Energy Sensor | [6 empty] | G3 | 0 | [10 empty] | No | No
MC065 | Library |  |  |  | MC065-B04/G30 | AHU3 SF2 | EN.EN3 Energy Sensor | [6 empty] | G30 | 0 | [10 empty] | No | No
MC065 | Library |  |  |  | MC065-B04/G31 | Logic 31 | EN.EN3 Energy Sensor | [6 empty] | G31 | 0 | [10 empty] | No | No
MC065 | Library |  |  |  | MC065-B04/G21 | Logic 21 | EN.EN3 Energy Sensor | [6 empty] | G21 | 0 | [10 empty] | No | No
MC065 | Library |  |  |  | MC065-B04/G22 | Logic 22 | EN.EN3 Energy Sensor | [6 empty] | G22 | 0 | [10 empty] | No | No
MC065 | Library |  |  |  | MC065-B04/G23 | Logic 23 | EN.EN3 Energy Sensor | [6 empty] | G23 | 0 | [10 empty] | No | No
MC065 | Library |  |  |  | MC065-B04/G24 | AHU3 Sply Fan Duty | EN.EN3 Energy Sensor | [6 empty] | G24 | 0 | [10 empty] | No | No
MC065 | Library |  |  |  | MC065-B04/G25 | Logic 25 | EN.EN3 Energy Sensor | [6 empty] | G25 | 0 | [10 empty] | No | No
MC065 | Library |  |  |  | MC065-B04/G26 | Logic 26 | EN.EN3 Energy Sensor | [6 empty] | G26 | 0 | [10 empty] | No | No
MC065 | Library |  |  |  | MC065-B04/G16 | Logic 16 | EN.EN3 Energy Sensor | [6 empty] | G16 | 0 | [10 empty] | No | No
MC065 | Library |  |  |  | MC065-B04/G17 | Logic 17 | EN.EN3 Energy Sensor | [6 empty] | G17 | 0 | [10 empty] | No | No
MC065 | Library |  |  |  | MC065-B04/G18 | Logic 18 | EN.EN3 Energy Sensor | [6 empty] | G18 | 0 | [10 empty] | No | No
MC065 | Library |  |  |  | MC065-B04/G19 | AHU3 Extr Fan Reset | EN.EN3 Energy Sensor | [6 empty] | G19 | 0 | [10 empty] | No | No
MC065 | Library |  |  |  | MC065-B04/G2 | Logic 2 | EN.EN3 Energy Sensor | [6 empty] | G2 | 0 | [10 empty] | No | No
MC065 | Library |  |  |  | MC065-B04/G20 | Logic 20 | EN.EN3 Energy Sensor | [6 empty] | G20 | 0 | [10 empty] | No | No
MC065 | Library |  |  |  | MC065-B04/G111 | Logic 111 | EN.EN3 Energy Sensor | [6 empty] | G111 | 0 | [10 empty] | No | No
MC065 | Library |  |  |  | MC065-B04/G112 | Logic 112 | EN.EN3 Energy Sensor | [6 empty] | G112 | 0 | [10 empty] | No | No
MC065 | Library |  |  |  | MC065-B04/G12 | Logic 12 | EN.EN3 Energy Sensor | [6 empty] | G12 | 0 | [10 empty] | No | No
MC065 | Library |  |  |  | MC065-B04/G13 | Logic 13 | EN.EN3 Energy Sensor | [6 empty] | G13 | 0 | [10 empty] | No | No
MC065 | Library |  |  |  | MC065-B04/G14 | AHU3 Sply Fan Reset | EN.EN3 Energy Sensor | [6 empty] | G14 | 0 | [10 empty] | No | No
MC065 | Library |  |  |  | MC065-B04/G15 | Logic 15 | EN.EN3 Energy Sensor | [6 empty] | G15 | 0 | [10 empty] | No | No
MC065 | Library |  |  |  | MC065-B04/G105 | Logic 105 | EN.EN3 Energy Sensor | [6 empty] | G105 | 0 | [10 empty] | No | No
MC065 | Library |  |  |  | MC065-B04/G106 | Logic 106 | EN.EN3 Energy Sensor | [6 empty] | G106 | 0 | [10 empty] | No | No
MC065 | Library |  |  |  | MC065-B04/G107 | Logic 107 | EN.EN3 Energy Sensor | [6 empty] | G107 | 0 | [10 empty] | No | No
MC065 | Library |  |  |  | MC065-B04/G108 | Logic 108 | EN.EN3 Energy Sensor | [6 empty] | G108 | 0 | [10 empty] | No | No
MC065 | Library |  |  |  | MC065-B04/G109 | Logic 109 | EN.EN3 Energy Sensor | [6 empty] | G109 | 0 | [10 empty] | No | No
MC065 | Library |  |  |  | MC065-B04/G11 | AHU3 Extr Fan En | EN.EN3 Energy Sensor | [6 empty] | G11 | 0 | [10 empty] | No | No
MC065 | Library |  |  |  | MC065-B04/G10 | Logic 10 | EN.EN3 Energy Sensor | [6 empty] | G10 | 0 | [10 empty] | No | No
MC065 | Library |  |  |  | MC065-B04/G100 | Logic 100 | EN.EN3 Energy Sensor | [6 empty] | G100 | 0 | [10 empty] | No | No
MC065 | Library |  |  |  | MC065-B04/G101 | Logic 101 | EN.EN3 Energy Sensor | [6 empty] | G101 | 0 | [10 empty] | No | No
MC065 | Library |  |  |  | MC065-B04/G102 | Logic 102 | EN.EN3 Energy Sensor | [6 empty] | G102 | 0 | [10 empty] | No | No
MC065 | Library |  |  |  | MC065-B04/G103 | Logic 103 | EN.EN3 Energy Sensor | [6 empty] | G103 | 0 | [10 empty] | No | No
MC065 | Library |  |  |  | MC065-B04/G104 | Logic 104 | EN.EN3 Energy Sensor | [6 empty] | G104 | 0 | [10 empty] | No | No
MC065 | Library |  |  |  | MC065-B04/F95 | Function 95 | EN.EN3 Energy Sensor | [6 empty] | F95 | 0 | [10 empty] | No | No
MC065 | Library |  |  |  | MC065-B04/F96 | Function 96 | EN.EN3 Energy Sensor | [6 empty] | F96 | 0 | [10 empty] | No | No
MC065 | Library |  |  |  | MC065-B04/F97 | Function 97 | EN.EN3 Energy Sensor | [6 empty] | F97 | 0 | [10 empty] | No | No
MC065 | Library |  |  |  | MC065-B04/F98 | Function 98 | EN.EN3 Energy Sensor | [6 empty] | F98 | 0 | [10 empty] | No | No
MC065 | Library |  |  |  | MC065-B04/F99 | Function 99 | EN.EN3 Energy Sensor | [6 empty] | F99 | 0 | [10 empty] | No | No
MC065 | Library |  |  |  | MC065-B04/G1 | AHU3 Time | EN.EN3 Energy Sensor | [6 empty] | G1 | 0 | [10 empty] | No | No
MC065 | Library |  |  |  | MC065-B04/F9 | Function 9 | EN.EN3 Energy Sensor | [6 empty] | F9 | 0 | [10 empty] | No | No
MC065 | Library |  |  |  | MC065-B04/F90 | Function 90 | EN.EN3 Energy Sensor | [6 empty] | F90 | 0 | [10 empty] | No | No
MC065 | Library |  |  |  | MC065-B04/F91 | Function 91 | EN.EN3 Energy Sensor | [6 empty] | F91 | 0 | [10 empty] | No | No
MC065 | Library |  |  |  | MC065-B04/F92 | Function 92 | EN.EN3 Energy Sensor | [6 empty] | F92 | 0 | [10 empty] | No | No
MC065 | Library |  |  |  | MC065-B04/F93 | Function 93 | EN.EN3 Energy Sensor | [6 empty] | F93 | 0 | [10 empty] | No | No
MC065 | Library |  |  |  | MC065-B04/F94 | Function 94 | EN.EN3 Energy Sensor | [6 empty] | F94 | 0 | [10 empty] | No | No
MC065 | Library |  |  |  | MC065-B04/F84 | Function 84 | EN.EN3 Energy Sensor | [6 empty] | F84 | 0 | [10 empty] | No | No
MC065 | Library |  |  |  | MC065-B04/F85 | Function 85 | EN.EN3 Energy Sensor | [6 empty] | F85 | 0 | [10 empty] | No | No
MC065 | Library |  |  |  | MC065-B04/F86 | Function 86 | EN.EN3 Energy Sensor | [6 empty] | F86 | 0 | [10 empty] | No | No
MC065 | Library |  |  |  | MC065-B04/F87 | Function 87 | EN.EN3 Energy Sensor | [6 empty] | F87 | 0 | [10 empty] | No | No
MC065 | Library |  |  |  | MC065-B04/F88 | Function 88 | EN.EN3 Energy Sensor | [6 empty] | F88 | 0 | [10 empty] | No | No
MC065 | Library |  |  |  | MC065-B04/F89 | Function 89 | EN.EN3 Energy Sensor | [6 empty] | F89 | 0 | [10 empty] | No | No
MC065 | Library |  |  |  | MC065-B04/F79 | AHU4 Htg Dmd | EN.EN3 Energy Sensor | [6 empty] | F79 | 0 | [10 empty] | No | No
MC065 | Library |  |  |  | MC065-B04/F8 | Archive Z3 Sply Hum | EN.EN3 Energy Sensor | [6 empty] | F8 | 0 | [10 empty] | No | No
MC065 | Library |  |  |  | MC065-B04/F80 | AHU4 Clg Dmd | EN.EN3 Energy Sensor | [6 empty] | F80 | 0 | [10 empty] | No | No
MC065 | Library |  |  |  | MC065-B04/F81 | Function 81 | EN.EN3 Energy Sensor | [6 empty] | F81 | 0 | [10 empty] | No | No
MC065 | Library |  |  |  | MC065-B04/F82 | Function 82 | EN.EN3 Energy Sensor | [6 empty] | F82 | 0 | [10 empty] | No | No
MC065 | Library |  |  |  | MC065-B04/F83 | Function 83 | EN.EN3 Energy Sensor | [6 empty] | F83 | 0 | [10 empty] | No | No
MC065 | Library |  |  |  | MC065-B04/F73 | AHU3 Htg Dmd | EN.EN3 Energy Sensor | [6 empty] | F73 | 0 | [10 empty] | No | No
MC065 | Library |  |  |  | MC065-B04/F74 | AHU3 Clg Dmd | EN.EN3 Energy Sensor | [6 empty] | F74 | 0 | [10 empty] | No | No
MC065 | Library |  |  |  | MC065-B04/F75 | Function 75 | EN.EN3 Energy Sensor | [6 empty] | F75 | 0 | [10 empty] | No | No
MC065 | Library |  |  |  | MC065-B04/F76 | Function 76 | EN.EN3 Energy Sensor | [6 empty] | F76 | 0 | [10 empty] | No | No
MC065 | Library |  |  |  | MC065-B04/F77 | Function 77 | EN.EN3 Energy Sensor | [6 empty] | F77 | 0 | [10 empty] | No | No
MC065 | Library |  |  |  | MC065-B04/F78 | Function 78 | EN.EN3 Energy Sensor | [6 empty] | F78 | 0 | [10 empty] | No | No
MC065 | Library |  |  |  | MC065-B04/F68 | Function 68 | EN.EN3 Energy Sensor | [6 empty] | F68 | 0 | [10 empty] | No | No
MC065 | Library |  |  |  | MC065-B04/F69 | Function 69 | EN.EN3 Energy Sensor | [6 empty] | F69 | 0 | [10 empty] | No | No
MC065 | Library |  |  |  | MC065-B04/F7 | Function 7 | EN.EN3 Energy Sensor | [6 empty] | F7 | 0 | [10 empty] | No | No
MC065 | Library |  |  |  | MC065-B04/F70 | Function 70 | EN.EN3 Energy Sensor | [6 empty] | F70 | 0 | [10 empty] | No | No
MC065 | Library |  |  |  | MC065-B04/F71 | Function 71 | EN.EN3 Energy Sensor | [6 empty] | F71 | 0 | [10 empty] | No | No
MC065 | Library |  |  |  | MC065-B04/F72 | Function 72 | EN.EN3 Energy Sensor | [6 empty] | F72 | 0 | [10 empty] | No | No
MC065 | Library |  |  |  | MC065-B04/F62 | Function 62 | EN.EN3 Energy Sensor | [6 empty] | F62 | 0 | [10 empty] | No | No
MC065 | Library |  |  |  | MC065-B04/F63 | Function 63 | EN.EN3 Energy Sensor | [6 empty] | F63 | 0 | [10 empty] | No | No
MC065 | Library |  |  |  | MC065-B04/F64 | Function 64 | EN.EN3 Energy Sensor | [6 empty] | F64 | 0 | [10 empty] | No | No
MC065 | Library |  |  |  | MC065-B04/F65 | Function 65 | EN.EN3 Energy Sensor | [6 empty] | F65 | 0 | [10 empty] | No | No
MC065 | Library |  |  |  | MC065-B04/F66 | Function 66 | EN.EN3 Energy Sensor | [6 empty] | F66 | 0 | [10 empty] | No | No
MC065 | Library |  |  |  | MC065-B04/F67 | Function 67 | EN.EN3 Energy Sensor | [6 empty] | F67 | 0 | [10 empty] | No | No
MC065 | Library |  |  |  | MC065-B04/F57 | Function 57 | EN.EN3 Energy Sensor | [6 empty] | F57 | 0 | [10 empty] | No | No
MC065 | Library |  |  |  | MC065-B04/F58 | Function 58 | EN.EN3 Energy Sensor | [6 empty] | F58 | 0 | [10 empty] | No | No
MC065 | Library |  |  |  | MC065-B04/F59 | Function 59 | EN.EN3 Energy Sensor | [6 empty] | F59 | 0 | [10 empty] | No | No
MC065 | Library |  |  |  | MC065-B04/F6 | Archive Z3 Sply Temp | EN.EN3 Energy Sensor | [6 empty] | F6 | 0 | [10 empty] | No | No
MC065 | Library |  |  |  | MC065-B04/F60 | Function 60 | EN.EN3 Energy Sensor | [6 empty] | F60 | 0 | [10 empty] | No | No
MC065 | Library |  |  |  | MC065-B04/F61 | Function 61 | EN.EN3 Energy Sensor | [6 empty] | F61 | 0 | [10 empty] | No | No
MC065 | Library |  |  |  | MC065-B04/F51 | Function 51 | EN.EN3 Energy Sensor | [6 empty] | F51 | 0 | [10 empty] | No | No
MC065 | Library |  |  |  | MC065-B04/F52 | Function 52 | EN.EN3 Energy Sensor | [6 empty] | F52 | 0 | [10 empty] | No | No
MC065 | Library |  |  |  | MC065-B04/F53 | Function 53 | EN.EN3 Energy Sensor | [6 empty] | F53 | 0 | [10 empty] | No | No
MC065 | Library |  |  |  | MC065-B04/F54 | Function 54 | EN.EN3 Energy Sensor | [6 empty] | F54 | 0 | [10 empty] | No | No
MC065 | Library |  |  |  | MC065-B04/F55 | Function 55 | EN.EN3 Energy Sensor | [6 empty] | F55 | 0 | [10 empty] | No | No
MC065 | Library |  |  |  | MC065-B04/F56 | Function 56 | EN.EN3 Energy Sensor | [6 empty] | F56 | 0 | [10 empty] | No | No
MC065 | Library |  |  |  | MC065-B04/F46 | AHU Clg Vlv | EN.EN3 Energy Sensor | [6 empty] | F46 | 0 | [10 empty] | No | No
MC065 | Library |  |  |  | MC065-B04/F47 | Function 47 | EN.EN3 Energy Sensor | [6 empty] | F47 | 0 | [10 empty] | No | No
MC065 | Library |  |  |  | MC065-B04/F48 | Function 48 | EN.EN3 Energy Sensor | [6 empty] | F48 | 0 | [10 empty] | No | No
MC065 | Library |  |  |  | MC065-B04/F49 | Function 49 | EN.EN3 Energy Sensor | [6 empty] | F49 | 0 | [10 empty] | No | No
MC065 | Library |  |  |  | MC065-B04/F5 | Function 5 | EN.EN3 Energy Sensor | [6 empty] | F5 | 0 | [10 empty] | No | No
MC065 | Library |  |  |  | MC065-B04/F50 | Function 50 | EN.EN3 Energy Sensor | [6 empty] | F50 | 0 | [10 empty] | No | No
MC065 | Library |  |  |  | MC065-B04/F40 | AHU3 Hum Dmd | EN.EN3 Energy Sensor | [6 empty] | F40 | 0 | [10 empty] | No | No
MC065 | Library |  |  |  | MC065-B04/F41 | AHU3 DeHum Dmd | EN.EN3 Energy Sensor | [6 empty] | F41 | 0 | [10 empty] | No | No
MC065 | Library |  |  |  | MC065-B04/F42 | Function 42 | EN.EN3 Energy Sensor | [6 empty] | F42 | 0 | [10 empty] | No | No
MC065 | Library |  |  |  | MC065-B04/F43 | Function 43 | EN.EN3 Energy Sensor | [6 empty] | F43 | 0 | [10 empty] | No | No
MC065 | Library |  |  |  | MC065-B04/F44 | Function 44 | EN.EN3 Energy Sensor | [6 empty] | F44 | 0 | [10 empty] | No | No
MC065 | Library |  |  |  | MC065-B04/F45 | Function 45 | EN.EN3 Energy Sensor | [6 empty] | F45 | 0 | [10 empty] | No | No
MC065 | Library |  |  |  | MC065-B04/F35 | Function 35 | EN.EN3 Energy Sensor | [6 empty] | F35 | 0 | [10 empty] | No | No
MC065 | Library |  |  |  | MC065-B04/F36 | AHU3 Htg Dmd | EN.EN3 Energy Sensor | [6 empty] | F36 | 0 | [10 empty] | No | No
MC065 | Library |  |  |  | MC065-B04/F37 | AHU3 Clg Dmd | EN.EN3 Energy Sensor | [6 empty] | F37 | 0 | [10 empty] | No | No
MC065 | Library |  |  |  | MC065-B04/F38 | Function 38 | EN.EN3 Energy Sensor | [6 empty] | F38 | 0 | [10 empty] | No | No
MC065 | Library |  |  |  | MC065-B04/F39 | Function 39 | EN.EN3 Energy Sensor | [6 empty] | F39 | 0 | [10 empty] | No | No
MC065 | Library |  |  |  | MC065-B04/F4 | 4Dix Value Decoder | EN.EN3 Energy Sensor | [6 empty] | F4 | 0 | [10 empty] | No | No
MC065 | Library |  |  |  | MC065-B04/F3 | 4Dix Stable Value | EN.EN3 Energy Sensor | [6 empty] | F3 | 0 | [10 empty] | No | No
MC065 | Library |  |  |  | MC065-B04/F30 | Function 30 | EN.EN3 Energy Sensor | [6 empty] | F30 | 0 | [10 empty] | No | No
MC065 | Library |  |  |  | MC065-B04/F31 | Function 31 | EN.EN3 Energy Sensor | [6 empty] | F31 | 0 | [10 empty] | No | No
MC065 | Library |  |  |  | MC065-B04/F32 | Function 32 | EN.EN3 Energy Sensor | [6 empty] | F32 | 0 | [10 empty] | No | No
MC065 | Library |  |  |  | MC065-B04/F33 | Function 33 | EN.EN3 Energy Sensor | [6 empty] | F33 | 0 | [10 empty] | No | No
MC065 | Library |  |  |  | MC065-B04/F34 | Function 34 | EN.EN3 Energy Sensor | [6 empty] | F34 | 0 | [10 empty] | No | No
MC065 | Library |  |  |  | MC065-B04/F24 | Function 24 | EN.EN3 Energy Sensor | [6 empty] | F24 | 0 | [10 empty] | No | No
MC065 | Library |  |  |  | MC065-B04/F25 | Function 25 | EN.EN3 Energy Sensor | [6 empty] | F25 | 0 | [10 empty] | No | No
MC065 | Library |  |  |  | MC065-B04/F26 | Function 26 | EN.EN3 Energy Sensor | [6 empty] | F26 | 0 | [10 empty] | No | No
MC065 | Library |  |  |  | MC065-B04/F27 | Function 27 | EN.EN3 Energy Sensor | [6 empty] | F27 | 0 | [10 empty] | No | No
MC065 | Library |  |  |  | MC065-B04/F28 | AHU3 Hum Dmd | EN.EN3 Energy Sensor | [6 empty] | F28 | 0 | [10 empty] | No | No
MC065 | Library |  |  |  | MC065-B04/F29 | AHU3 DeHum Dmd | EN.EN3 Energy Sensor | [6 empty] | F29 | 0 | [10 empty] | No | No
MC065 | Library |  |  |  | MC065-B04/F19 | Function 19 | EN.EN3 Energy Sensor | [6 empty] | F19 | 0 | [10 empty] | No | No
MC065 | Library |  |  |  | MC065-B04/F2 | 4Dix Previous Value | EN.EN3 Energy Sensor | [6 empty] | F2 | 0 | [10 empty] | No | No
MC065 | Library |  |  |  | MC065-B04/F20 | Function 20 | EN.EN3 Energy Sensor | [6 empty] | F20 | 0 | [10 empty] | No | No
MC065 | Library |  |  |  | MC065-B04/F21 | AHU3 Htg Dmd | EN.EN3 Energy Sensor | [6 empty] | F21 | 0 | [10 empty] | No | No
MC065 | Library |  |  |  | MC065-B04/F22 | AHU3 Clg Dmd | EN.EN3 Energy Sensor | [6 empty] | F22 | 0 | [10 empty] | No | No
MC065 | Library |  |  |  | MC065-B04/F23 | Function 23 | EN.EN3 Energy Sensor | [6 empty] | F23 | 0 | [10 empty] | No | No
MC065 | Library |  |  |  | MC065-B04/F13 | Function 13 | EN.EN3 Energy Sensor | [6 empty] | F13 | 0 | [10 empty] | No | No
MC065 | Library |  |  |  | MC065-B04/F14 | Function 14 | EN.EN3 Energy Sensor | [6 empty] | F14 | 0 | [10 empty] | No | No
MC065 | Library |  |  |  | MC065-B04/F15 | Function 15 | EN.EN3 Energy Sensor | [6 empty] | F15 | 0 | [10 empty] | No | No
MC065 | Library |  |  |  | MC065-B04/F16 | Function 16 | EN.EN3 Energy Sensor | [6 empty] | F16 | 0 | [10 empty] | No | No
MC065 | Library |  |  |  | MC065-B04/F17 | Function 17 | EN.EN3 Energy Sensor | [6 empty] | F17 | 0 | [10 empty] | No | No
MC065 | Library |  |  |  | MC065-B04/F18 | Function 18 | EN.EN3 Energy Sensor | [6 empty] | F18 | 0 | [10 empty] | No | No
MC065 | Library |  |  |  | MC065-B04/F100 | Function 100 | EN.EN3 Energy Sensor | [6 empty] | F100 | 0 | [10 empty] | No | No
MC065 | Library |  |  |  | MC065-B04/F101 | Function 101 | EN.EN3 Energy Sensor | [6 empty] | F101 | 0 | [10 empty] | No | No
MC065 | Library |  |  |  | MC065-B04/F102 | Function 102 | EN.EN3 Energy Sensor | [6 empty] | F102 | 0 | [10 empty] | No | No
MC065 | Library |  |  |  | MC065-B04/F103 | Function 103 | EN.EN3 Energy Sensor | [6 empty] | F103 | 0 | [10 empty] | No | No
MC065 | Library |  |  |  | MC065-B04/F11 | Function 11 | EN.EN3 Energy Sensor | [6 empty] | F11 | 0 | [10 empty] | No | No
MC065 | Library |  |  |  | MC065-B04/F12 | Function 12 | EN.EN3 Energy Sensor | [6 empty] | F12 | 0 | [10 empty] | No | No
MC065 | Library |  |  |  | MC065-B04/D7 | AHU 3 Extr Dmpr | EN.EN3 Energy Sensor | [6 empty] | D7 | 0 | [10 empty] | No | No
MC065 | Library |  |  |  | MC065-B04/D8 | AHU 3 Cooling Valve | EN.EN3 Energy Sensor | [6 empty] | D8 | 0 | [10 empty] | No | No
MC065 | Library |  |  |  | MC065-B04/D9 | AHU 3 Humidifier En | EN.EN3 Energy Sensor | [6 empty] | D9 | 0 | [10 empty] | No | No
MC065 | Library |  |  |  | MC065-B04/e1 | Supervisor | EN.EN3 Energy Sensor | [6 empty] | e1 | 0 | [10 empty] | No | No
MC065 | Library |  |  |  | MC065-B04/F1 | Is 4Dix Value Changing | EN.EN3 Energy Sensor | [6 empty] | F1 | 0 | [10 empty] | No | No
MC065 | Library |  |  |  | MC065-B04/F10 | Function 10 | EN.EN3 Energy Sensor | [6 empty] | F10 | 0 | [10 empty] | No | No
MC065 | Library |  |  |  | MC065-B04/D19 | Control Panel Fan En | EN.EN3 Energy Sensor | [6 empty] | D19 | 0 | [10 empty] | No | No
MC065 | Library |  |  |  | MC065-B04/D2 | AHU 3 Extract Fans En | EN.EN3 Energy Sensor | [6 empty] | D2 | 0 | [10 empty] | No | No
MC065 | Library |  |  |  | MC065-B04/D3 | AHU 3 EHB En | EN.EN3 Energy Sensor | [6 empty] | D3 | 0 | [10 empty] | No | No
MC065 | Library |  |  |  | MC065-B04/D4 | AHU 3 EHB Demand | EN.EN3 Energy Sensor | [6 empty] | D4 | 0 | [10 empty] | No | No
MC065 | Library |  |  |  | MC065-B04/D5 | AHU 3 Sply Dmpr | EN.EN3 Energy Sensor | [6 empty] | D5 | 0 | [10 empty] | No | No
MC065 | Library |  |  |  | MC065-B04/D6 | AHU 3 Recirc Dmpr | EN.EN3 Energy Sensor | [6 empty] | D6 | 0 | [10 empty] | No | No
MC065 | Library |  |  |  | MC065-B04/D12 | AHU 4 Extract Fan En | EN.EN3 Energy Sensor | [6 empty] | D12 | 0 | [10 empty] | No | No
MC065 | Library |  |  |  | MC065-B04/D13 | AHU 4 EHB En | EN.EN3 Energy Sensor | [6 empty] | D13 | 0 | [10 empty] | No | No
MC065 | Library |  |  |  | MC065-B04/D14 | AHU 4 EHB Demand | EN.EN3 Energy Sensor | [6 empty] | D14 | 0 | [10 empty] | No | No
MC065 | Library |  |  |  | MC065-B04/D15 | AHU 4 Sply Dmpr | EN.EN3 Energy Sensor | [6 empty] | D15 | 0 | [10 empty] | No | No
MC065 | Library |  |  |  | MC065-B04/D16 | AHU 4 Recirc Dmpr | EN.EN3 Energy Sensor | [6 empty] | D16 | 0 | [10 empty] | No | No
MC065 | Library |  |  |  | MC065-B04/D17 | AHU 4 Extr Dmpr | EN.EN3 Energy Sensor | [6 empty] | D17 | 0 | [10 empty] | No | No
MC065 | Library |  |  |  | MC065-B05/C1 | Virtual CNC 1 | EN.EN3 Energy Sensor | [6 empty] | C1 | 0 | [10 empty] | No | No
MC065 | Library |  |  |  | MC065-B05/D1 | ChW Pump 1 En | EN.EN3 Energy Sensor | [6 empty] | D1 | 0 | [10 empty] | No | No
MC065 | Library |  |  |  | MC065-B05/D2 | ChW Pump 2 En | EN.EN3 Energy Sensor | [6 empty] | D2 | 0 | [10 empty] | No | No
MC065 | Library |  |  |  | MC065-B05/D3 | Chiller Enable | EN.EN3 Energy Sensor | [6 empty] | D3 | 0 | [10 empty] | No | No
MC065 | Library |  |  |  | MC065-B05/e1 | Supervisor | EN.EN3 Energy Sensor | [6 empty] | e1 | 0 | [10 empty] | No | No
MC065 | Library |  |  |  | MC065-B05/F1 | Is 4Dix Value Changing | EN.EN3 Energy Sensor | [6 empty] | F1 | 0 | [10 empty] | No | No
MC065 | Library |  |  |  | MC065-B05/W2 | ChW Pump Reset | EN.EN3 Energy Sensor | [6 empty] | W2 | 0 | [10 empty] | No | No
MC065 | Library |  |  |  | MC065-B05/W3 | Chiller Fault Reset | EN.EN3 Energy Sensor | [6 empty] | W3 | 0 | [10 empty] | No | No
MC065 | Library |  |  |  | MC065-B05/Y1 | Trend T -20+50 | EN.EN3 Energy Sensor | [6 empty] | Y1 | 0 | [10 empty] | No | No
MC065 | Library |  |  |  | MC065-B05/Y2 | Trend Thermistor | EN.EN3 Energy Sensor | [6 empty] | Y2 | 0 | [10 empty] | No | No
MC065 | Library |  |  |  | MC065-B05/Y3 | 4DIX V | EN.EN3 Energy Sensor | [6 empty] | Y3 | 0 | [10 empty] | No | No
MC065 | Library |  |  |  | MC065-B05/Z1 | Time Zone 1 | EN.EN3 Energy Sensor | [6 empty] | Z1 | 0 | [10 empty] | No | No
MC065 | Library |  |  |  | MC065-B05/S2 | ChW Return Temp | EN.EN3 Energy Sensor | [6 empty] | S2 | 0 | [10 empty] | No | No
MC065 | Library |  |  |  | MC065-B05/S3 | Chiller is running HRS RUN | EN.EN3 Energy Sensor | [6 empty] | S3 | 0 | [10 empty] | No | No
MC065 | Library |  |  |  | MC065-B05/S9 | 4DIX Module 1 | EN.EN3 Energy Sensor | [6 empty] | S9 | 0 | [10 empty] | No | No
MC065 | Library |  |  |  | MC065-B05/U1 | Trevor | EN.EN3 Energy Sensor | [6 empty] | U1 | 0 | [10 empty] | No | No
MC065 | Library |  |  |  | MC065-B05/V1 |  | EN.EN3 Energy Sensor | [6 empty] | V1 | 0 | [10 empty] | No | No
MC065 | Library |  |  |  | MC065-B05/W1 | ChW LO Press Reset | EN.EN3 Energy Sensor | [6 empty] | W1 | 0 | [10 empty] | No | No
MC065 | Library |  |  |  | MC065-B05/P2 | ChW Return Temp | EN.EN3 Energy Sensor | [6 empty] | P2 | 0 | [10 empty] | No | No
MC065 | Library |  |  |  | MC065-B05/P3 | Chiller is running | EN.EN3 Energy Sensor | [6 empty] | P3 | 0 | [10 empty] | No | No
MC065 | Library |  |  |  | MC065-B05/Q1 | Sequence Table 1 | EN.EN3 Energy Sensor | [6 empty] | Q1 | 0 | [10 empty] | No | No
MC065 | Library |  |  |  | MC065-B05/S1 | ChW Flow Temp | EN.EN3 Energy Sensor | [6 empty] | S1 | 0 | [10 empty] | No | No
MC065 | Library |  |  |  | MC065-B05/S10 | 4DIX Module 2 | EN.EN3 Energy Sensor | [6 empty] | S10 | 0 | [10 empty] | No | No
MC065 | Library |  |  |  | MC065-B05/S13 | 4DIX Module 3 | EN.EN3 Energy Sensor | [6 empty] | S13 | 0 | [10 empty] | No | No
MC065 | Library |  |  |  | MC065-B05/N1 | TREND_04_51_29 | EN.EN3 Energy Sensor | [6 empty] | N1 | 0 | [10 empty] | No | No
MC065 | Library |  |  |  | MC065-B05/N2 | IC Comms 2 | EN.EN3 Energy Sensor | [6 empty] | N2 | 0 | [10 empty] | No | No
MC065 | Library |  |  |  | MC065-B05/o1 | Alarm Route 1 | EN.EN3 Energy Sensor | [6 empty] | o1 | 0 | [10 empty] | No | No
MC065 | Library |  |  |  | MC065-B05/o2 | Alarm Route 2 | EN.EN3 Energy Sensor | [6 empty] | o2 | 0 | [10 empty] | No | No
MC065 | Library |  |  |  | MC065-B05/o3 | Alarm Route 3 | EN.EN3 Energy Sensor | [6 empty] | o3 | 0 | [10 empty] | No | No
MC065 | Library |  |  |  | MC065-B05/P1 | ChW Flow Temp | EN.EN3 Energy Sensor | [6 empty] | P1 | 0 | [10 empty] | No | No
MC065 | Library |  |  |  | MC065-B05/I8 | Chiller in Fault | EN.EN3 Energy Sensor | [6 empty] | I8 | 0 | [10 empty] | No | No
MC065 | Library |  |  |  | MC065-B05/I9 | ChW Flow Proved | EN.EN3 Energy Sensor | [6 empty] | I9 | 0 | [10 empty] | No | No
MC065 | Library |  |  |  | MC065-B05/K1 | ChW Pump Duty | EN.EN3 Energy Sensor | [6 empty] | K1 | 0 | [10 empty] | No | No
MC065 | Library |  |  |  | MC065-B05/K2 | ChW AHU Run Temp | EN.EN3 Energy Sensor | [6 empty] | K2 | 0 | [10 empty] | No | No
MC065 | Library |  |  |  | MC065-B05/K3 | Chiller Setpoint | EN.EN3 Energy Sensor | [6 empty] | K3 | 0 | [10 empty] | No | No
MC065 | Library |  |  |  | MC065-B05/I2 | Firemans Over- R Auto | EN.EN3 Energy Sensor | [6 empty] | I2 | 0 | [10 empty] | No | No
MC065 | Library |  |  |  | MC065-B05/I3 | Firemans Over- R OFF | EN.EN3 Energy Sensor | [6 empty] | I3 | 0 | [10 empty] | No | No
MC065 | Library |  |  |  | MC065-B05/I4 | Firemans Over- R Extr Only | EN.EN3 Energy Sensor | [6 empty] | I4 | 0 | [10 empty] | No | No
MC065 | Library |  |  |  | MC065-B05/I5 | ChW Pump 1 contactor status | EN.EN3 Energy Sensor | [6 empty] | I5 | 0 | [10 empty] | No | No
MC065 | Library |  |  |  | MC065-B05/I6 | ChW Pump 2 contactor status | EN.EN3 Energy Sensor | [6 empty] | I6 | 0 | [10 empty] | No | No
MC065 | Library |  |  |  | MC065-B05/I7 | Chiller Enabled | EN.EN3 Energy Sensor | [6 empty] | I7 | 0 | [10 empty] | No | No
MC065 | Library |  |  |  | MC065-B05/I14 | Chiller Fault Shtdwn | EN.EN3 Energy Sensor | [6 empty] | I14 | 0 | [10 empty] | No | No
MC065 | Library |  |  |  | MC065-B05/I15 | ChW Temp OK | EN.EN3 Energy Sensor | [6 empty] | I15 | 0 | [10 empty] | No | No
MC065 | Library |  |  |  | MC065-B05/I16 | Digital Input 16 | EN.EN3 Energy Sensor | [6 empty] | I16 | 0 | [10 empty] | No | No
MC065 | Library |  |  |  | MC065-B05/I17 | Digital Input 17 | EN.EN3 Energy Sensor | [6 empty] | I17 | 0 | [10 empty] | No | No
MC065 | Library |  |  |  | MC065-B05/I18 | ChW LO Press | EN.EN3 Energy Sensor | [6 empty] | I18 | 0 | [10 empty] | No | No
MC065 | Library |  |  |  | MC065-B05/I19 | Chiller is running | EN.EN3 Energy Sensor | [6 empty] | I19 | 0 | [10 empty] | No | No
MC065 | Library |  |  |  | MC065-B05/G8 | Logic 8 | EN.EN3 Energy Sensor | [6 empty] | G8 | 0 | [10 empty] | No | No
MC065 | Library |  |  |  | MC065-B05/G9 | Logic 9 | EN.EN3 Energy Sensor | [6 empty] | G9 | 0 | [10 empty] | No | No
MC065 | Library |  |  |  | MC065-B05/I1 | Fire alarm active | EN.EN3 Energy Sensor | [6 empty] | I1 | 0 | [10 empty] | No | No
MC065 | Library |  |  |  | MC065-B05/I11 | ChW LO Press Shtdwn | EN.EN3 Energy Sensor | [6 empty] | I11 | 0 | [10 empty] | No | No
MC065 | Library |  |  |  | MC065-B05/I12 | ChW Pump 1 Flow Fail | EN.EN3 Energy Sensor | [6 empty] | I12 | 0 | [10 empty] | No | No
MC065 | Library |  |  |  | MC065-B05/I13 | ChW Pump 2 Flow Fail | EN.EN3 Energy Sensor | [6 empty] | I13 | 0 | [10 empty] | No | No
MC065 | Library |  |  |  | MC065-B05/G33 | delay 1 min | EN.EN3 Energy Sensor | [6 empty] | G33 | 0 | [10 empty] | No | No
MC065 | Library |  |  |  | MC065-B05/G34 | Chiller is running HRS RUN | EN.EN3 Energy Sensor | [6 empty] | G34 | 0 | [10 empty] | No | No
MC065 | Library |  |  |  | MC065-B05/G4 | Logic 4 | EN.EN3 Energy Sensor | [6 empty] | G4 | 0 | [10 empty] | No | No
MC065 | Library |  |  |  | MC065-B05/G5 | Logic 5 | EN.EN3 Energy Sensor | [6 empty] | G5 | 0 | [10 empty] | No | No
MC065 | Library |  |  |  | MC065-B05/G6 | Logic 6 | EN.EN3 Energy Sensor | [6 empty] | G6 | 0 | [10 empty] | No | No
MC065 | Library |  |  |  | MC065-B05/G7 | ChW Pumps | EN.EN3 Energy Sensor | [6 empty] | G7 | 0 | [10 empty] | No | No
MC065 | Library |  |  |  | MC065-B05/G28 | Logic 28 | EN.EN3 Energy Sensor | [6 empty] | G28 | 0 | [10 empty] | No | No
MC065 | Library |  |  |  | MC065-B05/G29 | Logic 29 | EN.EN3 Energy Sensor | [6 empty] | G29 | 0 | [10 empty] | No | No
MC065 | Library |  |  |  | MC065-B05/G3 | Logic 3 | EN.EN3 Energy Sensor | [6 empty] | G3 | 0 | [10 empty] | No | No
MC065 | Library |  |  |  | MC065-B05/G30 | Logic 30 | EN.EN3 Energy Sensor | [6 empty] | G30 | 0 | [10 empty] | No | No
MC065 | Library |  |  |  | MC065-B05/G31 | Logic 31 | EN.EN3 Energy Sensor | [6 empty] | G31 | 0 | [10 empty] | No | No
MC065 | Library |  |  |  | MC065-B05/G32 | Logic 32 | EN.EN3 Energy Sensor | [6 empty] | G32 | 0 | [10 empty] | No | No
MC065 | Library |  |  |  | MC065-B05/G22 | Logic 22 | EN.EN3 Energy Sensor | [6 empty] | G22 | 0 | [10 empty] | No | No
MC065 | Library |  |  |  | MC065-B05/G23 | Logic 23 | EN.EN3 Energy Sensor | [6 empty] | G23 | 0 | [10 empty] | No | No
MC065 | Library |  |  |  | MC065-B05/G24 | ChW Alarms | EN.EN3 Energy Sensor | [6 empty] | G24 | 0 | [10 empty] | No | No
MC065 | Library |  |  |  | MC065-B05/G25 | Logic 25 | EN.EN3 Energy Sensor | [6 empty] | G25 | 0 | [10 empty] | No | No
MC065 | Library |  |  |  | MC065-B05/G26 | Logic 26 | EN.EN3 Energy Sensor | [6 empty] | G26 | 0 | [10 empty] | No | No
MC065 | Library |  |  |  | MC065-B05/G27 | Logic 27 | EN.EN3 Energy Sensor | [6 empty] | G27 | 0 | [10 empty] | No | No
MC065 | Library |  |  |  | MC065-B05/G17 | Logic 17 | EN.EN3 Energy Sensor | [6 empty] | G17 | 0 | [10 empty] | No | No
MC065 | Library |  |  |  | MC065-B05/G18 | Logic 18 | EN.EN3 Energy Sensor | [6 empty] | G18 | 0 | [10 empty] | No | No
MC065 | Library |  |  |  | MC065-B05/G19 | Logic 19 | EN.EN3 Energy Sensor | [6 empty] | G19 | 0 | [10 empty] | No | No
MC065 | Library |  |  |  | MC065-B05/G2 | ChW Reqd | EN.EN3 Energy Sensor | [6 empty] | G2 | 0 | [10 empty] | No | No
MC065 | Library |  |  |  | MC065-B05/G20 | Logic 20 | EN.EN3 Energy Sensor | [6 empty] | G20 | 0 | [10 empty] | No | No
MC065 | Library |  |  |  | MC065-B05/G21 | Logic 21 | EN.EN3 Energy Sensor | [6 empty] | G21 | 0 | [10 empty] | No | No
MC065 | Library |  |  |  | MC065-B05/G11 | Logic 11 | EN.EN3 Energy Sensor | [6 empty] | G11 | 0 | [10 empty] | No | No
MC065 | Library |  |  |  | MC065-B05/G12 | Logic 12 | EN.EN3 Energy Sensor | [6 empty] | G12 | 0 | [10 empty] | No | No
MC065 | Library |  |  |  | MC065-B05/G13 | Logic 13 | EN.EN3 Energy Sensor | [6 empty] | G13 | 0 | [10 empty] | No | No
MC065 | Library |  |  |  | MC065-B05/G14 | Logic 14 | EN.EN3 Energy Sensor | [6 empty] | G14 | 0 | [10 empty] | No | No
MC065 | Library |  |  |  | MC065-B05/G15 | ChW Pump Duty | EN.EN3 Energy Sensor | [6 empty] | G15 | 0 | [10 empty] | No | No
MC065 | Library |  |  |  | MC065-B05/G16 | Logic 16 | EN.EN3 Energy Sensor | [6 empty] | G16 | 0 | [10 empty] | No | No
MC065 | Library |  |  |  | MC065-B05/F6 | 4Dix Previous Value | EN.EN3 Energy Sensor | [6 empty] | F6 | 0 | [10 empty] | No | No
MC065 | Library |  |  |  | MC065-B05/F7 | 4Dix Stable Value | EN.EN3 Energy Sensor | [6 empty] | F7 | 0 | [10 empty] | No | No
MC065 | Library |  |  |  | MC065-B05/F8 | 4Dix Value Decoder | EN.EN3 Energy Sensor | [6 empty] | F8 | 0 | [10 empty] | No | No
MC065 | Library |  |  |  | MC065-B05/F9 | Function 9 | EN.EN3 Energy Sensor | [6 empty] | F9 | 0 | [10 empty] | No | No
MC065 | Library |  |  |  | MC065-B05/G1 | Logic 1 | EN.EN3 Energy Sensor | [6 empty] | G1 | 0 | [10 empty] | No | No
MC065 | Library |  |  |  | MC065-B05/G10 | ChW Pump Reset | EN.EN3 Energy Sensor | [6 empty] | G10 | 0 | [10 empty] | No | No
MC065 | Library |  |  |  | MC065-B05/F19 | 4Dix Stable Value | EN.EN3 Energy Sensor | [6 empty] | F19 | 0 | [10 empty] | No | No
MC065 | Library |  |  |  | MC065-B05/F2 | 4Dix Previous Value | EN.EN3 Energy Sensor | [6 empty] | F2 | 0 | [10 empty] | No | No
MC065 | Library |  |  |  | MC065-B05/F20 | 4Dix Value Decoder | EN.EN3 Energy Sensor | [6 empty] | F20 | 0 | [10 empty] | No | No
MC065 | Library |  |  |  | MC065-B05/F3 | 4Dix Stable Value | EN.EN3 Energy Sensor | [6 empty] | F3 | 0 | [10 empty] | No | No
MC065 | Library |  |  |  | MC065-B05/F4 | 4Dix Value Decoder | EN.EN3 Energy Sensor | [6 empty] | F4 | 0 | [10 empty] | No | No
MC065 | Library |  |  |  | MC065-B05/F5 | Is 4Dix Value Changing | EN.EN3 Energy Sensor | [6 empty] | F5 | 0 | [10 empty] | No | No
MC065 | Library |  |  |  | MC065-B05/F10 | Function 10 | EN.EN3 Energy Sensor | [6 empty] | F10 | 0 | [10 empty] | No | No
MC065 | Library |  |  |  | MC065-B05/F11 | Chiller Setpoint | EN.EN3 Energy Sensor | [6 empty] | F11 | 0 | [10 empty] | No | No
MC065 | Library |  |  |  | MC065-B05/F12 | Function 12 | EN.EN3 Energy Sensor | [6 empty] | F12 | 0 | [10 empty] | No | No
MC065 | Library |  |  |  | MC065-B05/F13 | Function 13 | EN.EN3 Energy Sensor | [6 empty] | F13 | 0 | [10 empty] | No | No
MC065 | Library |  |  |  | MC065-B05/F17 | Is 4Dix Value Changing | EN.EN3 Energy Sensor | [6 empty] | F17 | 0 | [10 empty] | No | No
MC065 | Library |  |  |  | MC065-B05/F18 | 4Dix Previous Value | EN.EN3 Energy Sensor | [6 empty] | F18 | 0 | [10 empty] | No | No
MC065 | Library |  |  |  | MC065-B03/A1 | Analogue Node 1 | EN.EN3 Energy Sensor | [6 empty] | A1 | 0 | [10 empty] | No | No
MC065 | Library |  |  |  | MC065-B03/A2 | Analogue Node 2 | EN.EN3 Energy Sensor | [6 empty] | A2 | 0 | [10 empty] | No | No
MC065 | Library |  |  |  | MC065-B03/C1 | Virtual CNC 1 | EN.EN3 Energy Sensor | [6 empty] | C1 | 0 | [10 empty] | No | No
MC065 | Library |  |  |  | MC065-B03/D1 | AHU 1 Supply Fan En | EN.EN3 Energy Sensor | [6 empty] | D1 | 0 | [10 empty] | No | No
MC065 | Library |  |  |  | MC065-B03/D10 | AHU 2 Extract Fan En | EN.EN3 Energy Sensor | [6 empty] | D10 | 0 | [10 empty] | No | No
MC065 | Library |  |  |  | MC065-B03/D11 | AHU 2 RAC Pump En | EN.EN3 Energy Sensor | [6 empty] | D11 | 0 | [10 empty] | No | No
MC065 | Library |  |  |  | MC065-B03/Y7 | Electro wind speed | EN.EN3 Energy Sensor | [6 empty] | Y7 | 0 | [10 empty] | No | No
MC065 | Library |  |  |  | MC065-B03/Y8 | Wind Direction voltage | EN.EN3 Energy Sensor | [6 empty] | Y8 | 0 | [10 empty] | No | No
MC065 | Library |  |  |  | MC065-B03/Z1 | AHU1 - 2 Library | EN.EN3 Energy Sensor | [6 empty] | Z1 | 0 | [10 empty] | No | No
MC065 | Library |  |  |  | MC065-B03/Z2 | Night Cooling | EN.EN3 Energy Sensor | [6 empty] | Z2 | 0 | [10 empty] | No | No
MC065 | Library |  |  |  | MC065-B03/Y1 | Trend T -20+50 | EN.EN3 Energy Sensor | [6 empty] | Y1 | 0 | [10 empty] | No | No
MC065 | Library |  |  |  | MC065-B03/Y2 | 4DIX V | EN.EN3 Energy Sensor | [6 empty] | Y2 | 0 | [10 empty] | No | No
MC065 | Library |  |  |  | MC065-B03/Y3 | Wind Direction T | EN.EN3 Energy Sensor | [6 empty] | Y3 | 0 | [10 empty] | No | No
MC065 | Library |  |  |  | MC065-B03/Y4 | Feedback V 0+10 | EN.EN3 Energy Sensor | [6 empty] | Y4 | 0 | [10 empty] | No | No
MC065 | Library |  |  |  | MC065-B03/Y5 | Wind Direction T | EN.EN3 Energy Sensor | [6 empty] | Y5 | 0 | [10 empty] | No | No
MC065 | Library |  |  |  | MC065-B03/Y6 | Feedback V 0+10 | EN.EN3 Energy Sensor | [6 empty] | Y6 | 0 | [10 empty] | No | No
MC065 | Library |  |  |  | MC065-B03/W4 | AHU2 Oride OFF | EN.EN3 Energy Sensor | [6 empty] | W4 | 0 | [10 empty] | No | No
MC065 | Library |  |  |  | MC065-B03/W5 | Night Clg Enabled | EN.EN3 Energy Sensor | [6 empty] | W5 | 0 | [10 empty] | No | No
MC065 | Library |  |  |  | MC065-B03/W6 | Plant Fault Reset | EN.EN3 Energy Sensor | [6 empty] | W6 | 0 | [10 empty] | No | No
MC065 | Library |  |  |  | MC065-B03/W7 | Atrium Oride OPEN | EN.EN3 Energy Sensor | [6 empty] | W7 | 0 | [10 empty] | No | No
MC065 | Library |  |  |  | MC065-B03/W8 | Windows O-R CLOSED | EN.EN3 Energy Sensor | [6 empty] | W8 | 0 | [10 empty] | No | No
MC065 | Library |  |  |  | MC065-B03/W9 | Windows O-R OPEN | EN.EN3 Energy Sensor | [6 empty] | W9 | 0 | [10 empty] | No | No
MC065 | Library |  |  |  | MC065-B03/W12 | Rtn Space Control AHU1 | EN.EN3 Energy Sensor | [6 empty] | W12 | 0 | [10 empty] | No | No
MC065 | Library |  |  |  | MC065-B03/W13 | AHU 2 Manual OR Summer | EN.EN3 Energy Sensor | [6 empty] | W13 | 0 | [10 empty] | No | No
MC065 | Library |  |  |  | MC065-B03/W14 | AHU1 Oride ON | EN.EN3 Energy Sensor | [6 empty] | W14 | 0 | [10 empty] | No | No
MC065 | Library |  |  |  | MC065-B03/W15 | Wind direction OR Test | EN.EN3 Energy Sensor | [6 empty] | W15 | 0 | [10 empty] | No | No
MC065 | Library |  |  |  | MC065-B03/W2 | AHU1 Oride OFF | EN.EN3 Energy Sensor | [6 empty] | W2 | 0 | [10 empty] | No | No
MC065 | Library |  |  |  | MC065-B03/W3 | AHU1 Oride ON | EN.EN3 Energy Sensor | [6 empty] | W3 | 0 | [10 empty] | No | No
MC065 | Library |  |  |  | MC065-B03/S9 | Gnd Flr Space Temp | EN.EN3 Energy Sensor | [6 empty] | S9 | 0 | [10 empty] | No | No
MC065 | Library |  |  |  | MC065-B03/U1 | Trevor | EN.EN3 Energy Sensor | [6 empty] | U1 | 0 | [10 empty] | No | No
MC065 | Library |  |  |  | MC065-B03/V1 |  | EN.EN3 Energy Sensor | [6 empty] | V1 | 0 | [10 empty] | No | No
MC065 | Library |  |  |  | MC065-B03/W1 | Summer Winter | EN.EN3 Energy Sensor | [6 empty] | W1 | 0 | [10 empty] | No | No
MC065 | Library |  |  |  | MC065-B03/W10 | Sth Atrium Oride OFF | EN.EN3 Energy Sensor | [6 empty] | W10 | 0 | [10 empty] | No | No
MC065 | Library |  |  |  | MC065-B03/W11 | Atrium Oride CLOSED | EN.EN3 Energy Sensor | [6 empty] | W11 | 0 | [10 empty] | No | No
MC065 | Library |  |  |  | MC065-B03/S3 | AHU 1 Return Temp | EN.EN3 Energy Sensor | [6 empty] | S3 | 0 | [10 empty] | No | No
MC065 | Library |  |  |  | MC065-B03/S4 | AHU 1 Atrium Temp | EN.EN3 Energy Sensor | [6 empty] | S4 | 0 | [10 empty] | No | No
MC065 | Library |  |  |  | MC065-B03/S5 | AHU 2 Mixed Temp | EN.EN3 Energy Sensor | [6 empty] | S5 | 0 | [10 empty] | No | No
MC065 | Library |  |  |  | MC065-B03/S6 | AHU 2 Supply Temp | EN.EN3 Energy Sensor | [6 empty] | S6 | 0 | [10 empty] | No | No
MC065 | Library |  |  |  | MC065-B03/S7 | AHU 2 Return Temp | EN.EN3 Energy Sensor | [6 empty] | S7 | 0 | [10 empty] | No | No
MC065 | Library |  |  |  | MC065-B03/S8 | AHU 2 Atrium Temp | EN.EN3 Energy Sensor | [6 empty] | S8 | 0 | [10 empty] | No | No
MC065 | Library |  |  |  | MC065-B03/S20 | ReCirc Damper | EN.EN3 Energy Sensor | [6 empty] | S20 | 0 | [10 empty] | No | No
MC065 | Library |  |  |  | MC065-B03/S21 | DIX 1 | EN.EN3 Energy Sensor | [6 empty] | S21 | 0 | [10 empty] | No | No
MC065 | Library |  |  |  | MC065-B03/S22 | Wind Speed Sensor Mtrs sec | EN.EN3 Energy Sensor | [6 empty] | S22 | 0 | [10 empty] | No | No
MC065 | Library |  |  |  | MC065-B03/S23 | Wind Direction Sensor | EN.EN3 Energy Sensor | [6 empty] | S23 | 0 | [10 empty] | No | No
MC065 | Library |  |  |  | MC065-B03/S24 | Wind speed MPH | EN.EN3 Energy Sensor | [6 empty] | S24 | 0 | [10 empty] | No | No
MC065 | Library |  |  |  | MC065-B03/S26 | Wind Direction 0 to 100 | EN.EN3 Energy Sensor | [6 empty] | S26 | 0 | [10 empty] | No | No
MC065 | Library |  |  |  | MC065-B03/S15 | Ave Space Temp NC | EN.EN3 Energy Sensor | [6 empty] | S15 | 0 | [10 empty] | No | No
MC065 | Library |  |  |  | MC065-B03/S16 | Average Space Temp | EN.EN3 Energy Sensor | [6 empty] | S16 | 0 | [10 empty] | No | No
MC065 | Library |  |  |  | MC065-B03/S17 | Sensor 17 | EN.EN3 Energy Sensor | [6 empty] | S17 | 0 | [10 empty] | No | No
MC065 | Library |  |  |  | MC065-B03/S18 | Sensor 18 | EN.EN3 Energy Sensor | [6 empty] | S18 | 0 | [10 empty] | No | No
MC065 | Library |  |  |  | MC065-B03/S19 | Supply &amp; Extract Dampers | EN.EN3 Energy Sensor | [6 empty] | S19 | 0 | [10 empty] | No | No
MC065 | Library |  |  |  | MC065-B03/S2 | AHU 1 Supply Temp | EN.EN3 Energy Sensor | [6 empty] | S2 | 0 | [10 empty] | No | No
MC065 | Library |  |  |  | MC065-B03/S1 | AHU 1 Mixed Temp | EN.EN3 Energy Sensor | [6 empty] | S1 | 0 | [10 empty] | No | No
MC065 | Library |  |  |  | MC065-B03/S10 | 1st Flr Space Temp | EN.EN3 Energy Sensor | [6 empty] | S10 | 0 | [10 empty] | No | No
MC065 | Library |  |  |  | MC065-B03/S11 | 2nd Flr Space Temp | EN.EN3 Energy Sensor | [6 empty] | S11 | 0 | [10 empty] | No | No
MC065 | Library |  |  |  | MC065-B03/S12 | Outside Air Temperature | EN.EN3 Energy Sensor | [6 empty] | S12 | 0 | [10 empty] | No | No
MC065 | Library |  |  |  | MC065-B03/S13 | Outside air temperature | EN.EN3 Energy Sensor | [6 empty] | S13 | 0 | [10 empty] | No | No
MC065 | Library |  |  |  | MC065-B03/S14 | Ave OAT | EN.EN3 Energy Sensor | [6 empty] | S14 | 0 | [10 empty] | No | No
MC065 | Library |  |  |  | MC065-B03/P5 | AHU 2 Mixed Temp | EN.EN3 Energy Sensor | [6 empty] | P5 | 0 | [10 empty] | No | No
MC065 | Library |  |  |  | MC065-B03/P6 | AHU 2 Supply Temp | EN.EN3 Energy Sensor | [6 empty] | P6 | 0 | [10 empty] | No | No
MC065 | Library |  |  |  | MC065-B03/P7 | AHU 2 Return Temp | EN.EN3 Energy Sensor | [6 empty] | P7 | 0 | [10 empty] | No | No
MC065 | Library |  |  |  | MC065-B03/P8 | AHU 2 Atrium Temp | EN.EN3 Energy Sensor | [6 empty] | P8 | 0 | [10 empty] | No | No
MC065 | Library |  |  |  | MC065-B03/P9 | Gnd Flr Space Temp | EN.EN3 Energy Sensor | [6 empty] | P9 | 0 | [10 empty] | No | No
MC065 | Library |  |  |  | MC065-B03/Q1 | Sequence Table 1 | EN.EN3 Energy Sensor | [6 empty] | Q1 | 0 | [10 empty] | No | No
MC065 | Library |  |  |  | MC065-B03/P19 | Wind Direction Sensor | EN.EN3 Energy Sensor | [6 empty] | P19 | 0 | [10 empty] | No | No
MC065 | Library |  |  |  | MC065-B03/P2 | AHU 1 Supply Temp | EN.EN3 Energy Sensor | [6 empty] | P2 | 0 | [10 empty] | No | No
MC065 | Library |  |  |  | MC065-B03/P20 | Wind speed MPH | EN.EN3 Energy Sensor | [6 empty] | P20 | 0 | [10 empty] | No | No
MC065 | Library |  |  |  | MC065-B03/P21 | Wind Direction 2 | EN.EN3 Energy Sensor | [6 empty] | P21 | 0 | [10 empty] | No | No
MC065 | Library |  |  |  | MC065-B03/P3 | AHU 1 Return Temp | EN.EN3 Energy Sensor | [6 empty] | P3 | 0 | [10 empty] | No | No
MC065 | Library |  |  |  | MC065-B03/P4 | AHU 1 Atrium Temp | EN.EN3 Energy Sensor | [6 empty] | P4 | 0 | [10 empty] | No | No
MC065 | Library |  |  |  | MC065-B03/P13 | Nignt Clg Reqd | EN.EN3 Energy Sensor | [6 empty] | P13 | 0 | [10 empty] | No | No
MC065 | Library |  |  |  | MC065-B03/P14 | Ave Space Temp NC | EN.EN3 Energy Sensor | [6 empty] | P14 | 0 | [10 empty] | No | No
MC065 | Library |  |  |  | MC065-B03/P15 | Plot 15 | EN.EN3 Energy Sensor | [6 empty] | P15 | 0 | [10 empty] | No | No
MC065 | Library |  |  |  | MC065-B03/P16 | Supply &amp; Extract Dampers | EN.EN3 Energy Sensor | [6 empty] | P16 | 0 | [10 empty] | No | No
MC065 | Library |  |  |  | MC065-B03/P17 | ReCirc Damper | EN.EN3 Energy Sensor | [6 empty] | P17 | 0 | [10 empty] | No | No
MC065 | Library |  |  |  | MC065-B03/P18 | Wind Speed Sensor | EN.EN3 Energy Sensor | [6 empty] | P18 | 0 | [10 empty] | No | No
MC065 | Library |  |  |  | MC065-B03/o2 | Alarm Route 2 | EN.EN3 Energy Sensor | [6 empty] | o2 | 0 | [10 empty] | No | No
MC065 | Library |  |  |  | MC065-B03/o3 | Alarm Route 3 | EN.EN3 Energy Sensor | [6 empty] | o3 | 0 | [10 empty] | No | No
MC065 | Library |  |  |  | MC065-B03/P1 | AHU 1 Mixed Temp | EN.EN3 Energy Sensor | [6 empty] | P1 | 0 | [10 empty] | No | No
MC065 | Library |  |  |  | MC065-B03/P10 | 1st Flr Space Temp | EN.EN3 Energy Sensor | [6 empty] | P10 | 0 | [10 empty] | No | No
MC065 | Library |  |  |  | MC065-B03/P11 | 2nd Flr Space Temp | EN.EN3 Energy Sensor | [6 empty] | P11 | 0 | [10 empty] | No | No
MC065 | Library |  |  |  | MC065-B03/P12 | IT Room Space Temp | EN.EN3 Energy Sensor | [6 empty] | P12 | 0 | [10 empty] | No | No
MC065 | Library |  |  |  | MC065-B03/L8 | Loop 8 | EN.EN3 Energy Sensor | [6 empty] | L8 | 0 | [10 empty] | No | No
MC065 | Library |  |  |  | MC065-B03/L9 | Loop 9 | EN.EN3 Energy Sensor | [6 empty] | L9 | 0 | [10 empty] | No | No
MC065 | Library |  |  |  | MC065-B03/n1 | IC Comms 1 | EN.EN3 Energy Sensor | [6 empty] | n1 | 0 | [10 empty] | No | No
MC065 | Library |  |  |  | MC065-B03/N2 | Rain Relay from Blinds panel | EN.EN3 Energy Sensor | [6 empty] | N2 | 0 | [10 empty] | No | No
MC065 | Library |  |  |  | MC065-B03/o1 | Alarm Route 1 | EN.EN3 Energy Sensor | [6 empty] | o1 | 0 | [10 empty] | No | No
MC065 | Library |  |  |  | MC065-B03/L12 | Htg Loop | EN.EN3 Energy Sensor | [6 empty] | L12 | 0 | [10 empty] | No | No
MC065 | Library |  |  |  | MC065-B03/L3 | Loop 3 | EN.EN3 Energy Sensor | [6 empty] | L3 | 0 | [10 empty] | No | No
MC065 | Library |  |  |  | MC065-B03/L4 | Loop 4 | EN.EN3 Energy Sensor | [6 empty] | L4 | 0 | [10 empty] | No | No
MC065 | Library |  |  |  | MC065-B03/L5 | Loop 5 | EN.EN3 Energy Sensor | [6 empty] | L5 | 0 | [10 empty] | No | No
MC065 | Library |  |  |  | MC065-B03/L6 | Loop 6 | EN.EN3 Energy Sensor | [6 empty] | L6 | 0 | [10 empty] | No | No
MC065 | Library |  |  |  | MC065-B03/L7 | Loop 7 | EN.EN3 Energy Sensor | [6 empty] | L7 | 0 | [10 empty] | No | No
MC065 | Library |  |  |  | MC065-B03/K7 | Wind direction OR Test Deg | EN.EN3 Energy Sensor | [6 empty] | K7 | 0 | [10 empty] | No | No
MC065 | Library |  |  |  | MC065-B03/K8 | Trace Htg OAT SP | EN.EN3 Energy Sensor | [6 empty] | K8 | 0 | [10 empty] | No | No
MC065 | Library |  |  |  | MC065-B03/K9 | Max Supply temp | EN.EN3 Energy Sensor | [6 empty] | K9 | 0 | [10 empty] | No | No
MC065 | Library |  |  |  | MC065-B03/L1 | Loop 1 | EN.EN3 Energy Sensor | [6 empty] | L1 | 0 | [10 empty] | No | No
MC065 | Library |  |  |  | MC065-B03/L10 | Loop 10 | EN.EN3 Energy Sensor | [6 empty] | L10 | 0 | [10 empty] | No | No
MC065 | Library |  |  |  | MC065-B03/L11 | Cooling Loop | EN.EN3 Energy Sensor | [6 empty] | L11 | 0 | [10 empty] | No | No
MC065 | Library |  |  |  | MC065-B03/K25 | MinSuppTempHtg AHU 1 | EN.EN3 Energy Sensor | [6 empty] | K25 | 0 | [10 empty] | No | No
MC065 | Library |  |  |  | MC065-B03/K26 | MinSupTempCooling AHU 1 | EN.EN3 Energy Sensor | [6 empty] | K26 | 0 | [10 empty] | No | No
MC065 | Library |  |  |  | MC065-B03/K3 | Night Clg ON OAT | EN.EN3 Energy Sensor | [6 empty] | K3 | 0 | [10 empty] | No | No
MC065 | Library |  |  |  | MC065-B03/K4 | Night Clg ON Space | EN.EN3 Energy Sensor | [6 empty] | K4 | 0 | [10 empty] | No | No
MC065 | Library |  |  |  | MC065-B03/K5 | Night Clg OAT Inhibit | EN.EN3 Energy Sensor | [6 empty] | K5 | 0 | [10 empty] | No | No
MC065 | Library |  |  |  | MC065-B03/K6 | High Wind Speed Inh | EN.EN3 Energy Sensor | [6 empty] | K6 | 0 | [10 empty] | No | No
MC065 | Library |  |  |  | MC065-B03/K19 | Main AHU 1 Min Fresh Air | EN.EN3 Energy Sensor | [6 empty] | K19 | 0 | [10 empty] | No | No
MC065 | Library |  |  |  | MC065-B03/K2 | Library Supply SP | EN.EN3 Energy Sensor | [6 empty] | K2 | 0 | [10 empty] | No | No
MC065 | Library |  |  |  | MC065-B03/K20 | Main AHU 1 Min Fresh Air | EN.EN3 Energy Sensor | [6 empty] | K20 | 0 | [10 empty] | No | No
MC065 | Library |  |  |  | MC065-B03/K21 | Time of Exercise | EN.EN3 Energy Sensor | [6 empty] | K21 | 0 | [10 empty] | No | No
MC065 | Library |  |  |  | MC065-B03/K22 | Day of Exercise 1 to 7 | EN.EN3 Energy Sensor | [6 empty] | K22 | 0 | [10 empty] | No | No
MC065 | Library |  |  |  | MC065-B03/K24 | Cooling Deadband AHU1 | EN.EN3 Energy Sensor | [6 empty] | K24 | 0 | [10 empty] | No | No
MC065 | Library |  |  |  | MC065-B03/K13 | Knob 13 | EN.EN3 Energy Sensor | [6 empty] | K13 | 0 | [10 empty] | No | No
MC065 | Library |  |  |  | MC065-B03/K14 | Max Supply temp AHU 1 | EN.EN3 Energy Sensor | [6 empty] | K14 | 0 | [10 empty] | No | No
MC065 | Library |  |  |  | MC065-B03/K15 | Min Supply temp AHU1 | EN.EN3 Energy Sensor | [6 empty] | K15 | 0 | [10 empty] | No | No
MC065 | Library |  |  |  | MC065-B03/K16 | Windows Close SP | EN.EN3 Energy Sensor | [6 empty] | K16 | 0 | [10 empty] | No | No
MC065 | Library |  |  |  | MC065-B03/K17 | Dead Band | EN.EN3 Energy Sensor | [6 empty] | K17 | 0 | [10 empty] | No | No
MC065 | Library |  |  |  | MC065-B03/K18 | Return air reclaim SP | EN.EN3 Energy Sensor | [6 empty] | K18 | 0 | [10 empty] | No | No
MC065 | Library |  |  |  | MC065-B03/I8 | AHU 1 Frost Trip | EN.EN3 Energy Sensor | [6 empty] | I8 | 0 | [10 empty] | No | No
MC065 | Library |  |  |  | MC065-B03/I9 | AHU 1 RAC LO Press | EN.EN3 Energy Sensor | [6 empty] | I9 | 0 | [10 empty] | No | No
MC065 | Library |  |  |  | MC065-B03/K1 | Library Space SP | EN.EN3 Energy Sensor | [6 empty] | K1 | 0 | [10 empty] | No | No
MC065 | Library |  |  |  | MC065-B03/K10 | Min Supply temp | EN.EN3 Energy Sensor | [6 empty] | K10 | 0 | [10 empty] | No | No
MC065 | Library |  |  |  | MC065-B03/K11 | Atrium Setpoint | EN.EN3 Energy Sensor | [6 empty] | K11 | 0 | [10 empty] | No | No
MC065 | Library |  |  |  | MC065-B03/K12 | Dead Band | EN.EN3 Energy Sensor | [6 empty] | K12 | 0 | [10 empty] | No | No
MC065 | Library |  |  |  | MC065-B03/I40 | Rain Relay from Blinds panel | EN.EN3 Energy Sensor | [6 empty] | I40 | 0 | [10 empty] | No | No
MC065 | Library |  |  |  | MC065-B03/I41 | Rain Sensor | EN.EN3 Energy Sensor | [6 empty] | I41 | 0 | [10 empty] | No | No
MC065 | Library |  |  |  | MC065-B03/I42 | High Wind Speed | EN.EN3 Energy Sensor | [6 empty] | I42 | 0 | [10 empty] | No | No
MC065 | Library |  |  |  | MC065-B03/I5 | AHU 1 Supply Fan Flow | EN.EN3 Energy Sensor | [6 empty] | I5 | 0 | [10 empty] | No | No
MC065 | Library |  |  |  | MC065-B03/I6 | AHU 1 Extract Fan Flow | EN.EN3 Energy Sensor | [6 empty] | I6 | 0 | [10 empty] | No | No
MC065 | Library |  |  |  | MC065-B03/I7 | AHU 1 RAC Pump Flow | EN.EN3 Energy Sensor | [6 empty] | I7 | 0 | [10 empty] | No | No
MC065 | Library |  |  |  | MC065-B03/I36 | Windows Fail To Shut | EN.EN3 Energy Sensor | [6 empty] | I36 | 0 | [10 empty] | No | No
MC065 | Library |  |  |  | MC065-B03/I37 | South Windows Fail To Open | EN.EN3 Energy Sensor | [6 empty] | I37 | 0 | [10 empty] | No | No
MC065 | Library |  |  |  | MC065-B03/I38 | South Windows Fail To Shut | EN.EN3 Energy Sensor | [6 empty] | I38 | 0 | [10 empty] | No | No
MC065 | Library |  |  |  | MC065-B03/I39 | Eco Summer Winter | EN.EN3 Energy Sensor | [6 empty] | I39 | 0 | [10 empty] | No | No
MC065 | Library |  |  |  | MC065-B03/i4 | FOR Extr Only | EN.EN3 Energy Sensor | [6 empty] | i4 | 0 | [10 empty] | No | No
MC065 | Library |  |  |  | MC065-B03/I30 | AHU 1 Extr Flow Fail | EN.EN3 Energy Sensor | [6 empty] | I30 | 0 | [10 empty] | No | No
MC065 | Library |  |  |  | MC065-B03/I31 | AHU 1 RAC Pump Fail | EN.EN3 Energy Sensor | [6 empty] | I31 | 0 | [10 empty] | No | No
MC065 | Library |  |  |  | MC065-B03/I32 | AHU 2 Sply Flow Fail | EN.EN3 Energy Sensor | [6 empty] | I32 | 0 | [10 empty] | No | No
MC065 | Library |  |  |  | MC065-B03/I33 | AHU 2 Extr Flow Fail | EN.EN3 Energy Sensor | [6 empty] | I33 | 0 | [10 empty] | No | No
MC065 | Library |  |  |  | MC065-B03/I34 | AHU 2 RAC Pump Fail | EN.EN3 Energy Sensor | [6 empty] | I34 | 0 | [10 empty] | No | No
MC065 | Library |  |  |  | MC065-B03/I35 | Windows Fail To Open | EN.EN3 Energy Sensor | [6 empty] | I35 | 0 | [10 empty] | No | No
MC065 | Library |  |  |  | MC065-B03/I26 | AHU2 Heat Reclaim Avail | EN.EN3 Energy Sensor | [6 empty] | I26 | 0 | [10 empty] | No | No
MC065 | Library |  |  |  | MC065-B03/I27 | Night Clg Reqd | EN.EN3 Energy Sensor | [6 empty] | I27 | 0 | [10 empty] | No | No
MC065 | Library |  |  |  | MC065-B03/I28 | Night Clg Active | EN.EN3 Energy Sensor | [6 empty] | I28 | 0 | [10 empty] | No | No
MC065 | Library |  |  |  | MC065-B03/I29 | AHU 1 Sply Flow Fail | EN.EN3 Energy Sensor | [6 empty] | I29 | 0 | [10 empty] | No | No
MC065 | Library |  |  |  | MC065-B03/i3 | FOR OFF | EN.EN3 Energy Sensor | [6 empty] | i3 | 0 | [10 empty] | No | No
MC065 | Library |  |  |  | MC065-B03/I20 | AHU 2 Bag Fltr Dirty | EN.EN3 Energy Sensor | [6 empty] | I20 | 0 | [10 empty] | No | No
MC065 | Library |  |  |  | MC065-B03/I21 | Atrium Vents OPEN | EN.EN3 Energy Sensor | [6 empty] | I21 | 0 | [10 empty] | No | No
MC065 | Library |  |  |  | MC065-B03/I22 | South Atrium Vents Shut | EN.EN3 Energy Sensor | [6 empty] | I22 | 0 | [10 empty] | No | No
MC065 | Library |  |  |  | MC065-B03/I23 | AHU1 Boost | EN.EN3 Energy Sensor | [6 empty] | I23 | 0 | [10 empty] | No | No
MC065 | Library |  |  |  | MC065-B03/I24 | AHU2 Boost | EN.EN3 Energy Sensor | [6 empty] | I24 | 0 | [10 empty] | No | No
MC065 | Library |  |  |  | MC065-B03/I25 | AHU1 Heat Reclaim Avail | EN.EN3 Energy Sensor | [6 empty] | I25 | 0 | [10 empty] | No | No
MC065 | Library |  |  |  | MC065-B03/I16 | AHU 2 RAC Pump Flow | EN.EN3 Energy Sensor | [6 empty] | I16 | 0 | [10 empty] | No | No
MC065 | Library |  |  |  | MC065-B03/I17 | AHU 2 Frost Trip | EN.EN3 Energy Sensor | [6 empty] | I17 | 0 | [10 empty] | No | No
MC065 | Library |  |  |  | MC065-B03/I18 | AHU 2 RAC LO Press | EN.EN3 Energy Sensor | [6 empty] | I18 | 0 | [10 empty] | No | No
MC065 | Library |  |  |  | MC065-B03/I19 | AHU 2 Panel Fltr Dirty | EN.EN3 Energy Sensor | [6 empty] | I19 | 0 | [10 empty] | No | No
MC065 | Library |  |  |  | MC065-B03/I2 | Module 2 | EN.EN3 Energy Sensor | [6 empty] | I2 | 0 | [10 empty] | No | No
MC065 | Library |  |  |  | MC065-B03/I10 | AHU 1 Panel Fltr Dirty | EN.EN3 Energy Sensor | [6 empty] | I10 | 0 | [10 empty] | No | No
MC065 | Library |  |  |  | MC065-B03/I11 | AHU 1 Bag Fltr Dirty | EN.EN3 Energy Sensor | [6 empty] | I11 | 0 | [10 empty] | No | No
MC065 | Library |  |  |  | MC065-B03/I12 | Atrium Vents SHUT | EN.EN3 Energy Sensor | [6 empty] | I12 | 0 | [10 empty] | No | No
MC065 | Library |  |  |  | MC065-B03/I13 | South Atrium Vents Open | EN.EN3 Energy Sensor | [6 empty] | I13 | 0 | [10 empty] | No | No
MC065 | Library |  |  |  | MC065-B03/I14 | AHU 2 Supply Fan Flow | EN.EN3 Energy Sensor | [6 empty] | I14 | 0 | [10 empty] | No | No
MC065 | Library |  |  |  | MC065-B03/I15 | AHU 2 Extract Fan Flow | EN.EN3 Energy Sensor | [6 empty] | I15 | 0 | [10 empty] | No | No
MC065 | Library |  |  |  | MC065-B03/G97 | Logic 97 | EN.EN3 Energy Sensor | [6 empty] | G97 | 0 | [10 empty] | No | No
MC065 | Library |  |  |  | MC065-B03/G98 | AHU1 Dmpr Boost | EN.EN3 Energy Sensor | [6 empty] | G98 | 0 | [10 empty] | No | No
MC065 | Library |  |  |  | MC065-B03/G99 | AHU2 Dmpr Boost | EN.EN3 Energy Sensor | [6 empty] | G99 | 0 | [10 empty] | No | No
MC065 | Library |  |  |  | MC065-B03/H1 | Schedule 1 | EN.EN3 Energy Sensor | [6 empty] | H1 | 0 | [10 empty] | No | No
MC065 | Library |  |  |  | MC065-B03/i1 | Fire alarm active | EN.EN3 Energy Sensor | [6 empty] | i1 | 0 | [10 empty] | No | No
MC065 | Library |  |  |  | MC065-B03/G91 | Logic 91 | EN.EN3 Energy Sensor | [6 empty] | G91 | 0 | [10 empty] | No | No
MC065 | Library |  |  |  | MC065-B03/G92 | Logic 92 | EN.EN3 Energy Sensor | [6 empty] | G92 | 0 | [10 empty] | No | No
MC065 | Library |  |  |  | MC065-B03/G93 | Logic 93 | EN.EN3 Energy Sensor | [6 empty] | G93 | 0 | [10 empty] | No | No
MC065 | Library |  |  |  | MC065-B03/G94 | Logic 94 | EN.EN3 Energy Sensor | [6 empty] | G94 | 0 | [10 empty] | No | No
MC065 | Library |  |  |  | MC065-B03/G95 | Logic 95 | EN.EN3 Energy Sensor | [6 empty] | G95 | 0 | [10 empty] | No | No
MC065 | Library |  |  |  | MC065-B03/G96 | LPHW Dmd | EN.EN3 Energy Sensor | [6 empty] | G96 | 0 | [10 empty] | No | No
MC065 | Library |  |  |  | MC065-B03/G86 | Logic 86 | EN.EN3 Energy Sensor | [6 empty] | G86 | 0 | [10 empty] | No | No
MC065 | Library |  |  |  | MC065-B03/G87 | Logic 87 | EN.EN3 Energy Sensor | [6 empty] | G87 | 0 | [10 empty] | No | No
MC065 | Library |  |  |  | MC065-B03/G88 | Logic 88 | EN.EN3 Energy Sensor | [6 empty] | G88 | 0 | [10 empty] | No | No
MC065 | Library |  |  |  | MC065-B03/G89 | Logic 89 | EN.EN3 Energy Sensor | [6 empty] | G89 | 0 | [10 empty] | No | No
MC065 | Library |  |  |  | MC065-B03/G9 | AHU2 Boost | EN.EN3 Energy Sensor | [6 empty] | G9 | 0 | [10 empty] | No | No
MC065 | Library |  |  |  | MC065-B03/G90 | Logic 90 | EN.EN3 Energy Sensor | [6 empty] | G90 | 0 | [10 empty] | No | No
MC065 | Library |  |  |  | MC065-B03/G8 | Logic 8 | EN.EN3 Energy Sensor | [6 empty] | G8 | 0 | [10 empty] | No | No
MC065 | Library |  |  |  | MC065-B03/G80 | AHU 2 RAC LO Press | EN.EN3 Energy Sensor | [6 empty] | G80 | 0 | [10 empty] | No | No
MC065 | Library |  |  |  | MC065-B03/G81 | Logic 81 | EN.EN3 Energy Sensor | [6 empty] | G81 | 0 | [10 empty] | No | No
MC065 | Library |  |  |  | MC065-B03/G82 | Logic 82 | EN.EN3 Energy Sensor | [6 empty] | G82 | 0 | [10 empty] | No | No
MC065 | Library |  |  |  | MC065-B03/G83 | Exercise Pulse | EN.EN3 Energy Sensor | [6 empty] | G83 | 0 | [10 empty] | No | No
MC065 | Library |  |  |  | MC065-B03/G85 | Logic 85 | EN.EN3 Energy Sensor | [6 empty] | G85 | 0 | [10 empty] | No | No
MC065 | Library |  |  |  | MC065-B03/G74 | Windows Fail To Open | EN.EN3 Energy Sensor | [6 empty] | G74 | 0 | [10 empty] | No | No
MC065 | Library |  |  |  | MC065-B03/G75 | Windows Fail To Open | EN.EN3 Energy Sensor | [6 empty] | G75 | 0 | [10 empty] | No | No
MC065 | Library |  |  |  | MC065-B03/G76 | Windows Fail To Shut | EN.EN3 Energy Sensor | [6 empty] | G76 | 0 | [10 empty] | No | No
MC065 | Library |  |  |  | MC065-B03/G77 | Windows Fail To Shut | EN.EN3 Energy Sensor | [6 empty] | G77 | 0 | [10 empty] | No | No
MC065 | Library |  |  |  | MC065-B03/G78 | Windows Fail To Shut | EN.EN3 Energy Sensor | [6 empty] | G78 | 0 | [10 empty] | No | No
MC065 | Library |  |  |  | MC065-B03/G79 | Logic 79 | EN.EN3 Energy Sensor | [6 empty] | G79 | 0 | [10 empty] | No | No
MC065 | Library |  |  |  | MC065-B03/G69 | Logic 69 | EN.EN3 Energy Sensor | [6 empty] | G69 | 0 | [10 empty] | No | No
MC065 | Library |  |  |  | MC065-B03/G7 | Logic 7 | EN.EN3 Energy Sensor | [6 empty] | G7 | 0 | [10 empty] | No | No
MC065 | Library |  |  |  | MC065-B03/G70 | Logic 70 | EN.EN3 Energy Sensor | [6 empty] | G70 | 0 | [10 empty] | No | No
MC065 | Library |  |  |  | MC065-B03/G71 | South Atrium Windows Enable | EN.EN3 Energy Sensor | [6 empty] | G71 | 0 | [10 empty] | No | No
MC065 | Library |  |  |  | MC065-B03/G72 | Logic 72 | EN.EN3 Energy Sensor | [6 empty] | G72 | 0 | [10 empty] | No | No
MC065 | Library |  |  |  | MC065-B03/G73 | Windows Fail To Open | EN.EN3 Energy Sensor | [6 empty] | G73 | 0 | [10 empty] | No | No
MC065 | Library |  |  |  | MC065-B03/G63 | Logic 63 | EN.EN3 Energy Sensor | [6 empty] | G63 | 0 | [10 empty] | No | No
MC065 | Library |  |  |  | MC065-B03/G64 | Logic 64 | EN.EN3 Energy Sensor | [6 empty] | G64 | 0 | [10 empty] | No | No
MC065 | Library |  |  |  | MC065-B03/G65 | Logic 65 | EN.EN3 Energy Sensor | [6 empty] | G65 | 0 | [10 empty] | No | No
MC065 | Library |  |  |  | MC065-B03/G66 | AHU2 Day Occ + LO OAT | EN.EN3 Energy Sensor | [6 empty] | G66 | 0 | [10 empty] | No | No
MC065 | Library |  |  |  | MC065-B03/G67 | Logic 67 | EN.EN3 Energy Sensor | [6 empty] | G67 | 0 | [10 empty] | No | No
MC065 | Library |  |  |  | MC065-B03/G68 | Logic 68 | EN.EN3 Energy Sensor | [6 empty] | G68 | 0 | [10 empty] | No | No
MC065 | Library |  |  |  | MC065-B03/G58 | Logic 58 | EN.EN3 Energy Sensor | [6 empty] | G58 | 0 | [10 empty] | No | No
MC065 | Library |  |  |  | MC065-B03/G59 | Logic 59 | EN.EN3 Energy Sensor | [6 empty] | G59 | 0 | [10 empty] | No | No
MC065 | Library |  |  |  | MC065-B03/G6 | AHU1 Boost | EN.EN3 Energy Sensor | [6 empty] | G6 | 0 | [10 empty] | No | No
MC065 | Library |  |  |  | MC065-B03/G60 | AHU2 Day Occ | EN.EN3 Energy Sensor | [6 empty] | G60 | 0 | [10 empty] | No | No
MC065 | Library |  |  |  | MC065-B03/G61 | AHU2 Heat Reclaim | EN.EN3 Energy Sensor | [6 empty] | G61 | 0 | [10 empty] | No | No
MC065 | Library |  |  |  | MC065-B03/G62 | Logic 62 | EN.EN3 Energy Sensor | [6 empty] | G62 | 0 | [10 empty] | No | No
MC065 | Library |  |  |  | MC065-B03/G52 | Logic 52 | EN.EN3 Energy Sensor | [6 empty] | G52 | 0 | [10 empty] | No | No
MC065 | Library |  |  |  | MC065-B03/G53 | Logic 53 | EN.EN3 Energy Sensor | [6 empty] | G53 | 0 | [10 empty] | No | No
MC065 | Library |  |  |  | MC065-B03/G54 | Logic 54 | EN.EN3 Energy Sensor | [6 empty] | G54 | 0 | [10 empty] | No | No
MC065 | Library |  |  |  | MC065-B03/G55 | Logic 55 | EN.EN3 Energy Sensor | [6 empty] | G55 | 0 | [10 empty] | No | No
MC065 | Library |  |  |  | MC065-B03/G56 | Logic 56 | EN.EN3 Energy Sensor | [6 empty] | G56 | 0 | [10 empty] | No | No
MC065 | Library |  |  |  | MC065-B03/G57 | Logic 57 | EN.EN3 Energy Sensor | [6 empty] | G57 | 0 | [10 empty] | No | No
MC065 | Library |  |  |  | MC065-B03/G47 | Logic 47 | EN.EN3 Energy Sensor | [6 empty] | G47 | 0 | [10 empty] | No | No
MC065 | Library |  |  |  | MC065-B03/G48 | Logic 48 | EN.EN3 Energy Sensor | [6 empty] | G48 | 0 | [10 empty] | No | No
MC065 | Library |  |  |  | MC065-B03/G49 | Logic 49 | EN.EN3 Energy Sensor | [6 empty] | G49 | 0 | [10 empty] | No | No
MC065 | Library |  |  |  | MC065-B03/G5 | Logic 5 | EN.EN3 Energy Sensor | [6 empty] | G5 | 0 | [10 empty] | No | No
MC065 | Library |  |  |  | MC065-B03/G50 | Logic 50 | EN.EN3 Energy Sensor | [6 empty] | G50 | 0 | [10 empty] | No | No
MC065 | Library |  |  |  | MC065-B03/G51 | Logic 51 | EN.EN3 Energy Sensor | [6 empty] | G51 | 0 | [10 empty] | No | No
MC065 | Library |  |  |  | MC065-B03/G41 | AHU 2 Frost Trip | EN.EN3 Energy Sensor | [6 empty] | G41 | 0 | [10 empty] | No | No
MC065 | Library |  |  |  | MC065-B03/G42 | Logic 42 | EN.EN3 Energy Sensor | [6 empty] | G42 | 0 | [10 empty] | No | No
MC065 | Library |  |  |  | MC065-B03/G43 | AHU 1 RAC LO Press | EN.EN3 Energy Sensor | [6 empty] | G43 | 0 | [10 empty] | No | No
MC065 | Library |  |  |  | MC065-B03/G44 | Logic 44 | EN.EN3 Energy Sensor | [6 empty] | G44 | 0 | [10 empty] | No | No
MC065 | Library |  |  |  | MC065-B03/G45 | Logic 45 | EN.EN3 Energy Sensor | [6 empty] | G45 | 0 | [10 empty] | No | No
MC065 | Library |  |  |  | MC065-B03/G46 | Logic 46 | EN.EN3 Energy Sensor | [6 empty] | G46 | 0 | [10 empty] | No | No
MC065 | Library |  |  |  | MC065-B03/G36 | Logic 36 | EN.EN3 Energy Sensor | [6 empty] | G36 | 0 | [10 empty] | No | No
MC065 | Library |  |  |  | MC065-B03/G37 | Logic 37 | EN.EN3 Energy Sensor | [6 empty] | G37 | 0 | [10 empty] | No | No
MC065 | Library |  |  |  | MC065-B03/G38 | Logic 38 | EN.EN3 Energy Sensor | [6 empty] | G38 | 0 | [10 empty] | No | No
MC065 | Library |  |  |  | MC065-B03/G39 | Rain Sensor | EN.EN3 Energy Sensor | [6 empty] | G39 | 0 | [10 empty] | No | No
MC065 | Library |  |  |  | MC065-B03/G4 | Logic 4 | EN.EN3 Energy Sensor | [6 empty] | G4 | 0 | [10 empty] | No | No
MC065 | Library |  |  |  | MC065-B03/G40 | Logic 40 | EN.EN3 Energy Sensor | [6 empty] | G40 | 0 | [10 empty] | No | No
MC065 | Library |  |  |  | MC065-B03/G30 | Logic 30 | EN.EN3 Energy Sensor | [6 empty] | G30 | 0 | [10 empty] | No | No
MC065 | Library |  |  |  | MC065-B03/G31 | Logic 31 | EN.EN3 Energy Sensor | [6 empty] | G31 | 0 | [10 empty] | No | No
MC065 | Library |  |  |  | MC065-B03/G32 | Logic 32 | EN.EN3 Energy Sensor | [6 empty] | G32 | 0 | [10 empty] | No | No
MC065 | Library |  |  |  | MC065-B03/G33 | AHU1 Day Occ | EN.EN3 Energy Sensor | [6 empty] | G33 | 0 | [10 empty] | No | No
MC065 | Library |  |  |  | MC065-B03/G34 | AHU1 Heat Reclaim | EN.EN3 Energy Sensor | [6 empty] | G34 | 0 | [10 empty] | No | No
MC065 | Library |  |  |  | MC065-B03/G35 | Logic 35 | EN.EN3 Energy Sensor | [6 empty] | G35 | 0 | [10 empty] | No | No
MC065 | Library |  |  |  | MC065-B03/G25 | Logic 25 | EN.EN3 Energy Sensor | [6 empty] | G25 | 0 | [10 empty] | No | No
MC065 | Library |  |  |  | MC065-B03/G26 | Logic 26 | EN.EN3 Energy Sensor | [6 empty] | G26 | 0 | [10 empty] | No | No
MC065 | Library |  |  |  | MC065-B03/G27 | Logic 27 | EN.EN3 Energy Sensor | [6 empty] | G27 | 0 | [10 empty] | No | No
MC065 | Library |  |  |  | MC065-B03/G28 | Logic 28 | EN.EN3 Energy Sensor | [6 empty] | G28 | 0 | [10 empty] | No | No
MC065 | Library |  |  |  | MC065-B03/G29 | Logic 29 | EN.EN3 Energy Sensor | [6 empty] | G29 | 0 | [10 empty] | No | No
MC065 | Library |  |  |  | MC065-B03/G3 | AHU2 Time | EN.EN3 Energy Sensor | [6 empty] | G3 | 0 | [10 empty] | No | No
MC065 | Library |  |  |  | MC065-B03/G2 | Raining delay open | EN.EN3 Energy Sensor | [6 empty] | G2 | 0 | [10 empty] | No | No
MC065 | Library |  |  |  | MC065-B03/G20 | Fire OK | EN.EN3 Energy Sensor | [6 empty] | G20 | 0 | [10 empty] | No | No
MC065 | Library |  |  |  | MC065-B03/G21 | Logic 21 | EN.EN3 Energy Sensor | [6 empty] | G21 | 0 | [10 empty] | No | No
MC065 | Library |  |  |  | MC065-B03/G22 | Logic 22 | EN.EN3 Energy Sensor | [6 empty] | G22 | 0 | [10 empty] | No | No
MC065 | Library |  |  |  | MC065-B03/G23 | Logic 23 | EN.EN3 Energy Sensor | [6 empty] | G23 | 0 | [10 empty] | No | No
MC065 | Library |  |  |  | MC065-B03/G24 | Logic 24 | EN.EN3 Energy Sensor | [6 empty] | G24 | 0 | [10 empty] | No | No
MC065 | Library |  |  |  | MC065-B03/G14 | Logic 14 | EN.EN3 Energy Sensor | [6 empty] | G14 | 0 | [10 empty] | No | No
MC065 | Library |  |  |  | MC065-B03/G15 | Reset | EN.EN3 Energy Sensor | [6 empty] | G15 | 0 | [10 empty] | No | No
MC065 | Library |  |  |  | MC065-B03/G16 | Logic 16 | EN.EN3 Energy Sensor | [6 empty] | G16 | 0 | [10 empty] | No | No
MC065 | Library |  |  |  | MC065-B03/G17 | Logic 17 | EN.EN3 Energy Sensor | [6 empty] | G17 | 0 | [10 empty] | No | No
MC065 | Library |  |  |  | MC065-B03/G18 | Logic 18 | EN.EN3 Energy Sensor | [6 empty] | G18 | 0 | [10 empty] | No | No
MC065 | Library |  |  |  | MC065-B03/G19 | Logic 19 | EN.EN3 Energy Sensor | [6 empty] | G19 | 0 | [10 empty] | No | No
MC065 | Library |  |  |  | MC065-B03/G100 | Logic 100 | EN.EN3 Energy Sensor | [6 empty] | G100 | 0 | [10 empty] | No | No
MC065 | Library |  |  |  | MC065-B03/G101 | Logic 101 | EN.EN3 Energy Sensor | [6 empty] | G101 | 0 | [10 empty] | No | No
MC065 | Library |  |  |  | MC065-B03/G102 | Logic 102 | EN.EN3 Energy Sensor | [6 empty] | G102 | 0 | [10 empty] | No | No
MC065 | Library |  |  |  | MC065-B03/G11 | Logic 11 | EN.EN3 Energy Sensor | [6 empty] | G11 | 0 | [10 empty] | No | No
MC065 | Library |  |  |  | MC065-B03/G12 | Logic 12 | EN.EN3 Energy Sensor | [6 empty] | G12 | 0 | [10 empty] | No | No
MC065 | Library |  |  |  | MC065-B03/G13 | Logic 13 | EN.EN3 Energy Sensor | [6 empty] | G13 | 0 | [10 empty] | No | No
MC065 | Library |  |  |  | MC065-B03/F96 | AHU2 Heat Reclaim | EN.EN3 Energy Sensor | [6 empty] | F96 | 0 | [10 empty] | No | No
MC065 | Library |  |  |  | MC065-B03/F97 | Function 97 | EN.EN3 Energy Sensor | [6 empty] | F97 | 0 | [10 empty] | No | No
MC065 | Library |  |  |  | MC065-B03/F98 | Function 98 | EN.EN3 Energy Sensor | [6 empty] | F98 | 0 | [10 empty] | No | No
MC065 | Library |  |  |  | MC065-B03/F99 | Function 99 | EN.EN3 Energy Sensor | [6 empty] | F99 | 0 | [10 empty] | No | No
MC065 | Library |  |  |  | MC065-B03/G1 | AHU1 Time | EN.EN3 Energy Sensor | [6 empty] | G1 | 0 | [10 empty] | No | No
MC065 | Library |  |  |  | MC065-B03/G10 | Logic 10 | EN.EN3 Energy Sensor | [6 empty] | G10 | 0 | [10 empty] | No | No
MC065 | Library |  |  |  | MC065-B03/F85 | Function 85 | EN.EN3 Energy Sensor | [6 empty] | F85 | 0 | [10 empty] | No | No
MC065 | Library |  |  |  | MC065-B03/F9 | Function 9 | EN.EN3 Energy Sensor | [6 empty] | F9 | 0 | [10 empty] | No | No
MC065 | Library |  |  |  | MC065-B03/F92 | Function 92 | EN.EN3 Energy Sensor | [6 empty] | F92 | 0 | [10 empty] | No | No
MC065 | Library |  |  |  | MC065-B03/F93 | AHU2 Ht Reclaim | EN.EN3 Energy Sensor | [6 empty] | F93 | 0 | [10 empty] | No | No
MC065 | Library |  |  |  | MC065-B03/F94 | Function 94 | EN.EN3 Energy Sensor | [6 empty] | F94 | 0 | [10 empty] | No | No
MC065 | Library |  |  |  | MC065-B03/F95 | AHU2 Htg Vlv Dmd | EN.EN3 Energy Sensor | [6 empty] | F95 | 0 | [10 empty] | No | No
MC065 | Library |  |  |  | MC065-B03/F69 | Function 69 | EN.EN3 Energy Sensor | [6 empty] | F69 | 0 | [10 empty] | No | No
MC065 | Library |  |  |  | MC065-B03/F7 | Function 7 | EN.EN3 Energy Sensor | [6 empty] | F7 | 0 | [10 empty] | No | No
MC065 | Library |  |  |  | MC065-B03/F70 | Function 70 | EN.EN3 Energy Sensor | [6 empty] | F70 | 0 | [10 empty] | No | No
MC065 | Library |  |  |  | MC065-B03/F8 | Function 8 | EN.EN3 Energy Sensor | [6 empty] | F8 | 0 | [10 empty] | No | No
MC065 | Library |  |  |  | MC065-B03/F83 | Function 83 | EN.EN3 Energy Sensor | [6 empty] | F83 | 0 | [10 empty] | No | No
MC065 | Library |  |  |  | MC065-B03/F84 | Function 84 | EN.EN3 Energy Sensor | [6 empty] | F84 | 0 | [10 empty] | No | No
MC065 | Library |  |  |  | MC065-B03/F63 | Function 63 | EN.EN3 Energy Sensor | [6 empty] | F63 | 0 | [10 empty] | No | No
MC065 | Library |  |  |  | MC065-B03/F64 | Function 64 | EN.EN3 Energy Sensor | [6 empty] | F64 | 0 | [10 empty] | No | No
MC065 | Library |  |  |  | MC065-B03/F65 | Wind Speed-Filtered | EN.EN3 Energy Sensor | [6 empty] | F65 | 0 | [10 empty] | No | No
MC065 | Library |  |  |  | MC065-B03/F66 | Function 66 | EN.EN3 Energy Sensor | [6 empty] | F66 | 0 | [10 empty] | No | No
MC065 | Library |  |  |  | MC065-B03/F67 | Function 67 | EN.EN3 Energy Sensor | [6 empty] | F67 | 0 | [10 empty] | No | No
MC065 | Library |  |  |  | MC065-B03/F68 | Function 68 | EN.EN3 Energy Sensor | [6 empty] | F68 | 0 | [10 empty] | No | No
MC065 | Library |  |  |  | MC065-B03/F58 | Function 58 | EN.EN3 Energy Sensor | [6 empty] | F58 | 0 | [10 empty] | No | No
MC065 | Library |  |  |  | MC065-B03/F59 | AHU1 Ht Reclaim | EN.EN3 Energy Sensor | [6 empty] | F59 | 0 | [10 empty] | No | No
MC065 | Library |  |  |  | MC065-B03/F6 | Function 6 | EN.EN3 Energy Sensor | [6 empty] | F6 | 0 | [10 empty] | No | No
MC065 | Library |  |  |  | MC065-B03/F60 | Function 60 | EN.EN3 Energy Sensor | [6 empty] | F60 | 0 | [10 empty] | No | No
MC065 | Library |  |  |  | MC065-B03/F61 | AHU1 Htg Vlv Dmd | EN.EN3 Energy Sensor | [6 empty] | F61 | 0 | [10 empty] | No | No
MC065 | Library |  |  |  | MC065-B03/F62 | AHU1 Heat Reclaim | EN.EN3 Energy Sensor | [6 empty] | F62 | 0 | [10 empty] | No | No
MC065 | Library |  |  |  | MC065-B03/F52 | Function 52 | EN.EN3 Energy Sensor | [6 empty] | F52 | 0 | [10 empty] | No | No
MC065 | Library |  |  |  | MC065-B03/F53 | Function 53 | EN.EN3 Energy Sensor | [6 empty] | F53 | 0 | [10 empty] | No | No
MC065 | Library |  |  |  | MC065-B03/F54 | Function 54 | EN.EN3 Energy Sensor | [6 empty] | F54 | 0 | [10 empty] | No | No
MC065 | Library |  |  |  | MC065-B03/F55 | Function 55 | EN.EN3 Energy Sensor | [6 empty] | F55 | 0 | [10 empty] | No | No
MC065 | Library |  |  |  | MC065-B03/F56 | Function 56 | EN.EN3 Energy Sensor | [6 empty] | F56 | 0 | [10 empty] | No | No
MC065 | Library |  |  |  | MC065-B03/F57 | Function 57 | EN.EN3 Energy Sensor | [6 empty] | F57 | 0 | [10 empty] | No | No
MC065 | Library |  |  |  | MC065-B03/F47 | OAT Ave | EN.EN3 Energy Sensor | [6 empty] | F47 | 0 | [10 empty] | No | No
MC065 | Library |  |  |  | MC065-B03/F48 | Function 48 | EN.EN3 Energy Sensor | [6 empty] | F48 | 0 | [10 empty] | No | No
MC065 | Library |  |  |  | MC065-B03/F49 | Function 49 | EN.EN3 Energy Sensor | [6 empty] | F49 | 0 | [10 empty] | No | No
MC065 | Library |  |  |  | MC065-B03/F5 | Function 5 | EN.EN3 Energy Sensor | [6 empty] | F5 | 0 | [10 empty] | No | No
MC065 | Library |  |  |  | MC065-B03/F50 | Function 50 | EN.EN3 Energy Sensor | [6 empty] | F50 | 0 | [10 empty] | No | No
MC065 | Library |  |  |  | MC065-B03/F51 | Ave Space for NC | EN.EN3 Energy Sensor | [6 empty] | F51 | 0 | [10 empty] | No | No
MC065 | Library |  |  |  | MC065-B03/F41 | Function 41 | EN.EN3 Energy Sensor | [6 empty] | F41 | 0 | [10 empty] | No | No
MC065 | Library |  |  |  | MC065-B03/F42 | Function 42 | EN.EN3 Energy Sensor | [6 empty] | F42 | 0 | [10 empty] | No | No
MC065 | Library |  |  |  | MC065-B03/F43 | Function 43 | EN.EN3 Energy Sensor | [6 empty] | F43 | 0 | [10 empty] | No | No
MC065 | Library |  |  |  | MC065-B03/F44 | Function 44 | EN.EN3 Energy Sensor | [6 empty] | F44 | 0 | [10 empty] | No | No
MC065 | Library |  |  |  | MC065-B03/F45 | Function 45 | EN.EN3 Energy Sensor | [6 empty] | F45 | 0 | [10 empty] | No | No
MC065 | Library |  |  |  | MC065-B03/F46 | Function 46 | EN.EN3 Energy Sensor | [6 empty] | F46 | 0 | [10 empty] | No | No
MC065 | Library |  |  |  | MC065-B03/F36 | Function 36 | EN.EN3 Energy Sensor | [6 empty] | F36 | 0 | [10 empty] | No | No
MC065 | Library |  |  |  | MC065-B03/F37 | Function 37 | EN.EN3 Energy Sensor | [6 empty] | F37 | 0 | [10 empty] | No | No
MC065 | Library |  |  |  | MC065-B03/F38 | OAT Ave | EN.EN3 Energy Sensor | [6 empty] | F38 | 0 | [10 empty] | No | No
MC065 | Library |  |  |  | MC065-B03/F39 | Function 39 | EN.EN3 Energy Sensor | [6 empty] | F39 | 0 | [10 empty] | No | No
MC065 | Library |  |  |  | MC065-B03/F4 | Function 4 | EN.EN3 Energy Sensor | [6 empty] | F4 | 0 | [10 empty] | No | No
MC065 | Library |  |  |  | MC065-B03/F40 | Function 40 | EN.EN3 Energy Sensor | [6 empty] | F40 | 0 | [10 empty] | No | No
MC065 | Library |  |  |  | MC065-B03/F30 | Function 30 | EN.EN3 Energy Sensor | [6 empty] | F30 | 0 | [10 empty] | No | No
MC065 | Library |  |  |  | MC065-B03/F31 | Function 31 | EN.EN3 Energy Sensor | [6 empty] | F31 | 0 | [10 empty] | No | No
MC065 | Library |  |  |  | MC065-B03/F32 | Function 32 | EN.EN3 Energy Sensor | [6 empty] | F32 | 0 | [10 empty] | No | No
MC065 | Library |  |  |  | MC065-B03/F33 | Function 33 | EN.EN3 Energy Sensor | [6 empty] | F33 | 0 | [10 empty] | No | No
MC065 | Library |  |  |  | MC065-B03/F34 | Function 34 | EN.EN3 Energy Sensor | [6 empty] | F34 | 0 | [10 empty] | No | No
MC065 | Library |  |  |  | MC065-B03/F35 | Function 35 | EN.EN3 Energy Sensor | [6 empty] | F35 | 0 | [10 empty] | No | No
MC065 | Library |  |  |  | MC065-B03/F25 | Function 25 | EN.EN3 Energy Sensor | [6 empty] | F25 | 0 | [10 empty] | No | No
MC065 | Library |  |  |  | MC065-B03/F26 | Function 26 | EN.EN3 Energy Sensor | [6 empty] | F26 | 0 | [10 empty] | No | No
MC065 | Library |  |  |  | MC065-B03/F27 | Function 27 | EN.EN3 Energy Sensor | [6 empty] | F27 | 0 | [10 empty] | No | No
MC065 | Library |  |  |  | MC065-B03/F28 | Function 28 | EN.EN3 Energy Sensor | [6 empty] | F28 | 0 | [10 empty] | No | No
MC065 | Library |  |  |  | MC065-B03/F29 | OAT Ave | EN.EN3 Energy Sensor | [6 empty] | F29 | 0 | [10 empty] | No | No
MC065 | Library |  |  |  | MC065-B03/F3 | Function 3 | EN.EN3 Energy Sensor | [6 empty] | F3 | 0 | [10 empty] | No | No
MC065 | Library |  |  |  | MC065-B03/F2 | Ave Space | EN.EN3 Energy Sensor | [6 empty] | F2 | 0 | [10 empty] | No | No
MC065 | Library |  |  |  | MC065-B03/F20 | OAT Ave | EN.EN3 Energy Sensor | [6 empty] | F20 | 0 | [10 empty] | No | No
MC065 | Library |  |  |  | MC065-B03/F21 | Function 21 | EN.EN3 Energy Sensor | [6 empty] | F21 | 0 | [10 empty] | No | No
MC065 | Library |  |  |  | MC065-B03/F22 | Function 22 | EN.EN3 Energy Sensor | [6 empty] | F22 | 0 | [10 empty] | No | No
MC065 | Library |  |  |  | MC065-B03/F23 | Function 23 | EN.EN3 Energy Sensor | [6 empty] | F23 | 0 | [10 empty] | No | No
MC065 | Library |  |  |  | MC065-B03/F24 | Function 24 | EN.EN3 Energy Sensor | [6 empty] | F24 | 0 | [10 empty] | No | No
MC065 | Library |  |  |  | MC065-B03/F167 | Function 167 | EN.EN3 Energy Sensor | [6 empty] | F167 | 0 | [10 empty] | No | No
MC065 | Library |  |  |  | MC065-B03/F168 | Function 168 | EN.EN3 Energy Sensor | [6 empty] | F168 | 0 | [10 empty] | No | No
MC065 | Library |  |  |  | MC065-B03/F169 | Function 169 | EN.EN3 Energy Sensor | [6 empty] | F169 | 0 | [10 empty] | No | No
MC065 | Library |  |  |  | MC065-B03/F17 | Function 17 | EN.EN3 Energy Sensor | [6 empty] | F17 | 0 | [10 empty] | No | No
MC065 | Library |  |  |  | MC065-B03/F18 | Function 18 | EN.EN3 Energy Sensor | [6 empty] | F18 | 0 | [10 empty] | No | No
MC065 | Library |  |  |  | MC065-B03/F19 | Function 19 | EN.EN3 Energy Sensor | [6 empty] | F19 | 0 | [10 empty] | No | No
MC065 | Library |  |  |  | MC065-B03/F161 | Function 161 | EN.EN3 Energy Sensor | [6 empty] | F161 | 0 | [10 empty] | No | No
MC065 | Library |  |  |  | MC065-B03/F162 | Function 162 | EN.EN3 Energy Sensor | [6 empty] | F162 | 0 | [10 empty] | No | No
MC065 | Library |  |  |  | MC065-B03/F163 | Damper frost protection | EN.EN3 Energy Sensor | [6 empty] | F163 | 0 | [10 empty] | No | No
MC065 | Library |  |  |  | MC065-B03/F164 | Function 164 | EN.EN3 Energy Sensor | [6 empty] | F164 | 0 | [10 empty] | No | No
MC065 | Library |  |  |  | MC065-B03/F165 | Function 165 | EN.EN3 Energy Sensor | [6 empty] | F165 | 0 | [10 empty] | No | No
MC065 | Library |  |  |  | MC065-B03/F166 | Function 166 | EN.EN3 Energy Sensor | [6 empty] | F166 | 0 | [10 empty] | No | No
MC065 | Library |  |  |  | MC065-B03/F156 | Function 156 | EN.EN3 Energy Sensor | [6 empty] | F156 | 0 | [10 empty] | No | No
MC065 | Library |  |  |  | MC065-B03/F157 | Function 157 | EN.EN3 Energy Sensor | [6 empty] | F157 | 0 | [10 empty] | No | No
MC065 | Library |  |  |  | MC065-B03/F158 | Function 158 | EN.EN3 Energy Sensor | [6 empty] | F158 | 0 | [10 empty] | No | No
MC065 | Library |  |  |  | MC065-B03/F159 | Run Around Enable | EN.EN3 Energy Sensor | [6 empty] | F159 | 0 | [10 empty] | No | No
MC065 | Library |  |  |  | MC065-B03/F16 | Function 16 | EN.EN3 Energy Sensor | [6 empty] | F16 | 0 | [10 empty] | No | No
MC065 | Library |  |  |  | MC065-B03/F160 | Function 160 | EN.EN3 Energy Sensor | [6 empty] | F160 | 0 | [10 empty] | No | No
MC065 | Library |  |  |  | MC065-B03/F150 | Damper Demand | EN.EN3 Energy Sensor | [6 empty] | F150 | 0 | [10 empty] | No | No
MC065 | Library |  |  |  | MC065-B03/F151 | Function 151 | EN.EN3 Energy Sensor | [6 empty] | F151 | 0 | [10 empty] | No | No
MC065 | Library |  |  |  | MC065-B03/F152 | Function 152 | EN.EN3 Energy Sensor | [6 empty] | F152 | 0 | [10 empty] | No | No
MC065 | Library |  |  |  | MC065-B03/F153 | Function 153 | EN.EN3 Energy Sensor | [6 empty] | F153 | 0 | [10 empty] | No | No
MC065 | Library |  |  |  | MC065-B03/F154 | Function 154 | EN.EN3 Energy Sensor | [6 empty] | F154 | 0 | [10 empty] | No | No
MC065 | Library |  |  |  | MC065-B03/F155 | Function 155 | EN.EN3 Energy Sensor | [6 empty] | F155 | 0 | [10 empty] | No | No
MC065 | Library |  |  |  | MC065-B03/F145 | Function 145 | EN.EN3 Energy Sensor | [6 empty] | F145 | 0 | [10 empty] | No | No
MC065 | Library |  |  |  | MC065-B03/F146 | Function 146 | EN.EN3 Energy Sensor | [6 empty] | F146 | 0 | [10 empty] | No | No
MC065 | Library |  |  |  | MC065-B03/F147 | Function 147 | EN.EN3 Energy Sensor | [6 empty] | F147 | 0 | [10 empty] | No | No
MC065 | Library |  |  |  | MC065-B03/F148 | Function 148 | EN.EN3 Energy Sensor | [6 empty] | F148 | 0 | [10 empty] | No | No
MC065 | Library |  |  |  | MC065-B03/F149 | Function 149 | EN.EN3 Energy Sensor | [6 empty] | F149 | 0 | [10 empty] | No | No
MC065 | Library |  |  |  | MC065-B03/F15 | Function 15 | EN.EN3 Energy Sensor | [6 empty] | F15 | 0 | [10 empty] | No | No
MC065 | Library |  |  |  | MC065-B03/F14 | Function 14 | EN.EN3 Energy Sensor | [6 empty] | F14 | 0 | [10 empty] | No | No
MC065 | Library |  |  |  | MC065-B03/F140 | Function 140 | EN.EN3 Energy Sensor | [6 empty] | F140 | 0 | [10 empty] | No | No
MC065 | Library |  |  |  | MC065-B03/F141 | Function 141 | EN.EN3 Energy Sensor | [6 empty] | F141 | 0 | [10 empty] | No | No
MC065 | Library |  |  |  | MC065-B03/F142 | Function 142 | EN.EN3 Energy Sensor | [6 empty] | F142 | 0 | [10 empty] | No | No
MC065 | Library |  |  |  | MC065-B03/F143 | Function 143 | EN.EN3 Energy Sensor | [6 empty] | F143 | 0 | [10 empty] | No | No
MC065 | Library |  |  |  | MC065-B03/F144 | Function 144 | EN.EN3 Energy Sensor | [6 empty] | F144 | 0 | [10 empty] | No | No
MC065 | Library |  |  |  | MC065-B03/F134 | Function 134 | EN.EN3 Energy Sensor | [6 empty] | F134 | 0 | [10 empty] | No | No
MC065 | Library |  |  |  | MC065-B03/F135 | Function 135 | EN.EN3 Energy Sensor | [6 empty] | F135 | 0 | [10 empty] | No | No
MC065 | Library |  |  |  | MC065-B03/F136 | Function 136 | EN.EN3 Energy Sensor | [6 empty] | F136 | 0 | [10 empty] | No | No
MC065 | Library |  |  |  | MC065-B03/F137 | Function 137 | EN.EN3 Energy Sensor | [6 empty] | F137 | 0 | [10 empty] | No | No
MC065 | Library |  |  |  | MC065-B03/F138 | Function 138 | EN.EN3 Energy Sensor | [6 empty] | F138 | 0 | [10 empty] | No | No
MC065 | Library |  |  |  | MC065-B03/F139 | Function 139 | EN.EN3 Energy Sensor | [6 empty] | F139 | 0 | [10 empty] | No | No
MC065 | Library |  |  |  | MC065-B03/F129 | Function 129 | EN.EN3 Energy Sensor | [6 empty] | F129 | 0 | [10 empty] | No | No
MC065 | Library |  |  |  | MC065-B03/F13 | Function 13 | EN.EN3 Energy Sensor | [6 empty] | F13 | 0 | [10 empty] | No | No
MC065 | Library |  |  |  | MC065-B03/F130 | Function 130 | EN.EN3 Energy Sensor | [6 empty] | F130 | 0 | [10 empty] | No | No
MC065 | Library |  |  |  | MC065-B03/F131 | Function 131 | EN.EN3 Energy Sensor | [6 empty] | F131 | 0 | [10 empty] | No | No
MC065 | Library |  |  |  | MC065-B03/F132 | Function 132 | EN.EN3 Energy Sensor | [6 empty] | F132 | 0 | [10 empty] | No | No
MC065 | Library |  |  |  | MC065-B03/F133 | Function 133 | EN.EN3 Energy Sensor | [6 empty] | F133 | 0 | [10 empty] | No | No
MC065 | Library |  |  |  | MC065-B03/F123 | Function 123 | EN.EN3 Energy Sensor | [6 empty] | F123 | 0 | [10 empty] | No | No
MC065 | Library |  |  |  | MC065-B03/F124 | Function 124 | EN.EN3 Energy Sensor | [6 empty] | F124 | 0 | [10 empty] | No | No
MC065 | Library |  |  |  | MC065-B03/F125 | Function 125 | EN.EN3 Energy Sensor | [6 empty] | F125 | 0 | [10 empty] | No | No
MC065 | Library |  |  |  | MC065-B03/F126 | Function 126 | EN.EN3 Energy Sensor | [6 empty] | F126 | 0 | [10 empty] | No | No
MC065 | Library |  |  |  | MC065-B03/F127 | Function 127 | EN.EN3 Energy Sensor | [6 empty] | F127 | 0 | [10 empty] | No | No
MC065 | Library |  |  |  | MC065-B03/F128 | Function 128 | EN.EN3 Energy Sensor | [6 empty] | F128 | 0 | [10 empty] | No | No
MC065 | Library |  |  |  | MC065-B03/F118 | Function 118 | EN.EN3 Energy Sensor | [6 empty] | F118 | 0 | [10 empty] | No | No
MC065 | Library |  |  |  | MC065-B03/F119 | Function 119 | EN.EN3 Energy Sensor | [6 empty] | F119 | 0 | [10 empty] | No | No
MC065 | Library |  |  |  | MC065-B03/F12 | Function 12 | EN.EN3 Energy Sensor | [6 empty] | F12 | 0 | [10 empty] | No | No
MC065 | Library |  |  |  | MC065-B03/F120 | Function 120 | EN.EN3 Energy Sensor | [6 empty] | F120 | 0 | [10 empty] | No | No
MC065 | Library |  |  |  | MC065-B03/F121 | Function 121 | EN.EN3 Energy Sensor | [6 empty] | F121 | 0 | [10 empty] | No | No
MC065 | Library |  |  |  | MC065-B03/F122 | Function 122 | EN.EN3 Energy Sensor | [6 empty] | F122 | 0 | [10 empty] | No | No
MC065 | Library |  |  |  | MC065-B03/F112 | Function 112 | EN.EN3 Energy Sensor | [6 empty] | F112 | 0 | [10 empty] | No | No
MC065 | Library |  |  |  | MC065-B03/F113 | Function 113 | EN.EN3 Energy Sensor | [6 empty] | F113 | 0 | [10 empty] | No | No
MC065 | Library |  |  |  | MC065-B03/F114 | Function 114 | EN.EN3 Energy Sensor | [6 empty] | F114 | 0 | [10 empty] | No | No
MC065 | Library |  |  |  | MC065-B03/F115 | Function 115 | EN.EN3 Energy Sensor | [6 empty] | F115 | 0 | [10 empty] | No | No
MC065 | Library |  |  |  | MC065-B03/F116 | Function 116 | EN.EN3 Energy Sensor | [6 empty] | F116 | 0 | [10 empty] | No | No
MC065 | Library |  |  |  | MC065-B03/F117 | Function 117 | EN.EN3 Energy Sensor | [6 empty] | F117 | 0 | [10 empty] | No | No
MC065 | Library |  |  |  | MC065-B03/F107 | Function 107 | EN.EN3 Energy Sensor | [6 empty] | F107 | 0 | [10 empty] | No | No
MC065 | Library |  |  |  | MC065-B03/F108 | Function 108 | EN.EN3 Energy Sensor | [6 empty] | F108 | 0 | [10 empty] | No | No
MC065 | Library |  |  |  | MC065-B03/F109 | Function 109 | EN.EN3 Energy Sensor | [6 empty] | F109 | 0 | [10 empty] | No | No
MC065 | Library |  |  |  | MC065-B03/F11 | Function 11 | EN.EN3 Energy Sensor | [6 empty] | F11 | 0 | [10 empty] | No | No
MC065 | Library |  |  |  | MC065-B03/F110 | Function 110 | EN.EN3 Energy Sensor | [6 empty] | F110 | 0 | [10 empty] | No | No
MC065 | Library |  |  |  | MC065-B03/F111 | Function 111 | EN.EN3 Energy Sensor | [6 empty] | F111 | 0 | [10 empty] | No | No
MC065 | Library |  |  |  | MC065-B03/F101 | AHU2 RA Dmd Occ | EN.EN3 Energy Sensor | [6 empty] | F101 | 0 | [10 empty] | No | No
MC065 | Library |  |  |  | MC065-B03/F102 | Function 102 | EN.EN3 Energy Sensor | [6 empty] | F102 | 0 | [10 empty] | No | No
MC065 | Library |  |  |  | MC065-B03/F103 | Function 103 | EN.EN3 Energy Sensor | [6 empty] | F103 | 0 | [10 empty] | No | No
MC065 | Library |  |  |  | MC065-B03/F104 | Function 104 | EN.EN3 Energy Sensor | [6 empty] | F104 | 0 | [10 empty] | No | No
MC065 | Library |  |  |  | MC065-B03/F105 | Function 105 | EN.EN3 Energy Sensor | [6 empty] | F105 | 0 | [10 empty] | No | No
MC065 | Library |  |  |  | MC065-B03/F106 | Function 106 | EN.EN3 Energy Sensor | [6 empty] | F106 | 0 | [10 empty] | No | No
MC065 | Library |  |  |  | MC065-B03/D8 | AHU 1 Extr Dmpr | EN.EN3 Energy Sensor | [6 empty] | D8 | 0 | [10 empty] | No | No
MC065 | Library |  |  |  | MC065-B03/D9 | AHU 2 Supply Fan En | EN.EN3 Energy Sensor | [6 empty] | D9 | 0 | [10 empty] | No | No
MC065 | Library |  |  |  | MC065-B03/e1 | Supervisor | EN.EN3 Energy Sensor | [6 empty] | e1 | 0 | [10 empty] | No | No
MC065 | Library |  |  |  | MC065-B03/F1 | Function 1 | EN.EN3 Energy Sensor | [6 empty] | F1 | 0 | [10 empty] | No | No
MC065 | Library |  |  |  | MC065-B03/F10 | Function 10 | EN.EN3 Energy Sensor | [6 empty] | F10 | 0 | [10 empty] | No | No
MC065 | Library |  |  |  | MC065-B03/F100 | AHU2 FA Dmd Occ | EN.EN3 Energy Sensor | [6 empty] | F100 | 0 | [10 empty] | No | No
MC065 | Library |  |  |  | MC065-B03/D23 | Driver 23 | EN.EN3 Energy Sensor | [6 empty] | D23 | 0 | [10 empty] | No | No
MC065 | Library |  |  |  | MC065-B03/D3 | AHU 1 RAC Pump En | EN.EN3 Energy Sensor | [6 empty] | D3 | 0 | [10 empty] | No | No
MC065 | Library |  |  |  | MC065-B03/D4 | AHU 1 RAC Valve | EN.EN3 Energy Sensor | [6 empty] | D4 | 0 | [10 empty] | No | No
MC065 | Library |  |  |  | MC065-B03/D5 | AHU 1 Heating Valve | EN.EN3 Energy Sensor | [6 empty] | D5 | 0 | [10 empty] | No | No
MC065 | Library |  |  |  | MC065-B03/D6 | AHU 1 Sply Dmpr | EN.EN3 Energy Sensor | [6 empty] | D6 | 0 | [10 empty] | No | No
MC065 | Library |  |  |  | MC065-B03/D7 | AHU 1 Recirc Dmpr | EN.EN3 Energy Sensor | [6 empty] | D7 | 0 | [10 empty] | No | No
MC065 | Library |  |  |  | MC065-B03/D18 | South Atrium Windows Enable | EN.EN3 Energy Sensor | [6 empty] | D18 | 0 | [10 empty] | No | No
MC065 | Library |  |  |  | MC065-B03/D19 | Trace Htg En | EN.EN3 Energy Sensor | [6 empty] | D19 | 0 | [10 empty] | No | No
MC065 | Library |  |  |  | MC065-B03/D2 | AHU 1 Extract Fan En | EN.EN3 Energy Sensor | [6 empty] | D2 | 0 | [10 empty] | No | No
MC065 | Library |  |  |  | MC065-B03/D20 | Transfer Fans 5-6 En | EN.EN3 Energy Sensor | [6 empty] | D20 | 0 | [10 empty] | No | No
MC065 | Library |  |  |  | MC065-B03/D21 | Transfer Fans 7-8 En | EN.EN3 Energy Sensor | [6 empty] | D21 | 0 | [10 empty] | No | No
MC065 | Library |  |  |  | MC065-B03/D22 | Transfer Fan 9 En | EN.EN3 Energy Sensor | [6 empty] | D22 | 0 | [10 empty] | No | No
MC065 | Library |  |  |  | MC065-B03/D12 | AHU 2 RAC Valve | EN.EN3 Energy Sensor | [6 empty] | D12 | 0 | [10 empty] | No | No
MC065 | Library |  |  |  | MC065-B03/D13 | AHU 2 Heating Valve | EN.EN3 Energy Sensor | [6 empty] | D13 | 0 | [10 empty] | No | No
MC065 | Library |  |  |  | MC065-B03/D14 | AHU 2 Sply Dmpr | EN.EN3 Energy Sensor | [6 empty] | D14 | 0 | [10 empty] | No | No
MC065 | Library |  |  |  | MC065-B03/D15 | AHU 2 Recirc Dmpr | EN.EN3 Energy Sensor | [6 empty] | D15 | 0 | [10 empty] | No | No
MC065 | Library |  |  |  | MC065-B03/D16 | AHU 2 Extr Dmpr | EN.EN3 Energy Sensor | [6 empty] | D16 | 0 | [10 empty] | No | No
MC065 | Library |  |  |  | MC065-B03/D17 | Atrium Windows OPEN =1 | EN.EN3 Energy Sensor | [6 empty] | D17 | 0 | [10 empty] | No | No
MC065 | Library |  |  |  | MC065-B08/C1 | Virtual CNC 1 | EN.EN3 Energy Sensor | [6 empty] | C1 | 0 | [10 empty] | No | No
MC065 | Library |  |  |  | MC065-B08/D1 | AHU-SE Supply Fan Enable | EN.EN3 Energy Sensor | [6 empty] | D1 | 0 | [10 empty] | No | No
MC065 | Library |  |  |  | MC065-B08/D10 | Level A HB A090 Valve | EN.EN3 Energy Sensor | [6 empty] | D10 | 0 | [10 empty] | No | No
MC065 | Library |  |  |  | MC065-B08/D11 | Level A HB A095 Valve | EN.EN3 Energy Sensor | [6 empty] | D11 | 0 | [10 empty] | No | No
MC065 | Library |  |  |  | MC065-B08/D12 | Level A HB A100 Valve | EN.EN3 Energy Sensor | [6 empty] | D12 | 0 | [10 empty] | No | No
MC065 | Library |  |  |  | MC065-B08/D13 | Level A HB A110 Valve | EN.EN3 Energy Sensor | [6 empty] | D13 | 0 | [10 empty] | No | No
MC065 | Library |  |  |  | MC065-B08/Y8 | Feedback V +2+10 | EN.EN3 Energy Sensor | [6 empty] | Y8 | 0 | [10 empty] | No | No
MC065 | Library |  |  |  | MC065-B08/Y9 | Pressure I 2.5bar | EN.EN3 Energy Sensor | [6 empty] | Y9 | 0 | [10 empty] | No | No
MC065 | Library |  |  |  | MC065-B08/Z1 | SE Zone 4 Floor A OSS | EN.EN3 Energy Sensor | [6 empty] | Z1 | 0 | [10 empty] | No | No
MC065 | Library |  |  |  | MC065-B08/Z2 | SE Zone 4 Floor B OSS | EN.EN3 Energy Sensor | [6 empty] | Z2 | 0 | [10 empty] | No | No
MC065 | Library |  |  |  | MC065-B08/Z3 | SE Zone 4 Floor C OSS | EN.EN3 Energy Sensor | [6 empty] | Z3 | 0 | [10 empty] | No | No
MC065 | Library |  |  |  | MC065-B08/Y2 | Pressure I 1000Pa | EN.EN3 Energy Sensor | [6 empty] | Y2 | 0 | [10 empty] | No | No
MC065 | Library |  |  |  | MC065-B08/Y3 | Temp V 0+50 | EN.EN3 Energy Sensor | [6 empty] | Y3 | 0 | [10 empty] | No | No
MC065 | Library |  |  |  | MC065-B08/Y4 | CO2 V | EN.EN3 Energy Sensor | [6 empty] | Y4 | 0 | [10 empty] | No | No
MC065 | Library |  |  |  | MC065-B08/Y5 | Trend Thermistor | EN.EN3 Energy Sensor | [6 empty] | Y5 | 0 | [10 empty] | No | No
MC065 | Library |  |  |  | MC065-B08/Y6 | Knob TB 3deg trim | EN.EN3 Energy Sensor | [6 empty] | Y6 | 0 | [10 empty] | No | No
MC065 | Library |  |  |  | MC065-B08/Y7 | 4DIX V | EN.EN3 Energy Sensor | [6 empty] | Y7 | 0 | [10 empty] | No | No
MC065 | Library |  |  |  | MC065-B08/W1 | Manual Summer On-1 Auto-0 | EN.EN3 Energy Sensor | [6 empty] | W1 | 0 | [10 empty] | No | No
MC065 | Library |  |  |  | MC065-B08/W2 | Summer ECO Detect Auto-1 Off-0 | EN.EN3 Energy Sensor | [6 empty] | W2 | 0 | [10 empty] | No | No
MC065 | Library |  |  |  | MC065-B08/W3 | AHU-SE Off-Auto | EN.EN3 Energy Sensor | [6 empty] | W3 | 0 | [10 empty] | No | No
MC065 | Library |  |  |  | MC065-B08/Y1 | Trend Thermistor | EN.EN3 Energy Sensor | [6 empty] | Y1 | 0 | [10 empty] | No | No
MC065 | Library |  |  |  | MC065-B08/Y10 | Feedback V +10+2 | EN.EN3 Energy Sensor | [6 empty] | Y10 | 0 | [10 empty] | No | No
MC065 | Library |  |  |  | MC065-B08/Y11 | Thermistor TBTI | EN.EN3 Energy Sensor | [6 empty] | Y11 | 0 | [10 empty] | No | No
MC065 | Library |  |  |  | MC065-B08/S93 | Level C HB C060 Valve | EN.EN3 Energy Sensor | [6 empty] | S93 | 0 | [10 empty] | No | No
MC065 | Library |  |  |  | MC065-B08/S95 | Level C HB C061 Valve | EN.EN3 Energy Sensor | [6 empty] | S95 | 0 | [10 empty] | No | No
MC065 | Library |  |  |  | MC065-B08/S96 | Level C HB C061 Adjusted SP | EN.EN3 Energy Sensor | [6 empty] | S96 | 0 | [10 empty] | No | No
MC065 | Library |  |  |  | MC065-B08/S97 | Level C HB C062 Valve | EN.EN3 Energy Sensor | [6 empty] | S97 | 0 | [10 empty] | No | No
MC065 | Library |  |  |  | MC065-B08/S99 | Level C HB C063 Valve | EN.EN3 Energy Sensor | [6 empty] | S99 | 0 | [10 empty] | No | No
MC065 | Library |  |  |  | MC065-B08/V1 |  | EN.EN3 Energy Sensor | [6 empty] | V1 | 0 | [10 empty] | No | No
MC065 | Library |  |  |  | MC065-B08/S86 | Level B HB B103 Adjusted SP | EN.EN3 Energy Sensor | [6 empty] | S86 | 0 | [10 empty] | No | No
MC065 | Library |  |  |  | MC065-B08/S88 | Level B HB B104 Valve | EN.EN3 Energy Sensor | [6 empty] | S88 | 0 | [10 empty] | No | No
MC065 | Library |  |  |  | MC065-B08/S89 | Level B HB B104 Adjusted SP | EN.EN3 Energy Sensor | [6 empty] | S89 | 0 | [10 empty] | No | No
MC065 | Library |  |  |  | MC065-B08/S9 | 4 DIX No.1 | EN.EN3 Energy Sensor | [6 empty] | S9 | 0 | [10 empty] | No | No
MC065 | Library |  |  |  | MC065-B08/S91 | Level B HB B106 Valve | EN.EN3 Energy Sensor | [6 empty] | S91 | 0 | [10 empty] | No | No
MC065 | Library |  |  |  | MC065-B08/S92 | Level B HB B106 Adjusted SP | EN.EN3 Energy Sensor | [6 empty] | S92 | 0 | [10 empty] | No | No
MC065 | Library |  |  |  | MC065-B08/S80 | Level B HB B062 Valve | EN.EN3 Energy Sensor | [6 empty] | S80 | 0 | [10 empty] | No | No
MC065 | Library |  |  |  | MC065-B08/S81 | Level B HB B062 Adjusted SP | EN.EN3 Energy Sensor | [6 empty] | S81 | 0 | [10 empty] | No | No
MC065 | Library |  |  |  | MC065-B08/S82 | Level B HB B101 Valve | EN.EN3 Energy Sensor | [6 empty] | S82 | 0 | [10 empty] | No | No
MC065 | Library |  |  |  | MC065-B08/S83 | Level B HB B101 Adjusted SP | EN.EN3 Energy Sensor | [6 empty] | S83 | 0 | [10 empty] | No | No
MC065 | Library |  |  |  | MC065-B08/S84 | Level B HB B102 Valve | EN.EN3 Energy Sensor | [6 empty] | S84 | 0 | [10 empty] | No | No
MC065 | Library |  |  |  | MC065-B08/S85 | Level B HB B103 Valve | EN.EN3 Energy Sensor | [6 empty] | S85 | 0 | [10 empty] | No | No
MC065 | Library |  |  |  | MC065-B08/S73 | Level B HB B060 Valve | EN.EN3 Energy Sensor | [6 empty] | S73 | 0 | [10 empty] | No | No
MC065 | Library |  |  |  | MC065-B08/S74 | Level A HB A110 Valve | EN.EN3 Energy Sensor | [6 empty] | S74 | 0 | [10 empty] | No | No
MC065 | Library |  |  |  | MC065-B08/S75 | Level B HB B060 Adjusted SP | EN.EN3 Energy Sensor | [6 empty] | S75 | 0 | [10 empty] | No | No
MC065 | Library |  |  |  | MC065-B08/S78 | Level B HB B061 Valve | EN.EN3 Energy Sensor | [6 empty] | S78 | 0 | [10 empty] | No | No
MC065 | Library |  |  |  | MC065-B08/S79 | Level B HB B061 Adjusted SP | EN.EN3 Energy Sensor | [6 empty] | S79 | 0 | [10 empty] | No | No
MC065 | Library |  |  |  | MC065-B08/S8 | S23 Lev B HB-B090 Space CO2 | EN.EN3 Energy Sensor | [6 empty] | S8 | 0 | [10 empty] | No | No
MC065 | Library |  |  |  | MC065-B08/S67 | Level A HB A090 Valve | EN.EN3 Energy Sensor | [6 empty] | S67 | 0 | [10 empty] | No | No
MC065 | Library |  |  |  | MC065-B08/S68 | Level A HB A095 Adjusted SP | EN.EN3 Energy Sensor | [6 empty] | S68 | 0 | [10 empty] | No | No
MC065 | Library |  |  |  | MC065-B08/S69 | Level A HB A095 Valve | EN.EN3 Energy Sensor | [6 empty] | S69 | 0 | [10 empty] | No | No
MC065 | Library |  |  |  | MC065-B08/S7 | S23 Lev B HB-B090 Space Temp | EN.EN3 Energy Sensor | [6 empty] | S7 | 0 | [10 empty] | No | No
MC065 | Library |  |  |  | MC065-B08/S71 | Level A HB A100 Adjusted SP | EN.EN3 Energy Sensor | [6 empty] | S71 | 0 | [10 empty] | No | No
MC065 | Library |  |  |  | MC065-B08/S72 | Level A HB A100 Valve | EN.EN3 Energy Sensor | [6 empty] | S72 | 0 | [10 empty] | No | No
MC065 | Library |  |  |  | MC065-B08/S60 | Level C HB C062 Adjusted SP | EN.EN3 Energy Sensor | [6 empty] | S60 | 0 | [10 empty] | No | No
MC065 | Library |  |  |  | MC065-B08/S61 | AHU-SE Sply Fan Speed | EN.EN3 Energy Sensor | [6 empty] | S61 | 0 | [10 empty] | No | No
MC065 | Library |  |  |  | MC065-B08/S62 | AHU-SE Ext Fan Speed | EN.EN3 Energy Sensor | [6 empty] | S62 | 0 | [10 empty] | No | No
MC065 | Library |  |  |  | MC065-B08/S63 | Level A HB A140 Valve | EN.EN3 Energy Sensor | [6 empty] | S63 | 0 | [10 empty] | No | No
MC065 | Library |  |  |  | MC065-B08/S64 | Level B HB B090 Valve | EN.EN3 Energy Sensor | [6 empty] | S64 | 0 | [10 empty] | No | No
MC065 | Library |  |  |  | MC065-B08/S66 | Level A HB A090 Adjusted SP | EN.EN3 Energy Sensor | [6 empty] | S66 | 0 | [10 empty] | No | No
MC065 | Library |  |  |  | MC065-B08/S55 | AHU-SE Calc Sply Temp SP | EN.EN3 Energy Sensor | [6 empty] | S55 | 0 | [10 empty] | No | No
MC065 | Library |  |  |  | MC065-B08/S56 | AHU-SE Heating Coil Dmnd | EN.EN3 Energy Sensor | [6 empty] | S56 | 0 | [10 empty] | No | No
MC065 | Library |  |  |  | MC065-B08/S57 | AHU-SE Mixing Dampers Ctrl | EN.EN3 Energy Sensor | [6 empty] | S57 | 0 | [10 empty] | No | No
MC065 | Library |  |  |  | MC065-B08/S58 | Actual AHU-SE Supply Press SP | EN.EN3 Energy Sensor | [6 empty] | S58 | 0 | [10 empty] | No | No
MC065 | Library |  |  |  | MC065-B08/S59 | Actual AHU-NE Extract Press SP | EN.EN3 Energy Sensor | [6 empty] | S59 | 0 | [10 empty] | No | No
MC065 | Library |  |  |  | MC065-B08/S6 | S10 Lev A HB-A140 Space CO2 | EN.EN3 Energy Sensor | [6 empty] | S6 | 0 | [10 empty] | No | No
MC065 | Library |  |  |  | MC065-B08/S5 | S10 Lev A HB-A140 Space Temp | EN.EN3 Energy Sensor | [6 empty] | S5 | 0 | [10 empty] | No | No
MC065 | Library |  |  |  | MC065-B08/S50 | AHU-SE Recoup Damper Feedback | EN.EN3 Energy Sensor | [6 empty] | S50 | 0 | [10 empty] | No | No
MC065 | Library |  |  |  | MC065-B08/S51 | Outside air temperature | EN.EN3 Energy Sensor | [6 empty] | S51 | 0 | [10 empty] | No | No
MC065 | Library |  |  |  | MC065-B08/S52 | S33 Lev C Radiator Space Temp | EN.EN3 Energy Sensor | [6 empty] | S52 | 0 | [10 empty] | No | No
MC065 | Library |  |  |  | MC065-B08/S53 | S33 Lev C Radiator Space CO2 | EN.EN3 Energy Sensor | [6 empty] | S53 | 0 | [10 empty] | No | No
MC065 | Library |  |  |  | MC065-B08/S54 | AHU-SE Recoup Dmnd | EN.EN3 Energy Sensor | [6 empty] | S54 | 0 | [10 empty] | No | No
MC065 | Library |  |  |  | MC065-B08/S44 | S38 Lev C HB-C090 Space CO2 | EN.EN3 Energy Sensor | [6 empty] | S44 | 0 | [10 empty] | No | No
MC065 | Library |  |  |  | MC065-B08/S45 | SE Water Pressure | EN.EN3 Energy Sensor | [6 empty] | S45 | 0 | [10 empty] | No | No
MC065 | Library |  |  |  | MC065-B08/S46 | Spare | EN.EN3 Energy Sensor | [6 empty] | S46 | 0 | [10 empty] | No | No
MC065 | Library |  |  |  | MC065-B08/S47 | AHU-SE Supply Damper Feedback | EN.EN3 Energy Sensor | [6 empty] | S47 | 0 | [10 empty] | No | No
MC065 | Library |  |  |  | MC065-B08/S48 | AHU-SE Recirc Damper Feedback | EN.EN3 Energy Sensor | [6 empty] | S48 | 0 | [10 empty] | No | No
MC065 | Library |  |  |  | MC065-B08/S49 | AHU-SE Extract Damper Feedback | EN.EN3 Energy Sensor | [6 empty] | S49 | 0 | [10 empty] | No | No
MC065 | Library |  |  |  | MC065-B08/S39 | S36 Lev C HB-C062 Space Temp | EN.EN3 Energy Sensor | [6 empty] | S39 | 0 | [10 empty] | No | No
MC065 | Library |  |  |  | MC065-B08/S4 | AHU-NE Supply Air Pressure | EN.EN3 Energy Sensor | [6 empty] | S4 | 0 | [10 empty] | No | No
MC065 | Library |  |  |  | MC065-B08/S40 | S36 Lev C HB-C062 SP Adj | EN.EN3 Energy Sensor | [6 empty] | S40 | 0 | [10 empty] | No | No
MC065 | Library |  |  |  | MC065-B08/S41 | S37 Lev C HB-C063 Space Temp | EN.EN3 Energy Sensor | [6 empty] | S41 | 0 | [10 empty] | No | No
MC065 | Library |  |  |  | MC065-B08/S42 | S37 Lev C HB-C063 SP Adj | EN.EN3 Energy Sensor | [6 empty] | S42 | 0 | [10 empty] | No | No
MC065 | Library |  |  |  | MC065-B08/S43 | S38 Lev C HB-C090 Space Temp | EN.EN3 Energy Sensor | [6 empty] | S43 | 0 | [10 empty] | No | No
MC065 | Library |  |  |  | MC065-B08/S33 | S40 Lev B HB-B106 Space Temp | EN.EN3 Energy Sensor | [6 empty] | S33 | 0 | [10 empty] | No | No
MC065 | Library |  |  |  | MC065-B08/S34 | S40 Lev B HB-B106 SP Adj | EN.EN3 Energy Sensor | [6 empty] | S34 | 0 | [10 empty] | No | No
MC065 | Library |  |  |  | MC065-B08/S35 | S34 Lev C HB-C060 Space Temp | EN.EN3 Energy Sensor | [6 empty] | S35 | 0 | [10 empty] | No | No
MC065 | Library |  |  |  | MC065-B08/S36 | S34 Lev C HB-C060 SP Adj | EN.EN3 Energy Sensor | [6 empty] | S36 | 0 | [10 empty] | No | No
MC065 | Library |  |  |  | MC065-B08/S37 | S35 Lev C HB-C061 Space Temp | EN.EN3 Energy Sensor | [6 empty] | S37 | 0 | [10 empty] | No | No
MC065 | Library |  |  |  | MC065-B08/S38 | S35 Lev C HB-C061 SP Adj | EN.EN3 Energy Sensor | [6 empty] | S38 | 0 | [10 empty] | No | No
MC065 | Library |  |  |  | MC065-B08/S28 | S26 Lev B HB-B102 SP Adj | EN.EN3 Energy Sensor | [6 empty] | S28 | 0 | [10 empty] | No | No
MC065 | Library |  |  |  | MC065-B08/S29 | S25 Lev B HB-B103 Space Temp | EN.EN3 Energy Sensor | [6 empty] | S29 | 0 | [10 empty] | No | No
MC065 | Library |  |  |  | MC065-B08/S3 | AHU-NE Extract Air Pressure | EN.EN3 Energy Sensor | [6 empty] | S3 | 0 | [10 empty] | No | No
MC065 | Library |  |  |  | MC065-B08/S30 | S25 Lev B HB-B103 SP Adj | EN.EN3 Energy Sensor | [6 empty] | S30 | 0 | [10 empty] | No | No
MC065 | Library |  |  |  | MC065-B08/S31 | S24 Lev A HB-B104 Space Temp | EN.EN3 Energy Sensor | [6 empty] | S31 | 0 | [10 empty] | No | No
MC065 | Library |  |  |  | MC065-B08/S32 | S24 Lev A HB-B104 SP Adj | EN.EN3 Energy Sensor | [6 empty] | S32 | 0 | [10 empty] | No | No
MC065 | Library |  |  |  | MC065-B08/S22 | S19 Lev B HB-B061 SP Adj | EN.EN3 Energy Sensor | [6 empty] | S22 | 0 | [10 empty] | No | No
MC065 | Library |  |  |  | MC065-B08/S23 | S21 Lev A HB-B062 Space Temp | EN.EN3 Energy Sensor | [6 empty] | S23 | 0 | [10 empty] | No | No
MC065 | Library |  |  |  | MC065-B08/S24 | S21 Lev A HB-B062 SP Adj | EN.EN3 Energy Sensor | [6 empty] | S24 | 0 | [10 empty] | No | No
MC065 | Library |  |  |  | MC065-B08/S25 | S27 Lev B HB-B101 Space Temp | EN.EN3 Energy Sensor | [6 empty] | S25 | 0 | [10 empty] | No | No
MC065 | Library |  |  |  | MC065-B08/S26 | S27 Lev B HB-B101 SP Adj | EN.EN3 Energy Sensor | [6 empty] | S26 | 0 | [10 empty] | No | No
MC065 | Library |  |  |  | MC065-B08/S27 | S26 Lev B HB-B102 Space Temp | EN.EN3 Energy Sensor | [6 empty] | S27 | 0 | [10 empty] | No | No
MC065 | Library |  |  |  | MC065-B08/S17 | S9 Lev C HB-BOA110 Space CO2 | EN.EN3 Energy Sensor | [6 empty] | S17 | 0 | [10 empty] | No | No
MC065 | Library |  |  |  | MC065-B08/S18 | S19 Lev B HB-B060 Space Temp | EN.EN3 Energy Sensor | [6 empty] | S18 | 0 | [10 empty] | No | No
MC065 | Library |  |  |  | MC065-B08/S19 | S19 Lev B HB-B060 SP Adj | EN.EN3 Energy Sensor | [6 empty] | S19 | 0 | [10 empty] | No | No
MC065 | Library |  |  |  | MC065-B08/S2 | AHU-NE Extract Air Temp | EN.EN3 Energy Sensor | [6 empty] | S2 | 0 | [10 empty] | No | No
MC065 | Library |  |  |  | MC065-B08/S20 | SE Zone 2 Max CO2 | EN.EN3 Energy Sensor | [6 empty] | S20 | 0 | [10 empty] | No | No
MC065 | Library |  |  |  | MC065-B08/S21 | S19 Lev B HB-B061 Space Temp | EN.EN3 Energy Sensor | [6 empty] | S21 | 0 | [10 empty] | No | No
MC065 | Library |  |  |  | MC065-B08/S11 | S6 Lev A HB-A090 SP Adj | EN.EN3 Energy Sensor | [6 empty] | S11 | 0 | [10 empty] | No | No
MC065 | Library |  |  |  | MC065-B08/S12 | S7 Lev A HB-A095 Space Temp | EN.EN3 Energy Sensor | [6 empty] | S12 | 0 | [10 empty] | No | No
MC065 | Library |  |  |  | MC065-B08/S13 | S7 Lev A HB-A095 SP Adj | EN.EN3 Energy Sensor | [6 empty] | S13 | 0 | [10 empty] | No | No
MC065 | Library |  |  |  | MC065-B08/S14 | S8 Lev A HB-A100 Space Temp | EN.EN3 Energy Sensor | [6 empty] | S14 | 0 | [10 empty] | No | No
MC065 | Library |  |  |  | MC065-B08/S15 | S8 Lev A HB-A100 SP Adj | EN.EN3 Energy Sensor | [6 empty] | S15 | 0 | [10 empty] | No | No
MC065 | Library |  |  |  | MC065-B08/S16 | S9 Lev C HB-BOA110 Space Temp | EN.EN3 Energy Sensor | [6 empty] | S16 | 0 | [10 empty] | No | No
MC065 | Library |  |  |  | MC065-B08/Q1 | Sequence Table 1 | EN.EN3 Energy Sensor | [6 empty] | Q1 | 0 | [10 empty] | No | No
MC065 | Library |  |  |  | MC065-B08/S1 | AHU-NE Supply Air Temp | EN.EN3 Energy Sensor | [6 empty] | S1 | 0 | [10 empty] | No | No
MC065 | Library |  |  |  | MC065-B08/S10 | S6 Lev A HB-A090 Space Temp | EN.EN3 Energy Sensor | [6 empty] | S10 | 0 | [10 empty] | No | No
MC065 | Library |  |  |  | MC065-B08/S100 | Level C HB C063 Adjusted SP | EN.EN3 Energy Sensor | [6 empty] | S100 | 0 | [10 empty] | No | No
MC065 | Library |  |  |  | MC065-B08/S101 | Level C HB C090 Valve | EN.EN3 Energy Sensor | [6 empty] | S101 | 0 | [10 empty] | No | No
MC065 | Library |  |  |  | MC065-B08/S102 | Z4 Open Plan Ave Temp | EN.EN3 Energy Sensor | [6 empty] | S102 | 0 | [10 empty] | No | No
MC065 | Library |  |  |  | MC065-B08/P9 | S6 Lev A HB-A090 Space Temp | EN.EN3 Energy Sensor | [6 empty] | P9 | 0 | [10 empty] | No | No
MC065 | Library |  |  |  | MC065-B08/P90 | Level C HB C061 Adjusted SP | EN.EN3 Energy Sensor | [6 empty] | P90 | 0 | [10 empty] | No | No
MC065 | Library |  |  |  | MC065-B08/P91 | Level C HB C062 Valve | EN.EN3 Energy Sensor | [6 empty] | P91 | 0 | [10 empty] | No | No
MC065 | Library |  |  |  | MC065-B08/P92 | Level C HB C063 Valve | EN.EN3 Energy Sensor | [6 empty] | P92 | 0 | [10 empty] | No | No
MC065 | Library |  |  |  | MC065-B08/P93 | Level C HB C063 Adjusted SP | EN.EN3 Energy Sensor | [6 empty] | P93 | 0 | [10 empty] | No | No
MC065 | Library |  |  |  | MC065-B08/P94 | Level C HB C090 Valve | EN.EN3 Energy Sensor | [6 empty] | P94 | 0 | [10 empty] | No | No
MC065 | Library |  |  |  | MC065-B08/P84 | Level B HB B104 Valve | EN.EN3 Energy Sensor | [6 empty] | P84 | 0 | [10 empty] | No | No
MC065 | Library |  |  |  | MC065-B08/P85 | Level B HB B104 Adjusted SP | EN.EN3 Energy Sensor | [6 empty] | P85 | 0 | [10 empty] | No | No
MC065 | Library |  |  |  | MC065-B08/P86 | Level B HB B106 Valve | EN.EN3 Energy Sensor | [6 empty] | P86 | 0 | [10 empty] | No | No
MC065 | Library |  |  |  | MC065-B08/P87 | Level B HB B106 Adjusted SP | EN.EN3 Energy Sensor | [6 empty] | P87 | 0 | [10 empty] | No | No
MC065 | Library |  |  |  | MC065-B08/P88 | Level C HB C060 Valve | EN.EN3 Energy Sensor | [6 empty] | P88 | 0 | [10 empty] | No | No
MC065 | Library |  |  |  | MC065-B08/P89 | Level C HB C061 Valve | EN.EN3 Energy Sensor | [6 empty] | P89 | 0 | [10 empty] | No | No
MC065 | Library |  |  |  | MC065-B08/P79 | Level B HB B101 Valve | EN.EN3 Energy Sensor | [6 empty] | P79 | 0 | [10 empty] | No | No
MC065 | Library |  |  |  | MC065-B08/P8 | S23 Lev B HB-B090 Space CO2 | EN.EN3 Energy Sensor | [6 empty] | P8 | 0 | [10 empty] | No | No
MC065 | Library |  |  |  | MC065-B08/P80 | Level B HB B101 Adjusted SP | EN.EN3 Energy Sensor | [6 empty] | P80 | 0 | [10 empty] | No | No
MC065 | Library |  |  |  | MC065-B08/P81 | Level B HB B102 Valve | EN.EN3 Energy Sensor | [6 empty] | P81 | 0 | [10 empty] | No | No
MC065 | Library |  |  |  | MC065-B08/P82 | Level B HB B103 Valve | EN.EN3 Energy Sensor | [6 empty] | P82 | 0 | [10 empty] | No | No
MC065 | Library |  |  |  | MC065-B08/P83 | Level B HB B103 Adjusted SP | EN.EN3 Energy Sensor | [6 empty] | P83 | 0 | [10 empty] | No | No
MC065 | Library |  |  |  | MC065-B08/P72 | Level A HB A110 Valve | EN.EN3 Energy Sensor | [6 empty] | P72 | 0 | [10 empty] | No | No
MC065 | Library |  |  |  | MC065-B08/P73 | Level B HB B060 Adjusted SP | EN.EN3 Energy Sensor | [6 empty] | P73 | 0 | [10 empty] | No | No
MC065 | Library |  |  |  | MC065-B08/P75 | Level B HB B061 Valve | EN.EN3 Energy Sensor | [6 empty] | P75 | 0 | [10 empty] | No | No
MC065 | Library |  |  |  | MC065-B08/P76 | Level B HB B061 Adjusted SP | EN.EN3 Energy Sensor | [6 empty] | P76 | 0 | [10 empty] | No | No
MC065 | Library |  |  |  | MC065-B08/P77 | Level B HB B062 Valve | EN.EN3 Energy Sensor | [6 empty] | P77 | 0 | [10 empty] | No | No
MC065 | Library |  |  |  | MC065-B08/P78 | Level B HB B062 Adjusted SP | EN.EN3 Energy Sensor | [6 empty] | P78 | 0 | [10 empty] | No | No
MC065 | Library |  |  |  | MC065-B08/P67 | Level A HB A095 Adjusted SP | EN.EN3 Energy Sensor | [6 empty] | P67 | 0 | [10 empty] | No | No
MC065 | Library |  |  |  | MC065-B08/P68 | Level A HB A095 Valve | EN.EN3 Energy Sensor | [6 empty] | P68 | 0 | [10 empty] | No | No
MC065 | Library |  |  |  | MC065-B08/P69 | Level A HB A100 Adjusted SP | EN.EN3 Energy Sensor | [6 empty] | P69 | 0 | [10 empty] | No | No
MC065 | Library |  |  |  | MC065-B08/P7 | S23 Lev B HB-B090 Space Temp | EN.EN3 Energy Sensor | [6 empty] | P7 | 0 | [10 empty] | No | No
MC065 | Library |  |  |  | MC065-B08/P70 | Level A HB A100 Valve | EN.EN3 Energy Sensor | [6 empty] | P70 | 0 | [10 empty] | No | No
MC065 | Library |  |  |  | MC065-B08/P71 | Level B HB B060 Valve | EN.EN3 Energy Sensor | [6 empty] | P71 | 0 | [10 empty] | No | No
MC065 | Library |  |  |  | MC065-B08/P61 | AHU-SE Sply Fan Speed | EN.EN3 Energy Sensor | [6 empty] | P61 | 0 | [10 empty] | No | No
MC065 | Library |  |  |  | MC065-B08/P62 | AHU-SE Ext Fan Speed | EN.EN3 Energy Sensor | [6 empty] | P62 | 0 | [10 empty] | No | No
MC065 | Library |  |  |  | MC065-B08/P63 | Level A HB A140 Valve | EN.EN3 Energy Sensor | [6 empty] | P63 | 0 | [10 empty] | No | No
MC065 | Library |  |  |  | MC065-B08/P64 | Level B HB B090 Valve | EN.EN3 Energy Sensor | [6 empty] | P64 | 0 | [10 empty] | No | No
MC065 | Library |  |  |  | MC065-B08/P65 | Level A HB A090 Adjusted SP | EN.EN3 Energy Sensor | [6 empty] | P65 | 0 | [10 empty] | No | No
MC065 | Library |  |  |  | MC065-B08/P66 | Level A HB A090 Valve | EN.EN3 Energy Sensor | [6 empty] | P66 | 0 | [10 empty] | No | No
MC065 | Library |  |  |  | MC065-B08/P56 | AHU-SE Recoup Dmnd | EN.EN3 Energy Sensor | [6 empty] | P56 | 0 | [10 empty] | No | No
MC065 | Library |  |  |  | MC065-B08/P57 | AHU-SE Heating Coil Dmnd | EN.EN3 Energy Sensor | [6 empty] | P57 | 0 | [10 empty] | No | No
MC065 | Library |  |  |  | MC065-B08/P58 | AHU-SE Mixing Dampers Ctrl | EN.EN3 Energy Sensor | [6 empty] | P58 | 0 | [10 empty] | No | No
MC065 | Library |  |  |  | MC065-B08/P59 | Actual AHU-SE Supply Press SP | EN.EN3 Energy Sensor | [6 empty] | P59 | 0 | [10 empty] | No | No
MC065 | Library |  |  |  | MC065-B08/P6 | S10 Lev A HB-A140 Space CO2 | EN.EN3 Energy Sensor | [6 empty] | P6 | 0 | [10 empty] | No | No
MC065 | Library |  |  |  | MC065-B08/P60 | Actual AHU-NE Extract Press SP | EN.EN3 Energy Sensor | [6 empty] | P60 | 0 | [10 empty] | No | No
MC065 | Library |  |  |  | MC065-B08/P50 | Outside air temperature | EN.EN3 Energy Sensor | [6 empty] | P50 | 0 | [10 empty] | No | No
MC065 | Library |  |  |  | MC065-B08/P51 | S33 Lev C Radiator Space Temp | EN.EN3 Energy Sensor | [6 empty] | P51 | 0 | [10 empty] | No | No
MC065 | Library |  |  |  | MC065-B08/P52 | S33 Lev C Radiator Space CO2 | EN.EN3 Energy Sensor | [6 empty] | P52 | 0 | [10 empty] | No | No
MC065 | Library |  |  |  | MC065-B08/P53 | SE Zone 2 Maz CO2 | EN.EN3 Energy Sensor | [6 empty] | P53 | 0 | [10 empty] | No | No
MC065 | Library |  |  |  | MC065-B08/P54 | NE Zone 2 Low Occupancy | EN.EN3 Energy Sensor | [6 empty] | P54 | 0 | [10 empty] | No | No
MC065 | Library |  |  |  | MC065-B08/P55 | AHU-SE Calc Sply Temp SP | EN.EN3 Energy Sensor | [6 empty] | P55 | 0 | [10 empty] | No | No
MC065 | Library |  |  |  | MC065-B08/P45 | Spare | EN.EN3 Energy Sensor | [6 empty] | P45 | 0 | [10 empty] | No | No
MC065 | Library |  |  |  | MC065-B08/P46 | AHU-SE Supply Damper Feedback | EN.EN3 Energy Sensor | [6 empty] | P46 | 0 | [10 empty] | No | No
MC065 | Library |  |  |  | MC065-B08/P47 | AHU-SE Recirc Damper Feedback | EN.EN3 Energy Sensor | [6 empty] | P47 | 0 | [10 empty] | No | No
MC065 | Library |  |  |  | MC065-B08/P48 | AHU-SE Extract Damper Feedback | EN.EN3 Energy Sensor | [6 empty] | P48 | 0 | [10 empty] | No | No
MC065 | Library |  |  |  | MC065-B08/P49 | AHU-SE Recoup Damper Feedback | EN.EN3 Energy Sensor | [6 empty] | P49 | 0 | [10 empty] | No | No
MC065 | Library |  |  |  | MC065-B08/P5 | S10 Lev A HB-A140 Space Temp | EN.EN3 Energy Sensor | [6 empty] | P5 | 0 | [10 empty] | No | No
MC065 | Library |  |  |  | MC065-B08/P4 | AHU-NE Supply Air Pressure | EN.EN3 Energy Sensor | [6 empty] | P4 | 0 | [10 empty] | No | No
MC065 | Library |  |  |  | MC065-B08/P40 | S37 Lev C HB-C063 Space Temp | EN.EN3 Energy Sensor | [6 empty] | P40 | 0 | [10 empty] | No | No
MC065 | Library |  |  |  | MC065-B08/P41 | S37 Lev C HB-C063 SP Adj | EN.EN3 Energy Sensor | [6 empty] | P41 | 0 | [10 empty] | No | No
MC065 | Library |  |  |  | MC065-B08/P42 | S38 Lev C HB-C090 Space Temp | EN.EN3 Energy Sensor | [6 empty] | P42 | 0 | [10 empty] | No | No
MC065 | Library |  |  |  | MC065-B08/P43 | S38 Lev C HB-C090 Space CO2 | EN.EN3 Energy Sensor | [6 empty] | P43 | 0 | [10 empty] | No | No
MC065 | Library |  |  |  | MC065-B08/P44 | Spare | EN.EN3 Energy Sensor | [6 empty] | P44 | 0 | [10 empty] | No | No
MC065 | Library |  |  |  | MC065-B08/P34 | S34 Lev C HB-C060 Space Temp | EN.EN3 Energy Sensor | [6 empty] | P34 | 0 | [10 empty] | No | No
MC065 | Library |  |  |  | MC065-B08/P35 | S34 Lev C HB-C060 Space CO2 | EN.EN3 Energy Sensor | [6 empty] | P35 | 0 | [10 empty] | No | No
MC065 | Library |  |  |  | MC065-B08/P36 | S35 Lev C HB-C061 Space Temp | EN.EN3 Energy Sensor | [6 empty] | P36 | 0 | [10 empty] | No | No
MC065 | Library |  |  |  | MC065-B08/P37 | S35 Lev C HB-C061 SP Adj | EN.EN3 Energy Sensor | [6 empty] | P37 | 0 | [10 empty] | No | No
MC065 | Library |  |  |  | MC065-B08/P38 | S36 Lev C HB-C062 Space Temp | EN.EN3 Energy Sensor | [6 empty] | P38 | 0 | [10 empty] | No | No
MC065 | Library |  |  |  | MC065-B08/P39 | S36 Lev C HB-C062 Space CO2 | EN.EN3 Energy Sensor | [6 empty] | P39 | 0 | [10 empty] | No | No
MC065 | Library |  |  |  | MC065-B08/P29 | S25 Lev B HB-B103 SP Adj | EN.EN3 Energy Sensor | [6 empty] | P29 | 0 | [10 empty] | No | No
MC065 | Library |  |  |  | MC065-B08/P3 | AHU-NE Extract Air Pressure | EN.EN3 Energy Sensor | [6 empty] | P3 | 0 | [10 empty] | No | No
MC065 | Library |  |  |  | MC065-B08/P30 | S24 Lev A HB-B104 Space Temp | EN.EN3 Energy Sensor | [6 empty] | P30 | 0 | [10 empty] | No | No
MC065 | Library |  |  |  | MC065-B08/P31 | S24 Lev A HB-B104 SP Adj | EN.EN3 Energy Sensor | [6 empty] | P31 | 0 | [10 empty] | No | No
MC065 | Library |  |  |  | MC065-B08/P32 | S40 Lev B HB-B106 Space Temp | EN.EN3 Energy Sensor | [6 empty] | P32 | 0 | [10 empty] | No | No
MC065 | Library |  |  |  | MC065-B08/P33 | S40 Lev B HB-B106 SP Adj | EN.EN3 Energy Sensor | [6 empty] | P33 | 0 | [10 empty] | No | No
MC065 | Library |  |  |  | MC065-B08/P23 | S21 Lev A HB-B062 SP Adj | EN.EN3 Energy Sensor | [6 empty] | P23 | 0 | [10 empty] | No | No
MC065 | Library |  |  |  | MC065-B08/P24 | S27 Lev B HB-B101 Space Temp | EN.EN3 Energy Sensor | [6 empty] | P24 | 0 | [10 empty] | No | No
MC065 | Library |  |  |  | MC065-B08/P25 | S27 Lev B HB-B101 SP Adj | EN.EN3 Energy Sensor | [6 empty] | P25 | 0 | [10 empty] | No | No
MC065 | Library |  |  |  | MC065-B08/P26 | S26 Lev B HB-B102 Space Temp | EN.EN3 Energy Sensor | [6 empty] | P26 | 0 | [10 empty] | No | No
MC065 | Library |  |  |  | MC065-B08/P27 | S26 Lev B HB-B102 Space CO2 | EN.EN3 Energy Sensor | [6 empty] | P27 | 0 | [10 empty] | No | No
MC065 | Library |  |  |  | MC065-B08/P28 | S25 Lev B HB-B103 Space Temp | EN.EN3 Energy Sensor | [6 empty] | P28 | 0 | [10 empty] | No | No
MC065 | Library |  |  |  | MC065-B08/P18 | S19 Lev B HB-B060 SP Adj | EN.EN3 Energy Sensor | [6 empty] | P18 | 0 | [10 empty] | No | No
MC065 | Library |  |  |  | MC065-B08/P19 | Level C HB C062 Adjusted SP | EN.EN3 Energy Sensor | [6 empty] | P19 | 0 | [10 empty] | No | No
MC065 | Library |  |  |  | MC065-B08/P2 | AHU-NE Extract Air Temp | EN.EN3 Energy Sensor | [6 empty] | P2 | 0 | [10 empty] | No | No
MC065 | Library |  |  |  | MC065-B08/P20 | S19 Lev B HB-B061 Space Temp | EN.EN3 Energy Sensor | [6 empty] | P20 | 0 | [10 empty] | No | No
MC065 | Library |  |  |  | MC065-B08/P21 | S19 Lev B HB-B061 SP Adj | EN.EN3 Energy Sensor | [6 empty] | P21 | 0 | [10 empty] | No | No
MC065 | Library |  |  |  | MC065-B08/P22 | S21 Lev A HB-B062 Space Temp | EN.EN3 Energy Sensor | [6 empty] | P22 | 0 | [10 empty] | No | No
MC065 | Library |  |  |  | MC065-B08/P12 | S7 Lev A HB-A095 SP Adj | EN.EN3 Energy Sensor | [6 empty] | P12 | 0 | [10 empty] | No | No
MC065 | Library |  |  |  | MC065-B08/P13 | S8 Lev A HB-A100 Space Temp | EN.EN3 Energy Sensor | [6 empty] | P13 | 0 | [10 empty] | No | No
MC065 | Library |  |  |  | MC065-B08/P14 | S8 Lev A HB-A100 SP Adj | EN.EN3 Energy Sensor | [6 empty] | P14 | 0 | [10 empty] | No | No
MC065 | Library |  |  |  | MC065-B08/P15 | S9 Lev C HB-BOA110 Space Temp | EN.EN3 Energy Sensor | [6 empty] | P15 | 0 | [10 empty] | No | No
MC065 | Library |  |  |  | MC065-B08/P16 | S9 Lev C HB-BOA110 Space CO2 | EN.EN3 Energy Sensor | [6 empty] | P16 | 0 | [10 empty] | No | No
MC065 | Library |  |  |  | MC065-B08/P17 | S19 Lev B HB-B060 Space Temp | EN.EN3 Energy Sensor | [6 empty] | P17 | 0 | [10 empty] | No | No
MC065 | Library |  |  |  | MC065-B08/O2 | Alarm Route 1 | EN.EN3 Energy Sensor | [6 empty] | O2 | 0 | [10 empty] | No | No
MC065 | Library |  |  |  | MC065-B08/O3 | Alarm Route 1 | EN.EN3 Energy Sensor | [6 empty] | O3 | 0 | [10 empty] | No | No
MC065 | Library |  |  |  | MC065-B08/P1 | AHU-NE Supply Air Temp | EN.EN3 Energy Sensor | [6 empty] | P1 | 0 | [10 empty] | No | No
MC065 | Library |  |  |  | MC065-B08/P10 | S6 Lev A HB-A090 SP Adj | EN.EN3 Energy Sensor | [6 empty] | P10 | 0 | [10 empty] | No | No
MC065 | Library |  |  |  | MC065-B08/P11 | S7 Lev A HB-A095 Space Temp | EN.EN3 Energy Sensor | [6 empty] | P11 | 0 | [10 empty] | No | No
MC065 | Library |  |  |  | MC065-B08/N6 | S22 Lev B HB-B020B Space Temp | EN.EN3 Energy Sensor | [6 empty] | N6 | 0 | [10 empty] | No | No
MC065 | Library |  |  |  | MC065-B08/N7 | Duct Frost Setpoint | EN.EN3 Energy Sensor | [6 empty] | N7 | 0 | [10 empty] | No | No
MC065 | Library |  |  |  | MC065-B08/N8 | Lev B HB-B020B SP | EN.EN3 Energy Sensor | [6 empty] | N8 | 0 | [10 empty] | No | No
MC065 | Library |  |  |  | MC065-B08/O1 | Alarm Route 1 | EN.EN3 Energy Sensor | [6 empty] | O1 | 0 | [10 empty] | No | No
MC065 | Library |  |  |  | MC065-B08/N1 | TREND_0C_C1_8B | EN.EN3 Energy Sensor | [6 empty] | N1 | 0 | [10 empty] | No | No
MC065 | Library |  |  |  | MC065-B08/N2 | Space frost protection setpoint | EN.EN3 Energy Sensor | [6 empty] | N2 | 0 | [10 empty] | No | No
MC065 | Library |  |  |  | MC065-B08/N3 | Fire Alarm STS | EN.EN3 Energy Sensor | [6 empty] | N3 | 0 | [10 empty] | No | No
MC065 | Library |  |  |  | MC065-B08/N4 | OAT Summer Eco Setpoint | EN.EN3 Energy Sensor | [6 empty] | N4 | 0 | [10 empty] | No | No
MC065 | Library |  |  |  | MC065-B08/N5 | Space Summer Eco Setpoint | EN.EN3 Energy Sensor | [6 empty] | N5 | 0 | [10 empty] | No | No
MC065 | Library |  |  |  | MC065-B08/L4 |  | EN.EN3 Energy Sensor | [6 empty] | L4 | 0 | [10 empty] | No | No
MC065 | Library |  |  |  | MC065-B08/L5 | Loop 5 | EN.EN3 Energy Sensor | [6 empty] | L5 | 0 | [10 empty] | No | No
MC065 | Library |  |  |  | MC065-B08/L6 | Loop 6 | EN.EN3 Energy Sensor | [6 empty] | L6 | 0 | [10 empty] | No | No
MC065 | Library |  |  |  | MC065-B08/L7 | Loop 7 | EN.EN3 Energy Sensor | [6 empty] | L7 | 0 | [10 empty] | No | No
MC065 | Library |  |  |  | MC065-B08/L8 | Loop 8 | EN.EN3 Energy Sensor | [6 empty] | L8 | 0 | [10 empty] | No | No
MC065 | Library |  |  |  | MC065-B08/L9 | Loop 9 | EN.EN3 Energy Sensor | [6 empty] | L9 | 0 | [10 empty] | No | No
MC065 | Library |  |  |  | MC065-B08/L20 | Loop 20 | EN.EN3 Energy Sensor | [6 empty] | L20 | 0 | [10 empty] | No | No
MC065 | Library |  |  |  | MC065-B08/L21 | Loop 21 | EN.EN3 Energy Sensor | [6 empty] | L21 | 0 | [10 empty] | No | No
MC065 | Library |  |  |  | MC065-B08/L22 | Loop 22 | EN.EN3 Energy Sensor | [6 empty] | L22 | 0 | [10 empty] | No | No
MC065 | Library |  |  |  | MC065-B08/L23 | Loop 23 | EN.EN3 Energy Sensor | [6 empty] | L23 | 0 | [10 empty] | No | No
MC065 | Library |  |  |  | MC065-B08/L24 | Loop 24 | EN.EN3 Energy Sensor | [6 empty] | L24 | 0 | [10 empty] | No | No
MC065 | Library |  |  |  | MC065-B08/L3 |  | EN.EN3 Energy Sensor | [6 empty] | L3 | 0 | [10 empty] | No | No
MC065 | Library |  |  |  | MC065-B08/L15 | Loop 15 | EN.EN3 Energy Sensor | [6 empty] | L15 | 0 | [10 empty] | No | No
MC065 | Library |  |  |  | MC065-B08/L16 | Loop 16 | EN.EN3 Energy Sensor | [6 empty] | L16 | 0 | [10 empty] | No | No
MC065 | Library |  |  |  | MC065-B08/L17 | Loop 17 | EN.EN3 Energy Sensor | [6 empty] | L17 | 0 | [10 empty] | No | No
MC065 | Library |  |  |  | MC065-B08/L18 | Loop 18 | EN.EN3 Energy Sensor | [6 empty] | L18 | 0 | [10 empty] | No | No
MC065 | Library |  |  |  | MC065-B08/L19 | Loop 19 | EN.EN3 Energy Sensor | [6 empty] | L19 | 0 | [10 empty] | No | No
MC065 | Library |  |  |  | MC065-B08/L2 | Loop 2 | EN.EN3 Energy Sensor | [6 empty] | L2 | 0 | [10 empty] | No | No
MC065 | Library |  |  |  | MC065-B08/L1 | AHU-SE Heating | EN.EN3 Energy Sensor | [6 empty] | L1 | 0 | [10 empty] | No | No
MC065 | Library |  |  |  | MC065-B08/L10 | Loop 10 | EN.EN3 Energy Sensor | [6 empty] | L10 | 0 | [10 empty] | No | No
MC065 | Library |  |  |  | MC065-B08/L11 | Loop 11 | EN.EN3 Energy Sensor | [6 empty] | L11 | 0 | [10 empty] | No | No
MC065 | Library |  |  |  | MC065-B08/L12 | Loop 12 | EN.EN3 Energy Sensor | [6 empty] | L12 | 0 | [10 empty] | No | No
MC065 | Library |  |  |  | MC065-B08/L13 | Loop 13 | EN.EN3 Energy Sensor | [6 empty] | L13 | 0 | [10 empty] | No | No
MC065 | Library |  |  |  | MC065-B08/L14 | Loop 14 | EN.EN3 Energy Sensor | [6 empty] | L14 | 0 | [10 empty] | No | No
MC065 | Library |  |  |  | MC065-B08/K3 | AHU-SE Max Sply Temp SP | EN.EN3 Energy Sensor | [6 empty] | K3 | 0 | [10 empty] | No | No
MC065 | Library |  |  |  | MC065-B08/K4 | AHU-NE Return Temp SP | EN.EN3 Energy Sensor | [6 empty] | K4 | 0 | [10 empty] | No | No
MC065 | Library |  |  |  | MC065-B08/K5 | AHU-SE Supply Pressure SP | EN.EN3 Energy Sensor | [6 empty] | K5 | 0 | [10 empty] | No | No
MC065 | Library |  |  |  | MC065-B08/K7 | AHU-SE Extract Pressure SP | EN.EN3 Energy Sensor | [6 empty] | K7 | 0 | [10 empty] | No | No
MC065 | Library |  |  |  | MC065-B08/K8 | AHU-SE Minimum Sup Fan Speed | EN.EN3 Energy Sensor | [6 empty] | K8 | 0 | [10 empty] | No | No
MC065 | Library |  |  |  | MC065-B08/K9 | AHU-SE Minimum Ex Fan Speed | EN.EN3 Energy Sensor | [6 empty] | K9 | 0 | [10 empty] | No | No
MC065 | Library |  |  |  | MC065-B08/K24 | Level C HB C SP060 | EN.EN3 Energy Sensor | [6 empty] | K24 | 0 | [10 empty] | No | No
MC065 | Library |  |  |  | MC065-B08/K25 | Level C HB C061 SP | EN.EN3 Energy Sensor | [6 empty] | K25 | 0 | [10 empty] | No | No
MC065 | Library |  |  |  | MC065-B08/K26 | Level C HB C SP062 SP | EN.EN3 Energy Sensor | [6 empty] | K26 | 0 | [10 empty] | No | No
MC065 | Library |  |  |  | MC065-B08/K27 | Level C HB C061 SP | EN.EN3 Energy Sensor | [6 empty] | K27 | 0 | [10 empty] | No | No
MC065 | Library |  |  |  | MC065-B08/K28 | Level C HB C090 SP | EN.EN3 Energy Sensor | [6 empty] | K28 | 0 | [10 empty] | No | No
MC065 | Library |  |  |  | MC065-B08/K29 | Level C Rad Valve V2-B04 SP | EN.EN3 Energy Sensor | [6 empty] | K29 | 0 | [10 empty] | No | No
MC065 | Library |  |  |  | MC065-B08/K19 | Level B HB B101 SP | EN.EN3 Energy Sensor | [6 empty] | K19 | 0 | [10 empty] | No | No
MC065 | Library |  |  |  | MC065-B08/K2 | AHU-SE Min Sply Temp SP | EN.EN3 Energy Sensor | [6 empty] | K2 | 0 | [10 empty] | No | No
MC065 | Library |  |  |  | MC065-B08/K20 | Level B HB B102 SP | EN.EN3 Energy Sensor | [6 empty] | K20 | 0 | [10 empty] | No | No
MC065 | Library |  |  |  | MC065-B08/K21 | Level B HB B103 SP | EN.EN3 Energy Sensor | [6 empty] | K21 | 0 | [10 empty] | No | No
MC065 | Library |  |  |  | MC065-B08/K22 | Level B HB B103 SP | EN.EN3 Energy Sensor | [6 empty] | K22 | 0 | [10 empty] | No | No
MC065 | Library |  |  |  | MC065-B08/K23 | Level B HB B106 SP | EN.EN3 Energy Sensor | [6 empty] | K23 | 0 | [10 empty] | No | No
MC065 | Library |  |  |  | MC065-B08/K13 | Level A HB A095 SP | EN.EN3 Energy Sensor | [6 empty] | K13 | 0 | [10 empty] | No | No
MC065 | Library |  |  |  | MC065-B08/K14 | Level A HB A100 SP | EN.EN3 Energy Sensor | [6 empty] | K14 | 0 | [10 empty] | No | No
MC065 | Library |  |  |  | MC065-B08/K15 | Level A HB A110 SP | EN.EN3 Energy Sensor | [6 empty] | K15 | 0 | [10 empty] | No | No
MC065 | Library |  |  |  | MC065-B08/K16 | Level B HB B060 SP | EN.EN3 Energy Sensor | [6 empty] | K16 | 0 | [10 empty] | No | No
MC065 | Library |  |  |  | MC065-B08/K17 | Level B HB B061 SP | EN.EN3 Energy Sensor | [6 empty] | K17 | 0 | [10 empty] | No | No
MC065 | Library |  |  |  | MC065-B08/K18 | Level B HB B062 SP | EN.EN3 Energy Sensor | [6 empty] | K18 | 0 | [10 empty] | No | No
MC065 | Library |  |  |  | MC065-B08/I9 | xcite/IO/8AO | EN.EN3 Energy Sensor | [6 empty] | I9 | 0 | [10 empty] | No | No
MC065 | Library |  |  |  | MC065-B08/K1 | LowCO2=LowOccupancySP | EN.EN3 Energy Sensor | [6 empty] | K1 | 0 | [10 empty] | No | No
MC065 | Library |  |  |  | MC065-B08/K10 | Level AHB A140 SP | EN.EN3 Energy Sensor | [6 empty] | K10 | 0 | [10 empty] | No | No
MC065 | Library |  |  |  | MC065-B08/K11 | Level B HB B090 SP | EN.EN3 Energy Sensor | [6 empty] | K11 | 0 | [10 empty] | No | No
MC065 | Library |  |  |  | MC065-B08/K12 | Level A HB A090 SP | EN.EN3 Energy Sensor | [6 empty] | K12 | 0 | [10 empty] | No | No
MC065 | Library |  |  |  | MC065-B08/I6 | xcite/IO/8UI | EN.EN3 Energy Sensor | [6 empty] | I6 | 0 | [10 empty] | No | No
MC065 | Library |  |  |  | MC065-B08/I7 | xcite/IO/8AO | EN.EN3 Energy Sensor | [6 empty] | I7 | 0 | [10 empty] | No | No
MC065 | Library |  |  |  | MC065-B08/i8 | AHU-SE ExtractlFilterSTS | EN.EN3 Energy Sensor | [6 empty] | i8 | 0 | [10 empty] | No | No
MC065 | Library |  |  |  | MC065-B08/i3 | AHU-SE Supply Flow STS | EN.EN3 Energy Sensor | [6 empty] | i3 | 0 | [10 empty] | No | No
MC065 | Library |  |  |  | MC065-B08/I4 | xcite/IO/8UI | EN.EN3 Energy Sensor | [6 empty] | I4 | 0 | [10 empty] | No | No
MC065 | Library |  |  |  | MC065-B08/I5 | xcite/IO/8UI | EN.EN3 Energy Sensor | [6 empty] | I5 | 0 | [10 empty] | No | No
MC065 | Library |  |  |  | MC065-B08/i2 | AHU-SE Supply VSD Fault | EN.EN3 Energy Sensor | [6 empty] | i2 | 0 | [10 empty] | No | No
MC065 | Library |  |  |  | MC065-B08/I20 | AHU-SE Extract Fan No Flow | EN.EN3 Energy Sensor | [6 empty] | I20 | 0 | [10 empty] | No | No
MC065 | Library |  |  |  | MC065-B08/I21 | Level A Rad V2-A-02 Valve HD | EN.EN3 Energy Sensor | [6 empty] | I21 | 0 | [10 empty] | No | No
MC065 | Library |  |  |  | MC065-B08/I22 | Level A Rad V2-A-07 Valve HD | EN.EN3 Energy Sensor | [6 empty] | I22 | 0 | [10 empty] | No | No
MC065 | Library |  |  |  | MC065-B08/I23 | Level C Rad V2-B-04 Valve HD | EN.EN3 Energy Sensor | [6 empty] | I23 | 0 | [10 empty] | No | No
MC065 | Library |  |  |  | MC065-B08/I12 | Summer Eco mode | EN.EN3 Energy Sensor | [6 empty] | I12 | 0 | [10 empty] | No | No
MC065 | Library |  |  |  | MC065-B08/I13 | Winter Vent Mode | EN.EN3 Energy Sensor | [6 empty] | I13 | 0 | [10 empty] | No | No
MC065 | Library |  |  |  | MC065-B08/I14 | Summer Vent Mode | EN.EN3 Energy Sensor | [6 empty] | I14 | 0 | [10 empty] | No | No
MC065 | Library |  |  |  | MC065-B08/I15 | OS15 Heating Demand | EN.EN3 Energy Sensor | [6 empty] | I15 | 0 | [10 empty] | No | No
MC065 | Library |  |  |  | MC065-B08/I16 | SE Zone 2 Low Occupancy | EN.EN3 Energy Sensor | [6 empty] | I16 | 0 | [10 empty] | No | No
MC065 | Library |  |  |  | MC065-B08/I19 | AHU-SE Supply Fan No Flow | EN.EN3 Energy Sensor | [6 empty] | I19 | 0 | [10 empty] | No | No
MC065 | Library |  |  |  | MC065-B08/G8 | Logic 8 | EN.EN3 Energy Sensor | [6 empty] | G8 | 0 | [10 empty] | No | No
MC065 | Library |  |  |  | MC065-B08/G9 | Low Occupancy | EN.EN3 Energy Sensor | [6 empty] | G9 | 0 | [10 empty] | No | No
MC065 | Library |  |  |  | MC065-B08/i1 | C085 AC fault | EN.EN3 Energy Sensor | [6 empty] | i1 | 0 | [10 empty] | No | No
MC065 | Library |  |  |  | MC065-B08/I10 | OAT Frost Condition | EN.EN3 Energy Sensor | [6 empty] | I10 | 0 | [10 empty] | No | No
MC065 | Library |  |  |  | MC065-B08/I11 | Space Frost Cond | EN.EN3 Energy Sensor | [6 empty] | I11 | 0 | [10 empty] | No | No
MC065 | Library |  |  |  | MC065-B08/G46 | Logic 46 | EN.EN3 Energy Sensor | [6 empty] | G46 | 0 | [10 empty] | No | No
MC065 | Library |  |  |  | MC065-B08/G47 | Logic 47 | EN.EN3 Energy Sensor | [6 empty] | G47 | 0 | [10 empty] | No | No
MC065 | Library |  |  |  | MC065-B08/G48 | Logic 48 | EN.EN3 Energy Sensor | [6 empty] | G48 | 0 | [10 empty] | No | No
MC065 | Library |  |  |  | MC065-B08/G5 | Logic 5 | EN.EN3 Energy Sensor | [6 empty] | G5 | 0 | [10 empty] | No | No
MC065 | Library |  |  |  | MC065-B08/G6 | Logic 6 | EN.EN3 Energy Sensor | [6 empty] | G6 | 0 | [10 empty] | No | No
MC065 | Library |  |  |  | MC065-B08/G7 | Logic 7 | EN.EN3 Energy Sensor | [6 empty] | G7 | 0 | [10 empty] | No | No
MC065 | Library |  |  |  | MC065-B08/G40 | Logic 40 | EN.EN3 Energy Sensor | [6 empty] | G40 | 0 | [10 empty] | No | No
MC065 | Library |  |  |  | MC065-B08/G41 | Logic 41 | EN.EN3 Energy Sensor | [6 empty] | G41 | 0 | [10 empty] | No | No
MC065 | Library |  |  |  | MC065-B08/G42 | Logic 42 | EN.EN3 Energy Sensor | [6 empty] | G42 | 0 | [10 empty] | No | No
MC065 | Library |  |  |  | MC065-B08/G43 | Logic 43 | EN.EN3 Energy Sensor | [6 empty] | G43 | 0 | [10 empty] | No | No
MC065 | Library |  |  |  | MC065-B08/G44 | Logic 44 | EN.EN3 Energy Sensor | [6 empty] | G44 | 0 | [10 empty] | No | No
MC065 | Library |  |  |  | MC065-B08/G45 | Logic 45 | EN.EN3 Energy Sensor | [6 empty] | G45 | 0 | [10 empty] | No | No
MC065 | Library |  |  |  | MC065-B08/G35 | Logic 35 | EN.EN3 Energy Sensor | [6 empty] | G35 | 0 | [10 empty] | No | No
MC065 | Library |  |  |  | MC065-B08/G36 | Logic 36 | EN.EN3 Energy Sensor | [6 empty] | G36 | 0 | [10 empty] | No | No
MC065 | Library |  |  |  | MC065-B08/G37 | Logic 37 | EN.EN3 Energy Sensor | [6 empty] | G37 | 0 | [10 empty] | No | No
MC065 | Library |  |  |  | MC065-B08/G38 | Logic 38 | EN.EN3 Energy Sensor | [6 empty] | G38 | 0 | [10 empty] | No | No
MC065 | Library |  |  |  | MC065-B08/G39 | Logic 39 | EN.EN3 Energy Sensor | [6 empty] | G39 | 0 | [10 empty] | No | No
MC065 | Library |  |  |  | MC065-B08/G4 | Summer Mode | EN.EN3 Energy Sensor | [6 empty] | G4 | 0 | [10 empty] | No | No
MC065 | Library |  |  |  | MC065-B08/G3 | Winter Mode | EN.EN3 Energy Sensor | [6 empty] | G3 | 0 | [10 empty] | No | No
MC065 | Library |  |  |  | MC065-B08/G30 | Logic 30 | EN.EN3 Energy Sensor | [6 empty] | G30 | 0 | [10 empty] | No | No
MC065 | Library |  |  |  | MC065-B08/G31 | Logic 31 | EN.EN3 Energy Sensor | [6 empty] | G31 | 0 | [10 empty] | No | No
MC065 | Library |  |  |  | MC065-B08/G32 | Logic 32 | EN.EN3 Energy Sensor | [6 empty] | G32 | 0 | [10 empty] | No | No
MC065 | Library |  |  |  | MC065-B08/G33 | Logic 33 | EN.EN3 Energy Sensor | [6 empty] | G33 | 0 | [10 empty] | No | No
MC065 | Library |  |  |  | MC065-B08/G34 | Logic 34 | EN.EN3 Energy Sensor | [6 empty] | G34 | 0 | [10 empty] | No | No
MC065 | Library |  |  |  | MC065-B08/G24 | Logic 24 | EN.EN3 Energy Sensor | [6 empty] | G24 | 0 | [10 empty] | No | No
MC065 | Library |  |  |  | MC065-B08/G25 | Logic 25 | EN.EN3 Energy Sensor | [6 empty] | G25 | 0 | [10 empty] | No | No
MC065 | Library |  |  |  | MC065-B08/G26 | Logic 26 | EN.EN3 Energy Sensor | [6 empty] | G26 | 0 | [10 empty] | No | No
MC065 | Library |  |  |  | MC065-B08/G27 | Logic 27 | EN.EN3 Energy Sensor | [6 empty] | G27 | 0 | [10 empty] | No | No
MC065 | Library |  |  |  | MC065-B08/G28 | Logic 28 | EN.EN3 Energy Sensor | [6 empty] | G28 | 0 | [10 empty] | No | No
MC065 | Library |  |  |  | MC065-B08/G29 | Logic 29 | EN.EN3 Energy Sensor | [6 empty] | G29 | 0 | [10 empty] | No | No
MC065 | Library |  |  |  | MC065-B08/G19 | AHU-NE Speed Enable | EN.EN3 Energy Sensor | [6 empty] | G19 | 0 | [10 empty] | No | No
MC065 | Library |  |  |  | MC065-B08/G2 | Summer Eco mode | EN.EN3 Energy Sensor | [6 empty] | G2 | 0 | [10 empty] | No | No
MC065 | Library |  |  |  | MC065-B08/G20 | Logic 20 | EN.EN3 Energy Sensor | [6 empty] | G20 | 0 | [10 empty] | No | No
MC065 | Library |  |  |  | MC065-B08/G21 | Logic 21 | EN.EN3 Energy Sensor | [6 empty] | G21 | 0 | [10 empty] | No | No
MC065 | Library |  |  |  | MC065-B08/G22 | Logic 22 | EN.EN3 Energy Sensor | [6 empty] | G22 | 0 | [10 empty] | No | No
MC065 | Library |  |  |  | MC065-B08/G23 | Logic 23 | EN.EN3 Energy Sensor | [6 empty] | G23 | 0 | [10 empty] | No | No
MC065 | Library |  |  |  | MC065-B08/G13 | Extract Delay On | EN.EN3 Energy Sensor | [6 empty] | G13 | 0 | [10 empty] | No | No
MC065 | Library |  |  |  | MC065-B08/G14 | Logic 14 | EN.EN3 Energy Sensor | [6 empty] | G14 | 0 | [10 empty] | No | No
MC065 | Library |  |  |  | MC065-B08/G15 | Logic 15 | EN.EN3 Energy Sensor | [6 empty] | G15 | 0 | [10 empty] | No | No
MC065 | Library |  |  |  | MC065-B08/G16 | Logic 16 | EN.EN3 Energy Sensor | [6 empty] | G16 | 0 | [10 empty] | No | No
MC065 | Library |  |  |  | MC065-B08/G17 | AHU-NW Temp Ctrl Active | EN.EN3 Energy Sensor | [6 empty] | G17 | 0 | [10 empty] | No | No
MC065 | Library |  |  |  | MC065-B08/G18 | Logic 18 | EN.EN3 Energy Sensor | [6 empty] | G18 | 0 | [10 empty] | No | No
MC065 | Library |  |  |  | MC065-B08/F98 | Function 98 | EN.EN3 Energy Sensor | [6 empty] | F98 | 0 | [10 empty] | No | No
MC065 | Library |  |  |  | MC065-B08/F99 | HB C062 Htg Dmd | EN.EN3 Energy Sensor | [6 empty] | F99 | 0 | [10 empty] | No | No
MC065 | Library |  |  |  | MC065-B08/G1 | 3rd Stage Frost Protect | EN.EN3 Energy Sensor | [6 empty] | G1 | 0 | [10 empty] | No | No
MC065 | Library |  |  |  | MC065-B08/G10 | AHU Enable | EN.EN3 Energy Sensor | [6 empty] | G10 | 0 | [10 empty] | No | No
MC065 | Library |  |  |  | MC065-B08/G11 | Logic 11 | EN.EN3 Energy Sensor | [6 empty] | G11 | 0 | [10 empty] | No | No
MC065 | Library |  |  |  | MC065-B08/G12 | Logic 12 | EN.EN3 Energy Sensor | [6 empty] | G12 | 0 | [10 empty] | No | No
MC065 | Library |  |  |  | MC065-B08/F92 | Function 92 | EN.EN3 Energy Sensor | [6 empty] | F92 | 0 | [10 empty] | No | No
MC065 | Library |  |  |  | MC065-B08/F93 | Function 93 | EN.EN3 Energy Sensor | [6 empty] | F93 | 0 | [10 empty] | No | No
MC065 | Library |  |  |  | MC065-B08/F94 | HB C060 Htg Dmd | EN.EN3 Energy Sensor | [6 empty] | F94 | 0 | [10 empty] | No | No
MC065 | Library |  |  |  | MC065-B08/F95 | Function 95 | EN.EN3 Energy Sensor | [6 empty] | F95 | 0 | [10 empty] | No | No
MC065 | Library |  |  |  | MC065-B08/F96 | HB C061 Htg Dmd | EN.EN3 Energy Sensor | [6 empty] | F96 | 0 | [10 empty] | No | No
MC065 | Library |  |  |  | MC065-B08/F97 | Function 97 | EN.EN3 Energy Sensor | [6 empty] | F97 | 0 | [10 empty] | No | No
MC065 | Library |  |  |  | MC065-B08/F87 | Function 87 | EN.EN3 Energy Sensor | [6 empty] | F87 | 0 | [10 empty] | No | No
MC065 | Library |  |  |  | MC065-B08/F88 | HB B104 Htg Dmd | EN.EN3 Energy Sensor | [6 empty] | F88 | 0 | [10 empty] | No | No
MC065 | Library |  |  |  | MC065-B08/F89 | Function 89 | EN.EN3 Energy Sensor | [6 empty] | F89 | 0 | [10 empty] | No | No
MC065 | Library |  |  |  | MC065-B08/F9 | Function 9 | EN.EN3 Energy Sensor | [6 empty] | F9 | 0 | [10 empty] | No | No
MC065 | Library |  |  |  | MC065-B08/F90 | Function 90 | EN.EN3 Energy Sensor | [6 empty] | F90 | 0 | [10 empty] | No | No
MC065 | Library |  |  |  | MC065-B08/F91 | HB B106 Htg Dmd | EN.EN3 Energy Sensor | [6 empty] | F91 | 0 | [10 empty] | No | No
MC065 | Library |  |  |  | MC065-B08/F81 | Function 81 | EN.EN3 Energy Sensor | [6 empty] | F81 | 0 | [10 empty] | No | No
MC065 | Library |  |  |  | MC065-B08/F82 | Function 82 | EN.EN3 Energy Sensor | [6 empty] | F82 | 0 | [10 empty] | No | No
MC065 | Library |  |  |  | MC065-B08/F83 | HB B102 Htg Dmd | EN.EN3 Energy Sensor | [6 empty] | F83 | 0 | [10 empty] | No | No
MC065 | Library |  |  |  | MC065-B08/F84 | Function 84 | EN.EN3 Energy Sensor | [6 empty] | F84 | 0 | [10 empty] | No | No
MC065 | Library |  |  |  | MC065-B08/F85 | HB B103 Htg Dmd | EN.EN3 Energy Sensor | [6 empty] | F85 | 0 | [10 empty] | No | No
MC065 | Library |  |  |  | MC065-B08/F86 | Function 86 | EN.EN3 Energy Sensor | [6 empty] | F86 | 0 | [10 empty] | No | No
MC065 | Library |  |  |  | MC065-B08/F76 | Function 76 | EN.EN3 Energy Sensor | [6 empty] | F76 | 0 | [10 empty] | No | No
MC065 | Library |  |  |  | MC065-B08/F77 | HB B062 Htg Dmd | EN.EN3 Energy Sensor | [6 empty] | F77 | 0 | [10 empty] | No | No
MC065 | Library |  |  |  | MC065-B08/F78 | Function 78 | EN.EN3 Energy Sensor | [6 empty] | F78 | 0 | [10 empty] | No | No
MC065 | Library |  |  |  | MC065-B08/F79 | Function 79 | EN.EN3 Energy Sensor | [6 empty] | F79 | 0 | [10 empty] | No | No
MC065 | Library |  |  |  | MC065-B08/F8 | Function 8 | EN.EN3 Energy Sensor | [6 empty] | F8 | 0 | [10 empty] | No | No
MC065 | Library |  |  |  | MC065-B08/F80 | HB B101 Htg Dmd | EN.EN3 Energy Sensor | [6 empty] | F80 | 0 | [10 empty] | No | No
MC065 | Library |  |  |  | MC065-B08/F69 | HB B060 Htg Dmd | EN.EN3 Energy Sensor | [6 empty] | F69 | 0 | [10 empty] | No | No
MC065 | Library |  |  |  | MC065-B08/F7 | Function 7 | EN.EN3 Energy Sensor | [6 empty] | F7 | 0 | [10 empty] | No | No
MC065 | Library |  |  |  | MC065-B08/F70 | Function 70 | EN.EN3 Energy Sensor | [6 empty] | F70 | 0 | [10 empty] | No | No
MC065 | Library |  |  |  | MC065-B08/F73 | Function 73 | EN.EN3 Energy Sensor | [6 empty] | F73 | 0 | [10 empty] | No | No
MC065 | Library |  |  |  | MC065-B08/F74 | HB B061 Htg Dmd | EN.EN3 Energy Sensor | [6 empty] | F74 | 0 | [10 empty] | No | No
MC065 | Library |  |  |  | MC065-B08/F75 | Function 75 | EN.EN3 Energy Sensor | [6 empty] | F75 | 0 | [10 empty] | No | No
MC065 | Library |  |  |  | MC065-B08/F63 | Function 63 | EN.EN3 Energy Sensor | [6 empty] | F63 | 0 | [10 empty] | No | No
MC065 | Library |  |  |  | MC065-B08/F64 | Function 64 | EN.EN3 Energy Sensor | [6 empty] | F64 | 0 | [10 empty] | No | No
MC065 | Library |  |  |  | MC065-B08/F65 | HB A100 Htg Dmd | EN.EN3 Energy Sensor | [6 empty] | F65 | 0 | [10 empty] | No | No
MC065 | Library |  |  |  | MC065-B08/F66 | Function 66 | EN.EN3 Energy Sensor | [6 empty] | F66 | 0 | [10 empty] | No | No
MC065 | Library |  |  |  | MC065-B08/F67 | Function 67 | EN.EN3 Energy Sensor | [6 empty] | F67 | 0 | [10 empty] | No | No
MC065 | Library |  |  |  | MC065-B08/F68 | HB A110 Htg Dmd | EN.EN3 Energy Sensor | [6 empty] | F68 | 0 | [10 empty] | No | No
MC065 | Library |  |  |  | MC065-B08/F58 | Function 58 | EN.EN3 Energy Sensor | [6 empty] | F58 | 0 | [10 empty] | No | No
MC065 | Library |  |  |  | MC065-B08/F59 | HB A090 Htg Dmd | EN.EN3 Energy Sensor | [6 empty] | F59 | 0 | [10 empty] | No | No
MC065 | Library |  |  |  | MC065-B08/F6 | Function 6 | EN.EN3 Energy Sensor | [6 empty] | F6 | 0 | [10 empty] | No | No
MC065 | Library |  |  |  | MC065-B08/F60 | Function 60 | EN.EN3 Energy Sensor | [6 empty] | F60 | 0 | [10 empty] | No | No
MC065 | Library |  |  |  | MC065-B08/F61 | Function 61 | EN.EN3 Energy Sensor | [6 empty] | F61 | 0 | [10 empty] | No | No
MC065 | Library |  |  |  | MC065-B08/F62 | HB A095 Htg Dmd | EN.EN3 Energy Sensor | [6 empty] | F62 | 0 | [10 empty] | No | No
MC065 | Library |  |  |  | MC065-B08/F52 | Function 52 | EN.EN3 Energy Sensor | [6 empty] | F52 | 0 | [10 empty] | No | No
MC065 | Library |  |  |  | MC065-B08/F53 | Function 53 | EN.EN3 Energy Sensor | [6 empty] | F53 | 0 | [10 empty] | No | No
MC065 | Library |  |  |  | MC065-B08/F54 | HB A140 Htg Dmd | EN.EN3 Energy Sensor | [6 empty] | F54 | 0 | [10 empty] | No | No
MC065 | Library |  |  |  | MC065-B08/F55 | Function 55 | EN.EN3 Energy Sensor | [6 empty] | F55 | 0 | [10 empty] | No | No
MC065 | Library |  |  |  | MC065-B08/F56 | HB A140 Htg Dmd | EN.EN3 Energy Sensor | [6 empty] | F56 | 0 | [10 empty] | No | No
MC065 | Library |  |  |  | MC065-B08/F57 | Function 57 | EN.EN3 Energy Sensor | [6 empty] | F57 | 0 | [10 empty] | No | No
MC065 | Library |  |  |  | MC065-B08/F47 | Function 47 | EN.EN3 Energy Sensor | [6 empty] | F47 | 0 | [10 empty] | No | No
MC065 | Library |  |  |  | MC065-B08/F48 | Function 48 | EN.EN3 Energy Sensor | [6 empty] | F48 | 0 | [10 empty] | No | No
MC065 | Library |  |  |  | MC065-B08/F49 | Function 49 | EN.EN3 Energy Sensor | [6 empty] | F49 | 0 | [10 empty] | No | No
MC065 | Library |  |  |  | MC065-B08/F5 | Outside air temperature frost | EN.EN3 Energy Sensor | [6 empty] | F5 | 0 | [10 empty] | No | No
MC065 | Library |  |  |  | MC065-B08/F50 | Function 50 | EN.EN3 Energy Sensor | [6 empty] | F50 | 0 | [10 empty] | No | No
MC065 | Library |  |  |  | MC065-B08/F51 | Function 51 | EN.EN3 Energy Sensor | [6 empty] | F51 | 0 | [10 empty] | No | No
MC065 | Library |  |  |  | MC065-B08/F41 | Function 41 | EN.EN3 Energy Sensor | [6 empty] | F41 | 0 | [10 empty] | No | No
MC065 | Library |  |  |  | MC065-B08/F42 | Function 42 | EN.EN3 Energy Sensor | [6 empty] | F42 | 0 | [10 empty] | No | No
MC065 | Library |  |  |  | MC065-B08/F43 | Function 43 | EN.EN3 Energy Sensor | [6 empty] | F43 | 0 | [10 empty] | No | No
MC065 | Library |  |  |  | MC065-B08/F44 | Function 44 | EN.EN3 Energy Sensor | [6 empty] | F44 | 0 | [10 empty] | No | No
MC065 | Library |  |  |  | MC065-B08/F45 | Function 45 | EN.EN3 Energy Sensor | [6 empty] | F45 | 0 | [10 empty] | No | No
MC065 | Library |  |  |  | MC065-B08/F46 | Function 46 | EN.EN3 Energy Sensor | [6 empty] | F46 | 0 | [10 empty] | No | No
MC065 | Library |  |  |  | MC065-B08/F33 | AHU-SE Htg Dmd | EN.EN3 Energy Sensor | [6 empty] | F33 | 0 | [10 empty] | No | No
MC065 | Library |  |  |  | MC065-B08/F34 | Function 34 | EN.EN3 Energy Sensor | [6 empty] | F34 | 0 | [10 empty] | No | No
MC065 | Library |  |  |  | MC065-B08/F35 | HD | EN.EN3 Energy Sensor | [6 empty] | F35 | 0 | [10 empty] | No | No
MC065 | Library |  |  |  | MC065-B08/F36 | Function 36 | EN.EN3 Energy Sensor | [6 empty] | F36 | 0 | [10 empty] | No | No
MC065 | Library |  |  |  | MC065-B08/F37 | HD | EN.EN3 Energy Sensor | [6 empty] | F37 | 0 | [10 empty] | No | No
MC065 | Library |  |  |  | MC065-B08/F4 | 4Dix Value Decoder | EN.EN3 Energy Sensor | [6 empty] | F4 | 0 | [10 empty] | No | No
MC065 | Library |  |  |  | MC065-B08/F28 | Function 28 | EN.EN3 Energy Sensor | [6 empty] | F28 | 0 | [10 empty] | No | No
MC065 | Library |  |  |  | MC065-B08/F29 | Function 29 | EN.EN3 Energy Sensor | [6 empty] | F29 | 0 | [10 empty] | No | No
MC065 | Library |  |  |  | MC065-B08/F3 | 4Dix Stable Value | EN.EN3 Energy Sensor | [6 empty] | F3 | 0 | [10 empty] | No | No
MC065 | Library |  |  |  | MC065-B08/F30 | AHU Heat Recovery Active | EN.EN3 Energy Sensor | [6 empty] | F30 | 0 | [10 empty] | No | No
MC065 | Library |  |  |  | MC065-B08/F31 | AHU-NE Recoup Dmnd | EN.EN3 Energy Sensor | [6 empty] | F31 | 0 | [10 empty] | No | No
MC065 | Library |  |  |  | MC065-B08/F32 | Function 32 | EN.EN3 Energy Sensor | [6 empty] | F32 | 0 | [10 empty] | No | No
MC065 | Library |  |  |  | MC065-B08/F22 | Function 22 | EN.EN3 Energy Sensor | [6 empty] | F22 | 0 | [10 empty] | No | No
MC065 | Library |  |  |  | MC065-B08/F23 | Function 23 | EN.EN3 Energy Sensor | [6 empty] | F23 | 0 | [10 empty] | No | No
MC065 | Library |  |  |  | MC065-B08/F24 | Function 24 | EN.EN3 Energy Sensor | [6 empty] | F24 | 0 | [10 empty] | No | No
MC065 | Library |  |  |  | MC065-B08/F25 | Function 25 | EN.EN3 Energy Sensor | [6 empty] | F25 | 0 | [10 empty] | No | No
MC065 | Library |  |  |  | MC065-B08/F26 | Function 26 | EN.EN3 Energy Sensor | [6 empty] | F26 | 0 | [10 empty] | No | No
MC065 | Library |  |  |  | MC065-B08/F27 | Function 27 | EN.EN3 Energy Sensor | [6 empty] | F27 | 0 | [10 empty] | No | No
MC065 | Library |  |  |  | MC065-B08/F17 | Function 17 | EN.EN3 Energy Sensor | [6 empty] | F17 | 0 | [10 empty] | No | No
MC065 | Library |  |  |  | MC065-B08/F18 | Function 18 | EN.EN3 Energy Sensor | [6 empty] | F18 | 0 | [10 empty] | No | No
MC065 | Library |  |  |  | MC065-B08/F19 | Function 19 | EN.EN3 Energy Sensor | [6 empty] | F19 | 0 | [10 empty] | No | No
MC065 | Library |  |  |  | MC065-B08/F2 | 4Dix Previous Value | EN.EN3 Energy Sensor | [6 empty] | F2 | 0 | [10 empty] | No | No
MC065 | Library |  |  |  | MC065-B08/F20 | Function 20 | EN.EN3 Energy Sensor | [6 empty] | F20 | 0 | [10 empty] | No | No
MC065 | Library |  |  |  | MC065-B08/F21 | Function 21 | EN.EN3 Energy Sensor | [6 empty] | F21 | 0 | [10 empty] | No | No
MC065 | Library |  |  |  | MC065-B08/F125 | Function 125 | EN.EN3 Energy Sensor | [6 empty] | F125 | 0 | [10 empty] | No | No
MC065 | Library |  |  |  | MC065-B08/F126 | Function 126 | EN.EN3 Energy Sensor | [6 empty] | F126 | 0 | [10 empty] | No | No
MC065 | Library |  |  |  | MC065-B08/F13 | Function 13 | EN.EN3 Energy Sensor | [6 empty] | F13 | 0 | [10 empty] | No | No
MC065 | Library |  |  |  | MC065-B08/F14 | Function 14 | EN.EN3 Energy Sensor | [6 empty] | F14 | 0 | [10 empty] | No | No
MC065 | Library |  |  |  | MC065-B08/F15 | Minimum Space Temp | EN.EN3 Energy Sensor | [6 empty] | F15 | 0 | [10 empty] | No | No
MC065 | Library |  |  |  | MC065-B08/F16 | Function 16 | EN.EN3 Energy Sensor | [6 empty] | F16 | 0 | [10 empty] | No | No
MC065 | Library |  |  |  | MC065-B08/F12 | Function 12 | EN.EN3 Energy Sensor | [6 empty] | F12 | 0 | [10 empty] | No | No
MC065 | Library |  |  |  | MC065-B08/F120 | Function 120 | EN.EN3 Energy Sensor | [6 empty] | F120 | 0 | [10 empty] | No | No
MC065 | Library |  |  |  | MC065-B08/F121 | Function 121 | EN.EN3 Energy Sensor | [6 empty] | F121 | 0 | [10 empty] | No | No
MC065 | Library |  |  |  | MC065-B08/F122 | Function 122 | EN.EN3 Energy Sensor | [6 empty] | F122 | 0 | [10 empty] | No | No
MC065 | Library |  |  |  | MC065-B08/F123 | Function 123 | EN.EN3 Energy Sensor | [6 empty] | F123 | 0 | [10 empty] | No | No
MC065 | Library |  |  |  | MC065-B08/F124 | Function 124 | EN.EN3 Energy Sensor | [6 empty] | F124 | 0 | [10 empty] | No | No
MC065 | Library |  |  |  | MC065-B08/F114 | Function 114 | EN.EN3 Energy Sensor | [6 empty] | F114 | 0 | [10 empty] | No | No
MC065 | Library |  |  |  | MC065-B08/F115 | Function 115 | EN.EN3 Energy Sensor | [6 empty] | F115 | 0 | [10 empty] | No | No
MC065 | Library |  |  |  | MC065-B08/F116 | Function 116 | EN.EN3 Energy Sensor | [6 empty] | F116 | 0 | [10 empty] | No | No
MC065 | Library |  |  |  | MC065-B08/F117 | Function 117 | EN.EN3 Energy Sensor | [6 empty] | F117 | 0 | [10 empty] | No | No
MC065 | Library |  |  |  | MC065-B08/F118 | Function 118 | EN.EN3 Energy Sensor | [6 empty] | F118 | 0 | [10 empty] | No | No
MC065 | Library |  |  |  | MC065-B08/F119 | Function 119 | EN.EN3 Energy Sensor | [6 empty] | F119 | 0 | [10 empty] | No | No
MC065 | Library |  |  |  | MC065-B08/F109 | Function 109 | EN.EN3 Energy Sensor | [6 empty] | F109 | 0 | [10 empty] | No | No
MC065 | Library |  |  |  | MC065-B08/F11 | Function 11 | EN.EN3 Energy Sensor | [6 empty] | F11 | 0 | [10 empty] | No | No
MC065 | Library |  |  |  | MC065-B08/F110 | Function 110 | EN.EN3 Energy Sensor | [6 empty] | F110 | 0 | [10 empty] | No | No
MC065 | Library |  |  |  | MC065-B08/F111 | Function 111 | EN.EN3 Energy Sensor | [6 empty] | F111 | 0 | [10 empty] | No | No
MC065 | Library |  |  |  | MC065-B08/F112 | Function 112 | EN.EN3 Energy Sensor | [6 empty] | F112 | 0 | [10 empty] | No | No
MC065 | Library |  |  |  | MC065-B08/F113 | Function 113 | EN.EN3 Energy Sensor | [6 empty] | F113 | 0 | [10 empty] | No | No
MC065 | Library |  |  |  | MC065-B08/F103 | Function 103 | EN.EN3 Energy Sensor | [6 empty] | F103 | 0 | [10 empty] | No | No
MC065 | Library |  |  |  | MC065-B08/F104 | HB C062 Htg Dmd | EN.EN3 Energy Sensor | [6 empty] | F104 | 0 | [10 empty] | No | No
MC065 | Library |  |  |  | MC065-B08/F105 | Function 105 | EN.EN3 Energy Sensor | [6 empty] | F105 | 0 | [10 empty] | No | No
MC065 | Library |  |  |  | MC065-B08/F106 | Function 106 | EN.EN3 Energy Sensor | [6 empty] | F106 | 0 | [10 empty] | No | No
MC065 | Library |  |  |  | MC065-B08/F107 | Function 107 | EN.EN3 Energy Sensor | [6 empty] | F107 | 0 | [10 empty] | No | No
MC065 | Library |  |  |  | MC065-B08/F108 | Function 108 | EN.EN3 Energy Sensor | [6 empty] | F108 | 0 | [10 empty] | No | No
MC065 | Library |  |  |  | MC065-B08/e1 | General Alarms | EN.EN3 Energy Sensor | [6 empty] | e1 | 0 | [10 empty] | No | No
MC065 | Library |  |  |  | MC065-B08/F1 | Is 4Dix Value Changing | EN.EN3 Energy Sensor | [6 empty] | F1 | 0 | [10 empty] | No | No
MC065 | Library |  |  |  | MC065-B08/F10 | Function 10 | EN.EN3 Energy Sensor | [6 empty] | F10 | 0 | [10 empty] | No | No
MC065 | Library |  |  |  | MC065-B08/F100 | Function 100 | EN.EN3 Energy Sensor | [6 empty] | F100 | 0 | [10 empty] | No | No
MC065 | Library |  |  |  | MC065-B08/F101 | HB C063 Htg Dmd | EN.EN3 Energy Sensor | [6 empty] | F101 | 0 | [10 empty] | No | No
MC065 | Library |  |  |  | MC065-B08/F102 | Function 102 | EN.EN3 Energy Sensor | [6 empty] | F102 | 0 | [10 empty] | No | No
MC065 | Library |  |  |  | MC065-B08/D4 | AHU-SE Heater Battery | EN.EN3 Energy Sensor | [6 empty] | D4 | 0 | [10 empty] | No | No
MC065 | Library |  |  |  | MC065-B08/D5 | AHU-SE Mixing Damper | EN.EN3 Energy Sensor | [6 empty] | D5 | 0 | [10 empty] | No | No
MC065 | Library |  |  |  | MC065-B08/D6 | AHU-SE Sply Fan Speed | EN.EN3 Energy Sensor | [6 empty] | D6 | 0 | [10 empty] | No | No
MC065 | Library |  |  |  | MC065-B08/D7 | AHU-SE Ext Fan Speed | EN.EN3 Energy Sensor | [6 empty] | D7 | 0 | [10 empty] | No | No
MC065 | Library |  |  |  | MC065-B08/D8 | Level A HB A140 Valve | EN.EN3 Energy Sensor | [6 empty] | D8 | 0 | [10 empty] | No | No
MC065 | Library |  |  |  | MC065-B08/D9 | Level A HB A140 Valve | EN.EN3 Energy Sensor | [6 empty] | D9 | 0 | [10 empty] | No | No
MC065 | Library |  |  |  | MC065-B08/D25 | Level C HB C063 Valve | EN.EN3 Energy Sensor | [6 empty] | D25 | 0 | [10 empty] | No | No
MC065 | Library |  |  |  | MC065-B08/D26 | Level C HB C090 Valve | EN.EN3 Energy Sensor | [6 empty] | D26 | 0 | [10 empty] | No | No
MC065 | Library |  |  |  | MC065-B08/D27 | Level A Rad V2-A-06 Valve | EN.EN3 Energy Sensor | [6 empty] | D27 | 0 | [10 empty] | No | No
MC065 | Library |  |  |  | MC065-B08/D28 | Level B Rad V2-A-07 Valve | EN.EN3 Energy Sensor | [6 empty] | D28 | 0 | [10 empty] | No | No
MC065 | Library |  |  |  | MC065-B08/D29 | Level C Rad V2-B-07 Valve | EN.EN3 Energy Sensor | [6 empty] | D29 | 0 | [10 empty] | No | No
MC065 | Library |  |  |  | MC065-B08/D3 | AHU-SE Recoup Damper | EN.EN3 Energy Sensor | [6 empty] | D3 | 0 | [10 empty] | No | No
MC065 | Library |  |  |  | MC065-B08/D2 | AHU-SE Extract Fan Enable | EN.EN3 Energy Sensor | [6 empty] | D2 | 0 | [10 empty] | No | No
MC065 | Library |  |  |  | MC065-B08/D20 | Level B HB B104 Valve | EN.EN3 Energy Sensor | [6 empty] | D20 | 0 | [10 empty] | No | No
MC065 | Library |  |  |  | MC065-B08/D21 | Level B HB B106 Valve | EN.EN3 Energy Sensor | [6 empty] | D21 | 0 | [10 empty] | No | No
MC065 | Library |  |  |  | MC065-B08/D22 | Level C HB C060 Valve | EN.EN3 Energy Sensor | [6 empty] | D22 | 0 | [10 empty] | No | No
MC065 | Library |  |  |  | MC065-B08/D23 | Level C HB C061 Valve | EN.EN3 Energy Sensor | [6 empty] | D23 | 0 | [10 empty] | No | No
MC065 | Library |  |  |  | MC065-B08/D24 | Level C HB C062 Valve | EN.EN3 Energy Sensor | [6 empty] | D24 | 0 | [10 empty] | No | No
MC065 | Library |  |  |  | MC065-B08/D14 | Level B HB B060 Valve | EN.EN3 Energy Sensor | [6 empty] | D14 | 0 | [10 empty] | No | No
MC065 | Library |  |  |  | MC065-B08/D15 | Level B HB B060 Valve | EN.EN3 Energy Sensor | [6 empty] | D15 | 0 | [10 empty] | No | No
MC065 | Library |  |  |  | MC065-B08/D16 | Level B HB B062 Valve | EN.EN3 Energy Sensor | [6 empty] | D16 | 0 | [10 empty] | No | No
MC065 | Library |  |  |  | MC065-B08/D17 | Level B HB B101 Valve | EN.EN3 Energy Sensor | [6 empty] | D17 | 0 | [10 empty] | No | No
MC065 | Library |  |  |  | MC065-B08/D18 | Level B HB B101 Valve | EN.EN3 Energy Sensor | [6 empty] | D18 | 0 | [10 empty] | No | No
MC065 | Library |  |  |  | MC065-B08/D19 | Level B HB B103 Valve | EN.EN3 Energy Sensor | [6 empty] | D19 | 0 | [10 empty] | No | No
MC065 | Library |  |  |  | MC065-B07/C1 | Virtual CNC 1 | EN.EN3 Energy Sensor | [6 empty] | C1 | 0 | [10 empty] | No | No
MC065 | Library |  |  |  | MC065-B07/D1 | AHU-NE Supply Fan Enable | EN.EN3 Energy Sensor | [6 empty] | D1 | 0 | [10 empty] | No | No
MC065 | Library |  |  |  | MC065-B07/D10 | Lev B HB-B020B Valve | EN.EN3 Energy Sensor | [6 empty] | D10 | 0 | [10 empty] | No | No
MC065 | Library |  |  |  | MC065-B07/D11 | Level B HB C030 Valve | EN.EN3 Energy Sensor | [6 empty] | D11 | 0 | [10 empty] | No | No
MC065 | Library |  |  |  | MC065-B07/D12 | Level A Rad V2-A-04 Valve | EN.EN3 Energy Sensor | [6 empty] | D12 | 0 | [10 empty] | No | No
MC065 | Library |  |  |  | MC065-B07/D13 | Level B Rad V2-A-05 Valve | EN.EN3 Energy Sensor | [6 empty] | D13 | 0 | [10 empty] | No | No
MC065 | Library |  |  |  | MC065-B07/Y8 | Feedback V +10+2 | EN.EN3 Energy Sensor | [6 empty] | Y8 | 0 | [10 empty] | No | No
MC065 | Library |  |  |  | MC065-B07/Y9 | Pressure I 2.5bar | EN.EN3 Energy Sensor | [6 empty] | Y9 | 0 | [10 empty] | No | No
MC065 | Library |  |  |  | MC065-B07/Z1 | NE Zone 2 Floor A OSS | EN.EN3 Energy Sensor | [6 empty] | Z1 | 0 | [10 empty] | No | No
MC065 | Library |  |  |  | MC065-B07/Z2 | NE Zone 2 Floor B OSS | EN.EN3 Energy Sensor | [6 empty] | Z2 | 0 | [10 empty] | No | No
MC065 | Library |  |  |  | MC065-B07/Z3 | NE Zone 2 Floor C OSS | EN.EN3 Energy Sensor | [6 empty] | Z3 | 0 | [10 empty] | No | No
MC065 | Library |  |  |  | MC065-B07/Y2 | Pressure I 1000Pa | EN.EN3 Energy Sensor | [6 empty] | Y2 | 0 | [10 empty] | No | No
MC065 | Library |  |  |  | MC065-B07/Y3 | Temp V 0+40 | EN.EN3 Energy Sensor | [6 empty] | Y3 | 0 | [10 empty] | No | No
MC065 | Library |  |  |  | MC065-B07/Y4 | CO2 V | EN.EN3 Energy Sensor | [6 empty] | Y4 | 0 | [10 empty] | No | No
MC065 | Library |  |  |  | MC065-B07/Y5 | Feedback V +2+10 | EN.EN3 Energy Sensor | [6 empty] | Y5 | 0 | [10 empty] | No | No
MC065 | Library |  |  |  | MC065-B07/Y6 | Outside air temperature | EN.EN3 Energy Sensor | [6 empty] | Y6 | 0 | [10 empty] | No | No
MC065 | Library |  |  |  | MC065-B07/Y7 | 4DIX V | EN.EN3 Energy Sensor | [6 empty] | Y7 | 0 | [10 empty] | No | No
MC065 | Library |  |  |  | MC065-B07/W1 | Manual Summer On-1 Auto-0 | EN.EN3 Energy Sensor | [6 empty] | W1 | 0 | [10 empty] | No | No
MC065 | Library |  |  |  | MC065-B07/W2 | Summer ECO Detect Auto-1 Off-0 | EN.EN3 Energy Sensor | [6 empty] | W2 | 0 | [10 empty] | No | No
MC065 | Library |  |  |  | MC065-B07/W3 | AHU-NE Off-Auto | EN.EN3 Energy Sensor | [6 empty] | W3 | 0 | [10 empty] | No | No
MC065 | Library |  |  |  | MC065-B07/W4 | Heating Valve OR | EN.EN3 Energy Sensor | [6 empty] | W4 | 0 | [10 empty] | No | No
MC065 | Library |  |  |  | MC065-B07/Y1 | Trend Thermistor | EN.EN3 Energy Sensor | [6 empty] | Y1 | 0 | [10 empty] | No | No
MC065 | Library |  |  |  | MC065-B07/Y10 | Pressure V 25bar | EN.EN3 Energy Sensor | [6 empty] | Y10 | 0 | [10 empty] | No | No
MC065 | Library |  |  |  | MC065-B07/S5 | S5 Lev A HB-A010 Space Temp | EN.EN3 Energy Sensor | [6 empty] | S5 | 0 | [10 empty] | No | No
MC065 | Library |  |  |  | MC065-B07/S6 | S5 Lev A HB-A010 Space CO2 | EN.EN3 Energy Sensor | [6 empty] | S6 | 0 | [10 empty] | No | No
MC065 | Library |  |  |  | MC065-B07/S7 | S18 Lev B HB-B020A Space Temp | EN.EN3 Energy Sensor | [6 empty] | S7 | 0 | [10 empty] | No | No
MC065 | Library |  |  |  | MC065-B07/S8 | S18 Lev B HB-B020A Space CO2 | EN.EN3 Energy Sensor | [6 empty] | S8 | 0 | [10 empty] | No | No
MC065 | Library |  |  |  | MC065-B07/S9 | S22 Lev B HB-B020B Space Temp | EN.EN3 Energy Sensor | [6 empty] | S9 | 0 | [10 empty] | No | No
MC065 | Library |  |  |  | MC065-B07/V1 |  | EN.EN3 Energy Sensor | [6 empty] | V1 | 0 | [10 empty] | No | No
MC065 | Library |  |  |  | MC065-B07/S32 | Actual AHU-NE Supply Press SP | EN.EN3 Energy Sensor | [6 empty] | S32 | 0 | [10 empty] | No | No
MC065 | Library |  |  |  | MC065-B07/S33 | Actual AHU-NE Extract Press SP | EN.EN3 Energy Sensor | [6 empty] | S33 | 0 | [10 empty] | No | No
MC065 | Library |  |  |  | MC065-B07/S34 | Z2 Open Plan Ave Temp | EN.EN3 Energy Sensor | [6 empty] | S34 | 0 | [10 empty] | No | No
MC065 | Library |  |  |  | MC065-B07/S35 | Level C HB C030 Valve | EN.EN3 Energy Sensor | [6 empty] | S35 | 0 | [10 empty] | No | No
MC065 | Library |  |  |  | MC065-B07/S36 | NE Water Pressure | EN.EN3 Energy Sensor | [6 empty] | S36 | 0 | [10 empty] | No | No
MC065 | Library |  |  |  | MC065-B07/S4 | AHU-NE Supply Air Pressure | EN.EN3 Energy Sensor | [6 empty] | S4 | 0 | [10 empty] | No | No
MC065 | Library |  |  |  | MC065-B07/S27 | AHU-NE Sply Fan Speed | EN.EN3 Energy Sensor | [6 empty] | S27 | 0 | [10 empty] | No | No
MC065 | Library |  |  |  | MC065-B07/S28 | AHU-NE Ext Fan Speed | EN.EN3 Energy Sensor | [6 empty] | S28 | 0 | [10 empty] | No | No
MC065 | Library |  |  |  | MC065-B07/S29 | Level A HB A010 Valve | EN.EN3 Energy Sensor | [6 empty] | S29 | 0 | [10 empty] | No | No
MC065 | Library |  |  |  | MC065-B07/S3 | AHU-NE Extract Air Pressure | EN.EN3 Energy Sensor | [6 empty] | S3 | 0 | [10 empty] | No | No
MC065 | Library |  |  |  | MC065-B07/S30 | Lev B HB-B020A Valve | EN.EN3 Energy Sensor | [6 empty] | S30 | 0 | [10 empty] | No | No
MC065 | Library |  |  |  | MC065-B07/S31 | Lev B HB-B020B Valve | EN.EN3 Energy Sensor | [6 empty] | S31 | 0 | [10 empty] | No | No
MC065 | Library |  |  |  | MC065-B07/S2 | AHU-NE Extract Air Temp | EN.EN3 Energy Sensor | [6 empty] | S2 | 0 | [10 empty] | No | No
MC065 | Library |  |  |  | MC065-B07/S21 | NE Zone 2 Max CO2 | EN.EN3 Energy Sensor | [6 empty] | S21 | 0 | [10 empty] | No | No
MC065 | Library |  |  |  | MC065-B07/S22 | AHU-NE Recoup Dmnd | EN.EN3 Energy Sensor | [6 empty] | S22 | 0 | [10 empty] | No | No
MC065 | Library |  |  |  | MC065-B07/S23 | AHU-NE Heating Coil Dmnd | EN.EN3 Energy Sensor | [6 empty] | S23 | 0 | [10 empty] | No | No
MC065 | Library |  |  |  | MC065-B07/S24 | AHU-NE Mixing Dampers Ctrl | EN.EN3 Energy Sensor | [6 empty] | S24 | 0 | [10 empty] | No | No
MC065 | Library |  |  |  | MC065-B07/S25 | AHU-NE Calc Sply Temp SP | EN.EN3 Energy Sensor | [6 empty] | S25 | 0 | [10 empty] | No | No
MC065 | Library |  |  |  | MC065-B07/S13 | 4DIX No.1 | EN.EN3 Energy Sensor | [6 empty] | S13 | 0 | [10 empty] | No | No
MC065 | Library |  |  |  | MC065-B07/S14 | AHU-NE Supply Damper Feedback | EN.EN3 Energy Sensor | [6 empty] | S14 | 0 | [10 empty] | No | No
MC065 | Library |  |  |  | MC065-B07/S15 | AHU-NE Recirc Damper Feedback | EN.EN3 Energy Sensor | [6 empty] | S15 | 0 | [10 empty] | No | No
MC065 | Library |  |  |  | MC065-B07/S16 | AHU-NE Extract Damper Feedback | EN.EN3 Energy Sensor | [6 empty] | S16 | 0 | [10 empty] | No | No
MC065 | Library |  |  |  | MC065-B07/S17 | AHU-NE Recoup Damper Feedback | EN.EN3 Energy Sensor | [6 empty] | S17 | 0 | [10 empty] | No | No
MC065 | Library |  |  |  | MC065-B07/S18 | Outside air temperature | EN.EN3 Energy Sensor | [6 empty] | S18 | 0 | [10 empty] | No | No
MC065 | Library |  |  |  | MC065-B07/P9 | S22 Lev B HB-B020B Space Temp | EN.EN3 Energy Sensor | [6 empty] | P9 | 0 | [10 empty] | No | No
MC065 | Library |  |  |  | MC065-B07/Q1 | Sequence Table 1 | EN.EN3 Energy Sensor | [6 empty] | Q1 | 0 | [10 empty] | No | No
MC065 | Library |  |  |  | MC065-B07/S1 | AHU-NE Supply Air Temp | EN.EN3 Energy Sensor | [6 empty] | S1 | 0 | [10 empty] | No | No
MC065 | Library |  |  |  | MC065-B07/S10 | S22 Lev B HB-B020B Space CO2 | EN.EN3 Energy Sensor | [6 empty] | S10 | 0 | [10 empty] | No | No
MC065 | Library |  |  |  | MC065-B07/S11 | S32 Lev C HB-C030 Space Temp | EN.EN3 Energy Sensor | [6 empty] | S11 | 0 | [10 empty] | No | No
MC065 | Library |  |  |  | MC065-B07/S12 | S32 Lev C HB-C030 Space CO2 | EN.EN3 Energy Sensor | [6 empty] | S12 | 0 | [10 empty] | No | No
MC065 | Library |  |  |  | MC065-B07/P34 | Actual AHU-NE Extract Press SP | EN.EN3 Energy Sensor | [6 empty] | P34 | 0 | [10 empty] | No | No
MC065 | Library |  |  |  | MC065-B07/P4 | AHU-NE Supply Air Pressure | EN.EN3 Energy Sensor | [6 empty] | P4 | 0 | [10 empty] | No | No
MC065 | Library |  |  |  | MC065-B07/P5 | S5 Lev A HB-A010 Space Temp | EN.EN3 Energy Sensor | [6 empty] | P5 | 0 | [10 empty] | No | No
MC065 | Library |  |  |  | MC065-B07/P6 | S5 Lev A HB-A010 Space CO2 | EN.EN3 Energy Sensor | [6 empty] | P6 | 0 | [10 empty] | No | No
MC065 | Library |  |  |  | MC065-B07/P7 | S18 Lev B HB-B020A Space Temp | EN.EN3 Energy Sensor | [6 empty] | P7 | 0 | [10 empty] | No | No
MC065 | Library |  |  |  | MC065-B07/P8 | S18 Lev B HB-B020A Space CO2 | EN.EN3 Energy Sensor | [6 empty] | P8 | 0 | [10 empty] | No | No
MC065 | Library |  |  |  | MC065-B07/P27 | Lev B HB-B020A Valve | EN.EN3 Energy Sensor | [6 empty] | P27 | 0 | [10 empty] | No | No
MC065 | Library |  |  |  | MC065-B07/P28 | Lev B HB-B020B Valve | EN.EN3 Energy Sensor | [6 empty] | P28 | 0 | [10 empty] | No | No
MC065 | Library |  |  |  | MC065-B07/P29 | NE Water Pressure | EN.EN3 Energy Sensor | [6 empty] | P29 | 0 | [10 empty] | No | No
MC065 | Library |  |  |  | MC065-B07/P3 | AHU-NE Extract Air Pressure | EN.EN3 Energy Sensor | [6 empty] | P3 | 0 | [10 empty] | No | No
MC065 | Library |  |  |  | MC065-B07/P30 | Level C HB C039 Valve | EN.EN3 Energy Sensor | [6 empty] | P30 | 0 | [10 empty] | No | No
MC065 | Library |  |  |  | MC065-B07/P33 | Actual AHU-NE Supply Press SP | EN.EN3 Energy Sensor | [6 empty] | P33 | 0 | [10 empty] | No | No
MC065 | Library |  |  |  | MC065-B07/P21 | AHU-NE Recoup Dmnd | EN.EN3 Energy Sensor | [6 empty] | P21 | 0 | [10 empty] | No | No
MC065 | Library |  |  |  | MC065-B07/P22 | AHU-NE Heating Coil Dmnd | EN.EN3 Energy Sensor | [6 empty] | P22 | 0 | [10 empty] | No | No
MC065 | Library |  |  |  | MC065-B07/P23 | AHU-NE Mixing Dampers Ctrl | EN.EN3 Energy Sensor | [6 empty] | P23 | 0 | [10 empty] | No | No
MC065 | Library |  |  |  | MC065-B07/P24 | AHU-NE Sply Fan Speed | EN.EN3 Energy Sensor | [6 empty] | P24 | 0 | [10 empty] | No | No
MC065 | Library |  |  |  | MC065-B07/P25 | AHU-NE Ext Fan Speed | EN.EN3 Energy Sensor | [6 empty] | P25 | 0 | [10 empty] | No | No
MC065 | Library |  |  |  | MC065-B07/P26 | Level A HB A010 Valve | EN.EN3 Energy Sensor | [6 empty] | P26 | 0 | [10 empty] | No | No
MC065 | Library |  |  |  | MC065-B07/P16 | AHU-NE Recoup Damper Feedback | EN.EN3 Energy Sensor | [6 empty] | P16 | 0 | [10 empty] | No | No
MC065 | Library |  |  |  | MC065-B07/P17 | Outside air temperature | EN.EN3 Energy Sensor | [6 empty] | P17 | 0 | [10 empty] | No | No
MC065 | Library |  |  |  | MC065-B07/P18 | NE Zone 2 Maz CO2 | EN.EN3 Energy Sensor | [6 empty] | P18 | 0 | [10 empty] | No | No
MC065 | Library |  |  |  | MC065-B07/P19 | NW Zone 1 Low Occupancy | EN.EN3 Energy Sensor | [6 empty] | P19 | 0 | [10 empty] | No | No
MC065 | Library |  |  |  | MC065-B07/P2 | AHU-NE Extract Air Temp | EN.EN3 Energy Sensor | [6 empty] | P2 | 0 | [10 empty] | No | No
MC065 | Library |  |  |  | MC065-B07/P20 | AHU-NE Calc Sply Temp SP | EN.EN3 Energy Sensor | [6 empty] | P20 | 0 | [10 empty] | No | No
MC065 | Library |  |  |  | MC065-B07/P10 | S22 Lev B HB-B020B Space CO2 | EN.EN3 Energy Sensor | [6 empty] | P10 | 0 | [10 empty] | No | No
MC065 | Library |  |  |  | MC065-B07/P11 | S32 Lev C HB-C030 Space Temp | EN.EN3 Energy Sensor | [6 empty] | P11 | 0 | [10 empty] | No | No
MC065 | Library |  |  |  | MC065-B07/P12 | S32 Lev C HB-C030 Space CO2 | EN.EN3 Energy Sensor | [6 empty] | P12 | 0 | [10 empty] | No | No
MC065 | Library |  |  |  | MC065-B07/P13 | AHU-NE Supply Damper Feedback | EN.EN3 Energy Sensor | [6 empty] | P13 | 0 | [10 empty] | No | No
MC065 | Library |  |  |  | MC065-B07/P14 | AHU-NE Recirc Damper Feedback | EN.EN3 Energy Sensor | [6 empty] | P14 | 0 | [10 empty] | No | No
MC065 | Library |  |  |  | MC065-B07/P15 | AHU-NE Extract Damper Feedback | EN.EN3 Energy Sensor | [6 empty] | P15 | 0 | [10 empty] | No | No
MC065 | Library |  |  |  | MC065-B07/o1 | NE Zone 2 Floor A OSS | EN.EN3 Energy Sensor | [6 empty] | o1 | 0 | [10 empty] | No | No
MC065 | Library |  |  |  | MC065-B07/o2 | NE Zone 2 Floor B OSS | EN.EN3 Energy Sensor | [6 empty] | o2 | 0 | [10 empty] | No | No
MC065 | Library |  |  |  | MC065-B07/o3 | NE Zone 2 Floor C OSS | EN.EN3 Energy Sensor | [6 empty] | o3 | 0 | [10 empty] | No | No
MC065 | Library |  |  |  | MC065-B07/P1 | AHU-NE Supply Air Temp | EN.EN3 Energy Sensor | [6 empty] | P1 | 0 | [10 empty] | No | No
MC065 | Library |  |  |  | MC065-B07/N2 | Space frost protection setpoint | EN.EN3 Energy Sensor | [6 empty] | N2 | 0 | [10 empty] | No | No
MC065 | Library |  |  |  | MC065-B07/N3 | Fire Alarm STS | EN.EN3 Energy Sensor | [6 empty] | N3 | 0 | [10 empty] | No | No
MC065 | Library |  |  |  | MC065-B07/N7 | OAT Summer Eco Setpoint | EN.EN3 Energy Sensor | [6 empty] | N7 | 0 | [10 empty] | No | No
MC065 | Library |  |  |  | MC065-B07/N8 | Space Summer Eco Setpoint | EN.EN3 Energy Sensor | [6 empty] | N8 | 0 | [10 empty] | No | No
MC065 | Library |  |  |  | MC065-B07/N9 | IC Comms 9 | EN.EN3 Energy Sensor | [6 empty] | N9 | 0 | [10 empty] | No | No
MC065 | Library |  |  |  | MC065-B07/L7 | Loop 7 | EN.EN3 Energy Sensor | [6 empty] | L7 | 0 | [10 empty] | No | No
MC065 | Library |  |  |  | MC065-B07/L8 | Loop 8 | EN.EN3 Energy Sensor | [6 empty] | L8 | 0 | [10 empty] | No | No
MC065 | Library |  |  |  | MC065-B07/L9 | Loop 9 | EN.EN3 Energy Sensor | [6 empty] | L9 | 0 | [10 empty] | No | No
MC065 | Library |  |  |  | MC065-B07/n1 | OAT Frost Setpoint | EN.EN3 Energy Sensor | [6 empty] | n1 | 0 | [10 empty] | No | No
MC065 | Library |  |  |  | MC065-B07/N10 | Duct Frost Setpoint | EN.EN3 Energy Sensor | [6 empty] | N10 | 0 | [10 empty] | No | No
MC065 | Library |  |  |  | MC065-B07/L1 | AHU-NE Heating | EN.EN3 Energy Sensor | [6 empty] | L1 | 0 | [10 empty] | No | No
MC065 | Library |  |  |  | MC065-B07/L2 | Loop 2 | EN.EN3 Energy Sensor | [6 empty] | L2 | 0 | [10 empty] | No | No
MC065 | Library |  |  |  | MC065-B07/L3 |  | EN.EN3 Energy Sensor | [6 empty] | L3 | 0 | [10 empty] | No | No
MC065 | Library |  |  |  | MC065-B07/L4 |  | EN.EN3 Energy Sensor | [6 empty] | L4 | 0 | [10 empty] | No | No
MC065 | Library |  |  |  | MC065-B07/L5 | Loop 5 | EN.EN3 Energy Sensor | [6 empty] | L5 | 0 | [10 empty] | No | No
MC065 | Library |  |  |  | MC065-B07/L6 | Loop 6 | EN.EN3 Energy Sensor | [6 empty] | L6 | 0 | [10 empty] | No | No
MC065 | Library |  |  |  | MC065-B07/K4 | AHU-NE Max Sply Temp SP | EN.EN3 Energy Sensor | [6 empty] | K4 | 0 | [10 empty] | No | No
MC065 | Library |  |  |  | MC065-B07/K5 | AHU-NE Return Temp SP | EN.EN3 Energy Sensor | [6 empty] | K5 | 0 | [10 empty] | No | No
MC065 | Library |  |  |  | MC065-B07/K6 | AHU-NE Supply Pressure SP | EN.EN3 Energy Sensor | [6 empty] | K6 | 0 | [10 empty] | No | No
MC065 | Library |  |  |  | MC065-B07/K7 | AHU-NE Minimum Sup Fan Speed | EN.EN3 Energy Sensor | [6 empty] | K7 | 0 | [10 empty] | No | No
MC065 | Library |  |  |  | MC065-B07/K8 | AHU-NE Extract Pressure SP | EN.EN3 Energy Sensor | [6 empty] | K8 | 0 | [10 empty] | No | No
MC065 | Library |  |  |  | MC065-B07/K9 | AHU-NE Minimum Ex Fan Speed | EN.EN3 Energy Sensor | [6 empty] | K9 | 0 | [10 empty] | No | No
MC065 | Library |  |  |  | MC065-B07/K10 | Level A HB A010 SP | EN.EN3 Energy Sensor | [6 empty] | K10 | 0 | [10 empty] | No | No
MC065 | Library |  |  |  | MC065-B07/K11 | Lev B HB-B020A SP | EN.EN3 Energy Sensor | [6 empty] | K11 | 0 | [10 empty] | No | No
MC065 | Library |  |  |  | MC065-B07/K12 | Lev B HB-B020B SP | EN.EN3 Energy Sensor | [6 empty] | K12 | 0 | [10 empty] | No | No
MC065 | Library |  |  |  | MC065-B07/K13 | Lev C HB-C030 SP | EN.EN3 Energy Sensor | [6 empty] | K13 | 0 | [10 empty] | No | No
MC065 | Library |  |  |  | MC065-B07/K2 | LowCO2=LowOccupancySP | EN.EN3 Energy Sensor | [6 empty] | K2 | 0 | [10 empty] | No | No
MC065 | Library |  |  |  | MC065-B07/K3 | AHU-NE Min Sply Temp SP | EN.EN3 Energy Sensor | [6 empty] | K3 | 0 | [10 empty] | No | No
MC065 | Library |  |  |  | MC065-B07/I5 | AHU-NE Frost Stat | EN.EN3 Energy Sensor | [6 empty] | I5 | 0 | [10 empty] | No | No
MC065 | Library |  |  |  | MC065-B07/I6 | AHU-NESupplyPanelFilterSTS | EN.EN3 Energy Sensor | [6 empty] | I6 | 0 | [10 empty] | No | No
MC065 | Library |  |  |  | MC065-B07/I7 | AHU-NE BagPanelFilterSTS | EN.EN3 Energy Sensor | [6 empty] | I7 | 0 | [10 empty] | No | No
MC065 | Library |  |  |  | MC065-B07/I8 | AHU-NEExtractlFilterSTS | EN.EN3 Energy Sensor | [6 empty] | I8 | 0 | [10 empty] | No | No
MC065 | Library |  |  |  | MC065-B07/I9 | 4Dix Input D | EN.EN3 Energy Sensor | [6 empty] | I9 | 0 | [10 empty] | No | No
MC065 | Library |  |  |  | MC065-B07/K1 | Heating Valve OR | EN.EN3 Energy Sensor | [6 empty] | K1 | 0 | [10 empty] | No | No
MC065 | Library |  |  |  | MC065-B07/I25 | Level C Rad V2-B-03 Valve HD | EN.EN3 Energy Sensor | [6 empty] | I25 | 0 | [10 empty] | No | No
MC065 | Library |  |  |  | MC065-B07/I27 | Winter Vent Mode | EN.EN3 Energy Sensor | [6 empty] | I27 | 0 | [10 empty] | No | No
MC065 | Library |  |  |  | MC065-B07/I28 | Summer Vent Mode | EN.EN3 Energy Sensor | [6 empty] | I28 | 0 | [10 empty] | No | No
MC065 | Library |  |  |  | MC065-B07/i3 | AHU-NE Extract VSD Fault | EN.EN3 Energy Sensor | [6 empty] | i3 | 0 | [10 empty] | No | No
MC065 | Library |  |  |  | MC065-B07/I4 | AHU-NE Extract Flow STS | EN.EN3 Energy Sensor | [6 empty] | I4 | 0 | [10 empty] | No | No
MC065 | Library |  |  |  | MC065-B07/I2 | xcite/IO/8UI | EN.EN3 Energy Sensor | [6 empty] | I2 | 0 | [10 empty] | No | No
MC065 | Library |  |  |  | MC065-B07/I20 | AHU-NE Extract Fan No Flow | EN.EN3 Energy Sensor | [6 empty] | I20 | 0 | [10 empty] | No | No
MC065 | Library |  |  |  | MC065-B07/I21 | OS13 Heating Demand | EN.EN3 Energy Sensor | [6 empty] | I21 | 0 | [10 empty] | No | No
MC065 | Library |  |  |  | MC065-B07/I22 | Level A Rad V2-A-04 Valve HD | EN.EN3 Energy Sensor | [6 empty] | I22 | 0 | [10 empty] | No | No
MC065 | Library |  |  |  | MC065-B07/I24 | Level A Rad V2-A-04 Valve HD | EN.EN3 Energy Sensor | [6 empty] | I24 | 0 | [10 empty] | No | No
MC065 | Library |  |  |  | MC065-B07/I1 | xcite/IO/8UI | EN.EN3 Energy Sensor | [6 empty] | I1 | 0 | [10 empty] | No | No
MC065 | Library |  |  |  | MC065-B07/I13 | OAT Frost Condition | EN.EN3 Energy Sensor | [6 empty] | I13 | 0 | [10 empty] | No | No
MC065 | Library |  |  |  | MC065-B07/I14 | Space Frost Cond | EN.EN3 Energy Sensor | [6 empty] | I14 | 0 | [10 empty] | No | No
MC065 | Library |  |  |  | MC065-B07/I15 | Summer Eco mode | EN.EN3 Energy Sensor | [6 empty] | I15 | 0 | [10 empty] | No | No
MC065 | Library |  |  |  | MC065-B07/I16 | NE Zone 2 Low Occupancy | EN.EN3 Energy Sensor | [6 empty] | I16 | 0 | [10 empty] | No | No
MC065 | Library |  |  |  | MC065-B07/I19 | AHU-NE Supply Fan No Flow | EN.EN3 Energy Sensor | [6 empty] | I19 | 0 | [10 empty] | No | No
MC065 | Library |  |  |  | MC065-B07/G5 | Logic 5 | EN.EN3 Energy Sensor | [6 empty] | G5 | 0 | [10 empty] | No | No
MC065 | Library |  |  |  | MC065-B07/G6 | Logic 6 | EN.EN3 Energy Sensor | [6 empty] | G6 | 0 | [10 empty] | No | No
MC065 | Library |  |  |  | MC065-B07/G7 | Extract Delay On | EN.EN3 Energy Sensor | [6 empty] | G7 | 0 | [10 empty] | No | No
MC065 | Library |  |  |  | MC065-B07/G8 | Logic 8 | EN.EN3 Energy Sensor | [6 empty] | G8 | 0 | [10 empty] | No | No
MC065 | Library |  |  |  | MC065-B07/G9 | Logic 9 | EN.EN3 Energy Sensor | [6 empty] | G9 | 0 | [10 empty] | No | No
MC065 | Library |  |  |  | MC065-B07/G26 | Logic 26 | EN.EN3 Energy Sensor | [6 empty] | G26 | 0 | [10 empty] | No | No
MC065 | Library |  |  |  | MC065-B07/G27 | Winter Mode | EN.EN3 Energy Sensor | [6 empty] | G27 | 0 | [10 empty] | No | No
MC065 | Library |  |  |  | MC065-B07/G28 | Summer Mode | EN.EN3 Energy Sensor | [6 empty] | G28 | 0 | [10 empty] | No | No
MC065 | Library |  |  |  | MC065-B07/G29 | Logic 29 | EN.EN3 Energy Sensor | [6 empty] | G29 | 0 | [10 empty] | No | No
MC065 | Library |  |  |  | MC065-B07/G3 | Low Occupancy | EN.EN3 Energy Sensor | [6 empty] | G3 | 0 | [10 empty] | No | No
MC065 | Library |  |  |  | MC065-B07/G4 | AHU Enable | EN.EN3 Energy Sensor | [6 empty] | G4 | 0 | [10 empty] | No | No
MC065 | Library |  |  |  | MC065-B07/G20 | Logic 20 | EN.EN3 Energy Sensor | [6 empty] | G20 | 0 | [10 empty] | No | No
MC065 | Library |  |  |  | MC065-B07/G21 | Logic 21 | EN.EN3 Energy Sensor | [6 empty] | G21 | 0 | [10 empty] | No | No
MC065 | Library |  |  |  | MC065-B07/G22 | Logic 22 | EN.EN3 Energy Sensor | [6 empty] | G22 | 0 | [10 empty] | No | No
MC065 | Library |  |  |  | MC065-B07/G23 | Logic 23 | EN.EN3 Energy Sensor | [6 empty] | G23 | 0 | [10 empty] | No | No
MC065 | Library |  |  |  | MC065-B07/G24 | Logic 24 | EN.EN3 Energy Sensor | [6 empty] | G24 | 0 | [10 empty] | No | No
MC065 | Library |  |  |  | MC065-B07/G25 | Logic 25 | EN.EN3 Energy Sensor | [6 empty] | G25 | 0 | [10 empty] | No | No
MC065 | Library |  |  |  | MC065-B07/G15 | Logic 15 | EN.EN3 Energy Sensor | [6 empty] | G15 | 0 | [10 empty] | No | No
MC065 | Library |  |  |  | MC065-B07/G16 | Logic 16 | EN.EN3 Energy Sensor | [6 empty] | G16 | 0 | [10 empty] | No | No
MC065 | Library |  |  |  | MC065-B07/G17 | Logic 17 | EN.EN3 Energy Sensor | [6 empty] | G17 | 0 | [10 empty] | No | No
MC065 | Library |  |  |  | MC065-B07/G18 | Logic 18 | EN.EN3 Energy Sensor | [6 empty] | G18 | 0 | [10 empty] | No | No
MC065 | Library |  |  |  | MC065-B07/G19 | Logic 19 | EN.EN3 Energy Sensor | [6 empty] | G19 | 0 | [10 empty] | No | No
MC065 | Library |  |  |  | MC065-B07/G2 | Summer Eco mode | EN.EN3 Energy Sensor | [6 empty] | G2 | 0 | [10 empty] | No | No
MC065 | Library |  |  |  | MC065-B07/G1 | 3rd Stage Frost Protect | EN.EN3 Energy Sensor | [6 empty] | G1 | 0 | [10 empty] | No | No
MC065 | Library |  |  |  | MC065-B07/G10 | Logic 10 | EN.EN3 Energy Sensor | [6 empty] | G10 | 0 | [10 empty] | No | No
MC065 | Library |  |  |  | MC065-B07/G11 | AHU-NE Temp Ctrl Active | EN.EN3 Energy Sensor | [6 empty] | G11 | 0 | [10 empty] | No | No
MC065 | Library |  |  |  | MC065-B07/G12 | Logic 12 | EN.EN3 Energy Sensor | [6 empty] | G12 | 0 | [10 empty] | No | No
MC065 | Library |  |  |  | MC065-B07/G13 | AHU-NE Speed Enable | EN.EN3 Energy Sensor | [6 empty] | G13 | 0 | [10 empty] | No | No
MC065 | Library |  |  |  | MC065-B07/G14 | Logic 14 | EN.EN3 Energy Sensor | [6 empty] | G14 | 0 | [10 empty] | No | No
MC065 | Library |  |  |  | MC065-B07/F64 | Function 64 | EN.EN3 Energy Sensor | [6 empty] | F64 | 0 | [10 empty] | No | No
MC065 | Library |  |  |  | MC065-B07/F65 | Function 65 | EN.EN3 Energy Sensor | [6 empty] | F65 | 0 | [10 empty] | No | No
MC065 | Library |  |  |  | MC065-B07/F66 | Function 66 | EN.EN3 Energy Sensor | [6 empty] | F66 | 0 | [10 empty] | No | No
MC065 | Library |  |  |  | MC065-B07/F67 | Function 67 | EN.EN3 Energy Sensor | [6 empty] | F67 | 0 | [10 empty] | No | No
MC065 | Library |  |  |  | MC065-B07/F8 | Outside air temperature frost | EN.EN3 Energy Sensor | [6 empty] | F8 | 0 | [10 empty] | No | No
MC065 | Library |  |  |  | MC065-B07/F9 | Function 9 | EN.EN3 Energy Sensor | [6 empty] | F9 | 0 | [10 empty] | No | No
MC065 | Library |  |  |  | MC065-B07/F58 | Function 58 | EN.EN3 Energy Sensor | [6 empty] | F58 | 0 | [10 empty] | No | No
MC065 | Library |  |  |  | MC065-B07/F59 | Function 59 | EN.EN3 Energy Sensor | [6 empty] | F59 | 0 | [10 empty] | No | No
MC065 | Library |  |  |  | MC065-B07/F60 | Function 60 | EN.EN3 Energy Sensor | [6 empty] | F60 | 0 | [10 empty] | No | No
MC065 | Library |  |  |  | MC065-B07/F61 | Function 61 | EN.EN3 Energy Sensor | [6 empty] | F61 | 0 | [10 empty] | No | No
MC065 | Library |  |  |  | MC065-B07/F62 | Function 62 | EN.EN3 Energy Sensor | [6 empty] | F62 | 0 | [10 empty] | No | No
MC065 | Library |  |  |  | MC065-B07/F63 | Function 63 | EN.EN3 Energy Sensor | [6 empty] | F63 | 0 | [10 empty] | No | No
MC065 | Library |  |  |  | MC065-B07/F52 | Function 52 | EN.EN3 Energy Sensor | [6 empty] | F52 | 0 | [10 empty] | No | No
MC065 | Library |  |  |  | MC065-B07/F53 | Function 53 | EN.EN3 Energy Sensor | [6 empty] | F53 | 0 | [10 empty] | No | No
MC065 | Library |  |  |  | MC065-B07/F54 | Function 54 | EN.EN3 Energy Sensor | [6 empty] | F54 | 0 | [10 empty] | No | No
MC065 | Library |  |  |  | MC065-B07/F55 | Function 55 | EN.EN3 Energy Sensor | [6 empty] | F55 | 0 | [10 empty] | No | No
MC065 | Library |  |  |  | MC065-B07/F56 | Function 56 | EN.EN3 Energy Sensor | [6 empty] | F56 | 0 | [10 empty] | No | No
MC065 | Library |  |  |  | MC065-B07/F57 | Function 57 | EN.EN3 Energy Sensor | [6 empty] | F57 | 0 | [10 empty] | No | No
MC065 | Library |  |  |  | MC065-B07/F47 | Function 47 | EN.EN3 Energy Sensor | [6 empty] | F47 | 0 | [10 empty] | No | No
MC065 | Library |  |  |  | MC065-B07/F48 | Function 48 | EN.EN3 Energy Sensor | [6 empty] | F48 | 0 | [10 empty] | No | No
MC065 | Library |  |  |  | MC065-B07/F49 | Function 49 | EN.EN3 Energy Sensor | [6 empty] | F49 | 0 | [10 empty] | No | No
MC065 | Library |  |  |  | MC065-B07/F5 | Function 5 | EN.EN3 Energy Sensor | [6 empty] | F5 | 0 | [10 empty] | No | No
MC065 | Library |  |  |  | MC065-B07/F50 | Function 50 | EN.EN3 Energy Sensor | [6 empty] | F50 | 0 | [10 empty] | No | No
MC065 | Library |  |  |  | MC065-B07/F51 | Function 51 | EN.EN3 Energy Sensor | [6 empty] | F51 | 0 | [10 empty] | No | No
MC065 | Library |  |  |  | MC065-B07/F41 | HB B020A Htg Dmd | EN.EN3 Energy Sensor | [6 empty] | F41 | 0 | [10 empty] | No | No
MC065 | Library |  |  |  | MC065-B07/F42 | Function 42 | EN.EN3 Energy Sensor | [6 empty] | F42 | 0 | [10 empty] | No | No
MC065 | Library |  |  |  | MC065-B07/F43 | HB B020B Htg Dmd | EN.EN3 Energy Sensor | [6 empty] | F43 | 0 | [10 empty] | No | No
MC065 | Library |  |  |  | MC065-B07/F44 | Function 44 | EN.EN3 Energy Sensor | [6 empty] | F44 | 0 | [10 empty] | No | No
MC065 | Library |  |  |  | MC065-B07/F45 | Function 45 | EN.EN3 Energy Sensor | [6 empty] | F45 | 0 | [10 empty] | No | No
MC065 | Library |  |  |  | MC065-B07/F46 | HB C030 Htg Dmd | EN.EN3 Energy Sensor | [6 empty] | F46 | 0 | [10 empty] | No | No
MC065 | Library |  |  |  | MC065-B07/F36 | Function 36 | EN.EN3 Energy Sensor | [6 empty] | F36 | 0 | [10 empty] | No | No
MC065 | Library |  |  |  | MC065-B07/F37 | Function 37 | EN.EN3 Energy Sensor | [6 empty] | F37 | 0 | [10 empty] | No | No
MC065 | Library |  |  |  | MC065-B07/F38 | Function 38 | EN.EN3 Energy Sensor | [6 empty] | F38 | 0 | [10 empty] | No | No
MC065 | Library |  |  |  | MC065-B07/F39 | HB A010 Htg Dmd | EN.EN3 Energy Sensor | [6 empty] | F39 | 0 | [10 empty] | No | No
MC065 | Library |  |  |  | MC065-B07/F4 | 4Dix Value Decoder | EN.EN3 Energy Sensor | [6 empty] | F4 | 0 | [10 empty] | No | No
MC065 | Library |  |  |  | MC065-B07/F40 | Function 40 | EN.EN3 Energy Sensor | [6 empty] | F40 | 0 | [10 empty] | No | No
MC065 | Library |  |  |  | MC065-B07/F28 | HD | EN.EN3 Energy Sensor | [6 empty] | F28 | 0 | [10 empty] | No | No
MC065 | Library |  |  |  | MC065-B07/F3 | 4Dix Stable Value | EN.EN3 Energy Sensor | [6 empty] | F3 | 0 | [10 empty] | No | No
MC065 | Library |  |  |  | MC065-B07/F32 | Function 32 | EN.EN3 Energy Sensor | [6 empty] | F32 | 0 | [10 empty] | No | No
MC065 | Library |  |  |  | MC065-B07/F33 | Function 33 | EN.EN3 Energy Sensor | [6 empty] | F33 | 0 | [10 empty] | No | No
MC065 | Library |  |  |  | MC065-B07/F34 | Function 34 | EN.EN3 Energy Sensor | [6 empty] | F34 | 0 | [10 empty] | No | No
MC065 | Library |  |  |  | MC065-B07/F35 | Function 35 | EN.EN3 Energy Sensor | [6 empty] | F35 | 0 | [10 empty] | No | No
MC065 | Library |  |  |  | MC065-B07/F22 | AHU-NE Recoup Dmnd | EN.EN3 Energy Sensor | [6 empty] | F22 | 0 | [10 empty] | No | No
MC065 | Library |  |  |  | MC065-B07/F23 | Function 23 | EN.EN3 Energy Sensor | [6 empty] | F23 | 0 | [10 empty] | No | No
MC065 | Library |  |  |  | MC065-B07/F24 | AHU-NE Htg Dmd | EN.EN3 Energy Sensor | [6 empty] | F24 | 0 | [10 empty] | No | No
MC065 | Library |  |  |  | MC065-B07/F25 | Function 25 | EN.EN3 Energy Sensor | [6 empty] | F25 | 0 | [10 empty] | No | No
MC065 | Library |  |  |  | MC065-B07/F26 | HD | EN.EN3 Energy Sensor | [6 empty] | F26 | 0 | [10 empty] | No | No
MC065 | Library |  |  |  | MC065-B07/F27 | Function 27 | EN.EN3 Energy Sensor | [6 empty] | F27 | 0 | [10 empty] | No | No
MC065 | Library |  |  |  | MC065-B07/F17 | Function 17 | EN.EN3 Energy Sensor | [6 empty] | F17 | 0 | [10 empty] | No | No
MC065 | Library |  |  |  | MC065-B07/F18 | Function 18 | EN.EN3 Energy Sensor | [6 empty] | F18 | 0 | [10 empty] | No | No
MC065 | Library |  |  |  | MC065-B07/F19 | Function 19 | EN.EN3 Energy Sensor | [6 empty] | F19 | 0 | [10 empty] | No | No
MC065 | Library |  |  |  | MC065-B07/F2 | 4Dix Previous Value | EN.EN3 Energy Sensor | [6 empty] | F2 | 0 | [10 empty] | No | No
MC065 | Library |  |  |  | MC065-B07/F20 | Function 20 | EN.EN3 Energy Sensor | [6 empty] | F20 | 0 | [10 empty] | No | No
MC065 | Library |  |  |  | MC065-B07/F21 | AHU Heat Recovery Active | EN.EN3 Energy Sensor | [6 empty] | F21 | 0 | [10 empty] | No | No
MC065 | Library |  |  |  | MC065-B07/F11 | Function 11 | EN.EN3 Energy Sensor | [6 empty] | F11 | 0 | [10 empty] | No | No
MC065 | Library |  |  |  | MC065-B07/F12 | Function 12 | EN.EN3 Energy Sensor | [6 empty] | F12 | 0 | [10 empty] | No | No
MC065 | Library |  |  |  | MC065-B07/F13 | Function 13 | EN.EN3 Energy Sensor | [6 empty] | F13 | 0 | [10 empty] | No | No
MC065 | Library |  |  |  | MC065-B07/F14 | Function 14 | EN.EN3 Energy Sensor | [6 empty] | F14 | 0 | [10 empty] | No | No
MC065 | Library |  |  |  | MC065-B07/F15 | Function 15 | EN.EN3 Energy Sensor | [6 empty] | F15 | 0 | [10 empty] | No | No
MC065 | Library |  |  |  | MC065-B07/F16 | Function 16 | EN.EN3 Energy Sensor | [6 empty] | F16 | 0 | [10 empty] | No | No
MC065 | Library |  |  |  | MC065-B07/D7 | AHU-NE Ext Fan Speed | EN.EN3 Energy Sensor | [6 empty] | D7 | 0 | [10 empty] | No | No
MC065 | Library |  |  |  | MC065-B07/D8 | Level A HB A010 Valve | EN.EN3 Energy Sensor | [6 empty] | D8 | 0 | [10 empty] | No | No
MC065 | Library |  |  |  | MC065-B07/D9 | Lev B HB-B020A Valve | EN.EN3 Energy Sensor | [6 empty] | D9 | 0 | [10 empty] | No | No
MC065 | Library |  |  |  | MC065-B07/e1 | General Alarms | EN.EN3 Energy Sensor | [6 empty] | e1 | 0 | [10 empty] | No | No
MC065 | Library |  |  |  | MC065-B07/F1 | Is 4Dix Value Changing | EN.EN3 Energy Sensor | [6 empty] | F1 | 0 | [10 empty] | No | No
MC065 | Library |  |  |  | MC065-B07/F10 | Function 10 | EN.EN3 Energy Sensor | [6 empty] | F10 | 0 | [10 empty] | No | No
MC065 | Library |  |  |  | MC065-B07/D14 | Level C Rad V2-B-03 Valve | EN.EN3 Energy Sensor | [6 empty] | D14 | 0 | [10 empty] | No | No
MC065 | Library |  |  |  | MC065-B07/D2 | AHU-NE Extract Fan Enable | EN.EN3 Energy Sensor | [6 empty] | D2 | 0 | [10 empty] | No | No
MC065 | Library |  |  |  | MC065-B07/D3 | AHU-NE Recoup Damper | EN.EN3 Energy Sensor | [6 empty] | D3 | 0 | [10 empty] | No | No
MC065 | Library |  |  |  | MC065-B07/D4 | AHU-NE Heater Battery | EN.EN3 Energy Sensor | [6 empty] | D4 | 0 | [10 empty] | No | No
MC065 | Library |  |  |  | MC065-B07/D5 | AHU-NE Mixing Damper | EN.EN3 Energy Sensor | [6 empty] | D5 | 0 | [10 empty] | No | No
MC065 | Library |  |  |  | MC065-B07/D6 | AHU-NE Sply Fan Speed | EN.EN3 Energy Sensor | [6 empty] | D6 | 0 | [10 empty] | No | No
MC065 | Library |  |  |  | MC065-B01/C1 | Virtual CNC 1 | EN.EN3 Energy Sensor | [6 empty] | C1 | 0 | [10 empty] | No | No
MC065 | Library |  |  |  | MC065-B01/D1 | PHEx No.1 Control Valve | EN.EN3 Energy Sensor | [6 empty] | D1 | 0 | [10 empty] | No | No
MC065 | Library |  |  |  | MC065-B01/D10 | AHU-LG Heater Battery | EN.EN3 Energy Sensor | [6 empty] | D10 | 0 | [10 empty] | No | No
MC065 | Library |  |  |  | MC065-B01/D11 | AHU-LG Sply Fan Speed | EN.EN3 Energy Sensor | [6 empty] | D11 | 0 | [10 empty] | No | No
MC065 | Library |  |  |  | MC065-B01/D12 | AHU-LG Ext Fan Speed | EN.EN3 Energy Sensor | [6 empty] | D12 | 0 | [10 empty] | No | No
MC065 | Library |  |  |  | MC065-B01/D13 | Bookbinder Zone Valve V2-LG-01 | EN.EN3 Energy Sensor | [6 empty] | D13 | 0 | [10 empty] | No | No
MC065 | Library |  |  |  | MC065-B01/Y3 | Pressure I 1000Pa | EN.EN3 Energy Sensor | [6 empty] | Y3 | 0 | [10 empty] | No | No
MC065 | Library |  |  |  | MC065-B01/Y4 | Outside air temperature | EN.EN3 Energy Sensor | [6 empty] | Y4 | 0 | [10 empty] | No | No
MC065 | Library |  |  |  | MC065-B01/Y5 | Knob T 3deg trim | EN.EN3 Energy Sensor | [6 empty] | Y5 | 0 | [10 empty] | No | No
MC065 | Library |  |  |  | MC065-B01/Y6 | Room temperature | EN.EN3 Energy Sensor | [6 empty] | Y6 | 0 | [10 empty] | No | No
MC065 | Library |  |  |  | MC065-B01/Z1 | AHU-LG Timezone | EN.EN3 Energy Sensor | [6 empty] | Z1 | 0 | [10 empty] | No | No
MC065 | Library |  |  |  | MC065-B01/Z2 | BookBinders Timezone | EN.EN3 Energy Sensor | [6 empty] | Z2 | 0 | [10 empty] | No | No
MC065 | Library |  |  |  | MC065-B01/W4 | Pump Override Switch | EN.EN3 Energy Sensor | [6 empty] | W4 | 0 | [10 empty] | No | No
MC065 | Library |  |  |  | MC065-B01/W5 | LPHW Pumps Rotate | EN.EN3 Energy Sensor | [6 empty] | W5 | 0 | [10 empty] | No | No
MC065 | Library |  |  |  | MC065-B01/W6 | LTHW Pump Reset | EN.EN3 Energy Sensor | [6 empty] | W6 | 0 | [10 empty] | No | No
MC065 | Library |  |  |  | MC065-B01/W7 | AHU-LG Off-Auto | EN.EN3 Energy Sensor | [6 empty] | W7 | 0 | [10 empty] | No | No
MC065 | Library |  |  |  | MC065-B01/Y1 | Thermistor TBTI | EN.EN3 Energy Sensor | [6 empty] | Y1 | 0 | [10 empty] | No | No
MC065 | Library |  |  |  | MC065-B01/Y2 | Pressure I 10bar | EN.EN3 Energy Sensor | [6 empty] | Y2 | 0 | [10 empty] | No | No
MC065 | Library |  |  |  | MC065-B01/S8 | AHU-LG Extract Pressure | EN.EN3 Energy Sensor | [6 empty] | S8 | 0 | [10 empty] | No | No
MC065 | Library |  |  |  | MC065-B01/S9 | Outside air temperature | EN.EN3 Energy Sensor | [6 empty] | S9 | 0 | [10 empty] | No | No
MC065 | Library |  |  |  | MC065-B01/V1 |  | EN.EN3 Energy Sensor | [6 empty] | V1 | 0 | [10 empty] | No | No
MC065 | Library |  |  |  | MC065-B01/W1 | Manual Summer On-1 Auto-0 | EN.EN3 Energy Sensor | [6 empty] | W1 | 0 | [10 empty] | No | No
MC065 | Library |  |  |  | MC065-B01/W2 | Summer ECO Detect Auto-1 Off-0 | EN.EN3 Energy Sensor | [6 empty] | W2 | 0 | [10 empty] | No | No
MC065 | Library |  |  |  | MC065-B01/W3 | LPHW PHX Fixed SP-1 Auto SP-0 | EN.EN3 Energy Sensor | [6 empty] | W3 | 0 | [10 empty] | No | No
MC065 | Library |  |  |  | MC065-B01/S40 | AHU-LG Heating Coil Dmnd | EN.EN3 Energy Sensor | [6 empty] | S40 | 0 | [10 empty] | No | No
MC065 | Library |  |  |  | MC065-B01/S41 | AHU-LG Sply Fan Speed | EN.EN3 Energy Sensor | [6 empty] | S41 | 0 | [10 empty] | No | No
MC065 | Library |  |  |  | MC065-B01/S43 | AHU-LG Ext Fan Speed | EN.EN3 Energy Sensor | [6 empty] | S43 | 0 | [10 empty] | No | No
MC065 | Library |  |  |  | MC065-B01/S5 | SW WaterPressure | EN.EN3 Energy Sensor | [6 empty] | S5 | 0 | [10 empty] | No | No
MC065 | Library |  |  |  | MC065-B01/S6 | SE WaterPressure | EN.EN3 Energy Sensor | [6 empty] | S6 | 0 | [10 empty] | No | No
MC065 | Library |  |  |  | MC065-B01/S7 | AHU-LG Supply Pressure | EN.EN3 Energy Sensor | [6 empty] | S7 | 0 | [10 empty] | No | No
MC065 | Library |  |  |  | MC065-B01/S34 | LTHW Pump Speed | EN.EN3 Energy Sensor | [6 empty] | S34 | 0 | [10 empty] | No | No
MC065 | Library |  |  |  | MC065-B01/S35 | AHU-NW Calc Sply Temp SP | EN.EN3 Energy Sensor | [6 empty] | S35 | 0 | [10 empty] | No | No
MC065 | Library |  |  |  | MC065-B01/S36 | LTHWPump1CtrlSignal | EN.EN3 Energy Sensor | [6 empty] | S36 | 0 | [10 empty] | No | No
MC065 | Library |  |  |  | MC065-B01/S37 | LTHWPump2CtrlSignal | EN.EN3 Energy Sensor | [6 empty] | S37 | 0 | [10 empty] | No | No
MC065 | Library |  |  |  | MC065-B01/S39 | AHU-LG Recoup Dmnd | EN.EN3 Energy Sensor | [6 empty] | S39 | 0 | [10 empty] | No | No
MC065 | Library |  |  |  | MC065-B01/S4 | NE WaterPressure | EN.EN3 Energy Sensor | [6 empty] | S4 | 0 | [10 empty] | No | No
MC065 | Library |  |  |  | MC065-B01/S18 | Common LTHW Return Temp | EN.EN3 Energy Sensor | [6 empty] | S18 | 0 | [10 empty] | No | No
MC065 | Library |  |  |  | MC065-B01/S2 | PHEx No.2 Secondary Flow Temp | EN.EN3 Energy Sensor | [6 empty] | S2 | 0 | [10 empty] | No | No
MC065 | Library |  |  |  | MC065-B01/S29 | LPHW PHX VT Htg Circ Calc Temp | EN.EN3 Energy Sensor | [6 empty] | S29 | 0 | [10 empty] | No | No
MC065 | Library |  |  |  | MC065-B01/S3 | NW WaterPressure | EN.EN3 Energy Sensor | [6 empty] | S3 | 0 | [10 empty] | No | No
MC065 | Library |  |  |  | MC065-B01/S30 | LPHW PHX VT Htg Circ Setpoint | EN.EN3 Energy Sensor | [6 empty] | S30 | 0 | [10 empty] | No | No
MC065 | Library |  |  |  | MC065-B01/S31 | Minimum Zone Pressure | EN.EN3 Energy Sensor | [6 empty] | S31 | 0 | [10 empty] | No | No
MC065 | Library |  |  |  | MC065-B01/S10 | Spare | EN.EN3 Energy Sensor | [6 empty] | S10 | 0 | [10 empty] | No | No
MC065 | Library |  |  |  | MC065-B01/S11 | BookbindersRoomTemp | EN.EN3 Energy Sensor | [6 empty] | S11 | 0 | [10 empty] | No | No
MC065 | Library |  |  |  | MC065-B01/S12 | BookbindersRoomSPAdjust | EN.EN3 Energy Sensor | [6 empty] | S12 | 0 | [10 empty] | No | No
MC065 | Library |  |  |  | MC065-B01/S14 | AHU-LG Off Supply Air Temp | EN.EN3 Energy Sensor | [6 empty] | S14 | 0 | [10 empty] | No | No
MC065 | Library |  |  |  | MC065-B01/S15 | AHU-LG Off Extract Air Temp | EN.EN3 Energy Sensor | [6 empty] | S15 | 0 | [10 empty] | No | No
MC065 | Library |  |  |  | MC065-B01/S17 | Common LTHW Flow Temp | EN.EN3 Energy Sensor | [6 empty] | S17 | 0 | [10 empty] | No | No
MC065 | Library |  |  |  | MC065-B01/P6 | SE WaterPressure | EN.EN3 Energy Sensor | [6 empty] | P6 | 0 | [10 empty] | No | No
MC065 | Library |  |  |  | MC065-B01/P7 | AHU-LG Supply Pressure | EN.EN3 Energy Sensor | [6 empty] | P7 | 0 | [10 empty] | No | No
MC065 | Library |  |  |  | MC065-B01/P8 | AHU-LG Extract Pressure | EN.EN3 Energy Sensor | [6 empty] | P8 | 0 | [10 empty] | No | No
MC065 | Library |  |  |  | MC065-B01/P9 | Outside air temperature | EN.EN3 Energy Sensor | [6 empty] | P9 | 0 | [10 empty] | No | No
MC065 | Library |  |  |  | MC065-B01/Q1 | Sequence Table 1 | EN.EN3 Energy Sensor | [6 empty] | Q1 | 0 | [10 empty] | No | No
MC065 | Library |  |  |  | MC065-B01/S1 | PHEx No.1 Secondary Flow Temp | EN.EN3 Energy Sensor | [6 empty] | S1 | 0 | [10 empty] | No | No
MC065 | Library |  |  |  | MC065-B01/P26 | AHU-LG Heating Coil Dmnd | EN.EN3 Energy Sensor | [6 empty] | P26 | 0 | [10 empty] | No | No
MC065 | Library |  |  |  | MC065-B01/P27 | AHU-LG Sply Fan Speed | EN.EN3 Energy Sensor | [6 empty] | P27 | 0 | [10 empty] | No | No
MC065 | Library |  |  |  | MC065-B01/P28 | AHU-LG Ext Fan Speed | EN.EN3 Energy Sensor | [6 empty] | P28 | 0 | [10 empty] | No | No
MC065 | Library |  |  |  | MC065-B01/P3 | NW WaterPressure | EN.EN3 Energy Sensor | [6 empty] | P3 | 0 | [10 empty] | No | No
MC065 | Library |  |  |  | MC065-B01/P4 | NE WaterPressure | EN.EN3 Energy Sensor | [6 empty] | P4 | 0 | [10 empty] | No | No
MC065 | Library |  |  |  | MC065-B01/P5 | SW WaterPressure | EN.EN3 Energy Sensor | [6 empty] | P5 | 0 | [10 empty] | No | No
MC065 | Library |  |  |  | MC065-B01/P20 | Average Zone Pressure | EN.EN3 Energy Sensor | [6 empty] | P20 | 0 | [10 empty] | No | No
MC065 | Library |  |  |  | MC065-B01/P21 | LTHW Pump Speed | EN.EN3 Energy Sensor | [6 empty] | P21 | 0 | [10 empty] | No | No
MC065 | Library |  |  |  | MC065-B01/P22 | LTHWPump1CtrlSignal | EN.EN3 Energy Sensor | [6 empty] | P22 | 0 | [10 empty] | No | No
MC065 | Library |  |  |  | MC065-B01/P23 | LTHWPump2CtrlSignal | EN.EN3 Energy Sensor | [6 empty] | P23 | 0 | [10 empty] | No | No
MC065 | Library |  |  |  | MC065-B01/P24 | AHU-LG Calc Sply Temp SP | EN.EN3 Energy Sensor | [6 empty] | P24 | 0 | [10 empty] | No | No
MC065 | Library |  |  |  | MC065-B01/P25 | AHU-LG Recoup Dmnd | EN.EN3 Energy Sensor | [6 empty] | P25 | 0 | [10 empty] | No | No
MC065 | Library |  |  |  | MC065-B01/P14 | AHU-LG Off Extract Air Temp | EN.EN3 Energy Sensor | [6 empty] | P14 | 0 | [10 empty] | No | No
MC065 | Library |  |  |  | MC065-B01/P16 | Common LTHW Flow Temp | EN.EN3 Energy Sensor | [6 empty] | P16 | 0 | [10 empty] | No | No
MC065 | Library |  |  |  | MC065-B01/P17 | Common LTHW Return Temp | EN.EN3 Energy Sensor | [6 empty] | P17 | 0 | [10 empty] | No | No
MC065 | Library |  |  |  | MC065-B01/P18 | LPHW PHX VT Htg Circ Calc Temp | EN.EN3 Energy Sensor | [6 empty] | P18 | 0 | [10 empty] | No | No
MC065 | Library |  |  |  | MC065-B01/P19 | LPHW PHX VT Htg Circ Setpoint | EN.EN3 Energy Sensor | [6 empty] | P19 | 0 | [10 empty] | No | No
MC065 | Library |  |  |  | MC065-B01/P2 | PHEx No.2 Secondary Flow Temp | EN.EN3 Energy Sensor | [6 empty] | P2 | 0 | [10 empty] | No | No
MC065 | Library |  |  |  | MC065-B01/o2 | Bookbinders | EN.EN3 Energy Sensor | [6 empty] | o2 | 0 | [10 empty] | No | No
MC065 | Library |  |  |  | MC065-B01/o3 | Alarm Route 1 | EN.EN3 Energy Sensor | [6 empty] | o3 | 0 | [10 empty] | No | No
MC065 | Library |  |  |  | MC065-B01/P1 | PHEx No.1 Secondary Flow Temp | EN.EN3 Energy Sensor | [6 empty] | P1 | 0 | [10 empty] | No | No
MC065 | Library |  |  |  | MC065-B01/P10 | BookbindersRoomTemp | EN.EN3 Energy Sensor | [6 empty] | P10 | 0 | [10 empty] | No | No
MC065 | Library |  |  |  | MC065-B01/P11 | BookbindersRoomSPAdjust | EN.EN3 Energy Sensor | [6 empty] | P11 | 0 | [10 empty] | No | No
MC065 | Library |  |  |  | MC065-B01/P13 | AHU-LG Off Supply Air Temp | EN.EN3 Energy Sensor | [6 empty] | P13 | 0 | [10 empty] | No | No
MC065 | Library |  |  |  | MC065-B01/N5 | NW Water Pressure | EN.EN3 Energy Sensor | [6 empty] | N5 | 0 | [10 empty] | No | No
MC065 | Library |  |  |  | MC065-B01/N6 | NE Water Pressure | EN.EN3 Energy Sensor | [6 empty] | N6 | 0 | [10 empty] | No | No
MC065 | Library |  |  |  | MC065-B01/N7 | SW Water Pressure | EN.EN3 Energy Sensor | [6 empty] | N7 | 0 | [10 empty] | No | No
MC065 | Library |  |  |  | MC065-B01/N8 | SE Water Pressure | EN.EN3 Energy Sensor | [6 empty] | N8 | 0 | [10 empty] | No | No
MC065 | Library |  |  |  | MC065-B01/o1 | Alarm Route 1 | EN.EN3 Energy Sensor | [6 empty] | o1 | 0 | [10 empty] | No | No
MC065 | Library |  |  |  | MC065-B01/L8 | Loop 8 | EN.EN3 Energy Sensor | [6 empty] | L8 | 0 | [10 empty] | No | No
MC065 | Library |  |  |  | MC065-B01/N1 | TREND_0D_7F_AE | EN.EN3 Energy Sensor | [6 empty] | N1 | 0 | [10 empty] | No | No
MC065 | Library |  |  |  | MC065-B01/N2 | OS13 Heating Demand | EN.EN3 Energy Sensor | [6 empty] | N2 | 0 | [10 empty] | No | No
MC065 | Library |  |  |  | MC065-B01/N3 | OS14 Heating Demand | EN.EN3 Energy Sensor | [6 empty] | N3 | 0 | [10 empty] | No | No
MC065 | Library |  |  |  | MC065-B01/N4 | OS15 Heating Demand | EN.EN3 Energy Sensor | [6 empty] | N4 | 0 | [10 empty] | No | No
MC065 | Library |  |  |  | MC065-B01/L2 | Loop 2 | EN.EN3 Energy Sensor | [6 empty] | L2 | 0 | [10 empty] | No | No
MC065 | Library |  |  |  | MC065-B01/L3 |  | EN.EN3 Energy Sensor | [6 empty] | L3 | 0 | [10 empty] | No | No
MC065 | Library |  |  |  | MC065-B01/L4 |  | EN.EN3 Energy Sensor | [6 empty] | L4 | 0 | [10 empty] | No | No
MC065 | Library |  |  |  | MC065-B01/L5 | Loop 5 | EN.EN3 Energy Sensor | [6 empty] | L5 | 0 | [10 empty] | No | No
MC065 | Library |  |  |  | MC065-B01/L6 |  | EN.EN3 Energy Sensor | [6 empty] | L6 | 0 | [10 empty] | No | No
MC065 | Library |  |  |  | MC065-B01/L7 |  | EN.EN3 Energy Sensor | [6 empty] | L7 | 0 | [10 empty] | No | No
MC065 | Library |  |  |  | MC065-B01/K5 | Space Summer Eco Setpoint | EN.EN3 Energy Sensor | [6 empty] | K5 | 0 | [10 empty] | No | No
MC065 | Library |  |  |  | MC065-B01/K6 | Distirct Htg Pump Index SP 0.6 | EN.EN3 Energy Sensor | [6 empty] | K6 | 0 | [10 empty] | No | No
MC065 | Library |  |  |  | MC065-B01/K7 | LPTHW PHX VT Flow Temp @0 OAT | EN.EN3 Energy Sensor | [6 empty] | K7 | 0 | [10 empty] | No | No
MC065 | Library |  |  |  | MC065-B01/K8 | LPTHW PHX VT Flow Temp @18 OAT | EN.EN3 Energy Sensor | [6 empty] | K8 | 0 | [10 empty] | No | No
MC065 | Library |  |  |  | MC065-B01/K9 | LPHW PHX Fixed Flow Temp SP | EN.EN3 Energy Sensor | [6 empty] | K9 | 0 | [10 empty] | No | No
MC065 | Library |  |  |  | MC065-B01/L1 | Loop 1 | EN.EN3 Energy Sensor | [6 empty] | L1 | 0 | [10 empty] | No | No
MC065 | Library |  |  |  | MC065-B01/K18 | Bookbinders Space SP | EN.EN3 Energy Sensor | [6 empty] | K18 | 0 | [10 empty] | No | No
MC065 | Library |  |  |  | MC065-B01/K19 | Duct Frost SP | EN.EN3 Energy Sensor | [6 empty] | K19 | 0 | [10 empty] | No | No
MC065 | Library |  |  |  | MC065-B01/K2 | Water Frost Setpoint | EN.EN3 Energy Sensor | [6 empty] | K2 | 0 | [10 empty] | No | No
MC065 | Library |  |  |  | MC065-B01/K20 | Pump Override Speed | EN.EN3 Energy Sensor | [6 empty] | K20 | 0 | [10 empty] | No | No
MC065 | Library |  |  |  | MC065-B01/K3 | Space frost protection setpoint | EN.EN3 Energy Sensor | [6 empty] | K3 | 0 | [10 empty] | No | No
MC065 | Library |  |  |  | MC065-B01/K4 | OAT Summer Eco Setpoint | EN.EN3 Energy Sensor | [6 empty] | K4 | 0 | [10 empty] | No | No
MC065 | Library |  |  |  | MC065-B01/K12 | AHU-LG Max Sply Temp SP | EN.EN3 Energy Sensor | [6 empty] | K12 | 0 | [10 empty] | No | No
MC065 | Library |  |  |  | MC065-B01/K13 | AHU-LG Supply Pressure SP | EN.EN3 Energy Sensor | [6 empty] | K13 | 0 | [10 empty] | No | No
MC065 | Library |  |  |  | MC065-B01/K14 | AHU-LG Return Temp SP | EN.EN3 Energy Sensor | [6 empty] | K14 | 0 | [10 empty] | No | No
MC065 | Library |  |  |  | MC065-B01/K15 | AHU-LG Minimum Sup Fan Speed | EN.EN3 Energy Sensor | [6 empty] | K15 | 0 | [10 empty] | No | No
MC065 | Library |  |  |  | MC065-B01/K16 | AHU-LG Extract Pressure SP | EN.EN3 Energy Sensor | [6 empty] | K16 | 0 | [10 empty] | No | No
MC065 | Library |  |  |  | MC065-B01/K17 | AHU-LG Minimum Ex Fan Speed | EN.EN3 Energy Sensor | [6 empty] | K17 | 0 | [10 empty] | No | No
MC065 | Library |  |  |  | MC065-B01/I7 | LTHWSecondaryPumpP2A VSD Fault | EN.EN3 Energy Sensor | [6 empty] | I7 | 0 | [10 empty] | No | No
MC065 | Library |  |  |  | MC065-B01/I8 | Spare | EN.EN3 Energy Sensor | [6 empty] | I8 | 0 | [10 empty] | No | No
MC065 | Library |  |  |  | MC065-B01/I9 | AHU-LG SupplyFanFlowStatus | EN.EN3 Energy Sensor | [6 empty] | I9 | 0 | [10 empty] | No | No
MC065 | Library |  |  |  | MC065-B01/K1 | OAT Frost Setpoint | EN.EN3 Energy Sensor | [6 empty] | K1 | 0 | [10 empty] | No | No
MC065 | Library |  |  |  | MC065-B01/K10 | LTHW Pmp Minimum Speed | EN.EN3 Energy Sensor | [6 empty] | K10 | 0 | [10 empty] | No | No
MC065 | Library |  |  |  | MC065-B01/K11 | AHU-LG Min Sply Temp SP | EN.EN3 Energy Sensor | [6 empty] | K11 | 0 | [10 empty] | No | No
MC065 | Library |  |  |  | MC065-B01/I30 | LTHW Pump 2 Flow Fail | EN.EN3 Energy Sensor | [6 empty] | I30 | 0 | [10 empty] | No | No
MC065 | Library |  |  |  | MC065-B01/I31 | AHU-LG Supply Fan No Flow | EN.EN3 Energy Sensor | [6 empty] | I31 | 0 | [10 empty] | No | No
MC065 | Library |  |  |  | MC065-B01/I32 | AHU-LG Extract Fan No Flow | EN.EN3 Energy Sensor | [6 empty] | I32 | 0 | [10 empty] | No | No
MC065 | Library |  |  |  | MC065-B01/I4 | LTHWSecPumpFlowStatus | EN.EN3 Energy Sensor | [6 empty] | I4 | 0 | [10 empty] | No | No
MC065 | Library |  |  |  | MC065-B01/I5 | Leak Detection Panel Alarm | EN.EN3 Energy Sensor | [6 empty] | I5 | 0 | [10 empty] | No | No
MC065 | Library |  |  |  | MC065-B01/I6 | LTHWSecondaryPumpP1A VSD Fault | EN.EN3 Energy Sensor | [6 empty] | I6 | 0 | [10 empty] | No | No
MC065 | Library |  |  |  | MC065-B01/I2 | xcite/IO/8DI/8TI | EN.EN3 Energy Sensor | [6 empty] | I2 | 0 | [10 empty] | No | No
MC065 | Library |  |  |  | MC065-B01/I20 | Space Frost Cond | EN.EN3 Energy Sensor | [6 empty] | I20 | 0 | [10 empty] | No | No
MC065 | Library |  |  |  | MC065-B01/I21 | Summer Eco mode | EN.EN3 Energy Sensor | [6 empty] | I21 | 0 | [10 empty] | No | No
MC065 | Library |  |  |  | MC065-B01/I29 | LTHW Pump 1 Flow Fail | EN.EN3 Energy Sensor | [6 empty] | I29 | 0 | [10 empty] | No | No
MC065 | Library |  |  |  | MC065-B01/i3 | PressUnitCommonFault | EN.EN3 Energy Sensor | [6 empty] | i3 | 0 | [10 empty] | No | No
MC065 | Library |  |  |  | MC065-B01/I15 | AHU-LG FrostStatStatus | EN.EN3 Energy Sensor | [6 empty] | I15 | 0 | [10 empty] | No | No
MC065 | Library |  |  |  | MC065-B01/I16 | FireAlarmStatus | EN.EN3 Energy Sensor | [6 empty] | I16 | 0 | [10 empty] | No | No
MC065 | Library |  |  |  | MC065-B01/I17 | OAT Frost Condition | EN.EN3 Energy Sensor | [6 empty] | I17 | 0 | [10 empty] | No | No
MC065 | Library |  |  |  | MC065-B01/I18 | Water Frost Cond | EN.EN3 Energy Sensor | [6 empty] | I18 | 0 | [10 empty] | No | No
MC065 | Library |  |  |  | MC065-B01/I19 | Valve Frost Override | EN.EN3 Energy Sensor | [6 empty] | I19 | 0 | [10 empty] | No | No
MC065 | Library |  |  |  | MC065-B01/I1 | xcite/IO/8UI | EN.EN3 Energy Sensor | [6 empty] | I1 | 0 | [10 empty] | No | No
MC065 | Library |  |  |  | MC065-B01/I10 | AHU-LG SupplyVSDFault | EN.EN3 Energy Sensor | [6 empty] | I10 | 0 | [10 empty] | No | No
MC065 | Library |  |  |  | MC065-B01/I11 | AHU-LG ExtractFanFlowStatus | EN.EN3 Energy Sensor | [6 empty] | I11 | 0 | [10 empty] | No | No
MC065 | Library |  |  |  | MC065-B01/I12 | AHU-LG ExtractVSDFault | EN.EN3 Energy Sensor | [6 empty] | I12 | 0 | [10 empty] | No | No
MC065 | Library |  |  |  | MC065-B01/I13 | AHU-LG SupplyFanFilterStatus | EN.EN3 Energy Sensor | [6 empty] | I13 | 0 | [10 empty] | No | No
MC065 | Library |  |  |  | MC065-B01/I14 | AHU-LG ExtractFanFilterStatus | EN.EN3 Energy Sensor | [6 empty] | I14 | 0 | [10 empty] | No | No
MC065 | Library |  |  |  | MC065-B01/G69 | OS11 Htg Demands | EN.EN3 Energy Sensor | [6 empty] | G69 | 0 | [10 empty] | No | No
MC065 | Library |  |  |  | MC065-B01/G7 | Logic 7 | EN.EN3 Energy Sensor | [6 empty] | G7 | 0 | [10 empty] | No | No
MC065 | Library |  |  |  | MC065-B01/G70 | OS12 Htg Demands | EN.EN3 Energy Sensor | [6 empty] | G70 | 0 | [10 empty] | No | No
MC065 | Library |  |  |  | MC065-B01/G8 | Heating demand | EN.EN3 Energy Sensor | [6 empty] | G8 | 0 | [10 empty] | No | No
MC065 | Library |  |  |  | MC065-B01/G9 | Logic 9 | EN.EN3 Energy Sensor | [6 empty] | G9 | 0 | [10 empty] | No | No
MC065 | Library |  |  |  | MC065-B01/G60 | Logic 60 | EN.EN3 Energy Sensor | [6 empty] | G60 | 0 | [10 empty] | No | No
MC065 | Library |  |  |  | MC065-B01/G61 | AHU-LG Temp Ctrl Active | EN.EN3 Energy Sensor | [6 empty] | G61 | 0 | [10 empty] | No | No
MC065 | Library |  |  |  | MC065-B01/G64 | AHU-LG Speed Enable | EN.EN3 Energy Sensor | [6 empty] | G64 | 0 | [10 empty] | No | No
MC065 | Library |  |  |  | MC065-B01/G65 | BookBinder Htg Dmd | EN.EN3 Energy Sensor | [6 empty] | G65 | 0 | [10 empty] | No | No
MC065 | Library |  |  |  | MC065-B01/G67 | Logic 67 | EN.EN3 Energy Sensor | [6 empty] | G67 | 0 | [10 empty] | No | No
MC065 | Library |  |  |  | MC065-B01/G68 | Logic 68 | EN.EN3 Energy Sensor | [6 empty] | G68 | 0 | [10 empty] | No | No
MC065 | Library |  |  |  | MC065-B01/G55 | AHU Enable | EN.EN3 Energy Sensor | [6 empty] | G55 | 0 | [10 empty] | No | No
MC065 | Library |  |  |  | MC065-B01/G56 | Logic 56 | EN.EN3 Energy Sensor | [6 empty] | G56 | 0 | [10 empty] | No | No
MC065 | Library |  |  |  | MC065-B01/G57 | Logic 57 | EN.EN3 Energy Sensor | [6 empty] | G57 | 0 | [10 empty] | No | No
MC065 | Library |  |  |  | MC065-B01/G58 | Extract Delay On | EN.EN3 Energy Sensor | [6 empty] | G58 | 0 | [10 empty] | No | No
MC065 | Library |  |  |  | MC065-B01/G59 | Logic 59 | EN.EN3 Energy Sensor | [6 empty] | G59 | 0 | [10 empty] | No | No
MC065 | Library |  |  |  | MC065-B01/G6 | Logic 6 | EN.EN3 Energy Sensor | [6 empty] | G6 | 0 | [10 empty] | No | No
MC065 | Library |  |  |  | MC065-B01/G5 | Heating Pumps Required | EN.EN3 Energy Sensor | [6 empty] | G5 | 0 | [10 empty] | No | No
MC065 | Library |  |  |  | MC065-B01/G50 | Logic 50 | EN.EN3 Energy Sensor | [6 empty] | G50 | 0 | [10 empty] | No | No
MC065 | Library |  |  |  | MC065-B01/G51 | Logic 51 | EN.EN3 Energy Sensor | [6 empty] | G51 | 0 | [10 empty] | No | No
MC065 | Library |  |  |  | MC065-B01/G52 | Logic 52 | EN.EN3 Energy Sensor | [6 empty] | G52 | 0 | [10 empty] | No | No
MC065 | Library |  |  |  | MC065-B01/G53 | Logic 53 | EN.EN3 Energy Sensor | [6 empty] | G53 | 0 | [10 empty] | No | No
MC065 | Library |  |  |  | MC065-B01/G54 | Logic 54 | EN.EN3 Energy Sensor | [6 empty] | G54 | 0 | [10 empty] | No | No
MC065 | Library |  |  |  | MC065-B01/G44 | LPHW Pump2Enable | EN.EN3 Energy Sensor | [6 empty] | G44 | 0 | [10 empty] | No | No
MC065 | Library |  |  |  | MC065-B01/G45 | Logic 45 | EN.EN3 Energy Sensor | [6 empty] | G45 | 0 | [10 empty] | No | No
MC065 | Library |  |  |  | MC065-B01/G46 | Logic 46 | EN.EN3 Energy Sensor | [6 empty] | G46 | 0 | [10 empty] | No | No
MC065 | Library |  |  |  | MC065-B01/G47 | Logic 47 | EN.EN3 Energy Sensor | [6 empty] | G47 | 0 | [10 empty] | No | No
MC065 | Library |  |  |  | MC065-B01/G48 | LTHW Pump Reset | EN.EN3 Energy Sensor | [6 empty] | G48 | 0 | [10 empty] | No | No
MC065 | Library |  |  |  | MC065-B01/G49 | Logic 49 | EN.EN3 Energy Sensor | [6 empty] | G49 | 0 | [10 empty] | No | No
MC065 | Library |  |  |  | MC065-B01/G39 | Logic 39 | EN.EN3 Energy Sensor | [6 empty] | G39 | 0 | [10 empty] | No | No
MC065 | Library |  |  |  | MC065-B01/G4 | Summer Eco mode | EN.EN3 Energy Sensor | [6 empty] | G4 | 0 | [10 empty] | No | No
MC065 | Library |  |  |  | MC065-B01/G40 | Logic 40 | EN.EN3 Energy Sensor | [6 empty] | G40 | 0 | [10 empty] | No | No
MC065 | Library |  |  |  | MC065-B01/G41 | Logic 41 | EN.EN3 Energy Sensor | [6 empty] | G41 | 0 | [10 empty] | No | No
MC065 | Library |  |  |  | MC065-B01/G42 | Logic 42 | EN.EN3 Energy Sensor | [6 empty] | G42 | 0 | [10 empty] | No | No
MC065 | Library |  |  |  | MC065-B01/G43 | LPHW Pump1Enable | EN.EN3 Energy Sensor | [6 empty] | G43 | 0 | [10 empty] | No | No
MC065 | Library |  |  |  | MC065-B01/G11 | Logic 11 | EN.EN3 Energy Sensor | [6 empty] | G11 | 0 | [10 empty] | No | No
MC065 | Library |  |  |  | MC065-B01/G12 | Logic 12 | EN.EN3 Energy Sensor | [6 empty] | G12 | 0 | [10 empty] | No | No
MC065 | Library |  |  |  | MC065-B01/G13 | LPHW Htg Pump Exercise | EN.EN3 Energy Sensor | [6 empty] | G13 | 0 | [10 empty] | No | No
MC065 | Library |  |  |  | MC065-B01/G2 | 3rd Stage Frost Protect | EN.EN3 Energy Sensor | [6 empty] | G2 | 0 | [10 empty] | No | No
MC065 | Library |  |  |  | MC065-B01/G3 | Logic 3 | EN.EN3 Energy Sensor | [6 empty] | G3 | 0 | [10 empty] | No | No
MC065 | Library |  |  |  | MC065-B01/G38 | Logic 38 | EN.EN3 Energy Sensor | [6 empty] | G38 | 0 | [10 empty] | No | No
MC065 | Library |  |  |  | MC065-B01/F6 | Function 6 | EN.EN3 Energy Sensor | [6 empty] | F6 | 0 | [10 empty] | No | No
MC065 | Library |  |  |  | MC065-B01/F7 | Function 7 | EN.EN3 Energy Sensor | [6 empty] | F7 | 0 | [10 empty] | No | No
MC065 | Library |  |  |  | MC065-B01/F8 | Function 8 | EN.EN3 Energy Sensor | [6 empty] | F8 | 0 | [10 empty] | No | No
MC065 | Library |  |  |  | MC065-B01/F9 | Function 9 | EN.EN3 Energy Sensor | [6 empty] | F9 | 0 | [10 empty] | No | No
MC065 | Library |  |  |  | MC065-B01/G1 | 2nd Stage Water Frost | EN.EN3 Energy Sensor | [6 empty] | G1 | 0 | [10 empty] | No | No
MC065 | Library |  |  |  | MC065-B01/G10 | LTHW Htg Pumps Go | EN.EN3 Energy Sensor | [6 empty] | G10 | 0 | [10 empty] | No | No
MC065 | Library |  |  |  | MC065-B01/F41 | Function 41 | EN.EN3 Energy Sensor | [6 empty] | F41 | 0 | [10 empty] | No | No
MC065 | Library |  |  |  | MC065-B01/F42 | MinWaterPressure | EN.EN3 Energy Sensor | [6 empty] | F42 | 0 | [10 empty] | No | No
MC065 | Library |  |  |  | MC065-B01/F43 | Function 43 | EN.EN3 Energy Sensor | [6 empty] | F43 | 0 | [10 empty] | No | No
MC065 | Library |  |  |  | MC065-B01/F44 | Function 44 | EN.EN3 Energy Sensor | [6 empty] | F44 | 0 | [10 empty] | No | No
MC065 | Library |  |  |  | MC065-B01/F45 | Function 45 | EN.EN3 Energy Sensor | [6 empty] | F45 | 0 | [10 empty] | No | No
MC065 | Library |  |  |  | MC065-B01/F5 | Function 5 | EN.EN3 Energy Sensor | [6 empty] | F5 | 0 | [10 empty] | No | No
MC065 | Library |  |  |  | MC065-B01/F36 | Function 36 | EN.EN3 Energy Sensor | [6 empty] | F36 | 0 | [10 empty] | No | No
MC065 | Library |  |  |  | MC065-B01/F37 | Function 37 | EN.EN3 Energy Sensor | [6 empty] | F37 | 0 | [10 empty] | No | No
MC065 | Library |  |  |  | MC065-B01/F38 | Function 38 | EN.EN3 Energy Sensor | [6 empty] | F38 | 0 | [10 empty] | No | No
MC065 | Library |  |  |  | MC065-B01/F39 | Function 39 | EN.EN3 Energy Sensor | [6 empty] | F39 | 0 | [10 empty] | No | No
MC065 | Library |  |  |  | MC065-B01/F4 | Function 4 | EN.EN3 Energy Sensor | [6 empty] | F4 | 0 | [10 empty] | No | No
MC065 | Library |  |  |  | MC065-B01/F40 | AHU-LG Htg Dmd | EN.EN3 Energy Sensor | [6 empty] | F40 | 0 | [10 empty] | No | No
MC065 | Library |  |  |  | MC065-B01/F30 | Function 30 | EN.EN3 Energy Sensor | [6 empty] | F30 | 0 | [10 empty] | No | No
MC065 | Library |  |  |  | MC065-B01/F31 | Function 31 | EN.EN3 Energy Sensor | [6 empty] | F31 | 0 | [10 empty] | No | No
MC065 | Library |  |  |  | MC065-B01/F32 | Function 32 | EN.EN3 Energy Sensor | [6 empty] | F32 | 0 | [10 empty] | No | No
MC065 | Library |  |  |  | MC065-B01/F33 | Function 33 | EN.EN3 Energy Sensor | [6 empty] | F33 | 0 | [10 empty] | No | No
MC065 | Library |  |  |  | MC065-B01/F34 | Function 34 | EN.EN3 Energy Sensor | [6 empty] | F34 | 0 | [10 empty] | No | No
MC065 | Library |  |  |  | MC065-B01/F35 | Function 35 | EN.EN3 Energy Sensor | [6 empty] | F35 | 0 | [10 empty] | No | No
MC065 | Library |  |  |  | MC065-B01/F25 | Function 25 | EN.EN3 Energy Sensor | [6 empty] | F25 | 0 | [10 empty] | No | No
MC065 | Library |  |  |  | MC065-B01/F26 | Function 26 | EN.EN3 Energy Sensor | [6 empty] | F26 | 0 | [10 empty] | No | No
MC065 | Library |  |  |  | MC065-B01/F27 | AHU Heat Recovery Active | EN.EN3 Energy Sensor | [6 empty] | F27 | 0 | [10 empty] | No | No
MC065 | Library |  |  |  | MC065-B01/F28 | AHU Heat Valve Rescale | EN.EN3 Energy Sensor | [6 empty] | F28 | 0 | [10 empty] | No | No
MC065 | Library |  |  |  | MC065-B01/F29 | AHU-LG Recoup Dmnd | EN.EN3 Energy Sensor | [6 empty] | F29 | 0 | [10 empty] | No | No
MC065 | Library |  |  |  | MC065-B01/F3 | Function 3 | EN.EN3 Energy Sensor | [6 empty] | F3 | 0 | [10 empty] | No | No
MC065 | Library |  |  |  | MC065-B01/F2 | Water frost | EN.EN3 Energy Sensor | [6 empty] | F2 | 0 | [10 empty] | No | No
MC065 | Library |  |  |  | MC065-B01/F20 | Function 20 | EN.EN3 Energy Sensor | [6 empty] | F20 | 0 | [10 empty] | No | No
MC065 | Library |  |  |  | MC065-B01/F21 | Function 21 | EN.EN3 Energy Sensor | [6 empty] | F21 | 0 | [10 empty] | No | No
MC065 | Library |  |  |  | MC065-B01/F22 | Function 22 | EN.EN3 Energy Sensor | [6 empty] | F22 | 0 | [10 empty] | No | No
MC065 | Library |  |  |  | MC065-B01/F23 | Function 23 | EN.EN3 Energy Sensor | [6 empty] | F23 | 0 | [10 empty] | No | No
MC065 | Library |  |  |  | MC065-B01/F24 | Function 24 | EN.EN3 Energy Sensor | [6 empty] | F24 | 0 | [10 empty] | No | No
MC065 | Library |  |  |  | MC065-B01/F12 | Function 12 | EN.EN3 Energy Sensor | [6 empty] | F12 | 0 | [10 empty] | No | No
MC065 | Library |  |  |  | MC065-B01/F13 | Function 13 | EN.EN3 Energy Sensor | [6 empty] | F13 | 0 | [10 empty] | No | No
MC065 | Library |  |  |  | MC065-B01/F14 | Function 14 | EN.EN3 Energy Sensor | [6 empty] | F14 | 0 | [10 empty] | No | No
MC065 | Library |  |  |  | MC065-B01/F15 | Function 15 | EN.EN3 Energy Sensor | [6 empty] | F15 | 0 | [10 empty] | No | No
MC065 | Library |  |  |  | MC065-B01/F18 | Function 18 | EN.EN3 Energy Sensor | [6 empty] | F18 | 0 | [10 empty] | No | No
MC065 | Library |  |  |  | MC065-B01/F19 | Function 19 | EN.EN3 Energy Sensor | [6 empty] | F19 | 0 | [10 empty] | No | No
MC065 | Library |  |  |  | MC065-B01/D8 | AHU-LG Extract Fan Enable | EN.EN3 Energy Sensor | [6 empty] | D8 | 0 | [10 empty] | No | No
MC065 | Library |  |  |  | MC065-B01/D9 | AHU-LG Recoup Damper | EN.EN3 Energy Sensor | [6 empty] | D9 | 0 | [10 empty] | No | No
MC065 | Library |  |  |  | MC065-B01/e1 | General Alarms | EN.EN3 Energy Sensor | [6 empty] | e1 | 0 | [10 empty] | No | No
MC065 | Library |  |  |  | MC065-B01/F1 | Outside air temperature frost | EN.EN3 Energy Sensor | [6 empty] | F1 | 0 | [10 empty] | No | No
MC065 | Library |  |  |  | MC065-B01/F10 | Function 10 | EN.EN3 Energy Sensor | [6 empty] | F10 | 0 | [10 empty] | No | No
MC065 | Library |  |  |  | MC065-B01/F11 | Function 11 | EN.EN3 Energy Sensor | [6 empty] | F11 | 0 | [10 empty] | No | No
MC065 | Library |  |  |  | MC065-B01/D2 | PHEx No.1 Control Valve | EN.EN3 Energy Sensor | [6 empty] | D2 | 0 | [10 empty] | No | No
MC065 | Library |  |  |  | MC065-B01/D3 | LTHW Pump No1 Enable | EN.EN3 Energy Sensor | [6 empty] | D3 | 0 | [10 empty] | No | No
MC065 | Library |  |  |  | MC065-B01/D4 | LTHW Pump No2 Enable | EN.EN3 Energy Sensor | [6 empty] | D4 | 0 | [10 empty] | No | No
MC065 | Library |  |  |  | MC065-B01/D5 | LTHW Pump 1 Control Signal | EN.EN3 Energy Sensor | [6 empty] | D5 | 0 | [10 empty] | No | No
MC065 | Library |  |  |  | MC065-B01/D6 | LTHW Pump 2 Control Signal | EN.EN3 Energy Sensor | [6 empty] | D6 | 0 | [10 empty] | No | No
MC065 | Library |  |  |  | MC065-B01/D7 | AHU-LG Supply Fan Enable | EN.EN3 Energy Sensor | [6 empty] | D7 | 0 | [10 empty] | No | No
MC065 | Library |  |  |  | MC065-B10/C1 | Virtual CNC 1 | EN.EN3 Energy Sensor | [6 empty] | C1 | 0 | [10 empty] | No | No
MC065 | Library |  |  |  | MC065-B10/D1 | Window Blinds | EN.EN3 Energy Sensor | [6 empty] | D1 | 0 | [10 empty] | No | No
MC065 | Library |  |  |  | MC065-B10/D4 | Reading Rm Windows | EN.EN3 Energy Sensor | [6 empty] | D4 | 0 | [10 empty] | No | No
MC065 | Library |  |  |  | MC065-B10/F1 | Function 1 | EN.EN3 Energy Sensor | [6 empty] | F1 | 0 | [10 empty] | No | No
MC065 | Library |  |  |  | MC065-B10/F2 | Function 2 | EN.EN3 Energy Sensor | [6 empty] | F2 | 0 | [10 empty] | No | No
MC065 | Library |  |  |  | MC065-B10/F3 | Function 3 | EN.EN3 Energy Sensor | [6 empty] | F3 | 0 | [10 empty] | No | No
MC065 | Library |  |  |  | MC065-B10/Y3 | 2k Light I | EN.EN3 Energy Sensor | [6 empty] | Y3 | 0 | [10 empty] | No | No
MC065 | Library |  |  |  | MC065-B10/Y4 | Light I 20k | EN.EN3 Energy Sensor | [6 empty] | Y4 | 0 | [10 empty] | No | No
MC065 | Library |  |  |  | MC065-B10/Y5 | Light I 8k | EN.EN3 Energy Sensor | [6 empty] | Y5 | 0 | [10 empty] | No | No
MC065 | Library |  |  |  | MC065-B10/Y6 | Feedback V 0+10 | EN.EN3 Energy Sensor | [6 empty] | Y6 | 0 | [10 empty] | No | No
MC065 | Library |  |  |  | MC065-B10/W2 | Manual OR | EN.EN3 Energy Sensor | [6 empty] | W2 | 0 | [10 empty] | No | No
MC065 | Library |  |  |  | MC065-B10/Y1 | Thermistor TBTC | EN.EN3 Energy Sensor | [6 empty] | Y1 | 0 | [10 empty] | No | No
MC065 | Library |  |  |  | MC065-B10/Y10 | 0-20000 | EN.EN3 Energy Sensor | [6 empty] | Y10 | 0 | [10 empty] | No | No
MC065 | Library |  |  |  | MC065-B10/Y11 | 20k Light I | EN.EN3 Energy Sensor | [6 empty] | Y11 | 0 | [10 empty] | No | No
MC065 | Library |  |  |  | MC065-B10/Y12 | Humidity V | EN.EN3 Energy Sensor | [6 empty] | Y12 | 0 | [10 empty] | No | No
MC065 | Library |  |  |  | MC065-B10/Y2 | 20k Light I | EN.EN3 Energy Sensor | [6 empty] | Y2 | 0 | [10 empty] | No | No
MC065 | Library |  |  |  | MC065-B10/S6 | Blinds Position | EN.EN3 Energy Sensor | [6 empty] | S6 | 0 | [10 empty] | No | No
MC065 | Library |  |  |  | MC065-B10/S7 | Rain Relay 2 | EN.EN3 Energy Sensor | [6 empty] | S7 | 0 | [10 empty] | No | No
MC065 | Library |  |  |  | MC065-B10/S8 | Rain Relay 1 | EN.EN3 Energy Sensor | [6 empty] | S8 | 0 | [10 empty] | No | No
MC065 | Library |  |  |  | MC065-B10/S9 | Light Sensor LUX | EN.EN3 Energy Sensor | [6 empty] | S9 | 0 | [10 empty] | No | No
MC065 | Library |  |  |  | MC065-B10/V1 |  | EN.EN3 Energy Sensor | [6 empty] | V1 | 0 | [10 empty] | No | No
MC065 | Library |  |  |  | MC065-B10/W1 | Summer winter | EN.EN3 Energy Sensor | [6 empty] | W1 | 0 | [10 empty] | No | No
MC065 | Library |  |  |  | MC065-B10/P5 | Sensor 7 | EN.EN3 Energy Sensor | [6 empty] | P5 | 0 | [10 empty] | No | No
MC065 | Library |  |  |  | MC065-B10/P6 | Sensor 8 | EN.EN3 Energy Sensor | [6 empty] | P6 | 0 | [10 empty] | No | No
MC065 | Library |  |  |  | MC065-B10/Q1 | Sequence Table 1 | EN.EN3 Energy Sensor | [6 empty] | Q1 | 0 | [10 empty] | No | No
MC065 | Library |  |  |  | MC065-B10/S10 | Light Sensor | EN.EN3 Energy Sensor | [6 empty] | S10 | 0 | [10 empty] | No | No
MC065 | Library |  |  |  | MC065-B10/S11 | Reading room temp | EN.EN3 Energy Sensor | [6 empty] | S11 | 0 | [10 empty] | No | No
MC065 | Library |  |  |  | MC065-B10/S5 | Reading Rm Win Pos | EN.EN3 Energy Sensor | [6 empty] | S5 | 0 | [10 empty] | No | No
MC065 | Library |  |  |  | MC065-B10/N1 | TREND_04_5E_F7 | EN.EN3 Energy Sensor | [6 empty] | N1 | 0 | [10 empty] | No | No
MC065 | Library |  |  |  | MC065-B10/P1 | Light Sensor | EN.EN3 Energy Sensor | [6 empty] | P1 | 0 | [10 empty] | No | No
MC065 | Library |  |  |  | MC065-B10/P2 | Reading Rm Win Pos | EN.EN3 Energy Sensor | [6 empty] | P2 | 0 | [10 empty] | No | No
MC065 | Library |  |  |  | MC065-B10/P3 | Reading room temp | EN.EN3 Energy Sensor | [6 empty] | P3 | 0 | [10 empty] | No | No
MC065 | Library |  |  |  | MC065-B10/P4 | Blinds Position | EN.EN3 Energy Sensor | [6 empty] | P4 | 0 | [10 empty] | No | No
MC065 | Library |  |  |  | MC065-B10/I7 | Rain Relay 2 | EN.EN3 Energy Sensor | [6 empty] | I7 | 0 | [10 empty] | No | No
MC065 | Library |  |  |  | MC065-B10/K1 | Blind Position | EN.EN3 Energy Sensor | [6 empty] | K1 | 0 | [10 empty] | No | No
MC065 | Library |  |  |  | MC065-B10/K3 | Reading Rm 1st SP | EN.EN3 Energy Sensor | [6 empty] | K3 | 0 | [10 empty] | No | No
MC065 | Library |  |  |  | MC065-B10/K4 | Window Position 0-100% | EN.EN3 Energy Sensor | [6 empty] | K4 | 0 | [10 empty] | No | No
MC065 | Library |  |  |  | MC065-B10/K5 | Wido Delay Close Sec | EN.EN3 Energy Sensor | [6 empty] | K5 | 0 | [10 empty] | No | No
MC065 | Library |  |  |  | MC065-B10/K6 | Wido Delay open Sec | EN.EN3 Energy Sensor | [6 empty] | K6 | 0 | [10 empty] | No | No
MC065 | Library |  |  |  | MC065-B10/G4 | Logic 4 | EN.EN3 Energy Sensor | [6 empty] | G4 | 0 | [10 empty] | No | No
MC065 | Library |  |  |  | MC065-B10/G5 | Logic 5 | EN.EN3 Energy Sensor | [6 empty] | G5 | 0 | [10 empty] | No | No
MC065 | Library |  |  |  | MC065-B10/G6 | Logic 6 | EN.EN3 Energy Sensor | [6 empty] | G6 | 0 | [10 empty] | No | No
MC065 | Library |  |  |  | MC065-B10/G7 | Logic 7 | EN.EN3 Energy Sensor | [6 empty] | G7 | 0 | [10 empty] | No | No
MC065 | Library |  |  |  | MC065-B10/I5 | Windows Open -Closed | EN.EN3 Energy Sensor | [6 empty] | I5 | 0 | [10 empty] | No | No
MC065 | Library |  |  |  | MC065-B10/I6 | Rain Relay 1 | EN.EN3 Energy Sensor | [6 empty] | I6 | 0 | [10 empty] | No | No
MC065 | Library |  |  |  | MC065-B10/F4 | Function 4 | EN.EN3 Energy Sensor | [6 empty] | F4 | 0 | [10 empty] | No | No
MC065 | Library |  |  |  | MC065-B10/F5 | Function 5 | EN.EN3 Energy Sensor | [6 empty] | F5 | 0 | [10 empty] | No | No
MC065 | Library |  |  |  | MC065-B10/F6 | Function 6 | EN.EN3 Energy Sensor | [6 empty] | F6 | 0 | [10 empty] | No | No
MC065 | Library |  |  |  | MC065-B10/F7 | Function 7 | EN.EN3 Energy Sensor | [6 empty] | F7 | 0 | [10 empty] | No | No
MC065 | Library |  |  |  | MC065-B10/G1 | Logic 1 | EN.EN3 Energy Sensor | [6 empty] | G1 | 0 | [10 empty] | No | No
MC065 | Library |  |  |  | MC065-B10/G2 | windows open or closed | EN.EN3 Energy Sensor | [6 empty] | G2 | 0 | [10 empty] | No | No
MC065 | Library |  |  |  | MC065-B02/B1 | Digital Byte 1 | EN.EN3 Energy Sensor | [6 empty] | B1 | 0 | [10 empty] | No | No
MC065 | Library |  |  |  | MC065-B02/C1 | Virtual CNC 1 | EN.EN3 Energy Sensor | [6 empty] | C1 | 0 | [10 empty] | No | No
MC065 | Library |  |  |  | MC065-B02/D1 | MTHW Control Valve | EN.EN3 Energy Sensor | [6 empty] | D1 | 0 | [10 empty] | No | No
MC065 | Library |  |  |  | MC065-B02/D11 | HWS Sec Pump 2 En | EN.EN3 Energy Sensor | [6 empty] | D11 | 0 | [10 empty] | No | No
MC065 | Library |  |  |  | MC065-B02/D12 | Imm Heater En | EN.EN3 Energy Sensor | [6 empty] | D12 | 0 | [10 empty] | No | No
MC065 | Library |  |  |  | MC065-B02/D2 | Phe Control Valve | EN.EN3 Energy Sensor | [6 empty] | D2 | 0 | [10 empty] | No | No
MC065 | Library |  |  |  | MC065-B02/Y1 | Trend Thermistor | EN.EN3 Energy Sensor | [6 empty] | Y1 | 0 | [10 empty] | No | No
MC065 | Library |  |  |  | MC065-B02/Y2 | Trend T -20+50 | EN.EN3 Energy Sensor | [6 empty] | Y2 | 0 | [10 empty] | No | No
MC065 | Library |  |  |  | MC065-B02/Z1 | VT Heating | EN.EN3 Energy Sensor | [6 empty] | Z1 | 0 | [10 empty] | No | No
MC065 | Library |  |  |  | MC065-B02/Z2 | HWS | EN.EN3 Energy Sensor | [6 empty] | Z2 | 0 | [10 empty] | No | No
MC065 | Library |  |  |  | MC065-B02/Z3 | Calorifier Pump | EN.EN3 Energy Sensor | [6 empty] | Z3 | 0 | [10 empty] | No | No
MC065 | Library |  |  |  | MC065-B02/W4 | MTHW Valve Reset | EN.EN3 Energy Sensor | [6 empty] | W4 | 0 | [10 empty] | No | No
MC065 | Library |  |  |  | MC065-B02/W5 | PU Press Reset | EN.EN3 Energy Sensor | [6 empty] | W5 | 0 | [10 empty] | No | No
MC065 | Library |  |  |  | MC065-B02/W6 | CT Pump Reset | EN.EN3 Energy Sensor | [6 empty] | W6 | 0 | [10 empty] | No | No
MC065 | Library |  |  |  | MC065-B02/W7 | CT Oride ON | EN.EN3 Energy Sensor | [6 empty] | W7 | 0 | [10 empty] | No | No
MC065 | Library |  |  |  | MC065-B02/W8 | CT Oride OFF | EN.EN3 Energy Sensor | [6 empty] | W8 | 0 | [10 empty] | No | No
MC065 | Library |  |  |  | MC065-B02/W9 | VT Pump Reset | EN.EN3 Energy Sensor | [6 empty] | W9 | 0 | [10 empty] | No | No
MC065 | Library |  |  |  | MC065-B02/W13 | Cal Pump# Oride OFF | EN.EN3 Energy Sensor | [6 empty] | W13 | 0 | [10 empty] | No | No
MC065 | Library |  |  |  | MC065-B02/W14 | Plant kWh Reset | EN.EN3 Energy Sensor | [6 empty] | W14 | 0 | [10 empty] | No | No
MC065 | Library |  |  |  | MC065-B02/W15 | Imm Htr kWh Reset | EN.EN3 Energy Sensor | [6 empty] | W15 | 0 | [10 empty] | No | No
MC065 | Library |  |  |  | MC065-B02/W2 | VT Oride ON | EN.EN3 Energy Sensor | [6 empty] | W2 | 0 | [10 empty] | No | No
MC065 | Library |  |  |  | MC065-B02/W3 | VT Oride OFF | EN.EN3 Energy Sensor | [6 empty] | W3 | 0 | [10 empty] | No | No
MC065 | Library |  |  |  | MC065-B02/W30 | Triad switch | EN.EN3 Energy Sensor | [6 empty] | W30 | 0 | [10 empty] | No | No
MC065 | Library |  |  |  | MC065-B02/U1 | Trevor | EN.EN3 Energy Sensor | [6 empty] | U1 | 0 | [10 empty] | No | No
MC065 | Library |  |  |  | MC065-B02/V1 |  | EN.EN3 Energy Sensor | [6 empty] | V1 | 0 | [10 empty] | No | No
MC065 | Library |  |  |  | MC065-B02/W1 | Summer Winter W=1 | EN.EN3 Energy Sensor | [6 empty] | W1 | 0 | [10 empty] | No | No
MC065 | Library |  |  |  | MC065-B02/W10 | HWS Oride ON | EN.EN3 Energy Sensor | [6 empty] | W10 | 0 | [10 empty] | No | No
MC065 | Library |  |  |  | MC065-B02/W11 | HWS Oride OFF | EN.EN3 Energy Sensor | [6 empty] | W11 | 0 | [10 empty] | No | No
MC065 | Library |  |  |  | MC065-B02/W12 | Cal Pump Oride ON | EN.EN3 Energy Sensor | [6 empty] | W12 | 0 | [10 empty] | No | No
MC065 | Library |  |  |  | MC065-B02/S4 | Variable temperature circuit flow temperature | EN.EN3 Energy Sensor | [6 empty] | S4 | 0 | [10 empty] | No | No
MC065 | Library |  |  |  | MC065-B02/S5 | VT Return Temp | EN.EN3 Energy Sensor | [6 empty] | S5 | 0 | [10 empty] | No | No
MC065 | Library |  |  |  | MC065-B02/S6 | HWS Calorifier Temp | EN.EN3 Energy Sensor | [6 empty] | S6 | 0 | [10 empty] | No | No
MC065 | Library |  |  |  | MC065-B02/S7 | MTHW PrimFlowTempCalCoil | EN.EN3 Energy Sensor | [6 empty] | S7 | 0 | [10 empty] | No | No
MC065 | Library |  |  |  | MC065-B02/S8 | MTHW PrimRetTempCalCoil | EN.EN3 Energy Sensor | [6 empty] | S8 | 0 | [10 empty] | No | No
MC065 | Library |  |  |  | MC065-B02/S9 | Immersion heater hours run | EN.EN3 Energy Sensor | [6 empty] | S9 | 0 | [10 empty] | No | No
MC065 | Library |  |  |  | MC065-B02/S3 | LTHW Flow Temp | EN.EN3 Energy Sensor | [6 empty] | S3 | 0 | [10 empty] | No | No
MC065 | Library |  |  |  | MC065-B02/S30 | Imm Htr kWh Weekly | EN.EN3 Energy Sensor | [6 empty] | S30 | 0 | [10 empty] | No | No
MC065 | Library |  |  |  | MC065-B02/S31 | Imm Htr kWh LastWeek | EN.EN3 Energy Sensor | [6 empty] | S31 | 0 | [10 empty] | No | No
MC065 | Library |  |  |  | MC065-B02/S32 | Imm Htr kWh Mnthly | EN.EN3 Energy Sensor | [6 empty] | S32 | 0 | [10 empty] | No | No
MC065 | Library |  |  |  | MC065-B02/S33 | Imm Htr kWh LastMnth | EN.EN3 Energy Sensor | [6 empty] | S33 | 0 | [10 empty] | No | No
MC065 | Library |  |  |  | MC065-B02/S34 | Imm Htr kWh Data | EN.EN3 Energy Sensor | [6 empty] | S34 | 0 | [10 empty] | No | No
MC065 | Library |  |  |  | MC065-B02/S24 | Plant kWh LastWeek | EN.EN3 Energy Sensor | [6 empty] | S24 | 0 | [10 empty] | No | No
MC065 | Library |  |  |  | MC065-B02/S25 | Plant kWh Mnthly | EN.EN3 Energy Sensor | [6 empty] | S25 | 0 | [10 empty] | No | No
MC065 | Library |  |  |  | MC065-B02/S26 | Plant kWh LastMnth | EN.EN3 Energy Sensor | [6 empty] | S26 | 0 | [10 empty] | No | No
MC065 | Library |  |  |  | MC065-B02/S27 | Plant kWh Data | EN.EN3 Energy Sensor | [6 empty] | S27 | 0 | [10 empty] | No | No
MC065 | Library |  |  |  | MC065-B02/S28 | Imm Htr kWh Daily | EN.EN3 Energy Sensor | [6 empty] | S28 | 0 | [10 empty] | No | No
MC065 | Library |  |  |  | MC065-B02/S29 | Imm Htr kWh Total | EN.EN3 Energy Sensor | [6 empty] | S29 | 0 | [10 empty] | No | No
MC065 | Library |  |  |  | MC065-B02/S12 | Outside air temperature | EN.EN3 Energy Sensor | [6 empty] | S12 | 0 | [10 empty] | No | No
MC065 | Library |  |  |  | MC065-B02/S13 | Calculated variable temperature circuit flow setpoint | EN.EN3 Energy Sensor | [6 empty] | S13 | 0 | [10 empty] | No | No
MC065 | Library |  |  |  | MC065-B02/S2 | LTHW Return Temp | EN.EN3 Energy Sensor | [6 empty] | S2 | 0 | [10 empty] | No | No
MC065 | Library |  |  |  | MC065-B02/S21 | Plant kWh Daily | EN.EN3 Energy Sensor | [6 empty] | S21 | 0 | [10 empty] | No | No
MC065 | Library |  |  |  | MC065-B02/S22 | Plant kWh Total | EN.EN3 Energy Sensor | [6 empty] | S22 | 0 | [10 empty] | No | No
MC065 | Library |  |  |  | MC065-B02/S23 | Plant kWh Weekly | EN.EN3 Energy Sensor | [6 empty] | S23 | 0 | [10 empty] | No | No
MC065 | Library |  |  |  | MC065-B02/P7 | MTHW PrimFlowTempCalCoil | EN.EN3 Energy Sensor | [6 empty] | P7 | 0 | [10 empty] | No | No
MC065 | Library |  |  |  | MC065-B02/P8 | MTHW PrimRetTempCalCoil | EN.EN3 Energy Sensor | [6 empty] | P8 | 0 | [10 empty] | No | No
MC065 | Library |  |  |  | MC065-B02/P9 | Immersion heater hours run | EN.EN3 Energy Sensor | [6 empty] | P9 | 0 | [10 empty] | No | No
MC065 | Library |  |  |  | MC065-B02/Q1 | Sequence Table 1 | EN.EN3 Energy Sensor | [6 empty] | Q1 | 0 | [10 empty] | No | No
MC065 | Library |  |  |  | MC065-B02/S1 | Phe Sec Flow Temp | EN.EN3 Energy Sensor | [6 empty] | S1 | 0 | [10 empty] | No | No
MC065 | Library |  |  |  | MC065-B02/S10 | Immersion heater hoursr run total | EN.EN3 Energy Sensor | [6 empty] | S10 | 0 | [10 empty] | No | No
MC065 | Library |  |  |  | MC065-B02/P19 | Imm Htr kWh Data | EN.EN3 Energy Sensor | [6 empty] | P19 | 0 | [10 empty] | No | No
MC065 | Library |  |  |  | MC065-B02/P2 | LTHW Return Temp | EN.EN3 Energy Sensor | [6 empty] | P2 | 0 | [10 empty] | No | No
MC065 | Library |  |  |  | MC065-B02/P3 | LTHW Flow Temp | EN.EN3 Energy Sensor | [6 empty] | P3 | 0 | [10 empty] | No | No
MC065 | Library |  |  |  | MC065-B02/P4 | Variable temperature circuit flow temperature | EN.EN3 Energy Sensor | [6 empty] | P4 | 0 | [10 empty] | No | No
MC065 | Library |  |  |  | MC065-B02/P5 | VT Return Temp | EN.EN3 Energy Sensor | [6 empty] | P5 | 0 | [10 empty] | No | No
MC065 | Library |  |  |  | MC065-B02/P6 | HWS Calorifier Temp | EN.EN3 Energy Sensor | [6 empty] | P6 | 0 | [10 empty] | No | No
MC065 | Library |  |  |  | MC065-B02/P13 | Calculated variable temperature circuit flow setpoint | EN.EN3 Energy Sensor | [6 empty] | P13 | 0 | [10 empty] | No | No
MC065 | Library |  |  |  | MC065-B02/P14 | Plant kWh Daily | EN.EN3 Energy Sensor | [6 empty] | P14 | 0 | [10 empty] | No | No
MC065 | Library |  |  |  | MC065-B02/P15 | Plant kWh Daily | EN.EN3 Energy Sensor | [6 empty] | P15 | 0 | [10 empty] | No | No
MC065 | Library |  |  |  | MC065-B02/P16 | Plant kWh Data | EN.EN3 Energy Sensor | [6 empty] | P16 | 0 | [10 empty] | No | No
MC065 | Library |  |  |  | MC065-B02/P17 | Imm Htr kWh Daily | EN.EN3 Energy Sensor | [6 empty] | P17 | 0 | [10 empty] | No | No
MC065 | Library |  |  |  | MC065-B02/P18 | Imm Htr kWh Daily | EN.EN3 Energy Sensor | [6 empty] | P18 | 0 | [10 empty] | No | No
MC065 | Library |  |  |  | MC065-B02/o1 | Alarm Route 1 | EN.EN3 Energy Sensor | [6 empty] | o1 | 0 | [10 empty] | No | No
MC065 | Library |  |  |  | MC065-B02/o2 | Alarm Route 2 | EN.EN3 Energy Sensor | [6 empty] | o2 | 0 | [10 empty] | No | No
MC065 | Library |  |  |  | MC065-B02/o3 | Alarm Route 3 | EN.EN3 Energy Sensor | [6 empty] | o3 | 0 | [10 empty] | No | No
MC065 | Library |  |  |  | MC065-B02/P1 | Phe Sec Flow Temp | EN.EN3 Energy Sensor | [6 empty] | P1 | 0 | [10 empty] | No | No
MC065 | Library |  |  |  | MC065-B02/P10 | Immersion heater hoursr run total | EN.EN3 Energy Sensor | [6 empty] | P10 | 0 | [10 empty] | No | No
MC065 | Library |  |  |  | MC065-B02/P12 | Outside air temperature | EN.EN3 Energy Sensor | [6 empty] | P12 | 0 | [10 empty] | No | No
MC065 | Library |  |  |  | MC065-B02/L2 | Variable temperature circuit valve | EN.EN3 Energy Sensor | [6 empty] | L2 | 0 | [10 empty] | No | No
MC065 | Library |  |  |  | MC065-B02/L3 | Loop 3 | EN.EN3 Energy Sensor | [6 empty] | L3 | 0 | [10 empty] | No | No
MC065 | Library |  |  |  | MC065-B02/L4 | Loop 4 | EN.EN3 Energy Sensor | [6 empty] | L4 | 0 | [10 empty] | No | No
MC065 | Library |  |  |  | MC065-B02/N1 | TREND_05_67_33 | EN.EN3 Energy Sensor | [6 empty] | N1 | 0 | [10 empty] | No | No
MC065 | Library |  |  |  | MC065-B02/N2 | IC Comms 2 | EN.EN3 Energy Sensor | [6 empty] | N2 | 0 | [10 empty] | No | No
MC065 | Library |  |  |  | MC065-B02/K5 | AHU LO LPHW HoldOff | EN.EN3 Energy Sensor | [6 empty] | K5 | 0 | [10 empty] | No | No
MC065 | Library |  |  |  | MC065-B02/K6 | MTHW Valve Pos | EN.EN3 Energy Sensor | [6 empty] | K6 | 0 | [10 empty] | No | No
MC065 | Library |  |  |  | MC065-B02/K7 | Constant temperature circuit pump duty | EN.EN3 Energy Sensor | [6 empty] | K7 | 0 | [10 empty] | No | No
MC065 | Library |  |  |  | MC065-B02/K8 | Phe Flow Temp SP | EN.EN3 Energy Sensor | [6 empty] | K8 | 0 | [10 empty] | No | No
MC065 | Library |  |  |  | MC065-B02/K9 | Variable flow circuit pump duty | EN.EN3 Energy Sensor | [6 empty] | K9 | 0 | [10 empty] | No | No
MC065 | Library |  |  |  | MC065-B02/L1 | Loop 1 | EN.EN3 Energy Sensor | [6 empty] | L1 | 0 | [10 empty] | No | No
MC065 | Library |  |  |  | MC065-B02/K15 | HWS Calorifier SP | EN.EN3 Energy Sensor | [6 empty] | K15 | 0 | [10 empty] | No | No
MC065 | Library |  |  |  | MC065-B02/K16 | HWS Calorifier LO Lmt | EN.EN3 Energy Sensor | [6 empty] | K16 | 0 | [10 empty] | No | No
MC065 | Library |  |  |  | MC065-B02/K18 | Hot water service dead band | EN.EN3 Energy Sensor | [6 empty] | K18 | 0 | [10 empty] | No | No
MC065 | Library |  |  |  | MC065-B02/K2 | Water Return Frost | EN.EN3 Energy Sensor | [6 empty] | K2 | 0 | [10 empty] | No | No
MC065 | Library |  |  |  | MC065-B02/K3 | VT OAT Htg Inhibit | EN.EN3 Energy Sensor | [6 empty] | K3 | 0 | [10 empty] | No | No
MC065 | Library |  |  |  | MC065-B02/K4 | AHU LO OAT HoldOff | EN.EN3 Energy Sensor | [6 empty] | K4 | 0 | [10 empty] | No | No
MC065 | Library |  |  |  | MC065-B02/K1 | OSA Frost Protect | EN.EN3 Energy Sensor | [6 empty] | K1 | 0 | [10 empty] | No | No
MC065 | Library |  |  |  | MC065-B02/K10 | Min VT Flow At | EN.EN3 Energy Sensor | [6 empty] | K10 | 0 | [10 empty] | No | No
MC065 | Library |  |  |  | MC065-B02/K11 | Max VT Flow At | EN.EN3 Energy Sensor | [6 empty] | K11 | 0 | [10 empty] | No | No
MC065 | Library |  |  |  | MC065-B02/K12 | Min VT Flow SP | EN.EN3 Energy Sensor | [6 empty] | K12 | 0 | [10 empty] | No | No
MC065 | Library |  |  |  | MC065-B02/K13 | Max VT Flow SP | EN.EN3 Energy Sensor | [6 empty] | K13 | 0 | [10 empty] | No | No
MC065 | Library |  |  |  | MC065-B02/K14 | MTHW Temp for HWS | EN.EN3 Energy Sensor | [6 empty] | K14 | 0 | [10 empty] | No | No
MC065 | Library |  |  |  | MC065-B02/I43 | HWS Calorifier HI Temp | EN.EN3 Energy Sensor | [6 empty] | I43 | 0 | [10 empty] | No | No
MC065 | Library |  |  |  | MC065-B02/I5 | PUGeneral Fault | EN.EN3 Energy Sensor | [6 empty] | I5 | 0 | [10 empty] | No | No
MC065 | Library |  |  |  | MC065-B02/I6 | PU LO Pressure | EN.EN3 Energy Sensor | [6 empty] | I6 | 0 | [10 empty] | No | No
MC065 | Library |  |  |  | MC065-B02/I7 | PU HI Pressure | EN.EN3 Energy Sensor | [6 empty] | I7 | 0 | [10 empty] | No | No
MC065 | Library |  |  |  | MC065-B02/I8 | MTHW Valve Open | EN.EN3 Energy Sensor | [6 empty] | I8 | 0 | [10 empty] | No | No
MC065 | Library |  |  |  | MC065-B02/I9 | MTHW Valve Shut | EN.EN3 Energy Sensor | [6 empty] | I9 | 0 | [10 empty] | No | No
MC065 | Library |  |  |  | MC065-B02/I38 | CT Pump 2 Flow Fail | EN.EN3 Energy Sensor | [6 empty] | I38 | 0 | [10 empty] | No | No
MC065 | Library |  |  |  | MC065-B02/I39 | HWS Sec Pump Fail | EN.EN3 Energy Sensor | [6 empty] | I39 | 0 | [10 empty] | No | No
MC065 | Library |  |  |  | MC065-B02/I4 | FOR Extr Only | EN.EN3 Energy Sensor | [6 empty] | I4 | 0 | [10 empty] | No | No
MC065 | Library |  |  |  | MC065-B02/I40 | Calorifier Circ Pump Fail | EN.EN3 Energy Sensor | [6 empty] | I40 | 0 | [10 empty] | No | No
MC065 | Library |  |  |  | MC065-B02/I41 | LTHW Flow HI Temp | EN.EN3 Energy Sensor | [6 empty] | I41 | 0 | [10 empty] | No | No
MC065 | Library |  |  |  | MC065-B02/I42 | VT Flow HI Temp | EN.EN3 Energy Sensor | [6 empty] | I42 | 0 | [10 empty] | No | No
MC065 | Library |  |  |  | MC065-B02/I32 | VT Summer ECO | EN.EN3 Energy Sensor | [6 empty] | I32 | 0 | [10 empty] | No | No
MC065 | Library |  |  |  | MC065-B02/I33 | MTHW Valve Disabled | EN.EN3 Energy Sensor | [6 empty] | I33 | 0 | [10 empty] | No | No
MC065 | Library |  |  |  | MC065-B02/I34 | PU Pressure Alarm | EN.EN3 Energy Sensor | [6 empty] | I34 | 0 | [10 empty] | No | No
MC065 | Library |  |  |  | MC065-B02/I35 | CT Pump 1 Flow Fail | EN.EN3 Energy Sensor | [6 empty] | I35 | 0 | [10 empty] | No | No
MC065 | Library |  |  |  | MC065-B02/I36 | CT Pump 2 Flow Fail | EN.EN3 Energy Sensor | [6 empty] | I36 | 0 | [10 empty] | No | No
MC065 | Library |  |  |  | MC065-B02/I37 | CT Pump 1 Flow Fail | EN.EN3 Energy Sensor | [6 empty] | I37 | 0 | [10 empty] | No | No
MC065 | Library |  |  |  | MC065-B02/I21 | Cold Water Tank HI Lvl | EN.EN3 Energy Sensor | [6 empty] | I21 | 0 | [10 empty] | No | No
MC065 | Library |  |  |  | MC065-B02/I25 | kWh Heat Meter | EN.EN3 Energy Sensor | [6 empty] | I25 | 0 | [10 empty] | No | No
MC065 | Library |  |  |  | MC065-B02/I26 | Imm Htr kWh Meter | EN.EN3 Energy Sensor | [6 empty] | I26 | 0 | [10 empty] | No | No
MC065 | Library |  |  |  | MC065-B02/I3 | Module 3 | EN.EN3 Energy Sensor | [6 empty] | I3 | 0 | [10 empty] | No | No
MC065 | Library |  |  |  | MC065-B02/I31 | LTHW Low Temp | EN.EN3 Energy Sensor | [6 empty] | I31 | 0 | [10 empty] | No | No
MC065 | Library |  |  |  | MC065-B02/I17 | HWS Sec Pump 2 Flow | EN.EN3 Energy Sensor | [6 empty] | I17 | 0 | [10 empty] | No | No
MC065 | Library |  |  |  | MC065-B02/I18 | HWS Cal High Temp Limit | EN.EN3 Energy Sensor | [6 empty] | I18 | 0 | [10 empty] | No | No
MC065 | Library |  |  |  | MC065-B02/I19 | Imm Heater HTCO | EN.EN3 Energy Sensor | [6 empty] | I19 | 0 | [10 empty] | No | No
MC065 | Library |  |  |  | MC065-B02/i2 | Fire Alarm OR Auto | EN.EN3 Energy Sensor | [6 empty] | i2 | 0 | [10 empty] | No | No
MC065 | Library |  |  |  | MC065-B02/I20 | Cold Water Tank LO Lvl | EN.EN3 Energy Sensor | [6 empty] | I20 | 0 | [10 empty] | No | No
MC065 | Library |  |  |  | MC065-B02/I11 | CT Pump 1 Flow | EN.EN3 Energy Sensor | [6 empty] | I11 | 0 | [10 empty] | No | No
MC065 | Library |  |  |  | MC065-B02/I12 | CT Pump 2 Flow | EN.EN3 Energy Sensor | [6 empty] | I12 | 0 | [10 empty] | No | No
MC065 | Library |  |  |  | MC065-B02/I13 | VT Pump 1 Flow | EN.EN3 Energy Sensor | [6 empty] | I13 | 0 | [10 empty] | No | No
MC065 | Library |  |  |  | MC065-B02/I14 | VT Pump 2 Flow | EN.EN3 Energy Sensor | [6 empty] | I14 | 0 | [10 empty] | No | No
MC065 | Library |  |  |  | MC065-B02/I15 | Calorifier Circ Pump Run | EN.EN3 Energy Sensor | [6 empty] | I15 | 0 | [10 empty] | No | No
MC065 | Library |  |  |  | MC065-B02/I16 | HWS Sec Pump 1 Flow | EN.EN3 Energy Sensor | [6 empty] | I16 | 0 | [10 empty] | No | No
MC065 | Library |  |  |  | MC065-B02/G90 | Logic 90 | EN.EN3 Energy Sensor | [6 empty] | G90 | 0 | [10 empty] | No | No
MC065 | Library |  |  |  | MC065-B02/G91 | Domestic hot water demand | EN.EN3 Energy Sensor | [6 empty] | G91 | 0 | [10 empty] | No | No
MC065 | Library |  |  |  | MC065-B02/G92 | Logic 92 | EN.EN3 Energy Sensor | [6 empty] | G92 | 0 | [10 empty] | No | No
MC065 | Library |  |  |  | MC065-B02/I1 | Module 1 | EN.EN3 Energy Sensor | [6 empty] | I1 | 0 | [10 empty] | No | No
MC065 | Library |  |  |  | MC065-B02/I10 | Phe High Temp Limit | EN.EN3 Energy Sensor | [6 empty] | I10 | 0 | [10 empty] | No | No
MC065 | Library |  |  |  | MC065-B02/G85 | Logic 85 | EN.EN3 Energy Sensor | [6 empty] | G85 | 0 | [10 empty] | No | No
MC065 | Library |  |  |  | MC065-B02/G86 | Logic 86 | EN.EN3 Energy Sensor | [6 empty] | G86 | 0 | [10 empty] | No | No
MC065 | Library |  |  |  | MC065-B02/G87 | Logic 87 | EN.EN3 Energy Sensor | [6 empty] | G87 | 0 | [10 empty] | No | No
MC065 | Library |  |  |  | MC065-B02/G88 | Logic 88 | EN.EN3 Energy Sensor | [6 empty] | G88 | 0 | [10 empty] | No | No
MC065 | Library |  |  |  | MC065-B02/G89 | Logic 89 | EN.EN3 Energy Sensor | [6 empty] | G89 | 0 | [10 empty] | No | No
MC065 | Library |  |  |  | MC065-B02/G9 | VT Time | EN.EN3 Energy Sensor | [6 empty] | G9 | 0 | [10 empty] | No | No
MC065 | Library |  |  |  | MC065-B02/G8 | Logic 8 | EN.EN3 Energy Sensor | [6 empty] | G8 | 0 | [10 empty] | No | No
MC065 | Library |  |  |  | MC065-B02/G80 | Logic 80 | EN.EN3 Energy Sensor | [6 empty] | G80 | 0 | [10 empty] | No | No
MC065 | Library |  |  |  | MC065-B02/G81 | Logic 81 | EN.EN3 Energy Sensor | [6 empty] | G81 | 0 | [10 empty] | No | No
MC065 | Library |  |  |  | MC065-B02/G82 | Logic 82 | EN.EN3 Energy Sensor | [6 empty] | G82 | 0 | [10 empty] | No | No
MC065 | Library |  |  |  | MC065-B02/G83 | Logic 83 | EN.EN3 Energy Sensor | [6 empty] | G83 | 0 | [10 empty] | No | No
MC065 | Library |  |  |  | MC065-B02/G84 | Logic 84 | EN.EN3 Energy Sensor | [6 empty] | G84 | 0 | [10 empty] | No | No
MC065 | Library |  |  |  | MC065-B02/G74 | Logic 74 | EN.EN3 Energy Sensor | [6 empty] | G74 | 0 | [10 empty] | No | No
MC065 | Library |  |  |  | MC065-B02/G75 | Logic 75 | EN.EN3 Energy Sensor | [6 empty] | G75 | 0 | [10 empty] | No | No
MC065 | Library |  |  |  | MC065-B02/G76 | Logic 76 | EN.EN3 Energy Sensor | [6 empty] | G76 | 0 | [10 empty] | No | No
MC065 | Library |  |  |  | MC065-B02/G77 | Logic 77 | EN.EN3 Energy Sensor | [6 empty] | G77 | 0 | [10 empty] | No | No
MC065 | Library |  |  |  | MC065-B02/G78 | Logic 78 | EN.EN3 Energy Sensor | [6 empty] | G78 | 0 | [10 empty] | No | No
MC065 | Library |  |  |  | MC065-B02/G79 | Logic 79 | EN.EN3 Energy Sensor | [6 empty] | G79 | 0 | [10 empty] | No | No
MC065 | Library |  |  |  | MC065-B02/G69 | Logic 69 | EN.EN3 Energy Sensor | [6 empty] | G69 | 0 | [10 empty] | No | No
MC065 | Library |  |  |  | MC065-B02/G7 | Logic 7 | EN.EN3 Energy Sensor | [6 empty] | G7 | 0 | [10 empty] | No | No
MC065 | Library |  |  |  | MC065-B02/G70 | Logic 70 | EN.EN3 Energy Sensor | [6 empty] | G70 | 0 | [10 empty] | No | No
MC065 | Library |  |  |  | MC065-B02/G71 | Logic 71 | EN.EN3 Energy Sensor | [6 empty] | G71 | 0 | [10 empty] | No | No
MC065 | Library |  |  |  | MC065-B02/G72 | Logic 72 | EN.EN3 Energy Sensor | [6 empty] | G72 | 0 | [10 empty] | No | No
MC065 | Library |  |  |  | MC065-B02/G73 | Logic 73 | EN.EN3 Energy Sensor | [6 empty] | G73 | 0 | [10 empty] | No | No
MC065 | Library |  |  |  | MC065-B02/G63 | Imm Htr En | EN.EN3 Energy Sensor | [6 empty] | G63 | 0 | [10 empty] | No | No
MC065 | Library |  |  |  | MC065-B02/G64 | Logic 64 | EN.EN3 Energy Sensor | [6 empty] | G64 | 0 | [10 empty] | No | No
MC065 | Library |  |  |  | MC065-B02/G65 | Cal Pump Time | EN.EN3 Energy Sensor | [6 empty] | G65 | 0 | [10 empty] | No | No
MC065 | Library |  |  |  | MC065-B02/G66 | Logic 66 | EN.EN3 Energy Sensor | [6 empty] | G66 | 0 | [10 empty] | No | No
MC065 | Library |  |  |  | MC065-B02/G67 | Logic 67 | EN.EN3 Energy Sensor | [6 empty] | G67 | 0 | [10 empty] | No | No
MC065 | Library |  |  |  | MC065-B02/G68 | Logic 68 | EN.EN3 Energy Sensor | [6 empty] | G68 | 0 | [10 empty] | No | No
MC065 | Library |  |  |  | MC065-B02/G58 | HWS Pump En | EN.EN3 Energy Sensor | [6 empty] | G58 | 0 | [10 empty] | No | No
MC065 | Library |  |  |  | MC065-B02/G59 | Logic 59 | EN.EN3 Energy Sensor | [6 empty] | G59 | 0 | [10 empty] | No | No
MC065 | Library |  |  |  | MC065-B02/G6 | Logic 6 | EN.EN3 Energy Sensor | [6 empty] | G6 | 0 | [10 empty] | No | No
MC065 | Library |  |  |  | MC065-B02/G60 | Logic 60 | EN.EN3 Energy Sensor | [6 empty] | G60 | 0 | [10 empty] | No | No
MC065 | Library |  |  |  | MC065-B02/G61 | Logic 61 | EN.EN3 Energy Sensor | [6 empty] | G61 | 0 | [10 empty] | No | No
MC065 | Library |  |  |  | MC065-B02/G62 | Logic 62 | EN.EN3 Energy Sensor | [6 empty] | G62 | 0 | [10 empty] | No | No
MC065 | Library |  |  |  | MC065-B02/G52 | Logic 52 | EN.EN3 Energy Sensor | [6 empty] | G52 | 0 | [10 empty] | No | No
MC065 | Library |  |  |  | MC065-B02/G53 | Logic 53 | EN.EN3 Energy Sensor | [6 empty] | G53 | 0 | [10 empty] | No | No
MC065 | Library |  |  |  | MC065-B02/G54 | Logic 54 | EN.EN3 Energy Sensor | [6 empty] | G54 | 0 | [10 empty] | No | No
MC065 | Library |  |  |  | MC065-B02/G55 | Logic 55 | EN.EN3 Energy Sensor | [6 empty] | G55 | 0 | [10 empty] | No | No
MC065 | Library |  |  |  | MC065-B02/G56 | HWS Time | EN.EN3 Energy Sensor | [6 empty] | G56 | 0 | [10 empty] | No | No
MC065 | Library |  |  |  | MC065-B02/G57 | Logic 57 | EN.EN3 Energy Sensor | [6 empty] | G57 | 0 | [10 empty] | No | No
MC065 | Library |  |  |  | MC065-B02/G47 | Logic 47 | EN.EN3 Energy Sensor | [6 empty] | G47 | 0 | [10 empty] | No | No
MC065 | Library |  |  |  | MC065-B02/G48 | Variable flow circuit pump duty | EN.EN3 Energy Sensor | [6 empty] | G48 | 0 | [10 empty] | No | No
MC065 | Library |  |  |  | MC065-B02/G49 | Logic 49 | EN.EN3 Energy Sensor | [6 empty] | G49 | 0 | [10 empty] | No | No
MC065 | Library |  |  |  | MC065-B02/G5 | Logic 5 | EN.EN3 Energy Sensor | [6 empty] | G5 | 0 | [10 empty] | No | No
MC065 | Library |  |  |  | MC065-B02/G50 | Logic 50 | EN.EN3 Energy Sensor | [6 empty] | G50 | 0 | [10 empty] | No | No
MC065 | Library |  |  |  | MC065-B02/G51 | Logic 51 | EN.EN3 Energy Sensor | [6 empty] | G51 | 0 | [10 empty] | No | No
MC065 | Library |  |  |  | MC065-B02/G41 | Logic 41 | EN.EN3 Energy Sensor | [6 empty] | G41 | 0 | [10 empty] | No | No
MC065 | Library |  |  |  | MC065-B02/G42 | Logic 42 | EN.EN3 Energy Sensor | [6 empty] | G42 | 0 | [10 empty] | No | No
MC065 | Library |  |  |  | MC065-B02/G43 | VT Pump Reset | EN.EN3 Energy Sensor | [6 empty] | G43 | 0 | [10 empty] | No | No
MC065 | Library |  |  |  | MC065-B02/G44 | Logic 44 | EN.EN3 Energy Sensor | [6 empty] | G44 | 0 | [10 empty] | No | No
MC065 | Library |  |  |  | MC065-B02/G45 | Logic 45 | EN.EN3 Energy Sensor | [6 empty] | G45 | 0 | [10 empty] | No | No
MC065 | Library |  |  |  | MC065-B02/G46 | Logic 46 | EN.EN3 Energy Sensor | [6 empty] | G46 | 0 | [10 empty] | No | No
MC065 | Library |  |  |  | MC065-B02/G36 | Logic 36 | EN.EN3 Energy Sensor | [6 empty] | G36 | 0 | [10 empty] | No | No
MC065 | Library |  |  |  | MC065-B02/G37 | Logic 37 | EN.EN3 Energy Sensor | [6 empty] | G37 | 0 | [10 empty] | No | No
MC065 | Library |  |  |  | MC065-B02/G38 | Logic 38 | EN.EN3 Energy Sensor | [6 empty] | G38 | 0 | [10 empty] | No | No
MC065 | Library |  |  |  | MC065-B02/G39 | Logic 39 | EN.EN3 Energy Sensor | [6 empty] | G39 | 0 | [10 empty] | No | No
MC065 | Library |  |  |  | MC065-B02/G4 | AHU HoldOff | EN.EN3 Energy Sensor | [6 empty] | G4 | 0 | [10 empty] | No | No
MC065 | Library |  |  |  | MC065-B02/G40 | VT Pumps | EN.EN3 Energy Sensor | [6 empty] | G40 | 0 | [10 empty] | No | No
MC065 | Library |  |  |  | MC065-B02/G30 | Constant temperature circuit pump duty | EN.EN3 Energy Sensor | [6 empty] | G30 | 0 | [10 empty] | No | No
MC065 | Library |  |  |  | MC065-B02/G31 | Logic 31 | EN.EN3 Energy Sensor | [6 empty] | G31 | 0 | [10 empty] | No | No
MC065 | Library |  |  |  | MC065-B02/G32 | Logic 32 | EN.EN3 Energy Sensor | [6 empty] | G32 | 0 | [10 empty] | No | No
MC065 | Library |  |  |  | MC065-B02/G33 | Logic 33 | EN.EN3 Energy Sensor | [6 empty] | G33 | 0 | [10 empty] | No | No
MC065 | Library |  |  |  | MC065-B02/G34 | Logic 34 | EN.EN3 Energy Sensor | [6 empty] | G34 | 0 | [10 empty] | No | No
MC065 | Library |  |  |  | MC065-B02/G35 | Logic 35 | EN.EN3 Energy Sensor | [6 empty] | G35 | 0 | [10 empty] | No | No
MC065 | Library |  |  |  | MC065-B02/G25 | CT Pump Reset | EN.EN3 Energy Sensor | [6 empty] | G25 | 0 | [10 empty] | No | No
MC065 | Library |  |  |  | MC065-B02/G26 | Logic 26 | EN.EN3 Energy Sensor | [6 empty] | G26 | 0 | [10 empty] | No | No
MC065 | Library |  |  |  | MC065-B02/G27 | Logic 27 | EN.EN3 Energy Sensor | [6 empty] | G27 | 0 | [10 empty] | No | No
MC065 | Library |  |  |  | MC065-B02/G28 | Logic 28 | EN.EN3 Energy Sensor | [6 empty] | G28 | 0 | [10 empty] | No | No
MC065 | Library |  |  |  | MC065-B02/G29 | Logic 29 | EN.EN3 Energy Sensor | [6 empty] | G29 | 0 | [10 empty] | No | No
MC065 | Library |  |  |  | MC065-B02/G3 | VT Summer ECO | EN.EN3 Energy Sensor | [6 empty] | G3 | 0 | [10 empty] | No | No
MC065 | Library |  |  |  | MC065-B02/G2 | Water frost | EN.EN3 Energy Sensor | [6 empty] | G2 | 0 | [10 empty] | No | No
MC065 | Library |  |  |  | MC065-B02/G20 | Logic 20 | EN.EN3 Energy Sensor | [6 empty] | G20 | 0 | [10 empty] | No | No
MC065 | Library |  |  |  | MC065-B02/G21 | Logic 21 | EN.EN3 Energy Sensor | [6 empty] | G21 | 0 | [10 empty] | No | No
MC065 | Library |  |  |  | MC065-B02/G22 | CT Pumps | EN.EN3 Energy Sensor | [6 empty] | G22 | 0 | [10 empty] | No | No
MC065 | Library |  |  |  | MC065-B02/G23 | Logic 23 | EN.EN3 Energy Sensor | [6 empty] | G23 | 0 | [10 empty] | No | No
MC065 | Library |  |  |  | MC065-B02/G24 | Logic 24 | EN.EN3 Energy Sensor | [6 empty] | G24 | 0 | [10 empty] | No | No
MC065 | Library |  |  |  | MC065-B02/G14 | Logic 14 | EN.EN3 Energy Sensor | [6 empty] | G14 | 0 | [10 empty] | No | No
MC065 | Library |  |  |  | MC065-B02/G15 | Logic 15 | EN.EN3 Energy Sensor | [6 empty] | G15 | 0 | [10 empty] | No | No
MC065 | Library |  |  |  | MC065-B02/G16 | Logic 16 | EN.EN3 Energy Sensor | [6 empty] | G16 | 0 | [10 empty] | No | No
MC065 | Library |  |  |  | MC065-B02/G17 | Logic 17 | EN.EN3 Energy Sensor | [6 empty] | G17 | 0 | [10 empty] | No | No
MC065 | Library |  |  |  | MC065-B02/G18 | CT Dmd | EN.EN3 Energy Sensor | [6 empty] | G18 | 0 | [10 empty] | No | No
MC065 | Library |  |  |  | MC065-B02/G19 | Htg Plant Alarm | EN.EN3 Energy Sensor | [6 empty] | G19 | 0 | [10 empty] | No | No
MC065 | Library |  |  |  | MC065-B02/F9 | AHU LO LPHW HoldOff | EN.EN3 Energy Sensor | [6 empty] | F9 | 0 | [10 empty] | No | No
MC065 | Library |  |  |  | MC065-B02/G1 | OAT Frost | EN.EN3 Energy Sensor | [6 empty] | G1 | 0 | [10 empty] | No | No
MC065 | Library |  |  |  | MC065-B02/G10 | Logic 10 | EN.EN3 Energy Sensor | [6 empty] | G10 | 0 | [10 empty] | No | No
MC065 | Library |  |  |  | MC065-B02/G11 | Logic 11 | EN.EN3 Energy Sensor | [6 empty] | G11 | 0 | [10 empty] | No | No
MC065 | Library |  |  |  | MC065-B02/G12 | Logic 12 | EN.EN3 Energy Sensor | [6 empty] | G12 | 0 | [10 empty] | No | No
MC065 | Library |  |  |  | MC065-B02/G13 | Logic 13 | EN.EN3 Energy Sensor | [6 empty] | G13 | 0 | [10 empty] | No | No
MC065 | Library |  |  |  | MC065-B02/F62 | Function 62 | EN.EN3 Energy Sensor | [6 empty] | F62 | 0 | [10 empty] | No | No
MC065 | Library |  |  |  | MC065-B02/F63 | Function 63 | EN.EN3 Energy Sensor | [6 empty] | F63 | 0 | [10 empty] | No | No
MC065 | Library |  |  |  | MC065-B02/F64 | Function 64 | EN.EN3 Energy Sensor | [6 empty] | F64 | 0 | [10 empty] | No | No
MC065 | Library |  |  |  | MC065-B02/F65 | Function 65 | EN.EN3 Energy Sensor | [6 empty] | F65 | 0 | [10 empty] | No | No
MC065 | Library |  |  |  | MC065-B02/F7 | AHU LO OAT HoldOff | EN.EN3 Energy Sensor | [6 empty] | F7 | 0 | [10 empty] | No | No
MC065 | Library |  |  |  | MC065-B02/F8 | Function 8 | EN.EN3 Energy Sensor | [6 empty] | F8 | 0 | [10 empty] | No | No
MC065 | Library |  |  |  | MC065-B02/F57 | Function 57 | EN.EN3 Energy Sensor | [6 empty] | F57 | 0 | [10 empty] | No | No
MC065 | Library |  |  |  | MC065-B02/F58 | Function 58 | EN.EN3 Energy Sensor | [6 empty] | F58 | 0 | [10 empty] | No | No
MC065 | Library |  |  |  | MC065-B02/F59 | Function 59 | EN.EN3 Energy Sensor | [6 empty] | F59 | 0 | [10 empty] | No | No
MC065 | Library |  |  |  | MC065-B02/F6 | Function 6 | EN.EN3 Energy Sensor | [6 empty] | F6 | 0 | [10 empty] | No | No
MC065 | Library |  |  |  | MC065-B02/F60 | Function 60 | EN.EN3 Energy Sensor | [6 empty] | F60 | 0 | [10 empty] | No | No
MC065 | Library |  |  |  | MC065-B02/F61 | Function 61 | EN.EN3 Energy Sensor | [6 empty] | F61 | 0 | [10 empty] | No | No
MC065 | Library |  |  |  | MC065-B02/F51 | Function 51 | EN.EN3 Energy Sensor | [6 empty] | F51 | 0 | [10 empty] | No | No
MC065 | Library |  |  |  | MC065-B02/F52 | Function 52 | EN.EN3 Energy Sensor | [6 empty] | F52 | 0 | [10 empty] | No | No
MC065 | Library |  |  |  | MC065-B02/F53 | Function 53 | EN.EN3 Energy Sensor | [6 empty] | F53 | 0 | [10 empty] | No | No
MC065 | Library |  |  |  | MC065-B02/F54 | Function 54 | EN.EN3 Energy Sensor | [6 empty] | F54 | 0 | [10 empty] | No | No
MC065 | Library |  |  |  | MC065-B02/F55 | Function 55 | EN.EN3 Energy Sensor | [6 empty] | F55 | 0 | [10 empty] | No | No
MC065 | Library |  |  |  | MC065-B02/F56 | Function 56 | EN.EN3 Energy Sensor | [6 empty] | F56 | 0 | [10 empty] | No | No
MC065 | Library |  |  |  | MC065-B02/F46 | Function 46 | EN.EN3 Energy Sensor | [6 empty] | F46 | 0 | [10 empty] | No | No
MC065 | Library |  |  |  | MC065-B02/F47 | Function 47 | EN.EN3 Energy Sensor | [6 empty] | F47 | 0 | [10 empty] | No | No
MC065 | Library |  |  |  | MC065-B02/F48 | Function 48 | EN.EN3 Energy Sensor | [6 empty] | F48 | 0 | [10 empty] | No | No
MC065 | Library |  |  |  | MC065-B02/F49 | Function 49 | EN.EN3 Energy Sensor | [6 empty] | F49 | 0 | [10 empty] | No | No
MC065 | Library |  |  |  | MC065-B02/F5 | VT OAT Htg Inhibit | EN.EN3 Energy Sensor | [6 empty] | F5 | 0 | [10 empty] | No | No
MC065 | Library |  |  |  | MC065-B02/F50 | Function 50 | EN.EN3 Energy Sensor | [6 empty] | F50 | 0 | [10 empty] | No | No
MC065 | Library |  |  |  | MC065-B02/F40 | Function 40 | EN.EN3 Energy Sensor | [6 empty] | F40 | 0 | [10 empty] | No | No
MC065 | Library |  |  |  | MC065-B02/F41 | Function 41 | EN.EN3 Energy Sensor | [6 empty] | F41 | 0 | [10 empty] | No | No
MC065 | Library |  |  |  | MC065-B02/F42 | Function 42 | EN.EN3 Energy Sensor | [6 empty] | F42 | 0 | [10 empty] | No | No
MC065 | Library |  |  |  | MC065-B02/F43 | Function 43 | EN.EN3 Energy Sensor | [6 empty] | F43 | 0 | [10 empty] | No | No
MC065 | Library |  |  |  | MC065-B02/F44 | Function 44 | EN.EN3 Energy Sensor | [6 empty] | F44 | 0 | [10 empty] | No | No
MC065 | Library |  |  |  | MC065-B02/F45 | Function 45 | EN.EN3 Energy Sensor | [6 empty] | F45 | 0 | [10 empty] | No | No
MC065 | Library |  |  |  | MC065-B02/F35 | Function 35 | EN.EN3 Energy Sensor | [6 empty] | F35 | 0 | [10 empty] | No | No
MC065 | Library |  |  |  | MC065-B02/F36 | Function 36 | EN.EN3 Energy Sensor | [6 empty] | F36 | 0 | [10 empty] | No | No
MC065 | Library |  |  |  | MC065-B02/F37 | Function 37 | EN.EN3 Energy Sensor | [6 empty] | F37 | 0 | [10 empty] | No | No
MC065 | Library |  |  |  | MC065-B02/F38 | Function 38 | EN.EN3 Energy Sensor | [6 empty] | F38 | 0 | [10 empty] | No | No
MC065 | Library |  |  |  | MC065-B02/F39 | Function 39 | EN.EN3 Energy Sensor | [6 empty] | F39 | 0 | [10 empty] | No | No
MC065 | Library |  |  |  | MC065-B02/F4 | Function 4 | EN.EN3 Energy Sensor | [6 empty] | F4 | 0 | [10 empty] | No | No
MC065 | Library |  |  |  | MC065-B02/F3 | Function 3 | EN.EN3 Energy Sensor | [6 empty] | F3 | 0 | [10 empty] | No | No
MC065 | Library |  |  |  | MC065-B02/F30 | Function 30 | EN.EN3 Energy Sensor | [6 empty] | F30 | 0 | [10 empty] | No | No
MC065 | Library |  |  |  | MC065-B02/F31 | Function 31 | EN.EN3 Energy Sensor | [6 empty] | F31 | 0 | [10 empty] | No | No
MC065 | Library |  |  |  | MC065-B02/F32 | Function 32 | EN.EN3 Energy Sensor | [6 empty] | F32 | 0 | [10 empty] | No | No
MC065 | Library |  |  |  | MC065-B02/F33 | Function 33 | EN.EN3 Energy Sensor | [6 empty] | F33 | 0 | [10 empty] | No | No
MC065 | Library |  |  |  | MC065-B02/F34 | Function 34 | EN.EN3 Energy Sensor | [6 empty] | F34 | 0 | [10 empty] | No | No
MC065 | Library |  |  |  | MC065-B02/F24 | Function 24 | EN.EN3 Energy Sensor | [6 empty] | F24 | 0 | [10 empty] | No | No
MC065 | Library |  |  |  | MC065-B02/F25 | Function 25 | EN.EN3 Energy Sensor | [6 empty] | F25 | 0 | [10 empty] | No | No
MC065 | Library |  |  |  | MC065-B02/F26 | Function 26 | EN.EN3 Energy Sensor | [6 empty] | F26 | 0 | [10 empty] | No | No
MC065 | Library |  |  |  | MC065-B02/F27 | Function 27 | EN.EN3 Energy Sensor | [6 empty] | F27 | 0 | [10 empty] | No | No
MC065 | Library |  |  |  | MC065-B02/F28 | Function 28 | EN.EN3 Energy Sensor | [6 empty] | F28 | 0 | [10 empty] | No | No
MC065 | Library |  |  |  | MC065-B02/F29 | Function 29 | EN.EN3 Energy Sensor | [6 empty] | F29 | 0 | [10 empty] | No | No
MC065 | Library |  |  |  | MC065-B02/F19 | MTHW OK | EN.EN3 Energy Sensor | [6 empty] | F19 | 0 | [10 empty] | No | No
MC065 | Library |  |  |  | MC065-B02/F2 | Function 2 | EN.EN3 Energy Sensor | [6 empty] | F2 | 0 | [10 empty] | No | No
MC065 | Library |  |  |  | MC065-B02/F20 | Function 20 | EN.EN3 Energy Sensor | [6 empty] | F20 | 0 | [10 empty] | No | No
MC065 | Library |  |  |  | MC065-B02/F21 | Function 21 | EN.EN3 Energy Sensor | [6 empty] | F21 | 0 | [10 empty] | No | No
MC065 | Library |  |  |  | MC065-B02/F22 | Function 22 | EN.EN3 Energy Sensor | [6 empty] | F22 | 0 | [10 empty] | No | No
MC065 | Library |  |  |  | MC065-B02/F23 | Function 23 | EN.EN3 Energy Sensor | [6 empty] | F23 | 0 | [10 empty] | No | No
MC065 | Library |  |  |  | MC065-B02/F13 | Function 13 | EN.EN3 Energy Sensor | [6 empty] | F13 | 0 | [10 empty] | No | No
MC065 | Library |  |  |  | MC065-B02/F14 | Function 14 | EN.EN3 Energy Sensor | [6 empty] | F14 | 0 | [10 empty] | No | No
MC065 | Library |  |  |  | MC065-B02/F15 | Function 15 | EN.EN3 Energy Sensor | [6 empty] | F15 | 0 | [10 empty] | No | No
MC065 | Library |  |  |  | MC065-B02/F16 | Function 16 | EN.EN3 Energy Sensor | [6 empty] | F16 | 0 | [10 empty] | No | No
MC065 | Library |  |  |  | MC065-B02/F17 | Function 17 | EN.EN3 Energy Sensor | [6 empty] | F17 | 0 | [10 empty] | No | No
MC065 | Library |  |  |  | MC065-B02/F18 | Function 18 | EN.EN3 Energy Sensor | [6 empty] | F18 | 0 | [10 empty] | No | No
MC065 | Library |  |  |  | MC065-B02/D9 | HWS Cal Control Valve | EN.EN3 Energy Sensor | [6 empty] | D9 | 0 | [10 empty] | No | No
MC065 | Library |  |  |  | MC065-B02/e1 | Supervisor | EN.EN3 Energy Sensor | [6 empty] | e1 | 0 | [10 empty] | No | No
MC065 | Library |  |  |  | MC065-B02/F1 | Function 1 | EN.EN3 Energy Sensor | [6 empty] | F1 | 0 | [10 empty] | No | No
MC065 | Library |  |  |  | MC065-B02/F10 | Function 10 | EN.EN3 Energy Sensor | [6 empty] | F10 | 0 | [10 empty] | No | No
MC065 | Library |  |  |  | MC065-B02/F11 | Function 11 | EN.EN3 Energy Sensor | [6 empty] | F11 | 0 | [10 empty] | No | No
MC065 | Library |  |  |  | MC065-B02/F12 | Function 12 | EN.EN3 Energy Sensor | [6 empty] | F12 | 0 | [10 empty] | No | No
MC065 | Library |  |  |  | MC065-B02/D3 | CT Pump 1 En | EN.EN3 Energy Sensor | [6 empty] | D3 | 0 | [10 empty] | No | No
MC065 | Library |  |  |  | MC065-B02/D4 | CT Pump 2 En | EN.EN3 Energy Sensor | [6 empty] | D4 | 0 | [10 empty] | No | No
MC065 | Library |  |  |  | MC065-B02/D5 | VT Pump 1 En | EN.EN3 Energy Sensor | [6 empty] | D5 | 0 | [10 empty] | No | No
MC065 | Library |  |  |  | MC065-B02/D6 | VT Pump 2 En | EN.EN3 Energy Sensor | [6 empty] | D6 | 0 | [10 empty] | No | No
MC065 | Library |  |  |  | MC065-B02/D7 | VT Control Valve | EN.EN3 Energy Sensor | [6 empty] | D7 | 0 | [10 empty] | No | No
MC065 | Library |  |  |  | MC065-B02/D8 | HWS Cal Circ En | EN.EN3 Energy Sensor | [6 empty] | D8 | 0 | [10 empty] | No | No
MC065 | Library |  |  |  | MC065-B06/D7 | AHU-NW Mixing Damper | EN.EN3 Energy Sensor | [6 empty] | D7 | 0 | [10 empty] | No | No
MC065 | Library |  |  |  | MC065-B06/D8 | Level A HB A001 Valve | EN.EN3 Energy Sensor | [6 empty] | D8 | 0 | [10 empty] | No | No
MC065 | Library |  |  |  | MC065-B06/D9 | Level A HB A038 Valve | EN.EN3 Energy Sensor | [6 empty] | D9 | 0 | [10 empty] | No | No
MC065 | Library |  |  |  | MC065-B06/e1 | General Alarms | EN.EN3 Energy Sensor | [6 empty] | e1 | 0 | [10 empty] | No | No
MC065 | Library |  |  |  | MC065-B06/F1 | Outside air temperature frost | EN.EN3 Energy Sensor | [6 empty] | F1 | 0 | [10 empty] | No | No
MC065 | Library |  |  |  | MC065-B06/F10 | Function 10 | EN.EN3 Energy Sensor | [6 empty] | F10 | 0 | [10 empty] | No | No
MC065 | Library |  |  |  | MC065-B06/D5 | AHU-NW Sply Fan Speed | EN.EN3 Energy Sensor | [6 empty] | D5 | 0 | [10 empty] | No | No
MC065 | Library |  |  |  | MC065-B06/D6 | AHU-NW Ext Fan Speed | EN.EN3 Energy Sensor | [6 empty] | D6 | 0 | [10 empty] | No | No
MC065 | Library |  |  |  | MC065-B06/D16 | Level D HB C028 Valve | EN.EN3 Energy Sensor | [6 empty] | D16 | 0 | [10 empty] | No | No
MC065 | Library |  |  |  | MC065-B06/D17 | OdoorHeaterEnable | EN.EN3 Energy Sensor | [6 empty] | D17 | 0 | [10 empty] | No | No
MC065 | Library |  |  |  | MC065-B06/D18 | ODoorHeatValve | EN.EN3 Energy Sensor | [6 empty] | D18 | 0 | [10 empty] | No | No
MC065 | Library |  |  |  | MC065-B06/D2 | AHU-NW Extract Fan Enable | EN.EN3 Energy Sensor | [6 empty] | D2 | 0 | [10 empty] | No | No
MC065 | Library |  |  |  | MC065-B06/D3 | AHU-NW Recoup Damper | EN.EN3 Energy Sensor | [6 empty] | D3 | 0 | [10 empty] | No | No
MC065 | Library |  |  |  | MC065-B06/D4 | AHU-NW Heater Battery | EN.EN3 Energy Sensor | [6 empty] | D4 | 0 | [10 empty] | No | No
MC065 | Library |  |  |  | MC065-B06/D10 | Level A HB A039 Valve | EN.EN3 Energy Sensor | [6 empty] | D10 | 0 | [10 empty] | No | No
MC065 | Library |  |  |  | MC065-B06/D11 | Level B HB B001 Valve | EN.EN3 Energy Sensor | [6 empty] | D11 | 0 | [10 empty] | No | No
MC065 | Library |  |  |  | MC065-B06/D12 | Level B HB B028 Valve | EN.EN3 Energy Sensor | [6 empty] | D12 | 0 | [10 empty] | No | No
MC065 | Library |  |  |  | MC065-B06/D13 | Level B HB B029 Valve | EN.EN3 Energy Sensor | [6 empty] | D13 | 0 | [10 empty] | No | No
MC065 | Library |  |  |  | MC065-B06/D14 | Level B HB C029 Valve | EN.EN3 Energy Sensor | [6 empty] | D14 | 0 | [10 empty] | No | No
MC065 | Library |  |  |  | MC065-B06/D15 | Level B Rad V2-B-01 Valve | EN.EN3 Energy Sensor | [6 empty] | D15 | 0 | [10 empty] | No | No
MC065 | Library |  |  |  | MC065-B06/C1 | Virtual CNC 1 | EN.EN3 Energy Sensor | [6 empty] | C1 | 0 | [10 empty] | No | No
MC065 | Library |  |  |  | MC065-B06/D1 | AHU-NW Supply Fan Enable | EN.EN3 Energy Sensor | [6 empty] | D1 | 0 | [10 empty] | No | No
MC065 | Library |  |  |  | MC065-B06/Z1 | NW Zone 1 Floor A OSS | EN.EN3 Energy Sensor | [6 empty] | Z1 | 0 | [10 empty] | No | No
MC065 | Library |  |  |  | MC065-B06/Z2 | NW Zone 1 Floor B OSS | EN.EN3 Energy Sensor | [6 empty] | Z2 | 0 | [10 empty] | No | No
MC065 | Library |  |  |  | MC065-B06/Z3 | NW Zone 1 Floor C OSS | EN.EN3 Energy Sensor | [6 empty] | Z3 | 0 | [10 empty] | No | No
MC065 | Library |  |  |  | MC065-B06/Z4 | Overdoor Heater Tz | EN.EN3 Energy Sensor | [6 empty] | Z4 | 0 | [10 empty] | No | No
MC065 | Library |  |  |  | MC065-B06/Y4 | Outside air temperature | EN.EN3 Energy Sensor | [6 empty] | Y4 | 0 | [10 empty] | No | No
MC065 | Library |  |  |  | MC065-B06/Y5 | Thermistor TBTI | EN.EN3 Energy Sensor | [6 empty] | Y5 | 0 | [10 empty] | No | No
MC065 | Library |  |  |  | MC065-B06/Y6 | Pressure I 1000Pa | EN.EN3 Energy Sensor | [6 empty] | Y6 | 0 | [10 empty] | No | No
MC065 | Library |  |  |  | MC065-B06/Y7 | Thermistor TBTI | EN.EN3 Energy Sensor | [6 empty] | Y7 | 0 | [10 empty] | No | No
MC065 | Library |  |  |  | MC065-B06/Y8 | Knob TB 3deg trim | EN.EN3 Energy Sensor | [6 empty] | Y8 | 0 | [10 empty] | No | No
MC065 | Library |  |  |  | MC065-B06/Y9 | Trend Thermistor | EN.EN3 Energy Sensor | [6 empty] | Y9 | 0 | [10 empty] | No | No
MC065 | Library |  |  |  | MC065-B06/W5 | NW Heater Battery OR | EN.EN3 Energy Sensor | [6 empty] | W5 | 0 | [10 empty] | No | No
MC065 | Library |  |  |  | MC065-B06/Y1 | Temp V 0+40 | EN.EN3 Energy Sensor | [6 empty] | Y1 | 0 | [10 empty] | No | No
MC065 | Library |  |  |  | MC065-B06/Y10 | Pressure I 2.5bar | EN.EN3 Energy Sensor | [6 empty] | Y10 | 0 | [10 empty] | No | No
MC065 | Library |  |  |  | MC065-B06/Y11 | Feedback V +10+2 | EN.EN3 Energy Sensor | [6 empty] | Y11 | 0 | [10 empty] | No | No
MC065 | Library |  |  |  | MC065-B06/Y2 | CO2 V | EN.EN3 Energy Sensor | [6 empty] | Y2 | 0 | [10 empty] | No | No
MC065 | Library |  |  |  | MC065-B06/Y3 | Feedback V +2+10 | EN.EN3 Energy Sensor | [6 empty] | Y3 | 0 | [10 empty] | No | No
MC065 | Library |  |  |  | MC065-B06/S9 | S31 Lev C HB-C280 Space Temp | EN.EN3 Energy Sensor | [6 empty] | S9 | 0 | [10 empty] | No | No
MC065 | Library |  |  |  | MC065-B06/V1 |  | EN.EN3 Energy Sensor | [6 empty] | V1 | 0 | [10 empty] | No | No
MC065 | Library |  |  |  | MC065-B06/W1 | AHU-NW Off-Auto | EN.EN3 Energy Sensor | [6 empty] | W1 | 0 | [10 empty] | No | No
MC065 | Library |  |  |  | MC065-B06/W2 | Manual Summer On-1 Auto-0 | EN.EN3 Energy Sensor | [6 empty] | W2 | 0 | [10 empty] | No | No
MC065 | Library |  |  |  | MC065-B06/W3 | Summer ECO Detect Auto-1 Off-0 | EN.EN3 Energy Sensor | [6 empty] | W3 | 0 | [10 empty] | No | No
MC065 | Library |  |  |  | MC065-B06/W4 | ODH Off-Auto | EN.EN3 Energy Sensor | [6 empty] | W4 | 0 | [10 empty] | No | No
MC065 | Library |  |  |  | MC065-B06/S59 | Actual AHU-NW Extract Press SP | EN.EN3 Energy Sensor | [6 empty] | S59 | 0 | [10 empty] | No | No
MC065 | Library |  |  |  | MC065-B06/S6 | S1 Lev A HB-A001 Space Temp | EN.EN3 Energy Sensor | [6 empty] | S6 | 0 | [10 empty] | No | No
MC065 | Library |  |  |  | MC065-B06/S60 | Z1 Open Plan Ave Temp | EN.EN3 Energy Sensor | [6 empty] | S60 | 0 | [10 empty] | No | No
MC065 | Library |  |  |  | MC065-B06/S61 | NW Water Pressure | EN.EN3 Energy Sensor | [6 empty] | S61 | 0 | [10 empty] | No | No
MC065 | Library |  |  |  | MC065-B06/S7 | S1 Lev A HB-A001 Space CO2 | EN.EN3 Energy Sensor | [6 empty] | S7 | 0 | [10 empty] | No | No
MC065 | Library |  |  |  | MC065-B06/S8 | Overdoor Heater Space Temp | EN.EN3 Energy Sensor | [6 empty] | S8 | 0 | [10 empty] | No | No
MC065 | Library |  |  |  | MC065-B06/S53 | Level B HB B029 Adjusted SP | EN.EN3 Energy Sensor | [6 empty] | S53 | 0 | [10 empty] | No | No
MC065 | Library |  |  |  | MC065-B06/S54 | Level B HB B029 Valve | EN.EN3 Energy Sensor | [6 empty] | S54 | 0 | [10 empty] | No | No
MC065 | Library |  |  |  | MC065-B06/S55 | Level C HB C029 Adjusted SP | EN.EN3 Energy Sensor | [6 empty] | S55 | 0 | [10 empty] | No | No
MC065 | Library |  |  |  | MC065-B06/S56 | Level C HB C029 Valve | EN.EN3 Energy Sensor | [6 empty] | S56 | 0 | [10 empty] | No | No
MC065 | Library |  |  |  | MC065-B06/S57 | Actual AHU-NW Supply Press SP | EN.EN3 Energy Sensor | [6 empty] | S57 | 0 | [10 empty] | No | No
MC065 | Library |  |  |  | MC065-B06/S58 | Level D HB C028 Valve | EN.EN3 Energy Sensor | [6 empty] | S58 | 0 | [10 empty] | No | No
MC065 | Library |  |  |  | MC065-B06/S48 | Level A HB A038 Valve | EN.EN3 Energy Sensor | [6 empty] | S48 | 0 | [10 empty] | No | No
MC065 | Library |  |  |  | MC065-B06/S49 | Level A HB A039 Valve | EN.EN3 Energy Sensor | [6 empty] | S49 | 0 | [10 empty] | No | No
MC065 | Library |  |  |  | MC065-B06/S5 | AHU-NW Supply Air Pressure | EN.EN3 Energy Sensor | [6 empty] | S5 | 0 | [10 empty] | No | No
MC065 | Library |  |  |  | MC065-B06/S50 | Level B HB B001 Valve | EN.EN3 Energy Sensor | [6 empty] | S50 | 0 | [10 empty] | No | No
MC065 | Library |  |  |  | MC065-B06/S51 | Level B HB B028 Adjusted SP | EN.EN3 Energy Sensor | [6 empty] | S51 | 0 | [10 empty] | No | No
MC065 | Library |  |  |  | MC065-B06/S52 | Level B HB B028 Valve | EN.EN3 Energy Sensor | [6 empty] | S52 | 0 | [10 empty] | No | No
MC065 | Library |  |  |  | MC065-B06/S42 | AHU-NW Ext Fan Speed | EN.EN3 Energy Sensor | [6 empty] | S42 | 0 | [10 empty] | No | No
MC065 | Library |  |  |  | MC065-B06/S43 | NW Zone 1 Maz CO2 | EN.EN3 Energy Sensor | [6 empty] | S43 | 0 | [10 empty] | No | No
MC065 | Library |  |  |  | MC065-B06/S44 | AHU-NW Mixing Dampers Ctrl | EN.EN3 Energy Sensor | [6 empty] | S44 | 0 | [10 empty] | No | No
MC065 | Library |  |  |  | MC065-B06/S45 | Level A HB A038 Adjusted SP | EN.EN3 Energy Sensor | [6 empty] | S45 | 0 | [10 empty] | No | No
MC065 | Library |  |  |  | MC065-B06/S46 | Level A HB A039 Adjusted SP | EN.EN3 Energy Sensor | [6 empty] | S46 | 0 | [10 empty] | No | No
MC065 | Library |  |  |  | MC065-B06/S47 | Level A HB A001 Valve | EN.EN3 Energy Sensor | [6 empty] | S47 | 0 | [10 empty] | No | No
MC065 | Library |  |  |  | MC065-B06/S30 | AHU-NW Recoup Damper Feedback | EN.EN3 Energy Sensor | [6 empty] | S30 | 0 | [10 empty] | No | No
MC065 | Library |  |  |  | MC065-B06/S38 | AHU-NW Calc Sply Temp SP | EN.EN3 Energy Sensor | [6 empty] | S38 | 0 | [10 empty] | No | No
MC065 | Library |  |  |  | MC065-B06/S39 | AHU-NW Sply Fan Speed | EN.EN3 Energy Sensor | [6 empty] | S39 | 0 | [10 empty] | No | No
MC065 | Library |  |  |  | MC065-B06/S4 | AHU-NW Extract Air Pressure | EN.EN3 Energy Sensor | [6 empty] | S4 | 0 | [10 empty] | No | No
MC065 | Library |  |  |  | MC065-B06/S40 | AHU-NW Recoup Dmnd | EN.EN3 Energy Sensor | [6 empty] | S40 | 0 | [10 empty] | No | No
MC065 | Library |  |  |  | MC065-B06/S41 | AHU-NW Heating Coil Dmnd | EN.EN3 Energy Sensor | [6 empty] | S41 | 0 | [10 empty] | No | No
MC065 | Library |  |  |  | MC065-B06/S25 | S30 Lev C HB-C029 Space Temp | EN.EN3 Energy Sensor | [6 empty] | S25 | 0 | [10 empty] | No | No
MC065 | Library |  |  |  | MC065-B06/S26 | S30 Lev C HB-C029 SP Adj | EN.EN3 Energy Sensor | [6 empty] | S26 | 0 | [10 empty] | No | No
MC065 | Library |  |  |  | MC065-B06/S27 | AHU-NW Supply Damper Feedback | EN.EN3 Energy Sensor | [6 empty] | S27 | 0 | [10 empty] | No | No
MC065 | Library |  |  |  | MC065-B06/S28 | AHU-NW Recirc Damper Feedback | EN.EN3 Energy Sensor | [6 empty] | S28 | 0 | [10 empty] | No | No
MC065 | Library |  |  |  | MC065-B06/S29 | AHU-NW Extract Damper Feedback | EN.EN3 Energy Sensor | [6 empty] | S29 | 0 | [10 empty] | No | No
MC065 | Library |  |  |  | MC065-B06/S3 | AHU-NW Extract Air Temp | EN.EN3 Energy Sensor | [6 empty] | S3 | 0 | [10 empty] | No | No
MC065 | Library |  |  |  | MC065-B06/S16 | S3 Lev A HB-A039 SP Adj | EN.EN3 Energy Sensor | [6 empty] | S16 | 0 | [10 empty] | No | No
MC065 | Library |  |  |  | MC065-B06/S2 | AHU-NW Supply Air Temp | EN.EN3 Energy Sensor | [6 empty] | S2 | 0 | [10 empty] | No | No
MC065 | Library |  |  |  | MC065-B06/S21 | S16 Lev B HB-B028 Space Temp | EN.EN3 Energy Sensor | [6 empty] | S21 | 0 | [10 empty] | No | No
MC065 | Library |  |  |  | MC065-B06/S22 | S16 Lev B HB-B028 SP Adj | EN.EN3 Energy Sensor | [6 empty] | S22 | 0 | [10 empty] | No | No
MC065 | Library |  |  |  | MC065-B06/S23 | S17 Lev B HB-B029 Space Temp | EN.EN3 Energy Sensor | [6 empty] | S23 | 0 | [10 empty] | No | No
MC065 | Library |  |  |  | MC065-B06/S24 | S17 Lev B HB-B029 SP Adj | EN.EN3 Energy Sensor | [6 empty] | S24 | 0 | [10 empty] | No | No
MC065 | Library |  |  |  | MC065-B06/S10 | S31 Lev C HB-C280 Space CO2 | EN.EN3 Energy Sensor | [6 empty] | S10 | 0 | [10 empty] | No | No
MC065 | Library |  |  |  | MC065-B06/S11 | S15 Lev B HB-B001 Space Temp | EN.EN3 Energy Sensor | [6 empty] | S11 | 0 | [10 empty] | No | No
MC065 | Library |  |  |  | MC065-B06/S12 | S15 Lev B HB-B001 Space CO2 | EN.EN3 Energy Sensor | [6 empty] | S12 | 0 | [10 empty] | No | No
MC065 | Library |  |  |  | MC065-B06/S13 | S4 Lev A HB-A038 Space Temp | EN.EN3 Energy Sensor | [6 empty] | S13 | 0 | [10 empty] | No | No
MC065 | Library |  |  |  | MC065-B06/S14 | S4 Lev A HB-A038 SP Adj | EN.EN3 Energy Sensor | [6 empty] | S14 | 0 | [10 empty] | No | No
MC065 | Library |  |  |  | MC065-B06/S15 | S3 Lev A HB-A039 Space Temp | EN.EN3 Energy Sensor | [6 empty] | S15 | 0 | [10 empty] | No | No
MC065 | Library |  |  |  | MC065-B06/P6 | S1 Lev A HB-A001 Space Temp | EN.EN3 Energy Sensor | [6 empty] | P6 | 0 | [10 empty] | No | No
MC065 | Library |  |  |  | MC065-B06/P7 | S1 Lev A HB-A001 Space CO2 | EN.EN3 Energy Sensor | [6 empty] | P7 | 0 | [10 empty] | No | No
MC065 | Library |  |  |  | MC065-B06/P8 | Overdoor Heater Space Temp | EN.EN3 Energy Sensor | [6 empty] | P8 | 0 | [10 empty] | No | No
MC065 | Library |  |  |  | MC065-B06/P9 | S31 Lev C HB-C280 Space Temp | EN.EN3 Energy Sensor | [6 empty] | P9 | 0 | [10 empty] | No | No
MC065 | Library |  |  |  | MC065-B06/Q1 | Sequence Table 1 | EN.EN3 Energy Sensor | [6 empty] | Q1 | 0 | [10 empty] | No | No
MC065 | Library |  |  |  | MC065-B06/S1 | Outside air temperature | EN.EN3 Energy Sensor | [6 empty] | S1 | 0 | [10 empty] | No | No
MC065 | Library |  |  |  | MC065-B06/P52 | Level C HB C029 Adjusted SP | EN.EN3 Energy Sensor | [6 empty] | P52 | 0 | [10 empty] | No | No
MC065 | Library |  |  |  | MC065-B06/P53 | Level C HB C029 Valve | EN.EN3 Energy Sensor | [6 empty] | P53 | 0 | [10 empty] | No | No
MC065 | Library |  |  |  | MC065-B06/P55 | Actual AHU-NW Supply Press SP | EN.EN3 Energy Sensor | [6 empty] | P55 | 0 | [10 empty] | No | No
MC065 | Library |  |  |  | MC065-B06/P56 | Level D HB C028 Valve | EN.EN3 Energy Sensor | [6 empty] | P56 | 0 | [10 empty] | No | No
MC065 | Library |  |  |  | MC065-B06/P57 | Actual AHU-NW Extract Press SP | EN.EN3 Energy Sensor | [6 empty] | P57 | 0 | [10 empty] | No | No
MC065 | Library |  |  |  | MC065-B06/P58 | NW Pressure | EN.EN3 Energy Sensor | [6 empty] | P58 | 0 | [10 empty] | No | No
MC065 | Library |  |  |  | MC065-B06/P47 | Level B HB B001 Valve | EN.EN3 Energy Sensor | [6 empty] | P47 | 0 | [10 empty] | No | No
MC065 | Library |  |  |  | MC065-B06/P48 | Level B HB B028 Adjusted SP | EN.EN3 Energy Sensor | [6 empty] | P48 | 0 | [10 empty] | No | No
MC065 | Library |  |  |  | MC065-B06/P49 | Level B HB B028 Valve | EN.EN3 Energy Sensor | [6 empty] | P49 | 0 | [10 empty] | No | No
MC065 | Library |  |  |  | MC065-B06/P5 | AHU-NW Supply Air Pressure | EN.EN3 Energy Sensor | [6 empty] | P5 | 0 | [10 empty] | No | No
MC065 | Library |  |  |  | MC065-B06/P50 | Level B HB B029 Adjusted SP | EN.EN3 Energy Sensor | [6 empty] | P50 | 0 | [10 empty] | No | No
MC065 | Library |  |  |  | MC065-B06/P51 | Level B HB B029 Valve | EN.EN3 Energy Sensor | [6 empty] | P51 | 0 | [10 empty] | No | No
MC065 | Library |  |  |  | MC065-B06/P41 | AHU-NW Mixing Dampers Ctrl | EN.EN3 Energy Sensor | [6 empty] | P41 | 0 | [10 empty] | No | No
MC065 | Library |  |  |  | MC065-B06/P42 | Level A HB A038 Adjusted SP | EN.EN3 Energy Sensor | [6 empty] | P42 | 0 | [10 empty] | No | No
MC065 | Library |  |  |  | MC065-B06/P43 | Level A HB A039 Adjusted SP | EN.EN3 Energy Sensor | [6 empty] | P43 | 0 | [10 empty] | No | No
MC065 | Library |  |  |  | MC065-B06/P44 | Level A HB A001 Valve | EN.EN3 Energy Sensor | [6 empty] | P44 | 0 | [10 empty] | No | No
MC065 | Library |  |  |  | MC065-B06/P45 | Level A HB A038 Valve | EN.EN3 Energy Sensor | [6 empty] | P45 | 0 | [10 empty] | No | No
MC065 | Library |  |  |  | MC065-B06/P46 | Level A HB A039 Valve | EN.EN3 Energy Sensor | [6 empty] | P46 | 0 | [10 empty] | No | No
MC065 | Library |  |  |  | MC065-B06/P36 | AHU-NW Heating Coil Dmnd | EN.EN3 Energy Sensor | [6 empty] | P36 | 0 | [10 empty] | No | No
MC065 | Library |  |  |  | MC065-B06/P37 | AHU-NW Sply Fan Speed | EN.EN3 Energy Sensor | [6 empty] | P37 | 0 | [10 empty] | No | No
MC065 | Library |  |  |  | MC065-B06/P38 | AHU-NW Ext Fan Speed | EN.EN3 Energy Sensor | [6 empty] | P38 | 0 | [10 empty] | No | No
MC065 | Library |  |  |  | MC065-B06/P39 | NW Zone 1 Maz CO2 | EN.EN3 Energy Sensor | [6 empty] | P39 | 0 | [10 empty] | No | No
MC065 | Library |  |  |  | MC065-B06/P4 | AHU-NW Extract Air Pressure | EN.EN3 Energy Sensor | [6 empty] | P4 | 0 | [10 empty] | No | No
MC065 | Library |  |  |  | MC065-B06/P40 | Low Occupancy | EN.EN3 Energy Sensor | [6 empty] | P40 | 0 | [10 empty] | No | No
MC065 | Library |  |  |  | MC065-B06/P28 | AHU-NW Recirc Damper Feedback | EN.EN3 Energy Sensor | [6 empty] | P28 | 0 | [10 empty] | No | No
MC065 | Library |  |  |  | MC065-B06/P29 | AHU-NW Extract Damper Feedback | EN.EN3 Energy Sensor | [6 empty] | P29 | 0 | [10 empty] | No | No
MC065 | Library |  |  |  | MC065-B06/P3 | AHU-NW Extract Air Temp | EN.EN3 Energy Sensor | [6 empty] | P3 | 0 | [10 empty] | No | No
MC065 | Library |  |  |  | MC065-B06/P30 | AHU-NW Recoup Damper Feedback | EN.EN3 Energy Sensor | [6 empty] | P30 | 0 | [10 empty] | No | No
MC065 | Library |  |  |  | MC065-B06/P34 | AHU-NW Calc Sply Temp SP | EN.EN3 Energy Sensor | [6 empty] | P34 | 0 | [10 empty] | No | No
MC065 | Library |  |  |  | MC065-B06/P35 | AHU-NW Recoup Dmnd | EN.EN3 Energy Sensor | [6 empty] | P35 | 0 | [10 empty] | No | No
MC065 | Library |  |  |  | MC065-B06/P22 | S16 Lev B HB-B028 SP Adj | EN.EN3 Energy Sensor | [6 empty] | P22 | 0 | [10 empty] | No | No
MC065 | Library |  |  |  | MC065-B06/P23 | S17 Lev B HB-B029 Space Temp | EN.EN3 Energy Sensor | [6 empty] | P23 | 0 | [10 empty] | No | No
MC065 | Library |  |  |  | MC065-B06/P24 | S17 Lev B HB-B029 SP Adj | EN.EN3 Energy Sensor | [6 empty] | P24 | 0 | [10 empty] | No | No
MC065 | Library |  |  |  | MC065-B06/P25 | S30 Lev C HB-C029 Space Temp | EN.EN3 Energy Sensor | [6 empty] | P25 | 0 | [10 empty] | No | No
MC065 | Library |  |  |  | MC065-B06/P26 | S30 Lev C HB-C029 SP Adj | EN.EN3 Energy Sensor | [6 empty] | P26 | 0 | [10 empty] | No | No
MC065 | Library |  |  |  | MC065-B06/P27 | AHU-NW Supply Damper Feedback | EN.EN3 Energy Sensor | [6 empty] | P27 | 0 | [10 empty] | No | No
MC065 | Library |  |  |  | MC065-B06/P13 | S4 Lev A HB-A038 Space Temp | EN.EN3 Energy Sensor | [6 empty] | P13 | 0 | [10 empty] | No | No
MC065 | Library |  |  |  | MC065-B06/P14 | S4 Lev A HB-A038 SP Adj | EN.EN3 Energy Sensor | [6 empty] | P14 | 0 | [10 empty] | No | No
MC065 | Library |  |  |  | MC065-B06/P15 | S3 Lev A HB-A039 Space Temp | EN.EN3 Energy Sensor | [6 empty] | P15 | 0 | [10 empty] | No | No
MC065 | Library |  |  |  | MC065-B06/P16 | S3 Lev A HB-A039 SP Adj | EN.EN3 Energy Sensor | [6 empty] | P16 | 0 | [10 empty] | No | No
MC065 | Library |  |  |  | MC065-B06/P2 | AHU-NW Supply Air Temp | EN.EN3 Energy Sensor | [6 empty] | P2 | 0 | [10 empty] | No | No
MC065 | Library |  |  |  | MC065-B06/P21 | S16 Lev B HB-B028 Space Temp | EN.EN3 Energy Sensor | [6 empty] | P21 | 0 | [10 empty] | No | No
MC065 | Library |  |  |  | MC065-B06/o3 | NW Zone 1 Floor C OSS | EN.EN3 Energy Sensor | [6 empty] | o3 | 0 | [10 empty] | No | No
MC065 | Library |  |  |  | MC065-B06/P1 | Outside air temperature | EN.EN3 Energy Sensor | [6 empty] | P1 | 0 | [10 empty] | No | No
MC065 | Library |  |  |  | MC065-B06/P10 | S31 Lev C HB-C280 Space CO2 | EN.EN3 Energy Sensor | [6 empty] | P10 | 0 | [10 empty] | No | No
MC065 | Library |  |  |  | MC065-B06/P11 | S15 Lev B HB-B001 Space Temp | EN.EN3 Energy Sensor | [6 empty] | P11 | 0 | [10 empty] | No | No
MC065 | Library |  |  |  | MC065-B06/P12 | S15 Lev B HB-B001 Space CO2 | EN.EN3 Energy Sensor | [6 empty] | P12 | 0 | [10 empty] | No | No
MC065 | Library |  |  |  | MC065-B06/N7 | Space Summer Eco Setpoint | EN.EN3 Energy Sensor | [6 empty] | N7 | 0 | [10 empty] | No | No
MC065 | Library |  |  |  | MC065-B06/N8 | Duct Frost Setpoint | EN.EN3 Energy Sensor | [6 empty] | N8 | 0 | [10 empty] | No | No
MC065 | Library |  |  |  | MC065-B06/o1 | NW Zone 1 Floor A OSS | EN.EN3 Energy Sensor | [6 empty] | o1 | 0 | [10 empty] | No | No
MC065 | Library |  |  |  | MC065-B06/o2 | NW Zone 1 Floor B OSS | EN.EN3 Energy Sensor | [6 empty] | o2 | 0 | [10 empty] | No | No
MC065 | Library |  |  |  | MC065-B06/N1 | TREND_0B_B0_A0 | EN.EN3 Energy Sensor | [6 empty] | N1 | 0 | [10 empty] | No | No
MC065 | Library |  |  |  | MC065-B06/N2 | Space frost protection setpoint | EN.EN3 Energy Sensor | [6 empty] | N2 | 0 | [10 empty] | No | No
MC065 | Library |  |  |  | MC065-B06/N3 | Fire Alarm STS | EN.EN3 Energy Sensor | [6 empty] | N3 | 0 | [10 empty] | No | No
MC065 | Library |  |  |  | MC065-B06/N4 | S32 Lev C HB-C030 | EN.EN3 Energy Sensor | [6 empty] | N4 | 0 | [10 empty] | No | No
MC065 | Library |  |  |  | MC065-B06/N5 | S32 Lev C HB-C030 SP | EN.EN3 Energy Sensor | [6 empty] | N5 | 0 | [10 empty] | No | No
MC065 | Library |  |  |  | MC065-B06/N6 | OAT Summer Eco Setpoint | EN.EN3 Energy Sensor | [6 empty] | N6 | 0 | [10 empty] | No | No
MC065 | Library |  |  |  | MC065-B06/L5 | Loop 5 | EN.EN3 Energy Sensor | [6 empty] | L5 | 0 | [10 empty] | No | No
MC065 | Library |  |  |  | MC065-B06/L6 | Loop 6 | EN.EN3 Energy Sensor | [6 empty] | L6 | 0 | [10 empty] | No | No
MC065 | Library |  |  |  | MC065-B06/L7 | Loop 7 | EN.EN3 Energy Sensor | [6 empty] | L7 | 0 | [10 empty] | No | No
MC065 | Library |  |  |  | MC065-B06/L8 | Loop 8 | EN.EN3 Energy Sensor | [6 empty] | L8 | 0 | [10 empty] | No | No
MC065 | Library |  |  |  | MC065-B06/L9 | Loop 9 | EN.EN3 Energy Sensor | [6 empty] | L9 | 0 | [10 empty] | No | No
MC065 | Library |  |  |  | MC065-B06/L12 | Loop 12 | EN.EN3 Energy Sensor | [6 empty] | L12 | 0 | [10 empty] | No | No
MC065 | Library |  |  |  | MC065-B06/L13 | Loop 13 | EN.EN3 Energy Sensor | [6 empty] | L13 | 0 | [10 empty] | No | No
MC065 | Library |  |  |  | MC065-B06/L14 | Loop 14 | EN.EN3 Energy Sensor | [6 empty] | L14 | 0 | [10 empty] | No | No
MC065 | Library |  |  |  | MC065-B06/L2 | Loop 2 | EN.EN3 Energy Sensor | [6 empty] | L2 | 0 | [10 empty] | No | No
MC065 | Library |  |  |  | MC065-B06/L3 |  | EN.EN3 Energy Sensor | [6 empty] | L3 | 0 | [10 empty] | No | No
MC065 | Library |  |  |  | MC065-B06/L4 |  | EN.EN3 Energy Sensor | [6 empty] | L4 | 0 | [10 empty] | No | No
MC065 | Library |  |  |  | MC065-B06/K7 | AHU-NW Minimum Sup Fan Speed | EN.EN3 Energy Sensor | [6 empty] | K7 | 0 | [10 empty] | No | No
MC065 | Library |  |  |  | MC065-B06/K8 | AHU-NW Extract Pressure SP | EN.EN3 Energy Sensor | [6 empty] | K8 | 0 | [10 empty] | No | No
MC065 | Library |  |  |  | MC065-B06/K9 | AHU-NW Minimum Ex Fan Speed | EN.EN3 Energy Sensor | [6 empty] | K9 | 0 | [10 empty] | No | No
MC065 | Library |  |  |  | MC065-B06/L1 | AHU-NW Heating | EN.EN3 Energy Sensor | [6 empty] | L1 | 0 | [10 empty] | No | No
MC065 | Library |  |  |  | MC065-B06/L10 | Loop 10 | EN.EN3 Energy Sensor | [6 empty] | L10 | 0 | [10 empty] | No | No
MC065 | Library |  |  |  | MC065-B06/L11 | Loop 11 | EN.EN3 Energy Sensor | [6 empty] | L11 | 0 | [10 empty] | No | No
MC065 | Library |  |  |  | MC065-B06/K18 | Level D HB C028 SP | EN.EN3 Energy Sensor | [6 empty] | K18 | 0 | [10 empty] | No | No
MC065 | Library |  |  |  | MC065-B06/K20 | ODH Space SP | EN.EN3 Energy Sensor | [6 empty] | K20 | 0 | [10 empty] | No | No
MC065 | Library |  |  |  | MC065-B06/K3 | AHU-NW Min Sply Temp SP | EN.EN3 Energy Sensor | [6 empty] | K3 | 0 | [10 empty] | No | No
MC065 | Library |  |  |  | MC065-B06/K4 | AHU-NW Max Sply Temp SP | EN.EN3 Energy Sensor | [6 empty] | K4 | 0 | [10 empty] | No | No
MC065 | Library |  |  |  | MC065-B06/K5 | AHU-NW Return Temp SP | EN.EN3 Energy Sensor | [6 empty] | K5 | 0 | [10 empty] | No | No
MC065 | Library |  |  |  | MC065-B06/K6 | AHU-NW Supply Pressure SP | EN.EN3 Energy Sensor | [6 empty] | K6 | 0 | [10 empty] | No | No
MC065 | Library |  |  |  | MC065-B06/K12 | Level A HB A038 SP | EN.EN3 Energy Sensor | [6 empty] | K12 | 0 | [10 empty] | No | No
MC065 | Library |  |  |  | MC065-B06/K13 | Level A HB A039 SP | EN.EN3 Energy Sensor | [6 empty] | K13 | 0 | [10 empty] | No | No
MC065 | Library |  |  |  | MC065-B06/K14 | Level B HB B001 SP | EN.EN3 Energy Sensor | [6 empty] | K14 | 0 | [10 empty] | No | No
MC065 | Library |  |  |  | MC065-B06/K15 | Level B HB B028 SP | EN.EN3 Energy Sensor | [6 empty] | K15 | 0 | [10 empty] | No | No
MC065 | Library |  |  |  | MC065-B06/K16 | Level B HB B029 SP | EN.EN3 Energy Sensor | [6 empty] | K16 | 0 | [10 empty] | No | No
MC065 | Library |  |  |  | MC065-B06/K17 | Level C HB C029 SP | EN.EN3 Energy Sensor | [6 empty] | K17 | 0 | [10 empty] | No | No
MC065 | Library |  |  |  | MC065-B06/I7 | AHU-NWExtractlFilterSTS | EN.EN3 Energy Sensor | [6 empty] | I7 | 0 | [10 empty] | No | No
MC065 | Library |  |  |  | MC065-B06/I8 | AHU-NW Frost Stat | EN.EN3 Energy Sensor | [6 empty] | I8 | 0 | [10 empty] | No | No
MC065 | Library |  |  |  | MC065-B06/I9 | OdoorHeatersRunning | EN.EN3 Energy Sensor | [6 empty] | I9 | 0 | [10 empty] | No | No
MC065 | Library |  |  |  | MC065-B06/K1 | NW Heater Battery OR | EN.EN3 Energy Sensor | [6 empty] | K1 | 0 | [10 empty] | No | No
MC065 | Library |  |  |  | MC065-B06/K10 | LowCO2=LowOccupancySP | EN.EN3 Energy Sensor | [6 empty] | K10 | 0 | [10 empty] | No | No
MC065 | Library |  |  |  | MC065-B06/K11 | Level A HB A001 Valve | EN.EN3 Energy Sensor | [6 empty] | K11 | 0 | [10 empty] | No | No
MC065 | Library |  |  |  | MC065-B06/I4 | xcite/IO/16DI | EN.EN3 Energy Sensor | [6 empty] | I4 | 0 | [10 empty] | No | No
MC065 | Library |  |  |  | MC065-B06/i5 | AHU-NWSupplyPanelFilterSTS | EN.EN3 Energy Sensor | [6 empty] | i5 | 0 | [10 empty] | No | No
MC065 | Library |  |  |  | MC065-B06/I6 | xcite/IO/8AO | EN.EN3 Energy Sensor | [6 empty] | I6 | 0 | [10 empty] | No | No
MC065 | Library |  |  |  | MC065-B06/I23 | Summer Eco mode | EN.EN3 Energy Sensor | [6 empty] | I23 | 0 | [10 empty] | No | No
MC065 | Library |  |  |  | MC065-B06/I24 | Overdoor Heater Enable | EN.EN3 Energy Sensor | [6 empty] | I24 | 0 | [10 empty] | No | No
MC065 | Library |  |  |  | MC065-B06/I25 | Winter Vent Mode | EN.EN3 Energy Sensor | [6 empty] | I25 | 0 | [10 empty] | No | No
MC065 | Library |  |  |  | MC065-B06/I26 | Summer Vent Mode | EN.EN3 Energy Sensor | [6 empty] | I26 | 0 | [10 empty] | No | No
MC065 | Library |  |  |  | MC065-B06/I3 | xcite/IO/8UI | EN.EN3 Energy Sensor | [6 empty] | I3 | 0 | [10 empty] | No | No
MC065 | Library |  |  |  | MC065-B06/I19 | AHU-NW Extract Fan No Flow | EN.EN3 Energy Sensor | [6 empty] | I19 | 0 | [10 empty] | No | No
MC065 | Library |  |  |  | MC065-B06/I2 | xcite/IO/8UI | EN.EN3 Energy Sensor | [6 empty] | I2 | 0 | [10 empty] | No | No
MC065 | Library |  |  |  | MC065-B06/I20 | NW Zone 1 Low Occupancy | EN.EN3 Energy Sensor | [6 empty] | I20 | 0 | [10 empty] | No | No
MC065 | Library |  |  |  | MC065-B06/I21 | Level B Rad V2-B-01 Valve HD | EN.EN3 Energy Sensor | [6 empty] | I21 | 0 | [10 empty] | No | No
MC065 | Library |  |  |  | MC065-B06/I22 | OS12 Heating Demand | EN.EN3 Energy Sensor | [6 empty] | I22 | 0 | [10 empty] | No | No
MC065 | Library |  |  |  | MC065-B06/I1 | xcite/IO/8UI | EN.EN3 Energy Sensor | [6 empty] | I1 | 0 | [10 empty] | No | No
MC065 | Library |  |  |  | MC065-B06/I11 | C018 AC Fault | EN.EN3 Energy Sensor | [6 empty] | I11 | 0 | [10 empty] | No | No
MC065 | Library |  |  |  | MC065-B06/I12 | OAT Frost Condition | EN.EN3 Energy Sensor | [6 empty] | I12 | 0 | [10 empty] | No | No
MC065 | Library |  |  |  | MC065-B06/I15 | Space Frost Cond | EN.EN3 Energy Sensor | [6 empty] | I15 | 0 | [10 empty] | No | No
MC065 | Library |  |  |  | MC065-B06/I18 | AHU-NW Supply Fan No Flow | EN.EN3 Energy Sensor | [6 empty] | I18 | 0 | [10 empty] | No | No
MC065 | Library |  |  |  | MC065-B06/G4 | Logic 4 | EN.EN3 Energy Sensor | [6 empty] | G4 | 0 | [10 empty] | No | No
MC065 | Library |  |  |  | MC065-B06/G5 | Logic 5 | EN.EN3 Energy Sensor | [6 empty] | G5 | 0 | [10 empty] | No | No
MC065 | Library |  |  |  | MC065-B06/G6 | Extract Delay On | EN.EN3 Energy Sensor | [6 empty] | G6 | 0 | [10 empty] | No | No
MC065 | Library |  |  |  | MC065-B06/G7 | Logic 7 | EN.EN3 Energy Sensor | [6 empty] | G7 | 0 | [10 empty] | No | No
MC065 | Library |  |  |  | MC065-B06/G8 | Logic 8 | EN.EN3 Energy Sensor | [6 empty] | G8 | 0 | [10 empty] | No | No
MC065 | Library |  |  |  | MC065-B06/G9 | Logic 9 | EN.EN3 Energy Sensor | [6 empty] | G9 | 0 | [10 empty] | No | No
MC065 | Library |  |  |  | MC065-B06/G27 | Logic 27 | EN.EN3 Energy Sensor | [6 empty] | G27 | 0 | [10 empty] | No | No
MC065 | Library |  |  |  | MC065-B06/G28 | Summer Eco mode | EN.EN3 Energy Sensor | [6 empty] | G28 | 0 | [10 empty] | No | No
MC065 | Library |  |  |  | MC065-B06/G29 | Logic 29 | EN.EN3 Energy Sensor | [6 empty] | G29 | 0 | [10 empty] | No | No
MC065 | Library |  |  |  | MC065-B06/G3 | AHU Enable | EN.EN3 Energy Sensor | [6 empty] | G3 | 0 | [10 empty] | No | No
MC065 | Library |  |  |  | MC065-B06/G31 | Winter Mode | EN.EN3 Energy Sensor | [6 empty] | G31 | 0 | [10 empty] | No | No
MC065 | Library |  |  |  | MC065-B06/G32 | Summer Mode | EN.EN3 Energy Sensor | [6 empty] | G32 | 0 | [10 empty] | No | No
MC065 | Library |  |  |  | MC065-B06/G21 | Logic 21 | EN.EN3 Energy Sensor | [6 empty] | G21 | 0 | [10 empty] | No | No
MC065 | Library |  |  |  | MC065-B06/G22 | Logic 22 | EN.EN3 Energy Sensor | [6 empty] | G22 | 0 | [10 empty] | No | No
MC065 | Library |  |  |  | MC065-B06/G23 | Logic 23 | EN.EN3 Energy Sensor | [6 empty] | G23 | 0 | [10 empty] | No | No
MC065 | Library |  |  |  | MC065-B06/G24 | Logic 24 | EN.EN3 Energy Sensor | [6 empty] | G24 | 0 | [10 empty] | No | No
MC065 | Library |  |  |  | MC065-B06/G25 | Logic 25 | EN.EN3 Energy Sensor | [6 empty] | G25 | 0 | [10 empty] | No | No
MC065 | Library |  |  |  | MC065-B06/G26 | Logic 26 | EN.EN3 Energy Sensor | [6 empty] | G26 | 0 | [10 empty] | No | No
MC065 | Library |  |  |  | MC065-B06/G16 | Logic 16 | EN.EN3 Energy Sensor | [6 empty] | G16 | 0 | [10 empty] | No | No
MC065 | Library |  |  |  | MC065-B06/G17 | Logic 17 | EN.EN3 Energy Sensor | [6 empty] | G17 | 0 | [10 empty] | No | No
MC065 | Library |  |  |  | MC065-B06/G18 | Logic 18 | EN.EN3 Energy Sensor | [6 empty] | G18 | 0 | [10 empty] | No | No
MC065 | Library |  |  |  | MC065-B06/G19 | Logic 19 | EN.EN3 Energy Sensor | [6 empty] | G19 | 0 | [10 empty] | No | No
MC065 | Library |  |  |  | MC065-B06/G2 | 3rd Stage Frost Protect | EN.EN3 Energy Sensor | [6 empty] | G2 | 0 | [10 empty] | No | No
MC065 | Library |  |  |  | MC065-B06/G20 | Logic 20 | EN.EN3 Energy Sensor | [6 empty] | G20 | 0 | [10 empty] | No | No
MC065 | Library |  |  |  | MC065-B06/G10 | AHU-NW Temp Ctrl Active | EN.EN3 Energy Sensor | [6 empty] | G10 | 0 | [10 empty] | No | No
MC065 | Library |  |  |  | MC065-B06/G11 | Logic 11 | EN.EN3 Energy Sensor | [6 empty] | G11 | 0 | [10 empty] | No | No
MC065 | Library |  |  |  | MC065-B06/G12 | AHU-LG Speed Enable | EN.EN3 Energy Sensor | [6 empty] | G12 | 0 | [10 empty] | No | No
MC065 | Library |  |  |  | MC065-B06/G13 | Low Occupancy | EN.EN3 Energy Sensor | [6 empty] | G13 | 0 | [10 empty] | No | No
MC065 | Library |  |  |  | MC065-B06/G14 | Logic 14 | EN.EN3 Energy Sensor | [6 empty] | G14 | 0 | [10 empty] | No | No
MC065 | Library |  |  |  | MC065-B06/G15 | Logic 15 | EN.EN3 Energy Sensor | [6 empty] | G15 | 0 | [10 empty] | No | No
MC065 | Library |  |  |  | MC065-B06/F80 | Function 80 | EN.EN3 Energy Sensor | [6 empty] | F80 | 0 | [10 empty] | No | No
MC065 | Library |  |  |  | MC065-B06/F81 | Function 81 | EN.EN3 Energy Sensor | [6 empty] | F81 | 0 | [10 empty] | No | No
MC065 | Library |  |  |  | MC065-B06/F82 | Function 82 | EN.EN3 Energy Sensor | [6 empty] | F82 | 0 | [10 empty] | No | No
MC065 | Library |  |  |  | MC065-B06/F83 | Function 83 | EN.EN3 Energy Sensor | [6 empty] | F83 | 0 | [10 empty] | No | No
MC065 | Library |  |  |  | MC065-B06/F84 | Function 84 | EN.EN3 Energy Sensor | [6 empty] | F84 | 0 | [10 empty] | No | No
MC065 | Library |  |  |  | MC065-B06/F9 | Function 9 | EN.EN3 Energy Sensor | [6 empty] | F9 | 0 | [10 empty] | No | No
MC065 | Library |  |  |  | MC065-B06/F75 | Function 75 | EN.EN3 Energy Sensor | [6 empty] | F75 | 0 | [10 empty] | No | No
MC065 | Library |  |  |  | MC065-B06/F76 | Function 76 | EN.EN3 Energy Sensor | [6 empty] | F76 | 0 | [10 empty] | No | No
MC065 | Library |  |  |  | MC065-B06/F77 | Function 77 | EN.EN3 Energy Sensor | [6 empty] | F77 | 0 | [10 empty] | No | No
MC065 | Library |  |  |  | MC065-B06/F78 | Function 78 | EN.EN3 Energy Sensor | [6 empty] | F78 | 0 | [10 empty] | No | No
MC065 | Library |  |  |  | MC065-B06/F79 | Function 79 | EN.EN3 Energy Sensor | [6 empty] | F79 | 0 | [10 empty] | No | No
MC065 | Library |  |  |  | MC065-B06/F8 | Function 8 | EN.EN3 Energy Sensor | [6 empty] | F8 | 0 | [10 empty] | No | No
MC065 | Library |  |  |  | MC065-B06/F7 | Function 7 | EN.EN3 Energy Sensor | [6 empty] | F7 | 0 | [10 empty] | No | No
MC065 | Library |  |  |  | MC065-B06/F70 | Function 70 | EN.EN3 Energy Sensor | [6 empty] | F70 | 0 | [10 empty] | No | No
MC065 | Library |  |  |  | MC065-B06/F71 | Function 71 | EN.EN3 Energy Sensor | [6 empty] | F71 | 0 | [10 empty] | No | No
MC065 | Library |  |  |  | MC065-B06/F72 | Function 72 | EN.EN3 Energy Sensor | [6 empty] | F72 | 0 | [10 empty] | No | No
MC065 | Library |  |  |  | MC065-B06/F73 | Function 73 | EN.EN3 Energy Sensor | [6 empty] | F73 | 0 | [10 empty] | No | No
MC065 | Library |  |  |  | MC065-B06/F74 | Function 74 | EN.EN3 Energy Sensor | [6 empty] | F74 | 0 | [10 empty] | No | No
MC065 | Library |  |  |  | MC065-B06/F62 | Function 62 | EN.EN3 Energy Sensor | [6 empty] | F62 | 0 | [10 empty] | No | No
MC065 | Library |  |  |  | MC065-B06/F64 | Function 64 | EN.EN3 Energy Sensor | [6 empty] | F64 | 0 | [10 empty] | No | No
MC065 | Library |  |  |  | MC065-B06/F65 | Function 65 | EN.EN3 Energy Sensor | [6 empty] | F65 | 0 | [10 empty] | No | No
MC065 | Library |  |  |  | MC065-B06/F66 | Function 66 | EN.EN3 Energy Sensor | [6 empty] | F66 | 0 | [10 empty] | No | No
MC065 | Library |  |  |  | MC065-B06/F68 | Function 68 | EN.EN3 Energy Sensor | [6 empty] | F68 | 0 | [10 empty] | No | No
MC065 | Library |  |  |  | MC065-B06/F69 | Function 69 | EN.EN3 Energy Sensor | [6 empty] | F69 | 0 | [10 empty] | No | No
MC065 | Library |  |  |  | MC065-B06/F56 | HB C028 Htg Dmd | EN.EN3 Energy Sensor | [6 empty] | F56 | 0 | [10 empty] | No | No
MC065 | Library |  |  |  | MC065-B06/F58 | Function 58 | EN.EN3 Energy Sensor | [6 empty] | F58 | 0 | [10 empty] | No | No
MC065 | Library |  |  |  | MC065-B06/F59 | HD | EN.EN3 Energy Sensor | [6 empty] | F59 | 0 | [10 empty] | No | No
MC065 | Library |  |  |  | MC065-B06/F6 | Function 6 | EN.EN3 Energy Sensor | [6 empty] | F6 | 0 | [10 empty] | No | No
MC065 | Library |  |  |  | MC065-B06/F60 | Function 60 | EN.EN3 Energy Sensor | [6 empty] | F60 | 0 | [10 empty] | No | No
MC065 | Library |  |  |  | MC065-B06/F61 | Function 61 | EN.EN3 Energy Sensor | [6 empty] | F61 | 0 | [10 empty] | No | No
MC065 | Library |  |  |  | MC065-B06/F5 | Function 5 | EN.EN3 Energy Sensor | [6 empty] | F5 | 0 | [10 empty] | No | No
MC065 | Library |  |  |  | MC065-B06/F50 | Function 50 | EN.EN3 Energy Sensor | [6 empty] | F50 | 0 | [10 empty] | No | No
MC065 | Library |  |  |  | MC065-B06/F51 | Function 51 | EN.EN3 Energy Sensor | [6 empty] | F51 | 0 | [10 empty] | No | No
MC065 | Library |  |  |  | MC065-B06/F52 | HB C029 Htg Dmd | EN.EN3 Energy Sensor | [6 empty] | F52 | 0 | [10 empty] | No | No
MC065 | Library |  |  |  | MC065-B06/F53 | Function 53 | EN.EN3 Energy Sensor | [6 empty] | F53 | 0 | [10 empty] | No | No
MC065 | Library |  |  |  | MC065-B06/F54 | Function 54 | EN.EN3 Energy Sensor | [6 empty] | F54 | 0 | [10 empty] | No | No
MC065 | Library |  |  |  | MC065-B06/F44 | Function 44 | EN.EN3 Energy Sensor | [6 empty] | F44 | 0 | [10 empty] | No | No
MC065 | Library |  |  |  | MC065-B06/F45 | Function 45 | EN.EN3 Energy Sensor | [6 empty] | F45 | 0 | [10 empty] | No | No
MC065 | Library |  |  |  | MC065-B06/F46 | HB B028 Htg Dmd | EN.EN3 Energy Sensor | [6 empty] | F46 | 0 | [10 empty] | No | No
MC065 | Library |  |  |  | MC065-B06/F47 | Function 47 | EN.EN3 Energy Sensor | [6 empty] | F47 | 0 | [10 empty] | No | No
MC065 | Library |  |  |  | MC065-B06/F48 | Function 48 | EN.EN3 Energy Sensor | [6 empty] | F48 | 0 | [10 empty] | No | No
MC065 | Library |  |  |  | MC065-B06/F49 | HB B029 Htg Dmd | EN.EN3 Energy Sensor | [6 empty] | F49 | 0 | [10 empty] | No | No
MC065 | Library |  |  |  | MC065-B06/F39 | Function 39 | EN.EN3 Energy Sensor | [6 empty] | F39 | 0 | [10 empty] | No | No
MC065 | Library |  |  |  | MC065-B06/F4 | Function 4 | EN.EN3 Energy Sensor | [6 empty] | F4 | 0 | [10 empty] | No | No
MC065 | Library |  |  |  | MC065-B06/F40 | HB A001 Htg Dmd | EN.EN3 Energy Sensor | [6 empty] | F40 | 0 | [10 empty] | No | No
MC065 | Library |  |  |  | MC065-B06/F41 | HB A038 Htg Dmd | EN.EN3 Energy Sensor | [6 empty] | F41 | 0 | [10 empty] | No | No
MC065 | Library |  |  |  | MC065-B06/F42 | HB A039 Htg Dmd | EN.EN3 Energy Sensor | [6 empty] | F42 | 0 | [10 empty] | No | No
MC065 | Library |  |  |  | MC065-B06/F43 | HB B001 Htg Dmd | EN.EN3 Energy Sensor | [6 empty] | F43 | 0 | [10 empty] | No | No
MC065 | Library |  |  |  | MC065-B06/F33 | Function 33 | EN.EN3 Energy Sensor | [6 empty] | F33 | 0 | [10 empty] | No | No
MC065 | Library |  |  |  | MC065-B06/F34 | Function 34 | EN.EN3 Energy Sensor | [6 empty] | F34 | 0 | [10 empty] | No | No
MC065 | Library |  |  |  | MC065-B06/F35 | Function 35 | EN.EN3 Energy Sensor | [6 empty] | F35 | 0 | [10 empty] | No | No
MC065 | Library |  |  |  | MC065-B06/F36 | Function 36 | EN.EN3 Energy Sensor | [6 empty] | F36 | 0 | [10 empty] | No | No
MC065 | Library |  |  |  | MC065-B06/F37 | Function 37 | EN.EN3 Energy Sensor | [6 empty] | F37 | 0 | [10 empty] | No | No
MC065 | Library |  |  |  | MC065-B06/F38 | Function 38 | EN.EN3 Energy Sensor | [6 empty] | F38 | 0 | [10 empty] | No | No
MC065 | Library |  |  |  | MC065-B06/F24 | Function 24 | EN.EN3 Energy Sensor | [6 empty] | F24 | 0 | [10 empty] | No | No
MC065 | Library |  |  |  | MC065-B06/F25 | Function 25 | EN.EN3 Energy Sensor | [6 empty] | F25 | 0 | [10 empty] | No | No
MC065 | Library |  |  |  | MC065-B06/F26 | Function 26 | EN.EN3 Energy Sensor | [6 empty] | F26 | 0 | [10 empty] | No | No
MC065 | Library |  |  |  | MC065-B06/F27 | Function 27 | EN.EN3 Energy Sensor | [6 empty] | F27 | 0 | [10 empty] | No | No
MC065 | Library |  |  |  | MC065-B06/F31 | Function 31 | EN.EN3 Energy Sensor | [6 empty] | F31 | 0 | [10 empty] | No | No
MC065 | Library |  |  |  | MC065-B06/F32 | HD | EN.EN3 Energy Sensor | [6 empty] | F32 | 0 | [10 empty] | No | No
MC065 | Library |  |  |  | MC065-B06/F19 | AHU-NW Htg Dmd | EN.EN3 Energy Sensor | [6 empty] | F19 | 0 | [10 empty] | No | No
MC065 | Library |  |  |  | MC065-B06/F2 | Function 2 | EN.EN3 Energy Sensor | [6 empty] | F2 | 0 | [10 empty] | No | No
MC065 | Library |  |  |  | MC065-B06/F20 | Function 20 | EN.EN3 Energy Sensor | [6 empty] | F20 | 0 | [10 empty] | No | No
MC065 | Library |  |  |  | MC065-B06/F21 | Function 21 | EN.EN3 Energy Sensor | [6 empty] | F21 | 0 | [10 empty] | No | No
MC065 | Library |  |  |  | MC065-B06/F22 | Function 22 | EN.EN3 Energy Sensor | [6 empty] | F22 | 0 | [10 empty] | No | No
MC065 | Library |  |  |  | MC065-B06/F23 | Function 23 | EN.EN3 Energy Sensor | [6 empty] | F23 | 0 | [10 empty] | No | No
MC065 | Library |  |  |  | MC065-B06/F11 | Function 11 | EN.EN3 Energy Sensor | [6 empty] | F11 | 0 | [10 empty] | No | No
MC065 | Library |  |  |  | MC065-B06/F12 | Function 12 | EN.EN3 Energy Sensor | [6 empty] | F12 | 0 | [10 empty] | No | No
MC065 | Library |  |  |  | MC065-B06/F14 | Function 14 | EN.EN3 Energy Sensor | [6 empty] | F14 | 0 | [10 empty] | No | No
MC065 | Library |  |  |  | MC065-B06/F15 | AHU Heat Recovery Active | EN.EN3 Energy Sensor | [6 empty] | F15 | 0 | [10 empty] | No | No
MC065 | Library |  |  |  | MC065-B06/F17 | AHU-NW Recoup Dmnd | EN.EN3 Energy Sensor | [6 empty] | F17 | 0 | [10 empty] | No | No
MC065 | Library |  |  |  | MC065-B06/F18 | Function 18 | EN.EN3 Energy Sensor | [6 empty] | F18 | 0 | [10 empty] | No | No
MC065 | Library |  |  |  | MC065-B09/F41 | Function 41 | EN.EN3 Energy Sensor | [6 empty] | F41 | 0 | [10 empty] | No | No
MC065 | Library |  |  |  | MC065-B09/F42 | Function 42 | EN.EN3 Energy Sensor | [6 empty] | F42 | 0 | [10 empty] | No | No
MC065 | Library |  |  |  | MC065-B09/F44 | Function 44 | EN.EN3 Energy Sensor | [6 empty] | F44 | 0 | [10 empty] | No | No
MC065 | Library |  |  |  | MC065-B09/F45 | Function 45 | EN.EN3 Energy Sensor | [6 empty] | F45 | 0 | [10 empty] | No | No
MC065 | Library |  |  |  | MC065-B09/F46 | Function 46 | EN.EN3 Energy Sensor | [6 empty] | F46 | 0 | [10 empty] | No | No
MC065 | Library |  |  |  | MC065-B09/F47 | Function 47 | EN.EN3 Energy Sensor | [6 empty] | F47 | 0 | [10 empty] | No | No
MC065 | Library |  |  |  | MC065-B09/F39 | Function 39 | EN.EN3 Energy Sensor | [6 empty] | F39 | 0 | [10 empty] | No | No
MC065 | Library |  |  |  | MC065-B09/F4 | 4Dix Value Decoder | EN.EN3 Energy Sensor | [6 empty] | F4 | 0 | [10 empty] | No | No
MC065 | Library |  |  |  | MC065-B09/F40 | Function 40 | EN.EN3 Energy Sensor | [6 empty] | F40 | 0 | [10 empty] | No | No
MC065 | Library |  |  |  | MC065-B09/F33 | Function 33 | EN.EN3 Energy Sensor | [6 empty] | F33 | 0 | [10 empty] | No | No
MC065 | Library |  |  |  | MC065-B09/F34 | Function 34 | EN.EN3 Energy Sensor | [6 empty] | F34 | 0 | [10 empty] | No | No
MC065 | Library |  |  |  | MC065-B09/F35 | Function 35 | EN.EN3 Energy Sensor | [6 empty] | F35 | 0 | [10 empty] | No | No
MC065 | Library |  |  |  | MC065-B09/F36 | Function 36 | EN.EN3 Energy Sensor | [6 empty] | F36 | 0 | [10 empty] | No | No
MC065 | Library |  |  |  | MC065-B09/F37 | Function 37 | EN.EN3 Energy Sensor | [6 empty] | F37 | 0 | [10 empty] | No | No
MC065 | Library |  |  |  | MC065-B09/F38 | Function 38 | EN.EN3 Energy Sensor | [6 empty] | F38 | 0 | [10 empty] | No | No
MC065 | Library |  |  |  | MC065-B09/F28 | Function 28 | EN.EN3 Energy Sensor | [6 empty] | F28 | 0 | [10 empty] | No | No
MC065 | Library |  |  |  | MC065-B09/F29 | HD | EN.EN3 Energy Sensor | [6 empty] | F29 | 0 | [10 empty] | No | No
MC065 | Library |  |  |  | MC065-B09/F3 | 4Dix Stable Value | EN.EN3 Energy Sensor | [6 empty] | F3 | 0 | [10 empty] | No | No
MC065 | Library |  |  |  | MC065-B09/F30 | Function 30 | EN.EN3 Energy Sensor | [6 empty] | F30 | 0 | [10 empty] | No | No
MC065 | Library |  |  |  | MC065-B09/F31 | Function 31 | EN.EN3 Energy Sensor | [6 empty] | F31 | 0 | [10 empty] | No | No
MC065 | Library |  |  |  | MC065-B09/F32 | Function 32 | EN.EN3 Energy Sensor | [6 empty] | F32 | 0 | [10 empty] | No | No
MC065 | Library |  |  |  | MC065-B09/F22 | AHU Heat Recovery Active | EN.EN3 Energy Sensor | [6 empty] | F22 | 0 | [10 empty] | No | No
MC065 | Library |  |  |  | MC065-B09/F23 | AHU-SW Recoup Dmnd | EN.EN3 Energy Sensor | [6 empty] | F23 | 0 | [10 empty] | No | No
MC065 | Library |  |  |  | MC065-B09/F24 | Function 24 | EN.EN3 Energy Sensor | [6 empty] | F24 | 0 | [10 empty] | No | No
MC065 | Library |  |  |  | MC065-B09/F25 | AHU-SW Htg Dmd | EN.EN3 Energy Sensor | [6 empty] | F25 | 0 | [10 empty] | No | No
MC065 | Library |  |  |  | MC065-B09/F26 | Function 26 | EN.EN3 Energy Sensor | [6 empty] | F26 | 0 | [10 empty] | No | No
MC065 | Library |  |  |  | MC065-B09/F27 | MixingDampers | EN.EN3 Energy Sensor | [6 empty] | F27 | 0 | [10 empty] | No | No
MC065 | Library |  |  |  | MC065-B09/F17 | Function 17 | EN.EN3 Energy Sensor | [6 empty] | F17 | 0 | [10 empty] | No | No
MC065 | Library |  |  |  | MC065-B09/F18 | Function 18 | EN.EN3 Energy Sensor | [6 empty] | F18 | 0 | [10 empty] | No | No
MC065 | Library |  |  |  | MC065-B09/F19 | Function 19 | EN.EN3 Energy Sensor | [6 empty] | F19 | 0 | [10 empty] | No | No
MC065 | Library |  |  |  | MC065-B09/F2 | 4Dix Previous Value | EN.EN3 Energy Sensor | [6 empty] | F2 | 0 | [10 empty] | No | No
MC065 | Library |  |  |  | MC065-B09/F20 | Function 20 | EN.EN3 Energy Sensor | [6 empty] | F20 | 0 | [10 empty] | No | No
MC065 | Library |  |  |  | MC065-B09/F21 | Function 21 | EN.EN3 Energy Sensor | [6 empty] | F21 | 0 | [10 empty] | No | No
MC065 | Library |  |  |  | MC065-B09/F11 | Function 11 | EN.EN3 Energy Sensor | [6 empty] | F11 | 0 | [10 empty] | No | No
MC065 | Library |  |  |  | MC065-B09/F12 | Function 12 | EN.EN3 Energy Sensor | [6 empty] | F12 | 0 | [10 empty] | No | No
MC065 | Library |  |  |  | MC065-B09/F13 | Function 13 | EN.EN3 Energy Sensor | [6 empty] | F13 | 0 | [10 empty] | No | No
MC065 | Library |  |  |  | MC065-B09/F14 | Function 14 | EN.EN3 Energy Sensor | [6 empty] | F14 | 0 | [10 empty] | No | No
MC065 | Library |  |  |  | MC065-B09/F15 | Function 15 | EN.EN3 Energy Sensor | [6 empty] | F15 | 0 | [10 empty] | No | No
MC065 | Library |  |  |  | MC065-B09/F16 | Function 16 | EN.EN3 Energy Sensor | [6 empty] | F16 | 0 | [10 empty] | No | No
MC065 | Library |  |  |  | MC065-B09/D7 | AHU-NW Ext Fan Speed | EN.EN3 Energy Sensor | [6 empty] | D7 | 0 | [10 empty] | No | No
MC065 | Library |  |  |  | MC065-B09/D8 | Toilet Extract Fan Enable | EN.EN3 Energy Sensor | [6 empty] | D8 | 0 | [10 empty] | No | No
MC065 | Library |  |  |  | MC065-B09/D9 | Level A HB A190 Valve | EN.EN3 Energy Sensor | [6 empty] | D9 | 0 | [10 empty] | No | No
MC065 | Library |  |  |  | MC065-B09/e1 | General Alarms | EN.EN3 Energy Sensor | [6 empty] | e1 | 0 | [10 empty] | No | No
MC065 | Library |  |  |  | MC065-B09/F1 | Is 4Dix Value Changing | EN.EN3 Energy Sensor | [6 empty] | F1 | 0 | [10 empty] | No | No
MC065 | Library |  |  |  | MC065-B09/F10 | Function 10 | EN.EN3 Energy Sensor | [6 empty] | F10 | 0 | [10 empty] | No | No
MC065 | Library |  |  |  | MC065-B09/D19 | Natural Vent Dampers | EN.EN3 Energy Sensor | [6 empty] | D19 | 0 | [10 empty] | No | No
MC065 | Library |  |  |  | MC065-B09/D2 | AHU-SW Extract Fan Enable | EN.EN3 Energy Sensor | [6 empty] | D2 | 0 | [10 empty] | No | No
MC065 | Library |  |  |  | MC065-B09/D3 | AHU-SW Recoup Damper | EN.EN3 Energy Sensor | [6 empty] | D3 | 0 | [10 empty] | No | No
MC065 | Library |  |  |  | MC065-B09/D4 | AHU-SW Heater Battery | EN.EN3 Energy Sensor | [6 empty] | D4 | 0 | [10 empty] | No | No
MC065 | Library |  |  |  | MC065-B09/D5 | AHU-SW Mixing Damper | EN.EN3 Energy Sensor | [6 empty] | D5 | 0 | [10 empty] | No | No
MC065 | Library |  |  |  | MC065-B09/D6 | AHU-SW Sply Fan Speed | EN.EN3 Energy Sensor | [6 empty] | D6 | 0 | [10 empty] | No | No
MC065 | Library |  |  |  | MC065-B09/D13 | Level A HB A183 Valve | EN.EN3 Energy Sensor | [6 empty] | D13 | 0 | [10 empty] | No | No
MC065 | Library |  |  |  | MC065-B09/D14 | Level D HB C150 Valve | EN.EN3 Energy Sensor | [6 empty] | D14 | 0 | [10 empty] | No | No
MC065 | Library |  |  |  | MC065-B09/D15 | Level A Rad V2-A-02 Valve | EN.EN3 Energy Sensor | [6 empty] | D15 | 0 | [10 empty] | No | No
MC065 | Library |  |  |  | MC065-B09/D16 | Level A Rad V2-A-03 Valve | EN.EN3 Energy Sensor | [6 empty] | D16 | 0 | [10 empty] | No | No
MC065 | Library |  |  |  | MC065-B09/D17 | Level A Rad V2-A-01 Valve | EN.EN3 Energy Sensor | [6 empty] | D17 | 0 | [10 empty] | No | No
MC065 | Library |  |  |  | MC065-B09/D18 | Level C Rad V2-B-02 Valve | EN.EN3 Energy Sensor | [6 empty] | D18 | 0 | [10 empty] | No | No
MC065 | Library |  |  |  | MC065-B09/Z4 | Toilet Extract Fan Tz | EN.EN3 Energy Sensor | [6 empty] | Z4 | 0 | [10 empty] | No | No
MC065 | Library |  |  |  | MC065-B09/C1 | Virtual CNC 1 | EN.EN3 Energy Sensor | [6 empty] | C1 | 0 | [10 empty] | No | No
MC065 | Library |  |  |  | MC065-B09/D1 | AHU-SW Supply Fan Enable | EN.EN3 Energy Sensor | [6 empty] | D1 | 0 | [10 empty] | No | No
MC065 | Library |  |  |  | MC065-B09/D10 | Level A HB A181 Valve | EN.EN3 Energy Sensor | [6 empty] | D10 | 0 | [10 empty] | No | No
MC065 | Library |  |  |  | MC065-B09/D11 | Level A HB A182 Valve | EN.EN3 Energy Sensor | [6 empty] | D11 | 0 | [10 empty] | No | No
MC065 | Library |  |  |  | MC065-B09/D12 | Level B HB B135 Valve | EN.EN3 Energy Sensor | [6 empty] | D12 | 0 | [10 empty] | No | No
MC065 | Library |  |  |  | MC065-B09/Y7 | Outside air temperature | EN.EN3 Energy Sensor | [6 empty] | Y7 | 0 | [10 empty] | No | No
MC065 | Library |  |  |  | MC065-B09/Y8 | Feedback V +2+10 | EN.EN3 Energy Sensor | [6 empty] | Y8 | 0 | [10 empty] | No | No
MC065 | Library |  |  |  | MC065-B09/Y9 | 4DIX V | EN.EN3 Energy Sensor | [6 empty] | Y9 | 0 | [10 empty] | No | No
MC065 | Library |  |  |  | MC065-B09/Z1 | SW Zone 3 Floor A OSS | EN.EN3 Energy Sensor | [6 empty] | Z1 | 0 | [10 empty] | No | No
MC065 | Library |  |  |  | MC065-B09/Z2 | SW Zone 3 Floor B OSS | EN.EN3 Energy Sensor | [6 empty] | Z2 | 0 | [10 empty] | No | No
MC065 | Library |  |  |  | MC065-B09/Z3 | SW Zone 3 Floor C OSS | EN.EN3 Energy Sensor | [6 empty] | Z3 | 0 | [10 empty] | No | No
MC065 | Library |  |  |  | MC065-B09/Y11 | Feedback V +10+2 | EN.EN3 Energy Sensor | [6 empty] | Y11 | 0 | [10 empty] | No | No
MC065 | Library |  |  |  | MC065-B09/Y2 | Pressure I 1000Pa | EN.EN3 Energy Sensor | [6 empty] | Y2 | 0 | [10 empty] | No | No
MC065 | Library |  |  |  | MC065-B09/Y3 | Temp V 0+40 | EN.EN3 Energy Sensor | [6 empty] | Y3 | 0 | [10 empty] | No | No
MC065 | Library |  |  |  | MC065-B09/Y4 | CO2 V | EN.EN3 Energy Sensor | [6 empty] | Y4 | 0 | [10 empty] | No | No
MC065 | Library |  |  |  | MC065-B09/Y5 | Knob TB 3deg trim | EN.EN3 Energy Sensor | [6 empty] | Y5 | 0 | [10 empty] | No | No
MC065 | Library |  |  |  | MC065-B09/Y6 | Room temperature | EN.EN3 Energy Sensor | [6 empty] | Y6 | 0 | [10 empty] | No | No
MC065 | Library |  |  |  | MC065-B09/W1 | Manual Summer On-1 Auto-0 | EN.EN3 Energy Sensor | [6 empty] | W1 | 0 | [10 empty] | No | No
MC065 | Library |  |  |  | MC065-B09/W2 | Summer ECO Detect Auto-1 Off-0 | EN.EN3 Energy Sensor | [6 empty] | W2 | 0 | [10 empty] | No | No
MC065 | Library |  |  |  | MC065-B09/W3 | AHU-SW Off-Auto | EN.EN3 Energy Sensor | [6 empty] | W3 | 0 | [10 empty] | No | No
MC065 | Library |  |  |  | MC065-B09/W4 | Toilet Ex Off-Auto | EN.EN3 Energy Sensor | [6 empty] | W4 | 0 | [10 empty] | No | No
MC065 | Library |  |  |  | MC065-B09/Y1 | Thermistor TBTI | EN.EN3 Energy Sensor | [6 empty] | Y1 | 0 | [10 empty] | No | No
MC065 | Library |  |  |  | MC065-B09/Y10 | Pressure I 2.5bar | EN.EN3 Energy Sensor | [6 empty] | Y10 | 0 | [10 empty] | No | No
MC065 | Library |  |  |  | MC065-B09/S5 | S12 Lev A HB-A190 Space Temp | EN.EN3 Energy Sensor | [6 empty] | S5 | 0 | [10 empty] | No | No
MC065 | Library |  |  |  | MC065-B09/S6 | S12 Lev A HB-A190 Space CO2 | EN.EN3 Energy Sensor | [6 empty] | S6 | 0 | [10 empty] | No | No
MC065 | Library |  |  |  | MC065-B09/S7 | S29 Lev B HB-B135 Space Temp | EN.EN3 Energy Sensor | [6 empty] | S7 | 0 | [10 empty] | No | No
MC065 | Library |  |  |  | MC065-B09/S8 | S29 Lev B HB-B135 Space CO2 | EN.EN3 Energy Sensor | [6 empty] | S8 | 0 | [10 empty] | No | No
MC065 | Library |  |  |  | MC065-B09/S9 | S39 Lev D HB-C150 Space Temp | EN.EN3 Energy Sensor | [6 empty] | S9 | 0 | [10 empty] | No | No
MC065 | Library |  |  |  | MC065-B09/V1 |  | EN.EN3 Energy Sensor | [6 empty] | V1 | 0 | [10 empty] | No | No
MC065 | Library |  |  |  | MC065-B09/S43 | Level A HB A183 Adjusted SP | EN.EN3 Energy Sensor | [6 empty] | S43 | 0 | [10 empty] | No | No
MC065 | Library |  |  |  | MC065-B09/S44 | Level A3Rad V2-A03 Adjusted SP | EN.EN3 Energy Sensor | [6 empty] | S44 | 0 | [10 empty] | No | No
MC065 | Library |  |  |  | MC065-B09/S45 | Max Open Plan Co2 | EN.EN3 Energy Sensor | [6 empty] | S45 | 0 | [10 empty] | No | No
MC065 | Library |  |  |  | MC065-B09/S46 | Z3 Open Plan Ave Temp | EN.EN3 Energy Sensor | [6 empty] | S46 | 0 | [10 empty] | No | No
MC065 | Library |  |  |  | MC065-B09/S47 | Max Open Plan Temp | EN.EN3 Energy Sensor | [6 empty] | S47 | 0 | [10 empty] | No | No
MC065 | Library |  |  |  | MC065-B09/S48 | Natural Vent Dampers | EN.EN3 Energy Sensor | [6 empty] | S48 | 0 | [10 empty] | No | No
MC065 | Library |  |  |  | MC065-B09/S38 | Level B HB B135 Valve | EN.EN3 Energy Sensor | [6 empty] | S38 | 0 | [10 empty] | No | No
MC065 | Library |  |  |  | MC065-B09/S39 | Level A HB A182 Valve | EN.EN3 Energy Sensor | [6 empty] | S39 | 0 | [10 empty] | No | No
MC065 | Library |  |  |  | MC065-B09/S4 | AHU-SW Supply Air Pressure | EN.EN3 Energy Sensor | [6 empty] | S4 | 0 | [10 empty] | No | No
MC065 | Library |  |  |  | MC065-B09/S40 | Level HB C150 Valve | EN.EN3 Energy Sensor | [6 empty] | S40 | 0 | [10 empty] | No | No
MC065 | Library |  |  |  | MC065-B09/S41 | Level A HB A181 Adjusted SP | EN.EN3 Energy Sensor | [6 empty] | S41 | 0 | [10 empty] | No | No
MC065 | Library |  |  |  | MC065-B09/S42 | Level A HB A182 Adjusted SP | EN.EN3 Energy Sensor | [6 empty] | S42 | 0 | [10 empty] | No | No
MC065 | Library |  |  |  | MC065-B09/S32 | AHU-SW Sply Fan Speed | EN.EN3 Energy Sensor | [6 empty] | S32 | 0 | [10 empty] | No | No
MC065 | Library |  |  |  | MC065-B09/S33 | AHU-NW Ext Fan Speed | EN.EN3 Energy Sensor | [6 empty] | S33 | 0 | [10 empty] | No | No
MC065 | Library |  |  |  | MC065-B09/S34 | SW Water Pressure | EN.EN3 Energy Sensor | [6 empty] | S34 | 0 | [10 empty] | No | No
MC065 | Library |  |  |  | MC065-B09/S35 | Level A HB A190 Valve | EN.EN3 Energy Sensor | [6 empty] | S35 | 0 | [10 empty] | No | No
MC065 | Library |  |  |  | MC065-B09/S36 | Level A HB A181 Valve | EN.EN3 Energy Sensor | [6 empty] | S36 | 0 | [10 empty] | No | No
MC065 | Library |  |  |  | MC065-B09/S37 | Level A HB A182 Valve | EN.EN3 Energy Sensor | [6 empty] | S37 | 0 | [10 empty] | No | No
MC065 | Library |  |  |  | MC065-B09/S27 | AHU-SW Calc Sply Temp SP | EN.EN3 Energy Sensor | [6 empty] | S27 | 0 | [10 empty] | No | No
MC065 | Library |  |  |  | MC065-B09/S28 | AHU-SW Heating Coil Dmnd | EN.EN3 Energy Sensor | [6 empty] | S28 | 0 | [10 empty] | No | No
MC065 | Library |  |  |  | MC065-B09/S29 | AHU-SW Mixing Dampers Ctrl | EN.EN3 Energy Sensor | [6 empty] | S29 | 0 | [10 empty] | No | No
MC065 | Library |  |  |  | MC065-B09/S3 | AHU-SW Extract Air Pressure | EN.EN3 Energy Sensor | [6 empty] | S3 | 0 | [10 empty] | No | No
MC065 | Library |  |  |  | MC065-B09/S30 | Actual AHU-SW Supply Press SP | EN.EN3 Energy Sensor | [6 empty] | S30 | 0 | [10 empty] | No | No
MC065 | Library |  |  |  | MC065-B09/S31 | Actual AHU-SW Extract Press SP | EN.EN3 Energy Sensor | [6 empty] | S31 | 0 | [10 empty] | No | No
MC065 | Library |  |  |  | MC065-B09/S21 | AHU-SW Recirc Damper Feedback | EN.EN3 Energy Sensor | [6 empty] | S21 | 0 | [10 empty] | No | No
MC065 | Library |  |  |  | MC065-B09/S22 | AHU-SW Extract Damper Feedback | EN.EN3 Energy Sensor | [6 empty] | S22 | 0 | [10 empty] | No | No
MC065 | Library |  |  |  | MC065-B09/S23 | AHU-SW Recoup Damper Feedback | EN.EN3 Energy Sensor | [6 empty] | S23 | 0 | [10 empty] | No | No
MC065 | Library |  |  |  | MC065-B09/S24 | Outside air temperature | EN.EN3 Energy Sensor | [6 empty] | S24 | 0 | [10 empty] | No | No
MC065 | Library |  |  |  | MC065-B09/S25 | SW Zone 3 Max CO2 | EN.EN3 Energy Sensor | [6 empty] | S25 | 0 | [10 empty] | No | No
MC065 | Library |  |  |  | MC065-B09/S26 | AHU-SW Recoup Dmnd | EN.EN3 Energy Sensor | [6 empty] | S26 | 0 | [10 empty] | No | No
MC065 | Library |  |  |  | MC065-B09/S16 | S13 Lev A HB-A183 Space Temp | EN.EN3 Energy Sensor | [6 empty] | S16 | 0 | [10 empty] | No | No
MC065 | Library |  |  |  | MC065-B09/S17 | S13 Lev A HB-A183 SP Adj | EN.EN3 Energy Sensor | [6 empty] | S17 | 0 | [10 empty] | No | No
MC065 | Library |  |  |  | MC065-B09/S18 | S28 Lev C Radiator Space Temp | EN.EN3 Energy Sensor | [6 empty] | S18 | 0 | [10 empty] | No | No
MC065 | Library |  |  |  | MC065-B09/S19 | S28 Lev C Radiator SP Adj | EN.EN3 Energy Sensor | [6 empty] | S19 | 0 | [10 empty] | No | No
MC065 | Library |  |  |  | MC065-B09/S2 | AHU-SW Extract Air Temp | EN.EN3 Energy Sensor | [6 empty] | S2 | 0 | [10 empty] | No | No
MC065 | Library |  |  |  | MC065-B09/S20 | AHU-SW Supply Damper Feedback | EN.EN3 Energy Sensor | [6 empty] | S20 | 0 | [10 empty] | No | No
MC065 | Library |  |  |  | MC065-B09/S10 | S39 Lev D HB-C150 Space CO2 | EN.EN3 Energy Sensor | [6 empty] | S10 | 0 | [10 empty] | No | No
MC065 | Library |  |  |  | MC065-B09/S11 | 4 Dix No.1 | EN.EN3 Energy Sensor | [6 empty] | S11 | 0 | [10 empty] | No | No
MC065 | Library |  |  |  | MC065-B09/S12 | S14 Lev A HB-A181 Space Temp | EN.EN3 Energy Sensor | [6 empty] | S12 | 0 | [10 empty] | No | No
MC065 | Library |  |  |  | MC065-B09/S13 | S14 Lev A HB-A181 SP Adj | EN.EN3 Energy Sensor | [6 empty] | S13 | 0 | [10 empty] | No | No
MC065 | Library |  |  |  | MC065-B09/S14 | S11 Lev A HB-A182 Space Temp | EN.EN3 Energy Sensor | [6 empty] | S14 | 0 | [10 empty] | No | No
MC065 | Library |  |  |  | MC065-B09/S15 | S11 Lev A HB-A182 SP Adj | EN.EN3 Energy Sensor | [6 empty] | S15 | 0 | [10 empty] | No | No
MC065 | Library |  |  |  | MC065-B09/P6 | S12 Lev A HB-A190 Space CO2 | EN.EN3 Energy Sensor | [6 empty] | P6 | 0 | [10 empty] | No | No
MC065 | Library |  |  |  | MC065-B09/P7 | S29 Lev B HB-B135 Space Temp | EN.EN3 Energy Sensor | [6 empty] | P7 | 0 | [10 empty] | No | No
MC065 | Library |  |  |  | MC065-B09/P8 | S29 Lev B HB-B135 Space CO2 | EN.EN3 Energy Sensor | [6 empty] | P8 | 0 | [10 empty] | No | No
MC065 | Library |  |  |  | MC065-B09/P9 | S39 Lev D HB-C150 Space Temp | EN.EN3 Energy Sensor | [6 empty] | P9 | 0 | [10 empty] | No | No
MC065 | Library |  |  |  | MC065-B09/Q1 | Sequence Table 1 | EN.EN3 Energy Sensor | [6 empty] | Q1 | 0 | [10 empty] | No | No
MC065 | Library |  |  |  | MC065-B09/S1 | AHU-SW Supply Air Temp | EN.EN3 Energy Sensor | [6 empty] | S1 | 0 | [10 empty] | No | No
MC065 | Library |  |  |  | MC065-B09/P45 | Level A3Rad V2-A03 Adjusted SP | EN.EN3 Energy Sensor | [6 empty] | P45 | 0 | [10 empty] | No | No
MC065 | Library |  |  |  | MC065-B09/P46 | Max Open Plan Co2 | EN.EN3 Energy Sensor | [6 empty] | P46 | 0 | [10 empty] | No | No
MC065 | Library |  |  |  | MC065-B09/P47 | Max Open Plan Temp | EN.EN3 Energy Sensor | [6 empty] | P47 | 0 | [10 empty] | No | No
MC065 | Library |  |  |  | MC065-B09/P48 | Natural Vent Dampers | EN.EN3 Energy Sensor | [6 empty] | P48 | 0 | [10 empty] | No | No
MC065 | Library |  |  |  | MC065-B09/P49 | SW Pressure | EN.EN3 Energy Sensor | [6 empty] | P49 | 0 | [10 empty] | No | No
MC065 | Library |  |  |  | MC065-B09/P5 | S12 Lev A HB-A190 Space Temp | EN.EN3 Energy Sensor | [6 empty] | P5 | 0 | [10 empty] | No | No
MC065 | Library |  |  |  | MC065-B09/P38 | Level A HB A182 Valve | EN.EN3 Energy Sensor | [6 empty] | P38 | 0 | [10 empty] | No | No
MC065 | Library |  |  |  | MC065-B09/P39 | Level HB C150 Valve | EN.EN3 Energy Sensor | [6 empty] | P39 | 0 | [10 empty] | No | No
MC065 | Library |  |  |  | MC065-B09/P4 | AHU-SW Supply Air Pressure | EN.EN3 Energy Sensor | [6 empty] | P4 | 0 | [10 empty] | No | No
MC065 | Library |  |  |  | MC065-B09/P40 | Level A HB A181 Adjusted SP | EN.EN3 Energy Sensor | [6 empty] | P40 | 0 | [10 empty] | No | No
MC065 | Library |  |  |  | MC065-B09/P41 | Level A HB A182 Adjusted SP | EN.EN3 Energy Sensor | [6 empty] | P41 | 0 | [10 empty] | No | No
MC065 | Library |  |  |  | MC065-B09/P42 | Level A HB A183 Adjusted SP | EN.EN3 Energy Sensor | [6 empty] | P42 | 0 | [10 empty] | No | No
MC065 | Library |  |  |  | MC065-B09/P32 | AHU-SW Sply Fan Speed | EN.EN3 Energy Sensor | [6 empty] | P32 | 0 | [10 empty] | No | No
MC065 | Library |  |  |  | MC065-B09/P33 | AHU-NW Ext Fan Speed | EN.EN3 Energy Sensor | [6 empty] | P33 | 0 | [10 empty] | No | No
MC065 | Library |  |  |  | MC065-B09/P34 | Level A HB A190 Valve | EN.EN3 Energy Sensor | [6 empty] | P34 | 0 | [10 empty] | No | No
MC065 | Library |  |  |  | MC065-B09/P35 | Level A HB A181 Valve | EN.EN3 Energy Sensor | [6 empty] | P35 | 0 | [10 empty] | No | No
MC065 | Library |  |  |  | MC065-B09/P36 | Level A HB A182 Valve | EN.EN3 Energy Sensor | [6 empty] | P36 | 0 | [10 empty] | No | No
MC065 | Library |  |  |  | MC065-B09/P37 | Level B HB B135 Valve | EN.EN3 Energy Sensor | [6 empty] | P37 | 0 | [10 empty] | No | No
MC065 | Library |  |  |  | MC065-B09/P27 | AHU-SW Recoup Dmnd | EN.EN3 Energy Sensor | [6 empty] | P27 | 0 | [10 empty] | No | No
MC065 | Library |  |  |  | MC065-B09/P28 | AHU-SW Heating Coil Dmnd | EN.EN3 Energy Sensor | [6 empty] | P28 | 0 | [10 empty] | No | No
MC065 | Library |  |  |  | MC065-B09/P29 | AHU-SW Mixing Dampers Ctrl | EN.EN3 Energy Sensor | [6 empty] | P29 | 0 | [10 empty] | No | No
MC065 | Library |  |  |  | MC065-B09/P3 | AHU-SW Extract Air Pressure | EN.EN3 Energy Sensor | [6 empty] | P3 | 0 | [10 empty] | No | No
MC065 | Library |  |  |  | MC065-B09/P30 | Actual AHU-SW Supply Press SP | EN.EN3 Energy Sensor | [6 empty] | P30 | 0 | [10 empty] | No | No
MC065 | Library |  |  |  | MC065-B09/P31 | Actual AHU-SW Extract Press SP | EN.EN3 Energy Sensor | [6 empty] | P31 | 0 | [10 empty] | No | No
MC065 | Library |  |  |  | MC065-B09/P21 | AHU-SW Extract Damper Feedback | EN.EN3 Energy Sensor | [6 empty] | P21 | 0 | [10 empty] | No | No
MC065 | Library |  |  |  | MC065-B09/P22 | AHU-SW Recoup Damper Feedback | EN.EN3 Energy Sensor | [6 empty] | P22 | 0 | [10 empty] | No | No
MC065 | Library |  |  |  | MC065-B09/P23 | Outside air temperature | EN.EN3 Energy Sensor | [6 empty] | P23 | 0 | [10 empty] | No | No
MC065 | Library |  |  |  | MC065-B09/P24 | SW Zone 3 Max CO2 | EN.EN3 Energy Sensor | [6 empty] | P24 | 0 | [10 empty] | No | No
MC065 | Library |  |  |  | MC065-B09/P25 | NE Zone 2 Low Occupancy | EN.EN3 Energy Sensor | [6 empty] | P25 | 0 | [10 empty] | No | No
MC065 | Library |  |  |  | MC065-B09/P26 | AHU-SW Calc Sply Temp SP | EN.EN3 Energy Sensor | [6 empty] | P26 | 0 | [10 empty] | No | No
MC065 | Library |  |  |  | MC065-B09/P16 | S13 Lev A HB-A183 SP Adj | EN.EN3 Energy Sensor | [6 empty] | P16 | 0 | [10 empty] | No | No
MC065 | Library |  |  |  | MC065-B09/P17 | S28 Lev C Radiator Space Temp | EN.EN3 Energy Sensor | [6 empty] | P17 | 0 | [10 empty] | No | No
MC065 | Library |  |  |  | MC065-B09/P18 | S28 Lev C Radiator SP Adj | EN.EN3 Energy Sensor | [6 empty] | P18 | 0 | [10 empty] | No | No
MC065 | Library |  |  |  | MC065-B09/P19 | AHU-SW Supply Damper Feedback | EN.EN3 Energy Sensor | [6 empty] | P19 | 0 | [10 empty] | No | No
MC065 | Library |  |  |  | MC065-B09/P2 | AHU-SW Extract Air Temp | EN.EN3 Energy Sensor | [6 empty] | P2 | 0 | [10 empty] | No | No
MC065 | Library |  |  |  | MC065-B09/P20 | AHU-SW Recirc Damper Feedback | EN.EN3 Energy Sensor | [6 empty] | P20 | 0 | [10 empty] | No | No
MC065 | Library |  |  |  | MC065-B09/P10 | S39 Lev D HB-C150 Space CO2 | EN.EN3 Energy Sensor | [6 empty] | P10 | 0 | [10 empty] | No | No
MC065 | Library |  |  |  | MC065-B09/P11 | S14 Lev A HB-A181 Space Temp | EN.EN3 Energy Sensor | [6 empty] | P11 | 0 | [10 empty] | No | No
MC065 | Library |  |  |  | MC065-B09/P12 | S14 Lev A HB-A181 SP Adj | EN.EN3 Energy Sensor | [6 empty] | P12 | 0 | [10 empty] | No | No
MC065 | Library |  |  |  | MC065-B09/P13 | S11 Lev A HB-A182 Space Temp | EN.EN3 Energy Sensor | [6 empty] | P13 | 0 | [10 empty] | No | No
MC065 | Library |  |  |  | MC065-B09/P14 | S11 Lev A HB-A182 SP Adj | EN.EN3 Energy Sensor | [6 empty] | P14 | 0 | [10 empty] | No | No
MC065 | Library |  |  |  | MC065-B09/P15 | S13 Lev A HB-A183 Space Temp | EN.EN3 Energy Sensor | [6 empty] | P15 | 0 | [10 empty] | No | No
MC065 | Library |  |  |  | MC065-B09/o1 | SW Zone 3 Floor A OSS | EN.EN3 Energy Sensor | [6 empty] | o1 | 0 | [10 empty] | No | No
MC065 | Library |  |  |  | MC065-B09/o2 | SW Zone 3 Floor B OSS | EN.EN3 Energy Sensor | [6 empty] | o2 | 0 | [10 empty] | No | No
MC065 | Library |  |  |  | MC065-B09/O3 | Alarm Route 1 | EN.EN3 Energy Sensor | [6 empty] | O3 | 0 | [10 empty] | No | No
MC065 | Library |  |  |  | MC065-B09/P1 | AHU-SW Supply Air Temp | EN.EN3 Energy Sensor | [6 empty] | P1 | 0 | [10 empty] | No | No
MC065 | Library |  |  |  | MC065-B09/N4 | OAT Summer Eco Setpoint | EN.EN3 Energy Sensor | [6 empty] | N4 | 0 | [10 empty] | No | No
MC065 | Library |  |  |  | MC065-B09/N5 | Space Summer Eco Setpoint | EN.EN3 Energy Sensor | [6 empty] | N5 | 0 | [10 empty] | No | No
MC065 | Library |  |  |  | MC065-B09/N7 | Duct Frost Setpoint | EN.EN3 Energy Sensor | [6 empty] | N7 | 0 | [10 empty] | No | No
MC065 | Library |  |  |  | MC065-B09/N8 | S14 Lev A HB-A181 Space Temp | EN.EN3 Energy Sensor | [6 empty] | N8 | 0 | [10 empty] | No | No
MC065 | Library |  |  |  | MC065-B09/N9 | S14 Lev A HB-A181 Space SP | EN.EN3 Energy Sensor | [6 empty] | N9 | 0 | [10 empty] | No | No
MC065 | Library |  |  |  | MC065-B09/N12 | Max CO2 Zone 4 OS15 | EN.EN3 Energy Sensor | [6 empty] | N12 | 0 | [10 empty] | No | No
MC065 | Library |  |  |  | MC065-B09/N13 | Ave Temp Zone 1 OS12 | EN.EN3 Energy Sensor | [6 empty] | N13 | 0 | [10 empty] | No | No
MC065 | Library |  |  |  | MC065-B09/N14 | Ave Temp Zone 2 OS13 | EN.EN3 Energy Sensor | [6 empty] | N14 | 0 | [10 empty] | No | No
MC065 | Library |  |  |  | MC065-B09/N15 | Ave Temp Zone 4 OS15 | EN.EN3 Energy Sensor | [6 empty] | N15 | 0 | [10 empty] | No | No
MC065 | Library |  |  |  | MC065-B09/N2 | Space frost protection setpoint | EN.EN3 Energy Sensor | [6 empty] | N2 | 0 | [10 empty] | No | No
MC065 | Library |  |  |  | MC065-B09/N3 | Fire Alarm STS | EN.EN3 Energy Sensor | [6 empty] | N3 | 0 | [10 empty] | No | No
MC065 | Library |  |  |  | MC065-B09/L8 | Loop 8 | EN.EN3 Energy Sensor | [6 empty] | L8 | 0 | [10 empty] | No | No
MC065 | Library |  |  |  | MC065-B09/L9 | Loop 9 | EN.EN3 Energy Sensor | [6 empty] | L9 | 0 | [10 empty] | No | No
MC065 | Library |  |  |  | MC065-B09/n1 | OAT Frost Setpoint | EN.EN3 Energy Sensor | [6 empty] | n1 | 0 | [10 empty] | No | No
MC065 | Library |  |  |  | MC065-B09/N10 | Max CO2 Zone 1 OS12 | EN.EN3 Energy Sensor | [6 empty] | N10 | 0 | [10 empty] | No | No
MC065 | Library |  |  |  | MC065-B09/N11 | Max CO2 Zone 2 OS13 | EN.EN3 Energy Sensor | [6 empty] | N11 | 0 | [10 empty] | No | No
MC065 | Library |  |  |  | MC065-B09/L2 | Loop 2 | EN.EN3 Energy Sensor | [6 empty] | L2 | 0 | [10 empty] | No | No
MC065 | Library |  |  |  | MC065-B09/L3 |  | EN.EN3 Energy Sensor | [6 empty] | L3 | 0 | [10 empty] | No | No
MC065 | Library |  |  |  | MC065-B09/L4 |  | EN.EN3 Energy Sensor | [6 empty] | L4 | 0 | [10 empty] | No | No
MC065 | Library |  |  |  | MC065-B09/L5 | Loop 5 | EN.EN3 Energy Sensor | [6 empty] | L5 | 0 | [10 empty] | No | No
MC065 | Library |  |  |  | MC065-B09/L6 | Loop 6 | EN.EN3 Energy Sensor | [6 empty] | L6 | 0 | [10 empty] | No | No
MC065 | Library |  |  |  | MC065-B09/L7 | Loop 7 | EN.EN3 Energy Sensor | [6 empty] | L7 | 0 | [10 empty] | No | No
MC065 | Library |  |  |  | MC065-B09/K9 | AHU-NW Minimum Ex Fan Speed | EN.EN3 Energy Sensor | [6 empty] | K9 | 0 | [10 empty] | No | No
MC065 | Library |  |  |  | MC065-B09/L1 | AHU-NW Heating | EN.EN3 Energy Sensor | [6 empty] | L1 | 0 | [10 empty] | No | No
MC065 | Library |  |  |  | MC065-B09/L10 | Loop 10 | EN.EN3 Energy Sensor | [6 empty] | L10 | 0 | [10 empty] | No | No
MC065 | Library |  |  |  | MC065-B09/L11 | CO2 Loop | EN.EN3 Energy Sensor | [6 empty] | L11 | 0 | [10 empty] | No | No
MC065 | Library |  |  |  | MC065-B09/L12 | Cooling Loop | EN.EN3 Energy Sensor | [6 empty] | L12 | 0 | [10 empty] | No | No
MC065 | Library |  |  |  | MC065-B09/L13 | Loop 13 | EN.EN3 Energy Sensor | [6 empty] | L13 | 0 | [10 empty] | No | No
MC065 | Library |  |  |  | MC065-B09/K2 | AHU-NW Min Sply Temp SP | EN.EN3 Energy Sensor | [6 empty] | K2 | 0 | [10 empty] | No | No
MC065 | Library |  |  |  | MC065-B09/K3 | AHU-SW Max Sply Temp SP | EN.EN3 Energy Sensor | [6 empty] | K3 | 0 | [10 empty] | No | No
MC065 | Library |  |  |  | MC065-B09/K4 | AHU-NW Return Temp SP | EN.EN3 Energy Sensor | [6 empty] | K4 | 0 | [10 empty] | No | No
MC065 | Library |  |  |  | MC065-B09/K5 | AHU-SW Supply Pressure SP | EN.EN3 Energy Sensor | [6 empty] | K5 | 0 | [10 empty] | No | No
MC065 | Library |  |  |  | MC065-B09/K7 | AHU-SW Extract Pressure SP | EN.EN3 Energy Sensor | [6 empty] | K7 | 0 | [10 empty] | No | No
MC065 | Library |  |  |  | MC065-B09/K8 | AHU-SW Minimum Sup Fan Speed | EN.EN3 Energy Sensor | [6 empty] | K8 | 0 | [10 empty] | No | No
MC065 | Library |  |  |  | MC065-B09/K13 | Level B HB B135 SP | EN.EN3 Energy Sensor | [6 empty] | K13 | 0 | [10 empty] | No | No
MC065 | Library |  |  |  | MC065-B09/K14 | Level A HB A183 SP | EN.EN3 Energy Sensor | [6 empty] | K14 | 0 | [10 empty] | No | No
MC065 | Library |  |  |  | MC065-B09/K15 | C HB C150 SP | EN.EN3 Energy Sensor | [6 empty] | K15 | 0 | [10 empty] | No | No
MC065 | Library |  |  |  | MC065-B09/K16 | Level A Rad V2-A-03 SP | EN.EN3 Energy Sensor | [6 empty] | K16 | 0 | [10 empty] | No | No
MC065 | Library |  |  |  | MC065-B09/K17 | Natural Vent CO2 SP | EN.EN3 Energy Sensor | [6 empty] | K17 | 0 | [10 empty] | No | No
MC065 | Library |  |  |  | MC065-B09/K18 | Natural Vent Cooling SP | EN.EN3 Energy Sensor | [6 empty] | K18 | 0 | [10 empty] | No | No
MC065 | Library |  |  |  | MC065-B09/I8 | AHU-SW SupplyPanelFilterSTS | EN.EN3 Energy Sensor | [6 empty] | I8 | 0 | [10 empty] | No | No
MC065 | Library |  |  |  | MC065-B09/I9 | AHU-SW BagPanelFilterSTS | EN.EN3 Energy Sensor | [6 empty] | I9 | 0 | [10 empty] | No | No
MC065 | Library |  |  |  | MC065-B09/K1 | LowCO2=LowOccupancySP | EN.EN3 Energy Sensor | [6 empty] | K1 | 0 | [10 empty] | No | No
MC065 | Library |  |  |  | MC065-B09/K10 | Level A HB A190 SP | EN.EN3 Energy Sensor | [6 empty] | K10 | 0 | [10 empty] | No | No
MC065 | Library |  |  |  | MC065-B09/K11 | Level A HB A181 SP | EN.EN3 Energy Sensor | [6 empty] | K11 | 0 | [10 empty] | No | No
MC065 | Library |  |  |  | MC065-B09/K12 | Level A HB A182 SP | EN.EN3 Energy Sensor | [6 empty] | K12 | 0 | [10 empty] | No | No
MC065 | Library |  |  |  | MC065-B09/i4 | AHU-SW Extract Flow STS | EN.EN3 Energy Sensor | [6 empty] | i4 | 0 | [10 empty] | No | No
MC065 | Library |  |  |  | MC065-B09/i5 | TEF1 Toilet Extrct Fault | EN.EN3 Energy Sensor | [6 empty] | i5 | 0 | [10 empty] | No | No
MC065 | Library |  |  |  | MC065-B09/I6 | Stairwell Pressure Fan Tripped | EN.EN3 Energy Sensor | [6 empty] | I6 | 0 | [10 empty] | No | No
MC065 | Library |  |  |  | MC065-B09/I7 | Smoke Panel Fault | EN.EN3 Energy Sensor | [6 empty] | I7 | 0 | [10 empty] | No | No
MC065 | Library |  |  |  | MC065-B09/I23 | Level A Rad V2-A-02 Valve HD | EN.EN3 Energy Sensor | [6 empty] | I23 | 0 | [10 empty] | No | No
MC065 | Library |  |  |  | MC065-B09/I25 | Level A Rad V2-A-03 Valve HD | EN.EN3 Energy Sensor | [6 empty] | I25 | 0 | [10 empty] | No | No
MC065 | Library |  |  |  | MC065-B09/I26 | Level A Rad V2-A-01 Valve HD | EN.EN3 Energy Sensor | [6 empty] | I26 | 0 | [10 empty] | No | No
MC065 | Library |  |  |  | MC065-B09/I27 | Level C Rad V2-B-02 Valve HD | EN.EN3 Energy Sensor | [6 empty] | I27 | 0 | [10 empty] | No | No
MC065 | Library |  |  |  | MC065-B09/I3 | xcite/IO/8UI | EN.EN3 Energy Sensor | [6 empty] | I3 | 0 | [10 empty] | No | No
MC065 | Library |  |  |  | MC065-B09/I17 | OS14 Heating Demand | EN.EN3 Energy Sensor | [6 empty] | I17 | 0 | [10 empty] | No | No
MC065 | Library |  |  |  | MC065-B09/I18 | SW Zone 3 Low Occupancy | EN.EN3 Energy Sensor | [6 empty] | I18 | 0 | [10 empty] | No | No
MC065 | Library |  |  |  | MC065-B09/I2 | xcite/IO/8UI | EN.EN3 Energy Sensor | [6 empty] | I2 | 0 | [10 empty] | No | No
MC065 | Library |  |  |  | MC065-B09/I21 | AHU-SW Supply Fan No Flow | EN.EN3 Energy Sensor | [6 empty] | I21 | 0 | [10 empty] | No | No
MC065 | Library |  |  |  | MC065-B09/I22 | AHU-SW Extract Fan No Flow | EN.EN3 Energy Sensor | [6 empty] | I22 | 0 | [10 empty] | No | No
MC065 | Library |  |  |  | MC065-B09/I11 | AHU-SW Frost Stat | EN.EN3 Energy Sensor | [6 empty] | I11 | 0 | [10 empty] | No | No
MC065 | Library |  |  |  | MC065-B09/I12 | OAT Frost Condition | EN.EN3 Energy Sensor | [6 empty] | I12 | 0 | [10 empty] | No | No
MC065 | Library |  |  |  | MC065-B09/I13 | Space Frost Cond | EN.EN3 Energy Sensor | [6 empty] | I13 | 0 | [10 empty] | No | No
MC065 | Library |  |  |  | MC065-B09/I14 | Summer Eco mode | EN.EN3 Energy Sensor | [6 empty] | I14 | 0 | [10 empty] | No | No
MC065 | Library |  |  |  | MC065-B09/I15 | Winter Vent Mode | EN.EN3 Energy Sensor | [6 empty] | I15 | 0 | [10 empty] | No | No
MC065 | Library |  |  |  | MC065-B09/I16 | Summer Vent Mode | EN.EN3 Energy Sensor | [6 empty] | I16 | 0 | [10 empty] | No | No
MC065 | Library |  |  |  | MC065-B09/G7 | Logic 7 | EN.EN3 Energy Sensor | [6 empty] | G7 | 0 | [10 empty] | No | No
MC065 | Library |  |  |  | MC065-B09/G8 | Low Occupancy | EN.EN3 Energy Sensor | [6 empty] | G8 | 0 | [10 empty] | No | No
MC065 | Library |  |  |  | MC065-B09/G9 | AHU Enable | EN.EN3 Energy Sensor | [6 empty] | G9 | 0 | [10 empty] | No | No
MC065 | Library |  |  |  | MC065-B09/I1 | xcite/IO/8UI | EN.EN3 Energy Sensor | [6 empty] | I1 | 0 | [10 empty] | No | No
MC065 | Library |  |  |  | MC065-B09/I10 | AHU-SW ExtractlFilterSTS | EN.EN3 Energy Sensor | [6 empty] | I10 | 0 | [10 empty] | No | No
MC065 | Library |  |  |  | MC065-B09/G32 | Logic 32 | EN.EN3 Energy Sensor | [6 empty] | G32 | 0 | [10 empty] | No | No
MC065 | Library |  |  |  | MC065-B09/G33 | Logic 33 | EN.EN3 Energy Sensor | [6 empty] | G33 | 0 | [10 empty] | No | No
MC065 | Library |  |  |  | MC065-B09/G34 | Logic 34 | EN.EN3 Energy Sensor | [6 empty] | G34 | 0 | [10 empty] | No | No
MC065 | Library |  |  |  | MC065-B09/G4 | Summer Mode | EN.EN3 Energy Sensor | [6 empty] | G4 | 0 | [10 empty] | No | No
MC065 | Library |  |  |  | MC065-B09/G5 | Logic 5 | EN.EN3 Energy Sensor | [6 empty] | G5 | 0 | [10 empty] | No | No
MC065 | Library |  |  |  | MC065-B09/G6 | Logic 6 | EN.EN3 Energy Sensor | [6 empty] | G6 | 0 | [10 empty] | No | No
MC065 | Library |  |  |  | MC065-B09/G26 | Logic 26 | EN.EN3 Energy Sensor | [6 empty] | G26 | 0 | [10 empty] | No | No
MC065 | Library |  |  |  | MC065-B09/G27 | Logic 27 | EN.EN3 Energy Sensor | [6 empty] | G27 | 0 | [10 empty] | No | No
MC065 | Library |  |  |  | MC065-B09/G28 | Logic 28 | EN.EN3 Energy Sensor | [6 empty] | G28 | 0 | [10 empty] | No | No
MC065 | Library |  |  |  | MC065-B09/G29 | Logic 29 | EN.EN3 Energy Sensor | [6 empty] | G29 | 0 | [10 empty] | No | No
MC065 | Library |  |  |  | MC065-B09/G3 | Winter Mode | EN.EN3 Energy Sensor | [6 empty] | G3 | 0 | [10 empty] | No | No
MC065 | Library |  |  |  | MC065-B09/G30 | Logic 30 | EN.EN3 Energy Sensor | [6 empty] | G30 | 0 | [10 empty] | No | No
MC065 | Library |  |  |  | MC065-B09/G20 | Logic 20 | EN.EN3 Energy Sensor | [6 empty] | G20 | 0 | [10 empty] | No | No
MC065 | Library |  |  |  | MC065-B09/G21 | Logic 21 | EN.EN3 Energy Sensor | [6 empty] | G21 | 0 | [10 empty] | No | No
MC065 | Library |  |  |  | MC065-B09/G22 | Logic 22 | EN.EN3 Energy Sensor | [6 empty] | G22 | 0 | [10 empty] | No | No
MC065 | Library |  |  |  | MC065-B09/G23 | Logic 23 | EN.EN3 Energy Sensor | [6 empty] | G23 | 0 | [10 empty] | No | No
MC065 | Library |  |  |  | MC065-B09/G24 | Logic 24 | EN.EN3 Energy Sensor | [6 empty] | G24 | 0 | [10 empty] | No | No
MC065 | Library |  |  |  | MC065-B09/G25 | Logic 25 | EN.EN3 Energy Sensor | [6 empty] | G25 | 0 | [10 empty] | No | No
MC065 | Library |  |  |  | MC065-B09/G15 | Logic 15 | EN.EN3 Energy Sensor | [6 empty] | G15 | 0 | [10 empty] | No | No
MC065 | Library |  |  |  | MC065-B09/G16 | AHU-NW Temp Ctrl Active | EN.EN3 Energy Sensor | [6 empty] | G16 | 0 | [10 empty] | No | No
MC065 | Library |  |  |  | MC065-B09/G17 | Logic 17 | EN.EN3 Energy Sensor | [6 empty] | G17 | 0 | [10 empty] | No | No
MC065 | Library |  |  |  | MC065-B09/G18 | AHU-LG Speed Enable | EN.EN3 Energy Sensor | [6 empty] | G18 | 0 | [10 empty] | No | No
MC065 | Library |  |  |  | MC065-B09/G19 | Logic 19 | EN.EN3 Energy Sensor | [6 empty] | G19 | 0 | [10 empty] | No | No
MC065 | Library |  |  |  | MC065-B09/G2 | Summer Eco mode | EN.EN3 Energy Sensor | [6 empty] | G2 | 0 | [10 empty] | No | No
MC065 | Library |  |  |  | MC065-B09/G1 | 3rd Stage Frost Protect | EN.EN3 Energy Sensor | [6 empty] | G1 | 0 | [10 empty] | No | No
MC065 | Library |  |  |  | MC065-B09/G10 | Logic 10 | EN.EN3 Energy Sensor | [6 empty] | G10 | 0 | [10 empty] | No | No
MC065 | Library |  |  |  | MC065-B09/G11 | Logic 11 | EN.EN3 Energy Sensor | [6 empty] | G11 | 0 | [10 empty] | No | No
MC065 | Library |  |  |  | MC065-B09/G12 | Extract Delay On | EN.EN3 Energy Sensor | [6 empty] | G12 | 0 | [10 empty] | No | No
MC065 | Library |  |  |  | MC065-B09/G13 | Logic 13 | EN.EN3 Energy Sensor | [6 empty] | G13 | 0 | [10 empty] | No | No
MC065 | Library |  |  |  | MC065-B09/G14 | Logic 14 | EN.EN3 Energy Sensor | [6 empty] | G14 | 0 | [10 empty] | No | No
MC065 | Library |  |  |  | MC065-B09/F80 | Function 80 | EN.EN3 Energy Sensor | [6 empty] | F80 | 0 | [10 empty] | No | No
MC065 | Library |  |  |  | MC065-B09/F81 | Function 81 | EN.EN3 Energy Sensor | [6 empty] | F81 | 0 | [10 empty] | No | No
MC065 | Library |  |  |  | MC065-B09/F82 | Function 82 | EN.EN3 Energy Sensor | [6 empty] | F82 | 0 | [10 empty] | No | No
MC065 | Library |  |  |  | MC065-B09/F83 | Function 83 | EN.EN3 Energy Sensor | [6 empty] | F83 | 0 | [10 empty] | No | No
MC065 | Library |  |  |  | MC065-B09/F84 | Function 84 | EN.EN3 Energy Sensor | [6 empty] | F84 | 0 | [10 empty] | No | No
MC065 | Library |  |  |  | MC065-B09/F9 | Function 9 | EN.EN3 Energy Sensor | [6 empty] | F9 | 0 | [10 empty] | No | No
MC065 | Library |  |  |  | MC065-B09/F75 | Function 75 | EN.EN3 Energy Sensor | [6 empty] | F75 | 0 | [10 empty] | No | No
MC065 | Library |  |  |  | MC065-B09/F76 | Function 76 | EN.EN3 Energy Sensor | [6 empty] | F76 | 0 | [10 empty] | No | No
MC065 | Library |  |  |  | MC065-B09/F77 | Function 77 | EN.EN3 Energy Sensor | [6 empty] | F77 | 0 | [10 empty] | No | No
MC065 | Library |  |  |  | MC065-B09/F78 | Function 78 | EN.EN3 Energy Sensor | [6 empty] | F78 | 0 | [10 empty] | No | No
MC065 | Library |  |  |  | MC065-B09/F79 | Function 79 | EN.EN3 Energy Sensor | [6 empty] | F79 | 0 | [10 empty] | No | No
MC065 | Library |  |  |  | MC065-B09/F8 | Function 8 | EN.EN3 Energy Sensor | [6 empty] | F8 | 0 | [10 empty] | No | No
MC065 | Library |  |  |  | MC065-B09/F7 | Function 7 | EN.EN3 Energy Sensor | [6 empty] | F7 | 0 | [10 empty] | No | No
MC065 | Library |  |  |  | MC065-B09/F70 | Function 70 | EN.EN3 Energy Sensor | [6 empty] | F70 | 0 | [10 empty] | No | No
MC065 | Library |  |  |  | MC065-B09/F71 | Function 71 | EN.EN3 Energy Sensor | [6 empty] | F71 | 0 | [10 empty] | No | No
MC065 | Library |  |  |  | MC065-B09/F72 | Function 72 | EN.EN3 Energy Sensor | [6 empty] | F72 | 0 | [10 empty] | No | No
MC065 | Library |  |  |  | MC065-B09/F73 | Function 73 | EN.EN3 Energy Sensor | [6 empty] | F73 | 0 | [10 empty] | No | No
MC065 | Library |  |  |  | MC065-B09/F74 | Function 74 | EN.EN3 Energy Sensor | [6 empty] | F74 | 0 | [10 empty] | No | No
MC065 | Library |  |  |  | MC065-B09/F64 | Function 64 | EN.EN3 Energy Sensor | [6 empty] | F64 | 0 | [10 empty] | No | No
MC065 | Library |  |  |  | MC065-B09/F65 | Function 65 | EN.EN3 Energy Sensor | [6 empty] | F65 | 0 | [10 empty] | No | No
MC065 | Library |  |  |  | MC065-B09/F66 | Function 66 | EN.EN3 Energy Sensor | [6 empty] | F66 | 0 | [10 empty] | No | No
MC065 | Library |  |  |  | MC065-B09/F67 | Function 67 | EN.EN3 Energy Sensor | [6 empty] | F67 | 0 | [10 empty] | No | No
MC065 | Library |  |  |  | MC065-B09/F68 | Function 68 | EN.EN3 Energy Sensor | [6 empty] | F68 | 0 | [10 empty] | No | No
MC065 | Library |  |  |  | MC065-B09/F69 | Function 69 | EN.EN3 Energy Sensor | [6 empty] | F69 | 0 | [10 empty] | No | No
MC065 | Library |  |  |  | MC065-B09/F59 | Function 59 | EN.EN3 Energy Sensor | [6 empty] | F59 | 0 | [10 empty] | No | No
MC065 | Library |  |  |  | MC065-B09/F6 | Function 6 | EN.EN3 Energy Sensor | [6 empty] | F6 | 0 | [10 empty] | No | No
MC065 | Library |  |  |  | MC065-B09/F60 | Function 60 | EN.EN3 Energy Sensor | [6 empty] | F60 | 0 | [10 empty] | No | No
MC065 | Library |  |  |  | MC065-B09/F61 | Function 61 | EN.EN3 Energy Sensor | [6 empty] | F61 | 0 | [10 empty] | No | No
MC065 | Library |  |  |  | MC065-B09/F62 | Function 62 | EN.EN3 Energy Sensor | [6 empty] | F62 | 0 | [10 empty] | No | No
MC065 | Library |  |  |  | MC065-B09/F63 | Function 63 | EN.EN3 Energy Sensor | [6 empty] | F63 | 0 | [10 empty] | No | No
MC065 | Library |  |  |  | MC065-B09/F53 | Function 53 | EN.EN3 Energy Sensor | [6 empty] | F53 | 0 | [10 empty] | No | No
MC065 | Library |  |  |  | MC065-B09/F54 | HB B135 Htg Dmd | EN.EN3 Energy Sensor | [6 empty] | F54 | 0 | [10 empty] | No | No
MC065 | Library |  |  |  | MC065-B09/F55 | Function 55 | EN.EN3 Energy Sensor | [6 empty] | F55 | 0 | [10 empty] | No | No
MC065 | Library |  |  |  | MC065-B09/F56 | HB A182 Htg Dmd | EN.EN3 Energy Sensor | [6 empty] | F56 | 0 | [10 empty] | No | No
MC065 | Library |  |  |  | MC065-B09/F57 | Function 57 | EN.EN3 Energy Sensor | [6 empty] | F57 | 0 | [10 empty] | No | No
MC065 | Library |  |  |  | MC065-B09/F58 | HBC150 Htg Dmd | EN.EN3 Energy Sensor | [6 empty] | F58 | 0 | [10 empty] | No | No
MC065 | Library |  |  |  | MC065-B09/F48 | HB A190 Htg Dmd | EN.EN3 Energy Sensor | [6 empty] | F48 | 0 | [10 empty] | No | No
MC065 | Library |  |  |  | MC065-B09/F49 | Function 49 | EN.EN3 Energy Sensor | [6 empty] | F49 | 0 | [10 empty] | No | No
MC065 | Library |  |  |  | MC065-B09/F5 | Outside air temperature frost | EN.EN3 Energy Sensor | [6 empty] | F5 | 0 | [10 empty] | No | No
MC065 | Library |  |  |  | MC065-B09/F50 | HB A181 Htg Dmd | EN.EN3 Energy Sensor | [6 empty] | F50 | 0 | [10 empty] | No | No
MC065 | Library |  |  |  | MC065-B09/F51 | Function 51 | EN.EN3 Energy Sensor | [6 empty] | F51 | 0 | [10 empty] | No | No
MC065 | Library |  |  |  | MC065-B09/F52 | HB A182 Htg Dmd | EN.EN3 Energy Sensor | [6 empty] | F52 | 0 | [10 empty] | No | No
MC200 | LICA | A12 | Plant |  | MC200-L02 | Data logger: LICA | EN.EN1 Data Logger |  |  |  |  | Multilog G2 | Enercom | 0501E3E63200 | 0 |  |  | 10.23.15.76
MC200 | LICA | A12 | Plant |  | MC200-L01 | Data logger: LICA | EN.EN1 Data Logger |  |  |  |  | Multilog G2 | Enercom | 0501F26EB900 | 0 |  |  | 10.23.15.76
MC200 | LICA |  |  |  | MC200-B01 | BMS Controller: LICA | EN.EN4 BMS Controller |  |  |  |  | IQ3xcite96 | Trend | 76BFB361-B79C-44F2-AAD7-C2FECB031A0F | 0
MC200 | LICA |  |  |  | MC200-L02/M001 | LICA DB 1C | EN.EN2 Energy Meter | [6 empty] | 1 | 0 | [10 empty] | No | No
MC200 | LICA | A34 | Store |  | MC200-L02/M001 | LICA DB 1C | EN.EN2 Energy Meter | [6 empty] | 1 | 0 | [10 empty] | No | No
MC200 | LICA | A28 | Event/Studio |  | MC200-L02/M001 | LICA DB 1C | EN.EN2 Energy Meter | [6 empty] | 1 | 0 | [10 empty] | No | No
MC200 | LICA | A29 | Event/Studio |  | MC200-L02/M001 | LICA DB 1C | EN.EN2 Energy Meter | [6 empty] | 1 | 0 | [10 empty] | No | No
MC200 | LICA | A30 | Control/Store |  | MC200-L02/M001 | LICA DB 1C | EN.EN2 Energy Meter | [6 empty] | 1 | 0 | [10 empty] | No | No
MC200 | LICA | A31 | Store |  | MC200-L02/M001 | LICA DB 1C | EN.EN2 Energy Meter | [6 empty] | 1 | 0 | [10 empty] | No | No
MC200 | LICA | A32 | Store |  | MC200-L02/M001 | LICA DB 1C | EN.EN2 Energy Meter | [6 empty] | 1 | 0 | [10 empty] | No | No
MC200 | LICA | A33 | Store |  | MC200-L02/M001 | LICA DB 1C | EN.EN2 Energy Meter | [6 empty] | 1 | 0 | [10 empty] | No | No
MC200 | LICA | A25 | Lobby |  | MC200-L02/M001 | LICA DB 1C | EN.EN2 Energy Meter | [6 empty] | 1 | 0 | [10 empty] | No | No
MC200 | LICA | A26 | Lobby |  | MC200-L02/M001 | LICA DB 1C | EN.EN2 Energy Meter | [6 empty] | 1 | 0 | [10 empty] | No | No
MC200 | LICA | A27 | Event/Studio |  | MC200-L02/M001 | LICA DB 1C | EN.EN2 Energy Meter | [6 empty] | 1 | 0 | [10 empty] | No | No
MC200 | LICA |  |  |  | MC200-L02/M002 | LICA BMS Panel | EN.EN2 Energy Meter | [6 empty] | 2 | 0 | [10 empty] | No | No
MC200 | LICA | A12 | Plant |  | MC200-L02/M002 | LICA BMS Panel | EN.EN2 Energy Meter | [6 empty] | 2 | 0 | [10 empty] | No | No
MC200 | LICA | A13 | Switch Room |  | MC200-L02/M002 | LICA BMS Panel | EN.EN2 Energy Meter | [6 empty] | 2 | 0 | [10 empty] | No | No
MC200 | LICA |  |  |  | MC200-L02/M003 | LICA Lift | EN.EN2 Energy Meter | [6 empty] | 3 | 0 | [10 empty] | No | No
MC200 | LICA |  |  |  | MC200-L02/M004 | LICA Chiller Units AHU | EN.EN2 Energy Meter | [6 empty] | 4 | 0 | [10 empty] | No | No
MC200 | LICA | A12 | Plant |  | MC200-L02/M004 | LICA Chiller Units AHU | EN.EN2 Energy Meter | [6 empty] | 4 | 0 | [10 empty] | No | No
MC200 | LICA |  |  |  | MC200-L02/M005 | LICA | EN.EN2 Energy Meter | [6 empty] | 5 | 0 | [10 empty] | No | No
MC200 | LICA | A12 | Plant |  | MC200-L02/M005 | LICA | EN.EN2 Energy Meter | [6 empty] | 5 | 0 | [10 empty] | No | No
MC200 | LICA |  |  |  | MC200-L02/M006 | LICA | EN.EN2 Energy Meter | [6 empty] | 6 | 0 | [10 empty] | No | No
MC200 | LICA | A12 | Plant |  | MC200-L02/M006 | LICA | EN.EN2 Energy Meter | [6 empty] | 6 | 0 | [10 empty] | No | No
MC200 | LICA |  |  |  | MC200-L01/M001 | LICA DB 1A | EN.EN2 Energy Meter | [6 empty] | 1 | 0 | [10 empty] | No | No
MC200 | LICA | SW02 | Stairwell |  | MC200-L01/M001 | LICA DB 1A | EN.EN2 Energy Meter | [6 empty] | 1 | 0 | [10 empty] | No | No
MC200 | LICA | SW02 | Stairwell |  | MC200-L01/M001 | LICA DB 1A | EN.EN2 Energy Meter | [6 empty] | 1 | 0 | [10 empty] | No | No
MC200 | LICA | CR03 | Lobby |  | MC200-L01/M001 | LICA DB 1A | EN.EN2 Energy Meter | [6 empty] | 1 | 0 | [10 empty] | No | No
MC200 | LICA | A10 | Acoustic Room |  | MC200-L01/M001 | LICA DB 1A | EN.EN2 Energy Meter | [6 empty] | 1 | 0 | [10 empty] | No | No
MC200 | LICA | A11 | Store |  | MC200-L01/M001 | LICA DB 1A | EN.EN2 Energy Meter | [6 empty] | 1 | 0 | [10 empty] | No | No
MC200 | LICA | A15 | Lobby |  | MC200-L01/M001 | LICA DB 1A | EN.EN2 Energy Meter | [6 empty] | 1 | 0 | [10 empty] | No | No
MC200 | LICA | A19 | Cleaners |  | MC200-L01/M001 | LICA DB 1A | EN.EN2 Energy Meter | [6 empty] | 1 | 0 | [10 empty] | No | No
MC200 | LICA | A23 | Installation Space |  | MC200-L01/M001 | LICA DB 1A | EN.EN2 Energy Meter | [6 empty] | 1 | 0 | [10 empty] | No | No
MC200 | LICA | SW02 | Stairwell |  | MC200-L01/M001 | LICA DB 1A | EN.EN2 Energy Meter | [6 empty] | 1 | 0 | [10 empty] | No | No
MC200 | LICA | A04 | Seminar Room |  | MC200-L01/M001 | LICA DB 1A | EN.EN2 Energy Meter | [6 empty] | 1 | 0 | [10 empty] | No | No
MC200 | LICA | A05 | Seminar Room |  | MC200-L01/M001 | LICA DB 1A | EN.EN2 Energy Meter | [6 empty] | 1 | 0 | [10 empty] | No | No
MC200 | LICA | A06 | Seminar Room |  | MC200-L01/M001 | LICA DB 1A | EN.EN2 Energy Meter | [6 empty] | 1 | 0 | [10 empty] | No | No
MC200 | LICA | A07 | Acoustic Room Corridor |  | MC200-L01/M001 | LICA DB 1A | EN.EN2 Energy Meter | [6 empty] | 1 | 0 | [10 empty] | No | No
MC200 | LICA | A08 | Acoustic Room |  | MC200-L01/M001 | LICA DB 1A | EN.EN2 Energy Meter | [6 empty] | 1 | 0 | [10 empty] | No | No
MC200 | LICA | A09 | Acoustic Room |  | MC200-L01/M001 | LICA DB 1A | EN.EN2 Energy Meter | [6 empty] | 1 | 0 | [10 empty] | No | No
MC200 | LICA | A02 | Store |  | MC200-L01/M001 | LICA DB 1A | EN.EN2 Energy Meter | [6 empty] | 1 | 0 | [10 empty] | No | No
MC200 | LICA | A03 | Base Room |  | MC200-L01/M001 | LICA DB 1A | EN.EN2 Energy Meter | [6 empty] | 1 | 0 | [10 empty] | No | No
MC200 | LICA |  |  |  | MC200-L01/M002 | LICA DB 1B | EN.EN2 Energy Meter | [6 empty] | 2 | 0 | [10 empty] | No | No
MC200 | LICA | SW01 | Stairwell |  | MC200-L01/M002 | LICA DB 1B | EN.EN2 Energy Meter | [6 empty] | 2 | 0 | [10 empty] | No | No
MC200 | LICA | SW03 | Stairwell |  | MC200-L01/M002 | LICA DB 1B | EN.EN2 Energy Meter | [6 empty] | 2 | 0 | [10 empty] | No | No
MC200 | LICA | SW03 | Stairwell |  | MC200-L01/M002 | LICA DB 1B | EN.EN2 Energy Meter | [6 empty] | 2 | 0 | [10 empty] | No | No
MC200 | LICA | SW03 | Stairwell |  | MC200-L01/M002 | LICA DB 1B | EN.EN2 Energy Meter | [6 empty] | 2 | 0 | [10 empty] | No | No
MC200 | LICA | CR01 | Corridor |  | MC200-L01/M002 | LICA DB 1B | EN.EN2 Energy Meter | [6 empty] | 2 | 0 | [10 empty] | No | No
MC200 | LICA | CR04 | Corridor |  | MC200-L01/M002 | LICA DB 1B | EN.EN2 Energy Meter | [6 empty] | 2 | 0 | [10 empty] | No | No
MC200 | LICA | A37 | Project Workshop |  | MC200-L01/M002 | LICA DB 1B | EN.EN2 Energy Meter | [6 empty] | 2 | 0 | [10 empty] | No | No
MC200 | LICA | A38 | Store |  | MC200-L01/M002 | LICA DB 1B | EN.EN2 Energy Meter | [6 empty] | 2 | 0 | [10 empty] | No | No
MC200 | LICA | A39 | Design Studio |  | MC200-L01/M002 | LICA DB 1B | EN.EN2 Energy Meter | [6 empty] | 2 | 0 | [10 empty] | No | No
MC200 | LICA | A40 | MAC Computer Lab |  | MC200-L01/M002 | LICA DB 1B | EN.EN2 Energy Meter | [6 empty] | 2 | 0 | [10 empty] | No | No
MC200 | LICA | SW01 | Stairwell |  | MC200-L01/M002 | LICA DB 1B | EN.EN2 Energy Meter | [6 empty] | 2 | 0 | [10 empty] | No | No
MC200 | LICA | SW01 | Stairwell |  | MC200-L01/M002 | LICA DB 1B | EN.EN2 Energy Meter | [6 empty] | 2 | 0 | [10 empty] | No | No
MC200 | LICA | A22 | Lobby |  | MC200-L01/M002 | LICA DB 1B | EN.EN2 Energy Meter | [6 empty] | 2 | 0 | [10 empty] | No | No
MC200 | LICA | A24 | Lobby |  | MC200-L01/M002 | LICA DB 1B | EN.EN2 Energy Meter | [6 empty] | 2 | 0 | [10 empty] | No | No
MC200 | LICA | A25 | Lobby |  | MC200-L01/M002 | LICA DB 1B | EN.EN2 Energy Meter | [6 empty] | 2 | 0 | [10 empty] | No | No
MC200 | LICA | A26 | Lobby |  | MC200-L01/M002 | LICA DB 1B | EN.EN2 Energy Meter | [6 empty] | 2 | 0 | [10 empty] | No | No
MC200 | LICA | A35 | Control/Store |  | MC200-L01/M002 | LICA DB 1B | EN.EN2 Energy Meter | [6 empty] | 2 | 0 | [10 empty] | No | No
MC200 | LICA | A36 | Imagination Laboratory |  | MC200-L01/M002 | LICA DB 1B | EN.EN2 Energy Meter | [6 empty] | 2 | 0 | [10 empty] | No | No
MC200 | LICA | A01 | Foyer |  | MC200-L01/M002 | LICA DB 1B | EN.EN2 Energy Meter | [6 empty] | 2 | 0 | [10 empty] | No | No
MC200 | LICA | A20 | Male WC |  | MC200-L01/M002 | LICA DB 1B | EN.EN2 Energy Meter | [6 empty] | 2 | 0 | [10 empty] | No | No
MC200 | LICA | A21 | Accessible WC |  | MC200-L01/M002 | LICA DB 1B | EN.EN2 Energy Meter | [6 empty] | 2 | 0 | [10 empty] | No | No
MC200 | LICA |  |  |  | MC200-L01/M003 | LICA DB 2A | EN.EN2 Energy Meter | [6 empty] | 3 | 0 | [10 empty] | No | No
MC200 | LICA | B15 | Shower |  | MC200-L01/M003 | LICA DB 2A | EN.EN2 Energy Meter | [6 empty] | 3 | 0 | [10 empty] | No | No
MC200 | LICA | B16 | Male wc |  | MC200-L01/M003 | LICA DB 2A | EN.EN2 Energy Meter | [6 empty] | 3 | 0 | [10 empty] | No | No
MC200 | LICA | B17 | Female wc |  | MC200-L01/M003 | LICA DB 2A | EN.EN2 Energy Meter | [6 empty] | 3 | 0 | [10 empty] | No | No
MC200 | LICA | B18 | Cleaners |  | MC200-L01/M003 | LICA DB 2A | EN.EN2 Energy Meter | [6 empty] | 3 | 0 | [10 empty] | No | No
MC200 | LICA | B19 | Kitchenette |  | MC200-L01/M003 | LICA DB 2A | EN.EN2 Energy Meter | [6 empty] | 3 | 0 | [10 empty] | No | No
MC200 | LICA | B20 | Accessible WC |  | MC200-L01/M003 | LICA DB 2A | EN.EN2 Energy Meter | [6 empty] | 3 | 0 | [10 empty] | No | No
MC200 | LICA | SW01 | Stairwell |  | MC200-L01/M003 | LICA DB 2A | EN.EN2 Energy Meter | [6 empty] | 3 | 0 | [10 empty] | No | No
MC200 | LICA | SW02 | Stairwell |  | MC200-L01/M003 | LICA DB 2A | EN.EN2 Energy Meter | [6 empty] | 3 | 0 | [10 empty] | No | No
MC200 | LICA | SW02 | Stairwell |  | MC200-L01/M003 | LICA DB 2A | EN.EN2 Energy Meter | [6 empty] | 3 | 0 | [10 empty] | No | No
MC200 | LICA | SW02 | Stairwell |  | MC200-L01/M003 | LICA DB 2A | EN.EN2 Energy Meter | [6 empty] | 3 | 0 | [10 empty] | No | No
MC200 | LICA | CR06 | Corridor |  | MC200-L01/M003 | LICA DB 2A | EN.EN2 Energy Meter | [6 empty] | 3 | 0 | [10 empty] | No | No
MC200 | LICA | CR09 | Corridor |  | MC200-L01/M003 | LICA DB 2A | EN.EN2 Energy Meter | [6 empty] | 3 | 0 | [10 empty] | No | No
MC200 | LICA | B10 | Riser |  | MC200-L01/M003 | LICA DB 2A | EN.EN2 Energy Meter | [6 empty] | 3 | 0 | [10 empty] | No | No
MC200 | LICA | B11 | Riser |  | MC200-L01/M003 | LICA DB 2A | EN.EN2 Energy Meter | [6 empty] | 3 | 0 | [10 empty] | No | No
MC200 | LICA | B12 | Store |  | MC200-L01/M003 | LICA DB 2A | EN.EN2 Energy Meter | [6 empty] | 3 | 0 | [10 empty] | No | No
MC200 | LICA | B13 | Print Room |  | MC200-L01/M003 | LICA DB 2A | EN.EN2 Energy Meter | [6 empty] | 3 | 0 | [10 empty] | No | No
MC200 | LICA | SW01 | Stairwell |  | MC200-L01/M003 | LICA DB 2A | EN.EN2 Energy Meter | [6 empty] | 3 | 0 | [10 empty] | No | No
MC200 | LICA | SW01 | Stairwell |  | MC200-L01/M003 | LICA DB 2A | EN.EN2 Energy Meter | [6 empty] | 3 | 0 | [10 empty] | No | No
MC200 | LICA | B01 | Meeting Room |  | MC200-L01/M003 | LICA DB 2A | EN.EN2 Energy Meter | [6 empty] | 3 | 0 | [10 empty] | No | No
MC200 | LICA | B02 | Meeting Room |  | MC200-L01/M003 | LICA DB 2A | EN.EN2 Energy Meter | [6 empty] | 3 | 0 | [10 empty] | No | No
MC200 | LICA | B03 | Meeting Room |  | MC200-L01/M003 | LICA DB 2A | EN.EN2 Energy Meter | [6 empty] | 3 | 0 | [10 empty] | No | No
MC200 | LICA | B04 | Office |  | MC200-L01/M003 | LICA DB 2A | EN.EN2 Energy Meter | [6 empty] | 3 | 0 | [10 empty] | No | No
MC200 | LICA | B05 | Meeting Room |  | MC200-L01/M003 | LICA DB 2A | EN.EN2 Energy Meter | [6 empty] | 3 | 0 | [10 empty] | No | No
MC200 | LICA | B06 | Open Plan Office |  | MC200-L01/M003 | LICA DB 2A | EN.EN2 Energy Meter | [6 empty] | 3 | 0 | [10 empty] | No | No
MC200 | LICA |  |  |  | MC200-L01/M004 | LICA DB 2B | EN.EN2 Energy Meter | [6 empty] | 4 | 0 | [10 empty] | No | No
MC200 | LICA | CR11 | Lobby |  | MC200-L01/M004 | LICA DB 2B | EN.EN2 Energy Meter | [6 empty] | 4 | 0 | [10 empty] | No | No
MC200 | LICA | SW03 | Stairwell |  | MC200-L01/M004 | LICA DB 2B | EN.EN2 Energy Meter | [6 empty] | 4 | 0 | [10 empty] | No | No
MC200 | LICA | SW03 | Stairwell |  | MC200-L01/M004 | LICA DB 2B | EN.EN2 Energy Meter | [6 empty] | 4 | 0 | [10 empty] | No | No
MC200 | LICA | SW04 | Stairwell |  | MC200-L01/M004 | LICA DB 2B | EN.EN2 Energy Meter | [6 empty] | 4 | 0 | [10 empty] | No | No
MC200 | LICA | SW04 | Stairwell |  | MC200-L01/M004 | LICA DB 2B | EN.EN2 Energy Meter | [6 empty] | 4 | 0 | [10 empty] | No | No
MC200 | LICA | CR09 | Corridor |  | MC200-L01/M004 | LICA DB 2B | EN.EN2 Energy Meter | [6 empty] | 4 | 0 | [10 empty] | No | No
MC200 | LICA |  |  |  | MC200-L01/M004 | LICA DB 2B | EN.EN2 Energy Meter | [6 empty] | 4 | 0 | [10 empty] | No | No
MC200 | LICA | B27 | Meeting Room |  | MC200-L01/M004 | LICA DB 2B | EN.EN2 Energy Meter | [6 empty] | 4 | 0 | [10 empty] | No | No
MC200 | LICA | B28 | Lounge |  | MC200-L01/M004 | LICA DB 2B | EN.EN2 Energy Meter | [6 empty] | 4 | 0 | [10 empty] | No | No
MC200 | LICA | B29 | Open Plan Office |  | MC200-L01/M004 | LICA DB 2B | EN.EN2 Energy Meter | [6 empty] | 4 | 0 | [10 empty] | No | No
MC200 | LICA | B35 | Store |  | MC200-L01/M004 | LICA DB 2B | EN.EN2 Energy Meter | [6 empty] | 4 | 0 | [10 empty] | No | No
MC200 | LICA | B36 | Electric Riser |  | MC200-L01/M004 | LICA DB 2B | EN.EN2 Energy Meter | [6 empty] | 4 | 0 | [10 empty] | No | No
MC200 | LICA | SW03 | Stairwell |  | MC200-L01/M004 | LICA DB 2B | EN.EN2 Energy Meter | [6 empty] | 4 | 0 | [10 empty] | No | No
MC200 | LICA | B21 | Admin ante-room |  | MC200-L01/M004 | LICA DB 2B | EN.EN2 Energy Meter | [6 empty] | 4 | 0 | [10 empty] | No | No
MC200 | LICA | B22 | Admin |  | MC200-L01/M004 | LICA DB 2B | EN.EN2 Energy Meter | [6 empty] | 4 | 0 | [10 empty] | No | No
MC200 | LICA | B23 | Office |  | MC200-L01/M004 | LICA DB 2B | EN.EN2 Energy Meter | [6 empty] | 4 | 0 | [10 empty] | No | No
MC200 | LICA | B24 | HoD Office |  | MC200-L01/M004 | LICA DB 2B | EN.EN2 Energy Meter | [6 empty] | 4 | 0 | [10 empty] | No | No
MC200 | LICA | B25 | Meeting Room |  | MC200-L01/M004 | LICA DB 2B | EN.EN2 Energy Meter | [6 empty] | 4 | 0 | [10 empty] | No | No
MC200 | LICA | B26 | Office |  | MC200-L01/M004 | LICA DB 2B | EN.EN2 Energy Meter | [6 empty] | 4 | 0 | [10 empty] | No | No
MC200 | LICA | C41 | Store |  | MC200-L01/M005 | LICA DB 3A | EN.EN2 Energy Meter | [6 empty] | 5 | 0 | [10 empty] | No | No
MC200 | LICA | C30 | Future Expansion Space |  | MC200-L01/M005 | LICA DB 3A | EN.EN2 Energy Meter | [6 empty] | 5 | 0 | [10 empty] | No | No
MC200 | LICA |  |  |  | MC200-L01/M005 | LICA DB 3A | EN.EN2 Energy Meter | [6 empty] | 5 | 0 | [10 empty] | No | No
MC200 | LICA | CR16 | Corridor |  | MC200-L01/M005 | LICA DB 3A | EN.EN2 Energy Meter | [6 empty] | 5 | 0 | [10 empty] | No | No
MC200 | LICA | CR17 | Corridor |  | MC200-L01/M005 | LICA DB 3A | EN.EN2 Energy Meter | [6 empty] | 5 | 0 | [10 empty] | No | No
MC200 | LICA | C20 | Art Studio |  | MC200-L01/M005 | LICA DB 3A | EN.EN2 Energy Meter | [6 empty] | 5 | 0 | [10 empty] | No | No
MC200 | LICA | C40 | Riser |  | MC200-L01/M005 | LICA DB 3A | EN.EN2 Energy Meter | [6 empty] | 5 | 0 | [10 empty] | No | No
MC200 | LICA |  |  |  | MC200-L01/M006 | LICA DB 3B | EN.EN2 Energy Meter | [6 empty] | 6 | 0 | [10 empty] | No | No
MC200 | LICA | SW02 | Stairwell |  | MC200-L01/M006 | LICA DB 3B | EN.EN2 Energy Meter | [6 empty] | 6 | 0 | [10 empty] | No | No
MC200 | LICA | SW02 | Stairwell |  | MC200-L01/M006 | LICA DB 3B | EN.EN2 Energy Meter | [6 empty] | 6 | 0 | [10 empty] | No | No
MC200 | LICA | SW02 | Stairwell |  | MC200-L01/M006 | LICA DB 3B | EN.EN2 Energy Meter | [6 empty] | 6 | 0 | [10 empty] | No | No
MC200 | LICA | C13 | Accessible WC |  | MC200-L01/M006 | LICA DB 3B | EN.EN2 Energy Meter | [6 empty] | 6 | 0 | [10 empty] | No | No
MC200 | LICA | C14 | Stairwell |  | MC200-L01/M006 | LICA DB 3B | EN.EN2 Energy Meter | [6 empty] | 6 | 0 | [10 empty] | No | No
MC200 | LICA | C15 | Future Expansion Space |  | MC200-L01/M006 | LICA DB 3B | EN.EN2 Energy Meter | [6 empty] | 6 | 0 | [10 empty] | No | No
MC200 | LICA | CR12 | Corridor |  | MC200-L01/M006 | LICA DB 3B | EN.EN2 Energy Meter | [6 empty] | 6 | 0 | [10 empty] | No | No
MC200 | LICA | CR13 | Corridor |  | MC200-L01/M006 | LICA DB 3B | EN.EN2 Energy Meter | [6 empty] | 6 | 0 | [10 empty] | No | No
MC200 | LICA | CR14 | Corridor |  | MC200-L01/M006 | LICA DB 3B | EN.EN2 Energy Meter | [6 empty] | 6 | 0 | [10 empty] | No | No
MC200 | LICA | C01 | Design Studio |  | MC200-L01/M006 | LICA DB 3B | EN.EN2 Energy Meter | [6 empty] | 6 | 0 | [10 empty] | No | No
MC200 | LICA | C10 | Store |  | MC200-L01/M006 | LICA DB 3B | EN.EN2 Energy Meter | [6 empty] | 6 | 0 | [10 empty] | No | No
MC200 | LICA | C11 | Store |  | MC200-L01/M006 | LICA DB 3B | EN.EN2 Energy Meter | [6 empty] | 6 | 0 | [10 empty] | No | No
MC200 | LICA | C12 | Store |  | MC200-L01/M006 | LICA DB 3B | EN.EN2 Energy Meter | [6 empty] | 6 | 0 | [10 empty] | No | No
MC200 | LICA |  |  |  | MC200-L01/M007 | LICA Dimmer Rack No 1 | EN.EN2 Energy Meter | [6 empty] | 7 | 0 | [10 empty] | No | No
MC200 | LICA | A30 | Control/Store |  | MC200-L01/M007 | LICA Dimmer Rack No 1 | EN.EN2 Energy Meter | [6 empty] | 7 | 0 | [10 empty] | No | No
MC200 | LICA | A33 | Store |  | MC200-L01/M007 | LICA Dimmer Rack No 1 | EN.EN2 Energy Meter | [6 empty] | 7 | 0 | [10 empty] | No | No
MC200 | LICA | A35 | Control/Store |  | MC200-L01/M008 | LICA Dimmer Rack No 2 | EN.EN2 Energy Meter | [6 empty] | 8 | 0 | [10 empty] | No | No
MC200 | LICA | A33 | Store |  | MC200-L01/M008 | LICA Dimmer Rack No 2 | EN.EN2 Energy Meter | [6 empty] | 8 | 0 | [10 empty] | No | No
MC200 | LICA |  |  |  | MC200-L01/M008 | LICA Dimmer Rack No 2 | EN.EN2 Energy Meter | [6 empty] | 8 | 0 | [10 empty] | No | No
MC200 | LICA |  |  |  | MC200-B01/C1 | Virtual CNC 1 | EN.EN3 Energy Sensor | [6 empty] | C1 | 0 | [10 empty] | No | No
MC200 | LICA |  |  |  | MC200-B01/D1 | AHU 01 Supply Extract Fans | EN.EN3 Energy Sensor | [6 empty] | D1 | 0 | [10 empty] | No | No
MC200 | LICA |  |  |  | MC200-B01/D10 | AHU01 Heat Exchanger | EN.EN3 Energy Sensor | [6 empty] | D10 | 0 | [10 empty] | No | No
MC200 | LICA |  |  |  | MC200-B01/D11 | AHU 02 Supply Extract Fans | EN.EN3 Energy Sensor | [6 empty] | D11 | 0 | [10 empty] | No | No
MC200 | LICA |  |  |  | MC200-B01/D12 | AHU02 Supply Fan Speed | EN.EN3 Energy Sensor | [6 empty] | D12 | 0 | [10 empty] | No | No
MC200 | LICA |  |  |  | MC200-B01/D13 | AHU02 Extract Fan Speed | EN.EN3 Energy Sensor | [6 empty] | D13 | 0 | [10 empty] | No | No
MC200 | LICA |  |  |  | MC200-B01/Z4 | Art Studio C20a | EN.EN3 Energy Sensor | [6 empty] | Z4 | 0 | [10 empty] | No | No
MC200 | LICA |  |  |  | MC200-B01/Z5 | Future Expansion C15a | EN.EN3 Energy Sensor | [6 empty] | Z5 | 0 | [10 empty] | No | No
MC200 | LICA |  |  |  | MC200-B01/Z6 | Future Expansion C15b | EN.EN3 Energy Sensor | [6 empty] | Z6 | 0 | [10 empty] | No | No
MC200 | LICA |  |  |  | MC200-B01/Z7 | LICA Level C Vent Time Zone | EN.EN3 Energy Sensor | [6 empty] | Z7 | 0 | [10 empty] | No | No
MC200 | LICA |  |  |  | MC200-B01/Z8 | Art Studio C20b | EN.EN3 Energy Sensor | [6 empty] | Z8 | 0 | [10 empty] | No | No
MC200 | LICA |  |  |  | MC200-B01/Z9 | Art Studio C29 | EN.EN3 Energy Sensor | [6 empty] | Z9 | 0 | [10 empty] | No | No
MC200 | LICA |  |  |  | MC200-B01/Y4 | 4DIX V | EN.EN3 Energy Sensor | [6 empty] | Y4 | 0 | [10 empty] | No | No
MC200 | LICA |  |  |  | MC200-B01/Z1 | Project Room C05 | EN.EN3 Energy Sensor | [6 empty] | Z1 | 0 | [10 empty] | No | No
MC200 | LICA |  |  |  | MC200-B01/Z10 | Toilet Extract Fan | EN.EN3 Energy Sensor | [6 empty] | Z10 | 0 | [10 empty] | No | No
MC200 | LICA |  |  |  | MC200-B01/Z11 | HWS System Enable | EN.EN3 Energy Sensor | [6 empty] | Z11 | 0 | [10 empty] | No | No
MC200 | LICA |  |  |  | MC200-B01/Z2 | Project Room C06 | EN.EN3 Energy Sensor | [6 empty] | Z2 | 0 | [10 empty] | No | No
MC200 | LICA |  |  |  | MC200-B01/Z3 | Project Room C07 | EN.EN3 Energy Sensor | [6 empty] | Z3 | 0 | [10 empty] | No | No
MC200 | LICA |  |  |  | MC200-B01/W7 | LICA Level C Vent Off - Auto | EN.EN3 Energy Sensor | [6 empty] | W7 | 0 | [10 empty] | No | No
MC200 | LICA |  |  |  | MC200-B01/W8 | Art Studio C20b Off-Auto | EN.EN3 Energy Sensor | [6 empty] | W8 | 0 | [10 empty] | No | No
MC200 | LICA |  |  |  | MC200-B01/W9 | Art Studio C29 Off-Auto | EN.EN3 Energy Sensor | [6 empty] | W9 | 0 | [10 empty] | No | No
MC200 | LICA |  |  |  | MC200-B01/Y1 | Thermistor TBTI | EN.EN3 Energy Sensor | [6 empty] | Y1 | 0 | [10 empty] | No | No
MC200 | LICA |  |  |  | MC200-B01/Y2 | Room temperature | EN.EN3 Energy Sensor | [6 empty] | Y2 | 0 | [10 empty] | No | No
MC200 | LICA |  |  |  | MC200-B01/Y3 | Knob TB 0.5deg trim | EN.EN3 Energy Sensor | [6 empty] | Y3 | 0 | [10 empty] | No | No
MC200 | LICA |  |  |  | MC200-B01/W11 | HWS System Off - Auto | EN.EN3 Energy Sensor | [6 empty] | W11 | 0 | [10 empty] | No | No
MC200 | LICA |  |  |  | MC200-B01/W2 | Project Room C06 Off-Auto | EN.EN3 Energy Sensor | [6 empty] | W2 | 0 | [10 empty] | No | No
MC200 | LICA |  |  |  | MC200-B01/W3 | Project Room C07 Off-Auto | EN.EN3 Energy Sensor | [6 empty] | W3 | 0 | [10 empty] | No | No
MC200 | LICA |  |  |  | MC200-B01/W4 | Art Studio C20a Off-Auto | EN.EN3 Energy Sensor | [6 empty] | W4 | 0 | [10 empty] | No | No
MC200 | LICA |  |  |  | MC200-B01/W5 | Future Expansion C15a Off-Auto | EN.EN3 Energy Sensor | [6 empty] | W5 | 0 | [10 empty] | No | No
MC200 | LICA |  |  |  | MC200-B01/W6 | Future Expansion C15b Off-Auto | EN.EN3 Energy Sensor | [6 empty] | W6 | 0 | [10 empty] | No | No
MC200 | LICA |  |  |  | MC200-B01/S7 | C15bFutureExpansionSpaceTemp | EN.EN3 Energy Sensor | [6 empty] | S7 | 0 | [10 empty] | No | No
MC200 | LICA |  |  |  | MC200-B01/S8 | C15bFutureExpansionTempAdjust | EN.EN3 Energy Sensor | [6 empty] | S8 | 0 | [10 empty] | No | No
MC200 | LICA |  |  |  | MC200-B01/S9 | C05 Project Room Space Temp | EN.EN3 Energy Sensor | [6 empty] | S9 | 0 | [10 empty] | No | No
MC200 | LICA |  |  |  | MC200-B01/V1 |  | EN.EN3 Energy Sensor | [6 empty] | V1 | 0 | [10 empty] | No | No
MC200 | LICA |  |  |  | MC200-B01/W1 | Project Room C05 Off-Auto | EN.EN3 Energy Sensor | [6 empty] | W1 | 0 | [10 empty] | No | No
MC200 | LICA |  |  |  | MC200-B01/W10 | Toilet Extarct Fan Off - Auto | EN.EN3 Energy Sensor | [6 empty] | W10 | 0 | [10 empty] | No | No
MC200 | LICA |  |  |  | MC200-B01/S22 | C29 Temp Adjust | EN.EN3 Energy Sensor | [6 empty] | S22 | 0 | [10 empty] | No | No
MC200 | LICA |  |  |  | MC200-B01/S23 | Sensor 23 | EN.EN3 Energy Sensor | [6 empty] | S23 | 0 | [10 empty] | No | No
MC200 | LICA |  |  |  | MC200-B01/S3 | C20a Art Studio Space Temp | EN.EN3 Energy Sensor | [6 empty] | S3 | 0 | [10 empty] | No | No
MC200 | LICA |  |  |  | MC200-B01/S4 | C20a Art Studio Temp Adjust | EN.EN3 Energy Sensor | [6 empty] | S4 | 0 | [10 empty] | No | No
MC200 | LICA |  |  |  | MC200-B01/S5 | C15aFutureExpansionSpaceTemp | EN.EN3 Energy Sensor | [6 empty] | S5 | 0 | [10 empty] | No | No
MC200 | LICA |  |  |  | MC200-B01/S6 | C15aFutureExpansionTempAdjust | EN.EN3 Energy Sensor | [6 empty] | S6 | 0 | [10 empty] | No | No
MC200 | LICA |  |  |  | MC200-B01/S17 | AHU2 Return Temp Sensor | EN.EN3 Energy Sensor | [6 empty] | S17 | 0 | [10 empty] | No | No
MC200 | LICA |  |  |  | MC200-B01/S18 | DIX No.1 | EN.EN3 Energy Sensor | [6 empty] | S18 | 0 | [10 empty] | No | No
MC200 | LICA |  |  |  | MC200-B01/S19 | C20b Art Studio Space Temp | EN.EN3 Energy Sensor | [6 empty] | S19 | 0 | [10 empty] | No | No
MC200 | LICA |  |  |  | MC200-B01/S2 | AHU1 Return Air Temp Sensor | EN.EN3 Energy Sensor | [6 empty] | S2 | 0 | [10 empty] | No | No
MC200 | LICA |  |  |  | MC200-B01/S20 | C20b Art Studio Temp Adjust | EN.EN3 Energy Sensor | [6 empty] | S20 | 0 | [10 empty] | No | No
MC200 | LICA |  |  |  | MC200-B01/S21 | C29 Space Temp | EN.EN3 Energy Sensor | [6 empty] | S21 | 0 | [10 empty] | No | No
MC200 | LICA |  |  |  | MC200-B01/S11 | C06 Project Room Space Temp | EN.EN3 Energy Sensor | [6 empty] | S11 | 0 | [10 empty] | No | No
MC200 | LICA |  |  |  | MC200-B01/S12 | C06 Project Room Temp Adjust | EN.EN3 Energy Sensor | [6 empty] | S12 | 0 | [10 empty] | No | No
MC200 | LICA |  |  |  | MC200-B01/S13 | C07 Project Room Space Temp | EN.EN3 Energy Sensor | [6 empty] | S13 | 0 | [10 empty] | No | No
MC200 | LICA |  |  |  | MC200-B01/S14 | C07 Project Room Temp Adjust | EN.EN3 Energy Sensor | [6 empty] | S14 | 0 | [10 empty] | No | No
MC200 | LICA |  |  |  | MC200-B01/S15 | ASHP Cylinder Temp Sensor | EN.EN3 Energy Sensor | [6 empty] | S15 | 0 | [10 empty] | No | No
MC200 | LICA |  |  |  | MC200-B01/S16 | AHU2 Supply Temp Sensor | EN.EN3 Energy Sensor | [6 empty] | S16 | 0 | [10 empty] | No | No
MC200 | LICA |  |  |  | MC200-B01/P7 | C15bFutureExpansionSpaceTemp | EN.EN3 Energy Sensor | [6 empty] | P7 | 0 | [10 empty] | No | No
MC200 | LICA |  |  |  | MC200-B01/P8 | C15bFutureExpansionTempAdjust | EN.EN3 Energy Sensor | [6 empty] | P8 | 0 | [10 empty] | No | No
MC200 | LICA |  |  |  | MC200-B01/P9 | C05 Project Room Space Temp | EN.EN3 Energy Sensor | [6 empty] | P9 | 0 | [10 empty] | No | No
MC200 | LICA |  |  |  | MC200-B01/Q1 | Sequence Table 1 | EN.EN3 Energy Sensor | [6 empty] | Q1 | 0 | [10 empty] | No | No
MC200 | LICA |  |  |  | MC200-B01/S1 | AHU1 Supply Air Temp Sensor | EN.EN3 Energy Sensor | [6 empty] | S1 | 0 | [10 empty] | No | No
MC200 | LICA |  |  |  | MC200-B01/S10 | C05 Project Room Temp Adjust | EN.EN3 Energy Sensor | [6 empty] | S10 | 0 | [10 empty] | No | No
MC200 | LICA |  |  |  | MC200-B01/P20 | C29 Space Temp | EN.EN3 Energy Sensor | [6 empty] | P20 | 0 | [10 empty] | No | No
MC200 | LICA |  |  |  | MC200-B01/P21 | C29 Temp Adjust | EN.EN3 Energy Sensor | [6 empty] | P21 | 0 | [10 empty] | No | No
MC200 | LICA |  |  |  | MC200-B01/P3 | C20a Art Studio Space Temp | EN.EN3 Energy Sensor | [6 empty] | P3 | 0 | [10 empty] | No | No
MC200 | LICA |  |  |  | MC200-B01/P4 | C20a Art Studio Temp Adjust | EN.EN3 Energy Sensor | [6 empty] | P4 | 0 | [10 empty] | No | No
MC200 | LICA |  |  |  | MC200-B01/P5 | C15aFutureExpansionSpaceTemp | EN.EN3 Energy Sensor | [6 empty] | P5 | 0 | [10 empty] | No | No
MC200 | LICA |  |  |  | MC200-B01/P6 | C15aFutureExpansionTempAdjust | EN.EN3 Energy Sensor | [6 empty] | P6 | 0 | [10 empty] | No | No
MC200 | LICA |  |  |  | MC200-B01/P15 | ASHP Cylinder Temp Sensor | EN.EN3 Energy Sensor | [6 empty] | P15 | 0 | [10 empty] | No | No
MC200 | LICA |  |  |  | MC200-B01/P16 | AHU2 Supply Temp Sensor | EN.EN3 Energy Sensor | [6 empty] | P16 | 0 | [10 empty] | No | No
MC200 | LICA |  |  |  | MC200-B01/P17 | AHU2 Return Temp Sensor | EN.EN3 Energy Sensor | [6 empty] | P17 | 0 | [10 empty] | No | No
MC200 | LICA |  |  |  | MC200-B01/P18 | C20b Art Studio Space Temp | EN.EN3 Energy Sensor | [6 empty] | P18 | 0 | [10 empty] | No | No
MC200 | LICA |  |  |  | MC200-B01/P19 | C20b Art Studio Temp Adjust | EN.EN3 Energy Sensor | [6 empty] | P19 | 0 | [10 empty] | No | No
MC200 | LICA |  |  |  | MC200-B01/P2 | AHU1 Return Air Temp Sensor | EN.EN3 Energy Sensor | [6 empty] | P2 | 0 | [10 empty] | No | No
MC200 | LICA |  |  |  | MC200-B01/P1 | AHU1 Supply Air Temp Sensor | EN.EN3 Energy Sensor | [6 empty] | P1 | 0 | [10 empty] | No | No
MC200 | LICA |  |  |  | MC200-B01/P10 | C05 Project Room Temp Adjust | EN.EN3 Energy Sensor | [6 empty] | P10 | 0 | [10 empty] | No | No
MC200 | LICA |  |  |  | MC200-B01/P11 | C06 Project Room Space Temp | EN.EN3 Energy Sensor | [6 empty] | P11 | 0 | [10 empty] | No | No
MC200 | LICA |  |  |  | MC200-B01/P12 | C06 Project Room Temp Adjust | EN.EN3 Energy Sensor | [6 empty] | P12 | 0 | [10 empty] | No | No
MC200 | LICA |  |  |  | MC200-B01/P13 | C07 Project Room Space Temp | EN.EN3 Energy Sensor | [6 empty] | P13 | 0 | [10 empty] | No | No
MC200 | LICA |  |  |  | MC200-B01/P14 | C07 Project Room Temp Adjust | EN.EN3 Energy Sensor | [6 empty] | P14 | 0 | [10 empty] | No | No
MC200 | LICA |  |  |  | MC200-B01/L9 | Loop 9 | EN.EN3 Energy Sensor | [6 empty] | L9 | 0 | [10 empty] | No | No
MC200 | LICA |  |  |  | MC200-B01/n1 | IC Comms 1 | EN.EN3 Energy Sensor | [6 empty] | n1 | 0 | [10 empty] | No | No
MC200 | LICA |  |  |  | MC200-B01/N2 | IC Comms 2 | EN.EN3 Energy Sensor | [6 empty] | N2 | 0 | [10 empty] | No | No
MC200 | LICA |  |  |  | MC200-B01/o1 | Alarm Route 1 | EN.EN3 Energy Sensor | [6 empty] | o1 | 0 | [10 empty] | No | No
MC200 | LICA |  |  |  | MC200-B01/o2 | Alarm Route 1 | EN.EN3 Energy Sensor | [6 empty] | o2 | 0 | [10 empty] | No | No
MC200 | LICA |  |  |  | MC200-B01/L3 | Loop 3 | EN.EN3 Energy Sensor | [6 empty] | L3 | 0 | [10 empty] | No | No
MC200 | LICA |  |  |  | MC200-B01/L4 | Loop 4 | EN.EN3 Energy Sensor | [6 empty] | L4 | 0 | [10 empty] | No | No
MC200 | LICA |  |  |  | MC200-B01/L5 | Loop 5 | EN.EN3 Energy Sensor | [6 empty] | L5 | 0 | [10 empty] | No | No
MC200 | LICA |  |  |  | MC200-B01/L6 | Loop 6 | EN.EN3 Energy Sensor | [6 empty] | L6 | 0 | [10 empty] | No | No
MC200 | LICA |  |  |  | MC200-B01/L7 | Loop 7 | EN.EN3 Energy Sensor | [6 empty] | L7 | 0 | [10 empty] | No | No
MC200 | LICA |  |  |  | MC200-B01/L8 | Loop 8 | EN.EN3 Energy Sensor | [6 empty] | L8 | 0 | [10 empty] | No | No
MC200 | LICA |  |  |  | MC200-B01/K6 | AHU02 Supply Fan Speed Stpt | EN.EN3 Energy Sensor | [6 empty] | K6 | 0 | [10 empty] | No | No
MC200 | LICA |  |  |  | MC200-B01/K7 | AHU02 Extract Fan Speed Stpt | EN.EN3 Energy Sensor | [6 empty] | K7 | 0 | [10 empty] | No | No
MC200 | LICA |  |  |  | MC200-B01/K8 | AHU 02 Supply Fan Start Delay | EN.EN3 Energy Sensor | [6 empty] | K8 | 0 | [10 empty] | No | No
MC200 | LICA |  |  |  | MC200-B01/L1 | Loop 1 | EN.EN3 Energy Sensor | [6 empty] | L1 | 0 | [10 empty] | No | No
MC200 | LICA |  |  |  | MC200-B01/L10 | Loop 10 | EN.EN3 Energy Sensor | [6 empty] | L10 | 0 | [10 empty] | No | No
MC200 | LICA |  |  |  | MC200-B01/L2 | Loop 2 | EN.EN3 Energy Sensor | [6 empty] | L2 | 0 | [10 empty] | No | No
MC200 | LICA |  |  |  | MC200-B01/I9 | AHU1 Extract Fan Flow | EN.EN3 Energy Sensor | [6 empty] | I9 | 0 | [10 empty] | No | No
MC200 | LICA |  |  |  | MC200-B01/K1 | AHU01 Supply Fan Speed Stpt | EN.EN3 Energy Sensor | [6 empty] | K1 | 0 | [10 empty] | No | No
MC200 | LICA |  |  |  | MC200-B01/K2 | AHU01 Extract Fan Speed Stpt | EN.EN3 Energy Sensor | [6 empty] | K2 | 0 | [10 empty] | No | No
MC200 | LICA |  |  |  | MC200-B01/K3 | Room Temp Common Setpoint | EN.EN3 Energy Sensor | [6 empty] | K3 | 0 | [10 empty] | No | No
MC200 | LICA |  |  |  | MC200-B01/K4 | AHU 01 Supply Fan Start Delay | EN.EN3 Energy Sensor | [6 empty] | K4 | 0 | [10 empty] | No | No
MC200 | LICA |  |  |  | MC200-B01/K5 | Level C Unoccupied Setpoint | EN.EN3 Energy Sensor | [6 empty] | K5 | 0 | [10 empty] | No | No
MC200 | LICA |  |  |  | MC200-B01/I4 | Module 4 - 8AO | EN.EN3 Energy Sensor | [6 empty] | I4 | 0 | [10 empty] | No | No
MC200 | LICA |  |  |  | MC200-B01/i5 | AHU1 Supply Fan Flow | EN.EN3 Energy Sensor | [6 empty] | i5 | 0 | [10 empty] | No | No
MC200 | LICA |  |  |  | MC200-B01/I6 | AHU1 Frost Stat Tripped | EN.EN3 Energy Sensor | [6 empty] | I6 | 0 | [10 empty] | No | No
MC200 | LICA |  |  |  | MC200-B01/I7 | AHU1 Return Filter Status | EN.EN3 Energy Sensor | [6 empty] | I7 | 0 | [10 empty] | No | No
MC200 | LICA |  |  |  | MC200-B01/I8 | AHU1 Extrac Fan Inverter Fault | EN.EN3 Energy Sensor | [6 empty] | I8 | 0 | [10 empty] | No | No
MC200 | LICA |  |  |  | MC200-B01/I20 | AHU2 Extract Inverter Fault | EN.EN3 Energy Sensor | [6 empty] | I20 | 0 | [10 empty] | No | No
MC200 | LICA |  |  |  | MC200-B01/I21 | AHU2 Return Filter Status | EN.EN3 Energy Sensor | [6 empty] | I21 | 0 | [10 empty] | No | No
MC200 | LICA |  |  |  | MC200-B01/I22 | ECO active | EN.EN3 Energy Sensor | [6 empty] | I22 | 0 | [10 empty] | No | No
MC200 | LICA |  |  |  | MC200-B01/I3 | Module 3 - 16DI | EN.EN3 Energy Sensor | [6 empty] | I3 | 0 | [10 empty] | No | No
MC200 | LICA |  |  |  | MC200-B01/I16 | AHU2 Pre Filter Status | EN.EN3 Energy Sensor | [6 empty] | I16 | 0 | [10 empty] | No | No
MC200 | LICA |  |  |  | MC200-B01/I17 | AHU2 Supply Fan Inverter Fault | EN.EN3 Energy Sensor | [6 empty] | I17 | 0 | [10 empty] | No | No
MC200 | LICA |  |  |  | MC200-B01/I18 | AHU2 Supply Fan Flow | EN.EN3 Energy Sensor | [6 empty] | I18 | 0 | [10 empty] | No | No
MC200 | LICA |  |  |  | MC200-B01/I19 | AHU2 Frost Stat Tripped | EN.EN3 Energy Sensor | [6 empty] | I19 | 0 | [10 empty] | No | No
MC200 | LICA |  |  |  | MC200-B01/I2 | Module 2 - 8UI | EN.EN3 Energy Sensor | [6 empty] | I2 | 0 | [10 empty] | No | No
MC200 | LICA |  |  |  | MC200-B01/I10 | ASHP Fault | EN.EN3 Energy Sensor | [6 empty] | I10 | 0 | [10 empty] | No | No
MC200 | LICA |  |  |  | MC200-B01/I11 | HWS Cylinder High Temp Stat | EN.EN3 Energy Sensor | [6 empty] | I11 | 0 | [10 empty] | No | No
MC200 | LICA |  |  |  | MC200-B01/I12 | Immersion Heater Trip | EN.EN3 Energy Sensor | [6 empty] | I12 | 0 | [10 empty] | No | No
MC200 | LICA |  |  |  | MC200-B01/I13 | Boost Immersion Heater Trip | EN.EN3 Energy Sensor | [6 empty] | I13 | 0 | [10 empty] | No | No
MC200 | LICA |  |  |  | MC200-B01/I14 | Trace Heating Fault | EN.EN3 Energy Sensor | [6 empty] | I14 | 0 | [10 empty] | No | No
MC200 | LICA |  |  |  | MC200-B01/I15 | Toilet Fan Fault | EN.EN3 Energy Sensor | [6 empty] | I15 | 0 | [10 empty] | No | No
MC200 | LICA |  |  |  | MC200-B01/G6 | Future Expansion C15b Demand | EN.EN3 Energy Sensor | [6 empty] | G6 | 0 | [10 empty] | No | No
MC200 | LICA |  |  |  | MC200-B01/G7 | Logic 7 | EN.EN3 Energy Sensor | [6 empty] | G7 | 0 | [10 empty] | No | No
MC200 | LICA |  |  |  | MC200-B01/G8 | AHU 01 Enable | EN.EN3 Energy Sensor | [6 empty] | G8 | 0 | [10 empty] | No | No
MC200 | LICA |  |  |  | MC200-B01/G9 | Logic 9 | EN.EN3 Energy Sensor | [6 empty] | G9 | 0 | [10 empty] | No | No
MC200 | LICA |  |  |  | MC200-B01/I1 | Module 1 - 8UI | EN.EN3 Energy Sensor | [6 empty] | I1 | 0 | [10 empty] | No | No
MC200 | LICA |  |  |  | MC200-B01/G30 | Logic 30 | EN.EN3 Energy Sensor | [6 empty] | G30 | 0 | [10 empty] | No | No
MC200 | LICA |  |  |  | MC200-B01/G31 | Logic 31 | EN.EN3 Energy Sensor | [6 empty] | G31 | 0 | [10 empty] | No | No
MC200 | LICA |  |  |  | MC200-B01/G32 | Logic 32 | EN.EN3 Energy Sensor | [6 empty] | G32 | 0 | [10 empty] | No | No
MC200 | LICA |  |  |  | MC200-B01/G33 | Logic 33 | EN.EN3 Energy Sensor | [6 empty] | G33 | 0 | [10 empty] | No | No
MC200 | LICA |  |  |  | MC200-B01/G4 | Art Studio C20a Demand | EN.EN3 Energy Sensor | [6 empty] | G4 | 0 | [10 empty] | No | No
MC200 | LICA |  |  |  | MC200-B01/G5 | Future Expansion C15a Demand | EN.EN3 Energy Sensor | [6 empty] | G5 | 0 | [10 empty] | No | No
MC200 | LICA |  |  |  | MC200-B01/G25 | Logic 25 | EN.EN3 Energy Sensor | [6 empty] | G25 | 0 | [10 empty] | No | No
MC200 | LICA |  |  |  | MC200-B01/G26 | Logic 26 | EN.EN3 Energy Sensor | [6 empty] | G26 | 0 | [10 empty] | No | No
MC200 | LICA |  |  |  | MC200-B01/G27 | Logic 27 | EN.EN3 Energy Sensor | [6 empty] | G27 | 0 | [10 empty] | No | No
MC200 | LICA |  |  |  | MC200-B01/G28 | Logic 28 | EN.EN3 Energy Sensor | [6 empty] | G28 | 0 | [10 empty] | No | No
MC200 | LICA |  |  |  | MC200-B01/G29 | Logic 29 | EN.EN3 Energy Sensor | [6 empty] | G29 | 0 | [10 empty] | No | No
MC200 | LICA |  |  |  | MC200-B01/G3 | Project Room C07 Demand | EN.EN3 Energy Sensor | [6 empty] | G3 | 0 | [10 empty] | No | No
MC200 | LICA |  |  |  | MC200-B01/G2 | Project Room C06 Demand | EN.EN3 Energy Sensor | [6 empty] | G2 | 0 | [10 empty] | No | No
MC200 | LICA |  |  |  | MC200-B01/G20 | Logic 20 | EN.EN3 Energy Sensor | [6 empty] | G20 | 0 | [10 empty] | No | No
MC200 | LICA |  |  |  | MC200-B01/G21 | Art Studio C20b Demand | EN.EN3 Energy Sensor | [6 empty] | G21 | 0 | [10 empty] | No | No
MC200 | LICA |  |  |  | MC200-B01/G22 | Art Studio C29 Demand | EN.EN3 Energy Sensor | [6 empty] | G22 | 0 | [10 empty] | No | No
MC200 | LICA |  |  |  | MC200-B01/G23 | Logic 23 | EN.EN3 Energy Sensor | [6 empty] | G23 | 0 | [10 empty] | No | No
MC200 | LICA |  |  |  | MC200-B01/G24 | AHU 02 Enable | EN.EN3 Energy Sensor | [6 empty] | G24 | 0 | [10 empty] | No | No
MC200 | LICA |  |  |  | MC200-B01/G14 | Logic 14 | EN.EN3 Energy Sensor | [6 empty] | G14 | 0 | [10 empty] | No | No
MC200 | LICA |  |  |  | MC200-B01/G15 | Logic 15 | EN.EN3 Energy Sensor | [6 empty] | G15 | 0 | [10 empty] | No | No
MC200 | LICA |  |  |  | MC200-B01/G16 | Logic 16 | EN.EN3 Energy Sensor | [6 empty] | G16 | 0 | [10 empty] | No | No
MC200 | LICA |  |  |  | MC200-B01/G17 | Logic 17 | EN.EN3 Energy Sensor | [6 empty] | G17 | 0 | [10 empty] | No | No
MC200 | LICA |  |  |  | MC200-B01/G18 | Logic 18 | EN.EN3 Energy Sensor | [6 empty] | G18 | 0 | [10 empty] | No | No
MC200 | LICA |  |  |  | MC200-B01/G19 | Logic 19 | EN.EN3 Energy Sensor | [6 empty] | G19 | 0 | [10 empty] | No | No
MC200 | LICA |  |  |  | MC200-B01/F9 | Project Room C07 Heat Demand | EN.EN3 Energy Sensor | [6 empty] | F9 | 0 | [10 empty] | No | No
MC200 | LICA |  |  |  | MC200-B01/G1 | Project Room C05 Demand | EN.EN3 Energy Sensor | [6 empty] | G1 | 0 | [10 empty] | No | No
MC200 | LICA |  |  |  | MC200-B01/G10 | Logic 10 | EN.EN3 Energy Sensor | [6 empty] | G10 | 0 | [10 empty] | No | No
MC200 | LICA |  |  |  | MC200-B01/G11 | Logic 11 | EN.EN3 Energy Sensor | [6 empty] | G11 | 0 | [10 empty] | No | No
MC200 | LICA |  |  |  | MC200-B01/G12 | Logic 12 | EN.EN3 Energy Sensor | [6 empty] | G12 | 0 | [10 empty] | No | No
MC200 | LICA |  |  |  | MC200-B01/G13 | Logic 13 | EN.EN3 Energy Sensor | [6 empty] | G13 | 0 | [10 empty] | No | No
MC200 | LICA |  |  |  | MC200-B01/F3 | Function 3 | EN.EN3 Energy Sensor | [6 empty] | F3 | 0 | [10 empty] | No | No
MC200 | LICA |  |  |  | MC200-B01/F4 | Project Room C05 Temp Setpoint | EN.EN3 Energy Sensor | [6 empty] | F4 | 0 | [10 empty] | No | No
MC200 | LICA |  |  |  | MC200-B01/F5 | Project Room C06 Temp Setpoint | EN.EN3 Energy Sensor | [6 empty] | F5 | 0 | [10 empty] | No | No
MC200 | LICA |  |  |  | MC200-B01/F6 | Project Room C05 Heat Demand | EN.EN3 Energy Sensor | [6 empty] | F6 | 0 | [10 empty] | No | No
MC200 | LICA |  |  |  | MC200-B01/F7 | Project Room C06 Heat Demand | EN.EN3 Energy Sensor | [6 empty] | F7 | 0 | [10 empty] | No | No
MC200 | LICA |  |  |  | MC200-B01/F8 | Project Room C07 Temp Setpoint | EN.EN3 Energy Sensor | [6 empty] | F8 | 0 | [10 empty] | No | No
MC200 | LICA |  |  |  | MC200-B01/F23 | Art Studio C20b Heat Demand | EN.EN3 Energy Sensor | [6 empty] | F23 | 0 | [10 empty] | No | No
MC200 | LICA |  |  |  | MC200-B01/F24 | Art Studio C29 Temp Setpoint | EN.EN3 Energy Sensor | [6 empty] | F24 | 0 | [10 empty] | No | No
MC200 | LICA |  |  |  | MC200-B01/F25 | Art Studio C29 Heat Demand | EN.EN3 Energy Sensor | [6 empty] | F25 | 0 | [10 empty] | No | No
MC200 | LICA |  |  |  | MC200-B01/F27 | AHU02 Supply Air Temp Stpt | EN.EN3 Energy Sensor | [6 empty] | F27 | 0 | [10 empty] | No | No
MC200 | LICA |  |  |  | MC200-B01/F28 | Function 28 | EN.EN3 Energy Sensor | [6 empty] | F28 | 0 | [10 empty] | No | No
MC200 | LICA |  |  |  | MC200-B01/F29 | Function 29 | EN.EN3 Energy Sensor | [6 empty] | F29 | 0 | [10 empty] | No | No
MC200 | LICA |  |  |  | MC200-B01/F18 | Function 18 | EN.EN3 Energy Sensor | [6 empty] | F18 | 0 | [10 empty] | No | No
MC200 | LICA |  |  |  | MC200-B01/F19 | Function 19 | EN.EN3 Energy Sensor | [6 empty] | F19 | 0 | [10 empty] | No | No
MC200 | LICA |  |  |  | MC200-B01/F2 | Function 2 | EN.EN3 Energy Sensor | [6 empty] | F2 | 0 | [10 empty] | No | No
MC200 | LICA |  |  |  | MC200-B01/F20 | Function 20 | EN.EN3 Energy Sensor | [6 empty] | F20 | 0 | [10 empty] | No | No
MC200 | LICA |  |  |  | MC200-B01/F21 | Function 21 | EN.EN3 Energy Sensor | [6 empty] | F21 | 0 | [10 empty] | No | No
MC200 | LICA |  |  |  | MC200-B01/F22 | Art Studio C20b Temp Setpoint | EN.EN3 Energy Sensor | [6 empty] | F22 | 0 | [10 empty] | No | No
MC200 | LICA |  |  |  | MC200-B01/F12 | Art Studio C20a Heat Demand | EN.EN3 Energy Sensor | [6 empty] | F12 | 0 | [10 empty] | No | No
MC200 | LICA |  |  |  | MC200-B01/F13 | Future Expan C15a Heat Demand | EN.EN3 Energy Sensor | [6 empty] | F13 | 0 | [10 empty] | No | No
MC200 | LICA |  |  |  | MC200-B01/F14 | Future Expan C15b Temp Stpt | EN.EN3 Energy Sensor | [6 empty] | F14 | 0 | [10 empty] | No | No
MC200 | LICA |  |  |  | MC200-B01/F15 | Future Expan C15b Heat Demand | EN.EN3 Energy Sensor | [6 empty] | F15 | 0 | [10 empty] | No | No
MC200 | LICA |  |  |  | MC200-B01/F16 | Function 16 | EN.EN3 Energy Sensor | [6 empty] | F16 | 0 | [10 empty] | No | No
MC200 | LICA |  |  |  | MC200-B01/F17 | AHU01 Supply Air Temp Stpt | EN.EN3 Energy Sensor | [6 empty] | F17 | 0 | [10 empty] | No | No
MC200 | LICA |  |  |  | MC200-B01/D8 | Future Expan C15a Heater Batt | EN.EN3 Energy Sensor | [6 empty] | D8 | 0 | [10 empty] | No | No
MC200 | LICA |  |  |  | MC200-B01/D9 | Future Expan C15b Heater Batt | EN.EN3 Energy Sensor | [6 empty] | D9 | 0 | [10 empty] | No | No
MC200 | LICA |  |  |  | MC200-B01/e1 | General Alarms | EN.EN3 Energy Sensor | [6 empty] | e1 | 0 | [10 empty] | No | No
MC200 | LICA |  |  |  | MC200-B01/F1 | 4-DIX No.2 | EN.EN3 Energy Sensor | [6 empty] | F1 | 0 | [10 empty] | No | No
MC200 | LICA |  |  |  | MC200-B01/F10 | Art Studio C20a Temp Setpoint | EN.EN3 Energy Sensor | [6 empty] | F10 | 0 | [10 empty] | No | No
MC200 | LICA |  |  |  | MC200-B01/F11 | Future Expan C15a Temp Stpt | EN.EN3 Energy Sensor | [6 empty] | F11 | 0 | [10 empty] | No | No
MC200 | LICA |  |  |  | MC200-B01/D2 | AHU01 Supply Fan Speed | EN.EN3 Energy Sensor | [6 empty] | D2 | 0 | [10 empty] | No | No
MC200 | LICA |  |  |  | MC200-B01/D3 | AHU01 Extract Fan Speed | EN.EN3 Energy Sensor | [6 empty] | D3 | 0 | [10 empty] | No | No
MC200 | LICA |  |  |  | MC200-B01/D4 | Project Room C05 Heater Batt | EN.EN3 Energy Sensor | [6 empty] | D4 | 0 | [10 empty] | No | No
MC200 | LICA |  |  |  | MC200-B01/D5 | Project Room C06 Heater Batt | EN.EN3 Energy Sensor | [6 empty] | D5 | 0 | [10 empty] | No | No
MC200 | LICA |  |  |  | MC200-B01/D6 | Project Room C07 Heater Batt | EN.EN3 Energy Sensor | [6 empty] | D6 | 0 | [10 empty] | No | No
MC200 | LICA |  |  |  | MC200-B01/D7 | Art Studio C20a Heater Batt | EN.EN3 Energy Sensor | [6 empty] | D7 | 0 | [10 empty] | No | No
MC200 | LICA |  |  |  | MC200-B01/D14 | Art Studio C20b Heater Batt | EN.EN3 Energy Sensor | [6 empty] | D14 | 0 | [10 empty] | No | No
MC200 | LICA |  |  |  | MC200-B01/D15 | Art Studio C29 Heater Batt | EN.EN3 Energy Sensor | [6 empty] | D15 | 0 | [10 empty] | No | No
MC200 | LICA |  |  |  | MC200-B01/D16 | AHU02 Heat Exchanger | EN.EN3 Energy Sensor | [6 empty] | D16 | 0 | [10 empty] | No | No
MC200 | LICA |  |  |  | MC200-B01/D17 | Toilet Extarct Fan | EN.EN3 Energy Sensor | [6 empty] | D17 | 0 | [10 empty] | No | No
MC200 | LICA |  |  |  | MC200-B01/D18 | HWS System | EN.EN3 Energy Sensor | [6 empty] | D18 | 0 | [10 empty] | No | No
MC200 | LICA |  |  |  | MC200-B01/D19 | Immersion Heater Power Supply | EN.EN3 Energy Sensor | [6 empty] | D19 | 0 | [10 empty] | No | No
MC211 | Life Sciences & Environment Laboratories |  |  |  | MC211-B01 | BMS Controller: Life Sciences & Environment Laboratories | EN.EN4 BMS Controller |  |  |  |  | IQ3xcite96 | Trend | C587E3F2-E604-4C9B-827D-80797E53FC58 | 0
MC211 | Life Sciences & Environment Laboratories |  |  |  | MC211-B01/C1 | Virtual CNC 1 | EN.EN3 Energy Sensor | [6 empty] | C1 | 0 | [10 empty] | No | No
MC211 | Life Sciences & Environment Laboratories |  |  |  | MC211-B01/D1 | Heating Primary Pumps | EN.EN3 Energy Sensor | [6 empty] | D1 | 0 | [10 empty] | No | No
MC211 | Life Sciences & Environment Laboratories |  |  |  | MC211-B01/D10 | AHU No.1 RAC Pump | EN.EN3 Energy Sensor | [6 empty] | D10 | 0 | [10 empty] | No | No
MC211 | Life Sciences & Environment Laboratories |  |  |  | MC211-B01/D11 | AHU No.2 Supply Fan Control | EN.EN3 Energy Sensor | [6 empty] | D11 | 0 | [10 empty] | No | No
MC211 | Life Sciences & Environment Laboratories |  |  |  | MC211-B01/D12 | AHU No.2 Frost Battery Valve | EN.EN3 Energy Sensor | [6 empty] | D12 | 0 | [10 empty] | No | No
MC211 | Life Sciences & Environment Laboratories |  |  |  | MC211-B01/D13 | AHU No.2 Htr Battery Valve | EN.EN3 Energy Sensor | [6 empty] | D13 | 0 | [10 empty] | No | No
MC211 | Life Sciences & Environment Laboratories |  |  |  | MC211-B01/Z4 | Domestic hot water service times | EN.EN3 Energy Sensor | [6 empty] | Z4 | 0 | [10 empty] | No | No
MC211 | Life Sciences & Environment Laboratories |  |  |  | MC211-B01/Z5 | Fume Cupboard Extract System | EN.EN3 Energy Sensor | [6 empty] | Z5 | 0 | [10 empty] | No | No
MC211 | Life Sciences & Environment Laboratories |  |  |  | MC211-B01/Y1 | Outside air temperature | EN.EN3 Energy Sensor | [6 empty] | Y1 | 0 | [10 empty] | No | No
MC211 | Life Sciences & Environment Laboratories |  |  |  | MC211-B01/Y2 | Thermistor TBTI | EN.EN3 Energy Sensor | [6 empty] | Y2 | 0 | [10 empty] | No | No
MC211 | Life Sciences & Environment Laboratories |  |  |  | MC211-B01/Y3 | Trend Thermistor | EN.EN3 Energy Sensor | [6 empty] | Y3 | 0 | [10 empty] | No | No
MC211 | Life Sciences & Environment Laboratories |  |  |  | MC211-B01/Y4 | Room temperature | EN.EN3 Energy Sensor | [6 empty] | Y4 | 0 | [10 empty] | No | No
MC211 | Life Sciences & Environment Laboratories |  |  |  | MC211-B01/Y5 | Sontay 4 Dix | EN.EN3 Energy Sensor | [6 empty] | Y5 | 0 | [10 empty] | No | No
MC211 | Life Sciences & Environment Laboratories |  |  |  | MC211-B01/Z1 | BLS Building Schedule | EN.EN3 Energy Sensor | [6 empty] | Z1 | 0 | [10 empty] | No | No
MC211 | Life Sciences & Environment Laboratories |  |  |  | MC211-B01/W4 | CT Pumps Duty Switch | EN.EN3 Energy Sensor | [6 empty] | W4 | 0 | [10 empty] | No | No
MC211 | Life Sciences & Environment Laboratories |  |  |  | MC211-B01/W5 | Immersion Heater | EN.EN3 Energy Sensor | [6 empty] | W5 | 0 | [10 empty] | No | No
MC211 | Life Sciences & Environment Laboratories |  |  |  | MC211-B01/W6 | VT Pumps Duty Switch | EN.EN3 Energy Sensor | [6 empty] | W6 | 0 | [10 empty] | No | No
MC211 | Life Sciences & Environment Laboratories |  |  |  | MC211-B01/W7 | AHU No.1 24 Hr Override Switch | EN.EN3 Energy Sensor | [6 empty] | W7 | 0 | [10 empty] | No | No
MC211 | Life Sciences & Environment Laboratories |  |  |  | MC211-B01/W8 | AHU No.2 24 Hr Override Switch | EN.EN3 Energy Sensor | [6 empty] | W8 | 0 | [10 empty] | No | No
MC211 | Life Sciences & Environment Laboratories |  |  |  | MC211-B01/W9 | Htg Isolation Valve | EN.EN3 Energy Sensor | [6 empty] | W9 | 0 | [10 empty] | No | No
MC211 | Life Sciences & Environment Laboratories |  |  |  | MC211-B01/S8 | DHWS Secondary Return Temp | EN.EN3 Energy Sensor | [6 empty] | S8 | 0 | [10 empty] | No | No
MC211 | Life Sciences & Environment Laboratories |  |  |  | MC211-B01/S9 | Cold Water Storage Tank Temp | EN.EN3 Energy Sensor | [6 empty] | S9 | 0 | [10 empty] | No | No
MC211 | Life Sciences & Environment Laboratories |  |  |  | MC211-B01/V1 |  | EN.EN3 Energy Sensor | [6 empty] | V1 | 0 | [10 empty] | No | No
MC211 | Life Sciences & Environment Laboratories |  |  |  | MC211-B01/W1 | Pump Reset | EN.EN3 Energy Sensor | [6 empty] | W1 | 0 | [10 empty] | No | No
MC211 | Life Sciences & Environment Laboratories |  |  |  | MC211-B01/W2 | Htg Primary Pumps Duty Switch | EN.EN3 Energy Sensor | [6 empty] | W2 | 0 | [10 empty] | No | No
MC211 | Life Sciences & Environment Laboratories |  |  |  | MC211-B01/W3 | Summer=0 Winter=1 | EN.EN3 Energy Sensor | [6 empty] | W3 | 0 | [10 empty] | No | No
MC211 | Life Sciences & Environment Laboratories |  |  |  | MC211-B01/S62 | CT Circuit Heat Meter Monthly | EN.EN3 Energy Sensor | [6 empty] | S62 | 0 | [10 empty] | No | No
MC211 | Life Sciences & Environment Laboratories |  |  |  | MC211-B01/S63 | VT Circuit Heat Meter Daily | EN.EN3 Energy Sensor | [6 empty] | S63 | 0 | [10 empty] | No | No
MC211 | Life Sciences & Environment Laboratories |  |  |  | MC211-B01/S64 | VT Circuit Heat Meter Weekly | EN.EN3 Energy Sensor | [6 empty] | S64 | 0 | [10 empty] | No | No
MC211 | Life Sciences & Environment Laboratories |  |  |  | MC211-B01/S65 | VT Circuit Heat Meter Monthly | EN.EN3 Energy Sensor | [6 empty] | S65 | 0 | [10 empty] | No | No
MC211 | Life Sciences & Environment Laboratories |  |  |  | MC211-B01/S67 | AHU2 Calc Supply Setpt | EN.EN3 Energy Sensor | [6 empty] | S67 | 0 | [10 empty] | No | No
MC211 | Life Sciences & Environment Laboratories |  |  |  | MC211-B01/S7 | DHWS Secondary Flow Temp | EN.EN3 Energy Sensor | [6 empty] | S7 | 0 | [10 empty] | No | No
MC211 | Life Sciences & Environment Laboratories |  |  |  | MC211-B01/S57 | District Heating Heat Meter | EN.EN3 Energy Sensor | [6 empty] | S57 | 0 | [10 empty] | No | No
MC211 | Life Sciences & Environment Laboratories |  |  |  | MC211-B01/S58 | CT Circuit Heat Meter | EN.EN3 Energy Sensor | [6 empty] | S58 | 0 | [10 empty] | No | No
MC211 | Life Sciences & Environment Laboratories |  |  |  | MC211-B01/S59 | VT Circuit Heat Meter | EN.EN3 Energy Sensor | [6 empty] | S59 | 0 | [10 empty] | No | No
MC211 | Life Sciences & Environment Laboratories |  |  |  | MC211-B01/S6 | DHWS Primary Return Temp | EN.EN3 Energy Sensor | [6 empty] | S6 | 0 | [10 empty] | No | No
MC211 | Life Sciences & Environment Laboratories |  |  |  | MC211-B01/S60 | CT Circuit Heat Meter Daily | EN.EN3 Energy Sensor | [6 empty] | S60 | 0 | [10 empty] | No | No
MC211 | Life Sciences & Environment Laboratories |  |  |  | MC211-B01/S61 | CT Circuit Heat Meter Weekly | EN.EN3 Energy Sensor | [6 empty] | S61 | 0 | [10 empty] | No | No
MC211 | Life Sciences & Environment Laboratories |  |  |  | MC211-B01/S49 | VT Heat This Month | EN.EN3 Energy Sensor | [6 empty] | S49 | 0 | [10 empty] | No | No
MC211 | Life Sciences & Environment Laboratories |  |  |  | MC211-B01/S5 | DHWS Primary Flow Temp | EN.EN3 Energy Sensor | [6 empty] | S5 | 0 | [10 empty] | No | No
MC211 | Life Sciences & Environment Laboratories |  |  |  | MC211-B01/S50 | VT Heat Last Month | EN.EN3 Energy Sensor | [6 empty] | S50 | 0 | [10 empty] | No | No
MC211 | Life Sciences & Environment Laboratories |  |  |  | MC211-B01/S53 | District Heating Daily | EN.EN3 Energy Sensor | [6 empty] | S53 | 0 | [10 empty] | No | No
MC211 | Life Sciences & Environment Laboratories |  |  |  | MC211-B01/S54 | District Heating Weekly | EN.EN3 Energy Sensor | [6 empty] | S54 | 0 | [10 empty] | No | No
MC211 | Life Sciences & Environment Laboratories |  |  |  | MC211-B01/S55 | District Heating Monthly | EN.EN3 Energy Sensor | [6 empty] | S55 | 0 | [10 empty] | No | No
MC211 | Life Sciences & Environment Laboratories |  |  |  | MC211-B01/S43 | CT Heat Last Week | EN.EN3 Energy Sensor | [6 empty] | S43 | 0 | [10 empty] | No | No
MC211 | Life Sciences & Environment Laboratories |  |  |  | MC211-B01/S44 | CT Heat This Month | EN.EN3 Energy Sensor | [6 empty] | S44 | 0 | [10 empty] | No | No
MC211 | Life Sciences & Environment Laboratories |  |  |  | MC211-B01/S45 | CT Heat Last Month | EN.EN3 Energy Sensor | [6 empty] | S45 | 0 | [10 empty] | No | No
MC211 | Life Sciences & Environment Laboratories |  |  |  | MC211-B01/S46 | VT Heat Total | EN.EN3 Energy Sensor | [6 empty] | S46 | 0 | [10 empty] | No | No
MC211 | Life Sciences & Environment Laboratories |  |  |  | MC211-B01/S47 | VT Heat This Week | EN.EN3 Energy Sensor | [6 empty] | S47 | 0 | [10 empty] | No | No
MC211 | Life Sciences & Environment Laboratories |  |  |  | MC211-B01/S48 | VT Heat Last Week | EN.EN3 Energy Sensor | [6 empty] | S48 | 0 | [10 empty] | No | No
MC211 | Life Sciences & Environment Laboratories |  |  |  | MC211-B01/S38 | District Heating Last Week | EN.EN3 Energy Sensor | [6 empty] | S38 | 0 | [10 empty] | No | No
MC211 | Life Sciences & Environment Laboratories |  |  |  | MC211-B01/S39 | District Heating This Month | EN.EN3 Energy Sensor | [6 empty] | S39 | 0 | [10 empty] | No | No
MC211 | Life Sciences & Environment Laboratories |  |  |  | MC211-B01/S4 | VT Circuit Flow Temp | EN.EN3 Energy Sensor | [6 empty] | S4 | 0 | [10 empty] | No | No
MC211 | Life Sciences & Environment Laboratories |  |  |  | MC211-B01/S40 | District Heating Last Month | EN.EN3 Energy Sensor | [6 empty] | S40 | 0 | [10 empty] | No | No
MC211 | Life Sciences & Environment Laboratories |  |  |  | MC211-B01/S41 | CT Heat Total | EN.EN3 Energy Sensor | [6 empty] | S41 | 0 | [10 empty] | No | No
MC211 | Life Sciences & Environment Laboratories |  |  |  | MC211-B01/S42 | CT Heat This Week | EN.EN3 Energy Sensor | [6 empty] | S42 | 0 | [10 empty] | No | No
MC211 | Life Sciences & Environment Laboratories |  |  |  | MC211-B01/S32 | Incoming Water This Week | EN.EN3 Energy Sensor | [6 empty] | S32 | 0 | [10 empty] | No | No
MC211 | Life Sciences & Environment Laboratories |  |  |  | MC211-B01/S33 | Incoming Water Last Week | EN.EN3 Energy Sensor | [6 empty] | S33 | 0 | [10 empty] | No | No
MC211 | Life Sciences & Environment Laboratories |  |  |  | MC211-B01/S34 | Incoming Water This Month | EN.EN3 Energy Sensor | [6 empty] | S34 | 0 | [10 empty] | No | No
MC211 | Life Sciences & Environment Laboratories |  |  |  | MC211-B01/S35 | Incoming Water Last Month | EN.EN3 Energy Sensor | [6 empty] | S35 | 0 | [10 empty] | No | No
MC211 | Life Sciences & Environment Laboratories |  |  |  | MC211-B01/S36 | District Heating Total | EN.EN3 Energy Sensor | [6 empty] | S36 | 0 | [10 empty] | No | No
MC211 | Life Sciences & Environment Laboratories |  |  |  | MC211-B01/S37 | District Heating This Week | EN.EN3 Energy Sensor | [6 empty] | S37 | 0 | [10 empty] | No | No
MC211 | Life Sciences & Environment Laboratories |  |  |  | MC211-B01/S27 | Boundary Water This Week | EN.EN3 Energy Sensor | [6 empty] | S27 | 0 | [10 empty] | No | No
MC211 | Life Sciences & Environment Laboratories |  |  |  | MC211-B01/S28 | Boundary Water Last Week | EN.EN3 Energy Sensor | [6 empty] | S28 | 0 | [10 empty] | No | No
MC211 | Life Sciences & Environment Laboratories |  |  |  | MC211-B01/S29 | Boundary Water This Month | EN.EN3 Energy Sensor | [6 empty] | S29 | 0 | [10 empty] | No | No
MC211 | Life Sciences & Environment Laboratories |  |  |  | MC211-B01/S3 | Heating Primary Return Temp | EN.EN3 Energy Sensor | [6 empty] | S3 | 0 | [10 empty] | No | No
MC211 | Life Sciences & Environment Laboratories |  |  |  | MC211-B01/S30 | Boundary Water Last Month | EN.EN3 Energy Sensor | [6 empty] | S30 | 0 | [10 empty] | No | No
MC211 | Life Sciences & Environment Laboratories |  |  |  | MC211-B01/S31 | Incoming Water Total | EN.EN3 Energy Sensor | [6 empty] | S31 | 0 | [10 empty] | No | No
MC211 | Life Sciences & Environment Laboratories |  |  |  | MC211-B01/S21 | XDix Unit No.5 | EN.EN3 Energy Sensor | [6 empty] | S21 | 0 | [10 empty] | No | No
MC211 | Life Sciences & Environment Laboratories |  |  |  | MC211-B01/S22 | XDix Unit No.6 | EN.EN3 Energy Sensor | [6 empty] | S22 | 0 | [10 empty] | No | No
MC211 | Life Sciences & Environment Laboratories |  |  |  | MC211-B01/S23 | Calculated temperature variable temperature circuit flow | EN.EN3 Energy Sensor | [6 empty] | S23 | 0 | [10 empty] | No | No
MC211 | Life Sciences & Environment Laboratories |  |  |  | MC211-B01/S24 | GF VT Space Temp | EN.EN3 Energy Sensor | [6 empty] | S24 | 0 | [10 empty] | No | No
MC211 | Life Sciences & Environment Laboratories |  |  |  | MC211-B01/S25 | 1stF VT Space Temp | EN.EN3 Energy Sensor | [6 empty] | S25 | 0 | [10 empty] | No | No
MC211 | Life Sciences & Environment Laboratories |  |  |  | MC211-B01/S26 | Boundary Water Total | EN.EN3 Energy Sensor | [6 empty] | S26 | 0 | [10 empty] | No | No
MC211 | Life Sciences & Environment Laboratories |  |  |  | MC211-B01/S16 | AHU No2 Space Temp | EN.EN3 Energy Sensor | [6 empty] | S16 | 0 | [10 empty] | No | No
MC211 | Life Sciences & Environment Laboratories |  |  |  | MC211-B01/S17 | XDix Unit No.1 | EN.EN3 Energy Sensor | [6 empty] | S17 | 0 | [10 empty] | No | No
MC211 | Life Sciences & Environment Laboratories |  |  |  | MC211-B01/S18 | XDix Unit No.2 | EN.EN3 Energy Sensor | [6 empty] | S18 | 0 | [10 empty] | No | No
MC211 | Life Sciences & Environment Laboratories |  |  |  | MC211-B01/S19 | XDix Unit No.3 | EN.EN3 Energy Sensor | [6 empty] | S19 | 0 | [10 empty] | No | No
MC211 | Life Sciences & Environment Laboratories |  |  |  | MC211-B01/S2 | Heating Primary Flow Temp | EN.EN3 Energy Sensor | [6 empty] | S2 | 0 | [10 empty] | No | No
MC211 | Life Sciences & Environment Laboratories |  |  |  | MC211-B01/S20 | XDix Unit No.4 | EN.EN3 Energy Sensor | [6 empty] | S20 | 0 | [10 empty] | No | No
MC211 | Life Sciences & Environment Laboratories |  |  |  | MC211-B01/S10 | Field MCW Temp | EN.EN3 Energy Sensor | [6 empty] | S10 | 0 | [10 empty] | No | No
MC211 | Life Sciences & Environment Laboratories |  |  |  | MC211-B01/S11 | AHU No.1 Frost Temp | EN.EN3 Energy Sensor | [6 empty] | S11 | 0 | [10 empty] | No | No
MC211 | Life Sciences & Environment Laboratories |  |  |  | MC211-B01/S12 | AHU No.1 Supply Air Duct Temp | EN.EN3 Energy Sensor | [6 empty] | S12 | 0 | [10 empty] | No | No
MC211 | Life Sciences & Environment Laboratories |  |  |  | MC211-B01/S13 | AHU No1 Space Temp | EN.EN3 Energy Sensor | [6 empty] | S13 | 0 | [10 empty] | No | No
MC211 | Life Sciences & Environment Laboratories |  |  |  | MC211-B01/S14 | AHU No.2 Frost Temp | EN.EN3 Energy Sensor | [6 empty] | S14 | 0 | [10 empty] | No | No
MC211 | Life Sciences & Environment Laboratories |  |  |  | MC211-B01/S15 | AHU No.2 Supply Air Duct Temp | EN.EN3 Energy Sensor | [6 empty] | S15 | 0 | [10 empty] | No | No
MC211 | Life Sciences & Environment Laboratories |  |  |  | MC211-B01/P6 | DHWS Primary Return Temp | EN.EN3 Energy Sensor | [6 empty] | P6 | 0 | [10 empty] | No | No
MC211 | Life Sciences & Environment Laboratories |  |  |  | MC211-B01/P7 | DHWS Secondary Flow Temp | EN.EN3 Energy Sensor | [6 empty] | P7 | 0 | [10 empty] | No | No
MC211 | Life Sciences & Environment Laboratories |  |  |  | MC211-B01/P8 | DHWS Secondary Return Temp | EN.EN3 Energy Sensor | [6 empty] | P8 | 0 | [10 empty] | No | No
MC211 | Life Sciences & Environment Laboratories |  |  |  | MC211-B01/P9 | Cold Water Storage Tank Temp | EN.EN3 Energy Sensor | [6 empty] | P9 | 0 | [10 empty] | No | No
MC211 | Life Sciences & Environment Laboratories |  |  |  | MC211-B01/Q1 | Sequence Table 1 | EN.EN3 Energy Sensor | [6 empty] | Q1 | 0 | [10 empty] | No | No
MC211 | Life Sciences & Environment Laboratories |  |  |  | MC211-B01/S1 | Outside air temperature | EN.EN3 Energy Sensor | [6 empty] | S1 | 0 | [10 empty] | No | No
MC211 | Life Sciences & Environment Laboratories |  |  |  | MC211-B01/P54 | LTHW Heat Weekly | EN.EN3 Energy Sensor | [6 empty] | P54 | 0 | [10 empty] | No | No
MC211 | Life Sciences & Environment Laboratories |  |  |  | MC211-B01/P55 | LTHW Heat Monthly | EN.EN3 Energy Sensor | [6 empty] | P55 | 0 | [10 empty] | No | No
MC211 | Life Sciences & Environment Laboratories |  |  |  | MC211-B01/P56 | LTHW Heat Daily | EN.EN3 Energy Sensor | [6 empty] | P56 | 0 | [10 empty] | No | No
MC211 | Life Sciences & Environment Laboratories |  |  |  | MC211-B01/P57 | LTHW Heat Weekly | EN.EN3 Energy Sensor | [6 empty] | P57 | 0 | [10 empty] | No | No
MC211 | Life Sciences & Environment Laboratories |  |  |  | MC211-B01/P58 | LTHW Heat Monthly | EN.EN3 Energy Sensor | [6 empty] | P58 | 0 | [10 empty] | No | No
MC211 | Life Sciences & Environment Laboratories |  |  |  | MC211-B01/P59 | AHU1 Calc Supply Setpt | EN.EN3 Energy Sensor | [6 empty] | P59 | 0 | [10 empty] | No | No
MC211 | Life Sciences & Environment Laboratories |  |  |  | MC211-B01/P49 | Water Last Month | EN.EN3 Energy Sensor | [6 empty] | P49 | 0 | [10 empty] | No | No
MC211 | Life Sciences & Environment Laboratories |  |  |  | MC211-B01/P5 | DHWS Primary Flow Temp | EN.EN3 Energy Sensor | [6 empty] | P5 | 0 | [10 empty] | No | No
MC211 | Life Sciences & Environment Laboratories |  |  |  | MC211-B01/P50 | District Heating Daily | EN.EN3 Energy Sensor | [6 empty] | P50 | 0 | [10 empty] | No | No
MC211 | Life Sciences & Environment Laboratories |  |  |  | MC211-B01/P51 | LTHW Heat Weekly | EN.EN3 Energy Sensor | [6 empty] | P51 | 0 | [10 empty] | No | No
MC211 | Life Sciences & Environment Laboratories |  |  |  | MC211-B01/P52 | LTHW Heat Monthly | EN.EN3 Energy Sensor | [6 empty] | P52 | 0 | [10 empty] | No | No
MC211 | Life Sciences & Environment Laboratories |  |  |  | MC211-B01/P53 | LTHW Heat Daily | EN.EN3 Energy Sensor | [6 empty] | P53 | 0 | [10 empty] | No | No
MC211 | Life Sciences & Environment Laboratories |  |  |  | MC211-B01/P43 | Water This Month | EN.EN3 Energy Sensor | [6 empty] | P43 | 0 | [10 empty] | No | No
MC211 | Life Sciences & Environment Laboratories |  |  |  | MC211-B01/P44 | Water Last Month | EN.EN3 Energy Sensor | [6 empty] | P44 | 0 | [10 empty] | No | No
MC211 | Life Sciences & Environment Laboratories |  |  |  | MC211-B01/P45 | Water Total | EN.EN3 Energy Sensor | [6 empty] | P45 | 0 | [10 empty] | No | No
MC211 | Life Sciences & Environment Laboratories |  |  |  | MC211-B01/P46 | Water This Week | EN.EN3 Energy Sensor | [6 empty] | P46 | 0 | [10 empty] | No | No
MC211 | Life Sciences & Environment Laboratories |  |  |  | MC211-B01/P47 | Water Last Week | EN.EN3 Energy Sensor | [6 empty] | P47 | 0 | [10 empty] | No | No
MC211 | Life Sciences & Environment Laboratories |  |  |  | MC211-B01/P48 | Water This Month | EN.EN3 Energy Sensor | [6 empty] | P48 | 0 | [10 empty] | No | No
MC211 | Life Sciences & Environment Laboratories |  |  |  | MC211-B01/P38 | District Heating This Month | EN.EN3 Energy Sensor | [6 empty] | P38 | 0 | [10 empty] | No | No
MC211 | Life Sciences & Environment Laboratories |  |  |  | MC211-B01/P39 | District Heating Last Month | EN.EN3 Energy Sensor | [6 empty] | P39 | 0 | [10 empty] | No | No
MC211 | Life Sciences & Environment Laboratories |  |  |  | MC211-B01/P4 | VT Circuit Flow Temp | EN.EN3 Energy Sensor | [6 empty] | P4 | 0 | [10 empty] | No | No
MC211 | Life Sciences & Environment Laboratories |  |  |  | MC211-B01/P40 | Water Total | EN.EN3 Energy Sensor | [6 empty] | P40 | 0 | [10 empty] | No | No
MC211 | Life Sciences & Environment Laboratories |  |  |  | MC211-B01/P41 | Water This Week | EN.EN3 Energy Sensor | [6 empty] | P41 | 0 | [10 empty] | No | No
MC211 | Life Sciences & Environment Laboratories |  |  |  | MC211-B01/P42 | Water Last Week | EN.EN3 Energy Sensor | [6 empty] | P42 | 0 | [10 empty] | No | No
MC211 | Life Sciences & Environment Laboratories |  |  |  | MC211-B01/P32 | Incoming Water Last Week | EN.EN3 Energy Sensor | [6 empty] | P32 | 0 | [10 empty] | No | No
MC211 | Life Sciences & Environment Laboratories |  |  |  | MC211-B01/P33 | Incoming Water This Month | EN.EN3 Energy Sensor | [6 empty] | P33 | 0 | [10 empty] | No | No
MC211 | Life Sciences & Environment Laboratories |  |  |  | MC211-B01/P34 | Incoming Water Last Month | EN.EN3 Energy Sensor | [6 empty] | P34 | 0 | [10 empty] | No | No
MC211 | Life Sciences & Environment Laboratories |  |  |  | MC211-B01/P35 | District Heating Total | EN.EN3 Energy Sensor | [6 empty] | P35 | 0 | [10 empty] | No | No
MC211 | Life Sciences & Environment Laboratories |  |  |  | MC211-B01/P36 | District Heating This Week | EN.EN3 Energy Sensor | [6 empty] | P36 | 0 | [10 empty] | No | No
MC211 | Life Sciences & Environment Laboratories |  |  |  | MC211-B01/P37 | District Heating Last Week | EN.EN3 Energy Sensor | [6 empty] | P37 | 0 | [10 empty] | No | No
MC211 | Life Sciences & Environment Laboratories |  |  |  | MC211-B01/P27 | Boundary Water Last Week | EN.EN3 Energy Sensor | [6 empty] | P27 | 0 | [10 empty] | No | No
MC211 | Life Sciences & Environment Laboratories |  |  |  | MC211-B01/P28 | Boundary Water This Month | EN.EN3 Energy Sensor | [6 empty] | P28 | 0 | [10 empty] | No | No
MC211 | Life Sciences & Environment Laboratories |  |  |  | MC211-B01/P29 | Boundary Water Last Month | EN.EN3 Energy Sensor | [6 empty] | P29 | 0 | [10 empty] | No | No
MC211 | Life Sciences & Environment Laboratories |  |  |  | MC211-B01/P3 | Heating Primary Return Temp | EN.EN3 Energy Sensor | [6 empty] | P3 | 0 | [10 empty] | No | No
MC211 | Life Sciences & Environment Laboratories |  |  |  | MC211-B01/P30 | Incoming Water Total | EN.EN3 Energy Sensor | [6 empty] | P30 | 0 | [10 empty] | No | No
MC211 | Life Sciences & Environment Laboratories |  |  |  | MC211-B01/P31 | Incoming Water This Week | EN.EN3 Energy Sensor | [6 empty] | P31 | 0 | [10 empty] | No | No
MC211 | Life Sciences & Environment Laboratories |  |  |  | MC211-B01/P21 | XDix Unit No.5 | EN.EN3 Energy Sensor | [6 empty] | P21 | 0 | [10 empty] | No | No
MC211 | Life Sciences & Environment Laboratories |  |  |  | MC211-B01/P22 | XDix Unit No.6 | EN.EN3 Energy Sensor | [6 empty] | P22 | 0 | [10 empty] | No | No
MC211 | Life Sciences & Environment Laboratories |  |  |  | MC211-B01/P23 | GF VT Space Temp | EN.EN3 Energy Sensor | [6 empty] | P23 | 0 | [10 empty] | No | No
MC211 | Life Sciences & Environment Laboratories |  |  |  | MC211-B01/P24 | 1stF VT Space Temp | EN.EN3 Energy Sensor | [6 empty] | P24 | 0 | [10 empty] | No | No
MC211 | Life Sciences & Environment Laboratories |  |  |  | MC211-B01/P25 | Boundary Water Total | EN.EN3 Energy Sensor | [6 empty] | P25 | 0 | [10 empty] | No | No
MC211 | Life Sciences & Environment Laboratories |  |  |  | MC211-B01/P26 | Boundary Water This Week | EN.EN3 Energy Sensor | [6 empty] | P26 | 0 | [10 empty] | No | No
MC211 | Life Sciences & Environment Laboratories |  |  |  | MC211-B01/P16 | AHU No.2 Space Temp | EN.EN3 Energy Sensor | [6 empty] | P16 | 0 | [10 empty] | No | No
MC211 | Life Sciences & Environment Laboratories |  |  |  | MC211-B01/P17 | XDix Unit No.1 | EN.EN3 Energy Sensor | [6 empty] | P17 | 0 | [10 empty] | No | No
MC211 | Life Sciences & Environment Laboratories |  |  |  | MC211-B01/P18 | XDix Unit No.2 | EN.EN3 Energy Sensor | [6 empty] | P18 | 0 | [10 empty] | No | No
MC211 | Life Sciences & Environment Laboratories |  |  |  | MC211-B01/P19 | XDix Unit No.3 | EN.EN3 Energy Sensor | [6 empty] | P19 | 0 | [10 empty] | No | No
MC211 | Life Sciences & Environment Laboratories |  |  |  | MC211-B01/P2 | Heating Primary Flow Temp | EN.EN3 Energy Sensor | [6 empty] | P2 | 0 | [10 empty] | No | No
MC211 | Life Sciences & Environment Laboratories |  |  |  | MC211-B01/P20 | XDix Unit No.4 | EN.EN3 Energy Sensor | [6 empty] | P20 | 0 | [10 empty] | No | No
MC211 | Life Sciences & Environment Laboratories |  |  |  | MC211-B01/P10 | Field MCW Temp | EN.EN3 Energy Sensor | [6 empty] | P10 | 0 | [10 empty] | No | No
MC211 | Life Sciences & Environment Laboratories |  |  |  | MC211-B01/P11 | AHU No.1 Inlet Air Duct Temp | EN.EN3 Energy Sensor | [6 empty] | P11 | 0 | [10 empty] | No | No
MC211 | Life Sciences & Environment Laboratories |  |  |  | MC211-B01/P12 | AHU No.1 Supply Air Duct Temp | EN.EN3 Energy Sensor | [6 empty] | P12 | 0 | [10 empty] | No | No
MC211 | Life Sciences & Environment Laboratories |  |  |  | MC211-B01/P13 | AHU No.1 Space Temp | EN.EN3 Energy Sensor | [6 empty] | P13 | 0 | [10 empty] | No | No
MC211 | Life Sciences & Environment Laboratories |  |  |  | MC211-B01/P14 | AHU No.2 Inlet Air Duct Temp | EN.EN3 Energy Sensor | [6 empty] | P14 | 0 | [10 empty] | No | No
MC211 | Life Sciences & Environment Laboratories |  |  |  | MC211-B01/P15 | AHU No.2 Supply Air Duct Temp | EN.EN3 Energy Sensor | [6 empty] | P15 | 0 | [10 empty] | No | No
MC211 | Life Sciences & Environment Laboratories |  |  |  | MC211-B01/L8 | Loop 8 | EN.EN3 Energy Sensor | [6 empty] | L8 | 0 | [10 empty] | No | No
MC211 | Life Sciences & Environment Laboratories |  |  |  | MC211-B01/L9 | Loop 9 | EN.EN3 Energy Sensor | [6 empty] | L9 | 0 | [10 empty] | No | No
MC211 | Life Sciences & Environment Laboratories |  |  |  | MC211-B01/n1 | TREND_0B_9B_EA | EN.EN3 Energy Sensor | [6 empty] | n1 | 0 | [10 empty] | No | No
MC211 | Life Sciences & Environment Laboratories |  |  |  | MC211-B01/o1 | Optimum Start Stop 1 | EN.EN3 Energy Sensor | [6 empty] | o1 | 0 | [10 empty] | No | No
MC211 | Life Sciences & Environment Laboratories |  |  |  | MC211-B01/P1 | Outside air temperature | EN.EN3 Energy Sensor | [6 empty] | P1 | 0 | [10 empty] | No | No
MC211 | Life Sciences & Environment Laboratories |  |  |  | MC211-B01/L2 | HTG MAX DISCHARGE LOOP | EN.EN3 Energy Sensor | [6 empty] | L2 | 0 | [10 empty] | No | No
MC211 | Life Sciences & Environment Laboratories |  |  |  | MC211-B01/L3 | Heating Loop | EN.EN3 Energy Sensor | [6 empty] | L3 | 0 | [10 empty] | No | No
MC211 | Life Sciences & Environment Laboratories |  |  |  | MC211-B01/L4 | HTG Min Discharge Loop | EN.EN3 Energy Sensor | [6 empty] | L4 | 0 | [10 empty] | No | No
MC211 | Life Sciences & Environment Laboratories |  |  |  | MC211-B01/L5 | HTG MAX DISCHARGE LOOP | EN.EN3 Energy Sensor | [6 empty] | L5 | 0 | [10 empty] | No | No
MC211 | Life Sciences & Environment Laboratories |  |  |  | MC211-B01/L6 | Loop 6 | EN.EN3 Energy Sensor | [6 empty] | L6 | 0 | [10 empty] | No | No
MC211 | Life Sciences & Environment Laboratories |  |  |  | MC211-B01/L7 | HTG Min Discharge Loop | EN.EN3 Energy Sensor | [6 empty] | L7 | 0 | [10 empty] | No | No
MC211 | Life Sciences & Environment Laboratories |  |  |  | MC211-B01/K5 | VT Pump Run-on | EN.EN3 Energy Sensor | [6 empty] | K5 | 0 | [10 empty] | No | No
MC211 | Life Sciences & Environment Laboratories |  |  |  | MC211-B01/K6 | Space low limit | EN.EN3 Energy Sensor | [6 empty] | K6 | 0 | [10 empty] | No | No
MC211 | Life Sciences & Environment Laboratories |  |  |  | MC211-B01/K7 | Optimiser SP | EN.EN3 Energy Sensor | [6 empty] | K7 | 0 | [10 empty] | No | No
MC211 | Life Sciences & Environment Laboratories |  |  |  | MC211-B01/K8 | VT ECO OFF SP | EN.EN3 Energy Sensor | [6 empty] | K8 | 0 | [10 empty] | No | No
MC211 | Life Sciences & Environment Laboratories |  |  |  | MC211-B01/K9 | VT Heating Setpoint | EN.EN3 Energy Sensor | [6 empty] | K9 | 0 | [10 empty] | No | No
MC211 | Life Sciences & Environment Laboratories |  |  |  | MC211-B01/L1 | compensator | EN.EN3 Energy Sensor | [6 empty] | L1 | 0 | [10 empty] | No | No
MC211 | Life Sciences & Environment Laboratories |  |  |  | MC211-B01/K24 | Maximum Supply Air Temp | EN.EN3 Energy Sensor | [6 empty] | K24 | 0 | [10 empty] | No | No
MC211 | Life Sciences & Environment Laboratories |  |  |  | MC211-B01/K25 | Minimum Supply Air Temp | EN.EN3 Energy Sensor | [6 empty] | K25 | 0 | [10 empty] | No | No
MC211 | Life Sciences & Environment Laboratories |  |  |  | MC211-B01/K26 | Optimiser Cool Down Time | EN.EN3 Energy Sensor | [6 empty] | K26 | 0 | [10 empty] | No | No
MC211 | Life Sciences & Environment Laboratories |  |  |  | MC211-B01/K27 | District Low Temp Setpoint | EN.EN3 Energy Sensor | [6 empty] | K27 | 0 | [10 empty] | No | No
MC211 | Life Sciences & Environment Laboratories |  |  |  | MC211-B01/K3 | 3rd stage frost protection | EN.EN3 Energy Sensor | [6 empty] | K3 | 0 | [10 empty] | No | No
MC211 | Life Sciences & Environment Laboratories |  |  |  | MC211-B01/K4 | Economy Off | EN.EN3 Energy Sensor | [6 empty] | K4 | 0 | [10 empty] | No | No
MC211 | Life Sciences & Environment Laboratories |  |  |  | MC211-B01/K19 | AHU No.1 Supply Fan Speed | EN.EN3 Energy Sensor | [6 empty] | K19 | 0 | [10 empty] | No | No
MC211 | Life Sciences & Environment Laboratories |  |  |  | MC211-B01/K2 | 2nd stage frost protection | EN.EN3 Energy Sensor | [6 empty] | K2 | 0 | [10 empty] | No | No
MC211 | Life Sciences & Environment Laboratories |  |  |  | MC211-B01/K20 | AHU No.1 Space Setpoint | EN.EN3 Energy Sensor | [6 empty] | K20 | 0 | [10 empty] | No | No
MC211 | Life Sciences & Environment Laboratories |  |  |  | MC211-B01/K21 | Maximum Supply Air Temp | EN.EN3 Energy Sensor | [6 empty] | K21 | 0 | [10 empty] | No | No
MC211 | Life Sciences & Environment Laboratories |  |  |  | MC211-B01/K22 | Minimum Supply Air Temp | EN.EN3 Energy Sensor | [6 empty] | K22 | 0 | [10 empty] | No | No
MC211 | Life Sciences & Environment Laboratories |  |  |  | MC211-B01/K23 | AHU No.2 Space Setpoint | EN.EN3 Energy Sensor | [6 empty] | K23 | 0 | [10 empty] | No | No
MC211 | Life Sciences & Environment Laboratories |  |  |  | MC211-B01/K13 | Frost Battery Setpoint | EN.EN3 Energy Sensor | [6 empty] | K13 | 0 | [10 empty] | No | No
MC211 | Life Sciences & Environment Laboratories |  |  |  | MC211-B01/K14 | Optimiser Warm Up Time | EN.EN3 Energy Sensor | [6 empty] | K14 | 0 | [10 empty] | No | No
MC211 | Life Sciences & Environment Laboratories |  |  |  | MC211-B01/K15 | DHW 2nd Stage Frost | EN.EN3 Energy Sensor | [6 empty] | K15 | 0 | [10 empty] | No | No
MC211 | Life Sciences & Environment Laboratories |  |  |  | MC211-B01/K16 | DHWS Setpoint | EN.EN3 Energy Sensor | [6 empty] | K16 | 0 | [10 empty] | No | No
MC211 | Life Sciences & Environment Laboratories |  |  |  | MC211-B01/K17 | DHWS Secondary Pump Run-on | EN.EN3 Energy Sensor | [6 empty] | K17 | 0 | [10 empty] | No | No
MC211 | Life Sciences & Environment Laboratories |  |  |  | MC211-B01/K18 | AHU No.2 Supply Fan Speed | EN.EN3 Energy Sensor | [6 empty] | K18 | 0 | [10 empty] | No | No
MC211 | Life Sciences & Environment Laboratories |  |  |  | MC211-B01/I8 | 1st Floor TROX Unit Status | EN.EN3 Energy Sensor | [6 empty] | I8 | 0 | [10 empty] | No | No
MC211 | Life Sciences & Environment Laboratories |  |  |  | MC211-B01/I9 | Fire Circuit OK Gas Valve Open | EN.EN3 Energy Sensor | [6 empty] | I9 | 0 | [10 empty] | No | No
MC211 | Life Sciences & Environment Laboratories |  |  |  | MC211-B01/K1 | 1st stage frost protection | EN.EN3 Energy Sensor | [6 empty] | K1 | 0 | [10 empty] | No | No
MC211 | Life Sciences & Environment Laboratories |  |  |  | MC211-B01/K10 | VT FLOW@0 degC | EN.EN3 Energy Sensor | [6 empty] | K10 | 0 | [10 empty] | No | No
MC211 | Life Sciences & Environment Laboratories |  |  |  | MC211-B01/K11 | VT ROOM INFLUENCE | EN.EN3 Energy Sensor | [6 empty] | K11 | 0 | [10 empty] | No | No
MC211 | Life Sciences & Environment Laboratories |  |  |  | MC211-B01/K12 | VT FLOW@ 20oC OAT | EN.EN3 Energy Sensor | [6 empty] | K12 | 0 | [10 empty] | No | No
MC211 | Life Sciences & Environment Laboratories |  |  |  | MC211-B01/I49 | VT PUMP 1 Enabled | EN.EN3 Energy Sensor | [6 empty] | I49 | 0 | [10 empty] | No | No
MC211 | Life Sciences & Environment Laboratories |  |  |  | MC211-B01/I5 | CT Circuit Heat Meter | EN.EN3 Energy Sensor | [6 empty] | I5 | 0 | [10 empty] | No | No
MC211 | Life Sciences & Environment Laboratories |  |  |  | MC211-B01/I50 | VT PUMP 2 Enabled | EN.EN3 Energy Sensor | [6 empty] | I50 | 0 | [10 empty] | No | No
MC211 | Life Sciences & Environment Laboratories |  |  |  | MC211-B01/I58 | Water Leak Detection Alarm | EN.EN3 Energy Sensor | [6 empty] | I58 | 0 | [10 empty] | No | No
MC211 | Life Sciences & Environment Laboratories |  |  |  | MC211-B01/I6 | VT Circuit Heat Meter | EN.EN3 Energy Sensor | [6 empty] | I6 | 0 | [10 empty] | No | No
MC211 | Life Sciences & Environment Laboratories |  |  |  | MC211-B01/I7 | GF TROX Unit Status | EN.EN3 Energy Sensor | [6 empty] | I7 | 0 | [10 empty] | No | No
MC211 | Life Sciences & Environment Laboratories |  |  |  | MC211-B01/I38 | CT Htg Pump Fault | EN.EN3 Energy Sensor | [6 empty] | I38 | 0 | [10 empty] | No | No
MC211 | Life Sciences & Environment Laboratories |  |  |  | MC211-B01/I39 | CT Pump 1 Enabled | EN.EN3 Energy Sensor | [6 empty] | I39 | 0 | [10 empty] | No | No
MC211 | Life Sciences & Environment Laboratories |  |  |  | MC211-B01/I4 | xcite/IO/4AO | EN.EN3 Energy Sensor | [6 empty] | I4 | 0 | [10 empty] | No | No
MC211 | Life Sciences & Environment Laboratories |  |  |  | MC211-B01/I40 | CT Pump 2 Enabled | EN.EN3 Energy Sensor | [6 empty] | I40 | 0 | [10 empty] | No | No
MC211 | Life Sciences & Environment Laboratories |  |  |  | MC211-B01/I48 | VT Htg Pump Fault | EN.EN3 Energy Sensor | [6 empty] | I48 | 0 | [10 empty] | No | No
MC211 | Life Sciences & Environment Laboratories |  |  |  | MC211-B01/I32 | Roof Extract Fan 2 Flow Prove | EN.EN3 Energy Sensor | [6 empty] | I32 | 0 | [10 empty] | No | No
MC211 | Life Sciences & Environment Laboratories |  |  |  | MC211-B01/I33 | District Heating High Limit | EN.EN3 Energy Sensor | [6 empty] | I33 | 0 | [10 empty] | No | No
MC211 | Life Sciences & Environment Laboratories |  |  |  | MC211-B01/I34 | Htg Pri Pumps Fault | EN.EN3 Energy Sensor | [6 empty] | I34 | 0 | [10 empty] | No | No
MC211 | Life Sciences & Environment Laboratories |  |  |  | MC211-B01/I35 | Htg Pri Pump 1 Enabled | EN.EN3 Energy Sensor | [6 empty] | I35 | 0 | [10 empty] | No | No
MC211 | Life Sciences & Environment Laboratories |  |  |  | MC211-B01/I36 | Htg Pri Pump 2 Enabled | EN.EN3 Energy Sensor | [6 empty] | I36 | 0 | [10 empty] | No | No
MC211 | Life Sciences & Environment Laboratories |  |  |  | MC211-B01/I37 | Immersion Heater Fault | EN.EN3 Energy Sensor | [6 empty] | I37 | 0 | [10 empty] | No | No
MC211 | Life Sciences & Environment Laboratories |  |  |  | MC211-B01/I28 | AHU2 Supply Bag Filter Dirty | EN.EN3 Energy Sensor | [6 empty] | I28 | 0 | [10 empty] | No | No
MC211 | Life Sciences & Environment Laboratories |  |  |  | MC211-B01/I29 | AHU2 RAC Press Unit Fault | EN.EN3 Energy Sensor | [6 empty] | I29 | 0 | [10 empty] | No | No
MC211 | Life Sciences & Environment Laboratories |  |  |  | MC211-B01/i3 | Incoming Water Meter | EN.EN3 Energy Sensor | [6 empty] | i3 | 0 | [10 empty] | No | No
MC211 | Life Sciences & Environment Laboratories |  |  |  | MC211-B01/I30 | AHU2 RAC Pump Fault | EN.EN3 Energy Sensor | [6 empty] | I30 | 0 | [10 empty] | No | No
MC211 | Life Sciences & Environment Laboratories |  |  |  | MC211-B01/I31 | Roof Extract Fan 1 Flow Prove | EN.EN3 Energy Sensor | [6 empty] | I31 | 0 | [10 empty] | No | No
MC211 | Life Sciences & Environment Laboratories |  |  |  | MC211-B01/I22 | AHU1 Supply Bag Filter Dirty | EN.EN3 Energy Sensor | [6 empty] | I22 | 0 | [10 empty] | No | No
MC211 | Life Sciences & Environment Laboratories |  |  |  | MC211-B01/I23 | AHU1 RAC Press Unit Fault | EN.EN3 Energy Sensor | [6 empty] | I23 | 0 | [10 empty] | No | No
MC211 | Life Sciences & Environment Laboratories |  |  |  | MC211-B01/I24 | AHU1 RAC Pump Fault | EN.EN3 Energy Sensor | [6 empty] | I24 | 0 | [10 empty] | No | No
MC211 | Life Sciences & Environment Laboratories |  |  |  | MC211-B01/I25 | AHU2 Frost Stat Operated | EN.EN3 Energy Sensor | [6 empty] | I25 | 0 | [10 empty] | No | No
MC211 | Life Sciences & Environment Laboratories |  |  |  | MC211-B01/I26 | AHU2 Suply Fan Flow Prove | EN.EN3 Energy Sensor | [6 empty] | I26 | 0 | [10 empty] | No | No
MC211 | Life Sciences & Environment Laboratories |  |  |  | MC211-B01/I27 | AHU2 Supply Panel Filter Dirty | EN.EN3 Energy Sensor | [6 empty] | I27 | 0 | [10 empty] | No | No
MC211 | Life Sciences & Environment Laboratories |  |  |  | MC211-B01/I18 | DHWS Secondary Pump Running | EN.EN3 Energy Sensor | [6 empty] | I18 | 0 | [10 empty] | No | No
MC211 | Life Sciences & Environment Laboratories |  |  |  | MC211-B01/I19 | AHU1 Frost Stat Operated | EN.EN3 Energy Sensor | [6 empty] | I19 | 0 | [10 empty] | No | No
MC211 | Life Sciences & Environment Laboratories |  |  |  | MC211-B01/i2 | Boundary Water Meter | EN.EN3 Energy Sensor | [6 empty] | i2 | 0 | [10 empty] | No | No
MC211 | Life Sciences & Environment Laboratories |  |  |  | MC211-B01/I20 | AHU1 Supply Fan Flow Prove | EN.EN3 Energy Sensor | [6 empty] | I20 | 0 | [10 empty] | No | No
MC211 | Life Sciences & Environment Laboratories |  |  |  | MC211-B01/I21 | AHU1 Supply Panel Filter Dirty | EN.EN3 Energy Sensor | [6 empty] | I21 | 0 | [10 empty] | No | No
MC211 | Life Sciences & Environment Laboratories |  |  |  | MC211-B01/I12 | Cold Water Tank High Level | EN.EN3 Energy Sensor | [6 empty] | I12 | 0 | [10 empty] | No | No
MC211 | Life Sciences & Environment Laboratories |  |  |  | MC211-B01/I13 | Cold Water Tank Low Level | EN.EN3 Energy Sensor | [6 empty] | I13 | 0 | [10 empty] | No | No
MC211 | Life Sciences & Environment Laboratories |  |  |  | MC211-B01/I14 | Htg Primary Pumps Flow Prove | EN.EN3 Energy Sensor | [6 empty] | I14 | 0 | [10 empty] | No | No
MC211 | Life Sciences & Environment Laboratories |  |  |  | MC211-B01/I15 | CT Pumps Flow Prove | EN.EN3 Energy Sensor | [6 empty] | I15 | 0 | [10 empty] | No | No
MC211 | Life Sciences & Environment Laboratories |  |  |  | MC211-B01/I16 | VT Pumps Flow Prove | EN.EN3 Energy Sensor | [6 empty] | I16 | 0 | [10 empty] | No | No
MC211 | Life Sciences & Environment Laboratories |  |  |  | MC211-B01/I17 | DHWS Calorifier High Limit | EN.EN3 Energy Sensor | [6 empty] | I17 | 0 | [10 empty] | No | No
MC211 | Life Sciences & Environment Laboratories |  |  |  | MC211-B01/G98 | Thermal Wheel Enabled | EN.EN3 Energy Sensor | [6 empty] | G98 | 0 | [10 empty] | No | No
MC211 | Life Sciences & Environment Laboratories |  |  |  | MC211-B01/G99 | Logic 99 | EN.EN3 Energy Sensor | [6 empty] | G99 | 0 | [10 empty] | No | No
MC211 | Life Sciences & Environment Laboratories |  |  |  | MC211-B01/i1 | Heating Press. Unit LP | EN.EN3 Energy Sensor | [6 empty] | i1 | 0 | [10 empty] | No | No
MC211 | Life Sciences & Environment Laboratories |  |  |  | MC211-B01/I10 | Heating Pressurisation Unit HP | EN.EN3 Energy Sensor | [6 empty] | I10 | 0 | [10 empty] | No | No
MC211 | Life Sciences & Environment Laboratories |  |  |  | MC211-B01/I11 | Cold Water Booster Set Fault | EN.EN3 Energy Sensor | [6 empty] | I11 | 0 | [10 empty] | No | No
MC211 | Life Sciences & Environment Laboratories |  |  |  | MC211-B01/G92 | Logic 92 | EN.EN3 Energy Sensor | [6 empty] | G92 | 0 | [10 empty] | No | No
MC211 | Life Sciences & Environment Laboratories |  |  |  | MC211-B01/G93 | Logic 93 | EN.EN3 Energy Sensor | [6 empty] | G93 | 0 | [10 empty] | No | No
MC211 | Life Sciences & Environment Laboratories |  |  |  | MC211-B01/G94 | Logic 94 | EN.EN3 Energy Sensor | [6 empty] | G94 | 0 | [10 empty] | No | No
MC211 | Life Sciences & Environment Laboratories |  |  |  | MC211-B01/G95 | Isolation Valve Control | EN.EN3 Energy Sensor | [6 empty] | G95 | 0 | [10 empty] | No | No
MC211 | Life Sciences & Environment Laboratories |  |  |  | MC211-B01/G96 | Logic 96 | EN.EN3 Energy Sensor | [6 empty] | G96 | 0 | [10 empty] | No | No
MC211 | Life Sciences & Environment Laboratories |  |  |  | MC211-B01/G97 | RAC Pump Enabled | EN.EN3 Energy Sensor | [6 empty] | G97 | 0 | [10 empty] | No | No
MC211 | Life Sciences & Environment Laboratories |  |  |  | MC211-B01/G87 | Logic 87 | EN.EN3 Energy Sensor | [6 empty] | G87 | 0 | [10 empty] | No | No
MC211 | Life Sciences & Environment Laboratories |  |  |  | MC211-B01/G88 | Logic 88 | EN.EN3 Energy Sensor | [6 empty] | G88 | 0 | [10 empty] | No | No
MC211 | Life Sciences & Environment Laboratories |  |  |  | MC211-B01/G89 | Logic 89 | EN.EN3 Energy Sensor | [6 empty] | G89 | 0 | [10 empty] | No | No
MC211 | Life Sciences & Environment Laboratories |  |  |  | MC211-B01/G9 | Logic 9 | EN.EN3 Energy Sensor | [6 empty] | G9 | 0 | [10 empty] | No | No
MC211 | Life Sciences & Environment Laboratories |  |  |  | MC211-B01/G90 | Logic 90 | EN.EN3 Energy Sensor | [6 empty] | G90 | 0 | [10 empty] | No | No
MC211 | Life Sciences & Environment Laboratories |  |  |  | MC211-B01/G91 | Logic 91 | EN.EN3 Energy Sensor | [6 empty] | G91 | 0 | [10 empty] | No | No
MC211 | Life Sciences & Environment Laboratories |  |  |  | MC211-B01/G81 | Logic 81 | EN.EN3 Energy Sensor | [6 empty] | G81 | 0 | [10 empty] | No | No
MC211 | Life Sciences & Environment Laboratories |  |  |  | MC211-B01/G82 | Logic 82 | EN.EN3 Energy Sensor | [6 empty] | G82 | 0 | [10 empty] | No | No
MC211 | Life Sciences & Environment Laboratories |  |  |  | MC211-B01/G83 | Logic 83 | EN.EN3 Energy Sensor | [6 empty] | G83 | 0 | [10 empty] | No | No
MC211 | Life Sciences & Environment Laboratories |  |  |  | MC211-B01/G84 | Logic 84 | EN.EN3 Energy Sensor | [6 empty] | G84 | 0 | [10 empty] | No | No
MC211 | Life Sciences & Environment Laboratories |  |  |  | MC211-B01/G85 | Logic 85 | EN.EN3 Energy Sensor | [6 empty] | G85 | 0 | [10 empty] | No | No
MC211 | Life Sciences & Environment Laboratories |  |  |  | MC211-B01/G86 | Logic 86 | EN.EN3 Energy Sensor | [6 empty] | G86 | 0 | [10 empty] | No | No
MC211 | Life Sciences & Environment Laboratories |  |  |  | MC211-B01/G76 | Logic 76 | EN.EN3 Energy Sensor | [6 empty] | G76 | 0 | [10 empty] | No | No
MC211 | Life Sciences & Environment Laboratories |  |  |  | MC211-B01/G77 | Logic 77 | EN.EN3 Energy Sensor | [6 empty] | G77 | 0 | [10 empty] | No | No
MC211 | Life Sciences & Environment Laboratories |  |  |  | MC211-B01/G78 | Logic 78 | EN.EN3 Energy Sensor | [6 empty] | G78 | 0 | [10 empty] | No | No
MC211 | Life Sciences & Environment Laboratories |  |  |  | MC211-B01/G79 | Logic 79 | EN.EN3 Energy Sensor | [6 empty] | G79 | 0 | [10 empty] | No | No
MC211 | Life Sciences & Environment Laboratories |  |  |  | MC211-B01/G8 | Logic 8 | EN.EN3 Energy Sensor | [6 empty] | G8 | 0 | [10 empty] | No | No
MC211 | Life Sciences & Environment Laboratories |  |  |  | MC211-B01/G80 | Logic 80 | EN.EN3 Energy Sensor | [6 empty] | G80 | 0 | [10 empty] | No | No
MC211 | Life Sciences & Environment Laboratories |  |  |  | MC211-B01/G7 | Logic 7 | EN.EN3 Energy Sensor | [6 empty] | G7 | 0 | [10 empty] | No | No
MC211 | Life Sciences & Environment Laboratories |  |  |  | MC211-B01/G70 | Logic 70 | EN.EN3 Energy Sensor | [6 empty] | G70 | 0 | [10 empty] | No | No
MC211 | Life Sciences & Environment Laboratories |  |  |  | MC211-B01/G71 | Logic 71 | EN.EN3 Energy Sensor | [6 empty] | G71 | 0 | [10 empty] | No | No
MC211 | Life Sciences & Environment Laboratories |  |  |  | MC211-B01/G72 | Logic 72 | EN.EN3 Energy Sensor | [6 empty] | G72 | 0 | [10 empty] | No | No
MC211 | Life Sciences & Environment Laboratories |  |  |  | MC211-B01/G74 | Logic 74 | EN.EN3 Energy Sensor | [6 empty] | G74 | 0 | [10 empty] | No | No
MC211 | Life Sciences & Environment Laboratories |  |  |  | MC211-B01/G75 | Logic 75 | EN.EN3 Energy Sensor | [6 empty] | G75 | 0 | [10 empty] | No | No
MC211 | Life Sciences & Environment Laboratories |  |  |  | MC211-B01/G64 | DHWS Heat Demand | EN.EN3 Energy Sensor | [6 empty] | G64 | 0 | [10 empty] | No | No
MC211 | Life Sciences & Environment Laboratories |  |  |  | MC211-B01/G65 | Immersion Heater On | EN.EN3 Energy Sensor | [6 empty] | G65 | 0 | [10 empty] | No | No
MC211 | Life Sciences & Environment Laboratories |  |  |  | MC211-B01/G66 | Logic 66 | EN.EN3 Energy Sensor | [6 empty] | G66 | 0 | [10 empty] | No | No
MC211 | Life Sciences & Environment Laboratories |  |  |  | MC211-B01/G67 | DHWS Secondary Pump | EN.EN3 Energy Sensor | [6 empty] | G67 | 0 | [10 empty] | No | No
MC211 | Life Sciences & Environment Laboratories |  |  |  | MC211-B01/G68 | Logic 68 | EN.EN3 Energy Sensor | [6 empty] | G68 | 0 | [10 empty] | No | No
MC211 | Life Sciences & Environment Laboratories |  |  |  | MC211-B01/G69 | Logic 69 | EN.EN3 Energy Sensor | [6 empty] | G69 | 0 | [10 empty] | No | No
MC211 | Life Sciences & Environment Laboratories |  |  |  | MC211-B01/G59 | Boost | EN.EN3 Energy Sensor | [6 empty] | G59 | 0 | [10 empty] | No | No
MC211 | Life Sciences & Environment Laboratories |  |  |  | MC211-B01/G6 | Logic 6 | EN.EN3 Energy Sensor | [6 empty] | G6 | 0 | [10 empty] | No | No
MC211 | Life Sciences & Environment Laboratories |  |  |  | MC211-B01/G60 | Logic 60 | EN.EN3 Energy Sensor | [6 empty] | G60 | 0 | [10 empty] | No | No
MC211 | Life Sciences & Environment Laboratories |  |  |  | MC211-B01/G61 | Logic 61 | EN.EN3 Energy Sensor | [6 empty] | G61 | 0 | [10 empty] | No | No
MC211 | Life Sciences & Environment Laboratories |  |  |  | MC211-B01/G62 | AHU No.2 Enable | EN.EN3 Energy Sensor | [6 empty] | G62 | 0 | [10 empty] | No | No
MC211 | Life Sciences & Environment Laboratories |  |  |  | MC211-B01/G63 | Logic 63 | EN.EN3 Energy Sensor | [6 empty] | G63 | 0 | [10 empty] | No | No
MC211 | Life Sciences & Environment Laboratories |  |  |  | MC211-B01/G53 | Logic 53 | EN.EN3 Energy Sensor | [6 empty] | G53 | 0 | [10 empty] | No | No
MC211 | Life Sciences & Environment Laboratories |  |  |  | MC211-B01/G54 | Logic 54 | EN.EN3 Energy Sensor | [6 empty] | G54 | 0 | [10 empty] | No | No
MC211 | Life Sciences & Environment Laboratories |  |  |  | MC211-B01/G55 | Logic 55 | EN.EN3 Energy Sensor | [6 empty] | G55 | 0 | [10 empty] | No | No
MC211 | Life Sciences & Environment Laboratories |  |  |  | MC211-B01/G56 | Logic 56 | EN.EN3 Energy Sensor | [6 empty] | G56 | 0 | [10 empty] | No | No
MC211 | Life Sciences & Environment Laboratories |  |  |  | MC211-B01/G57 | VT Pumps Enable | EN.EN3 Energy Sensor | [6 empty] | G57 | 0 | [10 empty] | No | No
MC211 | Life Sciences & Environment Laboratories |  |  |  | MC211-B01/G58 | Logic 58 | EN.EN3 Energy Sensor | [6 empty] | G58 | 0 | [10 empty] | No | No
MC211 | Life Sciences & Environment Laboratories |  |  |  | MC211-B01/G48 | 1=ECO OFF SPACE OK | EN.EN3 Energy Sensor | [6 empty] | G48 | 0 | [10 empty] | No | No
MC211 | Life Sciences & Environment Laboratories |  |  |  | MC211-B01/G49 | Logic 49 | EN.EN3 Energy Sensor | [6 empty] | G49 | 0 | [10 empty] | No | No
MC211 | Life Sciences & Environment Laboratories |  |  |  | MC211-B01/G5 | Logic 5 | EN.EN3 Energy Sensor | [6 empty] | G5 | 0 | [10 empty] | No | No
MC211 | Life Sciences & Environment Laboratories |  |  |  | MC211-B01/G50 | VT HTG DEMAND | EN.EN3 Energy Sensor | [6 empty] | G50 | 0 | [10 empty] | No | No
MC211 | Life Sciences & Environment Laboratories |  |  |  | MC211-B01/G51 | Logic 51 | EN.EN3 Energy Sensor | [6 empty] | G51 | 0 | [10 empty] | No | No
MC211 | Life Sciences & Environment Laboratories |  |  |  | MC211-B01/G52 | Logic 52 | EN.EN3 Energy Sensor | [6 empty] | G52 | 0 | [10 empty] | No | No
MC211 | Life Sciences & Environment Laboratories |  |  |  | MC211-B01/G42 | Logic 42 | EN.EN3 Energy Sensor | [6 empty] | G42 | 0 | [10 empty] | No | No
MC211 | Life Sciences & Environment Laboratories |  |  |  | MC211-B01/G43 | Logic 43 | EN.EN3 Energy Sensor | [6 empty] | G43 | 0 | [10 empty] | No | No
MC211 | Life Sciences & Environment Laboratories |  |  |  | MC211-B01/G44 | AHU No.1 Enable | EN.EN3 Energy Sensor | [6 empty] | G44 | 0 | [10 empty] | No | No
MC211 | Life Sciences & Environment Laboratories |  |  |  | MC211-B01/G45 | Logic 45 | EN.EN3 Energy Sensor | [6 empty] | G45 | 0 | [10 empty] | No | No
MC211 | Life Sciences & Environment Laboratories |  |  |  | MC211-B01/G46 | Logic 46 | EN.EN3 Energy Sensor | [6 empty] | G46 | 0 | [10 empty] | No | No
MC211 | Life Sciences & Environment Laboratories |  |  |  | MC211-B01/G47 | Building Enable | EN.EN3 Energy Sensor | [6 empty] | G47 | 0 | [10 empty] | No | No
MC211 | Life Sciences & Environment Laboratories |  |  |  | MC211-B01/G37 | Logic 37 | EN.EN3 Energy Sensor | [6 empty] | G37 | 0 | [10 empty] | No | No
MC211 | Life Sciences & Environment Laboratories |  |  |  | MC211-B01/G38 | Logic 38 | EN.EN3 Energy Sensor | [6 empty] | G38 | 0 | [10 empty] | No | No
MC211 | Life Sciences & Environment Laboratories |  |  |  | MC211-B01/G39 | DHW 2nd Stage Frost ON when =1 | EN.EN3 Energy Sensor | [6 empty] | G39 | 0 | [10 empty] | No | No
MC211 | Life Sciences & Environment Laboratories |  |  |  | MC211-B01/G4 | Logic 4 | EN.EN3 Energy Sensor | [6 empty] | G4 | 0 | [10 empty] | No | No
MC211 | Life Sciences & Environment Laboratories |  |  |  | MC211-B01/G40 | Logic 40 | EN.EN3 Energy Sensor | [6 empty] | G40 | 0 | [10 empty] | No | No
MC211 | Life Sciences & Environment Laboratories |  |  |  | MC211-B01/G41 | Logic 41 | EN.EN3 Energy Sensor | [6 empty] | G41 | 0 | [10 empty] | No | No
MC211 | Life Sciences & Environment Laboratories |  |  |  | MC211-B01/G31 | Logic 31 | EN.EN3 Energy Sensor | [6 empty] | G31 | 0 | [10 empty] | No | No
MC211 | Life Sciences & Environment Laboratories |  |  |  | MC211-B01/G32 | Logic 32 | EN.EN3 Energy Sensor | [6 empty] | G32 | 0 | [10 empty] | No | No
MC211 | Life Sciences & Environment Laboratories |  |  |  | MC211-B01/G33 | Logic 33 | EN.EN3 Energy Sensor | [6 empty] | G33 | 0 | [10 empty] | No | No
MC211 | Life Sciences & Environment Laboratories |  |  |  | MC211-B01/G34 | Logic 34 | EN.EN3 Energy Sensor | [6 empty] | G34 | 0 | [10 empty] | No | No
MC211 | Life Sciences & Environment Laboratories |  |  |  | MC211-B01/G35 | Logic 35 | EN.EN3 Energy Sensor | [6 empty] | G35 | 0 | [10 empty] | No | No
MC211 | Life Sciences & Environment Laboratories |  |  |  | MC211-B01/G36 | Logic 36 | EN.EN3 Energy Sensor | [6 empty] | G36 | 0 | [10 empty] | No | No
MC211 | Life Sciences & Environment Laboratories |  |  |  | MC211-B01/G26 | Logic 26 | EN.EN3 Energy Sensor | [6 empty] | G26 | 0 | [10 empty] | No | No
MC211 | Life Sciences & Environment Laboratories |  |  |  | MC211-B01/G27 | Logic 27 | EN.EN3 Energy Sensor | [6 empty] | G27 | 0 | [10 empty] | No | No
MC211 | Life Sciences & Environment Laboratories |  |  |  | MC211-B01/G28 | Logic 28 | EN.EN3 Energy Sensor | [6 empty] | G28 | 0 | [10 empty] | No | No
MC211 | Life Sciences & Environment Laboratories |  |  |  | MC211-B01/G29 | Logic 29 | EN.EN3 Energy Sensor | [6 empty] | G29 | 0 | [10 empty] | No | No
MC211 | Life Sciences & Environment Laboratories |  |  |  | MC211-B01/G3 | Logic 3 | EN.EN3 Energy Sensor | [6 empty] | G3 | 0 | [10 empty] | No | No
MC211 | Life Sciences & Environment Laboratories |  |  |  | MC211-B01/G30 | Logic 30 | EN.EN3 Energy Sensor | [6 empty] | G30 | 0 | [10 empty] | No | No
MC211 | Life Sciences & Environment Laboratories |  |  |  | MC211-B01/G20 | Logic 20 | EN.EN3 Energy Sensor | [6 empty] | G20 | 0 | [10 empty] | No | No
MC211 | Life Sciences & Environment Laboratories |  |  |  | MC211-B01/G21 | Logic 21 | EN.EN3 Energy Sensor | [6 empty] | G21 | 0 | [10 empty] | No | No
MC211 | Life Sciences & Environment Laboratories |  |  |  | MC211-B01/G22 | Logic 22 | EN.EN3 Energy Sensor | [6 empty] | G22 | 0 | [10 empty] | No | No
MC211 | Life Sciences & Environment Laboratories |  |  |  | MC211-B01/G23 | Logic 23 | EN.EN3 Energy Sensor | [6 empty] | G23 | 0 | [10 empty] | No | No
MC211 | Life Sciences & Environment Laboratories |  |  |  | MC211-B01/G24 | Logic 24 | EN.EN3 Energy Sensor | [6 empty] | G24 | 0 | [10 empty] | No | No
MC211 | Life Sciences & Environment Laboratories |  |  |  | MC211-B01/G25 | 2nd stage frost | EN.EN3 Energy Sensor | [6 empty] | G25 | 0 | [10 empty] | No | No
MC211 | Life Sciences & Environment Laboratories |  |  |  | MC211-B01/G15 | Logic 15 | EN.EN3 Energy Sensor | [6 empty] | G15 | 0 | [10 empty] | No | No
MC211 | Life Sciences & Environment Laboratories |  |  |  | MC211-B01/G16 | Logic 16 | EN.EN3 Energy Sensor | [6 empty] | G16 | 0 | [10 empty] | No | No
MC211 | Life Sciences & Environment Laboratories |  |  |  | MC211-B01/G17 | Logic 17 | EN.EN3 Energy Sensor | [6 empty] | G17 | 0 | [10 empty] | No | No
MC211 | Life Sciences & Environment Laboratories |  |  |  | MC211-B01/G18 | Logic 18 | EN.EN3 Energy Sensor | [6 empty] | G18 | 0 | [10 empty] | No | No
MC211 | Life Sciences & Environment Laboratories |  |  |  | MC211-B01/G19 | Logic 19 | EN.EN3 Energy Sensor | [6 empty] | G19 | 0 | [10 empty] | No | No
MC211 | Life Sciences & Environment Laboratories |  |  |  | MC211-B01/G2 | Logic 2 | EN.EN3 Energy Sensor | [6 empty] | G2 | 0 | [10 empty] | No | No
MC211 | Life Sciences & Environment Laboratories |  |  |  | MC211-B01/G12 | Logic 12 | EN.EN3 Energy Sensor | [6 empty] | G12 | 0 | [10 empty] | No | No
MC211 | Life Sciences & Environment Laboratories |  |  |  | MC211-B01/G120 | Logic 120 | EN.EN3 Energy Sensor | [6 empty] | G120 | 0 | [10 empty] | No | No
MC211 | Life Sciences & Environment Laboratories |  |  |  | MC211-B01/G121 | Delayed Weekly Pulse | EN.EN3 Energy Sensor | [6 empty] | G121 | 0 | [10 empty] | No | No
MC211 | Life Sciences & Environment Laboratories |  |  |  | MC211-B01/G122 | Logic 122 | EN.EN3 Energy Sensor | [6 empty] | G122 | 0 | [10 empty] | No | No
MC211 | Life Sciences & Environment Laboratories |  |  |  | MC211-B01/G13 | Logic 13 | EN.EN3 Energy Sensor | [6 empty] | G13 | 0 | [10 empty] | No | No
MC211 | Life Sciences & Environment Laboratories |  |  |  | MC211-B01/G14 | Logic 14 | EN.EN3 Energy Sensor | [6 empty] | G14 | 0 | [10 empty] | No | No
MC211 | Life Sciences & Environment Laboratories |  |  |  | MC211-B01/G114 | Logic 114 | EN.EN3 Energy Sensor | [6 empty] | G114 | 0 | [10 empty] | No | No
MC211 | Life Sciences & Environment Laboratories |  |  |  | MC211-B01/G115 | Delayed Midnight Pulse | EN.EN3 Energy Sensor | [6 empty] | G115 | 0 | [10 empty] | No | No
MC211 | Life Sciences & Environment Laboratories |  |  |  | MC211-B01/G116 | Logic 116 | EN.EN3 Energy Sensor | [6 empty] | G116 | 0 | [10 empty] | No | No
MC211 | Life Sciences & Environment Laboratories |  |  |  | MC211-B01/G117 | Logic 117 | EN.EN3 Energy Sensor | [6 empty] | G117 | 0 | [10 empty] | No | No
MC211 | Life Sciences & Environment Laboratories |  |  |  | MC211-B01/G118 | Delayed Monthly Pulse | EN.EN3 Energy Sensor | [6 empty] | G118 | 0 | [10 empty] | No | No
MC211 | Life Sciences & Environment Laboratories |  |  |  | MC211-B01/G119 | Logic 119 | EN.EN3 Energy Sensor | [6 empty] | G119 | 0 | [10 empty] | No | No
MC211 | Life Sciences & Environment Laboratories |  |  |  | MC211-B01/G109 | Logic 109 | EN.EN3 Energy Sensor | [6 empty] | G109 | 0 | [10 empty] | No | No
MC211 | Life Sciences & Environment Laboratories |  |  |  | MC211-B01/G11 | Logic 11 | EN.EN3 Energy Sensor | [6 empty] | G11 | 0 | [10 empty] | No | No
MC211 | Life Sciences & Environment Laboratories |  |  |  | MC211-B01/G110 | Logic 110 | EN.EN3 Energy Sensor | [6 empty] | G110 | 0 | [10 empty] | No | No
MC211 | Life Sciences & Environment Laboratories |  |  |  | MC211-B01/G111 | Logic 111 | EN.EN3 Energy Sensor | [6 empty] | G111 | 0 | [10 empty] | No | No
MC211 | Life Sciences & Environment Laboratories |  |  |  | MC211-B01/G112 | Logic 112 | EN.EN3 Energy Sensor | [6 empty] | G112 | 0 | [10 empty] | No | No
MC211 | Life Sciences & Environment Laboratories |  |  |  | MC211-B01/G113 | Logic 113 | EN.EN3 Energy Sensor | [6 empty] | G113 | 0 | [10 empty] | No | No
MC211 | Life Sciences & Environment Laboratories |  |  |  | MC211-B01/G103 | Immersion Fault | EN.EN3 Energy Sensor | [6 empty] | G103 | 0 | [10 empty] | No | No
MC211 | Life Sciences & Environment Laboratories |  |  |  | MC211-B01/G104 | Logic 104 | EN.EN3 Energy Sensor | [6 empty] | G104 | 0 | [10 empty] | No | No
MC211 | Life Sciences & Environment Laboratories |  |  |  | MC211-B01/G105 | Logic 105 | EN.EN3 Energy Sensor | [6 empty] | G105 | 0 | [10 empty] | No | No
MC211 | Life Sciences & Environment Laboratories |  |  |  | MC211-B01/G106 | Logic 106 | EN.EN3 Energy Sensor | [6 empty] | G106 | 0 | [10 empty] | No | No
MC211 | Life Sciences & Environment Laboratories |  |  |  | MC211-B01/G107 | Logic 107 | EN.EN3 Energy Sensor | [6 empty] | G107 | 0 | [10 empty] | No | No
MC211 | Life Sciences & Environment Laboratories |  |  |  | MC211-B01/G108 | Logic 108 | EN.EN3 Energy Sensor | [6 empty] | G108 | 0 | [10 empty] | No | No
MC211 | Life Sciences & Environment Laboratories |  |  |  | MC211-B01/F99 | Function 99 | EN.EN3 Energy Sensor | [6 empty] | F99 | 0 | [10 empty] | No | No
MC211 | Life Sciences & Environment Laboratories |  |  |  | MC211-B01/G1 | Logic 1 | EN.EN3 Energy Sensor | [6 empty] | G1 | 0 | [10 empty] | No | No
MC211 | Life Sciences & Environment Laboratories |  |  |  | MC211-B01/G10 | Logic 10 | EN.EN3 Energy Sensor | [6 empty] | G10 | 0 | [10 empty] | No | No
MC211 | Life Sciences & Environment Laboratories |  |  |  | MC211-B01/G100 | Logic 100 | EN.EN3 Energy Sensor | [6 empty] | G100 | 0 | [10 empty] | No | No
MC211 | Life Sciences & Environment Laboratories |  |  |  | MC211-B01/G101 | Logic 101 | EN.EN3 Energy Sensor | [6 empty] | G101 | 0 | [10 empty] | No | No
MC211 | Life Sciences & Environment Laboratories |  |  |  | MC211-B01/G102 | Logic 102 | EN.EN3 Energy Sensor | [6 empty] | G102 | 0 | [10 empty] | No | No
MC211 | Life Sciences & Environment Laboratories |  |  |  | MC211-B01/F93 | Function 93 | EN.EN3 Energy Sensor | [6 empty] | F93 | 0 | [10 empty] | No | No
MC211 | Life Sciences & Environment Laboratories |  |  |  | MC211-B01/F94 | Function 94 | EN.EN3 Energy Sensor | [6 empty] | F94 | 0 | [10 empty] | No | No
MC211 | Life Sciences & Environment Laboratories |  |  |  | MC211-B01/F95 | Function 95 | EN.EN3 Energy Sensor | [6 empty] | F95 | 0 | [10 empty] | No | No
MC211 | Life Sciences & Environment Laboratories |  |  |  | MC211-B01/F96 | Function 96 | EN.EN3 Energy Sensor | [6 empty] | F96 | 0 | [10 empty] | No | No
MC211 | Life Sciences & Environment Laboratories |  |  |  | MC211-B01/F97 | Function 97 | EN.EN3 Energy Sensor | [6 empty] | F97 | 0 | [10 empty] | No | No
MC211 | Life Sciences & Environment Laboratories |  |  |  | MC211-B01/F98 | Function 98 | EN.EN3 Energy Sensor | [6 empty] | F98 | 0 | [10 empty] | No | No
MC211 | Life Sciences & Environment Laboratories |  |  |  | MC211-B01/F88 | AHU No.2 Heat Demand | EN.EN3 Energy Sensor | [6 empty] | F88 | 0 | [10 empty] | No | No
MC211 | Life Sciences & Environment Laboratories |  |  |  | MC211-B01/F89 | Function 89 | EN.EN3 Energy Sensor | [6 empty] | F89 | 0 | [10 empty] | No | No
MC211 | Life Sciences & Environment Laboratories |  |  |  | MC211-B01/F9 | Function 9 | EN.EN3 Energy Sensor | [6 empty] | F9 | 0 | [10 empty] | No | No
MC211 | Life Sciences & Environment Laboratories |  |  |  | MC211-B01/F90 | Function 90 | EN.EN3 Energy Sensor | [6 empty] | F90 | 0 | [10 empty] | No | No
MC211 | Life Sciences & Environment Laboratories |  |  |  | MC211-B01/F91 | Function 91 | EN.EN3 Energy Sensor | [6 empty] | F91 | 0 | [10 empty] | No | No
MC211 | Life Sciences & Environment Laboratories |  |  |  | MC211-B01/F92 | Function 92 | EN.EN3 Energy Sensor | [6 empty] | F92 | 0 | [10 empty] | No | No
MC211 | Life Sciences & Environment Laboratories |  |  |  | MC211-B01/F82 | Function 82 | EN.EN3 Energy Sensor | [6 empty] | F82 | 0 | [10 empty] | No | No
MC211 | Life Sciences & Environment Laboratories |  |  |  | MC211-B01/F83 | Function 83 | EN.EN3 Energy Sensor | [6 empty] | F83 | 0 | [10 empty] | No | No
MC211 | Life Sciences & Environment Laboratories |  |  |  | MC211-B01/F84 | Average VT Space Temp | EN.EN3 Energy Sensor | [6 empty] | F84 | 0 | [10 empty] | No | No
MC211 | Life Sciences & Environment Laboratories |  |  |  | MC211-B01/F85 | Function 85 | EN.EN3 Energy Sensor | [6 empty] | F85 | 0 | [10 empty] | No | No
MC211 | Life Sciences & Environment Laboratories |  |  |  | MC211-B01/F86 | Function 86 | EN.EN3 Energy Sensor | [6 empty] | F86 | 0 | [10 empty] | No | No
MC211 | Life Sciences & Environment Laboratories |  |  |  | MC211-B01/F87 | AHU No.1 Heat Demand | EN.EN3 Energy Sensor | [6 empty] | F87 | 0 | [10 empty] | No | No
MC211 | Life Sciences & Environment Laboratories |  |  |  | MC211-B01/F77 | Heating Start | EN.EN3 Energy Sensor | [6 empty] | F77 | 0 | [10 empty] | No | No
MC211 | Life Sciences & Environment Laboratories |  |  |  | MC211-B01/F78 | Function 78 | EN.EN3 Energy Sensor | [6 empty] | F78 | 0 | [10 empty] | No | No
MC211 | Life Sciences & Environment Laboratories |  |  |  | MC211-B01/F79 | Function 79 | EN.EN3 Energy Sensor | [6 empty] | F79 | 0 | [10 empty] | No | No
MC211 | Life Sciences & Environment Laboratories |  |  |  | MC211-B01/F8 | 1st Stage Frost ON when 1 | EN.EN3 Energy Sensor | [6 empty] | F8 | 0 | [10 empty] | No | No
MC211 | Life Sciences & Environment Laboratories |  |  |  | MC211-B01/F80 | Function 80 | EN.EN3 Energy Sensor | [6 empty] | F80 | 0 | [10 empty] | No | No
MC211 | Life Sciences & Environment Laboratories |  |  |  | MC211-B01/F81 | Function 81 | EN.EN3 Energy Sensor | [6 empty] | F81 | 0 | [10 empty] | No | No
MC211 | Life Sciences & Environment Laboratories |  |  |  | MC211-B01/F71 | Function 71 | EN.EN3 Energy Sensor | [6 empty] | F71 | 0 | [10 empty] | No | No
MC211 | Life Sciences & Environment Laboratories |  |  |  | MC211-B01/F72 | Function 72 | EN.EN3 Energy Sensor | [6 empty] | F72 | 0 | [10 empty] | No | No
MC211 | Life Sciences & Environment Laboratories |  |  |  | MC211-B01/F73 | Function 73 | EN.EN3 Energy Sensor | [6 empty] | F73 | 0 | [10 empty] | No | No
MC211 | Life Sciences & Environment Laboratories |  |  |  | MC211-B01/F74 | Function 74 | EN.EN3 Energy Sensor | [6 empty] | F74 | 0 | [10 empty] | No | No
MC211 | Life Sciences & Environment Laboratories |  |  |  | MC211-B01/F75 | Function 75 | EN.EN3 Energy Sensor | [6 empty] | F75 | 0 | [10 empty] | No | No
MC211 | Life Sciences & Environment Laboratories |  |  |  | MC211-B01/F76 | Function 76 | EN.EN3 Energy Sensor | [6 empty] | F76 | 0 | [10 empty] | No | No
MC211 | Life Sciences & Environment Laboratories |  |  |  | MC211-B01/F66 | Function 66 | EN.EN3 Energy Sensor | [6 empty] | F66 | 0 | [10 empty] | No | No
MC211 | Life Sciences & Environment Laboratories |  |  |  | MC211-B01/F67 | Function 67 | EN.EN3 Energy Sensor | [6 empty] | F67 | 0 | [10 empty] | No | No
MC211 | Life Sciences & Environment Laboratories |  |  |  | MC211-B01/F68 | Function 68 | EN.EN3 Energy Sensor | [6 empty] | F68 | 0 | [10 empty] | No | No
MC211 | Life Sciences & Environment Laboratories |  |  |  | MC211-B01/F69 | Function 69 | EN.EN3 Energy Sensor | [6 empty] | F69 | 0 | [10 empty] | No | No
MC211 | Life Sciences & Environment Laboratories |  |  |  | MC211-B01/F7 | Function 7 | EN.EN3 Energy Sensor | [6 empty] | F7 | 0 | [10 empty] | No | No
MC211 | Life Sciences & Environment Laboratories |  |  |  | MC211-B01/F70 | Function 70 | EN.EN3 Energy Sensor | [6 empty] | F70 | 0 | [10 empty] | No | No
MC211 | Life Sciences & Environment Laboratories |  |  |  | MC211-B01/F60 | Function 60 | EN.EN3 Energy Sensor | [6 empty] | F60 | 0 | [10 empty] | No | No
MC211 | Life Sciences & Environment Laboratories |  |  |  | MC211-B01/F61 | Function 61 | EN.EN3 Energy Sensor | [6 empty] | F61 | 0 | [10 empty] | No | No
MC211 | Life Sciences & Environment Laboratories |  |  |  | MC211-B01/F62 | Function 62 | EN.EN3 Energy Sensor | [6 empty] | F62 | 0 | [10 empty] | No | No
MC211 | Life Sciences & Environment Laboratories |  |  |  | MC211-B01/F63 | Function 63 | EN.EN3 Energy Sensor | [6 empty] | F63 | 0 | [10 empty] | No | No
MC211 | Life Sciences & Environment Laboratories |  |  |  | MC211-B01/F64 | Function 64 | EN.EN3 Energy Sensor | [6 empty] | F64 | 0 | [10 empty] | No | No
MC211 | Life Sciences & Environment Laboratories |  |  |  | MC211-B01/F65 | Function 65 | EN.EN3 Energy Sensor | [6 empty] | F65 | 0 | [10 empty] | No | No
MC211 | Life Sciences & Environment Laboratories |  |  |  | MC211-B01/F55 | Function 55 | EN.EN3 Energy Sensor | [6 empty] | F55 | 0 | [10 empty] | No | No
MC211 | Life Sciences & Environment Laboratories |  |  |  | MC211-B01/F56 | Function 56 | EN.EN3 Energy Sensor | [6 empty] | F56 | 0 | [10 empty] | No | No
MC211 | Life Sciences & Environment Laboratories |  |  |  | MC211-B01/F57 | Function 57 | EN.EN3 Energy Sensor | [6 empty] | F57 | 0 | [10 empty] | No | No
MC211 | Life Sciences & Environment Laboratories |  |  |  | MC211-B01/F58 | Function 58 | EN.EN3 Energy Sensor | [6 empty] | F58 | 0 | [10 empty] | No | No
MC211 | Life Sciences & Environment Laboratories |  |  |  | MC211-B01/F59 | Function 59 | EN.EN3 Energy Sensor | [6 empty] | F59 | 0 | [10 empty] | No | No
MC211 | Life Sciences & Environment Laboratories |  |  |  | MC211-B01/F6 | Function 6 | EN.EN3 Energy Sensor | [6 empty] | F6 | 0 | [10 empty] | No | No
MC211 | Life Sciences & Environment Laboratories |  |  |  | MC211-B01/F49 | Function 49 | EN.EN3 Energy Sensor | [6 empty] | F49 | 0 | [10 empty] | No | No
MC211 | Life Sciences & Environment Laboratories |  |  |  | MC211-B01/F5 | Function 5 | EN.EN3 Energy Sensor | [6 empty] | F5 | 0 | [10 empty] | No | No
MC211 | Life Sciences & Environment Laboratories |  |  |  | MC211-B01/F50 | Function 50 | EN.EN3 Energy Sensor | [6 empty] | F50 | 0 | [10 empty] | No | No
MC211 | Life Sciences & Environment Laboratories |  |  |  | MC211-B01/F51 | Function 51 | EN.EN3 Energy Sensor | [6 empty] | F51 | 0 | [10 empty] | No | No
MC211 | Life Sciences & Environment Laboratories |  |  |  | MC211-B01/F53 | Function 53 | EN.EN3 Energy Sensor | [6 empty] | F53 | 0 | [10 empty] | No | No
MC211 | Life Sciences & Environment Laboratories |  |  |  | MC211-B01/F54 | Function 54 | EN.EN3 Energy Sensor | [6 empty] | F54 | 0 | [10 empty] | No | No
MC211 | Life Sciences & Environment Laboratories |  |  |  | MC211-B01/F42 | Function 42 | EN.EN3 Energy Sensor | [6 empty] | F42 | 0 | [10 empty] | No | No
MC211 | Life Sciences & Environment Laboratories |  |  |  | MC211-B01/F43 | Function 43 | EN.EN3 Energy Sensor | [6 empty] | F43 | 0 | [10 empty] | No | No
MC211 | Life Sciences & Environment Laboratories |  |  |  | MC211-B01/F44 | Function 44 | EN.EN3 Energy Sensor | [6 empty] | F44 | 0 | [10 empty] | No | No
MC211 | Life Sciences & Environment Laboratories |  |  |  | MC211-B01/F46 | Function 46 | EN.EN3 Energy Sensor | [6 empty] | F46 | 0 | [10 empty] | No | No
MC211 | Life Sciences & Environment Laboratories |  |  |  | MC211-B01/F47 | Space low limit | EN.EN3 Energy Sensor | [6 empty] | F47 | 0 | [10 empty] | No | No
MC211 | Life Sciences & Environment Laboratories |  |  |  | MC211-B01/F48 | Function 48 | EN.EN3 Energy Sensor | [6 empty] | F48 | 0 | [10 empty] | No | No
MC211 | Life Sciences & Environment Laboratories |  |  |  | MC211-B01/F37 | Function 37 | EN.EN3 Energy Sensor | [6 empty] | F37 | 0 | [10 empty] | No | No
MC211 | Life Sciences & Environment Laboratories |  |  |  | MC211-B01/F38 | Function 38 | EN.EN3 Energy Sensor | [6 empty] | F38 | 0 | [10 empty] | No | No
MC211 | Life Sciences & Environment Laboratories |  |  |  | MC211-B01/F39 | limit at | EN.EN3 Energy Sensor | [6 empty] | F39 | 0 | [10 empty] | No | No
MC211 | Life Sciences & Environment Laboratories |  |  |  | MC211-B01/F4 | Function 4 | EN.EN3 Energy Sensor | [6 empty] | F4 | 0 | [10 empty] | No | No
MC211 | Life Sciences & Environment Laboratories |  |  |  | MC211-B01/F40 | Function 40 | EN.EN3 Energy Sensor | [6 empty] | F40 | 0 | [10 empty] | No | No
MC211 | Life Sciences & Environment Laboratories |  |  |  | MC211-B01/F41 | Function 41 | EN.EN3 Energy Sensor | [6 empty] | F41 | 0 | [10 empty] | No | No
MC211 | Life Sciences & Environment Laboratories |  |  |  | MC211-B01/F30 | Function 30 | EN.EN3 Energy Sensor | [6 empty] | F30 | 0 | [10 empty] | No | No
MC211 | Life Sciences & Environment Laboratories |  |  |  | MC211-B01/F31 | Space low limit | EN.EN3 Energy Sensor | [6 empty] | F31 | 0 | [10 empty] | No | No
MC211 | Life Sciences & Environment Laboratories |  |  |  | MC211-B01/F33 | Function 33 | EN.EN3 Energy Sensor | [6 empty] | F33 | 0 | [10 empty] | No | No
MC211 | Life Sciences & Environment Laboratories |  |  |  | MC211-B01/F34 | Function 34 | EN.EN3 Energy Sensor | [6 empty] | F34 | 0 | [10 empty] | No | No
MC211 | Life Sciences & Environment Laboratories |  |  |  | MC211-B01/F35 | Function 35 | EN.EN3 Energy Sensor | [6 empty] | F35 | 0 | [10 empty] | No | No
MC211 | Life Sciences & Environment Laboratories |  |  |  | MC211-B01/F36 | Function 36 | EN.EN3 Energy Sensor | [6 empty] | F36 | 0 | [10 empty] | No | No
MC211 | Life Sciences & Environment Laboratories |  |  |  | MC211-B01/F24 | Function 24 | EN.EN3 Energy Sensor | [6 empty] | F24 | 0 | [10 empty] | No | No
MC211 | Life Sciences & Environment Laboratories |  |  |  | MC211-B01/F25 | Function 25 | EN.EN3 Energy Sensor | [6 empty] | F25 | 0 | [10 empty] | No | No
MC211 | Life Sciences & Environment Laboratories |  |  |  | MC211-B01/F26 | Function 26 | EN.EN3 Energy Sensor | [6 empty] | F26 | 0 | [10 empty] | No | No
MC211 | Life Sciences & Environment Laboratories |  |  |  | MC211-B01/F27 | Space low limit | EN.EN3 Energy Sensor | [6 empty] | F27 | 0 | [10 empty] | No | No
MC211 | Life Sciences & Environment Laboratories |  |  |  | MC211-B01/F29 | Function 29 | EN.EN3 Energy Sensor | [6 empty] | F29 | 0 | [10 empty] | No | No
MC211 | Life Sciences & Environment Laboratories |  |  |  | MC211-B01/F3 | Function 3 | EN.EN3 Energy Sensor | [6 empty] | F3 | 0 | [10 empty] | No | No
MC211 | Life Sciences & Environment Laboratories |  |  |  | MC211-B01/F19 | Function 19 | EN.EN3 Energy Sensor | [6 empty] | F19 | 0 | [10 empty] | No | No
MC211 | Life Sciences & Environment Laboratories |  |  |  | MC211-B01/F2 | Function 2 | EN.EN3 Energy Sensor | [6 empty] | F2 | 0 | [10 empty] | No | No
MC211 | Life Sciences & Environment Laboratories |  |  |  | MC211-B01/F20 | Function 20 | EN.EN3 Energy Sensor | [6 empty] | F20 | 0 | [10 empty] | No | No
MC211 | Life Sciences & Environment Laboratories |  |  |  | MC211-B01/F21 | Function 21 | EN.EN3 Energy Sensor | [6 empty] | F21 | 0 | [10 empty] | No | No
MC211 | Life Sciences & Environment Laboratories |  |  |  | MC211-B01/F22 | Function 22 | EN.EN3 Energy Sensor | [6 empty] | F22 | 0 | [10 empty] | No | No
MC211 | Life Sciences & Environment Laboratories |  |  |  | MC211-B01/F23 | Function 23 | EN.EN3 Energy Sensor | [6 empty] | F23 | 0 | [10 empty] | No | No
MC211 | Life Sciences & Environment Laboratories |  |  |  | MC211-B01/F13 | Function 13 | EN.EN3 Energy Sensor | [6 empty] | F13 | 0 | [10 empty] | No | No
MC211 | Life Sciences & Environment Laboratories |  |  |  | MC211-B01/F14 | Economy Off when 1 | EN.EN3 Energy Sensor | [6 empty] | F14 | 0 | [10 empty] | No | No
MC211 | Life Sciences & Environment Laboratories |  |  |  | MC211-B01/F15 | Function 15 | EN.EN3 Energy Sensor | [6 empty] | F15 | 0 | [10 empty] | No | No
MC211 | Life Sciences & Environment Laboratories |  |  |  | MC211-B01/F16 | Function 16 | EN.EN3 Energy Sensor | [6 empty] | F16 | 0 | [10 empty] | No | No
MC211 | Life Sciences & Environment Laboratories |  |  |  | MC211-B01/F17 | Function 17 | EN.EN3 Energy Sensor | [6 empty] | F17 | 0 | [10 empty] | No | No
MC211 | Life Sciences & Environment Laboratories |  |  |  | MC211-B01/F18 | Function 18 | EN.EN3 Energy Sensor | [6 empty] | F18 | 0 | [10 empty] | No | No
MC211 | Life Sciences & Environment Laboratories |  |  |  | MC211-B01/F111 | Function 111 | EN.EN3 Energy Sensor | [6 empty] | F111 | 0 | [10 empty] | No | No
MC211 | Life Sciences & Environment Laboratories |  |  |  | MC211-B01/F112 | Function 112 | EN.EN3 Energy Sensor | [6 empty] | F112 | 0 | [10 empty] | No | No
MC211 | Life Sciences & Environment Laboratories |  |  |  | MC211-B01/F115 | Function 115 | EN.EN3 Energy Sensor | [6 empty] | F115 | 0 | [10 empty] | No | No
MC211 | Life Sciences & Environment Laboratories |  |  |  | MC211-B01/F116 | Function 116 | EN.EN3 Energy Sensor | [6 empty] | F116 | 0 | [10 empty] | No | No
MC211 | Life Sciences & Environment Laboratories |  |  |  | MC211-B01/F117 | Function 117 | EN.EN3 Energy Sensor | [6 empty] | F117 | 0 | [10 empty] | No | No
MC211 | Life Sciences & Environment Laboratories |  |  |  | MC211-B01/F12 | 3rd Stage Frost On when =1 | EN.EN3 Energy Sensor | [6 empty] | F12 | 0 | [10 empty] | No | No
MC211 | Life Sciences & Environment Laboratories |  |  |  | MC211-B01/F104 | Extract Fan No2 Enabled | EN.EN3 Energy Sensor | [6 empty] | F104 | 0 | [10 empty] | No | No
MC211 | Life Sciences & Environment Laboratories |  |  |  | MC211-B01/F105 | Function 105 | EN.EN3 Energy Sensor | [6 empty] | F105 | 0 | [10 empty] | No | No
MC211 | Life Sciences & Environment Laboratories |  |  |  | MC211-B01/F106 | Function 106 | EN.EN3 Energy Sensor | [6 empty] | F106 | 0 | [10 empty] | No | No
MC211 | Life Sciences & Environment Laboratories |  |  |  | MC211-B01/F109 | Function 109 | EN.EN3 Energy Sensor | [6 empty] | F109 | 0 | [10 empty] | No | No
MC211 | Life Sciences & Environment Laboratories |  |  |  | MC211-B01/F11 | Function 11 | EN.EN3 Energy Sensor | [6 empty] | F11 | 0 | [10 empty] | No | No
MC211 | Life Sciences & Environment Laboratories |  |  |  | MC211-B01/F110 | Function 110 | EN.EN3 Energy Sensor | [6 empty] | F110 | 0 | [10 empty] | No | No
MC211 | Life Sciences & Environment Laboratories |  |  |  | MC211-B01/F1 | Function 1 | EN.EN3 Energy Sensor | [6 empty] | F1 | 0 | [10 empty] | No | No
MC211 | Life Sciences & Environment Laboratories |  |  |  | MC211-B01/F10 | Function 10 | EN.EN3 Energy Sensor | [6 empty] | F10 | 0 | [10 empty] | No | No
MC211 | Life Sciences & Environment Laboratories |  |  |  | MC211-B01/F100 | Function 100 | EN.EN3 Energy Sensor | [6 empty] | F100 | 0 | [10 empty] | No | No
MC211 | Life Sciences & Environment Laboratories |  |  |  | MC211-B01/F101 | Function 101 | EN.EN3 Energy Sensor | [6 empty] | F101 | 0 | [10 empty] | No | No
MC211 | Life Sciences & Environment Laboratories |  |  |  | MC211-B01/F102 | Heating Stop | EN.EN3 Energy Sensor | [6 empty] | F102 | 0 | [10 empty] | No | No
MC211 | Life Sciences & Environment Laboratories |  |  |  | MC211-B01/F103 | Extract Fan No1 Enabled | EN.EN3 Energy Sensor | [6 empty] | F103 | 0 | [10 empty] | No | No
MC211 | Life Sciences & Environment Laboratories |  |  |  | MC211-B01/D5 | DHWS Calorifier Control Valve | EN.EN3 Energy Sensor | [6 empty] | D5 | 0 | [10 empty] | No | No
MC211 | Life Sciences & Environment Laboratories |  |  |  | MC211-B01/D6 | DHWS Immersion Htr &amp; Sec Pump | EN.EN3 Energy Sensor | [6 empty] | D6 | 0 | [10 empty] | No | No
MC211 | Life Sciences & Environment Laboratories |  |  |  | MC211-B01/D7 | AHU No.1 Supply Fan Control | EN.EN3 Energy Sensor | [6 empty] | D7 | 0 | [10 empty] | No | No
MC211 | Life Sciences & Environment Laboratories |  |  |  | MC211-B01/D8 | AHU No.1 Frost Battery Valve | EN.EN3 Energy Sensor | [6 empty] | D8 | 0 | [10 empty] | No | No
MC211 | Life Sciences & Environment Laboratories |  |  |  | MC211-B01/D9 | AHU No.1 Heater Battery Valve | EN.EN3 Energy Sensor | [6 empty] | D9 | 0 | [10 empty] | No | No
MC211 | Life Sciences & Environment Laboratories |  |  |  | MC211-B01/e1 | Alarm Dest 1 | EN.EN3 Energy Sensor | [6 empty] | e1 | 0 | [10 empty] | No | No
MC211 | Life Sciences & Environment Laboratories |  |  |  | MC211-B01/D14 | AHU No.2 RAC Pump Enable | EN.EN3 Energy Sensor | [6 empty] | D14 | 0 | [10 empty] | No | No
MC211 | Life Sciences & Environment Laboratories |  |  |  | MC211-B01/D15 | Roof Extract Fans 1 &amp; 2 Enable | EN.EN3 Energy Sensor | [6 empty] | D15 | 0 | [10 empty] | No | No
MC211 | Life Sciences & Environment Laboratories |  |  |  | MC211-B01/D16 | Heating Isolation Valve | EN.EN3 Energy Sensor | [6 empty] | D16 | 0 | [10 empty] | No | No
MC211 | Life Sciences & Environment Laboratories |  |  |  | MC211-B01/D2 | CT Pumps | EN.EN3 Energy Sensor | [6 empty] | D2 | 0 | [10 empty] | No | No
MC211 | Life Sciences & Environment Laboratories |  |  |  | MC211-B01/D3 | VT Htg Pumps | EN.EN3 Energy Sensor | [6 empty] | D3 | 0 | [10 empty] | No | No
MC211 | Life Sciences & Environment Laboratories |  |  |  | MC211-B01/D4 | Variable temperature circuit valve | EN.EN3 Energy Sensor | [6 empty] | D4 | 0 | [10 empty] | No | No
AP080 | Lonsdale House (Block 12) | A13 | Laundrette |  | AP080-L01 | Data logger: Lonsdale House - Laundrette | EN.EN1 Data Logger |  |  |  |  | Multilog G2 | Enercom | 050157AB6700 | 0 |  |  | 10.23.9.40 |  | 00-50-C2-2C-3D-1B
AP080 | Lonsdale House (Block 12) |  |  |  | AP080-L01/M001 | Lonsdale Laundrette | EN.EN2 Energy Meter | [6 empty] | 1 | 0 | [10 empty] | Yes | No
AP080 | Lonsdale House (Block 12) |  |  |  | AP080-L01/M002 | Lonsdale Laundrette | EN.EN2 Energy Meter | [6 empty] | 2 | 0 | [10 empty] | Yes | No
AP080 | Lonsdale House (Block 12) |  |  |  | AP080-L01/M003 | Lonsdale Laundrette | EN.EN2 Energy Meter | [6 empty] | 3 | 0 | [10 empty] | Yes | No
MC000 | Main Campus |  |  |  | MC000-L01/M001 | Sub No.6 Transformer No.1 | EN.EN2 Energy Meter | [6 empty] | 1 | 0 | [10 empty] | No | No
MC000 | Main Campus |  |  |  | MC000-L01/M002 | Sub No.6 Transformer No.2 | EN.EN2 Energy Meter | [6 empty] | 2 | 0 | [10 empty] | No | No
MC208 | Main Substation |  |  |  | MC061-L05/M001 | Water Meter | EN.EN2 Energy Meter | [6 empty] | 1 | 0 | [10 empty] | No | Yes
MC075 | Management School | A219 | Plant Room |  | MC075-L03 | Data logger: Management School | EN.EN1 Data Logger |  |  |  |  | Multilog G2 | Enercom | 050157B56900 | 0
MC075 | Management School | RF2 | Plant Room |  | MC075-L02 | Data logger: Management School | EN.EN1 Data Logger |  |  |  |  | Multilog G2 | Enercom | 050157BEA900 | 0 |  |  | 10.23.9.169 |  | 00-50-C2-2C-3E-22
MC075 | Management School | RF1 | Plant Room |  | MC075-L01 | Data logger: Management School | EN.EN1 Data Logger |  |  |  |  | Multilog G2 | Enercom | 050157A7B900 | 0 |  |  | 10.23.9.168 |  | 00-50-C2-2C-3E-FF
MC075 | Management School |  |  |  | MC075-B01 | BMS Controller: Management School | EN.EN4 BMS Controller |  |  |  |  | IQ3xcite96 | Trend | 04761130-16B0-45EA-86D9-D101995DC7DA | 0
MC075 | Management School |  |  |  | MC075-B02 | BMS Controller: Management School | EN.EN4 BMS Controller |  |  |  |  | IQ3xcite96 | Trend | 368653BE-1709-4CA6-89AC-BABAB6B489F1 | 0
MC075 | Management School |  |  |  | MC075-L03/M001 | Management School Phase 1 | EN.EN2 Energy Meter | [6 empty] | 1 | 0 | [10 empty] | No | No
MC075 | Management School |  |  |  | MC075-L03/M002 | Management School Immersion heater No.1 | EN.EN2 Energy Meter | [6 empty] | 2 | 0 | [10 empty] | No | No
MC075 | Management School |  |  |  | MC075-L03/M003 | Management School Immersion heater No.2 | EN.EN2 Energy Meter | [6 empty] | 3 | 0 | [10 empty] | No | No
MC075 | Management School |  |  |  | MC075-L02/M001 | Management Phase 2 Adjancent Lift 1 | EN.EN2 Energy Meter | [6 empty] | 1 | 0 | [10 empty] | No | No
MC075 | Management School |  |  |  | MC075-L01/M001 | Management School Phase 2 | EN.EN2 Energy Meter | [6 empty] | 1 | 0 | [10 empty] | No | No
MC075 | Management School |  |  |  | MC075-L01/M002 | Management School Extension | EN.EN2 Energy Meter | [6 empty] | 2 | 0 | [10 empty] | No | No
MC075 | Management School |  |  |  | MC075-B01/C1 | Virtual CNC 1 | EN.EN3 Energy Sensor | [6 empty] | C1 | 0 | [10 empty] | No | No
MC075 | Management School |  |  |  | MC075-B01/D1 | HWS Valve Actuator 1 | EN.EN3 Energy Sensor | [6 empty] | D1 | 0 | [10 empty] | No | No
MC075 | Management School |  |  |  | MC075-B01/D10 | Heating Pump 2 Inverter | EN.EN3 Energy Sensor | [6 empty] | D10 | 0 | [10 empty] | No | No
MC075 | Management School |  |  |  | MC075-B01/D11 | Heating pumps | EN.EN3 Energy Sensor | [6 empty] | D11 | 0 | [10 empty] | No | No
MC075 | Management School |  |  |  | MC075-B01/D12 | HWS | EN.EN3 Energy Sensor | [6 empty] | D12 | 0 | [10 empty] | No | No
MC075 | Management School |  |  |  | MC075-B01/Z6 | Heating pumps | EN.EN3 Energy Sensor | [6 empty] | Z6 | 0 | [10 empty] | No | No
MC075 | Management School |  |  |  | MC075-B01/Z7 | Triad time program | EN.EN3 Energy Sensor | [6 empty] | Z7 | 0 | [10 empty] | No | No
MC075 | Management School |  |  |  | MC075-B01/Y7 | Current 4-20ma | EN.EN3 Energy Sensor | [6 empty] | Y7 | 0 | [10 empty] | No | No
MC075 | Management School |  |  |  | MC075-B01/Z1 | Management Lecture Theatres | EN.EN3 Energy Sensor | [6 empty] | Z1 | 0 | [10 empty] | No | No
MC075 | Management School |  |  |  | MC075-B01/Z2 | Management Lecture Theatre 6 | EN.EN3 Energy Sensor | [6 empty] | Z2 | 0 | [10 empty] | No | No
MC075 | Management School |  |  |  | MC075-B01/Z3 | Management Lecture Theatre 7 | EN.EN3 Energy Sensor | [6 empty] | Z3 | 0 | [10 empty] | No | No
MC075 | Management School |  |  |  | MC075-B01/Z4 | Management Lecture Theatre 8 | EN.EN3 Energy Sensor | [6 empty] | Z4 | 0 | [10 empty] | No | No
MC075 | Management School |  |  |  | MC075-B01/Z5 | Management School HWS | EN.EN3 Energy Sensor | [6 empty] | Z5 | 0 | [10 empty] | No | No
MC075 | Management School |  |  |  | MC075-B01/Y1 | 10K3A1 | EN.EN3 Energy Sensor | [6 empty] | Y1 | 0 | [10 empty] | No | No
MC075 | Management School |  |  |  | MC075-B01/Y2 | Room temperature | EN.EN3 Energy Sensor | [6 empty] | Y2 | 0 | [10 empty] | No | No
MC075 | Management School |  |  |  | MC075-B01/Y3 | Thermistor TBTC | EN.EN3 Energy Sensor | [6 empty] | Y3 | 0 | [10 empty] | No | No
MC075 | Management School |  |  |  | MC075-B01/Y4 | 4DIX V | EN.EN3 Energy Sensor | [6 empty] | Y4 | 0 | [10 empty] | No | No
MC075 | Management School |  |  |  | MC075-B01/Y5 | Trend T -20+50 | EN.EN3 Energy Sensor | [6 empty] | Y5 | 0 | [10 empty] | No | No
MC075 | Management School |  |  |  | MC075-B01/Y6 | Trend Thermistor TB | EN.EN3 Energy Sensor | [6 empty] | Y6 | 0 | [10 empty] | No | No
MC075 | Management School |  |  |  | MC075-B01/V1 |  | EN.EN3 Energy Sensor | [6 empty] | V1 | 0 | [10 empty] | No | No
MC075 | Management School |  |  |  | MC075-B01/W1 | Summer override | EN.EN3 Energy Sensor | [6 empty] | W1 | 0 | [10 empty] | No | No
MC075 | Management School |  |  |  | MC075-B01/W2 | Heating Pumps Reset | EN.EN3 Energy Sensor | [6 empty] | W2 | 0 | [10 empty] | No | No