MC071-L03 | MC071-L03/M006 | Furness College Venue DB | IME | Conto | kWh | 1 | Energy meter | 6 | Electricity |  |  | MC071 | Furness College | D051,D052,D053,D054,D055,D056,D057,CR27 | Ground floor | 0 | 0
MC071-L03 | MC071-L03/M007 | Furness College North East Plant Room DB | IME | Conto | kWh | 1 | Energy meter | 7 | Electricity |  |  | MC071 | Furness College | C34,C35,C36,C37,C38,C39,C40,C41,C42,C43,C44,C45,C46,C47,C48,C49,C14a,C50,C51,C52,C53,C54,C55,C56,C58,C60,C62,C63,C64,C65,C66,C67,CR13 | Ground floor | 0 | 0
MC071-L03 | MC071-L03/M008 | Furness College Plant Room LPHW Heat Meter | Delta | Flowtech | kWh | 1 | Energy meter | 8 | District Heating |  |  | MC071 | Furness College |  | Ground floor | 0 | 0
MC071-L02 | MC071-L02/M001 | Furness College North Level B DB NDB 01 | Entity |  | kWh | 1 | Energy meter | 1 | Electricity |  |  | MC071 | Furness College | B45,B46,B39,B41,B43,B35,B37,B33,B34,B36,B38,B42,B44,B48,B50,B52,B54,B56,B58,B60,B65,B67,B64,B68,B69,B57,B59,B61,B49,B51,B53,B55,B47 | Ground floor | 0 | 0
MC071-L02 | MC071-L02/M002 | Furness College Comms Room DB Level B COMDB 01 | Entity |  | kWh | 1 | Energy meter | 2 | Electricity |  |  | MC071 | Furness College | B46, B39,B34, B33, B38, B44,B45,CR07,B40,SW03, B52, B60, B67, B68, B61, B53, B47 | Ground floor | 0 | 0
MC071-L02 | MC071-L02/M003 | Furness College North Block Level C DB NDB 02 | Entity |  | kWh | 1 | Energy meter | 3 | Electricity |  |  | MC071 | Furness College | A001,A002,A003,A004 | Ground floor | 0 | 0
MC071-L02 | MC071-L02/M004 | Furness College Comms Room DB LevelC Com DB 02 | Entity |  | kWh | 1 | Energy meter | 4 | Electricity |  |  | MC071 | Furness College | A001,A002,A003,A004 | Ground floor | 0 | 0
MC071-L02 | MC071-L02/M005 | Furness College North Block Roof DB NDB 03 | Entity |  | kWh | 1 | Energy meter | 5 | Electricity |  |  | MC071 | Furness College | A030,A031,A031r1,A032,A033,SW04 | Ground floor | 0 | 0
MC071-L02 | MC071-L02/M006 | Furness College Flat and Local Power SWDB 01 | Entity |  | kWh | 1 | Energy meter | 6 | Electricity |  |  | MC071 | Furness College | A030,A031,A031r1,A032,A033,SW04 | Ground floor | 0 | 0
MC071-L02 | MC071-L02/M007 | Furness College Flat and Local Power DB SEDB 01 | Entity |  | kWh | 1 | Energy meter | 7 | Electricity |  |  | MC071 | Furness College | A0 | Ground floor | 0 | 0
MC071-L02 | MC071-L02/M008 | Furness College Flat and Local Power DB SEDB 02 | Entity |  | kWh | 1 | Energy meter | 8 | Electricity |  |  | MC071 | Furness College | A0 | Ground floor | 0 | 0
MC071-L08 | MC071-L08/M001 | Furness College Flat 1 | Inepro |  | kWh | 1 | Energy meter | 1 | Electricity |  |  | MC071 | Furness College | D002,D003,D004,D005,D006,CR18 | Ground floor | 0 | 0
MC071-L08 | MC071-L08/M002 | Furness College Flat 2 | Inepro |  | kWh | 1 | Energy meter | 2 | Electricity |  |  | MC071 | Furness College | D007,D008,D009,D010,D011,CR19 | Ground floor | 0 | 0
MC071-L08 | MC071-L08/M003 | Furness College Flat 3 | Inepro |  | kWh | 1 | Energy meter | 3 | Electricity |  |  | MC071 | Furness College | D013,D014,D015,D016,D018,CR21 | Ground floor | 0 | 0
MC071-L08 | MC071-L08/M004 | Furness College Flat 4 | Inepro |  | kWh | 1 | Energy meter | 4 | Electricity |  |  | MC071 | Furness College | D019,D020,D021,D022,D023,D024,CR22 | Ground floor | 0 | 0
MC071-L08 | MC071-L08/M005 | Furness College Flat 1 | Jet |  |  | 0.001 | Energy meter | 5 | Water |  |  | MC071 | Furness College | D002,D003,D004,D005,D006,CR18 | Ground floor | 0 | 0
MC071-L08 | MC071-L08/M006 | Furness College Flat 2 | Jet |  |  | 0.001 | Energy meter | 6 | Water |  |  | MC071 | Furness College | D007,D008,D009,D010,D011,CR19 | Ground floor | 0 | 0
MC071-L08 | MC071-L08/M007 | Furness College Flat 3 | Jet |  |  | 0.001 | Energy meter | 7 | Water |  |  | MC071 | Furness College | D013,D014,D015,D016,D018,CR21 | Ground floor | 0 | 0
MC071-L08 | MC071-L08/M008 | Furness College Flat 4 | Jet |  |  | 0.001 | Energy meter | 8 | Water |  |  | MC071 | Furness College | D019,D020,D021,D022,D023,D024,CR22 | Ground floor | 0 | 0
MC071-L01 | MC071-L01/M001 | Furness College Foyer Area DB | Entity |  | kWh | 1 | Energy meter | 1 | Electricity |  |  | MC071 | Furness College | A0 | Ground floor | 0 | 0
MC071-L01 | MC071-L01/M002 | Furness College Master Fire Alarm Panel | Entity |  | kWh | 1 | Energy meter | 2 | Electricity |  |  | MC071 | Furness College |  | Ground floor | 0 | 0
MC071-L01 | MC071-L01/M003 | Furness College NE Passenger lift | Entity |  | kWh | 1 | Energy meter | 3 | Electricity |  |  | MC071 | Furness College |  | Ground floor | 0 | 0
MC071-L01 | MC071-L01/M004 | Furness College NW Passenger lift | Entity |  | kWh | 1 | Energy meter | 4 | Electricity |  |  | MC071 | Furness College |  | Ground floor | 0 | 0
MC071-L01 | MC071-L01/M005 | Furness College SCR /TV Room GB GDB 01 | Entity |  | kWh | 1 | Energy meter | 5 | Electricity |  |  | MC071 | Furness College |  | Ground floor | 0 | 0
MC071-L01 | MC071-L01/M006 | Furness College Bard DB GDB 002 | Entity |  | kWh | 1 | Energy meter | 6 | Electricity |  |  | MC071 | Furness College |  | Ground floor | 0 | 0
MC071-L01 | MC071-L01/M007 | Furness College Switch Room DB PDB 001 | Entity |  | kWh | 1 | Energy meter | 7 | Electricity |  |  | MC071 | Furness College |  | Ground floor | 0 | 0
MC071-L01 | MC071-L01/M008 | Furness College OSS Walkway Lighting DB | Entity |  | kWh | 1 | Energy meter | 8 | Electricity |  |  | MC071 | Furness College |  | Ground floor | 0 | 0
MC071-L06 | MC071-L06/M001 | Furness College DB LBDB 011 Power | IME | Conto | kWh | 1 | Energy meter | 1 | Electricity |  |  | MC071 | Furness College |  | Ground floor | 0 | 0
MC071-L06 | MC071-L06/M002 | Furness College DB LBDB 011 Lighting | IME | Conto | kWh | 1 | Energy meter | 2 | Electricity |  |  | MC071 | Furness College |  | Ground floor | 0 | 0
MC071-L06 | MC071-L06/M003 | Furness College DB GDB 003 Power | IME | Conto | kWh | 1 | Energy meter | 3 | Electricity |  |  | MC071 | Furness College | C73,C75,C77,C79,C81,C82,C84,C86,C83,C80,C72,C74,C76,C78, Cr16.Cr16,C71 C18,C82 Sockets AC unit Fire Alarm Interface | Ground floor | 0 | 0
MC071-L06 | MC071-L06/M004 | Furness College DB GDB 003 Lighting | IME | Conto | kWh | 1 | Energy meter | 4 | Electricity |  |  | MC071 | Furness College | Comms Room Power Supplies , Lighting, General S?O | Ground floor | 0 | 0
MC071-L06 | MC071-L06/M005 | Furness College DB LADB 011 Power | IME | Conto | kWh | 1 | Energy meter | 5 | Electricity |  |  | MC071 | Furness College | D001,CR20,D012,SW02,CR17 | Ground floor | 0 | 0
MC071-L06 | MC071-L06/M006 | Furness College DB LADB 011 Lighting | IME | Conto | kWh | 1 | Energy meter | 6 | Electricity |  |  | MC071 | Furness College | CR26,D050,SW04 | Ground floor | 0 | 0
MC071-L06 | MC071-L06/M007 | Furness College DHW System Cold Water | Jet |  | m3 | 0.01 | Energy meter | 7 | Water |  |  | MC071 | Furness College | CR23,D036,SW03 | Ground floor | 0 | 0
MC071-L06 | MC071-L06/M008 | Furness College | Jet |  | m3 | 0.1 | Energy meter | 8 | Water |  |  | MC071 | Furness College | D001,CR20,D012,SW02,CR17 | Ground floor | 0 | 0
MC060-L01 | MC060-L01/M001 | Furness Perimeter | Carlo Gavazzi | EM24-DIN | kWh | 1 | Energy meter | 1 | Electricity |  |  | MC055 | Furness Residences |  | Bardsea GF Residence Plant room | 0 | 0
MC060-L01 | MC060-L01/M002 | Furness Perimeter | Sensus | WP-Dynamic 50 |  | 1 | Energy meter | 2 | Water |  |  | MC055 | Furness Residences |  | Bardsea GF Residence Plant room | 0 | 0
MC060-L01 | MC060-L01/M003 | Furness Perimeter | Micronics | Ultraflow 2000 (F22 Integrator) | kWh | 1 | Energy meter | 3 | District Heating |  |  | MC055 | Furness Residences |  | Bardsea GF Residence Plant room | 0 | 0
MC060-L01 | MC060-L01/M004 | Furness Perimeter Immersion Heater | Carlo Gavazzi | EM24-DIN | kWh | 1 | Energy meter | 4 | Electricity |  |  | MC055 | Furness Residences |  | Bardsea GF Residence Plant room | 0 | 0
MC066-L01 | MC066-L01/M001 | Ruskin Library | Carlo Gavazzi | EM24-DIN | kWh | 1 | Energy meter | 1 | Electricity |  |  | MC066 | Ruskin Library |  | LG12 | 0 | 0
MC066-L01 | MC066-L01/M002 | Ruskin Library | ACTARIS | Cyble Sensor V2 |  | 0.001 | Energy meter | 2 | Water |  |  | MC066 | Ruskin Library |  | LG11 | 0 | 0
MC066-L01 | MC066-L01/M003 | Ruskin Library | Schlumberger | P.M. | kWh | 10 | Energy meter | 3 | Natural Gas |  |  | MC066 | Ruskin Library |  | LG11 | 0 | 0
MC070-L01 | MC070-L01/M002 | NERC Phase 1 IENS Refurbished | Autometers | IC7 | kWh | 1 | Energy meter | 2 | Electricity |  |  | MC069 | CEH |  | Biology Plant room | 1 | 0
MC069-L01 | MC069-L01/M001 | NERC Phase 2 |  |  | kWh | 1 | Energy meter | 1 | Electricity |  |  | MC069 | CEH |  | Mains Cupboard Corridor Near Reception | 1 | 0
MC062-L03 | MC062-L03/M001 | W H Smiths | Elster | A100C | kWh | 0.001 | Energy meter | 1 | Electricity |  |  | MC062 | Bowland Tower | A14 | Switch room | 1 | 0
MC062-L03 | MC062-L03/M002 | Nat West Bank ATM Machine | Elster | A100C | kWh | 0.001 | Energy meter | 2 | Electricity |  |  | MC062 | Bowland Tower | A03 | Switch room | 1 | 0
MC062-L03 | MC062-L03/M003 | W H Smith |  |  | m3 | 0.001 | Energy meter | 3 | Water |  |  | MC062 | Bowland Tower | A14 | Switch room | 1 | 0
AP000-L01 | AP000-L01/M001 |  | Carlo Gavazzi | EM24 | kWh | 1 | Energy meter | 1 | Electricity |  |  | AP000 | Alexandra Park |  | Graduate 1-11 Plant Room | 0 | 0
AP000-L02 | AP000-L02/M001 | Graduate House 1-11 | Actaris | Delta G |  |  | Energy meter | 1 | Natural Gas |  |  | AP000 | Alexandra Park |  | External Gas Meter Building | 0 | 0
AP000-L02 | AP000-L02/M002 | Alex Park Main | Delta | D35 |  |  | Energy meter | 2 | Natural Gas |  |  | AP000 | Alexandra Park |  | External Gas Meter Building | 0 | 0
AP000-L03 | AP000-L03/M001 | [5 empty] | Energy meter | 1 | Water |  |  | AP000 | Alexandra Park |  | External Water Meter Chamber | 0 | 0
AP000-L03 | AP000-L03/M002 | [5 empty] | Energy meter | 2 | Water |  |  | AP000 | Alexandra Park |  | External Water Meter Chamber | 0 | 0
AP001-L01 | AP001-L01/M001 |  |  |  | m3 | 0.001 | Energy meter | 1 | Water |  |  | AP001 | House 01 - Bassenthwaite |  | Bassenthwaite Rm No 104 | 0 | 0
AP001-L01 | AP001-L01/M002 | Bar Cellar | Elster | A1100 | kWh | 0.001 | Energy meter | 2 | Electricity |  |  | AP001 | House 01 - Bassenthwaite |  | Bassenthwaite Rm No 104 | 0 | 0
AP001-L01 | AP001-L01/M003 | Bar Ground | Landis | E1100 | kWh | 0.001 | Energy meter | 3 | Electricity |  |  | AP001 | House 01 - Bassenthwaite |  | Bassenthwaite Rm No 104 | 0 | 0
AP001-L01 | AP001-L01/M004 | Services Room | Landis | E1100 | kWh | 0.001 | Energy meter | 4 | Electricity |  |  | AP001 | House 01 - Bassenthwaite |  | Bassenthwaite Rm No 104 | 0 | 0
AP001-L01 | AP001-L01/M005 | Bar Water |  |  | m3 | 0.001 | Energy meter | 5 | Water |  |  | AP001 | House 01 - Bassenthwaite |  | Bassenthwaite Rm No 104 | 0 | 0
AP001-L01 | AP001-L01/M006 | Bar Cellar |  |  | m3 | 0.01 | Energy meter | 6 | Natural Gas |  |  | AP001 | House 01 - Bassenthwaite |  | Bassenthwaite Rm No 104 | 0 | 0
AP009-L01 | AP009-L01/M001 | Non Residential Water |  |  | m3 | 0.001 | Energy meter | 1 | Water |  |  | AP009 | House 09 - Devoke |  | Devoke Rm No 124 | 0 | 0
AP009-L01 | AP009-L01/M002 | Non Residential Gas |  |  | m3 | 0.01 | Energy meter | 2 | Natural Gas |  |  | AP009 | House 09 - Devoke |  | Devoke Rm No 124 | 0 | 0
AP009-L01 | AP009-L01/M003 | Non Residential Electric | Landis | E1100 | kWh | 0.001 | Energy meter | 3 | Electricity |  |  | AP009 | House 09 - Devoke |  | Devoke Rm No 124 | 0 | 0
AP010-L01 | AP010-L01/M001 | Graduate College Offices | Landis | E1100 | kWh | 0.001 | Energy meter | 1 | Electricity |  |  | AP010 | House 10 - Elterwater |  | Elderwater Rm No 109 | 0 | 0
AP010-L01 | AP010-L01/M002 | Graduate College Changing Room | Landis | E1100 | kWh | 0.001 | Energy meter | 2 | Electricity |  |  | AP010 | House 10 - Elterwater |  | Elderwater Rm No 109 | 0 | 0
AP010-L01 | AP010-L01/M003 | Graduate College Loft Space Non Residential |  |  | m3 | 0.001 | Energy meter | 3 | Water |  |  | AP010 | House 10 - Elterwater |  | Elderwater Rm No 109 | 0 | 0
AP010-L01 | AP010-L01/M004 | Non Residential |  |  | m3 | 0.001 | Energy meter | 4 | Water |  |  | AP010 | House 10 - Elterwater |  | Elderwater Rm No 109 | 0 | 0
AP010-L01 | AP010-L01/M005 | Non Residential |  |  | m3 | 0.01 | Energy meter | 5 | Natural Gas |  |  | AP010 | House 10 - Elterwater |  | Elderwater Rm No 109 | 0 | 0
AP011-L01 | AP011-L01/M001 | Non Residential |  |  | m3 | 0.01 | Energy meter | 1 | Natural Gas |  |  | AP011 | House 11 - Ennerdale |  | Ennerdale Rm No 102 | 0 | 0
AP011-L01 | AP011-L01/M002 | Non Residential |  |  | m3 | 0.001 | Energy meter | 2 | Water |  |  | AP011 | House 11 - Ennerdale |  | Ennerdale Rm No 102 | 0 | 0
AP011-L01 | AP011-L01/M003 | Coffee Shop | Landis | E1100 | kWh | 0.001 | Energy meter | 3 | Electricity |  |  | AP011 | House 11 - Ennerdale |  | Ennerdale Rm No 102 | 0 | 0
AP011-L01 | AP011-L01/M004 | Bike Store | Landis | E1100 | kWh | 0.001 | Energy meter | 4 | Electricity |  |  | AP011 | House 11 - Ennerdale |  | Ennerdale Rm No 102 | 0 | 0
AP057-L01 | AP057-L01/M001 | Cartmel Laundrette | Carlo Gavazzi | EM24-DIN | kWh | 1 | Energy meter | 1 | Electricity |  |  | AP057 | Alexandra Park Laundrette |  | Main Laundrette, Inner Plant Room | 1 | 0
AP057-L01 | AP057-L01/M002 | Cartmel Laundrette | B Metersss | Dry |  |  | Energy meter | 2 | Water |  |  | AP057 | Alexandra Park Laundrette |  | Main Laundrette, Inner Plant Room | 1 | 0
AP057-L01 | AP057-L01/M003 | Cartmel Laundrette | GWF | Radial Blade Turbine Gas Meter |  |  | Energy meter | 3 | Natural Gas |  |  | AP057 | Alexandra Park Laundrette |  | Main Laundrette, Inner Plant Room | 1 | 0
AP080-L01 | AP080-L01/M001 | Lonsdale Laundrette | Crompton | Integra 1630 | kWh | 1 | Energy meter | 1 | Electricity |  |  | AP080 | Lonsdale House (Block 12) |  | B06 | 1 | 0
AP080-L01 | AP080-L01/M002 | Lonsdale Laundrette | B Meters | DRY |  |  | Energy meter | 2 | Water |  |  | AP080 | Lonsdale House (Block 12) |  | A18 | 1 | 0
AP080-L01 | AP080-L01/M003 | Lonsdale Laundrette | GWF | Radial Blade Turbine Gas Meter |  |  | Energy meter | 3 | Natural Gas |  |  | AP080 | Lonsdale House (Block 12) |  | B06 | 1 | 0
AP081-L01 | AP081-L01/M001 | Barker House Farm | Carlo Gavazzi | EM24-DIN | kWh | 1 | Energy meter | 1 | Electricity |  |  | AP081 | Barker House Farm |  | A59 | 0 | 0
AP081-L01 | AP081-L01/M002 | Barker House Farm | B Meters |  |  |  | Energy meter | 2 | Water |  |  | AP081 | Barker House Farm |  | A59 | 0 | 0
AP081-L01 | AP081-L01/M003 | Barker House Farm | Nuovo Pignone | G40 |  |  | Energy meter | 3 | Natural Gas |  |  | AP081 | Barker House Farm |  | A59 | 0 | 0
MC000-L01 | MC000-L01/M001 | Sub No.6 Transformer No.1 | Socomec | Diris AP | kWh | 1 | Energy meter | 1 | Electricity |  |  | MC000 | Main Campus |  | Near Info Lab | 0 | 0
MC000-L01 | MC000-L01/M002 | Sub No.6 Transformer No.2 | Socomec | Diris AP | kWh | 1 | Energy meter | 2 | Electricity |  |  | MC000 | Main Campus |  | Near Info Lab | 0 | 0
MC001-L01 | MC001-L01/M001 | The Croft | Actaris | Cyble Sensor V2 | m3 | 0.001 | Energy meter | 1 | Water |  |  | MC001 | The Croft |  | Pantry | 1 | 0
MC001-L01 | MC001-L01/M002 | The Croft | GWF | Radial Blade Turbine Gas Meter | m3 | 1 | Energy meter | 2 | Natural Gas |  |  | MC001 | The Croft |  | Pantry | 1 | 0
MC001-L02 | MC001-L02/M001 | The Croft | Elster | A1100 | kWh | 0.001 | Energy meter | 1 | Electricity |  |  | MC001 | The Croft |  | Mains Cupboard | 1 | 0
MC003-L01 | MC003-L01/M001 | Bailrigg House |  |  | m3 | 1 | Energy meter | 1 | Natural Gas |  |  | MC003 | Bailrigg House |  | Basement | 0 | 0
MC003-L01 | MC003-L01/M002 | Bailrigg House |  |  | m3 | 0.001 | Energy meter | 2 | Water |  |  | MC003 | Bailrigg House |  | Basement | 0 | 0
MC003-L02 | MC003-L02/M001 | Bailrigg House | Elster | A1100 | kWh | 0.001 | Energy meter | 1 | Electricity |  |  | MC003 | Bailrigg House |  | Ground Floor | 0 | 0
MC007-L01 | MC007-L01/M001 | Bigforth Barn | Elster | A1100 | kWh | 0.001 | Energy meter | 1 | Electricity |  |  | MC007 | Bigforth Farm |  | SW1 | 0 | 0
MC007-L01 | MC007-L01/M002 | Bigforth Barn |  |  | m3 | 0.001 | Energy meter | 2 | Water |  |  | MC007 | Bigforth Farm |  | Bigforth Barn | 0 | 0
MC007-L01 | MC007-L01/M003 | BBQ | Siemens | S4S-100 | kWh |  | Energy meter | 3 | Electricity |  |  | MC007 | Bigforth Farm |  | SW1 | 0 | 0
MC008-L01 | MC008-L01/M001 | LEC Workshop | Sensus | HRI-A3 | m3 | 0.001 | Energy meter | 1 | Water |  |  | MC008 | LEC Remote Workshops |  | A19 | 1 | 0
MC008-L01 | MC008-L01/M002 | LEC Workshop | GWF | Radial Blade Turbine Gas Meter | m3 | 1 | Energy meter | 2 | Natural Gas |  |  | MC008 | LEC Remote Workshops |  | A19 | 1 | 0
MC010-L01 | MC010-L01/M001 | County Main Residential | Northern Design | Cube 350 | kWh | 1 | Energy meter | 1 | Electricity |  |  | MC010 | County Main |  | A007 | 0 | 0
MC010-L01 | MC010-L01/M002 | County Main Retail | Northern Design | Cube 350 | kWh | 1 | Energy meter | 2 | Electricity |  |  | MC010 | County Main |  | A007 | 0 | 0
MC010-L01 | MC010-L01/M003 | County Main | Common | Quantometer CPT-01 |  |  | Energy meter | 3 | Natural Gas |  |  | MC010 | County Main |  | A007 | 0 | 0
MC010-L01 | MC010-L01/M004 | County Main | B Meters | WDE-K40 |  |  | Energy meter | 4 | Water |  |  | MC010 | County Main |  | A007 | 0 | 0
MC011-L01 | MC011-L01/M001 | The Round House | Carlo Gavazzi | EM24-DIN | kWh | 1 | Energy meter | 1 | Electricity |  |  | MC011 | The Roundhouse |  | A10 | 0 | 0
MC011-L01 | MC011-L01/M002 | The Round House | Actaris | Cyble Sensor V2 |  | 0.001 | Energy meter | 2 | Water |  |  | MC011 | The Roundhouse |  | A10 | 0 | 0
MC011-L01 | MC011-L01/M003 | The Round House | Micronics | Ultraflow 2000 (F22 Integrator) | kWh | 1 | Energy meter | 3 | District Heating |  |  | MC011 | The Roundhouse |  | A10 | 0 | 0
MC013-L01 | MC013-L01/M001 | County South Block 75 - 77 | Carlo Gavazzi | EM24 | kWh | 1 | Energy meter | 1 | Electricity |  |  | MC013 | Music Building |  | A54 | 0 | 0
MC013-L01 | MC013-L01/M002 | Sub No.3 Transformer No.1 | Carlo Gavazzi | EM24 | kWh | 1 | Energy meter | 2 | Electricity |  |  | MC013 | Music Building |  | A54 | 0 | 0
MC013-L01 | MC013-L01/M003 | CEH and LICA Total | Autometers | IC850 | kWh | 1 | Energy meter | 3 | Electricity |  |  | MC013 | Music Building |  | A54 | 1 | 0
MC013-L01 | MC013-L01/M004 | Sub No.3 Transformer No.2 | Carlo Gavazzi | EM24 | kWh | 1 | Energy meter | 4 | Electricity |  |  | MC013 | Music Building |  | A54 | 0 | 0
MC013-L01 | MC013-L01/M005 | County Town Houses and County South | Carlo Gavazzi | EM24 | kWh | 1 | Energy meter | 5 | Electricity |  |  | MC013 | Music Building |  | A54 | 0 | 0
MC013-L01 | MC013-L01/M006 | Bowland Hall 1 - 15 |  |  |  |  | Energy meter | 6 | Natural Gas |  |  | MC013 | Music Building |  | A54 | 0 | 0
MC013-L01 | MC013-L01/M007 | CEH Workshops | Carlo Gavazzi | EM24 | kWh | 1 | Energy meter | 7 | Electricity |  |  | MC013 | Music Building |  | A54 | 1 | 0
MC014-L01 | MC014-L01/M001 | Bowland Hall 1 - 7 | Carlo Gavazzi | EM24 | kWh | 1 | Energy meter | 1 | Electricity |  |  | MC014 | Bowland Hall |  | House 4 SR1 | 0 | 0
MC014-L01 | MC014-L01/M002 | Bowland Hall 1 - 7 |  |  |  | 1 | Energy meter | 2 | Water |  |  | MC014 | Bowland Hall |  | House 4 SR1 | 0 | 0
MC014-L02 | MC014-L02/M001 | Bowland Hall 8-15 | Carlo Gavazzi | EM24 | kWh | 1 | Energy meter | 1 | Electricity |  |  | MC014 | Bowland Hall |  | House 8 SR1 | 0 | 0
MC014-L02 | MC014-L02/M002 | Bowland Hall 8 - 15 |  |  | m3 | 1 | Energy meter | 2 | Water |  |  | MC014 | Bowland Hall |  | House 8 SR1 | 0 | 0
MC030-L01 | MC030-L01/M001 |  | Sensus | WP-Dynamic 50 | m3 | 1 | Energy meter | 1 | Water |  |  | MC030 | Bowland Annexe |  | A1 | 0 | 0
MC030-L01 | MC030-L01/M002 |  | Carlo Gavazzi | EM24-DIN | kWh | 1 | Energy meter | 2 | Electricity |  |  | MC030 | Bowland Annexe |  | A1 | 0 | 0
MC030-L01 | MC030-L01/M003 |  | Micronics | Ultraflow 2000 (F22 Integrator) | kWh | 1 | Energy meter | 3 | District Heating |  |  | MC030 | Bowland Annexe |  | A1 | 0 | 0
MC030-L01 | MC030-L01/M004 | Bowland Annexe | Micronics | Ultraflow 2000 (F22 Integrator) | kWh | 1 | Energy meter | 4 | District Heating |  |  | MC030 | Bowland Annexe |  | A1 | 0 | 0
MC030-L01 | MC030-L01/M005 | Bowland Annexe | GWF | Radial Blade Turbine Gas Meter | kWh | 1 | Energy meter | 5 | Natural Gas |  |  | MC030 | Bowland Annexe |  | A1 | 0 | 0
MC030-L01 | MC030-L01/M006 | Bowland Annex No.2 Immersion heater | Elster | A1100 | kWh | 0.001 | Energy meter | 6 | Electricity |  |  | MC030 | Bowland Annexe |  | A1 | 0 | 0
MC030-L01 | MC030-L01/M007 | Bowland Annex No.1 Immersion heater | Elster | A1100 | kWh | 0.001 | Energy meter | 7 | Electricity |  |  | MC030 | Bowland Annexe |  | A1 | 0 | 0
MC030-L01 | MC030-L01/M008 | Bowland Ash prayer room | Carlo Gavazzi | EM24-DIN | kWh | 1 | Energy meter | 8 | Electricity |  |  | MC030 | Bowland Annexe |  | A1 | 0 | 0
MC030-L02 | MC030-L02/M001 |  | Carlo Gavazzi | EM24 | kWh | 1 | Energy meter | 1 | Electricity |  |  | MC030 | Bowland Annexe |  | A17 | 0 | 0
MC031-L01 | MC031-L01/M001 | Great Hall | Carlo Gavazzi | EM24 | kWh | 1 | Energy meter | 1 | Electricity |  |  | MC031 | Great Hall |  | A32 | 0 | 0
MC031-L01 | MC031-L01/M002 | Great Hall |  |  | m3 | 1 | Energy meter | 2 | Natural Gas |  |  | MC031 | Great Hall |  | A32 | 0 | 0
MC031-L02 | MC031-L02/M001 | Great Hall |  |  | m3 | 1 | Energy meter | 1 | Water |  |  | MC031 | Great Hall |  | Plant room | 0 | 0
MC031-L02 | MC031-L02/M002 | Great Hall | Micronic | Ultraflow 2000 (F22 Integrator) | kWh | 1 | Energy meter | 2 | District Heating |  |  | MC031 | Great Hall |  | Plant room | 0 | 0
MC031-L02 | MC031-L02/M003 | Bowland Ash - In service duct |  |  | m3 | 1 | Energy meter | 3 | Water |  |  | MC031 | Great Hall |  | Plant room | 0 | 0
MC031-L02 | MC031-L02/M004 | Great Hall Immersion Heater | Elster | A1100 | kWh | 0.001 | Energy meter | 4 | Electricity |  |  | MC031 | Great Hall |  | Plant room | 0 | 0
MC031-L02 | MC031-L02/M005 | Great Hall Immersion Heater | Elster | A1100 | kWh | 0.001 | Energy meter | 5 | Electricity |  |  | MC031 | Great Hall |  | Plant room | 0 | 0
MC032-L09 | MC032-L09/M001 | County South Kitchen Plant Room DB | Crompton | Ci3 | kWh | 1 | Energy meter | 1 | Electricity |  |  | MC032 | County South |  | Plant room | 0 | 0
MC032-L09 | MC032-L09/M002 | County South Kitchen DB 1 | Crompton | Ci3 | kWh | 1 | Energy meter | 2 | Electricity |  |  | MC032 | County South |  | Plant room | 0 | 0
MC032-L09 | MC032-L09/M003 | County South Kitchen DB 2 | Crompton | Ci3 | kWh | 1 | Energy meter | 3 | Electricity |  |  | MC032 | County South |  | Plant room | 0 | 0
MC032-L09 | MC032-L09/M004 | County South Kitchen KDB 1 All Load | Crompton | Ci3 | kWh | 1 | Energy meter | 4 | Electricity |  |  | MC032 | County South |  | Plant room | 0 | 0
MC032-L09 | MC032-L09/M005 | County South Kitchen KDB 2 All Load | Crompton | Ci3 | kWh | 1 | Energy meter | 5 | Electricity |  |  | MC032 | County South |  | Plant room | 0 | 0
MC032-L09 | MC032-L09/M006 | County South Kitchen Main Incomer | Crompton | Ci3 | kWh | 1 | Energy meter | 6 | Electricity |  |  | MC032 | County South |  | Plant room | 0 | 0
MC032-L09 | MC032-L09/M007 | County South Kitchen KDB1 Top Load | Crompton | Ci3 | kWh | 1 | Energy meter | 7 | Electricity |  |  | MC032 | County South |  | Plant room | 0 | 0
MC032-L09 | MC032-L09/M008 | County South Kitchen KDB2 Top Load | Crompton | Ci3 | kWh | 1 | Energy meter | 8 | Electricity |  |  | MC032 | County South |  | Plant room | 0 | 0
MC032-L10 | MC032-L10/M001 | County South Kitchen | Meters UK | Goldi | m3 | 1 | Energy meter | 1 | Natural Gas |  |  | MC032 | County South |  | Plant room | 0 | 0
MC032-L10 | MC032-L10/M002 | County South Kitchen HWS | Meters UK | Goldi | m3 | 1 | Energy meter | 2 | Natural Gas |  |  | MC032 | County South |  | Plant room | 0 | 0
MC032-L10 | MC032-L10/M003 | County South Kitchen AHU | Meters UK | Goldi | m3 | 1 | Energy meter | 3 | Natural Gas |  |  | MC032 | County South |  | Plant room | 0 | 0
MC032-L10 | MC032-L10/M004 | County South Kitchen | Meters UK | Midi | m3 | 0.001 | Energy meter | 4 | Water |  |  | MC032 | County South |  | Plant room | 0 | 0
MC032-L11 | MC032-L11/M001 | County South Laundrette |  |  | m3 | 1 | Energy meter | 1 | Water |  |  | MC032 | County South | A0 | Plant Room | 0 | 0
MC032-L11 | MC032-L11/M002 | County South Laundrette |  |  | m3 | 1 | Energy meter | 2 | Natural Gas |  |  | MC032 | County South |  | Plant Room | 0 | 0
MC032-L11 | MC032-L11/M003 | County South Plant Room Lighting |  |  | kWh |  | Energy meter | 3 | Electricity |  |  | MC032 | County South | A028 | Plant Room | 0 | 0
MC032-L11 | MC032-L11/M004 | County South Plant Room Power |  |  | kWh |  | Energy meter | 4 | Electricity |  |  | MC032 | County South | A028 | Plant Room | 0 | 0
MC032-L11 | MC032-L11/M005 | County South Plant Room |  |  |  |  | Energy meter | 5 | Water |  |  | MC032 | County South | A028 | Plant Room | 0 | 0
MC032-L11 | MC032-L11/M006 | County South | Kamstrup | Multical 601 | kWh | 10 | Energy meter | 6 | District Heating |  |  | MC032 | County South | A0 | Plant Room | 0 | 0
MC032-L11 | MC032-L11/M007 | County South IAS - Old Supply |  |  | kWh |  | Energy meter | 7 | Electricity |  |  | MC032 | County South |  |  | 0 | 0
MC032-L12 | MC032-L12/M001 | County South Immersion Heater | Carlo Gavazzi | EM24-DIN | kWh | 1 | Energy meter | 1 | Electricity |  |  | MC032 | County South |  | A026 | 0 | 0
MC032-L12 | MC032-L12/M002 | County South Laundrette Immersion Heater Electricity | Carlo Gavazzi | EM24-DIN | kWh | 1 | Energy meter | 2 | Electricity |  |  | MC032 | County South |  | A026 | 1 | 0
MC033-L03 | MC033-L03/M002 | John Creed Hawthornthwaite | Sensus | WP-Dynamic 50 |  |  | Energy meter | 2 | Water |  |  | MC033 | County John Creed |  | K2A | 0 | 0
MC033-L01 | MC033-L01/M001 | John Creed Fairsnape | Carlo Gavazzi | EM24 | kWh | 1 | Energy meter | 1 | Electricity |  |  | MC033 | County John Creed |  | K2A | 0 | 0
MC033-L01 | MC033-L01/M002 | John Creed Fairsnape | Sensus | WP-Dynamic 50 | m3 | 1 | Energy meter | 2 | Water |  |  | MC033 | County John Creed |  | K2A | 0 | 0
MC033-L02 | MC033-L02/M001 | John Creed | Micronics | Ultraflow 2000 (F22 Integrator) | kWh | 1 | Energy meter | 1 | District Heating |  |  | MC033 | County John Creed |  | K2A | 0 | 0
MC033-L02 | MC033-L02/M002 | John Creed Immersion heater | Carlo Gavazzi | EM24 | kWh | 1 | Energy meter | 2 | Electricity |  |  | MC033 | County John Creed |  | K2A | 0 | 0
MC033-L02 | MC033-L02/M004 | John Creed |  |  | kWh |  | Energy meter | 4 | District Heating |  |  | MC033 | County John Creed |  |  | 0 | 0
MC043-L01 | MC043-L01/M001 | Bowland North | Integra | 1630 | kWh | 1 | Energy meter | 1 | Electricity |  |  | MC043 | Bowland North | MC043,A0 | B062 | 0 | 0
MC043-L01 | MC043-L01/M002 | Bowland North |  |  | m3 | 1 | Energy meter | 2 | Water |  |  | MC043 | Bowland North | MC043,A0 | B062 | 0 | 0
MC043-L01 | MC043-L01/M003 | Bowland North | Micronics | Ultraflow 2000 (F22 Integrator) | kWh | 1 | Energy meter | 3 | District Heating |  |  | MC043 | Bowland North | MC043,A0 | B062 | 0 | 0
MC044-L01 | MC044-L01/M001 | DB Lifeboat | IME | Nemo 72-L | kWh | 1 | Energy meter | 1 | Electricity |  |  | MC044 | Faraday Building |  | Plant Room | 0 | 0
MC044-L01 | MC044-L01/M002 | UPS Output | IME | Nemo 72-L | kWh | 1 | Energy meter | 2 | Electricity |  |  | MC044 | Faraday Building |  | Plant Room | 0 | 0
MC044-L01 | MC044-L01/M003 | UPS Rectifier | IME | Nemo 72-L | kWh | 1 | Energy meter | 3 | Electricity |  |  | MC044 | Faraday Building |  | Plant Room | 0 | 0
MC044-L01 | MC044-L01/M004 | Central Services Immersion Heater | Elster | A1100 | kWh | 0.001 | Energy meter | 4 | Electricity |  |  | MC044 | Faraday Building |  | Plant Room | 0 | 0
MC045-L01 | MC045-L01/M001 | Sub No.2 Transformer No.1 | Carlo Gavazzi | EM24 | kWh | 1 | Energy meter | 1 | Electricity |  |  | MC044 | Faraday Building |  | Plant room | 0 | 0
MC045-L01 | MC045-L01/M002 | Sub No.2 Transformer No.2 | Carlo Gavazzi | EM24 | kWh | 1 | Energy meter | 2 | Electricity |  |  | MC044 | Faraday Building |  | Plant room | 0 | 0
MC045-L01 | MC045-L01/M003 | Faraday | IME | Nemo 72-L | kWh | 1 | Energy meter | 3 | Electricity |  |  | MC044 | Faraday Building |  | Plant room | 0 | 0
MC045-L01 | MC045-L01/M004 | Faraday | GWF | Radial Blade Turbine Gas Meter | m3 | 1 | Energy meter | 4 | Natural Gas |  |  | MC044 | Faraday Building |  | Plant room | 0 | 0
MC045-L01 | MC045-L01/M005 | Faraday | Micronics | Ultraflow 2000 (F22 Integrator) | kWh | 1 | Energy meter | 5 | District Heating |  |  | MC044 | Faraday Building |  | Plant room | 0 | 0
MC045-L01 | MC045-L01/M006 | Chiller No 1 | IME | Nemo 72-L | kWh | 1 | Energy meter | 6 | Electricity |  |  | MC044 | Faraday Building |  | Plant room | 0 | 0
MC045-L01 | MC045-L01/M007 | Chiller No 2 | IME | Nemo 72-L | kWh | 1 | Energy meter | 7 | Electricity |  |  | MC044 | Faraday Building |  | Plant room | 0 | 0
MC045-L01 | MC045-L01/M008 | MCCP Panel | IME | Nemo 72-L | kWh | 1 | Energy meter | 8 | Electricity |  |  | MC044 | Faraday Building |  | Plant room | 0 | 0
MC045-L02 | MC045-L02/M001 | Physics/Faraday |  |  |  |  | Energy meter | 1 | Water |  |  | MC045 | Physics Building |  | AR1 | 0 | 0
MC045-L03 | MC045-L03/M001 | Quantum Lab |  |  | kWh |  | Energy meter | 1 | District Heating |  |  | MC045 | Physics Building |  | Quantum Lab | 0 | 0
MC045-L03 | MC045-L03/M002 | Quantum Lab | Schneider Electric | Power Logic PM750 | kWh |  | Energy meter | 2 | Electricity |  |  | MC045 | Physics Building |  | Quantum Lab | 0 | 0
MC047-L01 | MC047-L01/M001 | Conference Centre | Carlo Gavazzi | EM24-DIN | kWh | 1 | Energy meter | 1 | Electricity |  |  | MC047 | Conference Centre |  | A13a | 0 | 0
MC047-L01 | MC047-L01/M002 | Conference Centre | GWF | Radial Blade Turbine | m3 | 1 | Energy meter | 2 | Natural Gas |  |  | MC047 | Conference Centre |  | A7a | 0 | 0
MC048-L01 | MC048-L01/M001 | Chaplaincy Centre | Autometers | Eclipse 7 | kWh | 1 | Energy meter | 1 | Electricity |  |  | MC048 | Chaplaincy Centre |  | A35 | 0 | 0
MC048-L01 | MC048-L01/M002 | Chaplaincy Centre Kitchen | Elster | A1100 | kWh | 1 | Energy meter | 2 | Electricity |  |  | MC048 | Chaplaincy Centre |  | A35 | 0 | 0
MC048-L01 | MC048-L01/M003 | Chaplaincy Centre | Sensus | WP-Dynamic 50◦C |  | 0.001 | Energy meter | 3 | Water |  |  | MC048 | Chaplaincy Centre |  | A35 | 0 | 0
MC048-L01 | MC048-L01/M004 | Chaplaincy Centre Kitchen | Sensus | HRI-A3 |  | 0.001 | Energy meter | 4 | Water |  |  | MC048 | Chaplaincy Centre |  | A35 | 0 | 0
MC048-L01 | MC048-L01/M005 | Chaplaincy Centre | Micronics (Metrima) | Ultraflow 2000 (F22 Integrator) | kWh | 1 | Energy meter | 5 | District Heating |  |  | MC048 | Chaplaincy Centre |  | A35 | 0 | 0
MC048-L01 | MC048-L01/M006 | Chaplaincy Immersion Heater | Elster | A1100 | kWh | 0.001 | Energy meter | 6 | Electricity |  |  | MC048 | Chaplaincy Centre |  | A35 | 0 | 0
MC048-L01 | MC048-L01/M007 |  | Sensus | EEC Series |  |  | Energy meter | 7 | Water |  |  | MC048 | Chaplaincy Centre |  | A35 | 0 | 0
MC048-L01 | MC048-L01/M008 |  | JSM |  |  |  | Energy meter | 8 | Water |  |  | MC048 | Chaplaincy Centre |  | A35 | 0 | 0
MC050-L01 | MC050-L01/M001 | Security Lodge | Carlo Gavazzi | EM24 | kWh | 1 | Energy meter | 1 | Electricity |  |  | MC050 | Security Lodge |  | A18d | 0 | 0
MC051-L01 | MC051-L01/M001 | University House Phase 1 | Carlo Gavazzi | EM24-DIN | kWh | 1 | Energy meter | 1 | Electricity |  |  | MC051 | University House |  | A31 | 0 | 0
MC051-L01 | MC051-L01/M002 | University House Phase 2 | Autometers | Eclipse 7 | kWh | 1 | Energy meter | 2 | Electricity |  |  | MC051 | University House |  | A31 | 0 | 0
MC051-L01 | MC051-L01/M003 | University House Lift + D Floor | Carlo Gavazzi | EM24-DIN | kWh | 1 | Energy meter | 3 | Electricity |  |  | MC051 | University House |  | A31 | 0 | 0
MC051-L01 | MC051-L01/M004 | University House | Micronics | Ultraflow 2000 (F22 Integrator) | kWh | 1 | Energy meter | 4 | District Heating |  |  | MC051 | University House |  | A31 | 0 | 0
MC051-L01 | MC051-L01/M005 | University House |  |  |  | 0.001 | Energy meter | 5 | Water |  |  | MC051 | University House |  | A31 | 0 | 0
MC051-L01 | MC051-L01/M006 | University House Immersion Heater | Elster | A1100 | kWh | 0.001 | Energy meter | 6 | Electricity |  |  | MC051 | University House |  | A31 | 0 | 0
MC053-L01 | MC053-L01/M001 | Central Workshop | Carlo Gavazzi | EM24-DIN | kWh | 1 | Energy meter | 1 | Electricity |  |  | MC053 | Central Workshops |  | Electricians Workshop | 0 | 0
MC053-L01 | MC053-L01/M002 | Ann Helme Garage | Carlo Gavazzi | EM24-DIN | kWh | 1 | Energy meter | 2 | Electricity |  |  | MC053 | Central Workshops |  | Electricians Workshop | 1 | 0
MC053-L01 | MC053-L01/M003 | Ann Helme Garage | Kent |  |  | 0.001 | Energy meter | 3 | Water |  |  | MC053 | Central Workshops |  | Electricians Workshop | 1 | 0
MC061-L02 | MC061-L02/M001 | Circulation Pump No 1 | ND Metering Solutions | Cube 350 | kWh | 1 | Energy meter | 1 | Electricity |  |  | MC061 | Energy Centre | A5/6 | A5/6 | 0 | 0
MC061-L02 | MC061-L02/M002 | Circulation Pump No 2 | ND Metering Solutions | Cube 350 | kWh | 1 | Energy meter | 2 | Electricity |  |  | MC061 | Energy Centre | A5/6 | A5/6 | 0 | 0
MC061-L02 | MC061-L02/M003 | Circulation Pump No 3 | ND Metering Solutions | Cube 350 | kWh | 1 | Energy meter | 3 | Electricity |  |  | MC061 | Energy Centre | A5/6 | A5/6 | 0 | 0
MC061-L02 | MC061-L02/M004 | Circulation Pump No 4 | ND Metering Solutions | Cube 350 | kWh | 1 | Energy meter | 4 | Electricity |  |  | MC061 | Energy Centre | A5/6 | A5/6 | 0 | 0
MC061-L02 | MC061-L02/M005 | Central Workshop | Kamstrup | Multical 62 | kWh |  | Energy meter | 5 | District Heating |  |  | MC061 | Energy Centre |  | A5/6 | 0 | 0
MC061-L02 | MC061-L02/M006 | Site | DMS | Supercal 531 | kWh |  | Energy meter | 6 | District Heating |  |  | MC061 | Energy Centre | A3/4 | A3/4 | 0 | 0
MC061-L02 | MC061-L02/M007 | RHS Rear |  |  | m3 | 10 | Energy meter | 7 | Water |  |  | MC061 | Energy Centre | MC000 | Main Energy Centre LHS | 0 | 0
MC061-L02 | MC061-L02/M008 | LHS Rear |  |  | m3 | 10 | Energy meter | 8 | Water |  |  | MC061 | Energy Centre | MC000 | Main Energy Centre LHS | 0 | 0
MC061-L03 | MC061-L03/M001 | Central Workshop | IMAC Systems Ltd | Volumeter Type EA 160 |  |  | Energy meter | 1 | Water |  |  | MC061 | Energy Centre |  | A5/6 | 0 | 0
MC061-L03 | MC061-L03/M002 | Oil Meter | Contoil | VZO 40 RC 130/16-RV 1 |  |  | Energy meter | 2 | Oil |  |  | MC061 | Energy Centre |  | A5/6 | 0 | 0
MC061-L03 | MC061-L03/M003 | MCCP Electric | Schneider | Power Logic PM 700 | kWh | 0.1 | Energy meter | 3 | Electricity |  |  | MC061 | Energy Centre |  | A5/6 | 0 | 0
MC061-L03 | MC061-L03/M004 | 3 Gas Boilers | SVM | F4 | kWh |  | Energy meter | 4 | District Heating |  |  | MC061 | Energy Centre | A5/6 |  | 0 | 0
MC061-L04 | MC061-L04/M001 | Sub No.1 Transformer No.1 | Carlo Gavazzi | EM24 | kWh | 1 | Energy meter | 1 | Electricity |  |  | MC061 | Energy Centre |  | Boiler House Control Room | 0 | 0
MC061-L04 | MC061-L04/M002 | Sub No.1 Transformer No.2 | Carlo Gavazzi | EM24 | kWh | 1 | Energy meter | 2 | Electricity |  |  | MC061 | Energy Centre |  | Boiler House Control Room | 0 | 0
MC061-L04 | MC061-L04/M003 | Orange Telephone | Carlo Gavazzi | EM24 | kWh | 1 | Energy meter | 3 | Electricity |  |  | MC061 | Energy Centre |  | Boiler House Control Room | 1 | 0
MC061-L04 | MC061-L04/M004 | Energy Centre CHP |  |  | kWh |  | Energy meter | 4 | Natural Gas |  |  | MC061 | Energy Centre | A3/4 | Boiler House Control Room | 0 | 0
MC061-L04 | MC061-L04/M005 | Gas Boiler Main Incomer |  |  |  |  | Energy meter | 5 | Natural Gas |  |  | MC061 | Energy Centre | A5/6 | Boiler House Control Room | 0 | 0
MC061-L04 | MC061-L04/M006 | Fylde & Furness Residences |  |  |  |  | Energy meter | 6 | Natural Gas |  |  | MC061 | Energy Centre |  | Boiler House Control Room | 0 | 0
MC061-L04 | MC061-L04/M007 | Firm Gas |  |  |  |  | Energy meter | 7 | Natural Gas |  |  | MC061 | Energy Centre |  | Boiler House Control Room | 0 | 0
MC061-L04 | MC061-L04/M008 | 3 Gas Boilers |  |  |  |  | Energy meter | 8 | Natural Gas |  |  | MC061 | Energy Centre | A5/6 |  | 0 | 0
MC062-L03 | MC062-L03/M004 | Immersion Heater |  |  | kWh | 1 | Energy meter | 4 | Electricity |  |  | MC062 | Bowland Tower | A06 |  | 0 | 0
MC062-L03 | MC062-L03/M005 | Bowland Tower Immersion Heater | Carlo Gavazzi | EM24 | kWh |  | Energy meter | 5 | Electricity |  |  | MC062 | Bowland Tower |  | Switch room | 0 | 0
MC062-L03 | MC062-L03/M006 | Bowland Tower MCCP Panel |  |  | kWh |  | Energy meter | 6 | Electricity |  |  | MC062 | Bowland Tower | A01,A02,A03,A04,A05,A06,SW02,ACR03,ASW02,CR01,CR03 |  | 0 | 0
MC062-L03 | MC062-L03/M007 | Bowland Tower Sprinkler Panel |  |  | kWh |  | Energy meter | 7 | Electricity |  |  | MC062 | Bowland Tower | A05 |  | 0 | 0
MC062-L01 | MC062-L01/M001 | Slaidburn House | Micronics | Ultraflow 2000 (F22 Integrator) | kWh | 1 | Energy meter | 1 | District Heating |  |  | MC062 | Bowland Tower | A0 | Plant Room A06 | 0 | 0
MC062-L01 | MC062-L01/M002 | Bowland Tower South and East Wings | Micronics | Ultraflow 2000 (F22 Integrator) | kWh | 1 | Energy meter | 2 | District Heating |  |  | MC062 | Bowland Tower |  | Plant Room A06 | 0 | 0
MC062-L01 | MC062-L01/M003 | Slaidburn House | Sensus | WP Dynamic 50 |  | 1 | Energy meter | 3 | Water |  |  | MC062 | Bowland Tower | A0 | Plant Room A06 | 0 | 0
MC062-L01 | MC062-L01/M004 | Bowland Tower | Sensus | WP Dynamic 50 | m3 | 1 | Energy meter | 4 | Water |  |  | MC062 | Bowland Tower | A0 | Plant Room A06 | 0 | 0
MC062-L01 | MC062-L01/M005 | Ice Cream Shop | Elster | A100C | kWh | 0.001 | Energy meter | 5 | Electricity |  |  | MC062 | Bowland Tower |  | Switch Room | 1 | 0
MC062-L01 | MC062-L01/M006 | Ice Cream Shop | Sensus | HRI-A3 | m3 | 0.001 | Energy meter | 6 | Water |  |  | MC062 | Bowland Tower |  | Plant Room A06 | 1 | 0
MC062-L01 | MC062-L01/M007 | Hairdressers | Elster | A100C | kWh | 0.001 | Energy meter | 7 | Electricity |  |  | MC062 | Bowland Tower | A12 | Hairdress Shop | 1 | 0
MC062-L01 | MC062-L01/M008 | Hairdressers No.2 | Sensus | HRI-A3 | m3 | 0.001 | Energy meter | 8 | Water |  |  | MC062 | Bowland Tower | A12 | Switch Room | 1 | 0
MC062-L02 | MC062-L02/M001 | Hairdressers No.1 |  |  | m3 | 0.001 | Energy meter | 1 | Water |  |  | MC062 | Bowland Tower | A12 | Switch room | 1 | 0
MC062-L02 | MC062-L02/M002 | Bowland Tower | Carlo Gavazzi | EM24 | kWh | 1 | Energy meter | 2 | Electricity |  |  | MC062 | Bowland Tower | A0 | Switch room | 0 | 0
MC062-L02 | MC062-L02/M003 | Create | Elster | A100C | kWh | 0.001 | Energy meter | 3 | Electricity |  |  | MC062 | Bowland Tower | A10 | Switch room | 1 | 0
MC062-L02 | MC062-L02/M004 | Create |  |  | m3 | 0.001 | Energy meter | 4 | Water |  |  | MC062 | Bowland Tower | A10 | Switch room | 1 | 0
MC062-L02 | MC062-L02/M005 | Greggs No.1 | Elster | A100C | kWh | 0.001 | Energy meter | 5 | Electricity |  |  | MC062 | Bowland Tower |  | Greggs Back Store | 1 | 0
MC062-L02 | MC062-L02/M006 | Greggs No.2 | Elster | A1100 | kWh | 0.001 | Energy meter | 6 | Electricity |  |  | MC062 | Bowland Tower | A13 | Switch room | 1 | 0
MC062-L02 | MC062-L02/M007 | Greggs No.3 | Elster | A100C | kWh | 0.001 | Energy meter | 7 | Electricity |  |  | MC062 | Bowland Tower |  | Switch room | 1 | 0
MC062-L02 | MC062-L02/M008 | Greggs | Sensus | HRI-A3 | m3 | 0.001 | Energy meter | 8 | Water |  |  | MC062 | Bowland Tower | A13 | Plant Room A06 | 1 | 0
MC063-L01 | MC063-L01/M001 | Indian Sultan | Carlo Gavazzi | EM24 | kWh | 1 | Energy meter | 1 | Electricity |  |  | MC063 | Slaidburn House |  | Plant Room | 1 | 0
MC063-L01 | MC063-L01/M002 | Student Union | Carlo Gavazzi | EM24 | kWh | 1 | Energy meter | 2 | Electricity |  |  | MC063 | Slaidburn House |  | Plant Room | 1 | 0
MC063-L01 | MC063-L01/M003 | T Mobile | Carlo Gavazzi | EM24 | kWh | 1 | Energy meter | 3 | Electricity |  |  | MC063 | Slaidburn House |  | Plant Room | 1 | 0
MC063-L01 | MC063-L01/M004 | Spar No.2 | Carlo Gavazzi | EM24 | kWh | 1 | Energy meter | 4 | Electricity |  |  | MC063 | Slaidburn House |  | Plant Room | 1 | 0
MC063-L01 | MC063-L01/M005 | Spar No.1 | Carlo Gavazzi | EM24 | kWh | 1 | Energy meter | 5 | Electricity |  |  | MC063 | Slaidburn House |  | Plant Room | 1 | 0
MC063-L01 | MC063-L01/M006 | Slaidburn | Carlo Gavazzi | EM24 | kWh | 1 | Energy meter | 6 | Electricity |  |  | MC063 | Slaidburn House |  | Plant Room | 0 | 0
MC063-L01 | MC063-L01/M007 | Spar |  |  | m3 | 0.001 | Energy meter | 7 | Water |  |  | MC063 | Slaidburn House |  | Plant Room | 1 | 0
MC063-L01 | MC063-L01/M008 | LUSU Housing |  |  | m3 | 0.001 | Energy meter | 8 | Water |  |  | MC063 | Slaidburn House |  | Plant Room | 1 | 0
MC063-L02 | MC063-L02/M001 | Student Union Offices | Carlo Gavazzi | EM24 | kWh | 1 | Energy meter | 1 | Electricity |  |  | MC063 | Slaidburn House | A01 | Plant Room | 1 | 0
MC064-L01 | MC064-L01/M001 | NatWest Bank | Carlo Gavazzi | EM24 | kWh | 1 | Energy meter | 1 | Electricity |  |  | MC064 | Bowland South | A03 | Top of Basement Stairs | 1 | 0
MC064-L01 | MC064-L01/M002 | NatWest Bank |  |  | m3 | 0.001 | Energy meter | 2 | Water |  |  | MC064 | Bowland South | A03 | Top of Basement Stairs | 1 | 0
MC064-L02 | MC064-L02/M001 | Travel Agent Corr | Elster | A100C | kWh | 0.001 | Energy meter | 1 | Electricity |  |  | MC064 | Bowland South |  | Corridor adjacent mains board | 1 | 0
MC064-L02 | MC064-L02/M002 | Travel Agent Front | Elster | A100C | kWh | 0.001 | Energy meter | 2 | Electricity |  |  | MC064 | Bowland South |  | Corridor adjacent mains board | 1 | 0
MC064-L02 | MC064-L02/M003 | Travel Agent | Sensus | HRI-A3 | m3 | 0.001 | Energy meter | 3 | Water |  |  | MC064 | Bowland South |  | Corridor adjacent mains board | 1 | 0
MC064-L03 | MC064-L03/M001 | Barclays Bank | Elster | A1100 | kWh | 0.001 | Energy meter | 1 | Electricity |  |  | MC064 | Bowland South |  | Barclays Bank | 1 | 0
MC064-L03 | MC064-L03/M002 | Barclays Bank |  |  | m3 | 0.001 | Energy meter | 2 | Water |  |  | MC064 | Bowland South |  | Barclays Bank | 1 | 0
MC064-L04 | MC064-L04/M001 | Diggles | Carlo Gavazzi | EM24 | kWh | 1 | Energy meter | 1 | Electricity |  |  | MC064 | Bowland South |  | Post Office | 1 | 0
MC064-L04 | MC064-L04/M002 | Diggles |  |  | m3 | 0.001 | Energy meter | 2 | Water |  |  | MC064 | Bowland South |  | Post Office | 1 | 0
MC064-L04 | MC064-L04/M003 | Post Office | Elster | A100C | kWh | 0.001 | Energy meter | 3 | Electricity |  |  | MC064 | Bowland South |  | Post Office | 0 | 0
MC064-L04 | MC064-L04/M004 | Post Office |  |  |  |  | Energy meter | 4 | Water |  |  | MC064 | Bowland South |  |  | 0 | 0
MC064-L05 | MC064-L05/M001 | Charity Shop | Elster | A100C | kWh | 0.001 | Energy meter | 1 | Electricity |  |  | MC064 | Bowland South |  | Charity Shop | 1 | 0
MC064-L05 | MC064-L05/M002 | Charity Shop | Sensus | HRI-A3 |  | 0.001 | Energy meter | 2 | Water |  |  | MC064 | Bowland South |  | Charity Shop | 1 | 0
MC064-L05 | MC064-L05/M003 | LUSU Housing | Elster | A100C | kWh | 0.001 | Energy meter | 3 | Electricity |  |  | MC064 | Bowland South |  | Charity Shop | 1 | 0
MC064-L06 | MC064-L06/M001 | The Sultan |  |  | m3 | 0.001 | Energy meter | 1 | Water |  |  | MC064 | Bowland South |  | Sultan Restaurant | 1 | 0
MC064-L06 | MC064-L06/M002 | The Sultan | GT4 | G6 | m3 |  | Energy meter | 2 | Natural Gas |  |  | MC064 | Bowland South |  | Sultan Restaurant | 1 | 0
MC064-L06 | MC064-L06/M003 | Ketchup |  |  | m3 |  | Energy meter | 3 | Natural Gas |  |  | MC064 | Bowland South |  |  | 1 | 0
MC064-L07 | MC064-L07/M001 | Post Office | Elster | A100C | kWh | 0.001 | Energy meter | 1 | Electricity |  |  | MC064 | Bowland South |  | Back Office | 0 | 0
MC064-L07 | MC064-L07/M002 | Post Office |  |  | m3 | 0.001 | Energy meter | 2 | Water |  |  | MC064 | Bowland South |  | Back Office | 0 | 0
MC065-L01 | MC065-L01/M001 | Library Extension | Carlo Gavazzi | EM24 | kWh | 1 | Energy meter | 1 | Electricity |  |  | MC065 | Library |  | Extension Plant room | 0 | 0
MC065-L01 | MC065-L01/M002 | Library Extension | Actaris | Cyble Sensor V2 |  | 0.001 | Energy meter | 2 | Water |  |  | MC065 | Library |  | Extension Plant room | 0 | 0
MC065-L01 | MC065-L01/M003 | Library Extension | Micronic | Ultraflow 2000 (F22 Integrator) | kWh | 1 | Energy meter | 3 | District Heating |  |  | MC065 | Library |  | Extension Plant room | 0 | 0
MC065-L01 | MC065-L01/M004 | Library | Micronic | Ultraflow 2000 (F22 Integrator) | kWh | 1 | Energy meter | 4 | District Heating |  |  | MC065 | Library |  | Extension Plant room | 0 | 0
MC065-L01 | MC065-L01/M005 | Library Extension Immersion Heater | Carlo Gavazzi | EM24 | kWh | 1 | Energy meter | 5 | Electricity |  |  | MC065 | Library |  | Extension Plant room | 0 | 0
MC065-L01 | MC065-L01/M006 | Library Old Immersion Heater | Elster | A1100 | kWh | 0.001 | Energy meter | 6 | Electricity |  |  | MC065 | Library |  | Extension Plant room | 0 | 0
MC065-L02 | MC065-L02/M001 | Library Phases 1 2 and 3 | Autometers | Eclipse 2 | kWh | 1 | Energy meter | 1 | Electricity |  |  | MC065 | Library |  | Phase III BT13 Plant Room | 0 | 0
MC065-L02 | MC065-L02/M002 | Brady Bookbinders | Elster | A100C | kWh | 0.001 | Energy meter | 2 | Electricity |  |  | MC065 | Library |  | Phase III BT13 Plant Room | 1 | 0
MC065-L02 | MC065-L02/M003 | Library Phase 2 | Carlo Gavazzi | EM24 | kWh | 1 | Energy meter | 3 | Electricity |  |  | MC065 | Library |  | Phase III BT13 Plant Room | 0 | 0
MC065-L02 | MC065-L02/M004 | Brady Bookbinders |  |  |  | 0.001 | Energy meter | 4 | Water |  |  | MC065 | Library |  | Phase III BT13 Plant Room | 1 | 0
MC065-L03 | MC065-L03/M001 | Library Phase 1 | Carlo Gavazzi | EM24 | kWh | 1 | Energy meter | 1 | Electricity |  |  | MC065 | Library |  | DG05D | 0 | 0
MC065-L03 | MC065-L03/M002 | Library Main |  |  | m3 | 1 | Energy meter | 2 | Water |  |  | MC065 | Library |  | DG05D | 0 | 0
MC065-L03 | MC065-L03/M003 | Blackwells Electricity | Elster | A100C | kWh | 0.001 | Energy meter | 3 | Electricity |  |  | MC065 | Library |  | DG05D | 1 | 0
MC065-L03 | MC065-L03/M004 | Blackwells Water |  |  | m3 | 0.001 | Energy meter | 4 | Water |  |  | MC065 | Library |  | DG05D | 1 | 0
MC067-L01 | MC067-L01/M001 | Pre School Centre | Carlo Gavazzi | EM24-DIN | kWh | 1 | Energy meter | 1 | Electricity |  |  | MC067 | Pre-School Centre |  | A31 | 0 | 0
MC067-L01 | MC067-L01/M002 | Pre School Centre | Sensus | HRI-A3 |  | 0.001 | Energy meter | 2 | Water |  |  | MC067 | Pre-School Centre |  | A31 | 0 | 0
MC067-L01 | MC067-L01/M003 | Pre School Centre | GMT | BK-G10 | kWh | 0.1 | Energy meter | 3 | Natural Gas |  |  | MC067 | Pre-School Centre |  | A31 | 0 | 0
MC068-L01 | MC068-L01/M001 | LEC 3 |  |  |  |  | Energy meter | 1 | Water |  |  | MC068 | LEC 3 |  | C24 | 0 | 0
MC068-L01 | MC068-L01/M002 | LEC 3 | Kamstrup | MultiCal | kWh |  | Energy meter | 2 | District Heating |  |  | MC068 | LEC 3 |  | C24 | 0 | 0
MC070-L01 | MC070-L01/M001 | IENS Phase 1 | Carlo Gavazzi | EM24 | kWh | 1 | Energy meter | 1 | Electricity |  |  | MC070 | LEC 1 & 2 |  | Biology Plant room | 1 | 0
MC070-L01 | MC070-L01/M003 | IENS Phase 1 |  |  |  | 0.001 | Energy meter | 3 | Water |  |  | MC070 | LEC 1 & 2 |  | Biology Plant room | 1 | 0
MC070-L01 | MC070-L01/M004 | IENS Phase 1 |  |  | kWh | 1 | Energy meter | 4 | Natural Gas |  |  | MC070 | LEC 1 & 2 |  | Biology Plant room | 1 | 0
MC070-L01 | MC070-L01/M005 | IENS Phase 1 | Micronics | Ultraflow 2000 (F22 Integrator) | kWh | 1 | Energy meter | 5 | District Heating |  |  | MC070 | LEC 1 & 2 |  | Biology Plant room | 1 | 0
MC070-L01 | MC070-L01/M006 | Biology Phase 1 No.1 Immersion Heater | Elster | A1100 | kWh | 1 | Energy meter | 6 | Electricity |  |  | MC070 | LEC 1 & 2 |  | Biology Plant room | 0 | 0
MC070-L01 | MC070-L01/M007 | Biology Phase 1 No.2 Immersion Heater | Elster | A1100 | kWh | 1 | Energy meter | 7 | Electricity |  |  | MC070 | LEC 1 & 2 |  | Biology Plant room | 0 | 0
MC069-L02 | MC069-L02/M001 | Nerc Lab |  |  |  | 0 | Energy meter | 1 | Natural Gas |  |  | MC070 | LEC 1 & 2 |  | Plantroom on roof | 1 | 0
MC069-L02 | MC069-L02/M002 | LEC - Nerc Boiler |  |  |  | 0 | Energy meter | 2 | Natural Gas |  |  | MC070 | LEC 1 & 2 |  | Plantroom on roof | 1 | 0
MC069-L02 | MC069-L02/M003 | LEC 3 |  |  |  |  | Energy meter | 3 | Natural Gas |  |  | MC070 | LEC 1 & 2 |  |  | 0 | 0
MC070-L02 | MC070-L02/M001 | IENS Phase 2 NERC | Jet | Class B |  | 1 | Energy meter | 1 | Water |  |  | MC070 | LEC 1 & 2 |  | LG519 | 1 | 0
MC070-L02 | MC070-L02/M002 | IENS Phase 2 NERC | Micronics | Ultraflow 2000 (F22 Integrator) | kWh | 1 | Energy meter | 2 | District Heating |  |  | MC070 | LEC 1 & 2 |  | LG519 | 1 | 0
MC070-L02 | MC070-L02/M003 | IENS Phase 2 NERC | Elster | BK-G25 | kWh | 1 | Energy meter | 3 | Natural Gas |  |  | MC070 | LEC 1 & 2 |  | LG519 | 1 | 0
MC070-L02 | MC070-L02/M004 | LEC 3 |  |  |  | 0.001 | Energy meter | 4 | Water |  |  | MC070 | LEC 1 & 2 |  |  | 0 | 0
MC070-L02 | MC070-L02/M005 | Biology Basement No 1 Immersion Heater | Elster | A1100 | kWh | 0.001 | Energy meter | 5 | Electricity |  |  | MC070 | LEC 1 & 2 |  | LG519 | 0 | 0
MC070-L02 | MC070-L02/M006 | Biology Basement No 2 Immersion Heater | Elster | A1100 | kWh | 0.001 | Energy meter | 6 | Electricity |  |  | MC070 | LEC 1 & 2 |  | LG519 | 0 | 0
MC070-L02 | MC070-L02/M007 | Biology Basement PSU | Elster | A1100 | kWh |  | Energy meter | 7 | Electricity |  |  | MC070 | LEC 1 & 2 |  | LG519 | 0 | 0
MC071-L04 | MC071-L04/M001 | Faculty of Science and Technology | Carlo Gavazzi | EM24 | kWh | 1 | Energy meter | 1 | Electricity |  |  | MC071 | Furness College |  | Switch Room PR4 | 0 | 0
MC071-L04 | MC071-L04/M002 | Faculty of Science and Technology |  |  | kWh |  | Energy meter | 2 | District Heating |  |  | MC071 | Furness College |  |  | 0 | 0
MC071-L04 | MC071-L04/M003 | Faculty of Science and Technology |  |  | kWh |  | Energy meter | 3 | Natural Gas |  |  | MC071 | Furness College |  |  | 0 | 0
MC071-L04 | MC071-L04/M004 | Management School Phase 1 |  |  |  |  | Energy meter | 4 | Water |  |  | MC071 | Furness College |  |  | 0 | 0
MC071-L04 | MC071-L04/M005 | Old Sports Centre |  |  |  |  | Energy meter | 5 | Water |  |  | MC071 | Furness College |  |  | 0 | 0
MC071-L04 | MC071-L04/M006 | Faculty of Science and Technology |  |  |  |  | Energy meter | 6 | Water |  |  | MC071 | Furness College |  |  | 0 | 0
MC071-L04 | MC071-L04/M007 | Faculty of Science and Technology Immersion heater |  |  | kWh |  | Energy meter | 7 | Electricity |  |  | MC071 | Furness College |  |  | 0 | 0
MC071-L12 | MC071-L12/M001 | Furness Fish and Chips | GWF | Radial Blade Turbine Gas Meter | m3 | 1 | Energy meter | 1 | Natural Gas |  |  | MC071 | Furness College | LG08,LG09,LG10,LG12 | Trevor Bar Cellar | 1 | 0
MC071-L12 | MC071-L12/M002 | Furness Laundrette | GWF | Radial Blade Turbine Gas Meter | m3 | 1 | Energy meter | 2 | Natural Gas |  |  | MC071 | Furness College | LG17,LG18,LG19,LG21 | Trevor Bar Cellar | 1 | 0
MC071-L12 | MC071-L12/M003 | Pizza Republic |  |  | m3 | 0.001 | Energy meter | 3 | Water |  |  | MC071 | Furness College | LG11,LG01/08,LG04,LG05,LG06,LG07,LG02 | Furness College LG PL02, Plant room | 1 | 0
MC071-L12 | MC071-L12/M004 | Pizza Republic | Elster | BKG10 | m3 | 0.1 | Energy meter | 4 | Natural Gas |  |  | MC071 | Furness College | LG11,LG01/08,LG04,LG05,LG06,LG07,LG02 | Pizzetta BackStore | 1 | 0
MC071-L12 | MC071-L12/M005 | Furness Fish and Chips | Jet |  | m3 | 0.001 | Energy meter | 5 | Water |  |  | MC071 | Furness College | LG08,LG09,LG10,LG12 | Furness College LG PL02, Plant room | 1 | 0
MC071-L12 | MC071-L12/M006 | Furness Laundrette | Jet | 4064 EC Class B | m3 | 0.001 | Energy meter | 6 | Water |  |  | MC071 | Furness College | LG17,LG18,LG19,LG21 | Furness College LG PL02, Plant room | 1 | 0
MC071-L12 | MC071-L12/M007 | Furness Laundrette | Elster | A1100 | kWh | 0.001 | Energy meter | 7 | Electricity |  |  | MC071 | Furness College | LG17,LG18,LG19,LG21 | Mains cupboard | 1 | 0
MC071-L12 | MC071-L12/M008 | Pizza Republic | Carlo Gavazzi | EM24 | kWh |  | Energy meter | 8 | Electricity |  |  | MC071 | Furness College | LG11,LG01/08,LG04,LG05,LG06,LG07,LG02 | Pizza Republic Mains Cupboard | 1 | 0
MC071-L13 | MC071-L13/M001 | Furness Fish and Chips | Elster | A100C | kWh | 0.001 | Energy meter | 1 | Electricity |  |  | MC071 | Furness College | LG08,LG09,LG10,LG12 | Mains cupboard | 1 | 0
MC071-L14 | MC071-L14/M001 | The Venue | Elster | A1100 | kWh | 0.001 | Energy meter | 1 | Electricity |  |  | MC071 | Furness College |  | Mains room | 1 | 0
MC071-L14 | MC071-L14/M002 | The Venue |  |  | m3 | 1 | Energy meter | 2 | Water |  |  | MC071 | Furness College |  | Mains room | 1 | 0
MC071-L14 | MC071-L14/M003 | The Venue |  |  | m3 | 0.001 | Energy meter | 3 | Natural Gas |  |  | MC071 | Furness College |  | Mains room | 1 | 0
MC071-L15 | MC071-L15/M001 | Sub No.4 Transformer No.1 | Carlo Gavazzi | EM24-DIN | kWh | 1 | Energy meter | 1 | Electricity |  |  | MC071 | Furness College |  | PR3 | 0 | 0
MC071-L15 | MC071-L15/M002 | Sub No.4 Transformer No.2 | Carlo Gavazzi | EM24-DIN | kWh | 1 | Energy meter | 2 | Electricity |  |  | MC071 | Furness College |  | PR3 | 0 | 0
MC071-L15 | MC071-L15/M003 | Furness College |  |  | m3 | 1 | Energy meter | 3 | Water |  |  | MC071 | Furness College | A0 | PR3 | 0 | 0
MC071-L15 | MC071-L15/M004 | Furness College | Micronics | Ultraflow 2000 (F22 Integrator) | kWh | 1 | Energy meter | 4 | District Heating |  |  | MC071 | Furness College | A0 | PR3 | 0 | 0
MC071-L15 | MC071-L15/M005 | Furness College Immersion heater | Elster | A1100 | kWh | 0.001 | Energy meter | 5 | Electricity |  |  | MC071 | Furness College | A0 | PR3 | 0 | 0
MC071-L16 | MC071-L16/M001 | Santander Bank | Elster | A100C | kWh | 0.001 | Energy meter | 1 | Electricity |  |  | MC071 | Furness College |  | LUVU Office | 1 | 0
MC071-L16 | MC071-L16/M002 |  |  |  | m3 | 0.001 | Energy meter | 2 | Water |  |  | MC071 | Furness College |  | LUVU Office | 1 | 0
MC071-L17 | MC071-L17/M001 | LUSU Living | Elster | A100C | kWh | 0.001 | Energy meter | 1 | Electricity |  |  | MC071 | Furness College |  | Plant Room | 1 | 0
MC071-L17 | MC071-L17/M002 | NOK | Elster | A100C | kWh | 0.001 | Energy meter | 2 | Electricity |  |  | MC071 | Furness College |  | Plant Room | 1 | 0
MC071-L17 | MC071-L17/M003 | LUSU Living |  |  |  | 0.001 | Energy meter | 3 | Water |  |  | MC071 | Furness College |  | Plant Room | 1 | 0
MC072-L01 | MC072-L01/M001 | Fylde College | Carlo Gavazzi | EM24 | kWh | 1 | Energy meter | 1 | Electricity |  |  | MC072 | Fylde College |  | A19 | 0 | 0
MC072-L01 | MC072-L01/M002 | Fylde College | Sensus | WP-Dynamic 80 |  | 1 | Energy meter | 2 | Water |  |  | MC072 | Fylde College |  | A19 | 0 | 0
MC072-L01 | MC072-L01/M003 | Fylde College | Micronics | Ultraflow 2000 (F22 Integrator) | kWh | 1 | Energy meter | 3 | District Heating |  |  | MC072 | Fylde College |  | A19 | 0 | 0
MC072-L01 | MC072-L01/M004 | Fylde College Immersion Heater | Elster | A1100 | kWh | 0.001 | Energy meter | 4 | Electricity |  |  | MC072 | Fylde College |  | A19 | 0 | 0
MC075-L01 | MC075-L01/M001 | Management School Phase 2 | Micronics | Ultraflow 2000 (F22 Integrator) | kWh | 1 | Energy meter | 1 | District Heating |  |  | MC075 | Management School |  | C304 | 0 | 0
MC075-L01 | MC075-L01/M002 | Management School Extension | Actaris | Cyble Sensor V2 | m3 | 0.001 | Energy meter | 2 | Water |  |  | MC075 | Management School |  | C304 | 0 | 0
MC075-L02 | MC075-L02/M001 | Management Phase 2 Adjancent Lift 1 | Carlo Gavazzi | EM24 | kWh | 1 | Energy meter | 1 | Electricity |  |  | MC075 | Management School |  | Phase 2 | 0 | 0
MC075-L03 | MC075-L03/M001 | Management School Phase 1 | Micronics | Ultraflow 2000 (F22 Integrator) | kWh | 1 | Energy meter | 1 | District Heating |  |  | MC075 | Management School |  | Phase 1 | 0 | 0
MC075-L03 | MC075-L03/M002 | Management School Immersion heater No.1 | Elster | A1100 | kWh |  | Energy meter | 2 | Electricity |  |  | MC075 | Management School |  | Phase 1 | 0 | 0
MC075-L03 | MC075-L03/M003 | Management School Immersion heater No.2 | Carlo Gavazzi | EM24 | kWh |  | Energy meter | 3 | Electricity |  |  | MC075 | Management School |  | Phase 1 | 0 | 0
MC076-L01 | MC076-L01/M001 | Faculty of Science and Technology | Carlo Gavazzi | EM24 | kWh | 1 | Energy meter | 1 | Electricity |  |  | MC076 | Old Engineering Building |  | A78 | 0 | 0
MC076-L01 | MC076-L01/M002 | Faculty of Science and Technology | Micronics | Ultraflow 2000 (F22 Integrator) | kWh | 1 | Energy meter | 2 | District Heating |  |  | MC076 | Old Engineering Building |  | A78 | 0 | 0
MC076-L01 | MC076-L01/M003 | Faculty of Science and Technology | GWF | Radial Blade Turbine Gas Meter | kWh | 1 | Energy meter | 3 | Natural Gas |  |  | MC076 | Old Engineering Building |  | A78 | 0 | 0
MC076-L01 | MC076-L01/M004 | Management School Phase 1 |  |  | m3 | 1 | Energy meter | 4 | Water |  |  | MC076 | Old Engineering Building |  | A78 | 0 | 0
MC076-L01 | MC076-L01/M005 | Old Sports Centre |  |  | m3 | 1 | Energy meter | 5 | Water |  |  | MC076 | Old Engineering Building |  | A78 | 0 | 0
MC076-L01 | MC076-L01/M006 | Faculty of Science and Technology |  |  |  | 1 | Energy meter | 6 | Water |  |  | MC076 | Old Engineering Building |  | A78 | 0 | 0
MC076-L01 | MC076-L01/M007 | Faculty of Science and Technology Immersion heater | Elster | A1100 | kWh | 0.001 | Energy meter | 7 | Electricity |  |  | MC076 | Old Engineering Building |  | A78 | 0 | 0
MC077-L01 | MC077-L01/M001 | Whewell Building | Autometers | IC820 | kWh | 1 | Energy meter | 1 | Electricity |  |  | MC077 | Whewell Building |  | A03 | 0 | 0
MC077-L01 | MC077-L01/M002 | Whewell Building | Sensus | HRI-A3 |  | 0.001 | Energy meter | 2 | Water |  |  | MC077 | Whewell Building |  | A03 | 0 | 0
MC078-L01 | MC078-L01/M001 | Wongs Kitchen | Carlo Gavazzi | EM24-DIN | kWh | 1 | Energy meter | 1 | Electricity |  |  | MC078 | George Fox Building |  | Chinese Kitchen Store | 1 | 0
MC078-L01 | MC078-L01/M002 | Wongs Kitchen | GWF | Radial Blade Turbine Gas Meter | kWh | 1 | Energy meter | 2 | Natural Gas |  |  | MC078 | George Fox Building |  | Chinese Kitchen Store | 1 | 0
MC078-L02 | MC078-L02/M001 | George Fox | Carlo Gavazzi | EM24 | kWh | 1 | Energy meter | 1 | Electricity |  |  | MC078 | George Fox Building |  | A65 | 0 | 0
MC078-L02 | MC078-L02/M002 | George Fox | Sensus |  |  | 1 | Energy meter | 2 | Water |  |  | MC078 | George Fox Building |  | A65 | 0 | 0
MC078-L02 | MC078-L02/M003 | Wongs Kitchen |  |  |  | 0.001 | Energy meter | 3 | Water |  |  | MC078 | George Fox Building |  | A65 | 1 | 0
MC078-L03 | MC078-L03/M001 | George Fox | Micronics | Ultraflow 2000 (F22 Integrator) | kWh | 1 | Energy meter | 1 | District Heating |  |  | MC078 | George Fox Building |  | B27 | 0 | 0
MC078-L03 | MC078-L03/M002 | George Fox Ground Floor Immersion heater | Carlo Gavazzi | EM24 | kWh | 1 | Energy meter | 2 | Electricity |  |  | MC078 | George Fox Building |  | B27 | 0 | 0
MC078-L03 | MC078-L03/M003 | George Fox 1st Floor Immersion heater | Carlo Gavazzi | EM24 | kWh | 1 | Energy meter | 3 | Electricity |  |  | MC078 | George Fox Building |  | B27 | 0 | 0
MC078-L03 | MC078-L03/M004 | George Fox B Floor North and East | Carlo Gavazzi | EM24 | kWh | 1 | Energy meter | 4 | Electricity |  |  | MC078 | George Fox Building |  | B27 | 0 | 0
MC078-L03 | MC078-L03/M005 | George Fox B Floor South and West | Carlo Gavazzi | EM24 | kWh | 1 | Energy meter | 5 | Electricity |  |  | MC078 | George Fox Building |  | B52R | 0 | 0
MC095-L01 | MC095-L01/M001 | Pendle Laundrette | Elster | A1100 | kWh | 0.001 | Energy meter | 1 | Electricity |  |  | MC095 | Pendle College, Kelbrook (12) |  | L2 | 1 | 0
MC095-L01 | MC095-L01/M002 | Pendle College Laundrette | Sensus | HRI-A3 | m3 | 0.001 | Energy meter | 2 | Water |  |  | MC095 | Pendle College, Kelbrook (12) |  | BT1 | 1 | 0
MC099-L01 | MC099-L01/M001 | Wibbly Wobbly Burger Bar | Metrix | G4 | m3 | 0.1 | Energy meter | 1 | Natural Gas |  |  | MC099 | Grizedale College, Roughlee (16) |  | BT1 | 1 | 0
MC099-L01 | MC099-L01/M002 | LUSU Central Stores | Elster | BK-G10 | m3 | 0.1 | Energy meter | 2 | Natural Gas |  |  | MC099 | Grizedale College, Roughlee (16) |  | BT1 | 1 | 0
MC099-L01 | MC099-L01/M003 | Pendle Laundrette |  |  | kWh | 0.1 | Energy meter | 3 | Natural Gas |  |  | MC099 | Grizedale College, Roughlee (16) |  | Plant room | 1 | 0
MC099-L01 | MC099-L01/M004 | Pendle College | Micronics | Ultraflow 2000 (F22 Integrator) | kWh | 1 | Energy meter | 4 | District Heating |  |  | MC099 | Grizedale College, Roughlee (16) |  | BT1 | 0 | 0
MC099-L01 | MC099-L01/M005 | Pendle College |  |  |  | 1 | Energy meter | 5 | Water |  |  | MC099 | Grizedale College, Roughlee (16) |  | BT1 | 0 | 0
MC099-L01 | MC099-L01/M006 | Wibbly Wobbly Burger Bar | Elster | B90 | m3 | 0.001 | Energy meter | 6 | Water |  |  | MC099 | Grizedale College, Roughlee (16) |  | BT1 | 1 | 0
MC099-L01 | MC099-L01/M007 | LUSU Central Stores | Sensus | HRI-A3 | m3 | 0.001 | Energy meter | 7 | Water |  |  | MC099 | Grizedale College, Roughlee (16) |  | BT1 | 1 | 0
MC099-L01 | MC099-L01/M008 | Pendle College Main Incomer? | Sensus | HRI-A3 | kWh |  | Energy meter | 8 | Electricity |  |  | MC099 | Grizedale College, Roughlee (16) |  | BT1 | 0 | 0
MC099-L02 | MC099-L02/M001 | LUSU Central Stores Electricity | Elster | A1100 | kWh | 0.001 | Energy meter | 1 | Electricity |  |  | MC099 | Grizedale College, Roughlee (16) |  | Plant room | 1 | 0
MC099-L02 | MC099-L02/M002 | LUSU Central Stores Fridges | Elster | A1100 | kWh | 0.001 | Energy meter | 2 | Electricity |  |  | MC099 | Grizedale College, Roughlee (16) |  | Plant room | 1 | 0
MC099-L02 | MC099-L02/M003 | Wibbly Wobbly Burger Bar Kitchen | Elster | A1100 | kWh | 0.001 | Energy meter | 3 | Electricity |  |  | MC099 | Grizedale College, Roughlee (16) |  | Plant room | 1 | 0
MC099-L02 | MC099-L02/M004 | Wibbly Wobbly Burger Bar Dining | Elster | A100C | kWh | 0.001 | Energy meter | 4 | Electricity |  |  | MC099 | Grizedale College, Roughlee (16) |  | Plant room | 1 | 0
MC099-L02 | MC099-L02/M005 | Pendle College Immersion heater | Carlo Gavazzi | EM24 | kWh | 1 | Energy meter | 5 | Electricity |  |  | MC099 | Grizedale College, Roughlee (16) |  | BT1 | 0 | 0
MC102-L01 | MC102-L01/M001 | Info Lab | Instromet | I-80 |  |  | Energy meter | 1 | Natural Gas |  |  | MC102 | InfoLab21 |  | A29 | 0 | 0
MC102-L01 | MC102-L01/M002 | Infolab kitchen |  |  |  |  | Energy meter | 2 | Natural Gas |  |  | MC102 | InfoLab21 |  | A29 | 0 | 0
MC102-L01 | MC102-L01/M003 | Infolab | Socomec | Countis Atp | kWh | 1 | Energy meter | 3 | Electricity |  |  | MC102 | InfoLab21 |  | A29 | 0 | 0
MC102-L01 | MC102-L01/M004 | Infolab |  |  |  |  | Energy meter | 4 | Water |  |  | MC102 | InfoLab21 |  | A29 | 0 | 0
MC102-L01 | MC102-L01/M005 | Infolab Chiller No.1 | Socomec | Countis Atp | kWh | 1 | Energy meter | 5 | Electricity |  |  | MC102 | InfoLab21 |  | A29 | 0 | 0
MC102-L01 | MC102-L01/M006 | Infolab Chiller No.2 | Socomec | Countis Atp | kWh | 1 | Energy meter | 6 | Electricity |  |  | MC102 | InfoLab21 |  | A29 | 0 | 0
MC102-L01 | MC102-L01/M007 | Mains SB | Socomec | Diris AP | kWh |  | Energy meter | 7 | Electricity |  |  | MC102 | InfoLab21 |  | Info-Lab | 0 | 0
MC102-L01 | MC102-L01/M008 | DB/2/3/P1 riser 3 in B31a | Socomec | Countis E50 | kWh |  | Energy meter | 8 | Electricity |  |  | MC102 | InfoLab21 |  | Info-Lab | 0 | 0
MC103-L01 | MC103-L01/M001 | Lancaster House Hotel | Carlo Gavazzi | EM24-DIN | kWh | 1 | Energy meter | 1 | Electricity |  |  | MC103 | Lancaster House Hotel |  | Centre Plant Room | 0 | 1
MC103-L01 | MC103-L01/M002 | Lancaster House Hotel | Sensus | HRI-A3 |  | 0.001 | Energy meter | 2 | Water |  |  | MC103 | Lancaster House Hotel |  | Centre Plant Room | 0 | 1
MC103-L01 | MC103-L01/M003 | Lancaster House Hotel | Elster | Quantometer QA65 50 Z | kWh |  | Energy meter | 3 | Natural Gas |  |  | MC103 | Lancaster House Hotel |  | Centre Plant Room | 0 | 1
MC125-L01 | MC125-L01/M001 | Fylde Lytham | B Meters | DRY |  |  | Energy meter | 1 | Water |  |  | MC125 | Fylde Residences, House 68 - Lytham |  | Loft Plant Room BMS Panel | 0 | 0
MC126-L01 | MC126-L01/M001 | Fylde Pilling | B Meters | DRY |  |  | Energy meter | 1 | Water |  |  | MC126 | Fylde Residences, House 69 - Pilling |  | Loft Plant Room BMS Panel | 0 | 0
MC128-L01 | MC128-L01/M001 | Furness Pennington | B Meters | B04 321 |  |  | Energy meter | 1 | Water |  |  | MC128 | Furness Residences, House 71 - Pennington |  | Loft Plant Room BMS Panel | 0 | 0
MC129-L01 | MC129-L01/M001 | Furness Colton | B Meters | B04 321 |  |  | Energy meter | 1 | Water |  |  | MC129 | Furness Residences, House 72 - Colton |  | Loft Plant Room BMS Panel | 0 | 0
MC131-L01 | MC131-L01/M001 | Furness Hawkshead | B Meters | B04 321 |  |  | Energy meter | 1 | Water |  |  | MC131 | Furness Residences, House 74 - Hawkshead |  | Loft Plant Room BMS Panel | 0 | 0
MC032-L02 | MC032-L02/M004 | County South Flats 6 7 8 9 | Merlin |  | kWh | 1 | Energy meter | 4 | Electricity |  |  | MC134 | County South Residences, House 76 - Belmont | E64,E65,E66,E67,E68,E69,E54,E55,E56,E57,E58,E59,E60,E61,E62,E63,E48,E49,E50,E51,E52,E53,E39,E40,E41,E42,E43,E44,E45,E46,E47 | C56 | 0 | 0
MC032-L02 | MC032-L02/M005 | County South DB D2 Power | Merlin |  | kWh | 1 | Energy meter | 5 | Electricity |  |  | MC134 | County South Residences, House 76 - Belmont | D22,D23,D24,D25,D26,D27,D31,D33,D34,D35,D37,D40,D43,D44,D45,D47 | C56 | 0 | 0
MC032-L02 | MC032-L02/M006 | County South DB D2 Lighting | Merlin |  | kWh | 1 | Energy meter | 6 | Electricity |  |  | MC134 | County South Residences, House 76 - Belmont | D5,D22,D23,D24,D25,D26,D27,D28,D30,D31,D32,D33,D34,D35,D36,D43,D45,D47 | C56 | 0 | 0
MC032-L02 | MC032-L02/M007 | County South DB C2 Power | Merlin |  | kWh | 1 | Energy meter | 7 | Electricity |  |  | MC134 | County South Residences, House 76 - Belmont | C41,C42,C43,C44,C45,C46,C47,C48,C49,C50,C51,C53,C56,C59,C60,C61,C62,C63 | C56 | 0 | 0
MC032-L02 | MC032-L02/M008 | County South DB C2 Lighting | Merlin |  | kWh | 1 | Energy meter | 8 | Electricity |  |  | MC134 | County South Residences, House 76 - Belmont | C41,C42,C43,C44,C45,C46,C47,C49,C50,C51,C53,C56,C59,C60,C61,C62,C63 | C56 | 0 | 0
MC134-L77 | MC134-L77/M003 | County South DB B1 Power | Merlin |  | kWh |  | Energy meter | 3 | Electricity |  |  | MC134 | County South Residences, House 76 - Belmont | B2,B3,B4,B5,B6,B7,B9,B10,B11,B12,B13,B14,B15,B17,B18,B19,B21,B22,B23,B24,B25,B26,B27,B28,B29,B30,B31,B35 | C20 | 0 | 0
MC134-L77 | MC134-L77/M004 | County South DB B1 Lighting | Merlin |  | kWh |  | Energy meter | 4 | Electricity |  |  | MC134 | County South Residences, House 76 - Belmont | B2,B3,B4,B5,B6,B7,B9,B10,B11,B12,B13,B14,B15,B17,B18,B19,B21,B22,B23,B24,B25,B26,B27,B28,B29.B30,B31,B35 | C20 | 0 | 0
MC134-L77 | MC134-L77/M005 | County South DB C1 Power | Merlin |  | kWh |  | Energy meter | 5 | Electricity |  |  | MC134 | County South Residences, House 76 - Belmont | B2,B3,B4,B5,B6,B7,B9,B10,B11,B12,B13,B14,B15,B17,B18,B19,B21,B22,B23,B24,B25,B26,B27,B28,B29.B30,B31B33,B35 | C20 | 0 | 0
MC134-L77 | MC134-L77/M006 | County South DB C1 Lighting | Merlin |  | kWh |  | Energy meter | 6 | Electricity |  |  | MC134 | County South Residences, House 76 - Belmont | C1,C2,C3,C4,C5,C6,C7,C8,C9,C10,C11,C12,C13,C14,C15,C17,C19,C23,C24,C25,C26,C29,C39,C31,C32,C33,C34,C35,C36,C37,C38 | C20 | 0 | 0
MC134-L77 | MC134-L77/M007 | County South DB D1 Power | Merlin |  | kWh |  | Energy meter | 7 | Electricity |  |  | MC134 | County South Residences, House 76 - Belmont | C1,C2,C3,C4,C5,C6,C7,C8,C9,C10,C11,C12,C13,C15,C16,C17,C18,C19,C23,C24,C25,C26,C29,C39,C31,C32,C33,C34,C35,C36,C37,C38 | C20 | 0 | 0
MC134-L77 | MC134-L77/M008 | County South DB D1 Lighting | Merlin |  | kWh |  | Energy meter | 8 | Electricity |  |  | MC134 | County South Residences, House 76 - Belmont | D1,D2,D3,D4,D5,D6,D7,D8,D9,D10,D11,D12,D13,D20 | C20 | 0 | 0
MC032-L05 | MC032-L05/M001 | County South Flats 1 2 3 4 5 | Merlin |  | kWh | 1 | Energy meter | 1 | Electricity |  |  | MC134 | County South Residences, House 76 - Belmont | E97,E97,E98,E99,E100,E101,E102,E103,E104,E105,E106,E107,E108,E109,E83,E84,E85,E86,E87,E88,E89,E90,E91,E92,E93,E75,E76,E77,E78,E79,E80,E81,E82 | C88 | 0 | 0
MC032-L05 | MC032-L05/M002 | County South DB D3 Power | Merlin |  | kWh | 1 | Energy meter | 2 | Electricity |  |  | MC134 | County South Residences, House 76 - Belmont | D46,D47,D48,D49,D50,D51,D52,D56,D61,D62,D63,D64,D65,D66,D67,D70,D71,D72 | C88 | 0 | 0
MC032-L05 | MC032-L05/M003 | County South DB D3 Lighting | Merlin |  | kWh | 1 | Energy meter | 3 | Electricity |  |  | MC134 | County South Residences, House 76 - Belmont | D46,D47,D48,D49,D50,D51,D52,D56,D61,D62,D63,D64,D65,D66,D67,D70,D71,D72 | C88 | 0 | 0
MC032-L05 | MC032-L05/M004 | County South DB C3 Power | Merlin |  | kWh | 1 | Energy meter | 4 | Electricity |  |  | MC134 | County South Residences, House 76 - Belmont | C63,C64,C66,C68,C68,C70,C72,C77,C78,C79,C80,C81,C82,C83,C85,C87,C88,C89 | C88 | 0 | 0
MC032-L05 | MC032-L05/M005 | County South DB C3 Lighting | Merlin |  | kWh | 1 | Energy meter | 5 | Electricity |  |  | MC134 | County South Residences, House 76 - Belmont | C64,C65,C66,C67,C68,C68,C69,C70,C72,C77,C78,C79,C80,C81,C82,C83,C85,C87,C89 | C88 | 0 | 0
MC032-L05 | MC032-L05/M006 | County South DB B3 Power | Merlin |  | kWh | 1 | Energy meter | 6 | Electricity |  |  | MC134 | County South Residences, House 76 - Belmont | B64,B65,B66,B67,B68,B69,B71,B72,B73,B74,B75,B76,B77,B78,B80,B81,B82,B83,B84,B85,B86,B87 | C88 | 0 | 0
MC032-L05 | MC032-L05/M007 | County South DB B3 Lighting | Merlin |  | kWh | 1 | Energy meter | 7 | Electricity |  |  | MC134 | County South Residences, House 76 - Belmont | B64,B65,B66,B67,B68,B69,B71,B72,B73,B74,B75,B76,B77,B78,B80,B81,B82,B83,B84,B85,B86,B87,B88 | C88 | 0 | 0
MC032-L04 | MC032-L04/M001 | County South Flats 10 11 12 13 14 | Merlin |  | kWh | 1 | Energy meter | 1 | Electricity |  |  | MC134 | County South Residences, House 76 - Belmont |  | C20 | 0 | 0
MC134-L78 | MC134-L78/M001 | County South BD B2 Power | Merlin |  | kWh |  | Energy meter | 1 | Electricity |  |  | MC134 | County South Residences, House 76 - Belmont | B39,B40,B41,B42,B43,B44,B45,B46,B47,B48,B49,B50,B51,B52,B53,B54,B55,B58,B61,B62 | C56 | 0 | 0
MC134-L78 | MC134-L78/M002 | County South BD B2 Lighting | Merlin |  | kWh |  | Energy meter | 2 | Electricity |  |  | MC134 | County South Residences, House 76 - Belmont | B39,B40,B41,B42,B43,B44,B45,B46,B47,B48,B49,B50,B51,B52,B53,B54,B61 | C56 | 0 | 0
MC032-L06 | MC032-L06/M001 | County South BB01 Riser | Socomec |  | kWh | 1 | Energy meter | 1 | Electricity |  |  | MC134 | County South Residences, House 76 - Belmont |  | A71/R3 | 0 | 0
MC032-L06 | MC032-L06/M002 | County South BB02 Riser | Socomec |  | kWh | 1 | Energy meter | 2 | Electricity |  |  | MC134 | County South Residences, House 76 - Belmont |  | A71/R3 | 0 | 0
MC032-L06 | MC032-L06/M003 | County South BB03 Riser | Socomec |  | kWh | 1 | Energy meter | 3 | Electricity |  |  | MC134 | County South Residences, House 76 - Belmont |  | A71/R3 | 0 | 0
MC032-L06 | MC032-L06/M004 | County South LT Plant Room | Socomec |  | kWh | 1 | Energy meter | 4 | Electricity |  |  | MC134 | County South Residences, House 76 - Belmont | A68,A69,A70 | A71/R3 | 0 | 0
MC032-L06 | MC032-L06/M005 | County South Comms DB | Socomec |  | kWh | 1 | Energy meter | 5 | Electricity |  |  | MC134 | County South Residences, House 76 - Belmont |  | A71/R3 | 0 | 0
MC032-L06 | MC032-L06/M006 | County South Plant Room Panel | Socomec |  | kWh | 1 | Energy meter | 6 | Electricity |  |  | MC134 | County South Residences, House 76 - Belmont |  | A71/R3 | 0 | 0
MC032-L06 | MC032-L06/M007 | County South Immersion heater No.1 | Socomec |  | kWh | 1 | Energy meter | 7 | Electricity |  |  | MC134 | County South Residences, House 76 - Belmont |  | A71/R3 | 0 | 0
MC032-L06 | MC032-L06/M008 | County South Immersion heater No.2 | Socomec |  | kWh | 1 | Energy meter | 8 | Electricity |  |  | MC134 | County South Residences, House 76 - Belmont |  | A71/R3 | 0 | 0
MC032-L08 | MC032-L08/M001 | County South DB A1 Power | Merlin |  | kWh | 1 | Energy meter | 1 | Electricity |  |  | MC134 | County South Residences, House 76 - Belmont | A60,A68,A69,A70,A71,A72,A78,A79,A81,A82,A83,A87 | A71/R3 | 0 | 0
MC032-L08 | MC032-L08/M002 | County South DB A1 Lighting | Merlin |  | kWh | 1 | Energy meter | 2 | Electricity |  |  | MC134 | County South Residences, House 76 - Belmont | A60,A63,A68,A69,A70,A71,A72,A78,A79,A81,A82,A83,A84,A85,A87 | A71/R3 | 0 | 0
MC032-L07 | MC032-L07/M001 | County South Laundrette DB Electricity | Socomec |  | kWh | 1 | Energy meter | 1 | Electricity |  |  | MC134 | County South Residences, House 76 - Belmont |  | A71/R3 | 0 | 0
MC032-L07 | MC032-L07/M002 | County South Existing Lift | Socomec |  | kWh | 1 | Energy meter | 2 | Electricity |  |  | MC134 | County South Residences, House 76 - Belmont |  | A71/R3 | 0 | 0
MC032-L07 | MC032-L07/M003 | County South DB 2 Room A62 | Socomec |  | kWh | 1 | Energy meter | 3 | Electricity |  |  | MC134 | County South Residences, House 76 - Belmont |  | A71/R3 | 0 | 0
MC032-L07 | MC032-L07/M004 | County South FASS | Socomec |  | kWh | 1 | Energy meter | 4 | Electricity |  |  | MC134 | County South Residences, House 76 - Belmont |  | A71/R3 | 0 | 0
MC032-L07 | MC032-L07/M005 | County South DB LK Room 107 | Socomec |  | kWh | 1 | Energy meter | 5 | Electricity |  |  | MC134 | County South Residences, House 76 - Belmont | A71 | A71/R3 | 0 | 0
MC032-L07 | MC032-L07/M006 | County South DB Ext Mech Power | Socomec |  | kWh | 1 | Energy meter | 6 | Electricity |  |  | MC134 | County South Residences, House 76 - Belmont |  | A71/R3 | 0 | 0
MC032-L07 | MC032-L07/M007 | County South Electricity | Socomec |  | kWh | 1 | Energy meter | 7 | Electricity |  |  | MC134 | County South Residences, House 76 - Belmont | A0 | A71/R3 | 0 | 0
MC134-L01 | MC134-L01/M001 | County South Houses 75 - 77 | GWF | Radial Blade Turbine Gas Meter |  |  | Energy meter | 1 | Natural Gas |  |  | MC134 | County South Residences, House 76 - Belmont |  | Block 76 | 0 | 0
MC134-L01 | MC134-L01/M002 | County South Houses 75 - 77 | PoWoGaz | MAP15 |  |  | Energy meter | 2 | Water |  |  | MC134 | County South Residences, House 76 - Belmont |  | Block 76 | 0 | 0
MC138-L01 | MC138-L01/M001 | Sub No.7 Transformer No.1 | Socomec | Diris | kWh | 1 | Energy meter | 1 | Electricity |  |  | MC138 | Sub Station 7 |  | A24 | 0 | 0
MC138-L01 | MC138-L01/M002 | Sub No.7 Transformer No.2 | Socomec | Diris | kWh | 1 | Energy meter | 2 | Electricity |  |  | MC138 | Sub Station 7 |  | A24 | 0 | 0
MC139-L01 | MC139-L01/M001 | Sub No.9 Transformer No.1 | Carlo Gavazzi | EM24 | kWh | 1 | Energy meter | 1 | Electricity |  |  | MC139 | Sub Station 9 |  | Graduate Field | 0 | 0
MC139-L01 | MC139-L01/M002 | Sub No.9 Transformer No.2 | Carlo Gavazzi | EM24 | kWh | 1 | Energy meter | 2 | Electricity |  |  | MC139 | Sub Station 9 |  | Graduate Field | 0 | 0
MC140-L01 | MC140-L01/M001 | Sattelite Sub Transformer No.1 | Socomec | Diris A20 | kWh | 1 | Energy meter | 1 | Electricity |  |  | MC140 | Satellite Sub Station |  | Sub Station Sat | 0 | 0
MC140-L01 | MC140-L01/M002 | Fylde Residence | Socomec | Diris A20 | kWh | 1 | Energy meter | 2 | Electricity |  |  | MC140 | Satellite Sub Station |  | Sub Station Sat | 0 | 0
MC140-L01 | MC140-L01/M003 | Furness Residence | Socomec | Diris A20 | kWh | 1 | Energy meter | 3 | Electricity |  |  | MC140 | Satellite Sub Station |  | Sub Station Sat | 0 | 0
MC141-L01 | MC141-L01/M001 | County Town Houses | PR | 5202B |  |  | Energy meter | 1 | Water |  |  | MC141 | County Field |  | ULEX Kitchen Store | 0 | 0
MC141-L01 | MC141-L01/M002 | County Town Houses | PR | 5202B |  |  | Energy meter | 2 | Natural Gas |  |  | MC141 | County Field |  | ULEX Kitchen Store | 0 | 0
MC141-L01 | MC141-L01/M003 | County Town Houses |  |  |  |  | Energy meter | 3 | Water |  |  | MC141 | County Field |  |  | 0 | 0
MC171-L01 | MC171-L01/M001 | Post Graduart Statistics Centre | Northern Design | MultiCube | kWh | 1 | Energy meter | 1 | Electricity |  |  | MC171 | PSC |  | A63 | 0 | 0
MC171-L01 | MC171-L01/M002 | Post Graduart Statistics Centre | Zenner | ZR 2007 |  |  | Energy meter | 2 | Water |  |  | MC171 | PSC |  | Roof Plant Room | 0 | 0
MC171-L01 | MC171-L01/M003 | Post Graduart Statistics Centre | Kamstrup | Multical 601 | kWh | 10 | Energy meter | 3 | District Heating |  |  | MC171 | PSC |  | Roof Plant Room | 0 | 0
MC181-L01 | MC181-L01/M001 | Grizedale Residence |  |  |  |  | Energy meter | 1 | Natural Gas |  |  | MC181 | Grizedale College, House 116 - Nibthwaite |  | Plant room above Flat No 8 | 0 | 0
MC181-L01 | MC181-L01/M002 | Grizedale Residence |  |  |  |  | Energy meter | 2 | Water |  |  | MC181 | Grizedale College, House 116 - Nibthwaite |  | Plant room above Flat No 8 | 0 | 0
MC197-L01 | MC197-L01/M001 | ISS Campus Services DB-E-S4B | Integra | 1630 | kWh | 1 | Energy meter | 1 | Electricity |  |  | MC197 | ISS Building |  | D05 | 0 | 0
MC197-L01 | MC197-L01/M002 | ISS Regional Network and Services DB-E-S3B | Integra | 1630 | kWh | 1 | Energy meter | 2 | Electricity |  |  | MC197 | ISS Building |  | D05 | 0 | 0
MC197-L01 | MC197-L01/M003 | ISS Regional Campus Co-Lo DB-E-S1B | Integra | 1630 | kWh | 1 | Energy meter | 3 | Electricity |  |  | MC197 | ISS Building |  | D05 | 0 | 0
MC197-L01 | MC197-L01/M004 | ISS Campus Network DB-E-S2B | Integra | 1630 | kWh | 1 | Energy meter | 4 | Electricity |  |  | MC197 | ISS Building |  | D05 | 0 | 0
MC197-L01 | MC197-L01/M005 | ISS Building Coms DB-E-S5B | Integra | 1630 | kWh | 1 | Energy meter | 5 | Electricity |  |  | MC197 | ISS Building |  | D05 | 0 | 0
MC197-L01 | MC197-L01/M006 | ISS Campus Servers DB-E-S4A | Integra | 1630 | kWh | 1 | Energy meter | 6 | Electricity |  |  | MC197 | ISS Building |  | D05 | 0 | 0
MC197-L01 | MC197-L01/M007 | ISS Regional Networking Services DB-E-S3A | Integra | 1630 | kWh | 1 | Energy meter | 7 | Electricity |  |  | MC197 | ISS Building |  | D05 | 0 | 0
MC197-L01 | MC197-L01/M008 | ISS Regional and Campus Co Lo DB-E-S1A | Integra | 1630 | kWh | 1 | Energy meter | 8 | Electricity |  |  | MC197 | ISS Building |  | D05 | 0 | 0
MC197-L02 | MC197-L02/M001 | ISS Campus Network DB-E-S2A | Integra | 1630 | kWh | 1 | Energy meter | 1 | Electricity |  |  | MC197 | ISS Building |  | D05 | 0 | 0
MC197-L02 | MC197-L02/M002 | ISS Building Coms DB-E-S5A | Integra | 1630 | kWh | 1 | Energy meter | 2 | Electricity |  |  | MC197 | ISS Building |  | D05 | 0 | 0
MC197-L02 | MC197-L02/M003 | ISS Incomer No.2 From LV2 ESS | Integra | 1630 | kWh | 1 | Energy meter | 3 | Electricity |  |  | MC197 | ISS Building |  | D05 | 0 | 0
MC197-L02 | MC197-L02/M004 | ISS Incomer No.1 From LV2 ESS | Integra | 1630 | kWh | 1 | Energy meter | 4 | Electricity |  |  | MC197 | ISS Building |  | D05 | 0 | 0
MC197-L02 | MC197-L02/M005 | ISS LV2 ESS Main M | Integra | 1630 | kWh | 1 | Energy meter | 5 | Electricity |  |  | MC197 | ISS Building |  | D05 | 0 | 0
MC197-L02 | MC197-L02/M006 | ISS Ess Mech Control | Integra | 1630 | kWh | 1 | Energy meter | 6 | Electricity |  |  | MC197 | ISS Building |  | D05 | 0 | 0
MC197-L02 | MC197-L02/M007 | ISS DB/E/M1 | Integra | 1630 | kWh | 1 | Energy meter | 7 | Electricity |  |  | MC197 | ISS Building |  | D05 | 0 | 0
MC197-L02 | MC197-L02/M008 | ISS CB/E/M2 | Integra | 1630 | kWh | 1 | Energy meter | 8 | Electricity |  |  | MC197 | ISS Building |  | D05 | 0 | 0
MC197-L03 | MC197-L03/M001 | ISS Future UPS | Integra | 1630 | kWh | 1 | Energy meter | 1 | Electricity |  |  | MC197 | ISS Building |  | D05 | 0 | 0
MC197-L03 | MC197-L03/M002 | ISS UPS | Integra | 1630 | kWh | 1 | Energy meter | 2 | Electricity |  |  | MC197 | ISS Building |  | D05 | 0 | 0
MC197-L03 | MC197-L03/M003 | ISS | Kamstrup | Multical 601 | kWh | 1 | Energy meter | 3 | District Heating |  |  | MC197 | ISS Building |  | D05 | 0 | 0
MC197-L03 | MC197-L03/M004 | ISS |  |  |  | 1 | Energy meter | 4 | Water |  |  | MC197 | ISS Building |  | D05 | 0 | 0
MC197-L03 | MC197-L03/M005 | ISS UPSLV-US-1 | Integra | 1630 | kWh | 1 | Energy meter | 5 | Electricity |  |  | MC197 | ISS Building |  | D05 | 0 | 0
MC197-L03 | MC197-L03/M006 | ISS UPSLV-US-2 | Integra | 1630 | kWh | 1 | Energy meter | 6 | Electricity |  |  | MC197 | ISS Building |  | D05 | 0 | 0
MC197-L03 | MC197-L03/M007 | ISS UPSLV-US-3 | Integra | 1630 | kWh | 1 | Energy meter | 7 | Electricity |  |  | MC197 | ISS Building |  | D05 | 0 | 0
MC197-L03 | MC197-L03/M008 | ISS UPSLV-US-4 | Integra | 1630 | kWh | 1 | Energy meter | 8 | Electricity |  |  | MC197 | ISS Building |  | D05 | 0 | 0
MC197-L04 | MC197-L04/M001 | ISS UPS2A Bypass | Integra | 1630 | kWh | 1 | Energy meter | 1 | Electricity |  |  | MC197 | ISS Building |  | D05 | 0 | 0
MC197-L04 | MC197-L04/M002 | ISS Wrap Around Bypass | Integra | 1630 | kWh | 1 | Energy meter | 2 | Electricity |  |  | MC197 | ISS Building |  | D05 | 0 | 0
MC197-L04 | MC197-L04/M003 | ISS UPS2C Fuse Board | Integra | 1630 | kWh | 1 | Energy meter | 3 | Electricity |  |  | MC197 | ISS Building |  | D05 | 0 | 0
MC197-L04 | MC197-L04/M004 | ISS UPS2B Fuse Board | Integra | 1630 | kWh | 1 | Energy meter | 4 | Electricity |  |  | MC197 | ISS Building |  | D05 | 0 | 0
MC197-L04 | MC197-L04/M005 | ISS UPS2A | Integra | 1630 | kWh | 1 | Energy meter | 5 | Electricity |  |  | MC197 | ISS Building |  | D05 | 0 | 0
MC198-L01 | MC198-L01/M001 | Grizedale Bar | Socomec | Diris A20 | kWh | 1 | Energy meter | 1 | Electricity |  |  | MC198 | Grizedale College - Offices, Bar & Social Space |  | B11 | 0 | 0
MC198-L01 | MC198-L01/M002 | Grizedale Bar |  |  |  |  | Energy meter | 2 | Water |  |  | MC198 | Grizedale College - Offices, Bar & Social Space |  | B11 | 0 | 0
MC198-L01 | MC198-L01/M003 | Grizedale Bar | Metrix | G4 | kWh |  | Energy meter | 3 | Natural Gas |  |  | MC198 | Grizedale College - Offices, Bar & Social Space |  | BT1 | 0 | 0
MC198-L01 | MC198-L01/M004 | Grizedale Laundrette | Autometers | IC 500 | kWh | 1 | Energy meter | 4 | Electricity |  |  | MC198 | Grizedale College - Offices, Bar & Social Space |  | BT1 | 1 | 0
MC198-L01 | MC198-L01/M005 | Grizedale Laundrette | Sensus | WP Dynamic 80 |  |  | Energy meter | 5 | Water |  |  | MC198 | Grizedale College - Offices, Bar & Social Space |  | BT1 | 1 | 0
MC198-L01 | MC198-L01/M006 | Grizedale Laundrette | Elster | BK-G10 | kWh |  | Energy meter | 6 | Natural Gas |  |  | MC198 | Grizedale College - Offices, Bar & Social Space |  | BT1 | 1 | 0
MC198-L01 | MC198-L01/M007 | Grizedale Laundrette |  |  | kWh | 1 | Energy meter | 7 | Electricity |  |  | MC198 | Grizedale College - Offices, Bar & Social Space |  | Plant Room | 1 | 0
MC198-L01 | MC198-L01/M008 | Grizedale Bar | Kamstrup | Multical | kWh | 0.1 | Energy meter | 8 | District Heating |  |  | MC198 | Grizedale College - Offices, Bar & Social Space |  | B11 | 0 | 0
MC199-L01 | MC199-L01/M001 | Non Ess (MCCN) | Crompton | Integra 1630 | kWh | 1 | Energy meter | 1 | Electricity |  |  | MC199 | Sub Station 11 |  | Sub Station No.11 ISS | 0 | 0
MC199-L01 | MC199-L01/M002 | Chiller No 2 | Crompton | Integra 1630 | kWh | 1 | Energy meter | 2 | Electricity |  |  | MC199 | Sub Station 11 |  | Sub Station No.11 ISS | 0 | 0
MC199-L01 | MC199-L01/M003 | LV3-NE Supply | Crompton | Integra 1630 | kWh | 1 | Energy meter | 3 | Electricity |  |  | MC199 | Sub Station 11 |  | Sub Station No.11 ISS | 0 | 0
MC199-L01 | MC199-L01/M004 | LV4-NE Supply | Crompton | Integra 1630 | kWh | 1 | Energy meter | 4 | Electricity |  |  | MC199 | Sub Station 11 |  | Sub Station No.11 ISS | 0 | 0
MC199-L01 | MC199-L01/M005 | Sub No.11 Transformer No.2 | Merlin Gerin | Power Logic PM800 | kWh | 1 | Energy meter | 5 | Electricity |  |  | MC199 | Sub Station 11 |  | Sub Station No.11 ISS | 0 | 0
MC199-L01 | MC199-L01/M006 | ISS Electricity | Schneider Electric | Power Logic PM800 | kWh | 1 | Energy meter | 6 | Electricity |  |  | MC199 | Sub Station 11 |  | Sub Station No.11 ISS | 0 | 0
MC199-L01 | MC199-L01/M007 | Spare Meter | Crompton | Integra 1630 | kWh | 1 | Energy meter | 7 | Electricity |  |  | MC199 | Sub Station 11 |  | Sub Station No.11 ISS | 0 | 0
MC199-L01 | MC199-L01/M008 | Spare Meter | Crompton | Integra 1630 | kWh | 1 | Energy meter | 8 | Electricity |  |  | MC199 | Sub Station 11 |  | Sub Station No.11 ISS | 0 | 0
MC199-L02 | MC199-L02/M001 | Chiller No2 | Crompton | Integra 1630 | kWh | 1 | Energy meter | 1 | Electricity |  |  | MC199 | Sub Station 11 |  | Sub Station No.11 ISS | 0 | 0
MC199-L02 | MC199-L02/M002 | Generator | Crompton | Integra 1630 | kWh | 1 | Energy meter | 2 | Electricity |  |  | MC199 | Sub Station 11 |  | Sub Station No.11 ISS | 0 | 0
MC199-L02 | MC199-L02/M003 | LV2-ESS Supply | Crompton | Integra 1630 | kWh | 1 | Energy meter | 3 | Electricity |  |  | MC199 | Sub Station 11 |  | Sub Station No.11 ISS | 0 | 0
MC199-L02 | MC199-L02/M004 | Chiller No.1 | Crompton | Integra 1630 | kWh | 1 | Energy meter | 4 | Electricity |  |  | MC199 | Sub Station 11 |  | Sub Station No.11 ISS | 0 | 0
MC200-L01 | MC200-L01/M001 | LICA DB 1A | Schneider | Power Logic PM 700 | kWh | 1 | Energy meter | 1 | Electricity |  |  | MC200 | LICA | A02,A03,A04,A05,A06,A07,A08,A09,A10,A11, A14,A15, A18,A19,A23,SW02,CR03, | A13 | 0 | 0
MC200-L01 | MC200-L01/M002 | LICA DB 1B | Schneider | Power Logic PM 700 | kWh | 1 | Energy meter | 2 | Electricity |  |  | MC200 | LICA | A01,A20,A21,A22,A24,A25,A26,A35,A36,A37,A38,A39,A40,SW01,SW03,CR01,CR04 | A13 | 0 | 0
MC200-L01 | MC200-L01/M003 | LICA DB 2A | Schneider | Power Logic PM 700 | kWh | 1 | Energy meter | 3 | Electricity |  |  | MC200 | LICA | B01,B02,B03,B04,B05,B06,B10,B11,B12,B13,SW01,SW02,CR06,CR09,B15,B16,B17,B18,B19,B20 | A13 | 0 | 0
MC200-L01 | MC200-L01/M004 | LICA DB 2B | Schneider | Power Logic PM 700 | kWh | 1 | Energy meter | 4 | Electricity |  |  | MC200 | LICA | B21,B22,B23,B24,B25,B26,B27,B28,B29,B30,B35,B36,SW03,SW04,CR09,CR10,CR11 | A13 | 0 | 0
MC200-L01 | MC200-L01/M005 | LICA DB 3A | Schneider | Power Logic PM 700 | kWh | 1 | Energy meter | 5 | Electricity |  |  | MC200 | LICA | CR16,CR17,C17,C19,C20,C31,C40,C41,C30,C31 | A13 | 0 | 0
MC200-L01 | MC200-L01/M006 | LICA DB 3B | Schneider | Power Logic PM 700 | kWh | 1 | Energy meter | 6 | Electricity |  |  | MC200 | LICA | C01,C10,C11,C12,C13,C14,C15,CR12,CR13,CR14,SW02 | A13 | 0 | 0
MC200-L01 | MC200-L01/M007 | LICA Dimmer Rack No 1 | Schneider | Power Logic PM 700 | kWh | 1 | Energy meter | 7 | Electricity |  |  | MC200 | LICA | A30,A33 | A13 | 0 | 0
MC200-L01 | MC200-L01/M008 | LICA Dimmer Rack No 2 | Schneider | Power Logic PM 700 | kWh | 1 | Energy meter | 8 | Electricity |  |  | MC200 | LICA | A35,A33 | A13 | 0 | 0
MC200-L02 | MC200-L02/M001 | LICA DB 1C | Schneider | Power Logic PM 700 | kWh | 1 | Energy meter | 1 | Electricity |  |  | MC200 | LICA | A25,A26,A27,A28,A29,A30,A31,A32,A33,A34, | A13 | 0 | 0
MC200-L02 | MC200-L02/M002 | LICA BMS Panel | Schneider | Power Logic PM 700 | kWh | 1 | Energy meter | 2 | Electricity |  |  | MC200 | LICA | A12,A13 | A13 | 0 | 0
MC200-L02 | MC200-L02/M003 | LICA Lift | Schneider | Power Logic PM 700 | kWh | 1 | Energy meter | 3 | Electricity |  |  | MC200 | LICA |  | A13 | 0 | 0
MC200-L02 | MC200-L02/M004 | LICA Chiller Units AHU | Schneider | Power Logic PM 700 | kWh | 1 | Energy meter | 4 | Electricity |  |  | MC200 | LICA | A12 | A13 | 0 | 0
MC200-L02 | MC200-L02/M005 | LICA | Itron | CF51 | kWh | 10 | Energy meter | 5 | District Heating |  |  | MC200 | LICA | A12 | A12 | 0 | 0
MC200-L02 | MC200-L02/M006 | LICA | AquaMotion | WRAS M15 |  | 0.001 | Energy meter | 6 | Water |  |  | MC200 | LICA | A12 | A12 | 0 | 0
MC202-L01 | MC202-L01/M001 | Charles Carter A Floor A1 Total | Schneider | Power Logic PM750 | kWh |  | Energy meter | 1 | Electricity |  |  | MC202 | Charles Carter Building | A04,A05,A06,A06a,A06r1,A07,A07a,A08,A08a,A08r2,A09,A10,A11,A12,A13,A14,A15,A16,A17,LT01,LT02,ST02 | A6a | 0 | 0
MC202-L01 | MC202-L01/M002 | Charles Carter A Floor A1 Lighting | Schneider | Power Logic PM750 | kWh |  | Energy meter | 2 | Electricity |  |  | MC202 | Charles Carter Building | A04,A05,A06,A06a,A06r1,A07,A07a,A08,A08a,A08r2,A09,A10,A11,A12,A13,A14,A15,A16,A17,LT01,LT02,ST02 | A6a | 0 | 0
MC202-L01 | MC202-L01/M003 | Charles Carter A Floor A2 Total |  |  | kWh |  | Energy meter | 3 | Electricity |  |  | MC202 | Charles Carter Building | A01,A02,A02a,A03,A18,A19,ST01 | Plant Room | 0 | 0
MC202-L01 | MC202-L01/M004 | Charles Carter A Floor A2 Lighting |  |  | kWh |  | Energy meter | 4 | Electricity |  |  | MC202 | Charles Carter Building | A01,A02,A02a,A03,A18,A19,ST01 | Plant Room | 0 | 0
MC202-L01 | MC202-L01/M005 | Charles Carter B Floor B1 Total | Schneider | Power Logic PM750 | kWh |  | Energy meter | 5 | Electricity |  |  | MC202 | Charles Carter Building | B02a,B02b,B08,B09,B10,B10r1,B11,B11a,B12,B13,B14,B15,B16,B17,B18,B18a,B18r2,B19,B20,B21,B22,B23,B24,B25,B26 | B18 SR2. d2 | 0 | 0
MC202-L01 | MC202-L01/M006 | Charles Carter B Floor B1 Lighting | Schneider | Power Logic PM750 | kWh |  | Energy meter | 6 | Electricity |  |  | MC202 | Charles Carter Building | B02a,B02b,B08,B09,B10,B10r1,B11,B11a,B12,B13,B14,B15,B16,B17,B18,B18a,B18r2,B19,B20,B21,B22,B23,B24,B25,B26 | B18 SR2. d2 | 0 | 0
MC202-L01 | MC202-L01/M007 | Charles Carter B Floor B2 Total | Schneider | Power Logic PM750 | kWh |  | Energy meter | 7 | Electricity |  |  | MC202 | Charles Carter Building | B02,B03,B04,B05,B06,B07,B27,B28,B29,B30,B31,B32,B33,B34,B34a,B35,B36 | B34a | 0 | 0
MC202-L01 | MC202-L01/M008 | Charles Carter B Floor B2 Lighting | Schneider | Power Logic PM750 | kWh |  | Energy meter | 8 | Electricity |  |  | MC202 | Charles Carter Building | B02,B03,B04,B05,B06,B07,B27,B28,B29,B30,B31,B32,B33,B34,B34a,B35,B36 | B34a | 0 | 0
MC202-L02 | MC202-L02/M001 | Charles Carter C Floor C1 Total | Schneider | Power Logic PM750 | kWh |  | Energy meter | 1 | Electricity |  |  | MC202 | Charles Carter Building | C02a,C02b,C02c,C09,C10,C11,C12,C13,C14,C16,C16r1,C17,C17a,C18,C19,C20,C21,C22,C23,C24,C24a,C24r2,C25,C26,C27,C28,C29,C30,C31 | C24 SR2.d2 | 0 | 0
MC202-L02 | MC202-L02/M002 | Charles Carter C Floor C1 Lighting | Schneider | Power Logic PM750 | kWh |  | Energy meter | 2 | Electricity |  |  | MC202 | Charles Carter Building | C02a,C02b,C02c,C09,C10,C11,C12,C13,C14,C16,C16r1,C17,C17a,C18,C19,C20,C21,C22,C23,C24,C24a,C24r2,C25,C26,C27,C28,C29,C30,C31 | C24 SR2.d2 | 0 | 0
MC202-L02 | MC202-L02/M003 | Charles Carter C Floor C2 Total | Schneider | Power Logic PM750 | kWh |  | Energy meter | 3 | Electricity |  |  | MC202 | Charles Carter Building | C02a,C02b,C02c,C03,C04,C05,C06,C07,C08,C32,C33,C34,C35,C36,C37,C38,C39,C40,C40a,C41,C41a,C42 | C40a | 0 | 0
MC202-L02 | MC202-L02/M004 | Charles Carter C Floor C2 Lighting | Schneider | Power Logic PM750 | kWh |  | Energy meter | 4 | Electricity |  |  | MC202 | Charles Carter Building | C02a,C02b,C02c,C03,C04,C05,C06,C07,C08,C32,C33,C34,C35,C36,C37,C38,C39,C40,C40a,C41,C41a,C42 | C40a | 0 | 0
MC202-L02 | MC202-L02/M005 | Charles Carter D Floor D1 Total | Schneider | Power Logic PM750 | kWh |  | Energy meter | 5 | Electricity |  |  | MC202 | Charles Carter Building | D02a,D02b,D02c,D09,D10,D11,D12,D13,D14,D15,D15r1,D16,D17,D18,D19,D20,D21,D22,D23,D24,D24a,D24r2,D25,D26,D27,D28,D29,D30,D31,D32 | D24 SR2. d2 | 0 | 0
MC202-L02 | MC202-L02/M006 | Charles Carter D Floor D1 Lighting | Schneider | Power Logic PM750 | kWh |  | Energy meter | 6 | Electricity |  |  | MC202 | Charles Carter Building | D02a,D02b,D02c,D09,D10,D11,D12,D13,D14,D15,D15r1,D16,D17,D18,D19,D20,D21,D22,D23,D24,D24a,D24r2,D25,D26,D27,D28,D29,D30,D31,D32 | D24 SR2. d2 | 0 | 0
MC202-L02 | MC202-L02/M007 | Charles Carter D Floor D2 Total | Schneider | Power Logic PM750 | kWh |  | Energy meter | 7 | Electricity |  |  | MC202 | Charles Carter Building | D02a,D02b,D02c,D03,D04,D05,D06,D07,D08,D33,D34,D35,D36,D37,D38,D39,D40,D41,D42,D43 | D41a | 0 | 0
MC202-L02 | MC202-L02/M008 | Charles Carter D Floor D2 Lighting | Schneider | Power Logic PM750 | kWh |  | Energy meter | 8 | Electricity |  |  | MC202 | Charles Carter Building | D02a,D02b,D02c,D03,D04,D05,D06,D07,D08,D33,D34,D35,D36,D37,D38,D39,D40,D41,D42,D43 | D41a | 0 | 0
MC202-L03 | MC202-L03/M001 | Charles Carter Plant Room DB | Crompton | Integra 1630 | kWh |  | Energy meter | 1 | Electricity |  |  | MC202 | Charles Carter Building | RF01 | E02 | 0 | 0
MC202-L03 | MC202-L03/M002 | Charles Carter Comms Plant Room | Crompton | Integra 1630 | kWh |  | Energy meter | 2 | Electricity |  |  | MC202 | Charles Carter Building | C15 | E02 | 0 | 0
MC202-L03 | MC202-L03/M003 | Charles Carter Plant Room Total | Schneider | Power Logic PM750 | kWh |  | Energy meter | 3 | Electricity |  |  | MC202 | Charles Carter Building | RF01 | E02 | 0 | 0
MC202-L03 | MC202-L03/M004 | Charles Carter | Kamstrup | Multical 601 | kWh |  | Energy meter | 4 | District Heating |  |  | MC202 | Charles Carter Building | A0 | E01 | 0 | 0
MC202-L03 | MC202-L03/M005 | Charles Carter Mechanical Plant | Ri | CT-2EA | kWh |  | Energy meter | 5 | Electricity |  |  | MC202 | Charles Carter Building |  | E01 | 0 | 0
MC202-L03 | MC202-L03/M006 | Charles Carter | Crompton | Integra 1630 | kWh |  | Energy meter | 6 | Electricity |  |  | MC202 | Charles Carter Building | A0 | E02 | 0 | 0
MC202-L03 | MC202-L03/M007 | Charles Carter | Itron |  |  |  | Energy meter | 7 | Water |  |  | MC202 | Charles Carter Building | A0 | A08 SR2 | 0 | 0
MC203-L01 | MC203-L01/M001 | Sub No.5 Transformer No.1 | Crompton | Integra 1630 | kWh | 1 | Energy meter | 1 | Electricity |  |  | MC203 | Sub Station 5 |  | Near Pendle | 0 | 0 | MC202,A0
MC203-L01 | MC203-L01/M002 | Sub No.5 Transformer No.2 | Crompton | Integra 1630 | kWh | 1 | Energy meter | 2 | Electricity |  |  | MC203 | Sub Station 5 |  | Near Pendle | 0 | 0
MC203-L01 | MC203-L01/M003 | Management School Phase 1 | Crompton | Integra 1630 | kWh | 1 | Energy meter | 3 | Electricity |  |  | MC203 | Sub Station 5 |  | Near Pendle | 0 | 0
MC203-L01 | MC203-L01/M004 | Management Extension | Crompton | Integra 1630 | kWh | 1 | Energy meter | 4 | Electricity |  |  | MC203 | Sub Station 5 |  | Near Pendle | 0 | 0
MC203-L01 | MC203-L01/M005 | Grizedale Town House | Crompton | Integra 1630 | kWh | 1 | Energy meter | 5 | Electricity |  |  | MC203 | Sub Station 5 |  | Near Pendle | 0 | 0
MC203-L01 | MC203-L01/M006 | Pendle College | Crompton | Integra 1630 | kWh | 1 | Energy meter | 6 | Electricity |  |  | MC203 | Sub Station 5 |  | Near Pendle | 0 | 0
MC203-L01 | MC203-L01/M007 | Charles Carter | Crompton | Integra 1630 | kWh | 1 | Energy meter | 7 | Electricity |  |  | MC203 | Sub Station 5 | A0 |  | 0 | 0
MC203-L01 | MC203-L01/M008 | Grizedale Town House | Crompton | Integra 1630 | kWh | 1 | Energy meter | 8 | Electricity |  |  | MC203 | Sub Station 5 |  | Near Pendle | 0 | 0
MC204-L01 | MC204-L01/M001 | Sports Centre Swimming Pool | Carlo Gavazzi | EM24 | kWh | 1 | Energy meter | 1 | Electricity |  |  | MC204 | Sports Centre |  | A49 | 0 | 0
MC204-L01 | MC204-L01/M002 | Sports Centre | Carlo Gavazzi | EM24 | kWh | 1 | Energy meter | 2 | Electricity |  |  | MC204 | Sports Centre |  | A49 | 0 | 0
MC204-L01 | MC204-L01/M003 | Sports Centre Swimming Pool |  |  | kWh |  | Energy meter | 3 | Natural Gas |  |  | MC204 | Sports Centre |  | A49 | 0 | 0
MC204-L02 | MC204-L02/M001 | Sports Centre |  |  | kWh | 1 | Energy meter | 1 | District Heating |  |  | MC204 | Sports Centre |  | Cleaners Cupboard | 0 | 0
MC204-L05 | MC204-L05/M001 | Sports Centre DB External Light and Power | Socomec | DirisA20 | kWh |  | Energy meter | 1 | Electricity |  |  | MC204 | Sports Centre |  | B15 | 0 | 0
MC204-L05 | MC204-L05/M002 | Sports Centre DB5 Ground Floor Lights | Socomec | DirisA20 | kWh |  | Energy meter | 2 | Electricity |  |  | MC204 | Sports Centre |  | B15 | 0 | 0
MC204-L05 | MC204-L05/M003 | Sports Centre Main Electric Sub No 12 Sports Centre | Schneider | PoweLogic PM750 | kWh |  | Energy meter | 3 | Electricity |  |  | MC204 | Sports Centre |  | LG01 | 0 | 0
MC204-L05 | MC204-L05/M004 | Sports Centre DB6 First Floor Dry Area | Schneider | PoweLogic PM750 | kWh |  | Energy meter | 4 | Electricity |  |  | MC204 | Sports Centre |  | LG01 | 0 | 0
MC204-L05 | MC204-L05/M005 | Sports Centre DB7 First Floor Dry Power | Schneider | PoweLogic PM750 | kWh |  | Energy meter | 5 | Electricity |  |  | MC204 | Sports Centre |  | A50 | 0 | 0
MC204-L05 | MC204-L05/M006 | Sports Centre Comms DB | Schneider | PoweLogic PM750 | kWh |  | Energy meter | 6 | Electricity |  |  | MC204 | Sports Centre |  | A50 | 0 | 0
MC204-L05 | MC204-L05/M007 | Sports Centre Generator |  |  | kWh |  | Energy meter | 7 | Electricity |  |  | MC204 | Sports Centre |  |  | 0 | 0
MC204-L05 | MC204-L05/M008 | Sports Centre Pool Filter |  |  | kWh |  | Energy meter | 8 | Electricity |  |  | MC204 | Sports Centre |  |  | 0 | 0
MC204-L06 | MC204-L06/M001 | Sports Centre DB3 Ground Floor Dry Lighting | Schneider | PoweLogic PM750 | kWh |  | Energy meter | 1 | Electricity |  |  | MC204 | Sports Centre | CR3,A01,A64,A83,A05,A05,A06,A07,A9,A10,A11,12,SW2,A13,A14,A15,A16,A17,A18,A19,A20,A21,A22,A23,A24,A25,A26,A27,A28,A29,A30,A31,A32,A33,A34,A35,A36,A37,A38,A39,A40 | A45 | 0 | 0
MC204-L06 | MC204-L06/M002 | Sports Centre DB3 Ground Floor Dry Power | Schneider | PoweLogic PM750 | kWh |  | Energy meter | 2 | Electricity |  |  | MC204 | Sports Centre | CR3,A01,A64,A83,A05,A05,A06,A07,A9,A10,A11,12,SW2,A13,A14,A15,A16,A17,A18,A19,A20,A21,A22,A23,A24,A25,A26,A27,A28,A29,A30,A31,A32,A33,A34,A35,A36,A37,A38,A39,A40 | A45 | 0 | 0
MC204-L06 | MC204-L06/M003 | Sports Centre DB4 Ground Floor Fitness Lighting | Socomec | DirisA20 | kWh |  | Energy meter | 3 | Electricity |  |  | MC204 | Sports Centre | A11,A09,A06,A07,B21,CR2,SW1,CR1,SW2 | B15 | 0 | 0
MC204-L06 | MC204-L06/M004 | Sports Centre DB4 Ground Floor Fitness Power | Socomec | DirisA20 | kWh |  | Energy meter | 4 | Electricity |  |  | MC204 | Sports Centre | A06,A07,A08,A9,A10,A11,B21 | B15 | 0 | 0
MC204-L06 | MC204-L06/M005 | Sports Centre DB8 Roof Lighting | Schneider |  | kWh |  | Energy meter | 5 | Electricity |  |  | MC204 | Sports Centre |  | Plant Top Room | 0 | 0
MC204-L06 | MC204-L06/M006 | Sports Centre DB8 Roof Power | Socomec | DirisA20 | kWh |  | Energy meter | 6 | Electricity |  |  | MC204 | Sports Centre |  | B15 | 0 | 0
MC047-L02 | MC047-L02/M888 | [5 empty] | Energy meter |  |  |  |  | MC047 | Conference Centre |  |  | 0 | 0
MC042-L01 | MC042-L01/M888 | [5 empty] | Energy meter |  |  |  |  | MC042 | Bowland Ash House |  |  | 0 | 0
MC071-L50 | MC071-L50/M001 | LUSU - Housing |  |  |  |  | Energy meter | 1 |  |  |  | MC071 | Furness College |  |  | 1 | 0
MC103-L51 | MC103-L51/M001 | Electric Meter |  |  | kWh |  | Energy meter | 1 | Electricity |  |  | MC103 | Lancaster House Hotel |  |  | 0 | 1
MC103-L51 | MC103-L51/M002 | Water Meter |  |  |  |  | Energy meter | 2 | Water |  |  | MC103 | Lancaster House Hotel |  |  | 0 | 1
MC103-L51 | MC103-L51/M003 | Gas Meter |  |  |  |  | Energy meter | 3 | Natural Gas |  |  | MC103 | Lancaster House Hotel |  |  | 0 | 1
MC207-L52 | MC207-L52/M001 | HR Building Lights Ground Floor |  |  | kWh |  | Energy meter | 1 | Electricity |  |  | MC207 | HR Building |  |  | 0 | 0
MC207-L52 | MC207-L52/M002 | HR Building Spare 2 |  |  |  |  | Energy meter | 2 |  |  |  | MC207 | HR Building |  |  | 0 | 0
MC207-L52 | MC207-L52/M003 | HR Building Spare 3 |  |  |  |  | Energy meter | 3 |  |  |  | MC207 | HR Building |  |  | 0 | 0
MC207-L52 | MC207-L52/M004 | HR Building Spare 4 |  |  |  |  | Energy meter | 4 |  |  |  | MC207 | HR Building |  |  | 0 | 0
MC207-L52 | MC207-L52/M005 | Security Lodge |  |  |  |  | Energy meter | 5 | Water |  |  | MC207 | HR Building |  |  | 0 | 0
MC207-L52 | MC207-L52/M006 | HR Building |  |  | kWh |  | Energy meter | 6 | District Heating |  |  | MC207 | HR Building |  |  | 0 | 0
MC207-L52 | MC207-L52/M007 | Security Lodge |  |  | kWh |  | Energy meter | 7 | District Heating |  |  | MC207 | HR Building |  |  | 0 | 0
MC207-L52 | MC207-L52/M008 | HR Building |  |  | kWh |  | Energy meter | 8 | Electricity |  |  | MC207 | HR Building |  |  | 0 | 0
MC207-L53 | MC207-L53/M001 | Security Lodge |  |  |  |  | Energy meter | 1 | Water |  |  | MC207 | HR Building |  |  | 0 | 0
MC207-L53 | MC207-L53/M003 | HR Building Platform Lift |  |  | kWh |  | Energy meter | 3 | Electricity |  |  | MC207 | HR Building |  |  | 0 | 0
MC207-L53 | MC207-L53/M004 | HR Building MCC01 |  |  | kWh |  | Energy meter | 4 | Electricity |  |  | MC207 | HR Building |  |  | 0 | 0
MC207-L53 | MC207-L53/M005 | HR Building Spare 5 |  |  |  |  | Energy meter | 5 |  |  |  | MC207 | HR Building |  |  | 0 | 0
MC207-L53 | MC207-L53/M006 | HR Building 1st Floor Power and Lighting |  |  | kWh |  | Energy meter | 6 | Electricity |  |  | MC207 | HR Building |  |  | 0 | 0
MC207-L53 | MC207-L53/M007 | HR Building Spare 6 |  |  |  |  | Energy meter | 7 |  |  |  | MC207 | HR Building |  |  | 0 | 0
MC207-L53 | MC207-L53/M008 | HR Building Ground Floor Power |  |  | kWh |  | Energy meter | 8 | Electricity |  |  | MC207 | HR Building |  |  | 0 | 0
MC070-L54 | MC070-L54/M001 | Sub No.8 Transformer No.1 | Socomec | Diris | kWh |  | Energy meter | 1 | Electricity |  |  | MC070 | LEC 1 & 2 |  | Sub Station No.8 LEC 2 | 0 | 0
MC070-L54 | MC070-L54/M002 | Sub No.10 Transformer No.1 | Socomec | Diris | kWh |  | Energy meter | 2 | Electricity |  |  | MC070 | LEC 1 & 2 |  | Sub Station No.8 LEC 2 | 0 | 0
MC062-L62 | MC062-L62/M001 | Slaidburn House Hot Water |  |  |  |  | Energy meter | 1 | Water |  |  | MC062 | Slaidburn House |  |  | 0 | 0
MC032-L56 | MC032-L56/M001 | County South Diner |  |  | kWh |  | Energy meter | 1 | Electricity |  |  | MC032 | County South | A47 |  | 1 | 0
MC032-L56 | MC032-L56/M002 | County South Diner |  |  |  |  | Energy meter | 2 | Water |  |  | MC032 | County South |  |  | 1 | 0
MC010-L59 | MC010-L59/M001 | County Main Residences |  |  | kWh |  | Energy meter | 1 | Electricity |  |  | MC010 | County Main |  |  | 0 | 0
MC010-L59 | MC010-L59/M002 | County Main Folio |  |  | kWh |  | Energy meter | 2 | Electricity |  |  | MC010 | County Main |  |  | 0 | 0
MC010-L59 | MC010-L59/M003 | County Main |  |  |  |  | Energy meter | 3 | Natural Gas |  |  | MC010 | County Main |  |  | 0 | 0
MC010-L59 | MC010-L59/M004 | County Main |  |  |  |  | Energy meter | 4 | Water |  |  | MC010 | County Main |  |  | 0 | 0
MC044-L60 | MC044-L60/M001 | SEM 1 |  |  | kWh |  | Energy meter | 1 | District Heating |  |  | MC044 | Faraday Building |  |  | 0 | 0
MC044-L60 | MC044-L60/M002 | Faraday |  |  | kWh |  | Energy meter | 2 | District Heating |  |  | MC044 | Faraday Building |  |  | 0 | 0
MC044-L60 | MC044-L60/M003 | Heating Flow Return |  |  | kWh |  | Energy meter | 3 | District Heating |  |  | MC044 | Faraday Building |  |  | 0 | 0
MC044-L60 | MC044-L60/M005 | Coloquium Room Power |  |  | kWh |  | Energy meter | 5 | Electricity |  |  | MC044 | Faraday Building |  |  | 0 | 0
MC044-L60 | MC044-L60/M006 | Coloquium Room Lighting |  |  | kWh |  | Energy meter | 6 | Electricity |  |  | MC044 | Faraday Building |  |  | 0 | 0
MC044-L61 | MC044-L61/M001 | Frankland Lighting |  |  | kWh |  | Energy meter | 1 | Electricity |  |  | MC044 | Faraday Building |  |  | 0 | 0
MC044-L61 | MC044-L61/M002 | Faraday Lighting |  |  | kWh |  | Energy meter | 2 | Electricity |  |  | MC044 | Faraday Building |  |  | 0 | 0
MC044-L61 | MC044-L61/M003 | Cavendish Lighting |  |  | kWh |  | Energy meter | 3 | Electricity |  |  | MC044 | Faraday Building |  |  | 0 | 0
MC044-L61 | MC044-L61/M004 | Faraday Complex Sem 1 |  |  |  |  | Energy meter | 4 | Water |  |  | MC044 | Faraday Building |  |  | 0 | 0
MC044-L61 | MC044-L61/M005 | SEM 1 |  |  |  |  | Energy meter | 5 | Water |  |  | MC044 | Faraday Building |  |  | 0 | 0
MC044-L61 | MC044-L61/M006 | Hot SEM1 |  |  |  |  | Energy meter | 6 | Water |  |  | MC044 | Faraday Building |  |  | 0 | 0
MC044-L61 | MC044-L61/M007 | Faraday Plant Room |  |  | kWh |  | Energy meter | 7 | Electricity |  |  | MC044 | Faraday Building |  |  | 0 | 0
MC044-L61 | MC044-L61/M008 | Faraday Plant Room Lighting |  |  | kWh |  | Energy meter | 8 | Electricity |  |  | MC044 | Faraday Building |  |  | 0 | 0
MC062-L62 | MC062-L62/M002 | Bowland Tower Hot water F |  |  |  |  | Energy meter | 2 | Water |  |  | MC062 | Bowland Tower |  |  | 0 | 0
MC062-L62 | MC062-L62/M003 | Bowland Tower Heating |  |  | kWh |  | Energy meter | 3 | District Heating |  |  | MC062 | Bowland Tower |  |  | 0 | 0
MC062-L63 | MC062-L63/M001 | Bowland Tower D E Floors Lighting |  |  | kWh |  | Energy meter | 1 | Electricity |  |  | MC062 | Bowland Tower | D0,E0 |  | 0 | 0
MC062-L63 | MC062-L63/M002 | Bowland Tower D E Floors Total power |  |  | kWh |  | Energy meter | 2 | Electricity |  |  | MC062 | Bowland Tower | D0,E0 |  | 0 | 0
MC062-L63 | MC062-L63/M003 | Bowland Tower F G H Floors Lighting |  |  | kWh |  | Energy meter | 3 | Electricity |  |  | MC062 | Bowland Tower | F0,G0,H0 |  | 0 | 0
MC062-L63 | MC062-L63/M004 | Bowland Tower F G H Floors Total power |  |  | kWh |  | Energy meter | 4 | Electricity |  |  | MC062 | Bowland Tower | F0,G0,H0 |  | 0 | 0
MC062-L63 | MC062-L63/M005 | Bowland Tower J K L Floors Lighting |  |  | kWh |  | Energy meter | 5 | Electricity |  |  | MC062 | Bowland Tower | J0,K0,L0 |  | 0 | 0
MC062-L63 | MC062-L63/M006 | Bowland Tower J K L Floors Total power |  |  | kWh |  | Energy meter | 6 | Electricity |  |  | MC062 | Bowland Tower | J0,K0,L0 |  | 0 | 0
MC062-L63 | MC062-L63/M007 | Bowland Tower M N O Floors Lighting |  |  | kWh |  | Energy meter | 7 | Electricity |  |  | MC062 | Bowland Tower | M0,N0,O0 |  | 0 | 0
MC062-L63 | MC062-L63/M008 | Bowland Tower M N O Floors Total power |  |  | kWh |  | Energy meter | 8 | Electricity |  |  | MC062 | Bowland Tower | M0,N0,O0 |  | 0 | 0
MC062-L64 | MC062-L64/M001 | Bowland Tower DB1 Room B41 |  |  | kWh |  | Energy meter | 1 | Electricity |  |  | MC062 | Bowland Tower | B41 |  | 0 | 0
MC062-L64 | MC062-L64/M002 | Bowland Tower East Flat 16 and 17 |  |  | kWh |  | Energy meter | 2 | Electricity |  |  | MC062 | Bowland Tower | D16.1,D16.2,D16.3,D16.4,D17.1,D17.2,D17.3,D17.4 |  | 0 | 0
MC062-L64 | MC062-L64/M003 | Bowland Tower South Flat 18 |  |  | kWh |  | Energy meter | 3 | Electricity |  |  | MC062 | Bowland Tower | D18.1,D18.2,D18.3,D18.4 |  | 0 | 0
MC062-L64 | MC062-L64/M004 | Bowland Tower South Flat 19 Flat 20 |  |  | kWh |  | Energy meter | 4 | Electricity |  |  | MC062 | Bowland Tower | D19.1,D19.2,D19.3,D19.4,D19.5,D20.1,D20.2,D20.3,D20.4 |  | 0 | 0
MC062-L64 | MC062-L64/M005 | Bowland Tower DB East B Floor |  |  | kWh |  | Energy meter | 5 | Electricity |  |  | MC062 | Bowland Tower | B44,B45,B46a,B46b,B47,B48,B49,B50,B51,CR10,CR11,CR12,B52,B53,B54,B55a,B55b,B56,B57,B58,B59,B60,B61,B62,B63 |  | 0 | 0
MC062-L64 | MC062-L64/M006 | Bowland Tower East C Floor |  |  | kWh |  | Energy meter | 6 | Electricity |  |  | MC062 | Bowland Tower | C46a,C46b,C47,C48,C49,C50,C51,C52,C53,C54,C55,C56,C57,C58a,C58b,C59,C60,C61,C62,C63,C64,C65,C66 |  | 0 | 0
MC062-L64 | MC062-L64/M007 | Bowland Tower South B Floor |  |  | kWh |  | Energy meter | 7 | Electricity |  |  | MC062 | Bowland Tower | B01,B02,B04,B05,B06,B07,B08a,B08b,B08c,B09,B10,B11,B12,B13,B14,B15,B16,B17,B18,B19,B20,B21,B22,B24,B35,B26,B27,B28,B29,B30,B31a,B31b,B31c,B32,B33,B34,B35,B36,B37,B38,B39,B39a,B39b,B39c,B40,CR01,CR02,CR03,CR04,CR05,CR06 |  | 0 | 0
MC062-L64 | MC062-L64/M008 | Bowland Tower C Floor |  |  | kWh |  | Energy meter | 8 | Electricity |  |  | MC062 | Bowland Tower | C01,C02,C04,C05,C06,C07,C08,C09a,C09b,C09c,C10,C11,C12,C13,C14,C15,C16,C17,C18,C19,C20,C21,C22,C24,C25,C26,C27,C28,C29,C30,C31a,C31b,C31c,C32,C33,C34,C35,C36,C37,C38,C39,C40,C41,C42 |  | 0 | 0
MC065-L65 | MC065-L65/M004 | Brady's Bookbinders |  |  | kWh |  | Energy meter | 4 | District Heating |  |  | MC065 | Library |  |  | 1 | 0
MC065-L65 | MC065-L65/M005 | DB LG2 Lighting and Power |  |  | kWh |  | Energy meter | 5 | Electricity |  |  | MC065 | Library |  |  | 0 | 0
MC065-L65 | MC065-L65/M006 | DB LG3 Lighting |  |  | kWh |  | Energy meter | 6 | Electricity |  |  | MC065 | Library |  |  | 0 | 0
MC065-L65 | MC065-L65/M007 | Brady's Bookbinders |  |  |  |  | Energy meter | 7 | Water |  |  | MC065 | Library |  |  | 1 | 0
MC065-L65 | MC065-L65/M008 | DB LG3 Power |  |  | kWh |  | Energy meter | 8 | Electricity |  |  | MC065 | Library |  |  | 0 | 0
MC065-L66 | MC065-L66/M001 | DB A1 Power |  |  | kWh |  | Energy meter | 1 | Electricity |  |  | MC065 | Library |  |  | 0 | 0
MC065-L66 | MC065-L66/M002 | DB B1 Lighting |  |  | kWh |  | Energy meter | 2 | Electricity |  |  | MC065 | Library |  |  | 0 | 0
MC065-L66 | MC065-L66/M003 | DB B1 Power |  |  | kWh |  | Energy meter | 3 | Electricity |  |  | MC065 | Library |  |  | 0 | 0
MC065-L66 | MC065-L66/M004 | DB B2 Power |  |  | kWh |  | Energy meter | 4 | Electricity |  |  | MC065 | Library |  |  | 0 | 0
MC065-L66 | MC065-L66/M005 | DB A1 Lighting |  |  | kWh |  | Energy meter | 5 | Electricity |  |  | MC065 | Library |  |  | 0 | 0
MC065-L66 | MC065-L66/M006 | DB B2 Lighting |  |  | kWh |  | Energy meter | 6 | Electricity |  |  | MC065 | Library |  |  | 0 | 0
MC065-L66 | MC065-L66/M007 | DB A2 Lighting |  |  | kWh |  | Energy meter | 7 | Electricity |  |  | MC065 | Library |  |  | 0 | 0
MC065-L66 | MC065-L66/M008 | DB A2 Power |  |  | kWh |  | Energy meter | 8 | Electricity |  |  | MC065 | Library |  |  | 0 | 0
MC065-L67 | MC065-L67/M001 | DB CP4 COM2 |  |  | kWh |  | Energy meter | 1 | Electricity |  |  | MC065 | Library |  |  | 0 | 0
MC065-L67 | MC065-L67/M002 | DB 3LP |  |  | kWh |  | Energy meter | 2 | Electricity |  |  | MC065 | Library |  |  | 0 | 0
MC065-L67 | MC065-L67/M003 | MCP5 |  |  | kWh |  | Energy meter | 3 | Electricity |  |  | MC065 | Library |  |  | 0 | 0
MC065-L67 | MC065-L67/M004 | DB C2 Power |  |  | kWh |  | Energy meter | 4 | Electricity |  |  | MC065 | Library |  |  | 0 | 0
MC065-L67 | MC065-L67/M005 | DB C2 Lighting |  |  | kWh |  | Energy meter | 5 | Electricity |  |  | MC065 | Library |  |  | 0 | 0
MC065-L67 | MC065-L67/M007 | MCP3 |  |  | kWh |  | Energy meter | 7 | Electricity |  |  | MC065 | Library |  |  | 0 | 0
MC065-L67 | MC065-L67/M008 | DB D4 Lighting and Power |  |  | kWh |  | Energy meter | 8 | Electricity |  |  | MC065 | Library |  |  | 0 | 0
MC065-L68 | MC065-L68/M001 | DB LG4 Power |  |  | kWh |  | Energy meter | 1 | Electricity |  |  | MC065 | Library |  |  | 0 | 0
MC065-L68 | MC065-L68/M002 | DB LG4 Lighting |  |  | kWh |  | Energy meter | 2 | Electricity |  |  | MC065 | Library |  |  | 0 | 0
MC065-L68 | MC065-L68/M003 | DB LG5 Lighting |  |  | kWh |  | Energy meter | 3 | Electricity |  |  | MC065 | Library |  |  | 0 | 0
MC065-L68 | MC065-L68/M004 | DB LG5 Power |  |  | kWh |  | Energy meter | 4 | Electricity |  |  | MC065 | Library |  |  | 0 | 0
MC065-L68 | MC065-L68/M005 | Dist Heat East |  |  | kWh |  | Energy meter | 5 | District Heating |  |  | MC065 | Library |  |  | 0 | 0
MC065-L68 | MC065-L68/M006 | MCP 01 |  |  | kWh |  | Energy meter | 6 | Electricity |  |  | MC065 | Library |  |  | 0 | 0
MC065-L68 | MC065-L68/M007 | Domestic Hot Water |  |  | kWh |  | Energy meter | 7 | District Heating |  |  | MC065 | Library |  |  | 0 | 0
MC065-L69 | MC065-L69/M001 | DB Comms |  |  | kWh |  | Energy meter | 1 | Electricity |  |  | MC065 | Library |  |  | 0 | 0
MC065-L69 | MC065-L69/M002 | MCP 03 |  |  | kWh |  | Energy meter | 2 | Electricity |  |  | MC065 | Library |  |  | 0 | 0
MC065-L69 | MC065-L69/M003 | DB C1 Lighting |  |  | kWh |  | Energy meter | 3 | Electricity |  |  | MC065 | Library |  |  | 0 | 0
MC065-L69 | MC065-L69/M004 | DB C1 Power |  |  | kWh |  | Energy meter | 4 | Electricity |  |  | MC065 | Library |  |  | 0 | 0
MC065-L69 | MC065-L69/M005 | DB D1 Lighting and Power |  |  | kWh |  | Energy meter | 5 | Electricity |  |  | MC065 | Library |  |  | 0 | 0
MC065-L69 | MC065-L69/M006 | MCP 02 |  |  | kWh |  | Energy meter | 6 | Electricity |  |  | MC065 | Library |  |  | 0 | 0
MC065-L69 | MC065-L69/M007 | DB D2 Lighting and Power |  |  | kWh |  | Energy meter | 7 | Electricity |  |  | MC065 | Library |  |  | 0 | 0
MC066-L70 | MC066-L70/M001 | Ruskin Library | Carlo Gavazzi | EM24 | kWh |  | Energy meter | 1 | Electricity |  |  | MC066 | Ruskin Library |  | LG14 | 0 | 0
MC066-L70 | MC066-L70/M002 | Ruskin Library |  |  |  |  | Energy meter | 2 | Water |  |  | MC066 | Ruskin Library |  | LG14 | 0 | 0
MC066-L70 | MC066-L70/M003 | Ruskin Library |  |  | kWh |  | Energy meter | 3 | Natural Gas |  |  | MC066 | Ruskin Library |  | LG14 | 0 | 0
MC070-L54 | MC070-L54/M003 | No.1 Bus Bar Greenhouses | Carlo Gavazzi | EM24 | kWh |  | Energy meter | 3 | Electricity |  |  | MC070 | LEC 1 & 2 |  | Sub Station No.8 LEC 2 | 0 | 0
MC070-L54 | MC070-L54/M004 | No.2 Bus Bar Greenhouses | Carlo Gavazzi | EM24 | kWh |  | Energy meter | 4 | Electricity |  |  | MC070 | LEC 1 & 2 |  | Sub Station No.8 LEC 2 | 0 | 0
MC072-L71 | MC072-L71/M001 |  |  |  | kWh |  | Energy meter | 1 | Electricity |  |  | MC072 | Fylde College |  |  | 0 | 0
MC072-L71 | MC072-L71/M002 | [5 empty] | Energy meter | 2 | Water |  |  | MC072 | Fylde College |  |  | 0 | 0
MC072-L71 | MC072-L71/M003 |  |  |  | kWh |  | Energy meter | 3 | District Heating |  |  | MC072 | Fylde College |  |  | 0 | 0
MC072-L71 | MC072-L71/M004 |  |  |  | kWh |  | Energy meter | 4 | Electricity |  |  | MC072 | Fylde College |  |  | 0 | 0
MC200-L72 | MC200-L72/M001 | [5 empty] | Energy meter | 1 |  |  |  | MC200 | LICA |  |  | 0 | 0
MC200-L72 | MC200-L72/M002 | [5 empty] | Energy meter | 2 |  |  |  | MC200 | LICA |  |  | 0 | 0
MC204-L99 | MC204-L99/M001 | Fiscal meter |  |  |  |  | Energy meter | 1 | Natural Gas |  |  | MC204 | Sports Centre |  |  | 0 | 0
MC204-L73 | MC204-L73/M001 | Sports Centre Emergency Lights |  |  | kWh |  | Energy meter | 1 | Electricity |  |  | MC204 | Sports Centre | A0 |  | 0 | 0
MC204-L73 | MC204-L73/M002 | Sports Centre DB1 Basement and Plant Room Lighting |  |  | kWh |  | Energy meter | 2 | Electricity |  |  | MC204 | Sports Centre | LG04 |  | 0 | 0
MC204-L73 | MC204-L73/M003 | Sports Centre DB1 Basement and Plant Room Power |  |  | kWh |  | Energy meter | 3 | Electricity |  |  | MC204 | Sports Centre | LG 04 |  | 0 | 0
MC204-L73 | MC204-L73/M004 | Sports Centre Wet Change Lighting DB2-L |  |  | kWh |  | Energy meter | 4 | Electricity |  |  | MC204 | Sports Centre | A77,A81,A82,A59,A66,A61,A68,A67,A59,A77,A57,A64 |  | 0 | 0
MC204-L73 | MC204-L73/M005 | Sports Centre Wet Change Power DB2 - P |  |  | kWh |  | Energy meter | 5 | Electricity |  |  | MC204 | Sports Centre | A57,A58,A60,A64,A66,A68,A70,A74,A59,A77 |  | 0 | 0
MC204-L74 | MC204-L74/M001 | Sports Centre Steam Room |  |  | kWh |  | Energy meter | 1 | Electricity |  |  | MC204 | Sports Centre | A82 |  | 0 | 0
MC204-L74 | MC204-L74/M002 | Sports Centre AHU 1 |  |  | kWh |  | Energy meter | 2 | Electricity |  |  | MC204 | Sports Centre | C01 |  | 0 | 0
MC204-L74 | MC204-L74/M003 | Sports Centre AHU 2 |  |  | kWh |  | Energy meter | 3 | Electricity |  |  | MC204 | Sports Centre | B12 |  | 0 | 0
MC204-L74 | MC204-L74/M004 | Sports Centre Floating Floor |  |  | kWh |  | Energy meter | 4 | Electricity |  |  | MC204 | Sports Centre | A68 |  | 0 | 0
MC204-L74 | MC204-L74/M005 | Sports Centre MCCP 1 |  |  | kWh |  | Energy meter | 5 | Electricity |  |  | MC204 | Sports Centre | A43x |  | 0 | 0
MC204-L74 | MC204-L74/M006 | Sports Centre MCCP 2 |  |  | kWh |  | Energy meter | 6 | Electricity |  |  | MC204 | Sports Centre | B12 |  | 0 | 0
MC204-L74 | MC204-L74/M007 | Sports Centre Passenger Lift |  |  | kWh |  | Energy meter | 7 | Electricity |  |  | MC204 | Sports Centre | A06 | Plant room | 0 | 0
MC204-L74 | MC204-L74/M008 | Sports Centre Sauna |  |  | kWh |  | Energy meter | 8 | Electricity |  |  | MC204 | Sports Centre | A81 |  | 0 | 0
MC204-L75 | MC204-L75/M001 | Sports Centre | Boss | WPSDR |  |  | Energy meter | 1 | Water |  |  | MC204 | Sports Centre | A0 | A43 | 0 | 0
MC204-L75 | MC204-L75/M002 | Sports Centre Main Hall | GasTube | IBTM |  |  | Energy meter | 2 | Natural Gas |  |  | MC204 | Sports Centre | A41 | A43 | 0 | 0
MC204-L75 | MC204-L75/M003 | Sports Centre Gas Boilers | GasTube | IBTM |  |  | Energy meter | 3 | Natural Gas |  |  | MC204 | Sports Centre | A43x | A43 | 0 | 0
MC204-L75 | MC204-L75/M004 | Sports Centre |  |  |  |  | Energy meter | 4 | Natural Gas |  |  | MC204 | Sports Centre |  | Plant Top Room | 0 | 0
MC204-L75 | MC204-L75/M005 | Sports Centre CT Heating DHW Primary | Itron | CF51 | kWh |  | Energy meter | 5 | District Heating |  |  | MC204 | Sports Centre | A43x | A43 | 0 | 0
MC204-L75 | MC204-L75/M006 | Sports Centre | Itron | CF51 | kWh |  | Energy meter | 6 | District Heating |  |  | MC204 | Sports Centre | A43x | A43 | 0 | 0
MC204-L75 | MC204-L75/M007 | Sports Centre CT Heating Secondary | Itron | CF51 | kWh |  | Energy meter | 7 | District Heating |  |  | MC204 | Sports Centre | A43x | A43 | 0 | 0
MC204-L75 | MC204-L75/M008 | Sports Centre VT Heating Secondary | Itron | CF51 | kWh |  | Energy meter | 8 | District Heating |  |  | MC204 | Sports Centre | A43x | A43 | 0 | 0
MC044-L76 | MC044-L76/M001 |  |  |  | kWh |  | Energy meter | 1 | Electricity |  |  | MC044 | Faraday Building |  |  | 0 | 0
MC044-L76 | MC044-L76/M002 |  |  |  | kWh |  | Energy meter | 2 | Electricity |  |  | MC044 | Faraday Building |  |  | 0 | 0
MC044-L76 | MC044-L76/M003 |  |  |  | kWh |  | Energy meter | 3 | District Heating |  |  | MC044 | Faraday Building |  |  | 0 | 0
MC044-L76 | MC044-L76/M004 |  |  |  | kWh |  | Energy meter | 4 | District Heating |  |  | MC044 | Faraday Building |  |  | 0 | 0
MC044-L76 | MC044-L76/M005 |  |  |  | kWh |  | Energy meter | 5 | Electricity |  |  | MC044 | Faraday Building |  |  | 0 | 0
MC044-L76 | MC044-L76/M006 |  |  |  | kWh |  | Energy meter | 6 | Electricity |  |  | MC044 | Faraday Building |  |  | 0 | 0
MC044-L76 | MC044-L76/M007 |  |  |  | kWh |  | Energy meter | 7 | Electricity |  |  | MC044 | Faraday Building |  |  | 0 | 0
MC044-L76 | MC044-L76/M008 |  |  |  | kWh |  | Energy meter | 8 | Electricity |  |  | MC044 | Faraday Building |  |  | 0 | 0
MC102-L82 | MC102-L82-M700 | DB/4/3/L1 riser 3 D24a | Socomec | Countis E50 | kWh |  | Energy meter |  | Electricity |  |  | MC102 | InfoLab21 |  |  | 0 | 0
MC102-L82 | MC102-L82-M701 | DB/2/3/L1 riser 3 B31a | Socomec | Countis E50 | kWh |  | Energy meter |  | Electricity |  |  | MC102 | InfoLab21 |  |  | 0 | 0
MC102-L82 | MC102-L82-M702 | AHU No 1 Rooftop | Socomec | Countis ATp | kWh |  | Energy meter |  | Electricity |  |  | MC102 | InfoLab21 |  |  | 0 | 0
MC102-L82 | MC102-L82-M703 | DB 1/3/LP1 riser 3 A17a | Socomec | Countis E50 | kWh |  | Energy meter |  | Electricity |  |  | MC102 | InfoLab21 |  |  | 0 | 0
MC102-L82 | MC102-L82-M704 | DB 4/3/P1 riser 3 D24a | Socomec | Countis E50 | kWh |  | Energy meter |  | Electricity |  |  | MC102 | InfoLab21 |  |  | 0 | 0
MC102-L82 | MC102-L82-M705 | DB 3/3/L1 riser 3 C23a | Socomec | Countis E50 | kWh |  | Energy meter |  | Electricity |  |  | MC102 | InfoLab21 |  |  | 0 | 0
MC102-L82 | MC102-L82-M706 | DB 3/2/P1 riser 2 C10a | Socomec | Countis E50 | kWh |  | Energy meter |  | Electricity |  |  | MC102 | InfoLab21 |  |  | 0 | 0
MC102-L82 | MC102-L82-M707 | DB 3/2//L1 riser C10a | Socomec | Countis E50 | kWh |  | Energy meter |  | Electricity |  |  | MC102 | InfoLab21 |  |  | 0 | 0
MC102-L82 | MC102-L82-M708 | DB 4/1/P1 riser 1 (KBC) D1a | Socomec | Countis E50 | kWh |  | Energy meter |  | Electricity |  |  | MC102 | InfoLab21 |  |  | 0 | 0
MC102-L82 | MC102-L82-M709 | DB 2/1/P1 riser 1 (KBC) B5a | Socomec | Countis E50 | kWh |  | Energy meter |  | Electricity |  |  | MC102 | InfoLab21 |  |  | 0 | 0
MC102-L82 | MC102-L82-M710 | DB 3/1/P1 riser 1 (KBC) C1a | Socomec | Countis E50 | kWh |  | Energy meter |  | Electricity |  |  | MC102 | InfoLab21 |  |  | 0 | 0
MC102-L82 | MC102-L82-M711 | DB 2/2/P1 riser 2 B17a | Socomec | Countis E50 | kWh |  | Energy meter |  | Electricity |  |  | MC102 | InfoLab21 |  |  | 0 | 0
MC102-L82 | MC102-L82-M712 | DB 4/2/LP1 riser 2 D10b | Socomec | Countis E50 | kWh |  | Energy meter |  | Electricity |  |  | MC102 | InfoLab21 |  |  | 0 | 0
MC102-L82 | MC102-L82-M713 | DB 2/2//L1 riser 2 B17a | Socomec | Countis E50 | kWh |  | Energy meter |  | Electricity |  |  | MC102 | InfoLab21 |  |  | 0 | 0
MC102-L82 | MC102-L82-M714 | DB 3/1/P1 riser 1(KBC) C1a | Socomec | Countis E50 | kWh |  | Energy meter |  | Electricity |  |  | MC102 | InfoLab21 |  |  | 0 | 0
MC102-L82 | MC102-L82-M715 | DB 4/1/L1 riser 1 (KBC) D1a | Socomec | Countis E50 | kWh |  | Energy meter |  | Electricity |  |  | MC102 | InfoLab21 |  |  | 0 | 0
MC102-L82 | MC102-L82-M716 | DB 2/1/L1 riser (KBC) B5a | Socomec | Countis E50 | kWh |  | Energy meter |  | Electricity |  |  | MC102 | InfoLab21 |  |  | 0 | 0
MC102-L82 | MC102-L82-M717 | DB 4/1/KIT D43 (Kitchen) | Socomec | ATp | kWh |  | Energy meter |  | Electricity |  |  | MC102 | InfoLab21 |  |  | 0 | 0
MC102-L82 | MC102-L82-M718 | AHU 3+4 Rooftop | Socomec | ATp | kWh |  | Energy meter |  | Electricity |  |  | MC102 | InfoLab21 |  |  | 0 | 0
MC102-L82 | MC102-L82-M719 | AHU No 2 Rooftop Plant room | Socomec | ATp | kWh |  | Energy meter |  | Electricity |  |  | MC102 | InfoLab21 |  |  | 0 | 0
MC210-L82 | MC210-L82-M720 |  | Sontex | Supercal 531 | kWh |  | Energy meter |  | District Heating |  |  | MC210 | Engineering Building |  |  | 0 | 0
MC210-L82 | MC210-L82-M721 |  | Sontex | Supercal 531 | kWh |  | Energy meter |  | District Heating |  |  | MC210 | Engineering Building |  |  | 0 | 0
MC210-L82 | MC210-L82-M722 |  | Sontex | Supercal 531 | kWh |  | Energy meter |  | District Heating |  |  | MC210 | Engineering Building |  |  | 0 | 0
MC210-L82 | MC210-L82-M723 |  | Sontex | Supercal 531 | kWh |  | Energy meter |  | District Heating |  |  | MC210 | Engineering Building |  |  | 0 | 0
MC210-L82 | MC210-L82-M724 | Future PV Incomer (FPVINC) | Schneider | Power Logic PM750 | kWh |  | Energy meter |  | Electricity |  |  | MC210 | Engineering Building |  |  | 0 | 0
MC210-L82 | MC210-L82-M725 | Lift Control Panel (LCP) | Schneider | Power Logic PM750 | kWh |  | Energy meter |  | Electricity |  |  | MC210 | Engineering Building |  |  | 0 | 0
MC210-L82 | MC210-L82-M726 | Metering and Surge Protection Section | Schneider | Power Logic PM750 | kWh |  | Energy meter |  | Electricity |  |  | MC210 | Engineering Building |  |  | 0 | 0
MC210-L82 | MC210-L82-M727 | North Block Supply Section Board SB01 | Schneider | Power Logic PM750 | kWh |  | Energy meter |  | Electricity |  |  | MC210 | Engineering Building |  |  | 0 | 0
MC210-L82 | MC210-L82-M728 | Plant Room Control Panel (MCP01) | Schneider | Power Logic PM750 | kWh |  | Energy meter |  | Electricity |  |  | MC210 | Engineering Building |  |  | 0 | 0
MC210-L82 | MC210-L82-M729 | South Block Bus Bar | Schneider | Power Logic PM750 | kWh |  | Energy meter |  | Electricity |  |  | MC210 | Engineering Building |  |  | 0 | 0
MC210-L82 | MC210-L82-M730 | Smoke Vent Supply | Schneider | Power Logic PM750 | kWh |  | Energy meter |  | Electricity |  |  | MC210 | Engineering Building |  |  | 0 | 0
MC210-L82 | MC210-L82-M731 |  | IME | Conto imp | kWh |  | Energy meter |  | Electricity |  |  | MC210 | Engineering Building |  |  | 0 | 0
MC210-L82 | MC210-L82-M732 |  | Powagaz | JSC |  |  | Energy meter |  | Water |  |  | MC210 | Engineering Building |  |  | 0 | 0
MC210-L82 | MC210-L82-M733 |  | Sensus | WP Dynamic 100 |  |  | Energy meter |  | Water |  |  | MC210 | Engineering Building |  |  | 0 | 0
MC210-L82 | MC210-L82-M734 |  | Sensus | WP Dynamic 100 |  |  | Energy meter |  | Water |  |  | MC210 | Engineering Building |  |  | 0 | 0
MC210-L82 | MC210-L82-M735 |  | Powagaz | JSC |  |  | Energy meter |  | Water |  |  | MC210 | Engineering Building |  |  | 0 | 0
MC046-L82 | MC046-L82-M736 |  | BU.G.I (meters) Ltd. | 608819 |  |  | Energy meter |  | Natural Gas |  |  | MC046 | Bowland Main |  | Bt6 Store (Basement) | 0 | 0
MC046-L82 | MC046-L82-M737 | DB C1 NW |  |  | kWh |  | Energy meter |  | Electricity |  |  | MC046 | Bowland Main |  |  | 0 | 0
MC046-L82 | MC046-L82-M738 | DB C2 NW |  |  | kWh |  | Energy meter |  | Electricity |  |  | MC046 | Bowland Main |  |  | 0 | 0
MC046-L82 | MC046-L82-M739 | DB B1 NW | Selec | MFM 384 | kWh |  | Energy meter |  | Electricity |  |  | MC046 | Bowland Main |  | B01.r1 | 0 | 0
MC046-L82 | MC046-L82-M740 | DB B2 NW | Selec | MFM 384 | kWh |  | Energy meter |  | Electricity |  |  | MC046 | Bowland Main |  | B01.r1 | 0 | 0
MC046-L82 | MC046-L82-M741 | Landlords | Selec | MFM384 | kWh |  | Energy meter |  | Electricity |  |  | MC046 | Bowland Main |  | D03.r1 | 0 | 0
MC046-L82 | MC046-L82-M742 | Flat 1 | Ri Meter | CT-2EA | kWh |  | Energy meter |  | Electricity |  |  | MC046 | Bowland Main |  | D03.r1 | 0 | 0
MC046-L82 | MC046-L82-M743 | Flat 2 | Ri Meter | CT-2EA | kWh |  | Energy meter |  | Electricity |  |  | MC046 | Bowland Main |  | D03.r1 | 0 | 0
MC046-L82 | MC046-L82-M744 | Flat 3 | Ri Meter | CT-2EA | kWh |  | Energy meter |  | Electricity |  |  | MC046 | Bowland Main |  | D03.r1 | 0 | 0
MC010-L82 | MC010-L82-M745 | Retail 1 | Merlin Gerin | Power Logic PM700 | kWh |  | Energy meter |  | Electricity |  |  | MC010 | County Main |  | A007 | 0 | 0
MC010-L82 | MC010-L82-M746 | Retail 2 | Merlin Gerin | Power Logic PM700 | kWh |  | Energy meter |  | Electricity |  |  | MC010 | County Main |  | A007 | 0 | 0
MC010-L82 | MC010-L82-M747 | Retail 3 | Merlin Gerin | Power Logic PM700 | kWh |  | Energy meter |  | Electricity |  |  | MC010 | County Main |  | A007 | 0 | 0
MC010-L82 | MC010-L82-M748 | Retail 4 | Merlin Gerin | Power Logic PM700 | kWh |  | Energy meter |  | Electricity |  |  | MC010 | County Main |  | A007 | 0 | 0
MC010-L82 | MC010-L82-M749 | DB A1 | Merlin Gerin | Power Logic PM700 | kWh |  | Energy meter |  | Electricity |  |  | MC010 | County Main |  | A007 | 0 | 0
MC010-L82 | MC010-L82-M750 | DB A2 | Merlin Gerin | Power Logic PM700 | kWh |  | Energy meter |  | Electricity |  |  | MC010 | County Main |  | A007 | 0 | 0
MC010-L82 | MC010-L82-M751 | DB A3 | Merlin Gerin | Power Logic PM700 | kWh |  | Energy meter |  | Electricity |  |  | MC010 | County Main |  | A007 | 0 | 0
MC010-L82 | MC010-L82-M752 | DB B1 | Merlin Gerin | Power Logic PM700 | kWh |  | Energy meter |  | Electricity |  |  | MC010 | County Main |  | A007 | 0 | 0
MC010-L82 | MC010-L82-M753 | DB B2 | Merlin Gerin | Power Logic PM700 | kWh |  | Energy meter |  | Electricity |  |  | MC010 | County Main |  | A007 | 0 | 0
MC010-L82 | MC010-L82-M754 | Flat 1 | Merlin Gerin | Power Logic PM700 | kWh |  | Energy meter |  | Electricity |  |  | MC010 | County Main |  | A007 | 0 | 0
MC010-L82 | MC010-L82-M755 | Flat 2 | Merlin Gerin | Power Logic PM700 | kWh |  | Energy meter |  | Electricity |  |  | MC010 | County Main |  | A007 | 0 | 0
MC010-L82 | MC010-L82-M756 | Flat 3 | Merlin Gerin | Power Logic PM700 | kWh |  | Energy meter |  | Electricity |  |  | MC010 | County Main |  | A007 | 0 | 0
MC010-L82 | MC010-L82-M757 | Flat 4 (DB C2) | Merlin Gerin | Power Logic PM700 | kWh |  | Energy meter |  | Electricity |  |  | MC010 | County Main |  | A007 | 0 | 0
MC010-L82 | MC010-L82-M758 | Flat 5 | Merlin Gerin | Power Logic PM700 | kWh |  | Energy meter |  | Electricity |  |  | MC010 | County Main |  | A007 | 0 | 0
MC010-L82 | MC010-L82-M759 | Flat 6 | Merlin Gerin | Power Logic PM700 | kWh |  | Energy meter |  | Electricity |  |  | MC010 | County Main |  | A007 | 0 | 0
MC010-L82 | MC010-L82-M760 | Flat 7 | Merlin Gerin | Power Logic PM700 | kWh |  | Energy meter |  | Electricity |  |  | MC010 | County Main |  | A007 | 0 | 0
MC010-L82 | MC010-L82-M761 | Flat 8 (DB C5) | Merlin Gerin | Power Logic PM700 | kWh |  | Energy meter |  | Electricity |  |  | MC010 | County Main |  | A007 | 0 | 0
MC010-L82 | MC010-L82-M762 | Flat 9 | Merlin Gerin | Power Logic PM700 | kWh |  | Energy meter |  | Electricity |  |  | MC010 | County Main |  | A007 | 0 | 0
MC010-L82 | MC010-L82-M763 | Flat 10 | Merlin Gerin | Power Logic PM700 | kWh |  | Energy meter |  | Electricity |  |  | MC010 | County Main |  | A007 | 0 | 0
MC010-L82 | MC010-L82-M764 | Flat 11 | Merlin Gerin | Power Logic PM700 | kWh |  | Energy meter |  | Electricity |  |  | MC010 | County Main |  | A007 | 0 | 0
MC010-L82 | MC010-L82-M765 | Flat 12 | Merlin Gerin | Power Logic PM700 | kWh |  | Energy meter |  | Electricity |  |  | MC010 | County Main |  | A007 | 0 | 0
MC010-L82 | MC010-L82-M766 | Flat 13 | Merlin Gerin | Power Logic PM700 | kWh |  | Energy meter |  | Electricity |  |  | MC010 | County Main |  | A007 | 0 | 0
MC010-L82 | MC010-L82-M767 | Flat 14 (DB D4) | Merlin Gerin | Power Logic PM700 | kWh |  | Energy meter |  | Electricity |  |  | MC010 | County Main |  | A007 | 0 | 0
MC010-L82 | MC010-L82-M768 | Flat 15 | Merlin Gerin | Power Logic PM700 | kWh |  | Energy meter |  | Electricity |  |  | MC010 | County Main |  | A007 | 0 | 0
MC010-L82 | MC010-L82-M769 | Flat 16 | Merlin Gerin | Power Logic PM700 | kWh |  | Energy meter |  | Electricity |  |  | MC010 | County Main |  | A007 | 0 | 0
MC010-L82 | MC010-L82-M770 | MCC Panel | Merlin Gerin | Power Logic PM700 | kWh |  | Energy meter |  | Electricity |  |  | MC010 | County Main |  | A007 | 0 | 0
MC010-L82 | MC010-L82-M771 | FOLIO | Merlin Gerin | Power Logic PM700 | kWh |  | Energy meter |  | Electricity |  |  | MC010 | County Main |  | A007 | 0 | 0
MC010-L82 | MC010-L82-M772 | SB2 | Merlin Gerin | Power Logic PM700 | kWh |  | Energy meter |  | Electricity |  |  | MC010 | County Main |  | A007 | 0 | 0
MC032-L82 | MC032-L82-M773 | Top Selection Load | Merlin Gerin | Power Logic PM750 | kWh |  | Energy meter |  | Electricity |  |  | MC032 | County South |  | A076 | 0 | 0
MC032-L82 | MC032-L82-M774 | Total Load | Merlin Gerin | Power Logic PM750 | kWh |  | Energy meter |  | Electricity |  |  | MC032 | County South |  | A076 | 0 | 0
MC045-L82 | MC045-L82-M775 | SB/G1 A519 Store Spare Supply | Socomec | Diris A20 | kWh |  | Energy meter |  | Electricity |  |  | MC045 | Physics Building |  | Sub Station No.2 | 0 | 0
MC045-L82 | MC045-L82-M776 | Supply to Physics Cryogenics A514 | Socomec | Diris A20 | kWh |  | Energy meter |  | Electricity |  |  | MC045 | Physics Building |  | Sub Station No.2 | 0 | 0
MC045-L82 | MC045-L82-M777 | Supply to Physics Admin Room BT1 | Socomec | Diris A20 | kWh |  | Energy meter |  | Electricity |  |  | MC045 | Physics Building |  | Sub Station No.2 | 0 | 0
MC045-L82 | MC045-L82-M778 | Supply to Physics PHS3 Riser 2 A60 | Socomec | Diris A20 | kWh |  | Energy meter |  | Electricity |  |  | MC045 | Physics Building |  | Sub Station No.2 | 0 | 0
MC045-L82 | MC045-L82-M779 | Supply to Physics PHS3 Riser 1 A52 | Socomec | Diris A20 | kWh |  | Energy meter |  | Electricity |  |  | MC045 | Physics Building |  | Sub Station No.2 | 0 | 0
MC045-L82 | MC045-L82-M780 | Supply to Physics PHS2 Riser A28 | Socomec | Diris A20 | kWh |  | Energy meter |  | Electricity |  |  | MC045 | Physics Building |  | Sub Station No.2 | 0 | 0
MC045-L82 | MC045-L82-M781 | Supply to Physics Basement BT3 | Socomec | Diris A20 | kWh |  | Energy meter |  | Electricity |  |  | MC045 | Physics Building |  | Sub Station No.2 | 0 | 0
MC045-L82 | MC045-L82-M782 | Supply tp Chemistry Admin (Porter's Lodge) | Socomec | Diris A20 | kWh |  | Energy meter |  | Electricity |  |  | MC045 | Physics Building |  | Sub Station No.2 | 0 | 0
MC045-L82 | MC045-L82-M783 | Supply to ISS DB Board | Socomec | Diris A20 | kWh |  | Energy meter |  | Electricity |  |  | MC045 | Physics Building |  | Sub Station No.2 | 0 | 0
MC045-L82 | MC045-L82-M784 | Supply to Lecture Theatre | Socomec | Diris A20 | kWh |  | Energy meter |  | Electricity |  |  | MC045 | Physics Building |  | Sub Station No.2 | 0 | 0
MC045-L82 | MC045-L82-M785 | Supply to Central Services | Socomec | Diris A20 | kWh |  | Energy meter |  | Electricity |  |  | MC045 | Physics Building |  | Sub Station No.2 | 0 | 0
MC045-L82 | MC045-L82-M786 | Supply to Sub DB Board | Socomec | Diris A20 | kWh |  | Energy meter |  | Electricity |  |  | MC045 | Physics Building |  | Sub Station No.2 | 0 | 0
MC045-L82 | MC045-L82-M787 | Supply to UPS Plant Room | Socomec | Diris A20 | kWh |  | Energy meter |  | Electricity |  |  | MC045 | Physics Building |  | Sub Station No.2 | 0 | 0
MC045-L82 | MC045-L82-M788 | Supply to Physics Workshop A514 | Socomec | Diris A20 | kWh |  | Energy meter |  | Electricity |  |  | MC045 | Physics Building |  | Sub Station No.2 | 0 | 0
MC045-L82 | MC045-L82-M789 | Supply to Chemistry Workshop | Socomec | Diris A20 | kWh |  | Energy meter |  | Electricity |  |  | MC045 | Physics Building |  | Sub Station No.2 | 0 | 0
MC045-L82 | MC045-L82-M790 | Supply to Physics PHS1 Riser A17 | Socomec | Diris A20 | kWh |  | Energy meter |  | Electricity |  |  | MC045 | Physics Building |  | Sub Station No.2 | 0 | 0
MC045-L82 | MC045-L82-M791 | Supply to Creed Building | Socomec | Diris A20 | kWh |  | Energy meter |  | Electricity |  |  | MC045 | Physics Building |  | Sub Station No.2 | 0 | 0
MC045-L82 | MC045-L82-M792 | Supply to Chemistry PH2 Riser Adj A15 | Socomec | Diris A20 | kWh |  | Energy meter |  | Electricity |  |  | MC045 | Physics Building |  | Sub Station No.2 | 0 | 0
MC045-L82 | MC045-L82-M793 | Supply to Mini Form Panel High Performance Suite | Socomec | Diris A20 | kWh |  | Energy meter |  | Electricity |  |  | MC045 | Physics Building |  | Sub Station No.2 | 0 | 0
MC044-L82 | MC044-L82-M794 |  | Kamstrup | Multical 602 | kWh |  | Energy meter |  | District Heating |  |  | MC044 | Faraday Building |  | Central Serviced Plant Room | 0 | 0
MC044-L82 | MC044-L82-M795 |  | Kamstrup | Multical 602 | kWh |  | Energy meter |  | District Heating |  |  | MC044 | Faraday Building |  | Central Serviced Plant Room | 0 | 0
MC044-L82 | MC044-L82-M796 |  | Kamstrup | Multical 602 | kWh |  | Energy meter |  | District Heating |  |  | MC044 | Faraday Building |  | Central Serviced Plant Room | 0 | 0
MC044-L82 | MC044-L82-M797 |  | Kamstrup | Multical 62 | kWh |  | Energy meter |  | District Heating |  |  | MC044 | Faraday Building |  | Central Serviced Plant Room | 0 | 0
MC044-L82 | MC044-L82-M798 |  | Kamstrup | Multical 62 | kWh |  | Energy meter |  | District Heating |  |  | MC044 | Faraday Building |  | Central Serviced Plant Room | 0 | 0
MC044-L82 | MC044-L82-M799 |  | Siemens | Sirtrans FUE080 |  |  | Energy meter |  | Water |  |  | MC044 | Faraday Building |  | Central Serviced Plant Room | 0 | 0
MC044-L82 | MC044-L82-M800 |  | PoWoGaz | MWN |  |  | Energy meter |  | Water |  |  | MC044 | Faraday Building |  | Central Serviced Plant Room | 0 | 0
MC044-L82 | MC044-L82-M801 | Supply to Compressor Control Panels No. 1, LV Switcboard FP SB 2 | Socomec | Diris A20 | kWh |  | Energy meter |  | Electricity |  |  | MC044 | Faraday Building |  | Central Serviced Plant Room | 0 | 0
MC044-L82 | MC044-L82-M802 | Supply to Compressor Control Panels No. 2, LV Switcboard FP SB 2 | Socomec | Diris A20 | kWh |  | Energy meter |  | Electricity |  |  | MC044 | Faraday Building |  | Central Serviced Plant Room | 0 | 0
MC044-L82 | MC044-L82-M803 | Supply to Immersion Heater, LV Switcboard FP SB 2 | Socomec | Diris A20 | kWh |  | Energy meter |  | Electricity |  |  | MC044 | Faraday Building |  | Central Serviced Plant Room | 0 | 0
MC044-L82 | MC044-L82-M804 | Supply to MCC Panel, First Floor Plant Room, LV Switcboard FP SB 2 | Socomec | Diris A20 | kWh |  | Energy meter |  | Electricity |  |  | MC044 | Faraday Building |  | Central Serviced Plant Room | 0 | 0
MC044-L82 | MC044-L82-M805 | Supply to HURCO C&C machine Physics A510, LV Switcboard FP SB 2 | Socomec | Diris A20 | kWh |  | Energy meter |  | Electricity |  |  | MC044 | Faraday Building |  | Central Serviced Plant Room | 0 | 0
MC044-L82 | MC044-L82-M806 | CSP MECH DB, LV Switcboard FP SB 2 | Socomec | Diris A20 | kWh |  | Energy meter |  | Electricity |  |  | MC044 | Faraday Building |  | Central Serviced Plant Room | 0 | 0
MC044-L82 | MC044-L82-M807 | Spare Supply, LV Switcboard FP SB 2 | Socomec | Diris A20 | kWh |  | Energy meter |  | Electricity |  |  | MC044 | Faraday Building |  | Central Serviced Plant Room | 0 | 0
MC044-L82 | MC044-L82-M808 | Spare Supply, LV Switcboard FP SB 2 | Socomec | Diris A20 | kWh |  | Energy meter |  | Electricity |  |  | MC044 | Faraday Building |  | Central Serviced Plant Room | 0 | 0
MC044-L82 | MC044-L82-M809 | Spare Supply, LV Switcboard FP SB 1 | Socomec | Diris A20 | kWh |  | Energy meter |  | Electricity |  |  | MC044 | Faraday Building |  | Central Serviced Plant Room | 0 | 0
MC044-L82 | MC044-L82-M810 | Spare Supply, LV Switcboard FP SB 1 | Socomec | Diris A20 | kWh |  | Energy meter |  | Electricity |  |  | MC044 | Faraday Building |  | Central Serviced Plant Room | 0 | 0
MC044-L82 | MC044-L82-M811 | Supply to DB 8B, LV Switcboard FP SB 1 | Socomec | Diris A20 | kWh |  | Energy meter |  | Electricity |  |  | MC044 | Faraday Building |  | Central Serviced Plant Room | 0 | 0
MC044-L82 | MC044-L82-M812 | Supply to Faraday Lecture Theatre Lighting, LV Switcboard FP SB 1 | Socomec | Diris A20 | kWh |  | Energy meter |  | Electricity |  |  | MC044 | Faraday Building |  | Central Serviced Plant Room | 0 | 0
MC044-L82 | MC044-L82-M813 | Supply to Franklin Lecture Theatre Lighting, LV Switcboard FP SB 1 | Socomec | Diris A20 | kWh |  | Energy meter |  | Electricity |  |  | MC044 | Faraday Building |  | Central Serviced Plant Room | 0 | 0
MC044-L82 | MC044-L82-M814 | Supply to Cavendish Lecture Theatre Lighting, LV Switcboard FP SB 1 | Socomec | Diris A20 | kWh |  | Energy meter |  | Electricity |  |  | MC044 | Faraday Building |  | Central Serviced Plant Room | 0 | 0
MC044-L82 | MC044-L82-M815 | Supply to FP MCC, LV Switcboard FP SB 1 | Socomec | Diris A20 | kWh |  | Energy meter |  | Electricity |  |  | MC044 | Faraday Building |  | Central Serviced Plant Room | 0 | 0
MC044-L82 | MC044-L82-M816 | Supply to DB DB/P1, First Floor Plant Room, LV Switcboard FP SB 1 | Socomec | Diris A20 | kWh |  | Energy meter |  | Electricity |  |  | MC044 | Faraday Building |  | Central Serviced Plant Room | 0 | 0
MC044-L82 | MC044-L82-M817 | Supply to DB FP DB1, First Floor Plant Room, LV Switcboard FP SB 1 | Socomec | Diris A20 | kWh |  | Energy meter |  | Electricity |  |  | MC044 | Faraday Building |  | Central Serviced Plant Room | 0 | 0
MC044-L82 | MC044-L82-M818 | Spare Supply, LV Switcboard FP SB 1 | Socomec | Diris A20 | kWh |  | Energy meter |  | Electricity |  |  | MC044 | Faraday Building |  | Central Serviced Plant Room | 0 | 0
MC044-L82 | MC044-L82-M819 | Metering Section BusBar 1 | Socomec | DIRIS A20 | kWh |  | Energy meter |  | Electricity |  |  | MC044 | Faraday Building |  | A055 LV SWITCH ROOM | 0 | 0
MC044-L82 | MC044-L82-M820 | Metering and Surge Protection Section | Socomec | DIRIS A41 | kWh |  | Energy meter |  | Electricity |  |  | MC044 | Faraday Building |  | A055 LV SWITCH ROOM | 0 | 0
MC044-L82 | MC044-L82-M821 | Metering Section BusBar 2 | Socomec | DIRIS A20 | kWh |  | Energy meter |  | Electricity |  |  | MC044 | Faraday Building |  | A055 LV SWITCH ROOM | 0 | 0
MC044-L82 | MC044-L82-M822 | Metering and Surge Protection Section | Socomec | DIRIS A41 | kWh |  | Energy meter |  | Electricity |  |  | MC044 | Faraday Building |  | A055 LV SWITCH ROOM | 0 | 0
MC044-L82 | MC044-L82-M823 | Supply to Distribution Board | Socomec | DIRIS A20 | kWh |  | Energy meter |  | Electricity |  |  | MC044 | Faraday Building |  | A055 LV SWITCH ROOM | 0 | 0
MC044-L82 | MC044-L82-M824 |  |  |  | kWh |  | Energy meter |  | Electricity |  |  | MC044 | Faraday Building |  | Computer Staging Lab Riser A021r1 | 0 | 0
MC044-L82 | MC044-L82-M825 | Supply to Retail Unit | Socomec | DIRIS A20 | kWh |  | Energy meter |  | Electricity |  |  | MC044 | Faraday Building |  | A055 LV SWITCH ROOM | 1 | 0
MC044-L82 | MC044-L82-M826 | Top Section/Total Load x2 Distribution Board DBA/C/ST | Schneider | IEM3255 | kWh |  | Energy meter |  | Electricity |  |  | MC044 | Faraday Building |  | A055 LV SWITCH ROOM | 0 | 0
MC044-L82 | MC044-L82-M827 | Top Section/Total Load x2 Distribution Board DBA/C/G | Schneider | IEM3255 | kWh |  | Energy meter |  | Electricity |  |  | MC044 | Faraday Building |  | A055 LV SWITCH ROOM | 0 | 0
MC044-L82 | MC044-L82-M828 | Top Section/Total Load x2 Distribution Board DBA/C/SR | Schneider | IEM3255 | kWh |  | Energy meter |  | Electricity |  |  | MC044 | Faraday Building |  | A055 LV SWITCH ROOM | 0 | 0
MC044-L82 | MC044-L82-M829 | Top Section/Total Load x2 Distribution Board DBA/C/CHEM | Schneider | IEM3255 | kWh |  | Energy meter |  | Electricity |  |  | MC044 | Faraday Building |  | A055 LV SWITCH ROOM | 0 | 0
MC044-L82 | MC044-L82-M830 | Distribution Board DBA/E/M | Schneider | IEM3255 | kWh |  | Energy meter |  | Electricity |  |  | MC044 | Faraday Building |  | A013 | 0 | 0
MC044-L82 | MC044-L82-M831 |  | Kamstrup | Multical 602 | kWh |  | Energy meter |  | District Heating |  |  | MC044 | Faraday Building |  | A062 | 0 | 0
MC044-L82 | MC044-L82-M832 |  | Kamstrup | Multical 602 | kWh |  | Energy meter |  | District Heating |  |  | MC044 | Faraday Building |  | A062 | 0 | 0
MC044-L82 | MC044-L82-M833 |  | WRAS | M14 |  |  | Energy meter |  | Water |  |  | MC044 | Faraday Building |  | A062 | 0 | 0
MC044-L82 | MC044-L82-M834 |  | WRAS | M14 |  |  | Energy meter |  | Water |  |  | MC044 | Faraday Building |  | A062 | 0 | 0
MC044-L82 | MC044-L82-M835 | Top Section/Total Load x2 Distribution Board DB1 NMR | Schneider | Power Logic PM750 | kWh |  | Energy meter |  | Electricity |  |  | MC044 | Faraday Building |  | NMR Suite | 0 | 0
MC044-L82 | MC044-L82-M836 |  | Kamstrup | Multical 602 | kWh |  | Energy meter |  | District Heating |  |  | MC044 | Faraday Building |  | A013 | 0 | 0
MC044-L82 | MC044-L82-M837 |  | Kamstrup | Multical 602 | kWh |  | Energy meter |  | District Heating |  |  | MC044 | Faraday Building |  | A013 | 0 | 0
MC044-L82 | MC044-L82-M838 |  | Siemens | Sirtrans FUE080 |  |  | Energy meter |  | Water |  |  | MC044 | Faraday Building |  | A013 | 0 | 0
MC044-L82 | MC044-L82-M839 | [5 empty] | Energy meter |  | Water |  |  | MC044 | Faraday Building |  |  | 0 | 0
MC044-L82 | MC044-L82-M840 | [5 empty] | Energy meter |  | Water |  |  | MC044 | Faraday Building |  |  | 0 | 0
MC044-L82 | MC044-L82-M841 | [5 empty] | Energy meter |  | Water |  |  | MC044 | Faraday Building |  |  | 0 | 0
MC044-L82 | MC044-L82-M842 |  | IME | CONTO imp | kWh |  | Energy meter |  | Electricity |  |  | MC044 | Faraday Building |  | A023r1 | 0 | 0
MC044-L82 | MC044-L82-M843 | DBA/W/G Top Section/Total Load | Schneider | IEM3255 | kWh |  | Energy meter |  | Electricity |  |  | MC044 | Faraday Building |  | A023r1 | 0 | 0
MC044-L82 | MC044-L82-M844 | DBA/W/DATA Top Section/Total Load | Schneider | IEM3255 | kWh |  | Energy meter |  | Electricity |  |  | MC044 | Faraday Building |  | A023r1 | 0 | 0
MC207-L82 | MC207-L82-M845 | LTD DB Ground Floor | Scheider Electric | Power Logic PM 700 | kWh |  | Energy meter |  | Electricity |  |  | MC207 | HR Building |  | A35x | 0 | 0
MC207-L82 | MC207-L82-M846 | PWR DB Ground Floor | Scheider Electric | Power Logic PM 700 | kWh |  | Energy meter |  | Electricity |  |  | MC207 | HR Building |  | A35x | 0 | 0
MC207-L82 | MC207-L82-M847 | LTG/PWR 1st Floor | Scheider Electric | Power Logic PM 700 | kWh |  | Energy meter |  | Electricity |  |  | MC207 | HR Building |  | A35x | 0 | 0
MC207-L82 | MC207-L82-M848 | Mechanical Panel | Scheider Electric | Power Logic PM 700 | kWh |  | Energy meter |  | Electricity |  |  | MC207 | HR Building |  | A35x | 0 | 0
MC207-L82 | MC207-L82-M849 | Platform Lift | Scheider Electric | Power Logic PM 700 | kWh |  | Energy meter |  | Electricity |  |  | MC207 | HR Building |  | A35x | 0 | 0
MC207-L82 | MC207-L82-M850 | Main Incomer (HR Electricity) | Scheider Electric | Power Logic PM 700 | kWh |  | Energy meter |  | Electricity |  |  | MC207 | HR Building |  | A35x | 0 | 0
MC207-L82 | MC207-L82-M851 | Spare Meters 1 | Scheider Electric | Power Logic PM 700 | kWh |  | Energy meter |  | Electricity |  |  | MC207 | HR Building |  | A35x | 0 | 0
MC207-L82 | MC207-L82-M852 | Spare Meters 2 | Scheider Electric | Power Logic PM 700 | kWh |  | Energy meter |  | Electricity |  |  | MC207 | HR Building |  | A35x | 0 | 0
MC207-L82 | MC207-L82-M853 | Spare Meters 3 | Scheider Electric | Power Logic PM 700 | kWh |  | Energy meter |  | Electricity |  |  | MC207 | HR Building |  | A35x | 0 | 0
MC207-L82 | MC207-L82-M854 | Spare Meters 4 | Scheider Electric | Power Logic PM 700 | kWh |  | Energy meter |  | Electricity |  |  | MC207 | HR Building |  | A35x | 0 | 0
MC207-L82 | MC207-L82-M855 | Spare Meters 5 | Scheider Electric | Power Logic PM 700 | kWh |  | Energy meter |  | Electricity |  |  | MC207 | HR Building |  | A35x | 0 | 0
MC207-L82 | MC207-L82-M856 |  | NWM | S40MJC |  |  | Energy meter |  | Water |  |  | MC207 | HR Building |  | A15 | 0 | 0
MC207-L82 | MC207-L82-M857 |  | NWM | S40MJC |  |  | Energy meter |  | Water |  |  | MC207 | HR Building |  | A15 | 0 | 0
MC211-L82 | MC211-L82-M858 |  | NWM | S40MJC |  |  | Energy meter |  | Water |  |  | MC211 | Life Sciences & Environment Laboratories |  | A15 | 0 | 0
MC211-L82 | MC211-L82-M859 |  | Kamstrup | Multical 602 | kWh |  | Energy meter |  | District Heating |  |  | MC211 | Life Sciences & Environment Laboratories |  | A15 | 0 | 0
MC211-L82 | MC211-L82-M860 |  | Itron | CF Echo II | kWh |  | Energy meter |  | District Heating |  |  | MC211 | Life Sciences & Environment Laboratories |  | A15 | 0 | 0
MC211-L82 | MC211-L82-M861 |  | Itron | CF Echo II | kWh |  | Energy meter |  | District Heating |  |  | MC211 | Life Sciences & Environment Laboratories |  | A15 | 0 | 0
MC211-L82 | MC211-L82-M862 | DB Meter | Schneider Electric | Power Logic PM5350 | kWh |  | Energy meter |  | Electricity |  |  | MC211 | Life Sciences & Environment Laboratories |  | A15 | 0 | 0
MC211-L82 | MC211-L82-M863 | DB Meter | Schneider Electric | Power Logic PM5350 | kWh |  | Energy meter |  | Electricity |  |  | MC211 | Life Sciences & Environment Laboratories |  | A15 | 0 | 0
MC211-L82 | MC211-L82-M864 | DB Meters | Schneider Electric | Power Logic PM5350 | kWh |  | Energy meter |  | Electricity |  |  | MC211 | Life Sciences & Environment Laboratories |  | A15 | 0 | 0
MC211-L82 | MC211-L82-M865 | Main LV Section Board | Schneider Electric | Power Logic PM750 | kWh |  | Energy meter |  | Electricity |  |  | MC211 | Life Sciences & Environment Laboratories |  | A15 | 0 | 0
MC102-L82 | MC102-L82-M866 | Mains SB | Socomec | Diris AP | kWh |  | Energy meter |  | Electricity |  |  | MC102 | InfoLab21 |  | A10 | 0 | 0
MC102-L82 | MC102-L82-M867 | DB/2/3/P1 riser 3 in B31a | Socomec | Countis E50 | kWh |  | Energy meter |  | Electricity |  |  | MC102 | InfoLab21 |  | A10 | 0 | 0
MC102-L82 | MC102-L82-M868 | DB/4/3/L1 riser 3 D24a | Socomec | Countis E50 | kWh |  | Energy meter |  | Electricity |  |  | MC102 | InfoLab21 |  | A10 | 0 | 0
MC102-L82 | MC102-L82-M869 | DB/2/3/L1 riser 3 B31a | Socomec | Countis E50 | kWh |  | Energy meter |  | Electricity |  |  | MC102 | InfoLab21 |  | A10 | 0 | 0
MC102-L82 | MC102-L82-M870 | AHU No 1 Rooftop | Socomec | Countis ATp | kWh |  | Energy meter |  | Electricity |  |  | MC102 | InfoLab21 |  | A10 | 0 | 0
MC102-L82 | MC102-L82-M871 | DB 1/3/LP1 riser 3 A17a | Socomec | Countis E50 | kWh |  | Energy meter |  | Electricity |  |  | MC102 | InfoLab21 |  | A10 | 0 | 0
MC102-L82 | MC102-L82-M872 | DB 4/3/P1 riser 3 D24a | Socomec | Countis E50 | kWh |  | Energy meter |  | Electricity |  |  | MC102 | InfoLab21 |  | A10 | 0 | 0
MC102-L82 | MC102-L82-M873 | DB 3/3/L1 riser 3 C23a | Socomec | Countis E50 | kWh |  | Energy meter |  | Electricity |  |  | MC102 | InfoLab21 |  | A10 | 0 | 0
MC102-L82 | MC102-L82-M874 | DB 3/2/P1 riser 2 C10a | Socomec | Countis E50 | kWh |  | Energy meter |  | Electricity |  |  | MC102 | InfoLab21 |  | A10 | 0 | 0
MC102-L82 | MC102-L82-M875 | DB 3/2//L1 riser C10a | Socomec | Countis E50 | kWh |  | Energy meter |  | Electricity |  |  | MC102 | InfoLab21 |  | A10 | 0 | 0
MC102-L82 | MC102-L82-M876 | DB 4/1/P1 riser 1 (KBC) D1a | Socomec | Countis E50 | kWh |  | Energy meter |  | Electricity |  |  | MC102 | InfoLab21 |  | A10 | 0 | 0
MC102-L82 | MC102-L82-M877 | DB 2/1/P1 riser 1 (KBC) B5a | Socomec | Countis E50 | kWh |  | Energy meter |  | Electricity |  |  | MC102 | InfoLab21 |  | A10 | 0 | 0
MC102-L82 | MC102-L82-M878 | DB 3/1/P1 riser 1 (KBC) C1a | Socomec | Countis E50 | kWh |  | Energy meter |  | Electricity |  |  | MC102 | InfoLab21 |  | A10 | 0 | 0
MC102-L82 | MC102-L82-M879 | DB 2/2/P1 riser 2 B17a | Socomec | Countis E50 | kWh |  | Energy meter |  | Electricity |  |  | MC102 | InfoLab21 |  | A10 | 0 | 0
MC102-L82 | MC102-L82-M880 | DB 4/2/LP1 riser 2 D10b | Socomec | Countis E50 | kWh |  | Energy meter |  | Electricity |  |  | MC102 | InfoLab21 |  | A10 | 0 | 0
MC102-L82 | MC102-L82-M881 | DB 2/2//L1 riser 2 B17a | Socomec | Countis E50 | kWh |  | Energy meter |  | Electricity |  |  | MC102 | InfoLab21 |  | A10 | 0 | 0
MC102-L82 | MC102-L82-M882 | DB 3/1/P1 riser 1(KBC) C1a | Socomec | Countis E50 | kWh |  | Energy meter |  | Electricity |  |  | MC102 | InfoLab21 |  | A10 | 0 | 0
MC102-L82 | MC102-L82-M883 | DB 4/1/L1 riser 1 (KBC) D1a | Socomec | Countis E50 | kWh |  | Energy meter |  | Electricity |  |  | MC102 | InfoLab21 |  | A10 | 0 | 0
MC102-L82 | MC102-L82-M884 | DB 2/1/L1 riser (KBC) B5a | Socomec | Countis E50 | kWh |  | Energy meter |  | Electricity |  |  | MC102 | InfoLab21 |  | A10 | 0 | 0
MC102-L82 | MC102-L82-M885 | DB 4/1/KIT D43 (Kitchen) | Socomec | ATp | kWh |  | Energy meter |  | Electricity |  |  | MC102 | InfoLab21 |  | A10 | 0 | 0
MC102-L82 | MC102-L82-M886 | AHU 3+4 Rooftop | Socomec | ATp | kWh |  | Energy meter |  | Electricity |  |  | MC102 | InfoLab21 |  | A10 | 0 | 0
MC102-L82 | MC102-L82-M887 | AHU No 2 Rooftop Plant room | Socomec | ATp | kWh |  | Energy meter |  | Electricity |  |  | MC102 | InfoLab21 |  | A10 | 0 | 0
MC197-L82 | MC197-L82-M888 | DB/N/M1 | ABB | DAB 13000 | kWh |  | Energy meter |  | Electricity |  |  | MC197 | ISS Building |  | D05 | 0 | 0
MC197-L82 | MC197-L82-M889 |  | Sensus | WP-Dynamic 50 |  |  | Energy meter |  | Water |  |  | MC197 | ISS Building |  | D04 | 0 | 0
MC197-L82 | MC197-L82-M890 | DB/N/L1 | ABB | DAB 13000 | kWh |  | Energy meter |  | Electricity |  |  | MC197 | ISS Building |  | AR04 | 0 | 0
MC197-L82 | MC197-L82-M891 | DB/N/P1 | ABB | DAB 13000 | kWh |  | Energy meter |  | Electricity |  |  | MC197 | ISS Building |  | AR04 | 0 | 0
MC197-L82 | MC197-L82-M892 | DB/N/L2 | ABB | DAB 13000 | kWh |  | Energy meter |  | Electricity |  |  | MC197 | ISS Building |  | BR04 | 0 | 0
MC197-L82 | MC197-L82-M893 | DB/N/P2 | ABB | DAB 13000 | kWh |  | Energy meter |  | Electricity |  |  | MC197 | ISS Building |  | BR04 | 0 | 0
MC197-L82 | MC197-L82-M894 | DB/N/L3 | ABB | DAB 13000 | kWh |  | Energy meter |  | Electricity |  |  | MC197 | ISS Building |  | CR04 | 0 | 0
MC197-L82 | MC197-L82-M895 | DB/N/P3 | ABB | DAB 13000 | kWh |  | Energy meter |  | Electricity |  |  | MC197 | ISS Building |  | CR04 | 0 | 0
MC197-L82 | MC197-L82-M896 | DB/N/L4 | ABB | DAB 13000 | kWh |  | Energy meter |  | Electricity |  |  | MC197 | ISS Building |  | D05 | 0 | 0
MC197-L82 | MC197-L82-M897 | DB/N/P4 | ABB | DAB 13000 | kWh |  | Energy meter |  | Electricity |  |  | MC197 | ISS Building |  | D05 | 0 | 0
MC033-L82 | MC033-L82-M898 | John Creed | Socam | AYCREEDH |  |  | Energy meter |  | Water |  |  | MC033 | County John Creed |  | E01 | 0 | 0
MC033-L82 | MC033-L82-M899 | John Creed | Nothern Design | Rail 350V | kWh |  | Energy meter |  | Electricity |  |  | MC033 | County John Creed |  | E01 | 0 | 0
MC065-L82 | MC065-L82-M900 | DB A1L | Schneider Electric | IEM3255 | kWh |  | Energy meter |  | Electricity |  |  | MC065 | Library |  | A038 | 0 | 0
MC065-L82 | MC065-L82-M901 | DB A1P | Schneider Electric | IEM3255 | kWh |  | Energy meter |  | Electricity |  |  | MC065 | Library |  | A038 | 0 | 0
MC065-L82 | MC065-L82-M902 | DB B1L | Schneider Electric | IEM3255 | kWh |  | Energy meter |  | Electricity |  |  | MC065 | Library |  | B028 | 0 | 0
MC065-L82 | MC065-L82-M903 | DB B1P | Schneider Electric | IEM3255 | kWh |  | Energy meter |  | Electricity |  |  | MC065 | Library |  | B028 | 0 | 0
MC065-L82 | MC065-L82-M904 | DB C1L | Schneider Electric | IEM3255 | kWh |  | Energy meter |  | Electricity |  |  | MC065 | Library |  | C029 | 0 | 0
MC065-L82 | MC065-L82-M905 | DB C1P | Schneider Electric | IEM3255 | kWh |  | Energy meter |  | Electricity |  |  | MC065 | Library |  | C029 | 0 | 0
MC065-L82 | MC065-L82-M906 | DB A2L | Schneider Electric | IEM3255 | kWh |  | Energy meter |  | Electricity |  |  | MC065 | Library |  | SW03r3 | 0 | 0
MC065-L82 | MC065-L82-M907 | DB A2P | Schneider Electric | IEM3255 | kWh |  | Energy meter |  | Electricity |  |  | MC065 | Library |  | SW03r3 | 0 | 0
MC065-L82 | MC065-L82-M908 | DB B2L | Schneider Electric | IEM3255 | kWh |  | Energy meter |  | Electricity |  |  | MC065 | Library |  | SW03r5 | 0 | 0
MC065-L82 | MC065-L82-M909 | DB B2P | Schneider Electric | IEM3255 | kWh |  | Energy meter |  | Electricity |  |  | MC065 | Library |  | SW03r5 | 0 | 0
MC065-L82 | MC065-L82-M910 | DB C2L | Schneider Electric | IEM3255 | kWh |  | Energy meter |  | Electricity |  |  | MC065 | Library |  | SW03r7 | 0 | 0
MC065-L82 | MC065-L82-M911 | DB C2P | Schneider Electric | IEM3255 | kWh |  | Energy meter |  | Electricity |  |  | MC065 | Library |  | SW03r7 | 0 | 0
MC065-L82 | MC065-L82-M912 | COMM 1 DB CP3 | Schneider Electric | IEM3255 | kWh |  | Energy meter |  | Electricity |  |  | MC065 | Library |  | C18 | 0 | 0
MC065-L82 | MC065-L82-M913 | COMM 2 DB CP4 | Schneider Electric | IEM3255 | kWh |  | Energy meter |  | Electricity |  |  | MC065 | Library |  | C85 | 0 | 0
MC065-L82 | MC065-L82-M914 | LIBRARY | Sontex | Supercal 531 | kWh |  | Energy meter |  | District Heating |  |  | MC065 | Library |  | BT06a | 0 | 0
MC065-L82 | MC065-L82-M915 | Library Phase L1, L2, L3 | Schneider | Power Logic PM5300 | kWh |  | Energy meter |  | Electricity |  |  | MC065 | Library |  | A06a | 0 | 0
MC008-L82 | MC008-L82-M916 | CEH Workshop | Elster | BK-G10 |  |  | Energy meter |  | Natural Gas |  |  | MC008 | LEC Remote Workshops |  | A19 | 1 | 0
MC071-L82 | MC071-L82-M917 | A5 Furness | IME | Nemo 72-L | kWh |  | Energy meter |  | Electricity |  |  | MC071 | Furness College |  | A006 | 0 | 0
MC071-L82 | MC071-L82-M918 | Adj. DB Board | IME | Nemo 72-L | kWh |  | Energy meter |  | Electricity |  |  | MC071 | Furness College |  | A006 | 0 | 0
MC071-L82 | MC071-L82-M919 | Involve | IME | Nemo 72-L | kWh |  | Energy meter |  | Electricity |  |  | MC071 | Furness College |  | A006 | 0 | 0
MC071-L82 | MC071-L82-M920 |  | Danfoss | INFOCAL 8 | kWh |  | Energy meter |  | District Heating |  |  | MC071 | Furness College |  | A006 | 0 | 0
MC071-L82 | MC071-L82-M921 | [5 empty] | Energy meter |  | Water |  |  | MC071 | Furness College |  | Furness College LG PL02, Plant room | 0 | 0
MC129-L82 | MC129-L82-M922 | Furness Colton | GWF | Radial Blade Turbine Gas Meter |  |  | Energy meter |  | Natural Gas |  |  | MC129 | Furness Residences, House 72 - Colton |  | Plant room E Floor (72/R/2) | 0 | 0
MC129-L82 | MC129-L82-M923 | Furness Colton | Merlin Gerin | Power Logic PM700 | kWh |  | Energy meter |  | Electricity |  |  | MC129 | Furness Residences, House 72 - Colton |  | Plant room E Floor (Opposite Room) | 0 | 0
MC131-L82 | MC131-L82-M924 | Furness Hawkeshead | GWF | Radial Blade Turbine Gas Meter |  |  | Energy meter |  | Natural Gas |  |  | MC131 | Furness Residences, House 74 - Hawkshead |  | Plant room E floor (74/R/2) | 0 | 0
MC131-L82 | MC131-L82-M925 | Furness Hawkeshead | Merlin Gerin | Power Logic PM700 | kWh |  | Energy meter |  | Electricity |  |  | MC131 | Furness Residences, House 74 - Hawkshead |  | Plant room E floor (Opposite Room) | 0 | 0
MC128-L82 | MC128-L82-M926 | Furness Pennington | Square D | Power Logic PM700 | kWh |  | Energy meter |  | Electricity |  |  | MC128 | Furness Residences, House 71 - Pennington |  | Opposite E Floor PlanT Room (71/R/2) | 0 | 0
MC128-L82 | MC128-L82-M927 | Furness Pennington | GWF | Radial Blade Turbine Gas Meter |  |  | Energy meter |  | Natural Gas |  |  | MC128 | Furness Residences, House 71 - Pennington |  | E Floor Plant Room (71/R/2) | 0 | 0
MC072-L82 | MC072-L82-M928 |  | AHS | Multi Jet |  |  | Energy meter |  | Water |  |  | MC072 | Fylde College |  | A19 Plant Room, Fylde College | 0 | 0
MC125-L82 | MC125-L82-M929 |  | GWF | Radial Blade Turbine Gas Meter |  |  | Energy meter |  | Natural Gas |  |  | MC125 | Fylde Residences, House 68 - Lytham |  | 68/R/4 Fylde Lytham Plant Room | 0 | 0
MC126-L82 | MC126-L82-M930 |  | GWF | Radial Blade Turbine Gas Meter |  |  | Energy meter |  | Natural Gas |  |  | MC126 | Fylde Residences, House 69 - Pilling |  | 69/R/3 Fylde Pilling Plant Room | 0 | 0
MC126-L82 | MC126-L82-M931 |  | Merlin Gerin | Power Logic PM700 | kWh |  | Energy meter |  | Electricity |  |  | MC126 | Fylde Residences, House 69 - Pilling |  | 69/R/5 Fylde Pilling Plant Room | 0 | 0
MC070-L82 | MC070-L82-M932 |  | GWF | Radial Blade Gas Turbine Meter |  |  | Energy meter |  | Natural Gas |  |  | MC070 | LEC 1 & 2 |  | LG519 | 0 | 0
MC070-L82 | MC070-L82-M933 | DB/Plant2 | Merlin Gerin | Power Logic PM750 | kWh |  | Energy meter |  | Electricity |  |  | MC070 | LEC 1 & 2 |  | Plantroom on far Right of Roof | 0 | 0
MC070-L82 | MC070-L82-M934 | Green Houses 1 | ND Metering Solutions | Rail 350V | kWh |  | Energy meter |  | Electricity |  |  | MC070 | LEC 1 & 2 |  | LEC 1 AHU No. 6 (Biology Plant Room) | 0 | 0
MC065-L82 | MC065-L82-M935 | Library ??? | Sontex | Supercal 531 | kWh |  | Energy meter |  | District Heating |  |  | MC065 | Library |  | BT20 | 0 | 0
MC065-L82 | MC065-L82-M936 | Library Bindery | Schneider | IEM3255 | kWh |  | Energy meter |  | Electricity |  |  | MC065 | Library |  | BT15 | 0 | 0
MC065-L82 | MC065-L82-M937 | DB LG2LP | Schneider Electric | IEM3255 | kWh |  | Energy meter |  | Electricity |  |  | MC065 | Library |  | BT12 | 0 | 0
MC200-L82 | MC200-L82-M938 | Water Meter | PowoGaz |  |  |  | Energy meter |  | Water |  |  | MC200 | LICA |  | A12 | 0 | 0
MC200-L82 | MC200-L82-M939 | Water Meter | PowoGaz |  |  |  | Energy meter |  | Water |  |  | MC200 | LICA |  | A12 | 0 | 0
MC200-L82 | MC200-L82-M940 | Water Meter | AquaMotion | WRAS M15 |  |  | Energy meter |  | Water |  |  | MC200 | LICA |  | A12 | 0 | 0
MC200-L82 | MC200-L82-M941 | Water Meter | B-H |  |  |  | Energy meter |  | Water |  |  | MC200 | LICA |  | A12 | 0 | 0
MC075-L82 | MC075-L82-M942 | Mains Incomer | Socomec | Diris AP | kWh |  | Energy meter |  | Electricity |  |  | MC075 | Management School |  | A027 | 0 | 0
MC075-L82 | MC075-L82-M943 | MCCB Number 1, 2, 3, 4, 5 | Socomec | Countis ATP v2 | kWh |  | Energy meter |  | Electricity |  |  | MC075 | Management School |  | A027 | 0 | 0
MC075-L82 | MC075-L82-M944 | DB KIT | Socomec | Countis ATP v2 | kWh |  | Energy meter |  | Electricity |  |  | MC075 | Management School |  | A027 | 0 | 0
MC075-L82 | MC075-L82-M945 | Mechanical Plant DB | Socomec | Countis ATP v2 | kWh |  | Energy meter |  | Electricity |  |  | MC075 | Management School |  | A027 | 0 | 0
MC075-L82 | MC075-L82-M946 | Management School D Floor Ljghts and Power | EATON |  | kWh |  | Energy meter |  | Electricity |  |  | MC075 | Management School |  | D9r1 | 0 | 0
MC045-L82 | MC045-L82-M947 | Chiller Meter | Schneider Electric | Power Logic PM750 | kWh |  | Energy meter |  | Electricity |  |  | MC045 | Physics Building |  | Quantum Lab (Physics) | 0 | 0
MC045-L82 | MC045-L82-M948 | Air Handling Unit Meter | Schneider Electric | Power Logic PM750 | kWh |  | Energy meter |  | Electricity |  |  | MC045 | Physics Building |  | Quantum Lab (Physics) | 0 | 0
MC045-L82 | MC045-L82-M949 | DB CR Power Meter | Schneider Electric | Power Logic PM750 | kWh |  | Energy meter |  | Electricity |  |  | MC045 | Physics Building |  | Quantum Lab (Physics) | 0 | 0
MC045-L82 | MC045-L82-M950 | DB M Roof Mech Panel Meter | Schneider Electric | Power Logic PM750 | kWh |  | Energy meter |  | Electricity |  |  | MC045 | Physics Building |  | Quantum Lab (Physics) | 0 | 0
MC045-L82 | MC045-L82-M951 | DB M Roof Lighting and Power Meter | Schneider Electric | Power Logic PM750 | kWh |  | Energy meter |  | Electricity |  |  | MC045 | Physics Building |  | Quantum Lab (Physics) | 0 | 0
MC045-L82 | MC045-L82-M952 | DB CR Lighting Meter | Schneider Electric | Power Logic PM750 | kWh |  | Energy meter |  | Electricity |  |  | MC045 | Physics Building |  | Quantum Lab (Physics) | 0 | 0
MC011-L82 | MC011-L82-M953 | Top Section Load | Scheider Electric | PoweLogic PM750 | kWh |  | Energy meter |  | Electricity |  |  | MC011 | The Roundhouse |  | A01a | 0 | 0
MC011-L82 | MC011-L82-M954 | Total Load | Scheider Electric | PoweLogic PM750 | kWh |  | Energy meter |  | Electricity |  |  | MC011 | The Roundhouse |  | A01a | 0 | 0
MC063-L82 | MC063-L82-M955 | Slaidburn Main | Carlo Gavazzi | EM24-DIN | kWh |  | Energy meter |  | Electricity |  |  | MC063 | Slaidburn House |  | Plant Room | 0 | 0
MC204-L82 | MC204-L82-M956 |  | DeltaFlow | Woltmann High Temp. |  |  | Energy meter |  | Water |  |  | MC204 | Sports Centre |  | A43 | 0 | 0
MC204-L82 | MC204-L82-M957 |  | DeltaFlow | Woltmann High Temp. |  |  | Energy meter |  | Water |  |  | MC204 | Sports Centre |  | A43 | 0 | 0
MC204-L82 | MC204-L82-M958 |  | DeltaFlow | Woltmann High Temp. |  |  | Energy meter |  | Water |  |  | MC204 | Sports Centre |  | A43 | 0 | 0
MC204-L82 | MC204-L82-M959 | Roof Plant Room Power | Schneider | Power Logic PM751 | kWh |  | Energy meter |  | Electricity |  |  | MC204 | Sports Centre |  | C01 | 0 | 0
MC070-L82 | MC070-L82-M960 |  | Autometer | IC890 | kWh |  | Energy meter |  | Electricity |  |  | MC070 | LEC 1 & 2 |  | SubStation 8 | 0 | 0
MC070-L82 | MC070-L82-M961 | Multifunction Meter | Socomec | DirisA20 | kWh |  | Energy meter |  | Electricity |  |  | MC070 | LEC 1 & 2 |  | SubStation 10 | 0 | 0
MC070-L82 | MC070-L82-M962 | Spare Supply | Socomec | DirisATPv2 | kWh |  | Energy meter |  | Electricity |  |  | MC070 | LEC 1 & 2 |  | SubStation 10 | 0 | 0
MC070-L82 | MC070-L82-M963 | Spare Supply | Socomec | DirisATPv2 | kWh |  | Energy meter |  | Electricity |  |  | MC070 | LEC 1 & 2 |  | SubStation 10 | 0 | 0
MC070-L82 | MC070-L82-M964 | DB-G | Socomec | Diris ATPv2 | kWh |  | Energy meter |  | Electricity |  |  | MC070 | LEC 1 & 2 |  | SubStation 10 | 0 | 0
MC070-L82 | MC070-L82-M965 | IT/Comms Room Equipment | Socomec | Diris ATPv2 | kWh |  | Energy meter |  | Electricity |  |  | MC070 | LEC 1 & 2 |  | SubStation 10 | 0 | 0
MC070-L82 | MC070-L82-M966 | Mech Control Panel | Socomec | Diris ATPv2 | kWh |  | Energy meter |  | Electricity |  |  | MC070 | LEC 1 & 2 |  | SubStation 10 | 0 | 0
MC070-L82 | MC070-L82-M967 | DB-A | Socomec | Diris ATPv2 | kWh |  | Energy meter |  | Electricity |  |  | MC070 | LEC 1 & 2 |  | SubStation 10 | 0 | 0
MC070-L82 | MC070-L82-M968 | DB-B | Socomec | Diris ATPv2 | kWh |  | Energy meter |  | Electricity |  |  | MC070 | LEC 1 & 2 |  | SubStation 10 | 0 | 0
MC070-L82 | MC070-L82-M969 | DB-C | Socomec | Diris ATPv2 | kWh |  | Energy meter |  | Electricity |  |  | MC070 | LEC 1 & 2 |  | SubStation 10 | 0 | 0
MC070-L82 | MC070-L82-M970 | DB-D | Socomec | Diris ATPv2 | kWh |  | Energy meter |  | Electricity |  |  | MC070 | LEC 1 & 2 |  | SubStation 10 | 0 | 0
MC070-L82 | MC070-L82-M971 | DB-E | Socomec | Diris ATPv2 | kWh |  | Energy meter |  | Electricity |  |  | MC070 | LEC 1 & 2 |  | SubStation 10 | 0 | 0
MC001-L82 | MC001-L82-M972 |  | EMDI | M12 | kWh |  | Energy meter |  | Electricity |  |  | MC001 | The Croft |  | Mains Cupboard,Entrance Foyer | 0 | 0
MC001-L82 | MC001-L82-M973 |  | EMDI | M12 | kWh |  | Energy meter |  | Electricity |  |  | MC001 | The Croft |  | Mains Cupboard,Entrance Foyer | 0 | 0
MC001-L82 | MC001-L82-M974 |  | EMDI | M12 | kWh |  | Energy meter |  | Electricity |  |  | MC001 | The Croft |  | Mains Cupboard,Entrance Foyer | 0 | 0
MC001-L82 | MC001-L82-M975 |  | Actaris | MDA 16 |  |  | Energy meter |  | Natural Gas |  |  | MC001 | The Croft |  | Garage Area | 0 | 0
MC001-L82 | MC001-L82-M976 |  | Landis Gyr+ | E110 | kWh |  | Energy meter |  | Electricity |  |  | MC001 | The Croft |  | Garage Area | 0 | 0

## Logger Controller issues
Building Code | Asset Code | Description | Logger Serial Number
MC066 | MC066-L70 | Data logger: Ruskin Library | 050157B10800
MC070 | MC070-L54 | Data logger: LEC 1 & 2 | 050157B10800
MC063 | MC063-L55 | Data logger: Slaidburn House | 0501F5BE3900
MC062 | MC062-L62 | Data logger: Bowland Tower | 0501F5BE3900
MC046 | MC046-L02 | Data logger: Bowland Main | 050200C7E200
MC046 | MC046-L18 | Data logger: Bowland Main | 050200C7E200
AP000 | AP000-L02 | Data logger: Alexandra Park | 37475126
AP000 | AP000-L57 | Data logger: Alexandra Park | 37475126
NULL | NULL | NULL | 48015350
MC061 | MC061-L05 | Data logger: Energy Centre | 48015350
AP000 | AP000-L03 | Data logger: Alexandra Park | 48015355
AP000 | AP000-L58 | Data logger: Alexandra Park | 48015355