## Key
L99 | No logger present (used for fiscal meters)
MC000-L5+ | Unknown logger | But not L99
M7++ | Unknown meter

## Loggers Controllers
Building Code | Building Name | Space | Asset Code | Description | Classification Group | Make | Model | Logger Serial Number | Logger Mac Address | Logger Ip Address | Logger Modem Serial Number | Logger Sim | Network Point Id | Logger Upstream Comms Target | Additional Location Info
MC202 | Charles Carter Building | E02 | MC202-L01 | Data logger: Charles Carter | Data logger | Enercom | Multilog G2 | 0501E388CE00 |  | 10.23.15.103
MC046 | Bowland Main |  | MC046-L19 | Data logger: Bowland Main | Data logger | Synetica | DS800-M-32 | 59D30588-2758-4967-B6EB-2AB38C0E773C
AP000 | Alexandra Park | A0 | AP000-L01 | Data logger: Alexandra Park | Data logger | Enercom | Multilog G2 | 050157C7ED00 | 00-50-C2-2C-3E-43 | 10.23.9.39 |  |  |  |  | Graduatae 1-11 Plant Room
AP000 | Alexandra Park | A0 | AP000-L02 | Data logger: Alexandra Park | Data logger | Enercom | Multilog G2 | 37475126 | [6 empty] | External Gas Meter Building
AP000 | Alexandra Park | A0 | AP000-L03 | Data logger: Alexandra Park | Data logger | Enercom | Multilog G2 | 48015355 | [6 empty] | External Water Meter Chamber
AP001 | House 01 - Bassenthwaite, Graduate College | A104 | AP001-L01 | Data logger: Graduate College - House 1 | Data logger | Enercom | Multilog G2 | 0501E3E97100 | 00-50-C2-2C-3D-DE | 10.23.12.36 |  |  |  |  | A017
AP009 | House 09 - Devoke, Graduate College | A124 | AP009-L01 | Data logger: Graduate College - House 9 | Data logger | Enercom | Multilog G2 | 0501E38A6300 | 00-50-C2-2C-3D-CB | [5 empty] | Devoke House, Room A124
AP010 | House 10 - Elterwater, Graduate College | A109 | AP010-L01 | Data logger: Graduate College - House 10 | Data logger | Enercom | Multilog G2 | 0501E3D07500 | 00-50-C2-2C-3D-D1 | 10.23.12.37 |  |  |  |  | Elderwater House, Room A109
AP011 | House 11 - Ennerdale, Graduate College | A102 | AP011-L01 | Data logger: Graduate College - House 11 | Data logger | Enercom | Multilog G2 | 0501E3839500 | 00-50-C2-2C-3D-A7 | 10.23.12.38 |  |  |  |  | Ennerdale House - Room A102
AP057 | Alexandra Park Laundrette | A0 | AP057-L01 | Data logger: Alexandra Park Laundrette | Data logger | Enercom | Multilog G2 | 050157C16100 |  | 80.93.175.91:40455 |  |  |  |  | Cartmel Laundrette
AP080 | Lonsdale House (Block 12) | A13 | AP080-L01 | Data logger: Lonsdale House - Laundrette | Data logger | Enercom | Multilog G2 | 050157AB6700 | 00-50-C2-2C-3D-1B | 10.23.9.40 |  |  |  |  | Plant Room MCC
AP081 | Barker House Farm | A64 | AP081-L01 | Data logger: Barker House Farm | Data logger | Enercom | Multilog G2 | 050157C09600 | 00-50-C2-2C-3D-17 | 10.23.9.41 |  |  |  |  | Plant Room
MC033 | John Creed |  | MC033-L03 | Data logger: John Creed | Data logger | Enercom | Multilog G2 | 050157C4A800 |  | 10.23.12.11 |  |  |  |  | A017
MC062 | Bowland Tower |  | MC062-L03 | Data logger: Bowland Tower | Data logger | Enercom | Multilog G2 | 050157BBFD00 | [6 empty] | Switch Room
MC071 | Furness College |  | MC071-L14 | Data logger: Furness College - The Venue | Data logger | Enercom | Multilog G2 | 050157C16200 | [6 empty] | Mains Room
MC001 | The Croft | Boiler/Utility | MC001-L01 | Data logger: The Croft | Data logger | Enercom | Multilog G2 | 0501987F4400 | 00-50-C2-2C-3D-1C | 10.23.15.5 |  |  |  |  | Pantry
MC001 | The Croft | Boiler/Utility | MC001-L02 | Data logger: The Croft | Data logger | Enercom | Multilog G2 | 050157B35300 | [6 empty] | Mains Cupboard
MC003 | Bailrigg House | LG5 | MC003-L01 | Data logger: Bailrigg House | Data logger | Enercom | Multilog G2 | 050157C0F200 | [6 empty] | A017
MC003 | Bailrigg House | LG5 | MC003-L02 | Data logger: Bailrigg House | Data logger | Enercom | Multilog G2 | 050157C99B00 | 00-50-C2-2C-3E-5D | 10.23.14.130 |  |  |  |  | A017
MC007 | Bigforth Farm | A0 | MC007-L01 | Data logger: Bigforth Barn | Data logger | Enercom | Multilog G3 | 050157C13D00 | 00-50-C2-2C-3F-01 | 10.23.14.101 |  |  |  |  | Bigforth Barn
MC008 | LEC Remote Workshops | A0 | MC008-L01 | Data logger: LEC Workshops | Data logger | Enercom | Multilog G2 | 050157B96E00 |  | 80.93.175.91:40453 |  |  |  |  | BMS Panel
MC010 | County Main | A007 | MC010-L01 | Data logger: County Main | Data logger | Enercom | Multilog G2 | 050157B8E000 | 00-50-C2-2C-3D-16 | 10.23.14.8 |  |  |  |  | Plant Room A007
MC011 | The Roundhouse | A01a | MC011-L01 | Data logger: The Roundhouse | Data logger | Enercom | Multilog G2 | 050157B2F300 | 00-50-C2-2C-3E-FE | 10.23.14.5 |  |  |  |  | A10 (WC)
MC013 | Music Building | A009 | MC013-L01 | Data logger: Music Extension | Data logger | Enercom | Multilog G2 | 050159F5B000 | 00-50-C2-2C-3E-3F | 10.23.14.6
MC014 | Bowland Hall | A0 | MC014-L01 | Data logger: Bowland Hall | Data logger | Enercom | Multilog G2 | 050137C89C00 | 00-50-C2-2C-3E-38 | 10.23.12.9 |  |  |  |  | House 2 SR1 / House 4 SR1
MC014 | Bowland Hall | A0 | MC014-L02 | Data logger: Bowland Hall | Data logger | Enercom | Multilog G2 | 05012DE37B00 | 00-50-C2-2C-3F-19 | 10.23.12.10 |  |  |  |  | House 8 SR1
MC030 | Bowland Annexe | A001 | MC030-L01 | Data logger: Bowland Annexe | Data logger | Enercom | Multilog G2 | 050157C97800 | 00-50-C2-2C-3F-0F | 10.23.11.40 |  |  |  |  | A10 (WC)
MC030 | Bowland Annexe | A017 | MC030-L02 | Data logger: Bowland Annexe | Data logger | Enercom | Multilog G2 | 050157B28000 | [6 empty] | A017
MC031 | Great Hall | A032 | MC031-L01 | Data logger: Great Hall | Data logger | Enercom | Multilog G2 | 050157C84000 | 00-50-C2-2C-3E-4B | 10.23.14.7 |  |  |  |  | A017
MC031 | Great Hall | A013b | MC031-L02 | Data logger: Great Hall | Data logger | Enercom | Multilog G2 | 050157A77B00 | [6 empty] | Plant Room
MC032 | County South | A106x | MC032-L01 | Data logger: County South Kitchen | Data logger | Enercom | Multilog G2 |  |  | 10.23.14.6
MC032 | County South | A026 | MC032-L02 | Data logger: County South | Data logger | Enercom | Multilog G2 | 050157AD9C00 | [6 empty] | BMS Panel
MC032 | County South | A026 | MC032-L03 | Data logger: County South | Data logger | Enercom | Multilog G2 | [7 empty] | A017
MC032 | County South | C020r1 | MC032-L04 | Data logger: County South | Data logger | Enercom | Multilog G2 | 050198367E00 | 00-50-C2-2C-3D-E4 | 10.23.9.140 |  |  |  |  | BMS Panel
MC032 | County South | C088 | MC032-L05 | Data logger: County South | Data logger | Enercom | Multilog G2 | 050157C58400 | 00-50-C2-2C-3D-B3 | 10.23.9.141 |  |  |  |  | C88
MC032 | County South | A71r3 | MC032-L06 | Data logger: County South | Data logger | Enercom | Multilog G2 | 0501E41D8C00
MC032 | County South | A71r3 | MC032-L07 | Data logger: County South | Data logger | Enercom | Multilog G2 | 0501E4353A00 | [6 empty] | A71/R3
MC032 | County South | A71r3 | MC032-L08 | Data logger: County South | Data logger | Enercom | Multilog G2 | 0501E4347800 | [6 empty] | A71/R3
MC032 | County South | A106x | MC032-L09 | Data logger: County South Kitchen | Data logger | Enercom | Multilog G2 | 0501F8807000 | 00-50-C2-2C-3B-28 | 10.23.??.?? |  |  |  |  | Plant Room
MC032 | County South | A106x | MC032-L10 | Data logger: County South Kitchen | Data logger | Enercom | Multilog G2 | 0501F8779500 | 00-50-C2-2C-3B-28 | 10.23.15.76 |  |  |  |  | Plant Room
MC032 | County South | A025 | MC032-L11 | Data logger: County South Laundrette | Data logger | Enercom | Multilog G2 | 050198812D00 | 00-50-C2-2C-3D-E2 | 10.23.9.133 |  |  |  |  | Plant Room
MC032 | County South | A025 | MC032-L12 | Data logger: County South Laundrette | Data logger | Enercom | Multilog G2 | 0501F5AECA00 | [6 empty] | Plant Room
MC033 | County John Creed | A0 | MC033-L01 | Data logger: County John Creed | Data logger | Enercom | Multilog G2 | 050157B6DA00 | 00-50-C2-2C-3E-FC | 10.23.12.11 |  |  |  |  | Fairsnape Mains Room / K2A
MC033 | County John Creed | A0 | MC033-L02 | Data logger: County John Creed | Data logger | Enercom | Multilog G2 | 050157BEEE00 | [6 empty] | Fairsnape Kitchen 8 Store / K2A
MC043 | Bowland North | B062 | MC043-L01 | Data logger: Bowland North | Data logger | Enercom | Multilog G2 | 050157B3C100 | 00-50-C2-2C-3F-05 | 10.23.10.74
MC044 | Faraday Building | RF1 | MC044-L01 | Data logger: Faraday Building | Data logger | Enercom | Multilog G2 | 050157C2DF00 | [6 empty] | Faraday Building - Plant Room
MC044 | Faraday Building |  | MC044-L02 | Data logger: Faraday Building | Data logger | Synapsys | SIPe/MODM/EMT | [7 empty] | A62 Water Services Plant Room
MC044 | Faraday Building |  | MC044-L03 | Data logger: Faraday Building | Data logger | Synapsys | SIPe/MODM/EMT | [7 empty] | A23r1 West Riser Level A
MC044 | Faraday Building |  | MC044-L04 | Data logger: Faraday Building | Data logger | Synapsys | SIPe/MODM/EMT | [7 empty] | A62 Water Services Plant Room
MC044 | Faraday Building |  | MC044-L05 | Data logger: Faraday Building | Data logger | Synapsys | SIPe/MODM/EMT | [7 empty] | B16r1 East Riser Level B
MC045 | Physics Building | PL3 | MC045-L01 | Data logger: Physics/Farady | Data logger | Enercom | Multilog G2 | 050157B23900 | 00-50-C2-2C-3E-29 | 10.23.13.6
MC045 | Physics Building | PL1 | MC045-L02 | Data logger: Physics | Data logger | Enercom | Multilog G2 | 0501983BA700 | 00-50-C2-2C-3D-E1 | 10.23.10.168 |  |  |  |  | Service Riser AR1
MC045 | Physics Building | A045 | MC045-L03 | Data logger: Physics - Quantum Lab | Data logger | Enercom | Multilog G2 | 050200C9CC00 | [6 empty] | A017
MC046 | Bowland Main | Bt6 | MC046-L01 | Data logger: Bowland Main | Data logger | Enercom | Multilog G2
MC046 | Bowland Main | A010r | MC046-L02 | Data logger: Bowland Main | Data logger | Enercom | Multilog G2 | 050200C7E200 | [6 empty] | Communal Areas
MC046 | Bowland Main | A0 | MC046-L03 | Data logger: Bowland Main | Data logger | Enercom | Multilog G2 | [7 empty] | Bowland Plant Room
MC046 | Bowland Main | Bt6 | MC046-L04 | Data logger: Bowland Main | Data logger | Enercom | Multilog G2 |  | 00-50-C2-2C-3D-19 | 10.23.13.103 |  |  |  |  | Mains Room
MC046 | Bowland Main | Bt6 | MC046-L05 | Data logger: Bowland Main | Data logger | Enercom | Multilog G2 | 050198895300 | [6 empty] | Basement Plant Room
MC046 | Bowland Main | Bt6 | MC046-L06 | Data logger: Bowland Main | Data logger | Enercom | Multilog G2 | 050200C41100 | [6 empty] | Switch Room
MC046 | Bowland Main | D86 | MC046-L07 | Data logger: Bowland Main | Data logger | Enercom | Multilog G2 | 0501E3889900 | [6 empty] | Flat 16
MC046 | Bowland Main | D86 | MC046-L08 | Data logger: Bowland Main | Data logger | Enercom | Multilog G2 | 0501FD5E5F00 | [6 empty] | Flat 16
MC046 | Bowland Main | D64 | MC046-L09 | Data logger: Bowland Main | Data logger | Enercom | Multilog G2 | 050200BAC300 | [6 empty] | Flat 13
MC046 | Bowland Main | D64 | MC046-L10 | Data logger: Bowland Main | Data logger | Enercom | Multilog G2 | 050200DF6400 | [6 empty] | Flat 13
MC046 | Bowland Main | D17 | MC046-L11 | Data logger: Bowland Main | Data logger | Enercom | Multilog G2 | 0501FD96E700 | [6 empty] | Flat 5
MC046 | Bowland Main | D44 | MC046-L12 | Data logger: Bowland Main | Data logger | Enercom | Multilog G2 | 0501E3E79300 | [6 empty] | Flat 8
MC046 | Bowland Main | D44 | MC046-L13 | Data logger: Bowland Main | Data logger | Enercom | Multilog G2 | 0501FD568500 | [6 empty] | Flat 8
MC046 | Bowland Main | D04 | MC046-L14 | Data logger: Bowland Main | Data logger | Enercom | Multilog G2 | 0501FD9AFB00 | [6 empty] | Flat 1
MC046 | Bowland Main | Lift | MC046-L15 | Data logger: Bowland Main | Data logger | Enercom | Multilog G2 | 0501F8662900 | [6 empty] | Lift
MC046 | Bowland Main | D04 | MC046-L16 | Data logger: Bowland Main | Data logger | Enercom | Multilog G2 | 0501F83E0700 | [6 empty] | Flat 1
MC046 | Bowland Main | A019 | MC046-L17 | Data logger: Bowland Main | Data logger | Enercom | Multilog G2 | 050157BF8A00 | [6 empty] | Learning Zone Switch Room
MC047 | Conference Centre | A13a | MC047-L01 | Data logger: Conference Centre | Data logger | Enercom | Multilog G2 | 05015794BC00 | 00-50-C2-2C-3E-21 | 10.23.14.37 |  |  |  |  | A13a
MC048 | Chaplaincy Centre | A15r | MC048-L01 | Data logger: Chaplaincy Centre | Data logger | Enercom | Multilog G2 | 050137C72900 | 00-50-C2-2C-3E-44 | 10.23.14.69 |  |  |  |  | Electrical Riser - Male WC
MC050 | Security Lodge | A08 | MC050-L01 | Data logger: Security Lodge | Data logger | Enercom | Multilog G2 | 050157BB0800 | 00-50-C2-2C-3E-59 | 10.23.11.166 |  |  |  |  | A18d
MC051 | University House | A31 | MC051-L01 | Data logger: University House | Data logger | Enercom | Multilog G2 | 050198367D00 | 00-50-C2-2C-3E-40 | 10.23.9.232
MC053 | Central Workshops | A10/14 | MC053-L01 | Data logger: Central Workshops | Data logger | Enercom | Multilog G2 | 050157AD8600 | 00-50-C2-2C-3F-15 | 10.23.11.100 |  |  |  |  | A017
MC060 | Furness Residences, Bardsea | PL1 | MC060-L01 | Data logger: Furness Residences | Data logger | Enercom | Multilog G2 | 0501988FCB00 | 00-50-C2-2C-3E-32 | 10.23.12.13
MC061 | Energy Centre | A0 | MC061-L01 | Data logger: Energy Centre | Data logger | Enercom | Multilog G2
MC061 | Energy Centre | A3/4 | MC061-L02 | Data logger: Energy Centre | Data logger | Enercom | Multilog G2 | 0501E3CFE100 | [6 empty] | Main Energy Centre LHS
MC061 | Energy Centre | A3/4 | MC061-L03 | Data logger: Energy Centre | Data logger | Enercom | Multilog G2 | 050157C1EF00 | 00-50-C2-2C-3D-DD | 10.23.11.106 |  |  |  |  | Main Energy Centre RHS
MC061 | Energy Centre | A01 | MC061-L04 | Data logger: Energy Centre | Data logger | Enercom | Multilog G2 | 050157C5EE00 | 00-50-C2-2C-3D-99 | 10.23.11.102 |  |  |  |  | Sub Station No.1: Boiler House Control Room
MC061 | Energy Centre | A5/6 | MC061-L05 | Data logger: Energy Centre | Data logger | Enercom | Multilog G2 | 48015350 | [6 empty] | Main Water Meter
MC062 | Bowland Tower | A014a | MC062-L01 | Data logger: Bowland Tower | Data logger | Enercom | Multilog G2 | 050157C3C000 | [6 empty] | Switch Room
MC062 | Bowland Tower | A014a | MC062-L02 | Data logger: Bowland Tower | Data logger | Enercom | Multilog G2 | 050157C69800 | 00-50-C2-2C-3D-C6 | 10.23.11.103 |  |  |  |  | Switch Room
MC063 | Slaidburn House | Plant Room | MC063-L01 | Data logger: Slaidburn House | Data logger | Enercom | Multilog G2 | 050198829500 | 00-50-C2-2C-3E-53 | 10.23.11.101 |  |  |  |  | Plant Room
MC063 | Slaidburn House | Plant Room | MC063-L02 | Data logger: Slaidburn House | Data logger | Enercom | Multilog G2 | 0501E4369600 | [6 empty] | Plant Room
MC064 | Bowland South | A0 | MC064-L01 | Data logger: Bowland South - Costa | Data logger | Enercom | Multilog G2 | 050157A65900 | [6 empty] | Costa - top of basement stairs
MC064 | Bowland South | A1 | MC064-L02 | Data logger: Bowland South - Uni Travel | Data logger | Enercom | Multilog G2 | 050157AF8200 | [6 empty] | Travel Agent
MC064 | Bowland South | A2 | MC064-L03 | Data logger: Bowland South - Barclays Bank | Data logger | Enercom | Multilog G2 | 050198872600 | [6 empty] | A017
MC064 | Bowland South | A6 | MC064-L04 | Data logger: Bowland South - Post Office | Data logger | Enercom | Multilog G2 | 050157C4B500
MC064 | Bowland South | LG1 | MC064-L05 | Data logger: Bowland South - Charity Shop | Data logger | Enercom | Multilog G2 | 050157B58B00 | [6 empty] | Charity Shop
MC064 | Bowland South | LG | MC064-L06 | Data logger: Bowland South - Sultan Restaurant | Data logger | Enercom | Multilog G2 | 0501988FC000 | [6 empty] | Sultan Restaurant
MC064 | Bowland South | A6 | MC064-L07 | Data logger: Bowland South - Post Office | Data logger | Enercom | Multilog G2 | 0501987DFA00 | 00-50-C2-2C-3D-9A | 10.23.9.233 |  |  |  |  | Post Office - back office
MC065 | Library | BT20 | MC065-L01 | Data logger: Library | Data logger | Enercom | Multilog G2 | 050157BAE700 | 00-50-C2-2C-3F-00 | 10.23.14.197 |  |  |  |  | Extension Plant Room
MC065 | Library | BT13 | MC065-L02 | Data logger: Library | Data logger | Enercom | Multilog G2 | 050157C62700 | 00-50-C2-2C-3D-9D | 10.23.14.198 |  |  |  |  | Phase III BT13 Plant Room
MC065 | Library | BT06a | MC065-L03 | Data logger: Library | Data logger | Enercom | Multilog G2 | 0501983B8300 | 00-50-C2-2C-3E-31 | 10.23.14.193 |  |  |  |  | Main Entrance Mains Room
MC066 | Ruskin Library | LG13/LG14 | MC066-L01 | Data logger: Ruskin Library | Data logger | Enercom | Multilog G2 | 05022878FF00 | 00-50-C2-2C-3E-4C | 10.23.11.227 |  |  |  |  | Mains Room LG14
MC067 | Pre-School Centre | A31 | MC067-L01 | Data logger: Pre-School Centre | Data logger | Enercom | Multilog G2 | 05019836F200 | 00-50-C2-2C-3F-03 | 10.23.14.162
MC068 | LEC 3 | D26 | MC068-L01 | Data logger: LEC 3 | Data logger | Enercom | Multilog G2 | 0501987F4E00 | 00-50-C2-2C-3E-23 | 10.23.9.199 |  |  |  |  | Roof Top Plant Room
MC069 | CEH | A040a | MC069-L01 | Data logger: CEH | Data logger | Enercom | Multilog G2 | 050157AB9B00 | [6 empty] | Mains Cupboard Corridor Near Reception
MC069 | CEH | C089a | MC069-L02 | Data logger: CEH | Data logger | Enercom | Multilog G2 | 0501988C7A00 | 00-50-C2-2C-3F-1B | 10.23.9.104 |  |  |  |  | Plant Room on Roof
MC070 | LEC 1 & 2 | LG519 | MC070-L01 | Data logger: LEC I & II | Data logger | Enercom | Multilog G2 | 050157A79200 | 00-50-C2-2C-3E-1C | 10.23.9.103 |  |  |  |  | A017
MC070 | LEC 1 & 2 | LG519 | MC070-L02 | Data logger: LEC 1 & 2 | Data logger | Enercom | Multilog G2 | 050137CA2600 | 00-50-C2-2C-3D-DF | 10.23.9.105 |  |  |  |  | Phase 2 Basement Plant Room
MC071 | Furness College | A0 | MC071-L01 | Data logger: Furness College | Data logger | Enercom | Multilog G2 | 05020136CE00 |  | 10.23.10.207 |  |  |  |  | Ground Floor
MC071 | Furness College | A0 | MC071-L02 | Data logger: Furness College | Data logger | Enercom | Multilog G2 | 050201286300 |  | 10.23.10.207 |  |  |  |  | Ground Floor
MC071 | Furness College | A0 | MC071-L03 | Data logger: Furness College | Data logger | Enercom | Multilog G2 | 05020125CA00 |  | 10.23.10.207 |  |  |  |  | Ground Floor
MC071 | Furness College | A036 | MC071-L04 | Data logger: Furness College | Data logger | Enercom | Multilog G2 | 050157C09400 | 00-50-C2-2C-3D-D8 | 10.23.10.201 |  |  |  |  | Switch Room PR4
MC071 | Furness College | A0 | MC071-L05 | Data logger: Furness College | Data logger | Enercom | Multilog G2 | 050201221E00 |  | 10.23.10.207 |  |  |  |  | Ground Floor
MC071 | Furness College | A0 | MC071-L06 | Data logger: Furness College | Data logger | Enercom | Multilog G2 | 050201428B00 |  | 10.23.10.207 |  |  |  |  | Ground Floor
MC071 | Furness College | A0 | MC071-L07 | Data logger: Furness College | Data logger | Enercom | Multilog G2 | 050201255B00 |  | 10.23.10.207 |  |  |  |  | Ground Floor
MC071 | Furness College | A0 | MC071-L08 | Data logger: Furness College | Data logger | Enercom | Multilog G2 | 0502012BA000 |  | 10.23.10.207 |  |  |  |  | Ground Floor
MC071 | Furness College | A0 | MC071-L09 | Data logger: Furness College | Data logger | Enercom | Multilog G2 | 0501F883F600 |  | 10.23.10.207 |  |  |  |  | Ground Floor
MC071 | Furness College | A0 | MC071-L10 | Data logger: Furness College | Data logger | Enercom | Multilog G2 | 0501F9058600 |  | 10.23.10.207 |  |  |  |  | Ground Floor
MC071 | Furness College | A0 | MC071-L11 | Data logger: Furness College | Data logger | Enercom | Multilog G2 | 0501F9076200 |  | 10.23.??.?? |  |  |  |  | A017
MC071 | Furness College | LG11 | MC071-L12 | Data logger: Furness College | Data logger | Enercom | Multilog G2 | 050157B41C00 | [6 empty] | Pizza Republic
MC071 | Furness College | LG11 | MC071-L13 | Data logger: Furness College | Data logger | Enercom | Multilog G2 | 05019891F000 | [6 empty] | Pizza Republic
MC071 | Furness College | PL2 | MC071-L15 | Data logger: Furness College - Sub Station No.4 | Data logger | Enercom | Multilog G2 | 050157AE6600 | [6 empty] | PR3
MC071 | Furness College | A048 | MC071-L16 | Data logger: Furness College - LUVU Office | Data logger | Enercom | Multilog G2 | 050198904000 | 00-50-C2-2C-3D-15 | 10.23.9.71 |  |  |  |  | LUVU Office
MC071 | Furness College | PL1 | MC071-L17 | Data logger: Furness College - Green Room | Data logger | Enercom | Multilog G2 | 050157AF8400 | 00-50-C2-2C-3D-BF | 10.23.10.202 |  |  |  |  | A017
MC072 | Fylde College | A19 | MC072-L01 | Data logger: Fylde College | Data logger | Enercom | Multilog G2 | 050157A9C300 | 00-50-C2-2C-3F-08 | 10.23.11.70 |  |  |  |  | A017
MC075 | Management School | RF1 | MC075-L01 | Data logger: Management School | Data logger | Enercom | Multilog G2 | 050157A7B900 | 00-50-C2-2C-3E-FF | 10.23.9.168 |  |  |  |  | A017
MC075 | Management School | RF2 | MC075-L02 | Data logger: Management School | Data logger | Enercom | Multilog G2 | 050157BEA900 | 00-50-C2-2C-3E-22 | 10.23.9.169 |  |  |  |  | A017
MC075 | Management School | A219 | MC075-L03 | Data logger: Management School | Data logger | Enercom | Multilog G2 | 050157B56900 | [6 empty] | Phase 1
MC076 | Science and Technology | A078 | MC076-L01 | Data logger: Engineering | Data logger | Enercom | Multilog G2 | 050157B24800 | 00-50-C2-2C-3D-1A | 10.23.10.150 |  |  |  |  | Engineering Building
MC077 | Whewell Building | A03 | MC077-L01 | Data logger: Whewell Building | Data logger | Enercom | Multilog G2 | 0501983B4300 | 00-50-C2-2C-3F-1C | 10.23.10.149 |  |  |  |  | Whewell A3
MC078 | George Fox Building | A0 | MC078-L01 | Data logger: George Fox | Data logger | Enercom | Multilog G2 | 05019884CF00 |  | 10.23.14.229 |  |  |  |  | Chinese Kitchen Store
MC078 | George Fox Building | A65 | MC078-L02 | Data logger: George Fox | Data logger | Enercom | Multilog G2 | 050157C7D800 | 00-50-C2-2C-3E-1F | 10.23.14.229 |  |  |  |  | A017
MC078 | George Fox Building | B27 | MC078-L03 | Data logger: George Fox | Data logger | Enercom | Multilog G2 | 050198864300 | [6 empty] | A017
MC095 | Pendle College, Kelbrook (12) | L1 | MC095-L01 | Data logger: Pendle Laundry | Data logger | Enercom | Multilog G2 | 050157A5E400 | 00-50-C2-2C-3E-2D | 10.23.11.9 |  |  |  |  | Mains Room
MC099 | Grizedale College, Roughlee (16) | PL1 | MC099-L01 | Data logger: Pendle/Grizedale | Data logger | Enercom | Multilog G2 | 050157C7B900 | 00-50-C2-2C-3F-0B | 10.23.10.236 |  |  |  |  | A017
MC099 | Grizedale College, Roughlee (16) | PL1 | MC099-L02 | Data logger: Pendle/Grizedale | Data logger | Enercom | Multilog G2 | 050157ACB400
MC102 | InfoLab21 | A29 | MC102-L01 | Data logger: Infolab | Data logger | Enercom | Multilog G2 | 050157909800 | [6 empty] | A29 MCC Plant Room
MC103 | Lancaster House Hotel | PL | MC103-L01 | Data logger: Lancaster House Courses | Data logger | Enercom | Multilog G2 | 0501988B3100 | 00-50-C2-2C-3E-5B | 10.23.13.67 |  |  |  |  | Centre Plant Room
MC125 | Fylde Residences, House 68 - Lytham | E34 | MC125-L01 | Data logger: Fylde Residences - Lytham House | Data logger | Enercom | Multilog G2 | 050157AE7A00 | 00-50-C2-2C-3D-D0 | 10.23.12.22 |  |  |  |  | Loft Plant Room BMS Panel
MC126 | Fylde Residences, House 69 - Pilling | F38 | MC126-L01 | Data logger: Fylde Residences - Pilling House | Data logger | Enercom | Multilog G2 | 050157CAD800 | 00-50-C2-2C-3D-D7 | 10.23.12.24
MC128 | Furness Residences, House 71 - Pennington | E35 | MC128-L01 | Data logger: Furness Residences - Pennington House | Data logger | Enercom | Multilog G2 | 050157BBC800 | 00-50-C2-2C-3D-18 | 10.23.12.20 |  |  |  |  | Loft Plant Room BMS Panel
MC129 | Furness Residences, House 72 - Colton | F35 | MC129-L01 | Data logger: Furness Residences - Colton House | Data logger | Enercom | Multilog G2 | 050157CA0E00 | 00-50-C2-2C-3D-BD | 10.23.12.19 |  |  |  |  | Loft Plant Room BMS Panel
MC131 | Furness Residences, House 74 - Hawkshead | E34 | MC131-L01 | Data logger: Furness College - Hawkshead House | Data logger | Enercom | Multilog G2 | 050157B4B800 | 00-50-C2-2C-3D-D4 | 10.23.12.21 |  |  |  |  | Loft Plant Room BMS Panel
MC134 | County South Residences, House 76 - Belmont | A04 | MC134-L01 | Data logger: County South Residences - Block 76 | Data logger | Enercom | Multilog G2 | 0501E41C3C00 | 00-50-C2-2C-3D-C1 | 10.23.12.31 |  |  |  |  | County South Residences
MC138 | Sub Station 7 | SS | MC138-L01 | Data logger: Substation No.7 | Data logger | Enercom | Multilog G2 | 05019838EB00 | [6 empty] | A017
MC139 | Sub Station 9 | A0 | MC139-L01 | Data logger: Sub Station 9 | Data logger | Enercom | Multilog G2 | 050157AC6600 |  | 80.93.175.91:40455 |  |  |  |  | Graduate Field
MC140 | Satellite Sub Station | A0 | MC140-L01 | Data logger: Satellite Sub Station | Data logger | Enercom | Multilog G2 | 0501987F4700 |  | 80.93.175.91:40455 |  |  |  |  | Satellite Sub Station
MC141 | County Field | A0 | MC141-L01 | Data logger: County Town Houses | Data logger | Enercom | Multilog G2 | 0501983CDA00 | 00-50-C2-2C-3D-A4 | 10.23.12.25 |  |  |  |  | ULEX Kitchen Store
MC171 | PSC | RF1 | MC171-L01 | Data logger: Post Graduate Statistics | Data logger | Enercom | Multilog G2 | 050157AD8100 | 00-50-C2-2C-3E-45 | 10.23.11.69 |  |  |  |  | Roof Plant Room
MC181 | Grizedale College, House 116 - Nibthwaite | D88 | MC181-L01 | Data logger: Grizedale College - Nibthwaite House | Data logger | Enercom | Multilog G2 | 050157C0C300 | 00-50-C2-2C-3D-CE | 10.23.12.27 |  |  |  |  | Plant Room above Flat No.8
MC197 | ISS Building | A0 | MC000-L01 | Data logger: Sub Station No.6 | Data logger | Enercom | Multilog G2 | 050157A6F100 |  | 80.93.175.91:40455 |  |  |  |  | Near Infolab
MC197 | ISS Building | D05 | MC197-L01 | Data logger: ISS Building | Data logger | Enercom | Multilog G2 | 05012DFC1300 | [6 empty] | D05 Plant Room
MC197 | ISS Building | D05 | MC197-L02 | Data logger: ISS Building | Data logger | Enercom | Multilog G2 | 050137F53200 | [6 empty] | Plant Room D05
MC197 | ISS Building | D05 | MC197-L03 | Data logger: ISS Building | Data logger | Enercom | Multilog G2 | 050198872F00 | 00-50-C2-2C-3D-BB | 10.23.13.137 |  |  |  |  | Plant Room D05
MC197 | ISS Building | D05 | MC197-L04 | Data logger: ISS Building | Data logger | Enercom | Multilog G2 | 0501F5B73700 | [6 empty] | Plant Room D05
MC198 | Grizedale College - Offices, Bar & Social Space | B11 | MC198-L01 | Data logger: Grizedale Bar | Data logger | Enercom | Multilog G2 | 0501988C0B00 | 00-50-C2-2C-3D-97 | 10.23.10.238 |  |  |  |  | B11 Plant Room
MC199 | Sub Station 11 | A01 | MC199-L01 | Data logger: Sub Station 11 | Data logger | Enercom | Multilog G2 | 050157B2F000 |  | 80.93.175.91:40455
MC199 | Sub Station 11 | A01 | MC199-L02 | Data logger: Sub Station 11 | Data logger | Enercom | Multilog G2 | 050157BEAB00
MC200 | LICA | A12 | MC200-L01 | Data logger: LICA | Data logger | Enercom | Multilog G2 | 0501F26EB900 |  | 10.23.15.76 |  |  |  |  | Plant Room
MC200 | LICA | A12 | MC200-L02 | Data logger: LICA | Data logger | Enercom | Multilog G2 | 0501E3E63200 |  | 10.23.15.76 |  |  |  |  | Plant Room
MC202 | Charles Carter Building | E02 | MC202-L02 | Data logger: Charles Carter | Data logger | Enercom | Multilog G2 | 0501E3E77B00
MC202 | Charles Carter Building | E02 | MC202-L03 | Data logger: Charles Carter | Data logger | Enercom | Multilog G2 | 0501E389FE00
MC203 | Sub Station 5 | A01 | MC203-L01 | Data logger: Sub Station 5 | Data logger | Enercom | Multilog G2 | 050157A87E00 | [6 empty] | Sub Station 5, near Pendle
MC204 | Sports Centre | A43 | MC204-L01 | Data logger: Sports Centre | Data logger | Enercom | Multilog G2 | 050157B3B000 | 00-50-C2-2C-3D-13 | 10.23.11.71 |  |  |  |  | Pool Plant Room
MC204 | Sports Centre | B08 | MC204-L02 | Data logger: Sports Centre | Data logger | Enercom | Multilog G2 | 0501988894C00 | 00-50-C2-2C-3E-25 | 10.23.11.72 |  |  |  |  | Cleaners Cupboard
MC204 | Sports Centre | RF04 | MC204-L03 | Data logger: Sports Centre | Data logger | Enercom | Multilog G2 | [7 empty] | Plant Top Room
MC204 | Sports Centre | A43 | MC204-L04 | Data logger: Sports Centre | Data logger | Enercom | Multilog G2 | [7 empty] | Plant Room
MC204 | Sports Centre | RF04 | MC204-L05 | Data logger: Sports Centre | Data logger | Enercom | Multilog G2 | 0501F26DBC00
MC204 | Sports Centre | RF04 | MC204-L06 | Data logger: Sports Centre | Data logger | Enercom | Multilog G2 | 050200C3E800 | [6 empty] | Plant Top Room
MC204 | Sports Centre | RF04 | MC204-L07 | Data logger: Sports Centre | Data logger | Enercom | Multilog G2 | [7 empty] | Plant Top Room
MC204 | Sports Centre | RF04 | MC204-L08 | Data logger: Sports Centre | Data logger | Enercom | Multilog G2 | [7 empty] | Plant Top Room
MC204 | Sports Centre | RF04 | MC204-L09 | Data logger: Sports Centre | Data logger | Enercom | Multilog G2 | [7 empty] | Plant Top Room
MC207 | HR Building | A35 | MC207-L01 | Data logger: HR Building | Data logger | Enercom | Multilog G2 | 0502285A8700 | 00-50-C2-2C-3F-3B | 10.23.10.106 |  |  |  |  | HR Building Plant Room
MC067 | Pre-School Centre |  | MC067-B01 | BMS Controller: Pre-School Centre | BMS controller | Trend | IQ3xcite16 | {9C4F6326-A965-43B7-8257-7C349D06E1BD} |  | 10.23.14.163
MC042 | Bowland Ash House |  | MC042-L01 | Data logger: Bowland Ash House | Data logger | Synetica | DS800-M-32 | 7a5f5ad4-588e-490d-a3c5-8446b944ca8d |  | ah-bms02-plant.bms.local
MC003 | Bailrigg House |  | MC003-B01 | BMS Controller: Bailrigg House | BMS controller | Trend | IQ3xact12 | {B2D69F4A-1757-43A5-BCA1-F9724D6E5ACF} |  | bh-bms02-plant.bms.local
MC043 | Bowland North |  | MC043-B01 | BMS Controller: Bowland North | BMS controller | Trend | IQ4E128 | {A7B8544A-F5AF-40B3-BBBB-46E7C72A6D4D} |  | bn-bms01-plant.bms.local
MC046 | Bowland Main |  | MC046-B01 | BMS Controller: Bowland Main | BMS controller | Trend | IQ3xcite96 | {8AE84AB9-0098-468B-81FC-C5EDD0B0C0A2} |  | bo-bms01-bt6a.bms.local
MC070 | LEC 1 & 2 |  | MC070-B01 | BMS Controller: LEC 1 & 2 | BMS controller | Trend | IQ3xcite96 | {A229AC80-8ADE-409D-B049-780D6D85E914} |  | bs-ahu01-lg516.bms.local
MC070 | LEC 1 & 2 |  | MC070-B02 | BMS Controller: LEC 1 & 2 | BMS controller | Trend | IQ3xcite96 | {1A8B51BF-BB38-4214-AF02-9CCE94F0FDAA} |  | bs-bms01-a3.bms.local
MC070 | LEC 1 & 2 |  | MC070-B03 | BMS Controller: LEC 1 & 2 | BMS controller | Trend | IQ3xcite96 | {7696707E-0C2C-4843-83E7-30D0DFA4D6DE} |  | bs-bms01-b5a.bms.local
MC211 | Life Sciences & Environment Laboratories |  | MC211-B01 | BMS Controller: Life Sciences & Environment Laboratories | BMS controller | Trend | IQ3xcite96 | {C587E3F2-E604-4C9B-827D-80797E53FC58} |  | bs-bms01-bslplant.bms.local
MC070 | LEC 1 & 2 |  | MC070-B05 | BMS Controller: LEC 1 & 2 | BMS controller | Trend | IQ3xcite96 | {BA69E012-D54F-4098-A143-25D0F14E2E56} |  | bs-bms02-b51.bms.local
MC070 | LEC 1 & 2 |  | MC070-B06 | BMS Controller: LEC 1 & 2 | BMS controller | Trend | IQ3xcite96 | {DB122CC0-3CE2-43F9-9B3C-2D0FF0775353} |  | bs-bms-lg519.bms.local
MC061 | Energy Centre |  | MC061-B01 | BMS Controller: Energy Centre | BMS controller | Trend | IQ3xcite128 | {A856AC2B-8250-45D4-A262-ECF0BBBE07D1} |  | bt-bms02-boiler.bms.local
MC061 | Energy Centre |  | MC061-B02 | BMS Controller: Energy Centre | BMS controller | Trend | IQ3xcite96 | {0BEEE3D4-D44C-4994-BE98-60DA2E175092} |  | bt-bms03-boiler.bms.local
MC061 | Energy Centre |  | MC061-B03 | BMS Controller: Energy Centre | BMS controller | Trend | IQ3xcite96 | {6B359D99-C693-49A3-9874-3A4510BBCC35} |  | bt-bms04-boiler.bms.local
MC032 | County South |  | MC032-B01 | BMS Controller: County South | BMS controller | Trend | IQ4E64 | {131547E0-B362-4369-9E79-624CBB248F57} |  | caaplant0001.bms.local |  |  |  |  | Lec Phase 1 Plantroom
MC032 | County South |  | MC032-B02 | BMS Controller: County South | BMS controller | Trend | IQ3xcite96 | {15455034-3E75-43E9-81D5-72D6A6472F2A} |  | ca-bms01-a106x
MC032 | County South |  | MC032-B03 | BMS Controller: County South | BMS controller | Trend | IQ3xcite96 | {CBC1FE4D-3BBD-41D8-B625-DA1942AEC6CE} |  | ca-bms01-a26.lancs.ac.uk
MC032 | County South |  | MC032-B04 | BMS Controller: County South | BMS controller | Trend | IQ3xcite96 | {FE268915-218E-47DA-92F0-4E718E3A4E56} |  | ca-bms01-a70c.lancs.ac.uk
MC032 | County South |  | MC032-B05 | BMS Controller: County South | BMS controller | Trend | IQ3xcite96 | {D1267E04-0691-4514-BE32-DDEA77C90FC5} |  | ca-bms01-c20.lancs.ac.uk
MC032 | County South |  | MC032-B06 | BMS Controller: County South | BMS controller | Trend | IQ3xcite16 | {0855C976-3432-4FF3-A9BE-9DC2153BF3D4} |  | ca-bms01-c56.lancs.ac.uk |  |  |  |  | Biology Basement Plantroom
MC032 | County South |  | MC032-B07 | BMS Controller: County South | BMS controller | Trend | IQ3xcite96 | {1C455FEF-25BA-46EC-BABB-6148EA4B3B4F} |  | ca-bms02-a26.bms.local
MC202 | Charles Carter Building |  | MC202-B01 | BMS Controller: Charles Carter Building | BMS controller | Trend | IQ3xact12 | {E005F3A3-AF5C-4B90-BC0F-80968EE3BB91} |  | cc-ahu01-a18.bms.local
MC202 | Charles Carter Building |  | MC202-B02 | BMS Controller: Charles Carter Building | BMS controller | Trend | IQ3xact12 | {12C7BEEE-7518-42B3-883D-9519578B26E2} |  | cc-ahu02-a17.bms.local
MC202 | Charles Carter Building |  | MC202-B03 | BMS Controller: Charles Carter Building | BMS controller | Trend | IQ3xact12 | {DEEA835B-34A0-4FB9-8A35-2F0B40D6608D} |  | cc-ahu03-a16.bms.local
MC202 | Charles Carter Building |  | MC202-B04 | BMS Controller: Charles Carter Building | BMS controller | Trend | IQ3xact12 | {B8C7EAD4-70EF-4C0D-8309-AE001535EA37} |  | cc-ahu04-a15.bms.local
MC202 | Charles Carter Building |  | MC202-B05 | BMS Controller: Charles Carter Building | BMS controller | Trend | IQ3xact12 | {7687621A-78C8-4D4E-A3F4-EC9E02B8E848} |  | cc-ahu05-a15.bms.local
MC202 | Charles Carter Building |  | MC202-B06 | BMS Controller: Charles Carter Building | BMS controller | Trend | IQ3xact12 | {C8004C1F-C326-49E6-B7D9-71A6E8D2AC9B} |  | cc-ahu06-b02.bms.local
MC202 | Charles Carter Building |  | MC202-B07 | BMS Controller: Charles Carter Building | BMS controller | Trend | IQ3xact12 | {907C02B5-F146-489E-9F13-0FDAE906885F} |  | cc-ahu07-b02.bms.local
MC202 | Charles Carter Building |  | MC202-B08 | BMS Controller: Charles Carter Building | BMS controller | Trend | IQ3xact12 | {D3627F7E-A55D-4555-AC89-0B56B5268911} |  | cc-ahu08-b35.bms.local
MC202 | Charles Carter Building |  | MC202-B09 | BMS Controller: Charles Carter Building | BMS controller | Trend | IQ3xact12 | {B4FF0FAC-56D8-4F05-8A3D-297CBB76B70D} |  | cc-ahu09-c02.bms.local
MC202 | Charles Carter Building |  | MC202-B10 | BMS Controller: Charles Carter Building | BMS controller | Trend | IQ3xact12 | {D99DCE40-8245-46C1-9247-89E0CCE71E8F} |  | cc-ahu10-c02.bms.local
MC202 | Charles Carter Building |  | MC202-B11 | BMS Controller: Charles Carter Building | BMS controller | Trend | IQ3xact12 | {5DC6DA44-0B71-4691-9570-B6779B702E56} |  | cc-ahu11-c41.bms.local
MC202 | Charles Carter Building |  | MC202-B12 | BMS Controller: Charles Carter Building | BMS controller | Trend | IQ3xact12 | {2E84B259-DB7E-4828-9600-6894F43214B1} |  | cc-ahu12-c02.bms.local |  |  |  |  | Bowland North main plant
MC202 | Charles Carter Building |  | MC202-B13 | BMS Controller: Charles Carter Building | BMS controller | Trend | IQ3xact12 | {3A0BE3D4-E0FA-4C1F-9BA8-C322A69365F0} |  | cc-ahu13-d02.bms.local
MC202 | Charles Carter Building |  | MC202-B14 | BMS Controller: Charles Carter Building | BMS controller | Trend | IQ3xact12 | {9F75D3D2-1142-45A2-91F1-7DF2F6A4135F} |  | cc-ahu14-d02.bms.local
MC202 | Charles Carter Building |  | MC202-B15 | BMS Controller: Charles Carter Building | BMS controller | Trend | IQ3xact12 | {05937EE0-58E6-42F3-B6BD-A180D9634B6C} |  | cc-ahu15-d42.bms.local
MC202 | Charles Carter Building |  | MC202-B16 | BMS Controller: Charles Carter Building | BMS controller | Trend | IQ3xact12 | {0CD2E41C-8BF1-406E-A0E5-35FDE4D48448} |  | cc-ahu16-d02.bms.local
MC202 | Charles Carter Building |  | MC202-L04 | Data logger: Charles Carter Building | Data logger | Synetica | DS800-M-32 | 47e22ca9-a8f8-4781-963d-31382df0d5c6 |  | cc-meter01-plant.bms.local
MC047 | Conference Centre |  | MC047-L02 | Data logger: Conference Centre | Data logger | Synetica | DS800-M-32 | 17b914b6-51c2-47dc-8f04-36ca4c41206d | 00:40:9D:7D:80:9A | cf-meter02-sw.bms.local
MC047 | Conference Centre |  | MC047-B02 | BMS Controller: Conference Centre | BMS controller | Trend | IQ3xact12 | {1CC5E9F6-31C4-4086-95B0-65A99027AC43} |  | cf-mystery01.bms.local
MC033 | County John Creed |  | MC033-B01 | BMS Controller: County John Creed | BMS controller | Trend | IQ3xcite96 | {7B8B2B33-1180-4EE3-9AE5-6693ED1371F8} |  | co-meter01-fairsnap.bms.local
OC006 | Chancellors Wharf |  | OC006-B01 | BMS Controller: Chancellors Wharf | BMS controller | Trend | IQ3xact12 | {BBD3685B-B0DC-417F-A0E8-20139B1074E1} |  | cw-meter01-plant.bms.local
OC005 | Chancellors Wharf |  | OC005-B01 | BMS Controller: Chancellors Wharf | BMS controller | Trend | IQ3xact12 | {281682DC-5479-4064-8290-E873933872B0} |  | cw-meter02-plant.bms.local
OC004 | Chancellors Wharf |  | OC004-B01 | BMS Controller: Chancellors Wharf | BMS controller | Trend | IQ3xact12 | {48352BB4-4B1B-4013-AB9F-14E143E83948} |  | cw-meter03-plant.bms.local
MC048 | Chaplaincy Centre |  | MC048-B01 | BMS Controller: Chaplaincy Centre | BMS controller | Trend | IQ3xcite96 | {F67CD63F-50B4-41F8-8AFF-5CCC63BC6455} |  | cy-vms01-a34.bms.local
MC076 | Science and Technology |  | MC076-B01 | BMS Controller: Science and Technology | BMS controller | Trend | IQ3xcite96 | {06FD88B4-61AC-4CCE-9FE5-0516D3FD869B} |  | eg-bms01-a77.bms.local
MC076 | Science and Technology |  | MC076-B02 | BMS Controller: Science and Technology | BMS controller | Trend | IQ3xcite96 | {30E0D98F-8D83-46BC-8B13-9D416F17FB02} |  | eg-bms01-c19.bms.local
MC076 | Science and Technology |  | MC076-B03 | BMS Controller: Science and Technology | BMS controller | Trend | IQ4E32 | {04023b3f-7e85-48a6-a256-583f8a1ad242} |  | eg-bms02-a77.bms.local
MC076 | Science and Technology |  | MC076-B04 | BMS Controller: Science and Technology | BMS controller | Trend | IQ3xact12 | {0704EFA6-F9E9-4D4D-AC3E-7529152A21D7} |  | eg-bms03-plant.bms.local |  |  |  |  | Engineering B floor AHU
MC044 | Faraday Building |  | MC044-B01 | BMS Controller: Faraday Building | BMS controller | Trend | IQ3xcite128 | {8D4FA836-F494-4786-8E63-9F8703176D78} |  | fa-bms01-plant.bms.local
MC044 | Faraday Building |  | MC044-B02 | BMS Controller: Faraday Building | BMS controller | Trend | IQ3xcite128 | {1E104EF6-9E59-4C77-92B4-084A4A5ACE65} |  | fa-bms01-refurb.bms.local
MC044 | Faraday Building |  | MC044-B03 | BMS Controller: Faraday Building | BMS controller | Trend | IQ3xcite96 | {29FF7BB8-DFDA-45EA-A5FD-2F01A2F61FC8} |  | fa-bms02-refurb.bms.local
MC044 | Faraday Building |  | MC044-B04 | BMS Controller: Faraday Building | BMS controller | Trend | IQ3xcite96 | {3716E0F1-42FD-4F81-88BA-D8BD27D24E9B} |  | fa-bms04-plant.bms.local
MC044 | Faraday Building |  | MC044-B05 | BMS Controller: Faraday Building | BMS controller | Trend | IQ3xcite96 | {5540FD17-E137-4E32-B993-CF8840E8B7DE} |  | fa-bms04-refurb.bms.local
MC044 | Faraday Building |  | MC044-B06 | BMS Controller: Faraday Building | BMS controller | Trend | IQ3xcite128 | {A69642A1-3855-479C-89F7-DCB47B48FCC0} |  | fa-bms05-refurb.bms.local
MC044 | Faraday Building |  | MC044-B07 | BMS Controller: Faraday Building | BMS controller | Trend | IQ4NC0 | {57383A46-C0FF-47F6-B21F-74DD8D1E75B9} |  | fa-bms08-refurb.bms.local
MC044 | Faraday Building |  | MC044-B08 | BMS Controller: Faraday Building | BMS controller | Trend | IQ3xcite128 | {2C8E78F1-21B2-4BA7-92EA-1BD563073161} |  | fa-bms09-refurb.bms.local
MC044 | Faraday Building |  | MC044-B09 | BMS Controller: Faraday Building | BMS controller | Trend | IQ3xcite96 | {47CF40CD-0E05-412B-A804-6545452D9D09} |  | fa-bms10-refurb.bms.local
MC044 | Faraday Building |  | MC044-B10 | BMS Controller: Faraday Building | BMS controller | Trend | IQ4NC0 | {71AA78DD-3EFF-40D0-A7FD-3E414621646B} |  | fa-bms11-refurb.bms.local
MC044 | Faraday Building |  | MC044-B11 | BMS Controller: Faraday Building | BMS controller | Trend | IQ4NC0 | {7F166780-ABE6-4C9E-8C47-5EC085713260} |  | fa-bms12-refurb.bms.local
MC044 | Faraday Building |  | MC044-B12 | BMS Controller: Faraday Building | BMS controller | Trend | IQ3xcite16 | {F00BC4D6-6407-4BAB-96D5-610EF45C2F1C} |  | fa-centsrv-plant.bms.local
MC055 | Furness Blocks |  | MC055-B01 | BMS Controller: Furness Blocks | BMS controller | Trend | IQ3xcite16 | {6BF82177-CB8B-4774-9B9C-0008202C0CE8} |  | fu-bms01.bms.local
MC071 | Furness |  | MC071-B01 | BMS Controller: Furness Blocks | BMS controller | Trend | IQ3xcite96 | {B9940A04-170E-4DBA-A49A-27721AC37F8B} |  | fu-bms01-plant.bms.local
MC072 | Fylde College |  | MC072-B01 | BMS Controller: Fylde College | BMS controller | Trend | IQ3xcite96 | {3F71EC78-3A9B-43A8-B993-784A6EA21D65} |  | fy-bms01-a19.bms.local
MC171 | PSC Building |  | MC072-B02 | BMS Controller: Fylde College | BMS controller | Trend | IQ3xcite96 | {BADFAEDD-2A1C-4E3B-9CE0-EF4317AFA24E} |  | fy-bms01-psc.bms.local
MC072 | Fylde College |  | MC072-B03 | BMS Controller: Fylde College | BMS controller | Trend | IQ3xcite96 | {91C56BA1-95E9-4099-BD8B-266E6CE57551} |  | fy-bms02-a19.bms.local
MC171 | PSC Building |  | MC072-B04 | BMS Controller: Fylde College | BMS controller | Trend | IQ3xcite96 | {078DAF9E-3C94-4BAE-8EC9-7FAB08BDC088} |  | fy-bms02-psc.bms.local
MC072 | Fylde College |  | MC072-B05 | BMS Controller: Fylde College | BMS controller | Trend | IQ3xcite96 | {9ADC5A5F-E957-4CC1-A1CA-EB7CBF5FE984} |  | fy-bms03-plant.bms.local
MC029 | Bowland Hall cetad |  | MC029-B01 | BMS Controller: Bowland Hall CETAD | BMS controller | Trend | IQ3xact12 | {C5EB0995-CC13-4C45-B732-F9DC921BE834} |  | gc-bms01-cetad.bms.local
MC014 | Bowland Hall |  | MC014-B01 | BMS Controller: Bowland Hall | BMS controller | Trend | IQ3xact12 | {372351A9-1932-4EBC-A590-4475CF1CA36B} |  | gc-bms01-plant.bms.local
MC014 | Bowland Hall |  | MC014-B02 | BMS Controller: Bowland Hall | BMS controller | Trend | IQ3xact12 | {4397B3AD-B2DA-4CFF-88CD-633149466F1D} |  | gc-bms02-plant.bms.local
MC014 | Bowland Hall |  | MC014-B03 | BMS Controller: Bowland Hall | BMS controller | Trend | IQ3xact12 | {66962349-F186-4FFB-B6F4-D28FC0DACF4A} |  | gc-bms03-plant.bms.local
MC014 | Bowland Hall |  | MC014-B04 | BMS Controller: Bowland Hall | BMS controller | Trend | IQ3xact12 | {B66444CE-8D77-4B80-B4F3-2E610BDA9DB2} |  | gc-bms04-plant.bms.local
MC014 | Bowland Hall |  | MC014-B05 | BMS Controller: Bowland Hall | BMS controller | Trend | IQ3xact12 | {270A9CF6-5956-499F-B22A-FF038DD13B90} |  | gc-bms05-plant.bms.local
MC014 | Bowland Hall |  | MC014-B06 | BMS Controller: Bowland Hall | BMS controller | Trend | IQ3xact12 | {A3661DBE-F2F8-4076-94A5-CAA9DB805347} |  | gc-bms06-plant.bms.local
MC014 | Bowland Hall |  | MC014-B07 | BMS Controller: Bowland Hall | BMS controller | Trend | IQ3xact12 | {F9A2A82C-CC68-47FC-8BA7-4CFBB7569404} |  | gc-bms07-plant.bms.local
MC014 | Bowland Hall |  | MC014-B08 | BMS Controller: Bowland Hall | BMS controller | Trend | IQ3xact12 | {8637D0F4-448D-4D66-B40A-FB5E63C944EC} |  | gc-bms08-plant.bms.local
MC014 | Bowland Hall |  | MC014-B09 | BMS Controller: Bowland Hall | BMS controller | Trend | IQ3xact12 | {A146CE66-78B4-4E89-A2AD-A0FEA3BBFD56} |  | gc-bms09-plant.bms.local
MC014 | Bowland Hall |  | MC014-B10 | BMS Controller: Bowland Hall | BMS controller | Trend | IQ3xact12 | {E2D921D1-1782-4CD5-A0A4-0BAE9D9AB275} |  | gc-bms10-plant.bms.local
MC014 | Bowland Hall |  | MC014-B11 | BMS Controller: Bowland Hall | BMS controller | Trend | IQ3xact12 | {86E0852E-7DFF-4049-968B-8B4F90295F68} |  | gc-bms11-plant.bms.local
MC014 | Bowland Hall |  | MC014-B12 | BMS Controller: Bowland Hall | BMS controller | Trend | IQ3xact12 | {876BF2BC-A4A2-457D-BE20-10309008F5E9} |  | gc-bms12-plant.bms.local
MC014 | Bowland Hall |  | MC014-B13 | BMS Controller: Bowland Hall | BMS controller | Trend | IQ3xact12 | {89B7E579-E490-4EB6-A4A5-E5AA5A0BF962} |  | gc-bms13-plant.bms.local
MC014 | Bowland Hall |  | MC014-B14 | BMS Controller: Bowland Hall | BMS controller | Trend | IQ3xact12 | {BF4BE985-374C-4EFD-978E-52172DEAE5EC} |  | gc-bms14-plant.bms.local
MC078 | George Fox Building |  | MC078-B01 | BMS Controller: George Fox Building | BMS controller | Trend | IQ3xcite128 | {4FB7A303-EA35-4C60-92CF-DB2AD300376E} |  | gf-bms02-plant.bms.local
MC078 | George Fox Building |  | MC078-B02 | BMS Controller: George Fox Building | BMS controller | Trend | IQ3xcite128 | {564F573E-0217-4001-A35E-4213A1FFCF9A} |  | gf-bms03-plant.bms.local
MC078 | George Fox Building |  | MC078-B03 | BMS Controller: George Fox Building | BMS controller | Trend | IQ4E96 | {0ACA7181-4DFC-472A-9C71-73818ABAA838} |  | gf-bms05-plant.bms.local
MC031 | Great Hall |  | MC031-B01 | BMS Controller: Great Hall | BMS controller | Trend | IQ3xcite96 | {E1D32C01-8115-404C-8D8E-DAE2931F5400} |  | gh-bms01-b19b.bms.local
MC031 | Great Hall |  | MC031-B02 | BMS Controller: Great Hall | BMS controller | Trend | IQ3xcite96 | {B2FD5139-B531-447A-9616-7D1560491BC2} |  | gh-bms02-b19b.bms.local
MC198 | Grizedale |  | MC198-B01 | BMS Controller: Grizedale | BMS controller | Trend | IQ3xcite96 | {6EA798B2-8551-41E6-90E6-EDA8CBF76E41} |  | gr-bms01-plant.bms.local
MC198 | Grizedale |  | MC198-B02 | BMS Controller: Grizedale | BMS controller | Trend | IQ3xcite96 | {49AC67B2-8E0A-41A6-A75F-F50D40320C6B} |  | gr-bms03-plant.bms.local
MC207 | HR Building |  | MC207-B01 | BMS Controller: HR Building | BMS controller | Trend | IQ3xcite96 | {3BF53C6F-96DB-4B9B-8B7C-ED6D6490F4E5} |  | hr-bms01-a35x.bms.local
MC200 | LICA |  | MC200-B01 | BMS Controller: LICA | BMS controller | Trend | IQ3xcite96 | {76BFB361-B79C-44F2-AAD7-C2FECB031A0F} |  | lb-controller-c28.bms.local
MC011 | The Roundhouse |  | MC011-B01 | BMS Controller: The Roundhouse | BMS controller | Trend | IQ3xcite96 | {F698567A-6820-48AB-B287-D0EE6631CD5F} |  | lc-bms01-a1a.bms.local
MC030 | Bowland Annexe |  | MC030-B01 | BMS Controller: Bowland Annexe | BMS controller | Trend | IQ3xcite96 | {FE0BB1FD-874A-414D-A62A-C7177273F35B} |  | lh-bms01-a1.bms.local
MC065 | Library |  | MC065-B01 | BMS Controller: Library | BMS controller | Trend | IQ3xcite96 | {9704F5FC-1908-4642-BA99-5C88503B3E08} |  | li-bms01-bt006a.bms.local
MC065 | Library |  | MC065-B02 | BMS Controller: Library | BMS controller | Trend | IQ3xcite96 | {A278BEED-CB45-4502-AEC2-095D0B40400B} |  | li-bms01-mcc1.bms.local
MC065 | Library |  | MC065-B03 | BMS Controller: Library | BMS controller | Trend | IQ3xcite96 | {2D1450F7-A411-4B2F-BBB6-220951C410ED} |  | li-bms01-mcc2.bms.local
MC065 | Library |  | MC065-B04 | BMS Controller: Library | BMS controller | Trend | IQ3xcite96 | {1A188B0C-90A9-42EC-A887-D5CD3B6555A4} |  | li-bms01-mcc3.bms.local
MC065 | Library |  | MC065-B05 | BMS Controller: Library | BMS controller | Trend | IQ3xact12 | {1AADE260-6DED-4EA4-88F0-6220EAFEB0DD} |  | li-bms01-mcc4.bms.local
MC065 | Library |  | MC065-B06 | BMS Controller: Library | BMS controller | Trend | IQ3xcite96 | {A997A2D4-BD3E-4157-9FF4-53D2163E9A42} |  | li-bms01-rf001.bms.local
MC065 | Library |  | MC065-B07 | BMS Controller: Library | BMS controller | Trend | IQ3xcite96 | {85C535B2-81C1-4F84-B126-EB707FEA7403} |  | li-bms01-rf002.bms.local
MC065 | Library |  | MC065-B08 | BMS Controller: Library | BMS controller | Trend | IQ3xcite96 | {2F435FCA-FD67-4D1D-ACF1-8B5C9B277E65} |  | li-bms01-rf003.bms.local
MC065 | Library |  | MC065-B09 | BMS Controller: Library | BMS controller | Trend | IQ3xcite96 | {FED19B1E-B0D1-45DA-ACBF-D7303CD37E58} |  | li-bms01-rf004.bms.local
MC065 | Library |  | MC065-B10 | BMS Controller: Library | BMS controller | Trend | IQ3xcite16 | {98DE1912-B985-46D7-95C8-00E5D593F1A9} |  | li-bms01-weather.bms.local
EX001 | Underpass |  | EX001-B01 | BMS Controller: Underpass | BMS controller | Trend | IQ3xact12 | {6AF33BBD-AC58-4990-A6BB-9DBE9C25CBAB} |  | li-underpass-pump01.bms.local
MC103 | Hotel |  | MC103-B01 | BMS Controller: Hotel | BMS controller | Trend | IQ4E64 | {C3572196-3975-4B85-B08E-E745880ECAAD} |  | md-bms01.bms.local
MC210 | Engineering Building |  | MC210-B01 | BMS Controller: Engineering Building | BMS controller | Trend | IQ3xcite128 | {0F850990-984A-49FC-B351-82CCFD6A644B} |  | ng-bms01-e01.bms.local
MC210 | Engineering Building |  | MC210-B02 | BMS Controller: Engineering Building | BMS controller | Trend | IQ3xcite128 | {B39C7903-72F6-4B03-A5B6-6CE8CF57D680} |  | ng-bms02-e01.bms.local
MC210 | Engineering Building |  | MC210-B03 | BMS Controller: Engineering Building | BMS controller | Trend | IQ3xcite128 | {9DA6D329-30E9-46CC-A840-5B656A5FFDC2} |  | ng-bms03-e01.bms.local
MC083 | Pendle College |  | MC083-B01 | BMS Controller: Pendle College | BMS controller | Trend | IQ3xcite96 | {1612AE3B-9040-400E-B892-E470195CF179} |  | pd-bms01.bms.local
MC045 | Physics Building |  | MC045-B01 | BMS Controller: Physics Building | BMS controller | Trend | IQ3xcite128 | {FFB77EFC-DD27-49F4-982D-A3EFAD1B8654} |  | py-bms01-roofqtc.bms.local
MC066 | Ruskin Library |  | MC066-B01 | BMS Controller: Ruskin Library | BMS controller | Trend | IQ3xcite96 | {DB4CA2D4-8B29-4C03-9D1D-A868E05300E8} |  | rl-bms01.bms.local
MC204 | Sports Centre |  | MC204-B01 | BMS Controller: Sports Centre | BMS controller | Trend | IQ3xcite96 | {C1212EB2-1C53-4BD3-AC24-BDBF47351D34} |  | sc-bms01-cp1-b12.bms.local
MC204 | Sports Centre |  | MC204-B02 | BMS Controller: Sports Centre | BMS controller | Trend | IQ3xcite96 | {98951DB3-A869-4DB9-9A9F-CB3AD2AC803F} |  | sc-bms01-cp2-a43x.bms.local
MC204 | Sports Centre |  | MC204-B03 | BMS Controller: Sports Centre | BMS controller | Trend | IQ3xcite96 | {0012D954-81C9-4F32-9FBF-5B472505636F} |  | sc-bms01-cp3-lg01.bms.local
MC204 | Sports Centre |  | MC204-B04 | BMS Controller: Sports Centre | BMS controller | Trend | IQ3xcite16 | {15F8682F-C35B-445C-975A-09E7A0C0BCD5} |  | sc-bms01-window-a83.bms.local
MC204 | Sports Centre |  | MC204-B05 | BMS Controller: Sports Centre | BMS controller | Trend | IQ3xcite96 | {791002B8-3DAD-40C8-9E6B-509F60BA707D} |  | sc-bms02-cp1-b12.bms.local
MC204 | Sports Centre |  | MC204-B06 | BMS Controller: Sports Centre | BMS controller | Trend | IQ3xcite96 | {6732BA2D-2B96-4E05-9B8F-E63421C57BE9} |  | sc-bms02-cp2-a43x.bms.local
MC063 | Slaidburn House |  | MC063-B01 | BMS Controller: Slaidburn House | BMS controller | Trend | IQ3xcite96 | {54561EAD-15A2-4A32-9DAC-ECD49A2F7506} |  | sl-bms01-plant.bms.local
MC075 | Management School |  | MC075-B01 | BMS Controller: Management School | BMS controller | Trend | IQ3xcite96 | {04761130-16B0-45EA-86D9-D101995DC7DA} |  | sm-bms01-a27.bms.local
MC075 | Management School |  | MC075-B02 | BMS Controller: Management School | BMS controller | Trend | IQ3xcite96 | {368653BE-1709-4CA6-89AC-BABAB6B489F1} |  | sm-bms01-astroturf.bms.local
MC051 | University House |  | MC051-B01 | BMS Controller: University House | BMS controller | Trend | IQ3xcite96 | {25326464-4DD7-472F-9E39-6EDC4A2629B3} |  | unaplant0001.bms.local
MC001 | The Croft |  | MC001-B01 | BMS Controller: The Croft | BMS controller | Trend | IQ3xcite16 | {39A16E8D-2D2B-49BC-BA47-5C2FC061DA17} |  | vc-bms01-croft.bms.local
MC077 | Whewell building |  | MC077-B01 | BMS Controller: Whewell building | BMS controller | Trend | IQ422 | {8D697446-4CBD-4B7E-B4D3-3D520F9D2DDB} |  | wh-controller01-a3.bms.local
MC202 | Charles Carter Building |  | MC202-B17 | BMS Controller: Charles Carter Building | BMS controller | Trend | IQ3xcite96 Iss2.31 Aug 26 2010 | {52b02653-d689-4ef9-8bd3-c4235c70e2c8} |  | 10.23.15.101
MC210 | Engineering Building |  | MC210-L01 | Data logger: Engineering | Data logger | SIP | SIP MLog |  |  | 10.23.16.51
MC210 | Engineering Building |  | MC210-L02 | Data logger: Engineering | Data logger | SIP | SIP MLog |  |  | 10.23.16.52
MC071 | Furness College |  | MC071-L50 | Data logger: Furness College | Data logger | Enercom | Multilog G2 | 0501987F8800
MC103 | Lancaster House Hotel |  | MC103-L51 | Data logger: Lancaster House Hotel | Data logger | Enercom | Multilog G2 | 05019890DB00
MC207 | HR Building |  | MC207-L52 | Data logger: HR Building | Data logger | Enercom | Multilog G2 | 0501F8F28C00
MC207 | HR Building |  | MC207-L53 | Data logger: HR Building | Data logger | Enercom | Multilog G2 | 0501F905B900
MC070 | LEC 1 & 2 |  | MC070-L54 | Data logger: LEC 1 & 2 | Data logger | Enercom | Multilog G2 | 050157B10800
MC032 | County South |  | MC032-L56 | Data logger: County South | Data logger | Enercom | Multilog G2 | 0502228A5E00
MC010 | County Main |  | MC010-L59 | Data logger: County Main | Data logger | Enercom | Multilog G2 | 0502287E2200
MC044 | Faraday Building |  | MC044-L60 | Data logger: Faraday Building | Data logger | Enercom | Multilog G2 | 05019884C800
MC044 | Faraday Building |  | MC044-L61 | Data logger: Faraday Building | Data logger | Enercom | Multilog G2 | 05019889C500
MC062 | Bowland Tower |  | MC062-L62 | Data logger: Bowland Tower | Data logger | Enercom | Multilog G2 | 0501F5BE3900
MC062 | Bowland Tower |  | MC062-L63 | Data logger: Bowland Tower | Data logger | Enercom | Multilog G2 | 0501F900AA00
MC062 | Bowland Tower |  | MC062-L64 | Data logger: Bowland Tower | Data logger | Enercom | Multilog G2 | 0501F97CC800
MC065 | Library |  | MC065-L65 | Data logger: Library | Data logger | Enercom | Multilog G2 | 05021DE8C900
MC065 | Library |  | MC065-L66 | Data logger: Library | Data logger | Enercom | Multilog G2 | 05021DE99A00
MC065 | Library |  | MC065-L67 | Data logger: Library | Data logger | Enercom | Multilog G2 | 05021E1FE600
MC065 | Library |  | MC065-L68 | Data logger: Library | Data logger | Enercom | Multilog G2 | 050235468D00
MC065 | Library |  | MC065-L69 | Data logger: Library | Data logger | Enercom | Multilog G2 | 05023A235700
MC066 | Ruskin Library |  | MC066-L70 | Data logger: Ruskin Library | Data logger | Enercom | Multilog G2 | 050157B04400
MC072 | Fylde College |  | MC072-L71 | Data logger: Fylde College | Data logger | Enercom | Multilog G2 | 0501F9732000
MC200 | LICA |  | MC200-L72 | Data logger: LICA | Data logger | Enercom | Multilog G2 | 05021E232E00
MC204 | Sports Centre |  | MC204-L99 | Data logger: Sports Centre | Data logger | Enercom | Multilog G2 | 7677517710
MC204 | Sports Centre |  | MC204-L73 | Data logger: Sports Centre | Data logger | Enercom | Multilog G2 | 0501F26CFE00
MC204 | Sports Centre |  | MC204-L74 | Data logger: Sports Centre | Data logger | Enercom | Multilog G2 | 0501E384B100
MC204 | Sports Centre |  | MC204-L75 | Data logger: Sports Centre | Data logger | Enercom | Multilog G2 | 0501F8FB1000
MC044 | Faraday Building |  | MC044-L76 | Data logger: Faraday Building | Data logger | Enercom | Multilog G2 | 050157AD6E00
MC134 | County South Residences, House 76 - Belmont |  | MC134-L77 | Data logger: County South Residences, House 76 - Belmont | Data logger | Enercom | Multilog G2 | 050157BA9600
MC134 | County South Residences, House 76 - Belmont |  | MC134-L78 | Data logger: County South Residences, House 76 - Belmont | Data logger | Enercom | Multilog G2 | 050198807A00
AP080 | Lonsdale House (Block 12) |  | AP080-L79 | Data logger: Lonsdale House (Block 12) | Data logger
AP080 | Lonsdale House (Block 12) |  | AP080-L80 | Data logger: Lonsdale House (Block 12) | Data logger
AP080 | Lonsdale House (Block 12) |  | AP080-L81 | Data logger: Lonsdale House (Block 12) | Data logger
AP000 | Alexandra Park |  | AP000-L99 | Data logger: Alexandra Park | Data logger
EX000 | External Grounds |  | EX000-L99 | Data logger: External Grounds | Data logger
EX005 | Sports Fields |  | EX005-L99 | Data logger: Sports Fields | Data logger
FH000 | Forrest Hills |  | FH000-L99 | Data logger: Forrest Hills | Data logger
FH002 | Hazelwood Lodge |  | FH002-L99 | Data logger: Hazelwood Lodge | Data logger
FH003 | Condor Lodge |  | FH003-L99 | Data logger: Condor Lodge | Data logger
FH008 | Main Barn |  | FH008-L99 | Data logger: Main Barn | Data logger
FH012 | The Old Stables |  | FH012-L99 | Data logger: The Old Stables | Data logger
MC000 | Main Campus |  | MC000-L99 | Data logger: Main Campus | Data logger
MC001 | The Croft |  | MC001-L82 | Data logger: The Croft | Data logger
MC001 | The Croft |  | MC001-L99 | Data logger: The Croft | Data logger
MC002 | The Bungalow |  | MC002-L99 | Data logger: The Bungalow | Data logger
MC003 | Bailrigg House |  | MC003-L99 | Data logger: Bailrigg House | Data logger
MC007 | Bigforth Farm |  | MC007-L99 | Data logger: Bigforth Farm | Data logger
MC008 | LEC Remote Workshops |  | MC008-L82 | Data logger: LEC Remote Workshops | Data logger
MC008 | LEC Remote Workshops |  | MC008-L99 | Data logger: LEC Remote Workshops | Data logger
MC010 | County Main |  | MC010-L82 | Data logger: County Main | Data logger
MC011 | The Roundhouse |  | MC011-L82 | Data logger: The Roundhouse | Data logger
MC032 | County South |  | MC032-L82 | Data logger: County South | Data logger
MC033 | County John Creed |  | MC033-L82 | Data logger: County John Creed | Data logger
MC042 | Bowland ASH House |  | MC042-L82 | Data logger: Bowland ASH House | Data logger
MC044 | Faraday Building |  | MC044-L82 | Data logger: Faraday Building | Data logger
MC045 | Physics Building |  | MC045-L82 | Data logger: Physics Building | Data logger
MC046 | Bowland Main |  | MC046-L82 | Data logger: Bowland Main | Data logger
MC061 | Energy Centre |  | MC061-L99 | Data logger: Energy Centre | Data logger
MC063 | Slaidburn House |  | MC063-L82 | Data logger: Slaidburn House | Data logger
MC065 | Library |  | MC065-L82 | Data logger: Library | Data logger
MC070 | LEC 1 & 2 |  | MC070-L82 | Data logger: LEC 1 & 2 | Data logger
MC071 | Furness College |  | MC071-L82 | Data logger: Furness College | Data logger
MC072 | Fylde College |  | MC072-L82 | Data logger: Fylde College | Data logger
MC075 | Management School |  | MC075-L82 | Data logger: Management School | Data logger
MC102 | InfoLab21 |  | MC102-L82 | Data logger: InfoLab21 | Data logger
MC102 | InfoLab21 |  | MC102-L99 | Data logger: InfoLab21 | Data logger
MC103 | Lancaster House Hotel |  | MC103-L99 | Data logger: Lancaster House Hotel | Data logger
MC125 | Fylde Residences, House 68 - Lytham |  | MC125-L82 | Data logger: Fylde Residences, House 68 - Lytham | Data logger
MC126 | Fylde Residences, House 69 - Pilling |  | MC126-L82 | Data logger: Fylde Residences, House 69 - Pilling | Data logger
MC128 | Furness Residences, House 71 - Pennington |  | MC128-L82 | Data logger: Furness Residences, House 71 - Pennington | Data logger
MC129 | Furness Residences, House 72 - Colton |  | MC129-L82 | Data logger: Furness Residences, House 72 - Colton | Data logger
MC131 | Furness Residences, House 74 - Hawkshead |  | MC131-L82 | Data logger: Furness Residences, House 74 - Hawkshead | Data logger
MC197 | ISS Building |  | MC197-L82 | Data logger: ISS Building | Data logger
MC200 | LICA |  | MC200-L82 | Data logger: LICA | Data logger
MC204 | Sports Centre |  | MC204-L82 | Data logger: Sports Centre | Data logger
MC207 | HR Building |  | MC207-L82 | Data logger: HR Building | Data logger
MC210 | Engineering Building |  | MC210-L82 | Data logger: Engineering Building | Data logger
MC211 | Life Sciences & Environment Laboratories |  | MC211-L82 | Data logger: Life Sciences & Environment Laboratories | Data logger
OC001 | Halton Boat House |  | OC001-L99 | Data logger: Halton Boat House | Data logger
OC003 | Chancellor's Wharf |  | OC003-L99 | Data logger: Chancellor's Wharf | Data logger
OC004 | Chancellor's Wharf, Wyre House |  | OC004-L99 | Data logger: Chancellor's Wharf, Wyre House | Data logger
OC005 | Chancellor's Wharf, Lune House |  | OC005-L99 | Data logger: Chancellor's Wharf, Lune House | Data logger
OC006 | Chancellor's Wharf, Kent House |  | OC006-L99 | Data logger: Chancellor's Wharf, Kent House | Data logger
OC007 | Hazelrigg Field Station |  | OC007-L99 | Data logger: Hazelrigg Field Station | Data logger
OC008 | Downings |  | OC008-L99 | Data logger: Downings | Data logger
OC011 | Wind Turbine |  | OC011-L99 | Data logger: Wind Turbine | Data logger
OC012 | North Lodge Cottage |  | OC012-L99 | Data logger: North Lodge Cottage | Data logger
| County John Creed Fairsnape K2 | [6 empty] | 53d7fed8-0c08-45bb-923d-28acdb4d07c2 |  | 10.23.12.67
| County John Creed Witherslack??? Should be Fairsnape | [6 empty] | 9cb9edb3-dce2-4db2-835e-d5af25a53c84

## Meters Sensors
Logger Asset Code | Asset Code | Description | Make | Model | Meter Units | Meter Pulse Value | Classification Group | Logger Channel | Utility Type | ?? | Meter Type | Building Code | Building Name | Space | Additional Location Info | Tenant meter | Fiscal meter | Parent meter | Child meters | Communications type | Electrical panel ID
MC046-L19 | MC046-L19/M001 | Meter 1 |  |  |  |  | Energy meter | DI1 |  |  |  | MC046 | Bowland Main |  |  | 0 | 0
MC046-L19 | MC046-L19/M002 | Meter 2 |  |  |  |  | Energy meter | DI2 |  |  |  | MC046 | Bowland Main |  |  | 0 | 0
MC046-L19 | MC046-L19/M003 | Meter 3 |  |  |  |  | Energy meter | DI3 |  |  |  | MC046 | Bowland Main |  |  | 0 | 0
MC046-L19 | MC046-L19/M004 | SubwayRetailUnitEnergy |  |  |  |  | Energy meter | MB1 |  |  |  | MC046 | Bowland Main |  |  | 0 | 0
MC046-L19 | MC046-L19/M005 | SubwayRetailUnitAmps1 |  |  |  |  | Energy meter | MB2 |  |  |  | MC046 | Bowland Main |  |  | 0 | 0
MC046-L19 | MC046-L19/M006 | SubwayRetailUnitVolts1 |  |  |  |  | Energy meter | MB3 |  |  |  | MC046 | Bowland Main |  |  | 0 | 0
MC204-B03 | MC204-B03/C1 | Virtual CNC 1 |  |  |  |  | Energy sensor | C1 |  |  |  | MC204 | Sports Centre |  |  | 0 | 0
MC204-B03 | MC204-B03/D1 | Pool Trickle Valve |  |  |  |  | Energy sensor | D1 |  |  |  | MC204 | Sports Centre |  |  | 0 | 0
MC204-B03 | MC204-B03/D2 | Pool Boost Valve |  |  |  |  | Energy sensor | D2 |  |  |  | MC204 | Sports Centre |  |  | 0 | 0
MC204-B03 | MC204-B03/e1 | Supervisor |  |  |  |  | Energy sensor | e1 |  |  |  | MC204 | Sports Centre |  |  | 0 | 0
MC204-B03 | MC204-B03/F1 | Function 1 |  |  |  |  | Energy sensor | F1 |  |  |  | MC204 | Sports Centre |  |  | 0 | 0
MC204-B03 | MC204-B03/F10 | Function 10 |  |  |  |  | Energy sensor | F10 |  |  |  | MC204 | Sports Centre |  |  | 0 | 0
MC204-B03 | MC204-B03/F11 | Function 11 |  |  |  |  | Energy sensor | F11 |  |  |  | MC204 | Sports Centre |  |  | 0 | 0
MC204-B03 | MC204-B03/F12 | Function 12 |  |  |  |  | Energy sensor | F12 |  |  |  | MC204 | Sports Centre |  |  | 0 | 0
MC204-B03 | MC204-B03/F13 | Function 13 |  |  |  |  | Energy sensor | F13 |  |  |  | MC204 | Sports Centre |  |  | 0 | 0
MC204-B03 | MC204-B03/F14 | Function 14 |  |  |  |  | Energy sensor | F14 |  |  |  | MC204 | Sports Centre |  |  | 0 | 0
MC204-B03 | MC204-B03/F15 | Function 15 |  |  |  |  | Energy sensor | F15 |  |  |  | MC204 | Sports Centre |  |  | 0 | 0
MC204-B03 | MC204-B03/F16 | Function 16 |  |  |  |  | Energy sensor | F16 |  |  |  | MC204 | Sports Centre |  |  | 0 | 0
MC204-B03 | MC204-B03/F19 | Function 19 |  |  |  |  | Energy sensor | F19 |  |  |  | MC204 | Sports Centre |  |  | 0 | 0
MC204-B03 | MC204-B03/F2 | Function 2 |  |  |  |  | Energy sensor | F2 |  |  |  | MC204 | Sports Centre |  |  | 0 | 0
MC204-B03 | MC204-B03/F3 | Function 3 |  |  |  |  | Energy sensor | F3 |  |  |  | MC204 | Sports Centre |  |  | 0 | 0
MC204-B03 | MC204-B03/F4 | Function 4 |  |  |  |  | Energy sensor | F4 |  |  |  | MC204 | Sports Centre |  |  | 0 | 0
MC204-B03 | MC204-B03/F5 | Function 5 |  |  |  |  | Energy sensor | F5 |  |  |  | MC204 | Sports Centre |  |  | 0 | 0
MC204-B03 | MC204-B03/F6 | Function 6 |  |  |  |  | Energy sensor | F6 |  |  |  | MC204 | Sports Centre |  |  | 0 | 0
MC204-B03 | MC204-B03/F7 | Function 7 |  |  |  |  | Energy sensor | F7 |  |  |  | MC204 | Sports Centre |  |  | 0 | 0
MC204-B03 | MC204-B03/F8 | Function 8 |  |  |  |  | Energy sensor | F8 |  |  |  | MC204 | Sports Centre |  |  | 0 | 0
MC204-B03 | MC204-B03/F9 | Function 9 |  |  |  |  | Energy sensor | F9 |  |  |  | MC204 | Sports Centre |  |  | 0 | 0
MC204-B03 | MC204-B03/G1 | Logic 1 |  |  |  |  | Energy sensor | G1 |  |  |  | MC204 | Sports Centre |  |  | 0 | 0
MC204-B03 | MC204-B03/G2 | Logic 2 |  |  |  |  | Energy sensor | G2 |  |  |  | MC204 | Sports Centre |  |  | 0 | 0
MC204-B03 | MC204-B03/G3 | Logic 3 |  |  |  |  | Energy sensor | G3 |  |  |  | MC204 | Sports Centre |  |  | 0 | 0
MC204-B03 | MC204-B03/G4 | Logic 4 |  |  |  |  | Energy sensor | G4 |  |  |  | MC204 | Sports Centre |  |  | 0 | 0
MC204-B03 | MC204-B03/G5 | Logic 5 |  |  |  |  | Energy sensor | G5 |  |  |  | MC204 | Sports Centre |  |  | 0 | 0
MC204-B03 | MC204-B03/i1 | Module 1 |  |  |  |  | Energy sensor | i1 |  |  |  | MC204 | Sports Centre |  |  | 0 | 0
MC204-B03 | MC204-B03/I1 | CWS Tank 1 Hi Level |  |  |  |  | Energy sensor | I1 |  |  |  | MC204 | Sports Centre |  |  | 0 | 0
MC204-B03 | MC204-B03/I10 | Pool Wtr Treat Fault |  |  |  |  | Energy sensor | I10 |  |  |  | MC204 | Sports Centre |  |  | 0 | 0
MC204-B03 | MC204-B03/I11 | Pool Heat Shutdown |  |  |  |  | Energy sensor | I11 |  |  |  | MC204 | Sports Centre |  |  | 0 | 0
MC204-B03 | MC204-B03/I12 | Pool PHE Sec Hi Limit |  |  |  |  | Energy sensor | I12 |  |  |  | MC204 | Sports Centre |  |  | 0 | 0
MC204-B03 | MC204-B03/I2 | CWS Tank 1 Lo Level |  |  |  |  | Energy sensor | I2 |  |  |  | MC204 | Sports Centre |  |  | 0 | 0
MC204-B03 | MC204-B03/I21 | MCWS Water Meter |  |  |  |  | Energy sensor | I21 |  |  |  | MC204 | Sports Centre |  |  | 0 | 0
MC204-B03 | MC204-B03/I3 | CWS Tank 2 Hi Level |  |  |  |  | Energy sensor | I3 |  |  |  | MC204 | Sports Centre |  |  | 0 | 0
MC204-B03 | MC204-B03/I4 | CWS Tank 2 Lo Level |  |  |  |  | Energy sensor | I4 |  |  |  | MC204 | Sports Centre |  |  | 0 | 0
MC204-B03 | MC204-B03/I5 | CWS Bstr Fault |  |  |  |  | Energy sensor | I5 |  |  |  | MC204 | Sports Centre |  |  | 0 | 0
MC204-B03 | MC204-B03/I6 | Pool CWS Tank Hi Level |  |  |  |  | Energy sensor | I6 |  |  |  | MC204 | Sports Centre |  |  | 0 | 0
MC204-B03 | MC204-B03/I7 | Pool CWS Tank Lo Level |  |  |  |  | Energy sensor | I7 |  |  |  | MC204 | Sports Centre |  |  | 0 | 0
MC204-B03 | MC204-B03/I8 | Pool CWS Bstr Fault |  |  |  |  | Energy sensor | I8 |  |  |  | MC204 | Sports Centre |  |  | 0 | 0
MC204-B03 | MC204-B03/I9 | Leak Detect |  |  |  |  | Energy sensor | I9 |  |  |  | MC204 | Sports Centre |  |  | 0 | 0
MC204-B03 | MC204-B03/K1 | Pool Temp Setpoint |  |  | Degrees Celsius |  | Energy sensor | K1 |  |  |  | MC204 | Sports Centre |  |  | 0 | 0
MC204-B03 | MC204-B03/L1 | Loop 1 |  |  |  |  | Energy sensor | L1 |  |  |  | MC204 | Sports Centre |  |  | 0 | 0
MC204-B03 | MC204-B03/N1 | IC Comms 1 |  |  |  |  | Energy sensor | N1 |  |  |  | MC204 | Sports Centre |  |  | 0 | 0
MC204-B03 | MC204-B03/n1 | TREND_04_60_58 |  |  |  |  | Energy sensor | n1 |  |  |  | MC204 | Sports Centre |  |  | 0 | 0
MC204-B03 | MC204-B03/o1 | Alarm Route 1 |  |  |  |  | Energy sensor | o1 |  |  |  | MC204 | Sports Centre |  |  | 0 | 0
MC204-B03 | MC204-B03/o2 | Alarm Route 2 |  |  |  |  | Energy sensor | o2 |  |  |  | MC204 | Sports Centre |  |  | 0 | 0
MC204-B03 | MC204-B03/o3 | Alarm Route 3 |  |  |  |  | Energy sensor | o3 |  |  |  | MC204 | Sports Centre |  |  | 0 | 0
MC204-B03 | MC204-B03/P1 | CWS Tank 1 Temp |  |  | Degrees Celsius |  | Energy sensor | P1 |  |  |  | MC204 | Sports Centre |  |  | 0 | 0
MC204-B03 | MC204-B03/P10 | MCWS Water Daily |  |  |  |  | Energy sensor | P10 |  |  |  | MC204 | Sports Centre |  |  | 0 | 0
MC204-B03 | MC204-B03/P11 | MCWS Water Data |  |  |  |  | Energy sensor | P11 |  |  |  | MC204 | Sports Centre |  |  | 0 | 0
MC204-B03 | MC204-B03/P12 | Pool Loop |  |  |  |  | Energy sensor | P12 |  |  |  | MC204 | Sports Centre |  |  | 0 | 0
MC204-B03 | MC204-B03/P2 | CWS Tank 2 Temp |  |  | Degrees Celsius |  | Energy sensor | P2 |  |  |  | MC204 | Sports Centre |  |  | 0 | 0
MC204-B03 | MC204-B03/P3 | Pool PHE Sec Flow Temp |  |  | Degrees Celsius |  | Energy sensor | P3 |  |  |  | MC204 | Sports Centre |  |  | 0 | 0
MC204-B03 | MC204-B03/P4 | Pool PHE Sec Retn Temp |  |  | Degrees Celsius |  | Energy sensor | P4 |  |  |  | MC204 | Sports Centre |  |  | 0 | 0
MC204-B03 | MC204-B03/P5 | Pool PHE Pri Flow Temp |  |  | Degrees Celsius |  | Energy sensor | P5 |  |  |  | MC204 | Sports Centre |  |  | 0 | 0
MC204-B03 | MC204-B03/P6 | Pool PHE Pri Retn Temp |  |  | Degrees Celsius |  | Energy sensor | P6 |  |  |  | MC204 | Sports Centre |  |  | 0 | 0
MC204-B03 | MC204-B03/P7 | DHW Sec Flow Temp |  |  | Degrees Celsius |  | Energy sensor | P7 |  |  |  | MC204 | Sports Centre |  |  | 0 | 0
MC204-B03 | MC204-B03/P8 | DHW Buffer Vessel Temp |  |  | Degrees Celsius |  | Energy sensor | P8 |  |  |  | MC204 | Sports Centre |  |  | 0 | 0
MC204-B03 | MC204-B03/P9 | MCWS Water Daily |  |  |  |  | Energy sensor | P9 |  |  |  | MC204 | Sports Centre |  |  | 0 | 0
MC204-B03 | MC204-B03/Q1 | Sequence Table 1 |  |  |  |  | Energy sensor | Q1 |  |  |  | MC204 | Sports Centre |  |  | 0 | 0
MC204-B03 | MC204-B03/S1 | CWS Tank 1 Temp |  |  | Degrees Celsius |  | Energy sensor | S1 |  |  |  | MC204 | Sports Centre |  |  | 0 | 0
MC204-B03 | MC204-B03/S2 | CWS Tank 2 Temp |  |  | Degrees Celsius |  | Energy sensor | S2 |  |  |  | MC204 | Sports Centre |  |  | 0 | 0
MC204-B03 | MC204-B03/S21 | MCWS Water Daily |  |  |  |  | Energy sensor | S21 |  |  |  | MC204 | Sports Centre |  |  | 0 | 0
MC204-B03 | MC204-B03/S22 | MCWS Water Total |  |  |  |  | Energy sensor | S22 |  |  |  | MC204 | Sports Centre |  |  | 0 | 0
MC204-B03 | MC204-B03/S23 | MCWS Water Weekly |  |  |  |  | Energy sensor | S23 |  |  |  | MC204 | Sports Centre |  |  | 0 | 0
MC204-B03 | MC204-B03/S24 | MCWS Water Week-1 |  |  |  |  | Energy sensor | S24 |  |  |  | MC204 | Sports Centre |  |  | 0 | 0
MC204-B03 | MC204-B03/S25 | MCWS Water Mnthly |  |  |  |  | Energy sensor | S25 |  |  |  | MC204 | Sports Centre |  |  | 0 | 0
MC204-B03 | MC204-B03/S26 | MCWS Water Month-1 |  |  |  |  | Energy sensor | S26 |  |  |  | MC204 | Sports Centre |  |  | 0 | 0
MC204-B03 | MC204-B03/S27 | MCWS Water Data |  |  |  |  | Energy sensor | S27 |  |  |  | MC204 | Sports Centre |  |  | 0 | 0
MC204-B03 | MC204-B03/S28 | Pool Loop |  |  |  |  | Energy sensor | S28 |  |  |  | MC204 | Sports Centre |  |  | 0 | 0
MC204-B03 | MC204-B03/S29 | Pool Heat Demand |  |  |  |  | Energy sensor | S29 |  |  |  | MC204 | Sports Centre |  |  | 0 | 0
MC204-B03 | MC204-B03/S3 | Pool PHE Sec Flow Temp |  |  | Degrees Celsius |  | Energy sensor | S3 |  |  |  | MC204 | Sports Centre |  |  | 0 | 0
MC204-B03 | MC204-B03/S4 | Pool PHE Sec Retn Temp |  |  | Degrees Celsius |  | Energy sensor | S4 |  |  |  | MC204 | Sports Centre |  |  | 0 | 0
MC204-B03 | MC204-B03/S5 | Pool PHE Pri Flow Temp |  |  | Degrees Celsius |  | Energy sensor | S5 |  |  |  | MC204 | Sports Centre |  |  | 0 | 0
MC204-B03 | MC204-B03/S6 | Pool PHE Pri Retn Temp |  |  | Degrees Celsius |  | Energy sensor | S6 |  |  |  | MC204 | Sports Centre |  |  | 0 | 0
MC204-B03 | MC204-B03/S7 | DHW Sec Flow Temp |  |  | Degrees Celsius |  | Energy sensor | S7 |  |  |  | MC204 | Sports Centre |  |  | 0 | 0
MC204-B03 | MC204-B03/S8 | DHW Buffer Vessel Temp |  |  | Degrees Celsius |  | Energy sensor | S8 |  |  |  | MC204 | Sports Centre |  |  | 0 | 0
MC204-B03 | MC204-B03/V1 | [5 empty] | Energy sensor | V1 |  |  |  | MC204 | Sports Centre |  |  | 0 | 0
MC204-B03 | MC204-B03/W1 | MCWS Water Reset |  |  |  |  | Energy sensor | W1 |  |  |  | MC204 | Sports Centre |  |  | 0 | 0
MC204-B03 | MC204-B03/Y1 | Trend T -20+50 |  |  |  |  | Energy sensor | Y1 |  |  |  | MC204 | Sports Centre |  |  | 0 | 0
MC204-B03 | MC204-B03/Y2 | Trend Thermistor |  |  |  |  | Energy sensor | Y2 |  |  |  | MC204 | Sports Centre |  |  | 0 | 0
MC204-B03 | MC204-B03/Z1 | Pool Heating |  |  |  |  | Energy sensor | Z1 |  |  |  | MC204 | Sports Centre |  |  | 0 | 0
MC210-B03 | MC210-B03/A11 | Outside air temperature |  |  | Degrees Celsius |  | Energy sensor | A11 |  |  |  | MC210 | Engineering Building |  |  | 0 | 0
MC046-L05 | MC046-L05/M001 | Bowland Main | Micronics | Ultraflow 2000 (F22 Integrator) | kWh | 1 | Energy meter | 1 | District Heating |  |  | MC046 | Bowland Main |  | Bt6 Store (Basement) | 0 | 0
MC046-L05 | MC046-L05/M002 | Conference Centre | Sensus | WP-Dynamic 50 | m3 | 1 | Energy meter | 2 | Water |  |  | MC046 | Bowland Main |  | Bt6 Store (Basement) | 0 | 0
MC046-L05 | MC046-L05/M003 | Bowland Main | Sensus | WP-Dynamic 50 |  | 1 | Energy meter | 3 | Water |  |  | MC046 | Bowland Main |  | Bt6 Store (Basement) | 0 | 0
MC046-L06 | MC046-L06/M001 | Bowland Main | Crompton | Integra 1530 | kWh |  | Energy meter | 1 | Electricity |  |  | MC046 | Bowland Main | A0 | Switch Room | 0 | 0
MC046-L06 | MC046-L06/M002 | Subway |  |  |  |  | Energy meter | 2 | Water |  |  | MC046 | Bowland Main | A16 |  | 1 | 0
MC046-L06 | MC046-L06/M003 | Subway | Schneider | Power Logic PM750 | kWh |  | Energy meter | 3 | Electricity |  |  | MC046 | Bowland Main | A16 | A34a | 1 | 0
MC046-L07 | MC046-L07/M001 | Bowland Main Flat 15 |  |  | kWh |  | Energy meter | 1 | Electricity |  |  | MC046 | Bowland Main | D80,D81,D82,D83,D84 | A34a | 0 | 0
MC046-L07 | MC046-L07/M002 | Bowland Main Flat 16 |  |  | kWh |  | Energy meter | 2 | Electricity |  |  | MC046 | Bowland Main | D86,D87,D88,D89 | A34a | 0 | 0
MC046-L07 | MC046-L07/M003 | Bowland Main Flat 17 |  |  | kWh |  | Energy meter | 3 | Electricity |  |  | MC046 | Bowland Main | D90,D91,D92,D93,D94 | Flat 16 | 0 | 0
MC046-L07 | MC046-L07/M004 | Bowland Main Flat 15-16-17-Landlord |  |  | kWh |  | Energy meter | 4 | Electricity |  |  | MC046 | Bowland Main |  | Flat 16 | 0 | 0
MC046-L07 | MC046-L07/M005 | Bowland Main DB C1 NE |  |  | kWh |  | Energy meter | 5 | Electricity |  |  | MC046 | Bowland Main | C2,C3,C4,C5.C6,C7,C8,C9,C10,C11,C158,C159,C160,C162,C164,C166,C168,C170,C172,C174 | Flat 16 | 0 | 0
MC046-L07 | MC046-L07/M006 | Bowland Main DB C2 NE |  |  | kWh |  | Energy meter | 6 | Electricity |  |  | MC046 | Bowland Main | C1,C2,C3,C4,C5.C6,C7,C8,C9,C10,C11,C158,C159,C160,C162,C164,C166,C168,C170,C172,C173,C174,C175,C176,C178,C179,C180 | Flat 16 | 0 | 0
MC046-L07 | MC046-L07/M007 | Bowland Main DB B1 NE |  |  | kWh |  | Energy meter | 7 | Electricity |  |  | MC046 | Bowland Main | B2,B3,B4,B5,B6,B7,B8,B9,B10,B11,B12,B13,B14,B130,B131,B132,B133,B134,B135,B136,B137,B139.B140,B141,B142,B143,B144,B145,B146,B147,B148,B149,B150,B151,B152,B153 | Flat 16 | 0 | 0
MC046-L07 | MC046-L07/M008 | Bowland Main DB B2 NE |  |  | kWh |  | Energy meter | 8 | Electricity |  |  | MC046 | Bowland Main | B2,B3,B4,B5,B6,B7,B8,B9,B10,B11,B12,B13,B14,B130,B131,B132,B133,B134,B135,B136,B137,B139.B140,B141,B142,B143,B144,B145,B146,B147,B148,B149,B150,B151,B152,B153 | Flat 16 | 0 | 0
MC046-L08 | MC046-L08/M001 | Bowland Main Flat 15 | HB | ISO 4064 |  |  | Energy meter | 1 | Water |  |  | MC046 | Bowland Main | D80,D81,D82,D83,D84 | Flat 16 | 0 | 0
MC046-L08 | MC046-L08/M002 | Bowland Main Flat 16 | HB | ISO 4064 |  |  | Energy meter | 2 | Water |  |  | MC046 | Bowland Main | D86,D87,D88,D89 | Flat 16 | 0 | 0
MC046-L08 | MC046-L08/M003 | Bowland Main Flat 17 | HB | ISO 4064 |  |  | Energy meter | 3 | Water |  |  | MC046 | Bowland Main | D90,D91,D92,D93,D94 | Flat 16 | 0 | 0
MC046-L08 | MC046-L08/M004 | Bowland Main Bar |  |  |  |  | Energy meter | 4 | Water |  |  | MC046 | Bowland Main | A002 | Flat 16 | 0 | 0
MC046-L09 | MC046-L09/M001 | Bowland Main Flat 12-13-14 Landlord | Selec | MFM384 | kWh |  | Energy meter | 1 | Electricity |  |  | MC046 | Bowland Main | D64 | D64.r1 | 0 | 0
MC046-L09 | MC046-L09/M002 | Bowland Main Flat 12 | Ri Meter | CT-2EA | kWh |  | Energy meter | 2 | Electricity |  |  | MC046 | Bowland Main | D65,D66,D67,D68 | D64.r1 | 0 | 0
MC046-L09 | MC046-L09/M003 | Bowland Main Flat 13 | Ri Meter | CT-2EA | kWh |  | Energy meter | 3 | Electricity |  |  | MC046 | Bowland Main | D69,D70,D71 | D64.r1 | 0 | 0
MC046-L09 | MC046-L09/M004 | Bowland Main Flat 14 | Ri Meter | CT-2EA | kWh |  | Energy meter | 4 | Electricity |  |  | MC046 | Bowland Main | D73,D74,D75,D76,D77,D78 | D64.r1 | 0 | 0
MC046-L09 | MC046-L09/M005 | Bowland Main DB C1 SE |  |  | kWh |  | Energy meter | 5 | Electricity |  |  | MC046 | Bowland Main | C12,C13,C14,C15,16,C17,C18,C19,C21,C23,C35,C37,C38,C39,C40,C41,C42,C43,C44,C45,C46,C47,C48,C49,C50,C51,C52,C53 | Flat 13 | 0 | 0
MC046-L09 | MC046-L09/M006 | Bowland Main DB C2 SE |  |  | kWh |  | Energy meter | 6 | Electricity |  |  | MC046 | Bowland Main | C3,C4,C5,C6,C7,C8,C9,C10,C11,C12,C13,C14,C15,C16,C17,C18,C19,C20,C21,C22,C23,C24,C25,C26,C27,C28,C29,C30,C31,C32,C33,C34,C35,C36,C37,C39,C40,C41,C42,C43,C44,C46,C47,C48,C49,C51,C52,C53 | Flat 13 | 0 | 0
MC046-L09 | MC046-L09/M007 | Bowland Main DB B1 SW | Selec | MFM 384 | kWh |  | Energy meter | 7 | Electricity |  |  | MC046 | Bowland Main | B19,B20,B21,B22,B23,B24,B25,B26,B27,B31,B33,B35,B48,B49,B53,B54 | B25.r1 | 0 | 0
MC046-L09 | MC046-L09/M008 | Bowland Main DB B2 SE | Selec | MFM 384 | kWh |  | Energy meter | 8 | Electricity |  |  | MC046 | Bowland Main | B19,B2,B21,B22,B23,B24,B25,B26,B27,B28,B29,B30,B31,B32,B33 | B25.r1 | 0 | 0
MC046-L10 | MC046-L10/M001 | Bowland Main Flat 12 | HB | ISO 4064 |  |  | Energy meter | 1 | Water |  |  | MC046 | Bowland Main | D65,D66,D67,D68 | D65 | 0 | 0
MC046-L10 | MC046-L10/M002 | Bowland Main Flat 13 | HB | ISO 4064 |  |  | Energy meter | 2 | Water |  |  | MC046 | Bowland Main | D69,D70,D71 | D69 | 0 | 0
MC046-L10 | MC046-L10/M003 | Bowland Main Flat 14 | HB | ISO 4064 |  |  | Energy meter | 3 | Water |  |  | MC046 | Bowland Main | D73,D74,D75,D76,D77,D78 | D73 | 0 | 0
MC046-L11 | MC046-L11/M001 | Bowland Main Flat 4-5-6-7-Landlord | Selec | MFM384 | kWh |  | Energy meter | 1 | Electricity |  |  | MC046 | Bowland Main |  | D34 | 0 | 0
MC046-L11 | MC046-L11/M002 | Bowland Main DB C1 SW | Selec | MFM 384 | kWh |  | Energy meter | 2 | Electricity |  |  | MC046 | Bowland Main |  | B77.r1 | 0 | 0
MC046-L11 | MC046-L11/M003 | Bowland Main DB C2 SW | Selec | MFM 384 | kWh |  | Energy meter | 3 | Electricity |  |  | MC046 | Bowland Main |  | B77.r1 | 0 | 0
MC046-L11 | MC046-L11/M004 | Bowland Main Flat 4 | Ri Meter | CT-2EA | kWh |  | Energy meter | 4 | Electricity |  |  | MC046 | Bowland Main |  | D34 | 0 | 0
MC046-L11 | MC046-L11/M005 | Bowland Main Flat 5 | Ri Meter | CT-2EA | kWh |  | Energy meter | 5 | Electricity |  |  | MC046 | Bowland Main |  | D34 | 0 | 0
MC046-L11 | MC046-L11/M006 | Bowland Main Flat 6 | Ri Meter | CT-2EA | kWh |  | Energy meter | 6 | Electricity |  |  | MC046 | Bowland Main |  | D34 | 0 | 0
MC046-L11 | MC046-L11/M007 | Bowland Main Flat 7 | Ri Meter | CT-2EA | kWh |  | Energy meter | 7 | Electricity |  |  | MC046 | Bowland Main |  | D34 | 0 | 0
MC046-L12 | MC046-L12/M001 | Bowland Main Flat 8-9-10-11 Landlord | Selec | MFM384 | kWh |  | Energy meter | 1 | Electricity |  |  | MC046 | Bowland Main |  | D53 | 0 | 0
MC046-L12 | MC046-L12/M002 | Bowland Main DB B1 SE | Selec | MFM 384 | kWh |  | Energy meter | 2 | Electricity |  |  | MC046 | Bowland Main | B51,B52,B53,B54,B55,B56,B57,B58,B59,B60,B61,B62,B63,B64,B65,B66,B67,B68,B69,B70,B71,B72,B73,B74,B75,B76,B77,B78,B79,B80,B81,B82,B83,B84,B103,B104,B106,B107,B108,B109,B110,B111,B112,B113,B114,B115,B116,B117,B118,B119,B120,B121,B122,B123,B124,B125,B126,B127 | A56.r1 | 0 | 0
MC046-L12 | MC046-L12/M003 | Bowland Main DB B2 SE | Selec | MFM 384 | kWh |  | Energy meter | 3 | Electricity |  |  | MC046 | Bowland Main | B51,B52,B53,B54,B55,B56,B57,B58,B59,B60,B61,B62,B63,B64,B65,B66,B67,B68,B69,B70,B71,B72,B73,B74,B75,B76,B77,B78,B79,B80,B81,B82,B83,B84,B103,B104,B106,B107,B108,B109,B110,B111,B112,B113,B114,B115,B116,B117,B118,B119,B120,B121,B122,B123,B124,B125,B126,B127,B103,B104,B106,B107,B108,B109,B110,B111,B112,B113,B114,B115,B116,B117,B118,B119,B120,B121,B122,B123,B124,B125,B126,B127 | A56.r1 | 0 | 0
MC046-L12 | MC046-L12/M004 | Bowland Main Flat 8 | Ri Meter | CT-2EA | kWh |  | Energy meter | 4 | Electricity |  |  | MC046 | Bowland Main | D44,D45,D46,D47,D48 | D53 | 0 | 0
MC046-L12 | MC046-L12/M005 | Bowland Main Flat 9 | Ri Meter | CT-2EA | kWh |  | Energy meter | 5 | Electricity |  |  | MC046 | Bowland Main | D49,D50,D51,D52 | D53 | 0 | 0
MC046-L12 | MC046-L12/M006 | Bowland Main Flat 10 | Ri Meter | CT-2EA | kWh |  | Energy meter | 6 | Electricity |  |  | MC046 | Bowland Main | D56,D57,D58,D59 | D53 | 0 | 0
MC046-L12 | MC046-L12/M007 | Bowland Main Flat 11 | Ri Meter | CT-2EA | kWh |  | Energy meter | 7 | Electricity |  |  | MC046 | Bowland Main | D60,D61,D62,D63 | D53 | 0 | 0
MC046-L13 | MC046-L13/M001 | Bowland Main Flat 4 | HB | ISO 4064 |  |  | Energy meter | 1 | Water |  |  | MC046 | Bowland Main | D24,D25,D26,D27,D28 | D24 | 0 | 0
MC046-L13 | MC046-L13/M002 | Bowland Main Flat 5 | HB | ISO 4064 |  |  | Energy meter | 2 | Water |  |  | MC046 | Bowland Main | D29,D30,D31,D32,D33 | D29 | 0 | 0
MC046-L13 | MC046-L13/M003 | Bowland Main Flat 6 | HB | ISO 4064 |  |  | Energy meter | 3 | Water |  |  | MC046 | Bowland Main | D35,D36,D37 | D35 | 0 | 0
MC046-L13 | MC046-L13/M004 | Bowland Main Flat 7 | HB | ISO 4064 |  |  | Energy meter | 4 | Water |  |  | MC046 | Bowland Main | D38,D39,D40,D41,D42 | D38 | 0 | 0
MC046-L13 | MC046-L13/M005 | Bowland Main Flat 8 | HB | ISO 4064 |  |  | Energy meter | 5 | Water |  |  | MC046 | Bowland Main | D44,D45,D46,D47,D48 | D44 | 0 | 0
MC046-L13 | MC046-L13/M006 | Bowland Main Flat 9 | HB | ISO 4064 |  |  | Energy meter | 6 | Water |  |  | MC046 | Bowland Main | D49,D50,D51,D52 | D49 | 0 | 0
MC046-L13 | MC046-L13/M007 | Bowland Main Flat 10 | HB | ISO 4064 |  |  | Energy meter | 7 | Water |  |  | MC046 | Bowland Main | D56,D57,D58,D59 | D56 | 0 | 0
MC046-L13 | MC046-L13/M008 | Bowland Main Flat 11 | HB | ISO 4064 |  |  | Energy meter | 8 | Water |  |  | MC046 | Bowland Main | D60,D61,D62,D63 | D60 | 0 | 0
MC046-L14 | MC046-L14/M001 | Bowland Main DB C1 NW |  |  | kWh |  | Energy meter | 1 | Electricity |  |  | MC046 | Bowland Main | C107,C108,C109,C110.C111,C112,C113,C114,C116,C117,C129,C130,131,C132,C134,C135,C137,C146 | Flat 1 | 0 | 0
MC046-L14 | MC046-L14/M002 | Bowland Main DB C2 NW |  |  | kWh |  | Energy meter | 2 | Electricity |  |  | MC046 | Bowland Main | C108,C109,C110,C111,C112,C113,C114,C115,C116,C117,C19,C130,C132,C133.C134,C136,C137,C138,C139,C140,C141,C142,C143,C144C145,C146,C147 | Flat 1 | 0 | 0
MC046-L14 | MC046-L14/M003 | Bowland Main DB B1 NW |  |  | kWh |  | Energy meter | 3 | Electricity |  |  | MC046 | Bowland Main | B58,B80,B81,B82 | Flat 1 | 0 | 0
MC046-L14 | MC046-L14/M004 | Bowland Main DB B2 NW |  |  | kWh |  | Energy meter | 4 | Electricity |  |  | MC046 | Bowland Main | B77,B78,B79,B80,B81,B82 | Flat 1 | 0 | 0
MC046-L14 | MC046-L14/M005 | Bowland Main Landlords NW |  |  | kWh |  | Energy meter | 5 | Electricity |  |  | MC046 | Bowland Main |  | Flat 1 | 0 | 0
MC046-L14 | MC046-L14/M006 | Bowland Main Flat 1 |  |  | kWh |  | Energy meter | 6 | Electricity |  |  | MC046 | Bowland Main | D04,D05,D06,D07,D08,D09,D10,D11 | Flat 1 | 0 | 0
MC046-L14 | MC046-L14/M007 | Bowland Main Flat 2 |  |  | kWh |  | Energy meter | 7 | Electricity |  |  | MC046 | Bowland Main | D12,D13,D14,D15,D16 | Flat 1 | 0 | 0
MC046-L14 | MC046-L14/M008 | Bowland Main Flat 3 |  |  | kWh |  | Energy meter | 8 | Electricity |  |  | MC046 | Bowland Main | D17,D18,D19,D20,D21,D22 | Flat 1 | 0 | 0
MC046-L15 | MC046-L15/M001 | Bowland Main DB A1 NW | Selec | MFM 384 | kWh |  | Energy meter | 1 | Electricity |  |  | MC046 | Bowland Main | A40, A49,A57,A59,A61,A62,A63,A64,A65 | CR06.r1 | 0 | 0
MC046-L15 | MC046-L15/M002 | Bowland Main DB A2 NW | Selec | MFM 384 | kWh |  | Energy meter | 2 | Electricity |  |  | MC046 | Bowland Main | A40,A48,A49A51,A52,A57,A58,A59,A60,A61,A62,A62,A64,65 | CR06.r1 | 0 | 0
MC046-L15 | MC046-L15/M003 | Bowland Main Lift NW | Selec | MFM 384 | kWh |  | Energy meter | 3 | Electricity |  |  | MC046 | Bowland Main |  | A046 | 0 | 0
MC046-L16 | MC046-L16/M001 | Bowland Main Flat 1 |  |  |  |  | Energy meter | 1 | Water |  |  | MC046 | Bowland Main | D04,D05,D06,D07,D08,D09,D10,D11 | Flat 1 | 0 | 0
MC046-L16 | MC046-L16/M002 | Bowland Main Flat 2 |  |  |  |  | Energy meter | 2 | Water |  |  | MC046 | Bowland Main | D12,D13,D14,D15,D16 | Flat 1 | 0 | 0
MC046-L16 | MC046-L16/M003 | Bowland Main Flat 3 |  |  |  |  | Energy meter | 3 | Water |  |  | MC046 | Bowland Main | D17,D18,D19,D20,D21,D22 | Flat 1 | 0 | 0
MC046-L17 | MC046-L17/M001 | Bowland Main DBLZ001 | Selec | MFM384 | kWh |  | Energy meter | 1 | Electricity |  |  | MC046 | Bowland Main |  | A26 | 0 | 0
MC046-L17 | MC046-L17/M002 | Learning Zone Power | Selec | MFM384 | kWh |  | Energy meter | 2 | Electricity |  |  | MC046 | Bowland Main |  | A26 | 0 | 0
MC046-L17 | MC046-L17/M003 | Learning Zone Lights | Selec | MFM384 | kWh |  | Energy meter | 3 | Electricity |  |  | MC046 | Bowland Main |  | A26 | 0 | 0
MC046-L17 | MC046-L17/M004 | Bowland Main Comms 1 | Selec | MFM384 | kWh |  | Energy meter | 4 | Electricity |  |  | MC046 | Bowland Main |  | A26 | 0 | 0
MC046-L02 | MC046-L02/M001 | Bowland Main Comms 1 | Selec | MFM384 | kWh |  | Energy meter | 1 | Electricity |  |  | MC046 | Bowland Main | B51 | Bt6a Store (Basement) | 0 | 0
MC046-L02 | MC046-L02/M002 | Bowland Main Basement 1 | Selec | MFM384 | kWh |  | Energy meter | 2 | Electricity |  |  | MC046 | Bowland Main |  | Bt6a Store (Basement) | 0 | 0
MC046-L02 | MC046-L02/M003 | Bowland Main Basement 2 | Selec | MFM384 | kWh |  | Energy meter | 3 | Electricity |  |  | MC046 | Bowland Main |  | Bt6a Store (Basement) | 0 | 0
MC046-L02 | MC046-L02/M004 | Bowland Main Bars 1 | Selec | MFM384 | kWh |  | Energy meter | 4 | Electricity |  |  | MC046 | Bowland Main |  | Bt6a Store (Basement) | 0 | 0
MC046-L02 | MC046-L02/M005 | Bowland Main Bars 2 | Selec | MFM384 | kWh |  | Energy meter | 5 | Electricity |  |  | MC046 | Bowland Main | A001,A001a,A005,A007,A008,A009 | Bt6a Store (Basement) | 0 | 0
MC046-L02 | MC046-L02/M006 | Bowland Main Lecture 1 | Selec | MFM384 | kWh |  | Energy meter | 6 | Electricity |  |  | MC046 | Bowland Main |  | LA5 Plant Room (Take 2 Cinema) | 0 | 0
MC046-L02 | MC046-L02/M007 | Bowland Main Lecture 2 | Selec | MFM384 | kWh |  | Energy meter | 7 | Electricity |  |  | MC046 | Bowland Main | LA06, LA07 | LA5 Plant Room (Take 2 Cinema) | 0 | 0
MC042-L82 | MC042-L82/M977 | Bowland Ash House Plant Room | Kamstrup | Multical 602 | kWh |  | Energy meter |  | District Heating |  |  | MC042 | Bowland ASH House |  | A11 | 0 | 0
MC042-L82 | MC042-L82/M978 | Bowland Ash House Plant Room | Kamstrup | Multical 602 | kWh |  | Energy meter |  | District Heating |  |  | MC042 | Bowland ASH House |  | A11 | 0 | 0
MC042-L82 | MC042-L82/M979 | Bowland Ash House Plant Room | Kamstrup | Multical 602 | kWh |  | Energy meter |  | District Heating |  |  | MC042 | Bowland ASH House |  | A11 | 0 | 0
MC042-L82 | MC042-L82/M980 | Bowland Ash Residences | Schneider | Power Logic PM5100 | kWh |  | Energy meter |  | Electricity |  |  | MC042 | Bowland ASH House |  | A11 | 0 | 0
MC042-L82 | MC042-L82/M981 | Bowland Ash House Plant Room Lights | Schneider | IEM 3255 | kWh |  | Energy meter |  | Electricity |  |  | MC042 | Bowland ASH House |  | A11 | 0 | 0
AP080-L79 | AP080-L79/M001 |  | B Meters | DRY |  |  | Energy meter |  | Water |  |  | AP080 | Lonsdale House (Block 12) |  | A18 | 0 | 0
AP080-L80 | AP080-L80/M001 | Incoming Supply | Merlin Gerin | Power Logic PM700 | kWh |  | Energy meter |  | Electricity |  |  | AP080 | Lonsdale House (Block 12) |  | B06 | 0 | 0
AP080-L81 | AP080-L81/M001 | Bar Fit Out 1 | Merlin Gerin | Power Logic PM700 | kWh |  | Energy meter |  | Electricity |  |  | AP080 | Lonsdale House (Block 12) |  | B06 | 0 | 0
MC210-L01 | MC210-L01/M001 | Surge protection |  |  | kWh |  | Energy meter |  | Electricity |  |  | MC210 | Engineering Building
MC210-L01 | MC210-L01/M002 | Smoke vent |  |  | kWh |  | Energy meter |  | Electricity |  |  | MC210 | Engineering Building
MC210-L01 | MC210-L01/M003 | Lift |  |  | kWh |  | Energy meter |  | Electricity |  |  | MC210 | Engineering Building
MC210-L01 | MC210-L01/M004 | Plantroom |  |  | kWh |  | Energy meter |  | Electricity |  |  | MC210 | Engineering Building
MC210-L01 | MC210-L01/M005 | Future PV |  |  | kWh |  | Energy meter |  | Electricity |  |  | MC210 | Engineering Building
MC210-L01 | MC210-L01/M006 | North bus bar |  |  | kWh |  | Energy meter |  | Electricity |  |  | MC210 | Engineering Building
MC210-L01 | MC210-L01/M007 | South bus bar |  |  | kWh |  | Energy meter |  | Electricity |  |  | MC210 | Engineering Building
MC210-L01 | MC210-L01/M008 | EE08 DB Total |  |  | kWh |  | Energy meter |  | Electricity |  |  | MC210 | Engineering Building
MC210-L01 | MC210-L01/M009 | EE08 DB Top |  |  | kWh |  | Energy meter |  | Electricity |  |  | MC210 | Engineering Building
MC210-L01 | MC210-L01/M010 | EC16 DB Total |  |  | kWh |  | Energy meter |  | Electricity |  |  | MC210 | Engineering Building
MC210-L01 | MC210-L01/M011 | EC17 DB Top |  |  | kWh |  | Energy meter |  | Electricity |  |  | MC210 | Engineering Building
MC210-L01 | MC210-L01/M012 | EC18 DB Total |  |  | kWh |  | Energy meter |  | Electricity |  |  | MC210 | Engineering Building
MC210-L01 | MC210-L01/M013 | EC19 DB Top |  |  | kWh |  | Energy meter |  | Electricity |  |  | MC210 | Engineering Building
MC210-L01 | MC210-L01/M014 | EA20 DB Total |  |  | kWh |  | Energy meter |  | Electricity |  |  | MC210 | Engineering Building
MC210-L01 | MC210-L01/M015 | EA21 DB Top |  |  | kWh |  | Energy meter |  | Electricity |  |  | MC210 | Engineering Building
MC210-L01 | MC210-L01/M016 | EB27 DB Total |  |  | kWh |  | Energy meter |  | Electricity |  |  | MC210 | Engineering Building
MC210-L01 | MC210-L01/M017 | EB27 DB Top |  |  | kWh |  | Energy meter |  | Electricity |  |  | MC210 | Engineering Building
MC210-L01 | MC210-L01/M018 | EA3 DB Total |  |  | kWh |  | Energy meter |  | Electricity |  |  | MC210 | Engineering Building
MC210-L01 | MC210-L01/M019 | EA4 DB Top |  |  | kWh |  | Energy meter |  | Electricity |  |  | MC210 | Engineering Building
MC210-L01 | MC210-L01/M020 | EA5 DB Total |  |  | kWh |  | Energy meter |  | Electricity |  |  | MC210 | Engineering Building
MC210-L01 | MC210-L01/M021 | EA6 DB Top |  |  | kWh |  | Energy meter |  | Electricity |  |  | MC210 | Engineering Building
MC210-L01 | MC210-L01/M022 | EA7 DB Total |  |  | kWh |  | Energy meter |  | Electricity |  |  | MC210 | Engineering Building
MC210-L01 | MC210-L01/M023 | EA8 DB Top |  |  | kWh |  | Energy meter |  | Electricity |  |  | MC210 | Engineering Building
MC210-L01 | MC210-L01/M024 | EA15 DB |  |  | kWh |  | Energy meter |  | Electricity |  |  | MC210 | Engineering Building
MC210-L01 | MC210-L01/M025 | DB8 |  |  | kWh |  | Energy meter |  | Electricity |  |  | MC210 | Engineering Building
MC210-L01 | MC210-L01/M026 | Hot Water Flow Meters |  |  |  |  | Energy meter |  | Water |  |  | MC210 | Engineering Building
MC210-L01 | MC210-L01/M027 | Hot Water Meter |  |  |  |  | Energy meter |  | Water |  |  | MC210 | Engineering Building
MC210-L01 | MC210-L01/M028 | CT Heat Meter |  |  | kWh |  | Energy meter |  | District Heating |  |  | MC210 | Engineering Building
MC210-L01 | MC210-L01/M029 | VT Heat Meter |  |  | kWh |  | Energy meter |  | District Heating |  |  | MC210 | Engineering Building
MC210-L01 | MC210-L01/M030 | Workshop Water Meter |  |  |  |  | Energy meter |  | Water |  |  | MC210 | Engineering Building
MC210-L02 | MC210-L02/M001 | ED12 DB D1 LP Total |  |  | kWh |  | Energy meter |  | Electricity |  |  | MC210 | Engineering Building
MC210-L02 | MC210-L02/M002 | ED13 DB D1 LP Top |  |  | kWh |  | Energy meter |  | Electricity |  |  | MC210 | Engineering Building
MC210-L02 | MC210-L02/M003 | ED14 DB D1 LP Total |  |  | kWh |  | Energy meter |  | Electricity |  |  | MC210 | Engineering Building
MC210-L02 | MC210-L02/M004 | ED15 DB D2 LP Top |  |  | kWh |  | Energy meter |  | Electricity |  |  | MC210 | Engineering Building
MC210-L02 | MC210-L02/M005 | EC22 DB C4 LP Total |  |  | kWh |  | Energy meter |  | Electricity |  |  | MC210 | Engineering Building
MC210-L02 | MC210-L02/M006 | EC23 DB C4 LP Top |  |  | kWh |  | Energy meter |  | Electricity |  |  | MC210 | Engineering Building
MC210-L02 | MC210-L02/M007 | EC24 DB C5 LP Total |  |  | kWh |  | Energy meter |  | Electricity |  |  | MC210 | Engineering Building
MC210-L02 | MC210-L02/M008 | EC25 DB C5 LP Top |  |  | kWh |  | Energy meter |  | Electricity |  |  | MC210 | Engineering Building
MC210-L02 | MC210-L02/M009 | EC26 DB IT Room IT |  |  | kWh |  | Energy meter |  | Electricity |  |  | MC210 | Engineering Building
MC210-L02 | MC210-L02/M010 | EB01 DB B3 LP Total |  |  | kWh |  | Energy meter |  | Electricity |  |  | MC210 | Engineering Building
MC210-L02 | MC210-L02/M011 | EB02 DB B3 LP Top |  |  | kWh |  | Energy meter |  | Electricity |  |  | MC210 | Engineering Building
MC210-L02 | MC210-L02/M012 | EB29 DB B2 LP Total |  |  | kWh |  | Energy meter |  | Electricity |  |  | MC210 | Engineering Building
MC210-L02 | MC210-L02/M013 | EB30 DB B2 LP Top |  |  | kWh |  | Energy meter |  | Electricity |  |  | MC210 | Engineering Building
MC210-L02 | MC210-L02/M014 | EB39 DB A4 LP Total |  |  | kWh |  | Energy meter |  | Electricity |  |  | MC210 | Engineering Building
MC210-L02 | MC210-L02/M015 | EB40 DB A4 LP Top |  |  | kWh |  | Energy meter |  | Electricity |  |  | MC210 | Engineering Building
MC210-L02 | MC210-L02/M016 | EB41 DB A6 LP Total |  |  | kWh |  | Energy meter |  | Electricity |  |  | MC210 | Engineering Building
MC210-L02 | MC210-L02/M017 | EB42 DB A6 LP Top |  |  | kWh |  | Energy meter |  | Electricity |  |  | MC210 | Engineering Building
MC210-L02 | MC210-L02/M018 | EB43 DB A5 LP Total |  |  | kWh |  | Energy meter |  | Electricity |  |  | MC210 | Engineering Building
MC210-L02 | MC210-L02/M019 | EB44 DB A5 LP Top |  |  | kWh |  | Energy meter |  | Electricity |  |  | MC210 | Engineering Building
MC210-L02 | MC210-L02/M020 | EB46 DB A16 LP Total |  |  | kWh |  | Energy meter |  | Electricity |  |  | MC210 | Engineering Building
MC210-L02 | MC210-L02/M021 | Gas Meter |  |  | kWh |  | Energy meter |  | Natural Gas |  |  | MC210 | Engineering Building
MC210-L02 | MC210-L02/M022 | Workshop water meter |  |  |  |  | Energy meter |  | Water |  |  | MC210 | Engineering Building
MC210-L02 | MC210-L02/M023 | DHW heat meter |  |  | kWh |  | Energy meter |  | District Heating |  |  | MC210 | Engineering Building
MC001-L99 | MC001-L99/M100 | Saw Mills PV generation FIT |  |  | kWh |  | Energy meter |  | Electricity |  |  | MC001 | The Croft | MC001 A0 |  | 0 | 1
OC011-L99 | OC011-L99/M101 | Wind turbine generation FIT |  |  | kWh |  | Energy meter |  | Electricity |  |  | OC011 | Wind Turbine | OC011 A0 |  | 0 | 1
OC006-L99 | OC006-L99/M200 | Kent House |  |  | kWh |  | Energy meter |  | Electricity |  |  | OC006 | Chancellor's Wharf, Kent House | OC006 A0 |  | 0 | 1
MC000-L99 | MC000-L99/M201 | Main Supply A & B |  |  | kWh |  | Energy meter |  | Electricity |  |  | MC000 | Main Campus | MC000 A0 |  | 0 | 1
MC000-L99 | MC000-L99/M202 | Main Supply A |  |  | kWh |  | Energy meter |  | Electricity |  |  | MC000 | Main Campus | MC000 A0 |  | 0 | 1
MC000-L99 | MC000-L99/M203 | Main Supply B |  |  | kWh |  | Energy meter |  | Electricity |  |  | MC000 | Main Campus | MC000 A0 |  | 0 | 1
OC005-L99 | OC005-L99/M204 | Lune House |  |  | kWh |  | Energy meter |  | Electricity |  |  | OC005 | Chancellor's Wharf, Lune House | OC005 A0 |  | 0 | 1
EX005-L99 | EX005-L99/M205 | Synthetic Sports Pitch |  |  | kWh |  | Energy meter |  | Electricity |  |  | EX005 | Sports Fields | EX005 A0 |  | 0 | 1
OC004-L99 | OC004-L99/M206 | Wyre House |  |  | kWh |  | Energy meter |  | Electricity |  |  | OC004 | Chancellor's Wharf, Wyre House | OC004 A0 |  | 0 | 1
MC003-L99 | MC003-L99/M207 | Bailrigg House |  |  | kWh |  | Energy meter |  | Electricity |  |  | MC003 | Bailrigg House | MC003 A0 |  | 0 | 1
FH012-L99 | FH012-L99/M208 | Banton Farm |  |  | kWh |  | Energy meter |  | Electricity |  |  | FH012 | The Old Stables | FH012 A0 |  | 1 | 1
OC001-L99 | OC001-L99/M209 | Boat House 1 |  |  | kWh |  | Energy meter |  | Electricity |  |  | OC001 | Halton Boat House | OC001 A0 |  | 0 | 1
OC001-L99 | OC001-L99/M210 | Boat House 2 |  |  | kWh |  | Energy meter |  | Electricity |  |  | OC001 | Halton Boat House | OC001 A0 |  | 0 | 1
MC007-L99 | MC007-L99/M211 | Changing rooms, Bigforth Farm |  |  | kWh |  | Energy meter |  | Electricity |  |  | MC007 | Bigforth Farm | MC007 A0 |  | 0 | 1
FH003-L99 | FH003-L99/M212 | Condor Lodge |  |  | kWh |  | Energy meter |  | Electricity |  |  | FH003 | Condor Lodge | FH003 A0 |  | 0 | 1
FH003-L99 | FH003-L99/M213 | Condor Lodge |  |  | kWh |  | Energy meter |  | Electricity |  |  | FH003 | Condor Lodge | FH003 A0 |  | 0 | 1
FH000-L99 | FH000-L99/M214 | Forrest Hills Golf Centre |  |  | kWh |  | Energy meter |  | Electricity |  |  | FH000 | Forrest Hills | FH000 A0 |  | 0 | 1
FH002-L99 | FH002-L99/M215 | Hazelwood Lodge |  |  | kWh |  | Energy meter |  | Electricity |  |  | FH002 | Hazelwood Lodge | FH002 A0 |  | 0 | 1
MC103-L99 | MC103-L99/M216 | Lancaster House Hotel |  |  | kWh |  | Energy meter |  | Electricity |  |  | MC103 | Lancaster House Hotel | MC103 A0 |  | 0 | 1
OC007-L99 | OC007-L99/M217 | Meteorology Station |  |  | kWh |  | Energy meter |  | Electricity |  |  | OC007 | Hazelrigg Field Station | OC007 A0 |  | 0 | 1
OC012-L99 | OC012-L99/M218 | North Lodge Cottage |  |  | kWh |  | Energy meter |  | Electricity |  |  | OC012 | North Lodge Cottage | OC012 A0 |  | 1 | 1
FH002-L99 | FH002-L99/M219 | Resource Centre |  |  | kWh |  | Energy meter |  | Electricity |  |  | FH002 | Hazelwood Lodge | FH001 A0 |  | 0 | 1
MC002-L99 | MC002-L99/M220 | Security Officers Bungalow |  |  | kWh |  | Energy meter |  | Electricity |  |  | MC002 | The Bungalow | MC002 A0 |  | 1 | 1
FH008-L99 | FH008-L99/M221 | The Barn |  |  | kWh |  | Energy meter |  | Electricity |  |  | FH008 | Main Barn | FH008 A0 |  | 0 | 1
MC001-L99 | MC001-L99/M222 | The Croft |  |  | kWh |  | Energy meter |  | Electricity |  |  | MC001 | The Croft | MC001 A0 |  | 1 | 1
OC008-L99 | OC008-L99/M223 | The Downings |  |  | kWh |  | Energy meter |  | Electricity |  |  | OC008 | Downings | OC008 A0 |  | 0 | 1
MC001-L99 | MC001-L99/M224 | The Sawmills |  |  | kWh |  | Energy meter |  | Electricity |  |  | MC001 | The Croft | MC001 A0 |  | 0 | 1
MC103-L99 | MC103-L99/M300 | Lancaster House Hotel |  |  | kWh |  | Energy meter |  | Natural Gas |  |  | MC103 | Lancaster House Hotel | MC103 A0 |  | 0 | 1
OC003-L99 | OC003-L99/M301 | Chancellors Wharf |  |  |  |  | Energy meter |  | Natural Gas |  |  | OC003 | Chancellor's Wharf | OC004 A0, OC005 A0, OC006 A0 |  | 0 | 1
MC008-L99 | MC008-L99/M302 | CEH Remote Workshops |  |  |  |  | Energy meter |  | Natural Gas |  |  | MC008 | LEC Remote Workshops | MC008 A0 |  | 1 | 1
AP000-L99 | AP000-L99/M303 | Alex Park LU |  |  |  |  | Energy meter |  | Natural Gas |  |  | AP000 | Alexandra Park | AP001 A0, AP002 A0, AP003 A0, AP004 A0, Ap005 A0, AP006 A0, AP007 A0, AP008 A0, AP009 A0, AP010, A0, AP011 A0, AP057 A0, AP081 A0 |  | 0 | 1
MC003-L99 | MC003-L99/M304 | Bailrigg House |  |  | m3 |  | Energy meter |  | Natural Gas |  |  | MC003 | Bailrigg House | MC003 A0 |  | 0 | 1
MC061-L99 | MC061-L99/M305 | Firm Gas |  |  |  |  | Energy meter |  | Natural Gas |  |  | MC061 | Energy Centre |  |  | 0 | 1
MC001-L99 | MC001-L99/M306 | The Croft |  |  | m3 |  | Energy meter |  | Natural Gas |  |  | MC001 | The Croft | MC001 A0 |  | 1 | 1
OC008-L99 | OC008-L99/M307 | The Downings |  |  |  |  | Energy meter |  | Natural Gas |  |  | OC008 | Downings | OC008 A0 |  | 0 | 1
AP000-L99 | AP000-L99/M308 | Alex Park UPP |  |  |  |  | Energy meter |  | Natural Gas |  |  | AP000 | Alexandra Park | AP012 A0, AP013 A0, AP014 A0, AP015 A0, AP016 A0, AP017 A0, AP018 A0, AP019 A0, AP020 A0, AP021 A0, AP022 A0, AP023 A0, AP024 A0, AP025 A0, AP026 A0, AP027 A0, AP028 A0, AP029 A0, AP030 A0, AP031 A0, AP032 A0, AP033 A0, AP034 A0, AP035 A0, AP036 A0, AP037 A0, AP038 A0, AP039 A0, AP040 A0, AP041 A0, AP042 A0, AP043 A0, AP044 A0, AP045 A0, AP046 A0, AP047 A0, AP048 A0, AP049 A0, AP050 A0, AP051 A0, AP052 A0, AP053 A0, AP054 A0, AP055 A0, AP056 A0, AP058 A0, AP059 A0, AP060 A0, AP061 A0, AP062 A0, AP063 A0, AP064 A0, AP065 A0, AP066 A0, AP067 A0, AP068 A0, AP069 A0, AP070 A0, AP071 A0, AP072 A0, AP073 A0, AP074 A0, AP075 A0, AP076 A0, AP077 A0, AP078 A0, AP079 A0, AP080 A0, EX007 A0, EX008 A0, EX009 A0, EX010 A0 |  | 0 | 1
MC102-L99 | MC102-L99/M309 | InfoLab |  |  | kWh |  | Energy meter |  | Natural Gas |  |  | MC102 | InfoLab21 | MC102 A0 |  | 0 | 1
MC061-L99 | MC061-L99/M310 | Boiler Gas |  |  |  |  | Energy meter |  | Natural Gas |  |  | MC061 | Energy Centre | MC061 A5/6 |  | 0 | 1
OC012-L99 | OC012-L99/M311 | North Lodge Cottage |  |  |  |  | Energy meter |  | Natural Gas |  |  | OC012 | North Lodge Cottage | OC012 A0 |  | 1 | 1
MC204-L99 | MC204-L99/M312 | Sports Hall |  |  |  |  | Energy meter |  | Natural Gas |  |  | MC204 | Sports Centre | MC204 A0 |  | 0 | 1
FH000-L99 | FH000-L99/M400 | Forrest Hills |  |  |  |  | Energy meter |  | LPG |  |  | FH000 | Forrest Hills | FH001 A0 |  | 0 | 1
FH000-L99 | FH000-L99/M500 | Forrest Hills |  |  |  |  | Energy meter |  | Water |  |  | FH000 | Forrest Hills | FH000 A0 |  | 0 | 1
OC007-L99 | OC007-L99/M501 | Hazelrigg Field Station LU |  |  |  |  | Energy meter |  | Water |  |  | OC007 | Hazelrigg Field Station | OC007 A0 |  | 0 | 1
OC007-L99 | OC007-L99/M502 | Hazelrigg Field Station CEH |  |  |  |  | Energy meter |  | Water |  |  | OC007 | Hazelrigg Field Station |  |  | 1 | 1
OC006-L99 | OC006-L99/M503 | Kent House |  |  |  |  | Energy meter |  | Water |  |  | OC006 | Chancellor's Wharf, Kent House | OC006 A0 |  | 0 | 1
MC103-L99 | MC103-L99/M504 | Lancaster House Hotel |  |  |  |  | Energy meter |  | Water |  |  | MC103 | Lancaster House Hotel | MC103 A0 |  | 0 | 1
OC005-L99 | OC005-L99/M505 | Lune House |  |  |  |  | Energy meter |  | Water |  |  | OC005 | Chancellor's Wharf, Lune House | OC005 A0 |  | 0 | 1
MC000-L99 | MC000-L99/M506 | Main Water |  |  |  |  | Energy meter |  | Water |  |  | MC000 | Main Campus | MC000 |  | 0 | 1
EX000-L99 | EX000-L99/M507 | Raw Water CEH |  |  |  |  | Energy meter |  | Water |  |  | EX000 | External Grounds | MC070 A10 |  | 1 | 1
MC001-L99 | MC001-L99/M508 | The Croft |  |  | m3 |  | Energy meter |  | Water |  |  | MC001 | The Croft | MC001 A0 |  | 1 | 1
MC003-L99 | MC003-L99/M509 | Bailrigg House |  |  | m3 |  | Energy meter |  | Water |  |  | MC003 | Bailrigg House | MC003 A0 |  | 0 | 1
OC001-L99 | OC001-L99/M510 | Boat House |  |  |  |  | Energy meter |  | Water |  |  | OC001 | Halton Boat House | OC001 A0 |  | 0 | 1
MC007-L99 | MC007-L99/M511 | Bigforth Barn |  |  | m3 |  | Energy meter |  | Water |  |  | MC007 | Bigforth Farm | MC007 A0 |  | 0 | 1
OC004-L99 | OC004-L99/M512 | Wyre House |  |  |  |  | Energy meter |  | Water |  |  | OC004 | Chancellor's Wharf, Wyre House | OC004 A0 |  | 0 | 1
MC055-B01 | MC055-B01/C1 | Virtual CNC 1 |  |  |  |  | Energy sensor | C1 |  |  |  | MC055 | Furness Residences |  |  | 0 | 0
MC055-B01 | MC055-B01/D1 | Heating Pumps 1 &amp; 2 |  |  |  |  | Energy sensor | D1 |  |  |  | MC055 | Furness Residences |  |  | 0 | 0
MC055-B01 | MC055-B01/D2 | HWS Pumps |  |  |  |  | Energy sensor | D2 |  |  |  | MC055 | Furness Residences |  |  | 0 | 0
MC055-B01 | MC055-B01/D3 | Immersion 1 |  |  |  |  | Energy sensor | D3 |  |  |  | MC055 | Furness Residences |  |  | 0 | 0
MC055-B01 | MC055-B01/D4 | Immersion 2 |  |  |  |  | Energy sensor | D4 |  |  |  | MC055 | Furness Residences |  |  | 0 | 0
MC055-B01 | MC055-B01/D5 | Driver 5 |  |  |  |  | Energy sensor | D5 |  |  |  | MC055 | Furness Residences |  |  | 0 | 0
MC055-B01 | MC055-B01/e2 | Supervisor |  |  |  |  | Energy sensor | e2 |  |  |  | MC055 | Furness Residences |  |  | 0 | 0
MC055-B01 | MC055-B01/F1 | Function 1 |  |  |  |  | Energy sensor | F1 |  |  |  | MC055 | Furness Residences |  |  | 0 | 0
MC055-B01 | MC055-B01/F10 | Function 10 |  |  |  |  | Energy sensor | F10 |  |  |  | MC055 | Furness Residences |  |  | 0 | 0
MC055-B01 | MC055-B01/F13 | Function 13 |  |  |  |  | Energy sensor | F13 |  |  |  | MC055 | Furness Residences |  |  | 0 | 0
MC055-B01 | MC055-B01/F14 | Function 14 |  |  |  |  | Energy sensor | F14 |  |  |  | MC055 | Furness Residences |  |  | 0 | 0
MC055-B01 | MC055-B01/F15 | Function 15 |  |  |  |  | Energy sensor | F15 |  |  |  | MC055 | Furness Residences |  |  | 0 | 0
MC055-B01 | MC055-B01/F16 | Space Frost SP |  |  |  |  | Energy sensor | F16 |  |  |  | MC055 | Furness Residences |  |  | 0 | 0
MC055-B01 | MC055-B01/F17 | Space Frost |  |  |  |  | Energy sensor | F17 |  |  |  | MC055 | Furness Residences |  |  | 0 | 0
MC055-B01 | MC055-B01/F18 | Function 18 |  |  |  |  | Energy sensor | F18 |  |  |  | MC055 | Furness Residences |  |  | 0 | 0
MC055-B01 | MC055-B01/F19 | Boiler Demand Stage 1 |  |  |  |  | Energy sensor | F19 |  |  |  | MC055 | Furness Residences |  |  | 0 | 0
MC055-B01 | MC055-B01/F2 | Function 2 |  |  |  |  | Energy sensor | F2 |  |  |  | MC055 | Furness Residences |  |  | 0 | 0
MC055-B01 | MC055-B01/F20 | Boiler Demand Stage 2 |  |  |  |  | Energy sensor | F20 |  |  |  | MC055 | Furness Residences |  |  | 0 | 0
MC055-B01 | MC055-B01/F21 | Boiler Demand Stage 3 |  |  |  |  | Energy sensor | F21 |  |  |  | MC055 | Furness Residences |  |  | 0 | 0
MC055-B01 | MC055-B01/F22 | Boiler Demand 10-33% |  |  |  |  | Energy sensor | F22 |  |  |  | MC055 | Furness Residences |  |  | 0 | 0
MC055-B01 | MC055-B01/F23 | Boiler Demand 33-66% |  |  |  |  | Energy sensor | F23 |  |  |  | MC055 | Furness Residences |  |  | 0 | 0
MC055-B01 | MC055-B01/F24 | Boiler Demand 66%+ |  |  |  |  | Energy sensor | F24 |  |  |  | MC055 | Furness Residences |  |  | 0 | 0
MC055-B01 | MC055-B01/F25 | Function 25 |  |  |  |  | Energy sensor | F25 |  |  |  | MC055 | Furness Residences |  |  | 0 | 0
MC055-B01 | MC055-B01/F3 | Function 3 |  |  |  |  | Energy sensor | F3 |  |  |  | MC055 | Furness Residences |  |  | 0 | 0
MC055-B01 | MC055-B01/F4 | Function 4 |  |  |  |  | Energy sensor | F4 |  |  |  | MC055 | Furness Residences |  |  | 0 | 0
MC055-B01 | MC055-B01/F5 | Outside air temperature heating inhibit |  |  |  |  | Energy sensor | F5 |  |  |  | MC055 | Furness Residences |  |  | 0 | 0
MC055-B01 | MC055-B01/F6 | Function 6 |  |  |  |  | Energy sensor | F6 |  |  |  | MC055 | Furness Residences |  |  | 0 | 0
MC055-B01 | MC055-B01/F7 | Outside air temperature frost |  |  | Degrees Celsius |  | Energy sensor | F7 |  |  |  | MC055 | Furness Residences |  |  | 0 | 0
MC055-B01 | MC055-B01/F8 | Function 8 |  |  |  |  | Energy sensor | F8 |  |  |  | MC055 | Furness Residences |  |  | 0 | 0
MC055-B01 | MC055-B01/F9 | Function 9 |  |  |  |  | Energy sensor | F9 |  |  |  | MC055 | Furness Residences |  |  | 0 | 0
MC055-B01 | MC055-B01/G1 | Logic 1 |  |  |  |  | Energy sensor | G1 |  |  |  | MC055 | Furness Residences |  |  | 0 | 0
MC055-B01 | MC055-B01/G10 | Sec Pump Demand |  |  |  |  | Energy sensor | G10 |  |  |  | MC055 | Furness Residences |  |  | 0 | 0
MC055-B01 | MC055-B01/G11 | Heating demand |  |  |  |  | Energy sensor | G11 |  |  |  | MC055 | Furness Residences |  |  | 0 | 0
MC055-B01 | MC055-B01/G12 | Immersion Demand |  |  |  |  | Energy sensor | G12 |  |  |  | MC055 | Furness Residences |  |  | 0 | 0
MC055-B01 | MC055-B01/G13 | Change duty |  |  |  |  | Energy sensor | G13 |  |  |  | MC055 | Furness Residences |  |  | 0 | 0
MC055-B01 | MC055-B01/G14 | Logic 14 |  |  |  |  | Energy sensor | G14 |  |  |  | MC055 | Furness Residences |  |  | 0 | 0
MC055-B01 | MC055-B01/G15 | Immersion 2 Delay On |  |  |  |  | Energy sensor | G15 |  |  |  | MC055 | Furness Residences |  |  | 0 | 0
MC055-B01 | MC055-B01/G2 | Logic 2 |  |  |  |  | Energy sensor | G2 |  |  |  | MC055 | Furness Residences |  |  | 0 | 0
MC055-B01 | MC055-B01/G20 | Summer ECO |  |  |  |  | Energy sensor | G20 |  |  |  | MC055 | Furness Residences |  |  | 0 | 0
MC055-B01 | MC055-B01/G21 | OAT Frost |  |  |  |  | Energy sensor | G21 |  |  |  | MC055 | Furness Residences |  |  | 0 | 0
MC055-B01 | MC055-B01/G22 | Water frost |  |  |  |  | Energy sensor | G22 |  |  |  | MC055 | Furness Residences |  |  | 0 | 0
MC055-B01 | MC055-B01/G23 | Any Frost On |  |  |  |  | Energy sensor | G23 |  |  |  | MC055 | Furness Residences |  |  | 0 | 0
MC055-B01 | MC055-B01/G24 | Logic 24 |  |  |  |  | Energy sensor | G24 |  |  |  | MC055 | Furness Residences |  |  | 0 | 0
MC055-B01 | MC055-B01/G25 | Immersion heater hours run |  |  | Hours |  | Energy sensor | G25 |  |  |  | MC055 | Furness Residences |  |  | 0 | 0
MC055-B01 | MC055-B01/G26 | Immersion heater hours run |  |  | Hours |  | Energy sensor | G26 |  |  |  | MC055 | Furness Residences |  |  | 0 | 0
MC055-B01 | MC055-B01/G27 | Logic 27 |  |  |  |  | Energy sensor | G27 |  |  |  | MC055 | Furness Residences |  |  | 0 | 0
MC055-B01 | MC055-B01/G28 | Logic 28 |  |  |  |  | Energy sensor | G28 |  |  |  | MC055 | Furness Residences |  |  | 0 | 0
MC055-B01 | MC055-B01/G29 | LPHWPumpP2Reqd |  |  |  |  | Energy sensor | G29 |  |  |  | MC055 | Furness Residences |  |  | 0 | 0
MC055-B01 | MC055-B01/G3 | Logic 3 |  |  |  |  | Energy sensor | G3 |  |  |  | MC055 | Furness Residences |  |  | 0 | 0
MC055-B01 | MC055-B01/G30 | Logic 30 |  |  |  |  | Energy sensor | G30 |  |  |  | MC055 | Furness Residences |  |  | 0 | 0
MC055-B01 | MC055-B01/G31 | Logic 31 |  |  |  |  | Energy sensor | G31 |  |  |  | MC055 | Furness Residences |  |  | 0 | 0
MC055-B01 | MC055-B01/G32 | Logic 32 |  |  |  |  | Energy sensor | G32 |  |  |  | MC055 | Furness Residences |  |  | 0 | 0
MC055-B01 | MC055-B01/G33 | LPHWPumpP1Reqd |  |  |  |  | Energy sensor | G33 |  |  |  | MC055 | Furness Residences |  |  | 0 | 0
MC055-B01 | MC055-B01/G34 | Logic 34 |  |  |  |  | Energy sensor | G34 |  |  |  | MC055 | Furness Residences |  |  | 0 | 0
MC055-B01 | MC055-B01/G35 | Logic 35 |  |  |  |  | Energy sensor | G35 |  |  |  | MC055 | Furness Residences |  |  | 0 | 0
MC055-B01 | MC055-B01/G36 | Logic 36 |  |  |  |  | Energy sensor | G36 |  |  |  | MC055 | Furness Residences |  |  | 0 | 0
MC055-B01 | MC055-B01/G37 | Fail Reset |  |  |  |  | Energy sensor | G37 |  |  |  | MC055 | Furness Residences |  |  | 0 | 0
MC055-B01 | MC055-B01/G4 | Logic 4 |  |  |  |  | Energy sensor | G4 |  |  |  | MC055 | Furness Residences |  |  | 0 | 0
MC055-B01 | MC055-B01/G5 | Logic 5 |  |  |  |  | Energy sensor | G5 |  |  |  | MC055 | Furness Residences |  |  | 0 | 0
MC055-B01 | MC055-B01/G6 | Logic 6 |  |  |  |  | Energy sensor | G6 |  |  |  | MC055 | Furness Residences |  |  | 0 | 0
MC055-B01 | MC055-B01/G7 | Logic 7 |  |  |  |  | Energy sensor | G7 |  |  |  | MC055 | Furness Residences |  |  | 0 | 0
MC055-B01 | MC055-B01/G8 | Logic 8 |  |  |  |  | Energy sensor | G8 |  |  |  | MC055 | Furness Residences |  |  | 0 | 0
MC055-B01 | MC055-B01/I1 | Heating P1 Running |  |  |  |  | Energy sensor | I1 |  |  |  | MC055 | Furness Residences |  |  | 0 | 0
MC055-B01 | MC055-B01/i1 | IO Module 1 |  |  |  |  | Energy sensor | i1 |  |  |  | MC055 | Furness Residences |  |  | 0 | 0
MC055-B01 | MC055-B01/I10 | Summer ECO active |  |  |  |  | Energy sensor | I10 |  |  |  | MC055 | Furness Residences |  |  | 0 | 0
MC055-B01 | MC055-B01/I13 | LPHW Pump1Fail |  |  |  |  | Energy sensor | I13 |  |  |  | MC055 | Furness Residences |  |  | 0 | 0
MC055-B01 | MC055-B01/I14 | LPHW Pump2Fail |  |  |  |  | Energy sensor | I14 |  |  |  | MC055 | Furness Residences |  |  | 0 | 0
MC055-B01 | MC055-B01/I2 | HWS Pump Auto |  |  |  |  | Energy sensor | I2 |  |  |  | MC055 | Furness Residences |  |  | 0 | 0
MC055-B01 | MC055-B01/I3 | Immersion 1Auto |  |  |  |  | Energy sensor | I3 |  |  |  | MC055 | Furness Residences |  |  | 0 | 0
MC055-B01 | MC055-B01/I4 | Immersion 2 Auto |  |  |  |  | Energy sensor | I4 |  |  |  | MC055 | Furness Residences |  |  | 0 | 0
MC055-B01 | MC055-B01/I5 | High Pressure |  |  |  |  | Energy sensor | I5 |  |  |  | MC055 | Furness Residences |  |  | 0 | 0
MC055-B01 | MC055-B01/I6 | Low Pressure |  |  |  |  | Energy sensor | I6 |  |  |  | MC055 | Furness Residences |  |  | 0 | 0
MC055-B01 | MC055-B01/I7 | Pressure Unit Trip |  |  |  |  | Energy sensor | I7 |  |  |  | MC055 | Furness Residences |  |  | 0 | 0
MC055-B01 | MC055-B01/I8 | Heating P2 Running |  |  |  |  | Energy sensor | I8 |  |  |  | MC055 | Furness Residences |  |  | 0 | 0
MC055-B01 | MC055-B01/K10 | Knob 10 |  |  |  |  | Energy sensor | K10 |  |  |  | MC055 | Furness Residences |  |  | 0 | 0
MC055-B01 | MC055-B01/K11 | MTHW Immersions allow |  |  |  |  | Energy sensor | K11 |  |  |  | MC055 | Furness Residences |  |  | 0 | 0
MC055-B01 | MC055-B01/K2 | Hot water service setpoint |  |  | Degrees Celsius |  | Energy sensor | K2 |  |  |  | MC055 | Furness Residences |  |  | 0 | 0
MC055-B01 | MC055-B01/K6 | Outside air temperature heating inhibit |  |  |  |  | Energy sensor | K6 |  |  |  | MC055 | Furness Residences |  |  | 0 | 0
MC055-B01 | MC055-B01/K7 | Outside air temperature frost protection |  |  |  |  | Energy sensor | K7 |  |  |  | MC055 | Furness Residences |  |  | 0 | 0
MC055-B01 | MC055-B01/K8 | Water frost protection |  |  | Degrees Celsius |  | Energy sensor | K8 |  |  |  | MC055 | Furness Residences |  |  | 0 | 0
MC055-B01 | MC055-B01/K9 | Space frost protection |  |  | Degrees Celsius |  | Energy sensor | K9 |  |  |  | MC055 | Furness Residences |  |  | 0 | 0
MC055-B01 | MC055-B01/n1 | TREND_00_54_5B |  |  |  |  | Energy sensor | n1 |  |  |  | MC055 | Furness Residences |  |  | 0 | 0
MC055-B01 | MC055-B01/o5 | Alarm Route 1 |  |  |  |  | Energy sensor | o5 |  |  |  | MC055 | Furness Residences |  |  | 0 | 0
MC055-B01 | MC055-B01/o6 | Alarm Route 2 |  |  |  |  | Energy sensor | o6 |  |  |  | MC055 | Furness Residences |  |  | 0 | 0
MC055-B01 | MC055-B01/o7 | Alarm Route 3 |  |  |  |  | Energy sensor | o7 |  |  |  | MC055 | Furness Residences |  |  | 0 | 0
MC055-B01 | MC055-B01/P1 | LPHW Flow |  |  |  |  | Energy sensor | P1 |  |  |  | MC055 | Furness Residences |  |  | 0 | 0
MC055-B01 | MC055-B01/P10 | Immersion heater hours run |  |  | Hours |  | Energy sensor | P10 |  |  |  | MC055 | Furness Residences |  |  | 0 | 0
MC055-B01 | MC055-B01/P11 | Immersion heater hoursr run total |  |  | Hours |  | Energy sensor | P11 |  |  |  | MC055 | Furness Residences |  |  | 0 | 0
MC055-B01 | MC055-B01/P2 | LPHW Return |  |  |  |  | Energy sensor | P2 |  |  |  | MC055 | Furness Residences |  |  | 0 | 0
MC055-B01 | MC055-B01/P3 | Hot water service flow |  |  | Degrees Celsius |  | Energy sensor | P3 |  |  |  | MC055 | Furness Residences |  |  | 0 | 0
MC055-B01 | MC055-B01/P4 | HWS Return |  |  |  |  | Energy sensor | P4 |  |  |  | MC055 | Furness Residences |  |  | 0 | 0
MC055-B01 | MC055-B01/P5 | Room Temp A2 |  |  | Degrees Celsius |  | Energy sensor | P5 |  |  |  | MC055 | Furness Residences |  |  | 0 | 0
MC055-B01 | MC055-B01/P6 | Room Temp D31 |  |  | Degrees Celsius |  | Energy sensor | P6 |  |  |  | MC055 | Furness Residences |  |  | 0 | 0
MC055-B01 | MC055-B01/P7 | Average Space Temp |  |  | Degrees Celsius |  | Energy sensor | P7 |  |  |  | MC055 | Furness Residences |  |  | 0 | 0
MC055-B01 | MC055-B01/P8 | Medium temperature hot water flow temperature |  |  | Degrees Celsius |  | Energy sensor | P8 |  |  |  | MC055 | Furness Residences |  |  | 0 | 0
MC055-B01 | MC055-B01/P9 | Medium temperature hot water return temperature |  |  | Degrees Celsius |  | Energy sensor | P9 |  |  |  | MC055 | Furness Residences |  |  | 0 | 0
MC055-B01 | MC055-B01/Q1 | Sequence Table 1 |  |  |  |  | Energy sensor | Q1 |  |  |  | MC055 | Furness Residences |  |  | 0 | 0
MC055-B01 | MC055-B01/S1 | LPHW Flow |  |  |  |  | Energy sensor | S1 |  |  |  | MC055 | Furness Residences |  |  | 0 | 0
MC055-B01 | MC055-B01/S10 | Outside air temperature |  |  | Degrees Celsius |  | Energy sensor | S10 |  |  |  | MC055 | Furness Residences |  |  | 0 | 0
MC055-B01 | MC055-B01/S11 | Average Space Temp |  |  | Degrees Celsius |  | Energy sensor | S11 |  |  |  | MC055 | Furness Residences |  |  | 0 | 0
MC055-B01 | MC055-B01/S12 | Immersion heater hours run |  |  | Hours |  | Energy sensor | S12 |  |  |  | MC055 | Furness Residences |  |  | 0 | 0
MC055-B01 | MC055-B01/S13 | Immersion heater hoursr run total |  |  | Hours |  | Energy sensor | S13 |  |  |  | MC055 | Furness Residences |  |  | 0 | 0
MC055-B01 | MC055-B01/S2 | LPHW Return |  |  |  |  | Energy sensor | S2 |  |  |  | MC055 | Furness Residences |  |  | 0 | 0
MC055-B01 | MC055-B01/S3 | Hot water service flow |  |  | Degrees Celsius |  | Energy sensor | S3 |  |  |  | MC055 | Furness Residences |  |  | 0 | 0
MC055-B01 | MC055-B01/S4 | HWS Return |  |  |  |  | Energy sensor | S4 |  |  |  | MC055 | Furness Residences |  |  | 0 | 0
MC055-B01 | MC055-B01/S5 | Room Temp A2 |  |  | Degrees Celsius |  | Energy sensor | S5 |  |  |  | MC055 | Furness Residences |  |  | 0 | 0
MC055-B01 | MC055-B01/S6 | Room Temp D31 |  |  | Degrees Celsius |  | Energy sensor | S6 |  |  |  | MC055 | Furness Residences |  |  | 0 | 0
MC055-B01 | MC055-B01/S7 | DIX No 1 |  |  |  |  | Energy sensor | S7 |  |  |  | MC055 | Furness Residences |  |  | 0 | 0
MC055-B01 | MC055-B01/S8 | DIX No 2 |  |  |  |  | Energy sensor | S8 |  |  |  | MC055 | Furness Residences |  |  | 0 | 0
MC055-B01 | MC055-B01/S9 | Medium temperature hot water flow temperature |  |  | Degrees Celsius |  | Energy sensor | S9 |  |  |  | MC055 | Furness Residences |  |  | 0 | 0
MC055-B01 | MC055-B01/V1 | [5 empty] | Energy sensor | V1 |  |  |  | MC055 | Furness Residences |  |  | 0 | 0
MC055-B01 | MC055-B01/W1 | Summer Switch |  |  |  |  | Energy sensor | W1 |  |  |  | MC055 | Furness Residences |  |  | 0 | 0
MC055-B01 | MC055-B01/W2 | HtgOffAutoOn=Auto |  |  |  |  | Energy sensor | W2 |  |  |  | MC055 | Furness Residences |  |  | 0 | 0
MC055-B01 | MC055-B01/W30 | Triad switch |  |  |  |  | Energy sensor | W30 |  |  |  | MC055 | Furness Residences |  |  | 0 | 0
MC055-B01 | MC055-B01/W35 | Change duty |  |  |  |  | Energy sensor | W35 |  |  |  | MC055 | Furness Residences |  |  | 0 | 0
MC055-B01 | MC055-B01/W36 | Pump Fail Reset |  |  |  |  | Energy sensor | W36 |  |  |  | MC055 | Furness Residences |  |  | 0 | 0
MC055-B01 | MC055-B01/W4 | HWS OffAutoOn=Auto |  |  |  |  | Energy sensor | W4 |  |  |  | MC055 | Furness Residences |  |  | 0 | 0
MC055-B01 | MC055-B01/Y1 | Trend Thermistor |  |  |  |  | Energy sensor | Y1 |  |  |  | MC055 | Furness Residences |  |  | 0 | 0
MC055-B01 | MC055-B01/Y2 | 4DIX V |  |  |  |  | Energy sensor | Y2 |  |  |  | MC055 | Furness Residences |  |  | 0 | 0
MC055-B01 | MC055-B01/Z1 | Furness Residence |  |  |  |  | Energy sensor | Z1 |  |  |  | MC055 | Furness Residences |  |  | 0 | 0
MC055-B01 | MC055-B01/Z2 | HWS Times |  |  |  |  | Energy sensor | Z2 |  |  |  | MC055 | Furness Residences |  |  | 0 | 0
MC065-B10 | MC065-B10/C1 | Virtual CNC 1 |  |  |  |  | Energy sensor | C1 |  |  |  | MC065 | Library |  |  | 0 | 0
MC065-B10 | MC065-B10/D1 | Window Blinds |  |  |  |  | Energy sensor | D1 |  |  |  | MC065 | Library |  |  | 0 | 0
MC065-B10 | MC065-B10/D4 | Reading Rm Windows |  |  |  |  | Energy sensor | D4 |  |  |  | MC065 | Library |  |  | 0 | 0
MC065-B10 | MC065-B10/F1 | Function 1 |  |  |  |  | Energy sensor | F1 |  |  |  | MC065 | Library |  |  | 0 | 0
MC065-B10 | MC065-B10/F2 | Function 2 |  |  |  |  | Energy sensor | F2 |  |  |  | MC065 | Library |  |  | 0 | 0
MC065-B10 | MC065-B10/F3 | Function 3 |  |  |  |  | Energy sensor | F3 |  |  |  | MC065 | Library |  |  | 0 | 0
MC065-B10 | MC065-B10/F4 | Function 4 |  |  |  |  | Energy sensor | F4 |  |  |  | MC065 | Library |  |  | 0 | 0
MC065-B10 | MC065-B10/F5 | Function 5 |  |  |  |  | Energy sensor | F5 |  |  |  | MC065 | Library |  |  | 0 | 0
MC065-B10 | MC065-B10/F6 | Function 6 |  |  |  |  | Energy sensor | F6 |  |  |  | MC065 | Library |  |  | 0 | 0
MC065-B10 | MC065-B10/F7 | Function 7 |  |  |  |  | Energy sensor | F7 |  |  |  | MC065 | Library |  |  | 0 | 0
MC065-B10 | MC065-B10/G1 | Logic 1 |  |  |  |  | Energy sensor | G1 |  |  |  | MC065 | Library |  |  | 0 | 0
MC065-B10 | MC065-B10/G2 | windows open or closed |  |  |  |  | Energy sensor | G2 |  |  |  | MC065 | Library |  |  | 0 | 0
MC065-B10 | MC065-B10/G4 | Logic 4 |  |  |  |  | Energy sensor | G4 |  |  |  | MC065 | Library |  |  | 0 | 0
MC065-B10 | MC065-B10/G5 | Logic 5 |  |  |  |  | Energy sensor | G5 |  |  |  | MC065 | Library |  |  | 0 | 0
MC065-B10 | MC065-B10/G6 | Logic 6 |  |  |  |  | Energy sensor | G6 |  |  |  | MC065 | Library |  |  | 0 | 0
MC065-B10 | MC065-B10/G7 | Logic 7 |  |  |  |  | Energy sensor | G7 |  |  |  | MC065 | Library |  |  | 0 | 0
MC065-B10 | MC065-B10/I5 | Windows Open -Closed |  |  |  |  | Energy sensor | I5 |  |  |  | MC065 | Library |  |  | 0 | 0
MC065-B10 | MC065-B10/I6 | Rain Relay 1 |  |  |  |  | Energy sensor | I6 |  |  |  | MC065 | Library |  |  | 0 | 0
MC065-B10 | MC065-B10/I7 | Rain Relay 2 |  |  |  |  | Energy sensor | I7 |  |  |  | MC065 | Library |  |  | 0 | 0
MC065-B10 | MC065-B10/K1 | Blind Position |  |  |  |  | Energy sensor | K1 |  |  |  | MC065 | Library |  |  | 0 | 0
MC065-B10 | MC065-B10/K3 | Reading Rm 1st SP |  |  |  |  | Energy sensor | K3 |  |  |  | MC065 | Library |  |  | 0 | 0
MC065-B10 | MC065-B10/K4 | Window Position 0-100% |  |  |  |  | Energy sensor | K4 |  |  |  | MC065 | Library |  |  | 0 | 0
MC065-B10 | MC065-B10/K5 | Wido Delay Close Sec |  |  |  |  | Energy sensor | K5 |  |  |  | MC065 | Library |  |  | 0 | 0
MC065-B10 | MC065-B10/K6 | Wido Delay open Sec |  |  |  |  | Energy sensor | K6 |  |  |  | MC065 | Library |  |  | 0 | 0
MC065-B10 | MC065-B10/N1 | IC Comms 1 |  |  |  |  | Energy sensor | N1 |  |  |  | MC065 | Library |  |  | 0 | 0
MC065-B10 | MC065-B10/n1 | TREND_04_5E_F7 |  |  |  |  | Energy sensor | n1 |  |  |  | MC065 | Library |  |  | 0 | 0
MC065-B10 | MC065-B10/P1 | Light Sensor |  |  |  |  | Energy sensor | P1 |  |  |  | MC065 | Library |  |  | 0 | 0
MC065-B10 | MC065-B10/P2 | Reading Rm Win Pos |  |  |  |  | Energy sensor | P2 |  |  |  | MC065 | Library |  |  | 0 | 0
MC065-B10 | MC065-B10/P3 | Reading room temp |  |  |  |  | Energy sensor | P3 |  |  |  | MC065 | Library |  |  | 0 | 0
MC065-B10 | MC065-B10/P4 | Blinds Position |  |  |  |  | Energy sensor | P4 |  |  |  | MC065 | Library |  |  | 0 | 0
MC065-B10 | MC065-B10/P5 | Sensor 7 |  |  |  |  | Energy sensor | P5 |  |  |  | MC065 | Library |  |  | 0 | 0
MC065-B10 | MC065-B10/P6 | Sensor 8 |  |  |  |  | Energy sensor | P6 |  |  |  | MC065 | Library |  |  | 0 | 0
MC065-B10 | MC065-B10/Q1 | Sequence Table 1 |  |  |  |  | Energy sensor | Q1 |  |  |  | MC065 | Library |  |  | 0 | 0
MC065-B10 | MC065-B10/S10 | Light Sensor |  |  |  |  | Energy sensor | S10 |  |  |  | MC065 | Library |  |  | 0 | 0
MC065-B10 | MC065-B10/S11 | Reading room temp |  |  |  |  | Energy sensor | S11 |  |  |  | MC065 | Library |  |  | 0 | 0
MC065-B10 | MC065-B10/S5 | Reading Rm Win Pos |  |  |  |  | Energy sensor | S5 |  |  |  | MC065 | Library |  |  | 0 | 0
MC065-B10 | MC065-B10/S6 | Blinds Position |  |  |  |  | Energy sensor | S6 |  |  |  | MC065 | Library |  |  | 0 | 0
MC065-B10 | MC065-B10/S7 | Rain Relay 2 |  |  |  |  | Energy sensor | S7 |  |  |  | MC065 | Library |  |  | 0 | 0
MC065-B10 | MC065-B10/S8 | Rain Relay 1 |  |  |  |  | Energy sensor | S8 |  |  |  | MC065 | Library |  |  | 0 | 0
MC065-B10 | MC065-B10/S9 | Light Sensor LUX |  |  |  |  | Energy sensor | S9 |  |  |  | MC065 | Library |  |  | 0 | 0
MC065-B10 | MC065-B10/V1 | [5 empty] | Energy sensor | V1 |  |  |  | MC065 | Library |  |  | 0 | 0
MC065-B10 | MC065-B10/W1 | Summer winter |  |  |  |  | Energy sensor | W1 |  |  |  | MC065 | Library |  |  | 0 | 0
MC065-B10 | MC065-B10/W2 | Manual OR |  |  |  |  | Energy sensor | W2 |  |  |  | MC065 | Library |  |  | 0 | 0
MC065-B10 | MC065-B10/Y1 | Thermistor TBTC |  |  |  |  | Energy sensor | Y1 |  |  |  | MC065 | Library |  |  | 0 | 0
MC065-B10 | MC065-B10/Y10 | 0-20000 |  |  |  |  | Energy sensor | Y10 |  |  |  | MC065 | Library |  |  | 0 | 0
MC065-B10 | MC065-B10/Y11 | 20k Light I |  |  |  |  | Energy sensor | Y11 |  |  |  | MC065 | Library |  |  | 0 | 0
MC065-B10 | MC065-B10/Y12 | Humidity V |  |  |  |  | Energy sensor | Y12 |  |  |  | MC065 | Library |  |  | 0 | 0
MC065-B10 | MC065-B10/Y2 | 20k Light I |  |  |  |  | Energy sensor | Y2 |  |  |  | MC065 | Library |  |  | 0 | 0
MC065-B10 | MC065-B10/Y3 | 2k Light I |  |  |  |  | Energy sensor | Y3 |  |  |  | MC065 | Library |  |  | 0 | 0
MC065-B10 | MC065-B10/Y4 | Light I 20k |  |  |  |  | Energy sensor | Y4 |  |  |  | MC065 | Library |  |  | 0 | 0
MC065-B10 | MC065-B10/Y5 | Light I 8k |  |  |  |  | Energy sensor | Y5 |  |  |  | MC065 | Library |  |  | 0 | 0
MC065-B10 | MC065-B10/Y6 | Feedback V 0+10 |  |  |  |  | Energy sensor | Y6 |  |  |  | MC065 | Library |  |  | 0 | 0
MC076-B01 | MC076-B01/C1 | Virtual CNC 1 |  |  |  |  | Energy sensor | C1 |  |  |  | MC076 | Old Engineering Building |  |  | 0 | 0
MC076-B01 | MC076-B01/D1 | Destrat Pump |  |  |  |  | Energy sensor | D1 |  |  |  | MC076 | Old Engineering Building |  |  | 0 | 0
MC076-B01 | MC076-B01/D10 | CT Pump 2 |  |  |  |  | Energy sensor | D10 |  |  |  | MC076 | Old Engineering Building |  |  | 0 | 0
MC076-B01 | MC076-B01/D11 | Offices Pump 1 |  |  |  |  | Energy sensor | D11 |  |  |  | MC076 | Old Engineering Building |  |  | 0 | 0
MC076-B01 | MC076-B01/D12 | Offices Pump 2 |  |  |  |  | Energy sensor | D12 |  |  |  | MC076 | Old Engineering Building |  |  | 0 | 0
MC076-B01 | MC076-B01/D13 | Air Compressor |  |  |  |  | Energy sensor | D13 |  |  |  | MC076 | Old Engineering Building |  |  | 0 | 0
MC076-B01 | MC076-B01/D14 | Immersion |  |  |  |  | Energy sensor | D14 |  |  |  | MC076 | Old Engineering Building |  |  | 0 | 0
MC076-B01 | MC076-B01/D15 | Lab Run Ind |  |  |  |  | Energy sensor | D15 |  |  |  | MC076 | Old Engineering Building |  |  | 0 | 0
MC076-B01 | MC076-B01/D4 | CT Run IND |  |  |  |  | Energy sensor | D4 |  |  |  | MC076 | Old Engineering Building |  |  | 0 | 0
MC076-B01 | MC076-B01/D5 | Driver 5 |  |  |  |  | Energy sensor | D5 |  |  |  | MC076 | Old Engineering Building |  |  | 0 | 0
MC076-B01 | MC076-B01/D6 | Driver 6 |  |  |  |  | Energy sensor | D6 |  |  |  | MC076 | Old Engineering Building |  |  | 0 | 0
MC076-B01 | MC076-B01/D7 | Lab Pump 1 |  |  |  |  | Energy sensor | D7 |  |  |  | MC076 | Old Engineering Building |  |  | 0 | 0
MC076-B01 | MC076-B01/D8 | Lab Pump 2 |  |  |  |  | Energy sensor | D8 |  |  |  | MC076 | Old Engineering Building |  |  | 0 | 0
MC076-B01 | MC076-B01/D9 | CT Pump 1 |  |  |  |  | Energy sensor | D9 |  |  |  | MC076 | Old Engineering Building |  |  | 0 | 0
MC076-B01 | MC076-B01/F1 | Hot Water Temp |  |  | Degrees Celsius |  | Energy sensor | F1 |  |  |  | MC076 | Old Engineering Building |  |  | 0 | 0
MC076-B01 | MC076-B01/F10 | Function 10 |  |  |  |  | Energy sensor | F10 |  |  |  | MC076 | Old Engineering Building |  |  | 0 | 0
MC076-B01 | MC076-B01/F11 | Space Frost SP |  |  |  |  | Energy sensor | F11 |  |  |  | MC076 | Old Engineering Building |  |  | 0 | 0
MC076-B01 | MC076-B01/F12 | Space Frost |  |  |  |  | Energy sensor | F12 |  |  |  | MC076 | Old Engineering Building |  |  | 0 | 0
MC076-B01 | MC076-B01/F13 | Function 13 |  |  |  |  | Energy sensor | F13 |  |  |  | MC076 | Old Engineering Building |  |  | 0 | 0
MC076-B01 | MC076-B01/F14 | Function 14 |  |  |  |  | Energy sensor | F14 |  |  |  | MC076 | Old Engineering Building |  |  | 0 | 0
MC076-B01 | MC076-B01/F15 | Is 4Dix Value Changing |  |  |  |  | Energy sensor | F15 |  |  |  | MC076 | Old Engineering Building |  |  | 0 | 0
MC076-B01 | MC076-B01/F16 | 4Dix Previous Value |  |  |  |  | Energy sensor | F16 |  |  |  | MC076 | Old Engineering Building |  |  | 0 | 0
MC076-B01 | MC076-B01/F17 | 4Dix Stable Value |  |  |  |  | Energy sensor | F17 |  |  |  | MC076 | Old Engineering Building |  |  | 0 | 0
MC076-B01 | MC076-B01/F18 | 4Dix Value Decoder |  |  |  |  | Energy sensor | F18 |  |  |  | MC076 | Old Engineering Building |  |  | 0 | 0
MC076-B01 | MC076-B01/F19 | Function 19 |  |  |  |  | Energy sensor | F19 |  |  |  | MC076 | Old Engineering Building |  |  | 0 | 0
MC076-B01 | MC076-B01/F2 | Is 4Dix Value Changing |  |  |  |  | Energy sensor | F2 |  |  |  | MC076 | Old Engineering Building |  |  | 0 | 0
MC076-B01 | MC076-B01/F20 | Function 20 |  |  |  |  | Energy sensor | F20 |  |  |  | MC076 | Old Engineering Building |  |  | 0 | 0
MC076-B01 | MC076-B01/F21 | Function 21 |  |  |  |  | Energy sensor | F21 |  |  |  | MC076 | Old Engineering Building |  |  | 0 | 0
MC076-B01 | MC076-B01/F22 | Function 22 |  |  |  |  | Energy sensor | F22 |  |  |  | MC076 | Old Engineering Building |  |  | 0 | 0
MC076-B01 | MC076-B01/F23 | Function 23 |  |  |  |  | Energy sensor | F23 |  |  |  | MC076 | Old Engineering Building |  |  | 0 | 0
MC076-B01 | MC076-B01/F24 | Function 24 |  |  |  |  | Energy sensor | F24 |  |  |  | MC076 | Old Engineering Building |  |  | 0 | 0
MC076-B01 | MC076-B01/F25 | Function 25 |  |  |  |  | Energy sensor | F25 |  |  |  | MC076 | Old Engineering Building |  |  | 0 | 0
MC076-B01 | MC076-B01/F3 | 4Dix Previous Value |  |  |  |  | Energy sensor | F3 |  |  |  | MC076 | Old Engineering Building |  |  | 0 | 0
MC076-B01 | MC076-B01/F4 | 4Dix Stable Value |  |  |  |  | Energy sensor | F4 |  |  |  | MC076 | Old Engineering Building |  |  | 0 | 0
MC076-B01 | MC076-B01/F5 | 4Dix Value Decoder |  |  |  |  | Energy sensor | F5 |  |  |  | MC076 | Old Engineering Building |  |  | 0 | 0
MC076-B01 | MC076-B01/F6 | Outside air temperature heating inhibit |  |  |  |  | Energy sensor | F6 |  |  |  | MC076 | Old Engineering Building |  |  | 0 | 0
MC076-B01 | MC076-B01/F7 | Function 7 |  |  |  |  | Energy sensor | F7 |  |  |  | MC076 | Old Engineering Building |  |  | 0 | 0
MC076-B01 | MC076-B01/F8 | Outside air temperature frost |  |  | Degrees Celsius |  | Energy sensor | F8 |  |  |  | MC076 | Old Engineering Building |  |  | 0 | 0
MC076-B01 | MC076-B01/F9 | Function 9 |  |  |  |  | Energy sensor | F9 |  |  |  | MC076 | Old Engineering Building |  |  | 0 | 0
MC076-B01 | MC076-B01/G1 | Engineering Lab Pumps Enable |  |  |  |  | Energy sensor | G1 |  |  |  | MC076 | Old Engineering Building |  |  | 0 | 0
MC076-B01 | MC076-B01/G13 | Lab Pump 1 Enable |  |  |  |  | Energy sensor | G13 |  |  |  | MC076 | Old Engineering Building |  |  | 0 | 0
MC076-B01 | MC076-B01/G14 | Lab Pump 2 Enable |  |  |  |  | Energy sensor | G14 |  |  |  | MC076 | Old Engineering Building |  |  | 0 | 0
MC076-B01 | MC076-B01/G15 | Destrat Pump |  |  |  |  | Energy sensor | G15 |  |  |  | MC076 | Old Engineering Building |  |  | 0 | 0
MC076-B01 | MC076-B01/G17 | Logic 17 |  |  |  |  | Energy sensor | G17 |  |  |  | MC076 | Old Engineering Building |  |  | 0 | 0
MC076-B01 | MC076-B01/G18 | Logic 18 |  |  |  |  | Energy sensor | G18 |  |  |  | MC076 | Old Engineering Building |  |  | 0 | 0
MC076-B01 | MC076-B01/G2 | Engineering CT Pumps Enable |  |  |  |  | Energy sensor | G2 |  |  |  | MC076 | Old Engineering Building |  |  | 0 | 0
MC076-B01 | MC076-B01/G25 | CT Pump 1 Enable |  |  |  |  | Energy sensor | G25 |  |  |  | MC076 | Old Engineering Building |  |  | 0 | 0
MC076-B01 | MC076-B01/G26 | CT Pump 2 Enable |  |  |  |  | Energy sensor | G26 |  |  |  | MC076 | Old Engineering Building |  |  | 0 | 0
MC076-B01 | MC076-B01/G3 | Engineering Office Pump Enable |  |  |  |  | Energy sensor | G3 |  |  |  | MC076 | Old Engineering Building |  |  | 0 | 0
MC076-B01 | MC076-B01/G33 | Logic 33 |  |  |  |  | Energy sensor | G33 |  |  |  | MC076 | Old Engineering Building |  |  | 0 | 0
MC076-B01 | MC076-B01/G34 | Offices Pump 1 Enable |  |  |  |  | Energy sensor | G34 |  |  |  | MC076 | Old Engineering Building |  |  | 0 | 0
MC076-B01 | MC076-B01/G35 | Offices Pump 2 Enable |  |  |  |  | Energy sensor | G35 |  |  |  | MC076 | Old Engineering Building |  |  | 0 | 0
MC076-B01 | MC076-B01/G36 | Logic 36 |  |  |  |  | Energy sensor | G36 |  |  |  | MC076 | Old Engineering Building |  |  | 0 | 0
MC076-B01 | MC076-B01/G37 | Logic 37 |  |  |  |  | Energy sensor | G37 |  |  |  | MC076 | Old Engineering Building |  |  | 0 | 0
MC076-B01 | MC076-B01/G38 | Logic 38 |  |  |  |  | Energy sensor | G38 |  |  |  | MC076 | Old Engineering Building |  |  | 0 | 0
MC076-B01 | MC076-B01/G39 | Summer ECO |  |  |  |  | Energy sensor | G39 |  |  |  | MC076 | Old Engineering Building |  |  | 0 | 0
MC076-B01 | MC076-B01/G4 | Logic 4 |  |  |  |  | Energy sensor | G4 |  |  |  | MC076 | Old Engineering Building |  |  | 0 | 0
MC076-B01 | MC076-B01/G40 | OAT Frost |  |  |  |  | Energy sensor | G40 |  |  |  | MC076 | Old Engineering Building |  |  | 0 | 0
MC076-B01 | MC076-B01/G41 | Water frost |  |  |  |  | Energy sensor | G41 |  |  |  | MC076 | Old Engineering Building |  |  | 0 | 0
MC076-B01 | MC076-B01/G42 | Any Frost On |  |  |  |  | Energy sensor | G42 |  |  |  | MC076 | Old Engineering Building |  |  | 0 | 0
MC076-B01 | MC076-B01/G43 | Logic 43 |  |  |  |  | Energy sensor | G43 |  |  |  | MC076 | Old Engineering Building |  |  | 0 | 0
MC076-B01 | MC076-B01/G44 | Immersion heater hours run |  |  | Hours |  | Energy sensor | G44 |  |  |  | MC076 | Old Engineering Building |  |  | 0 | 0
MC076-B01 | MC076-B01/G45 | Immersion heater hours run |  |  | Hours |  | Energy sensor | G45 |  |  |  | MC076 | Old Engineering Building |  |  | 0 | 0
MC076-B01 | MC076-B01/G46 | Logic 46 |  |  |  |  | Energy sensor | G46 |  |  |  | MC076 | Old Engineering Building |  |  | 0 | 0
MC076-B01 | MC076-B01/G47 | Logic 47 |  |  |  |  | Energy sensor | G47 |  |  |  | MC076 | Old Engineering Building |  |  | 0 | 0
MC076-B01 | MC076-B01/G48 | Logic 48 |  |  |  |  | Energy sensor | G48 |  |  |  | MC076 | Old Engineering Building |  |  | 0 | 0
MC076-B01 | MC076-B01/G49 | Logic 49 |  |  |  |  | Energy sensor | G49 |  |  |  | MC076 | Old Engineering Building |  |  | 0 | 0
MC076-B01 | MC076-B01/G5 | Logic 5 |  |  |  |  | Energy sensor | G5 |  |  |  | MC076 | Old Engineering Building |  |  | 0 | 0
MC076-B01 | MC076-B01/G52 | Logic 52 |  |  |  |  | Energy sensor | G52 |  |  |  | MC076 | Old Engineering Building |  |  | 0 | 0
MC076-B01 | MC076-B01/G53 | Logic 53 |  |  |  |  | Energy sensor | G53 |  |  |  | MC076 | Old Engineering Building |  |  | 0 | 0
MC076-B01 | MC076-B01/G54 | Logic 54 |  |  |  |  | Energy sensor | G54 |  |  |  | MC076 | Old Engineering Building |  |  | 0 | 0
MC076-B01 | MC076-B01/G55 | Logic 55 |  |  |  |  | Energy sensor | G55 |  |  |  | MC076 | Old Engineering Building |  |  | 0 | 0
MC076-B01 | MC076-B01/G56 | Logic 56 |  |  |  |  | Energy sensor | G56 |  |  |  | MC076 | Old Engineering Building |  |  | 0 | 0
MC076-B01 | MC076-B01/G57 | Logic 57 |  |  |  |  | Energy sensor | G57 |  |  |  | MC076 | Old Engineering Building |  |  | 0 | 0
MC076-B01 | MC076-B01/G58 | Logic 58 |  |  |  |  | Energy sensor | G58 |  |  |  | MC076 | Old Engineering Building |  |  | 0 | 0
MC076-B01 | MC076-B01/G59 | Logic 59 |  |  |  |  | Energy sensor | G59 |  |  |  | MC076 | Old Engineering Building |  |  | 0 | 0
MC076-B01 | MC076-B01/G6 | Logic 6 |  |  |  |  | Energy sensor | G6 |  |  |  | MC076 | Old Engineering Building |  |  | 0 | 0
MC076-B01 | MC076-B01/G60 | Logic 60 |  |  |  |  | Energy sensor | G60 |  |  |  | MC076 | Old Engineering Building |  |  | 0 | 0
MC076-B01 | MC076-B01/G61 | Logic 61 |  |  |  |  | Energy sensor | G61 |  |  |  | MC076 | Old Engineering Building |  |  | 0 | 0
MC076-B01 | MC076-B01/G62 | Logic 62 |  |  |  |  | Energy sensor | G62 |  |  |  | MC076 | Old Engineering Building |  |  | 0 | 0
MC076-B01 | MC076-B01/G63 | Logic 63 |  |  |  |  | Energy sensor | G63 |  |  |  | MC076 | Old Engineering Building |  |  | 0 | 0
MC076-B01 | MC076-B01/I1 | CT Pump1 Run |  |  |  |  | Energy sensor | I1 |  |  |  | MC076 | Old Engineering Building |  |  | 0 | 0
MC076-B01 | MC076-B01/i1 | xcite/IO/4UI |  |  |  |  | Energy sensor | i1 |  |  |  | MC076 | Old Engineering Building |  |  | 0 | 0
MC076-B01 | MC076-B01/I10 | Pump 2 Fault |  |  |  |  | Energy sensor | I10 |  |  |  | MC076 | Old Engineering Building |  |  | 0 | 0
MC076-B01 | MC076-B01/I11 | HWS pump Test |  |  |  |  | Energy sensor | I11 |  |  |  | MC076 | Old Engineering Building |  |  | 0 | 0
MC076-B01 | MC076-B01/I12 | Summer ECO active |  |  |  |  | Energy sensor | I12 |  |  |  | MC076 | Old Engineering Building |  |  | 0 | 0
MC076-B01 | MC076-B01/I13 | HWS pump Auto |  |  |  |  | Energy sensor | I13 |  |  |  | MC076 | Old Engineering Building |  |  | 0 | 0
MC076-B01 | MC076-B01/I14 | Lab Pump1 Run |  |  |  |  | Energy sensor | I14 |  |  |  | MC076 | Old Engineering Building |  |  | 0 | 0
MC076-B01 | MC076-B01/I15 | Lab Pump2 Run |  |  |  |  | Energy sensor | I15 |  |  |  | MC076 | Old Engineering Building |  |  | 0 | 0
MC076-B01 | MC076-B01/I16 | Pump 2 Fault |  |  |  |  | Energy sensor | I16 |  |  |  | MC076 | Old Engineering Building |  |  | 0 | 0
MC076-B01 | MC076-B01/I2 | CT Pump2 Run |  |  |  |  | Energy sensor | I2 |  |  |  | MC076 | Old Engineering Building |  |  | 0 | 0
MC076-B01 | MC076-B01/i2 | xcite/IO/8DO |  |  |  |  | Energy sensor | i2 |  |  |  | MC076 | Old Engineering Building |  |  | 0 | 0
MC076-B01 | MC076-B01/I3 | CT Pump 1 Fault |  |  |  |  | Energy sensor | I3 |  |  |  | MC076 | Old Engineering Building |  |  | 0 | 0
MC076-B01 | MC076-B01/I4 | CT Pump 2 Fault |  |  |  |  | Energy sensor | I4 |  |  |  | MC076 | Old Engineering Building |  |  | 0 | 0
MC076-B01 | MC076-B01/I5 | Offices Pump 1 Fault |  |  |  |  | Energy sensor | I5 |  |  |  | MC076 | Old Engineering Building |  |  | 0 | 0
MC076-B01 | MC076-B01/I6 | Offices Pump 2 Fault |  |  |  |  | Energy sensor | I6 |  |  |  | MC076 | Old Engineering Building |  |  | 0 | 0
MC076-B01 | MC076-B01/I7 | Destrat Pump Fault |  |  |  |  | Energy sensor | I7 |  |  |  | MC076 | Old Engineering Building |  |  | 0 | 0
MC076-B01 | MC076-B01/I8 | Offices Pump 1 RUN |  |  |  |  | Energy sensor | I8 |  |  |  | MC076 | Old Engineering Building |  |  | 0 | 0
MC076-B01 | MC076-B01/I9 | Offices Pump 2 RUN |  |  |  |  | Energy sensor | I9 |  |  |  | MC076 | Old Engineering Building |  |  | 0 | 0
MC076-B01 | MC076-B01/K1 | Hot water service setpoint |  |  | Degrees Celsius |  | Energy sensor | K1 |  |  |  | MC076 | Old Engineering Building |  |  | 0 | 0
MC076-B01 | MC076-B01/K2 | Outside air temperature heating inhibit |  |  |  |  | Energy sensor | K2 |  |  |  | MC076 | Old Engineering Building |  |  | 0 | 0
MC076-B01 | MC076-B01/K3 | Outside air temperature frost protection |  |  |  |  | Energy sensor | K3 |  |  |  | MC076 | Old Engineering Building |  |  | 0 | 0
MC076-B01 | MC076-B01/K4 | Water frost protection |  |  | Degrees Celsius |  | Energy sensor | K4 |  |  |  | MC076 | Old Engineering Building |  |  | 0 | 0
MC076-B01 | MC076-B01/K5 | Space frost protection |  |  | Degrees Celsius |  | Energy sensor | K5 |  |  |  | MC076 | Old Engineering Building |  |  | 0 | 0
MC076-B01 | MC076-B01/n1 | TREND_00_88_21 |  |  |  |  | Energy sensor | n1 |  |  |  | MC076 | Old Engineering Building |  |  | 0 | 0
MC076-B01 | MC076-B01/P1 | Lab CT Flow Temp |  |  | Degrees Celsius |  | Energy sensor | P1 |  |  |  | MC076 | Old Engineering Building |  |  | 0 | 0
MC076-B01 | MC076-B01/P10 | Immersion heater hoursr run total |  |  | Hours |  | Energy sensor | P10 |  |  |  | MC076 | Old Engineering Building |  |  | 0 | 0
MC076-B01 | MC076-B01/P11 | Lab Pump2 Run |  |  |  |  | Energy sensor | P11 |  |  |  | MC076 | Old Engineering Building |  |  | 0 | 0
MC076-B01 | MC076-B01/P12 | Lab Pump1 Run |  |  |  |  | Energy sensor | P12 |  |  |  | MC076 | Old Engineering Building |  |  | 0 | 0
MC076-B01 | MC076-B01/P13 | Boiler 2 fault |  |  |  |  | Energy sensor | P13 |  |  |  | MC076 | Old Engineering Building |  |  | 0 | 0
MC076-B01 | MC076-B01/P14 | Boiler 1 fault |  |  |  |  | Energy sensor | P14 |  |  |  | MC076 | Old Engineering Building |  |  | 0 | 0
MC076-B01 | MC076-B01/P2 | Constant temperature circuit flow temperature |  |  | Degrees Celsius |  | Energy sensor | P2 |  |  |  | MC076 | Old Engineering Building |  |  | 0 | 0
MC076-B01 | MC076-B01/P3 | Offices CT Flow Temp |  |  | Degrees Celsius |  | Energy sensor | P3 |  |  |  | MC076 | Old Engineering Building |  |  | 0 | 0
MC076-B01 | MC076-B01/P4 | Hot water service flow |  |  | Degrees Celsius |  | Energy sensor | P4 |  |  |  | MC076 | Old Engineering Building |  |  | 0 | 0
MC076-B01 | MC076-B01/P5 | A87 Room Temp |  |  | Degrees Celsius |  | Energy sensor | P5 |  |  |  | MC076 | Old Engineering Building |  |  | 0 | 0
MC076-B01 | MC076-B01/P6 | B22 Room Temp |  |  | Degrees Celsius |  | Energy sensor | P6 |  |  |  | MC076 | Old Engineering Building |  |  | 0 | 0
MC076-B01 | MC076-B01/P7 | C29 Room Temp |  |  | Degrees Celsius |  | Energy sensor | P7 |  |  |  | MC076 | Old Engineering Building |  |  | 0 | 0
MC076-B01 | MC076-B01/P8 | Outside air temperature |  |  | Degrees Celsius |  | Energy sensor | P8 |  |  |  | MC076 | Old Engineering Building |  |  | 0 | 0
MC076-B01 | MC076-B01/P9 | Immersion heater hours run |  |  | Hours |  | Energy sensor | P9 |  |  |  | MC076 | Old Engineering Building |  |  | 0 | 0
MC076-B01 | MC076-B01/Q1 | Sequence Table 1 |  |  |  |  | Energy sensor | Q1 |  |  |  | MC076 | Old Engineering Building |  |  | 0 | 0
MC076-B01 | MC076-B01/S1 | Lab CT Flow Temp |  |  | Degrees Celsius |  | Energy sensor | S1 |  |  |  | MC076 | Old Engineering Building |  |  | 0 | 0
MC076-B01 | MC076-B01/S10 | Outside air temperature |  |  | Degrees Celsius |  | Energy sensor | S10 |  |  |  | MC076 | Old Engineering Building |  |  | 0 | 0
MC076-B01 | MC076-B01/S11 | Immersion heater hours run |  |  | Hours |  | Energy sensor | S11 |  |  |  | MC076 | Old Engineering Building |  |  | 0 | 0
MC076-B01 | MC076-B01/S12 | Immersion heater hoursr run total |  |  | Hours |  | Energy sensor | S12 |  |  |  | MC076 | Old Engineering Building |  |  | 0 | 0
MC076-B01 | MC076-B01/S13 | Dix 3 |  |  |  |  | Energy sensor | S13 |  |  |  | MC076 | Old Engineering Building |  |  | 0 | 0
MC076-B01 | MC076-B01/S14 | Lab Pump2 Run |  |  |  |  | Energy sensor | S14 |  |  |  | MC076 | Old Engineering Building |  |  | 0 | 0
MC076-B01 | MC076-B01/S15 | Lab Pump1 Run |  |  |  |  | Energy sensor | S15 |  |  |  | MC076 | Old Engineering Building |  |  | 0 | 0
MC076-B01 | MC076-B01/S16 | Boiler 2 fault |  |  |  |  | Energy sensor | S16 |  |  |  | MC076 | Old Engineering Building |  |  | 0 | 0
MC076-B01 | MC076-B01/S17 | Boiler 1 fault |  |  |  |  | Energy sensor | S17 |  |  |  | MC076 | Old Engineering Building |  |  | 0 | 0
MC076-B01 | MC076-B01/S2 | Constant temperature circuit flow temperature |  |  | Degrees Celsius |  | Energy sensor | S2 |  |  |  | MC076 | Old Engineering Building |  |  | 0 | 0
MC076-B01 | MC076-B01/S3 | Offices CT Flow Temp |  |  | Degrees Celsius |  | Energy sensor | S3 |  |  |  | MC076 | Old Engineering Building |  |  | 0 | 0
MC076-B01 | MC076-B01/S4 | Hot water service flow |  |  | Degrees Celsius |  | Energy sensor | S4 |  |  |  | MC076 | Old Engineering Building |  |  | 0 | 0
MC076-B01 | MC076-B01/S5 | A87 Room Temp |  |  | Degrees Celsius |  | Energy sensor | S5 |  |  |  | MC076 | Old Engineering Building |  |  | 0 | 0
MC076-B01 | MC076-B01/S6 | B22 Room Temp |  |  | Degrees Celsius |  | Energy sensor | S6 |  |  |  | MC076 | Old Engineering Building |  |  | 0 | 0
MC076-B01 | MC076-B01/S7 | C29 Room Temp |  |  | Degrees Celsius |  | Energy sensor | S7 |  |  |  | MC076 | Old Engineering Building |  |  | 0 | 0
MC076-B01 | MC076-B01/S8 | Dix 2 |  |  |  |  | Energy sensor | S8 |  |  |  | MC076 | Old Engineering Building |  |  | 0 | 0
MC076-B01 | MC076-B01/S9 | Dix 1 |  |  |  |  | Energy sensor | S9 |  |  |  | MC076 | Old Engineering Building |  |  | 0 | 0
MC076-B01 | MC076-B01/U1 | [5 empty] | Energy sensor | U1 |  |  |  | MC076 | Old Engineering Building |  |  | 0 | 0
MC076-B01 | MC076-B01/U2 | [5 empty] | Energy sensor | U2 |  |  |  | MC076 | Old Engineering Building |  |  | 0 | 0
MC076-B01 | MC076-B01/V1 | [5 empty] | Energy sensor | V1 |  |  |  | MC076 | Old Engineering Building |  |  | 0 | 0
MC076-B01 | MC076-B01/W1 | Summer Winter |  |  |  |  | Energy sensor | W1 |  |  |  | MC076 | Old Engineering Building |  |  | 0 | 0
MC076-B01 | MC076-B01/W30 | Triad switch |  |  |  |  | Energy sensor | W30 |  |  |  | MC076 | Old Engineering Building |  |  | 0 | 0
MC076-B01 | MC076-B01/W4 | HWS Man Override |  |  |  |  | Energy sensor | W4 |  |  |  | MC076 | Old Engineering Building |  |  | 0 | 0
MC076-B01 | MC076-B01/Y1 | 10K3A1 |  |  |  |  | Energy sensor | Y1 |  |  |  | MC076 | Old Engineering Building |  |  | 0 | 0
MC076-B01 | MC076-B01/Y2 | 4DIX V |  |  |  |  | Energy sensor | Y2 |  |  |  | MC076 | Old Engineering Building |  |  | 0 | 0
MC076-B01 | MC076-B01/Y3 | Trend T -20+50 |  |  |  |  | Energy sensor | Y3 |  |  |  | MC076 | Old Engineering Building |  |  | 0 | 0
MC076-B01 | MC076-B01/Y4 | 4DIX V |  |  |  |  | Energy sensor | Y4 |  |  |  | MC076 | Old Engineering Building |  |  | 0 | 0
MC076-B01 | MC076-B01/Y5 | Thermistor TBTC |  |  |  |  | Energy sensor | Y5 |  |  |  | MC076 | Old Engineering Building |  |  | 0 | 0
MC076-B01 | MC076-B01/Z1 | Heating pumps |  |  |  |  | Energy sensor | Z1 |  |  |  | MC076 | Old Engineering Building |  |  | 0 | 0
MC076-B01 | MC076-B01/Z4 | Engineering HWS SecPump |  |  |  |  | Energy sensor | Z4 |  |  |  | MC076 | Old Engineering Building |  |  | 0 | 0
MC076-B01 | MC076-B01/Z5 | Air Compressor |  |  |  |  | Energy sensor | Z5 |  |  |  | MC076 | Old Engineering Building |  |  | 0 | 0
MC076-B01 | MC076-B01/Z6 | Engineering Immersion |  |  |  |  | Energy sensor | Z6 |  |  |  | MC076 | Old Engineering Building |  |  | 0 | 0
MC076-B01 | MC076-B01/Z7 | Destrat Pump |  |  |  |  | Energy sensor | Z7 |  |  |  | MC076 | Old Engineering Building |  |  | 0 | 0
MC076-B01 | MC076-B01/Z8 | Triad time program |  |  |  |  | Energy sensor | Z8 |  |  |  | MC076 | Old Engineering Building |  |  | 0 | 0
MC044-B02 | MC044-B02/A1 | District Htg Flow Temp |  |  | Degrees Celsius |  | Energy sensor | A1 |  |  |  | MC044 | Faraday Building |  |  | 0 | 0
MC044-B02 | MC044-B02/A2 | Outside Air Temp from os33 |  |  | Degrees Celsius |  | Energy sensor | A2 |  |  |  | MC044 | Faraday Building |  |  | 0 | 0
MC044-B02 | MC044-B02/B2 | Byte 2 |  |  |  |  | Energy sensor | B2 |  |  |  | MC044 | Faraday Building |  |  | 0 | 0
MC044-B02 | MC044-B02/B3 | Primary Heating |  |  |  |  | Energy sensor | B3 |  |  |  | MC044 | Faraday Building |  |  | 0 | 0
MC044-B02 | MC044-B02/C1 | Virtual CNC 1 |  |  |  |  | Energy sensor | C1 |  |  |  | MC044 | Faraday Building |  |  | 0 | 0
MC044-B02 | MC044-B02/D1 | AC Enable |  |  |  |  | Energy sensor | D1 |  |  |  | MC044 | Faraday Building |  |  | 0 | 0
MC044-B02 | MC044-B02/D10 | Variable temperature circuit valve |  |  | 0 = Closed , 1 = Open |  | Energy sensor | D10 |  |  |  | MC044 | Faraday Building |  |  | 0 | 0
MC044-B02 | MC044-B02/D11 | Lab HWS DeStrat Pump |  |  |  |  | Energy sensor | D11 |  |  |  | MC044 | Faraday Building |  |  | 0 | 0
MC044-B02 | MC044-B02/D12 | Lab HWS Circ Pump En |  |  |  |  | Energy sensor | D12 |  |  |  | MC044 | Faraday Building |  |  | 0 | 0
MC044-B02 | MC044-B02/D13 | Lab HWS Valve |  |  |  |  | Energy sensor | D13 |  |  |  | MC044 | Faraday Building |  |  | 0 | 0
MC044-B02 | MC044-B02/D14 | Lab HWS Imm Htr En |  |  |  |  | Energy sensor | D14 |  |  |  | MC044 | Faraday Building |  |  | 0 | 0
MC044-B02 | MC044-B02/D15 | Gen HWS DeStrat Pump En |  |  |  |  | Energy sensor | D15 |  |  |  | MC044 | Faraday Building |  |  | 0 | 0
MC044-B02 | MC044-B02/D16 | Gen HWS Circ Pump En |  |  |  |  | Energy sensor | D16 |  |  |  | MC044 | Faraday Building |  |  | 0 | 0
MC044-B02 | MC044-B02/D17 | Gen HWS Valve |  |  |  |  | Energy sensor | D17 |  |  |  | MC044 | Faraday Building |  |  | 0 | 0
MC044-B02 | MC044-B02/D18 | Gen HWS Imm Htr En |  |  |  |  | Energy sensor | D18 |  |  |  | MC044 | Faraday Building |  |  | 0 | 0
MC044-B02 | MC044-B02/D19 | Door Curtain En |  |  |  |  | Energy sensor | D19 |  |  |  | MC044 | Faraday Building |  |  | 0 | 0
MC044-B02 | MC044-B02/D2 | CT Pump P3 En |  |  |  |  | Energy sensor | D2 |  |  |  | MC044 | Faraday Building |  |  | 0 | 0
MC044-B02 | MC044-B02/D20 | Leak Detect Beacon |  |  |  |  | Energy sensor | D20 |  |  |  | MC044 | Faraday Building |  |  | 0 | 0
MC044-B02 | MC044-B02/D3 | CT Pump P3 Dmd |  |  |  |  | Energy sensor | D3 |  |  |  | MC044 | Faraday Building |  |  | 0 | 0
MC044-B02 | MC044-B02/D4 | CT Pump P4 En |  |  |  |  | Energy sensor | D4 |  |  |  | MC044 | Faraday Building |  |  | 0 | 0
MC044-B02 | MC044-B02/D5 | CT Pump P4 Dmd |  |  |  |  | Energy sensor | D5 |  |  |  | MC044 | Faraday Building |  |  | 0 | 0
MC044-B02 | MC044-B02/D6 | VT Pump P5 En |  |  |  |  | Energy sensor | D6 |  |  |  | MC044 | Faraday Building |  |  | 0 | 0
MC044-B02 | MC044-B02/D7 | VT Pump P5 Dmd |  |  |  |  | Energy sensor | D7 |  |  |  | MC044 | Faraday Building |  |  | 0 | 0
MC044-B02 | MC044-B02/D8 | VT Pump P6 En |  |  |  |  | Energy sensor | D8 |  |  |  | MC044 | Faraday Building |  |  | 0 | 0
MC044-B02 | MC044-B02/D9 | VT Pump P6 Dmd |  |  |  |  | Energy sensor | D9 |  |  |  | MC044 | Faraday Building |  |  | 0 | 0
MC044-B02 | MC044-B02/e1 | 963 |  |  |  |  | Energy sensor | e1 |  |  |  | MC044 | Faraday Building |  |  | 0 | 0
MC044-B02 | MC044-B02/F1 | Function 1 |  |  |  |  | Energy sensor | F1 |  |  |  | MC044 | Faraday Building |  |  | 0 | 0
MC044-B02 | MC044-B02/F10 | Function 10 |  |  |  |  | Energy sensor | F10 |  |  |  | MC044 | Faraday Building |  |  | 0 | 0
MC044-B02 | MC044-B02/F11 | Function 11 |  |  |  |  | Energy sensor | F11 |  |  |  | MC044 | Faraday Building |  |  | 0 | 0
MC044-B02 | MC044-B02/F12 | Function 12 |  |  |  |  | Energy sensor | F12 |  |  |  | MC044 | Faraday Building |  |  | 0 | 0
MC044-B02 | MC044-B02/F13 | Function 13 |  |  |  |  | Energy sensor | F13 |  |  |  | MC044 | Faraday Building |  |  | 0 | 0
MC044-B02 | MC044-B02/F14 | Function 14 |  |  |  |  | Energy sensor | F14 |  |  |  | MC044 | Faraday Building |  |  | 0 | 0
MC044-B02 | MC044-B02/F15 | Function 15 |  |  |  |  | Energy sensor | F15 |  |  |  | MC044 | Faraday Building |  |  | 0 | 0
MC044-B02 | MC044-B02/F16 | Function 16 |  |  |  |  | Energy sensor | F16 |  |  |  | MC044 | Faraday Building |  |  | 0 | 0
MC044-B02 | MC044-B02/F17 | Function 17 |  |  |  |  | Energy sensor | F17 |  |  |  | MC044 | Faraday Building |  |  | 0 | 0
MC044-B02 | MC044-B02/F18 | Function 18 |  |  |  |  | Energy sensor | F18 |  |  |  | MC044 | Faraday Building |  |  | 0 | 0
MC044-B02 | MC044-B02/F19 | Function 19 |  |  |  |  | Energy sensor | F19 |  |  |  | MC044 | Faraday Building |  |  | 0 | 0
MC044-B02 | MC044-B02/F2 | Outside air temperature frost |  |  | Degrees Celsius |  | Energy sensor | F2 |  |  |  | MC044 | Faraday Building |  |  | 0 | 0
MC044-B02 | MC044-B02/F20 | Function 20 |  |  |  |  | Energy sensor | F20 |  |  |  | MC044 | Faraday Building |  |  | 0 | 0
MC044-B02 | MC044-B02/F21 | Function 21 |  |  |  |  | Energy sensor | F21 |  |  |  | MC044 | Faraday Building |  |  | 0 | 0
MC044-B02 | MC044-B02/F22 | Function 22 |  |  |  |  | Energy sensor | F22 |  |  |  | MC044 | Faraday Building |  |  | 0 | 0
MC044-B02 | MC044-B02/F23 | Valve Exercise |  |  |  |  | Energy sensor | F23 |  |  |  | MC044 | Faraday Building |  |  | 0 | 0
MC044-B02 | MC044-B02/F24 | Function 24 |  |  |  |  | Energy sensor | F24 |  |  |  | MC044 | Faraday Building |  |  | 0 | 0
MC044-B02 | MC044-B02/F25 | Function 25 |  |  |  |  | Energy sensor | F25 |  |  |  | MC044 | Faraday Building |  |  | 0 | 0
MC044-B02 | MC044-B02/F26 | Function 26 |  |  |  |  | Energy sensor | F26 |  |  |  | MC044 | Faraday Building |  |  | 0 | 0
MC044-B02 | MC044-B02/F27 | Function 27 |  |  |  |  | Energy sensor | F27 |  |  |  | MC044 | Faraday Building |  |  | 0 | 0
MC044-B02 | MC044-B02/F28 | Function 28 |  |  |  |  | Energy sensor | F28 |  |  |  | MC044 | Faraday Building |  |  | 0 | 0
MC044-B02 | MC044-B02/F29 | Function 29 |  |  |  |  | Energy sensor | F29 |  |  |  | MC044 | Faraday Building |  |  | 0 | 0
MC044-B02 | MC044-B02/F3 | Outside air temperature heating inhibit |  |  |  |  | Energy sensor | F3 |  |  |  | MC044 | Faraday Building |  |  | 0 | 0
MC044-B02 | MC044-B02/F30 | Variable temperature circuit valve |  |  | 0 = Closed , 1 = Open |  | Energy sensor | F30 |  |  |  | MC044 | Faraday Building |  |  | 0 | 0
MC044-B02 | MC044-B02/F31 | Function 31 |  |  |  |  | Energy sensor | F31 |  |  |  | MC044 | Faraday Building |  |  | 0 | 0
MC044-B02 | MC044-B02/F32 | HWS Dmd |  |  |  |  | Energy sensor | F32 |  |  |  | MC044 | Faraday Building |  |  | 0 | 0
MC044-B02 | MC044-B02/F33 | Function 33 |  |  |  |  | Energy sensor | F33 |  |  |  | MC044 | Faraday Building |  |  | 0 | 0
MC044-B02 | MC044-B02/F34 | Lab HWS Cylinder SP |  |  |  |  | Energy sensor | F34 |  |  |  | MC044 | Faraday Building |  |  | 0 | 0
MC044-B02 | MC044-B02/F35 | Function 35 |  |  |  |  | Energy sensor | F35 |  |  |  | MC044 | Faraday Building |  |  | 0 | 0
MC044-B02 | MC044-B02/F36 | Function 36 |  |  |  |  | Energy sensor | F36 |  |  |  | MC044 | Faraday Building |  |  | 0 | 0
MC044-B02 | MC044-B02/F37 | Function 37 |  |  |  |  | Energy sensor | F37 |  |  |  | MC044 | Faraday Building |  |  | 0 | 0
MC044-B02 | MC044-B02/F38 | Boost |  |  | 0 = Off, 1 = On |  | Energy sensor | F38 |  |  |  | MC044 | Faraday Building |  |  | 0 | 0
MC044-B02 | MC044-B02/F39 | Function 39 |  |  |  |  | Energy sensor | F39 |  |  |  | MC044 | Faraday Building |  |  | 0 | 0
MC044-B02 | MC044-B02/F4 | Space frost protection |  |  | Degrees Celsius |  | Energy sensor | F4 |  |  |  | MC044 | Faraday Building |  |  | 0 | 0
MC044-B02 | MC044-B02/F40 | Function 40 |  |  |  |  | Energy sensor | F40 |  |  |  | MC044 | Faraday Building |  |  | 0 | 0
MC044-B02 | MC044-B02/F41 | Function 41 |  |  |  |  | Energy sensor | F41 |  |  |  | MC044 | Faraday Building |  |  | 0 | 0
MC044-B02 | MC044-B02/F42 | HWS Dmd |  |  |  |  | Energy sensor | F42 |  |  |  | MC044 | Faraday Building |  |  | 0 | 0
MC044-B02 | MC044-B02/F43 | Function 43 |  |  |  |  | Energy sensor | F43 |  |  |  | MC044 | Faraday Building |  |  | 0 | 0
MC044-B02 | MC044-B02/F44 | Gen HWS Cylinder SP |  |  |  |  | Energy sensor | F44 |  |  |  | MC044 | Faraday Building |  |  | 0 | 0
MC044-B02 | MC044-B02/F45 | Function 45 |  |  |  |  | Energy sensor | F45 |  |  |  | MC044 | Faraday Building |  |  | 0 | 0
MC044-B02 | MC044-B02/F46 | Function 46 |  |  |  |  | Energy sensor | F46 |  |  |  | MC044 | Faraday Building |  |  | 0 | 0
MC044-B02 | MC044-B02/F47 | Function 47 |  |  |  |  | Energy sensor | F47 |  |  |  | MC044 | Faraday Building |  |  | 0 | 0
MC044-B02 | MC044-B02/F48 | Boost |  |  | 0 = Off, 1 = On |  | Energy sensor | F48 |  |  |  | MC044 | Faraday Building |  |  | 0 | 0
MC044-B02 | MC044-B02/F49 | Function 49 |  |  |  |  | Energy sensor | F49 |  |  |  | MC044 | Faraday Building |  |  | 0 | 0
MC044-B02 | MC044-B02/F5 | VT Frost |  |  |  |  | Energy sensor | F5 |  |  |  | MC044 | Faraday Building |  |  | 0 | 0
MC044-B02 | MC044-B02/F50 | Function 50 |  |  |  |  | Energy sensor | F50 |  |  |  | MC044 | Faraday Building |  |  | 0 | 0
MC044-B02 | MC044-B02/F51 | Function 51 |  |  |  |  | Energy sensor | F51 |  |  |  | MC044 | Faraday Building |  |  | 0 | 0
MC044-B02 | MC044-B02/F52 | Function 52 |  |  |  |  | Energy sensor | F52 |  |  |  | MC044 | Faraday Building |  |  | 0 | 0
MC044-B02 | MC044-B02/F53 | Function 53 |  |  |  |  | Energy sensor | F53 |  |  |  | MC044 | Faraday Building |  |  | 0 | 0
MC044-B02 | MC044-B02/F54 | Function 54 |  |  |  |  | Energy sensor | F54 |  |  |  | MC044 | Faraday Building |  |  | 0 | 0
MC044-B02 | MC044-B02/F6 | Plant Reset |  |  |  |  | Energy sensor | F6 |  |  |  | MC044 | Faraday Building |  |  | 0 | 0
MC044-B02 | MC044-B02/F7 | Function 7 |  |  |  |  | Energy sensor | F7 |  |  |  | MC044 | Faraday Building |  |  | 0 | 0
MC044-B02 | MC044-B02/F8 | Function 8 |  |  |  |  | Energy sensor | F8 |  |  |  | MC044 | Faraday Building |  |  | 0 | 0
MC044-B02 | MC044-B02/F9 | Function 9 |  |  |  |  | Energy sensor | F9 |  |  |  | MC044 | Faraday Building |  |  | 0 | 0
MC044-B02 | MC044-B02/G1 | Summer ECO |  |  |  |  | Energy sensor | G1 |  |  |  | MC044 | Faraday Building |  |  | 0 | 0
MC044-B02 | MC044-B02/G10 | Logic 10 |  |  |  |  | Energy sensor | G10 |  |  |  | MC044 | Faraday Building |  |  | 0 | 0
MC044-B02 | MC044-B02/G100 | Logic 100 |  |  |  |  | Energy sensor | G100 |  |  |  | MC044 | Faraday Building |  |  | 0 | 0
MC044-B02 | MC044-B02/G101 | Logic 101 |  |  |  |  | Energy sensor | G101 |  |  |  | MC044 | Faraday Building |  |  | 0 | 0
MC044-B02 | MC044-B02/G102 | Logic 102 |  |  |  |  | Energy sensor | G102 |  |  |  | MC044 | Faraday Building |  |  | 0 | 0
MC044-B02 | MC044-B02/G103 | Logic 103 |  |  |  |  | Energy sensor | G103 |  |  |  | MC044 | Faraday Building |  |  | 0 | 0
MC044-B02 | MC044-B02/G104 | Logic 104 |  |  |  |  | Energy sensor | G104 |  |  |  | MC044 | Faraday Building |  |  | 0 | 0
MC044-B02 | MC044-B02/G105 | Logic 105 |  |  |  |  | Energy sensor | G105 |  |  |  | MC044 | Faraday Building |  |  | 0 | 0
MC044-B02 | MC044-B02/G106 | Logic 106 |  |  |  |  | Energy sensor | G106 |  |  |  | MC044 | Faraday Building |  |  | 0 | 0
MC044-B02 | MC044-B02/G107 | Logic 107 |  |  |  |  | Energy sensor | G107 |  |  |  | MC044 | Faraday Building |  |  | 0 | 0
MC044-B02 | MC044-B02/G108 | Logic 108 |  |  |  |  | Energy sensor | G108 |  |  |  | MC044 | Faraday Building |  |  | 0 | 0
MC044-B02 | MC044-B02/G109 | Logic 109 |  |  |  |  | Energy sensor | G109 |  |  |  | MC044 | Faraday Building |  |  | 0 | 0
MC044-B02 | MC044-B02/G11 | Logic 11 |  |  |  |  | Energy sensor | G11 |  |  |  | MC044 | Faraday Building |  |  | 0 | 0
MC044-B02 | MC044-B02/G110 | Logic 110 |  |  |  |  | Energy sensor | G110 |  |  |  | MC044 | Faraday Building |  |  | 0 | 0
MC044-B02 | MC044-B02/G111 | Logic 111 |  |  |  |  | Energy sensor | G111 |  |  |  | MC044 | Faraday Building |  |  | 0 | 0
MC044-B02 | MC044-B02/G112 | Logic 112 |  |  |  |  | Energy sensor | G112 |  |  |  | MC044 | Faraday Building |  |  | 0 | 0
MC044-B02 | MC044-B02/G113 | Logic 113 |  |  |  |  | Energy sensor | G113 |  |  |  | MC044 | Faraday Building |  |  | 0 | 0
MC044-B02 | MC044-B02/G114 | Logic 114 |  |  |  |  | Energy sensor | G114 |  |  |  | MC044 | Faraday Building |  |  | 0 | 0
MC044-B02 | MC044-B02/G115 | Logic 115 |  |  |  |  | Energy sensor | G115 |  |  |  | MC044 | Faraday Building |  |  | 0 | 0
MC044-B02 | MC044-B02/G116 | Logic 116 |  |  |  |  | Energy sensor | G116 |  |  |  | MC044 | Faraday Building |  |  | 0 | 0
MC044-B02 | MC044-B02/G117 | Logic 117 |  |  |  |  | Energy sensor | G117 |  |  |  | MC044 | Faraday Building |  |  | 0 | 0
MC044-B02 | MC044-B02/G118 | Logic 118 |  |  |  |  | Energy sensor | G118 |  |  |  | MC044 | Faraday Building |  |  | 0 | 0
MC044-B02 | MC044-B02/G119 | Logic 119 |  |  |  |  | Energy sensor | G119 |  |  |  | MC044 | Faraday Building |  |  | 0 | 0
MC044-B02 | MC044-B02/G12 | CT Pump Reset |  |  |  |  | Energy sensor | G12 |  |  |  | MC044 | Faraday Building |  |  | 0 | 0
MC044-B02 | MC044-B02/G120 | Logic 120 |  |  |  |  | Energy sensor | G120 |  |  |  | MC044 | Faraday Building |  |  | 0 | 0
MC044-B02 | MC044-B02/G121 | Logic 121 |  |  |  |  | Energy sensor | G121 |  |  |  | MC044 | Faraday Building |  |  | 0 | 0
MC044-B02 | MC044-B02/G122 | Logic 122 |  |  |  |  | Energy sensor | G122 |  |  |  | MC044 | Faraday Building |  |  | 0 | 0
MC044-B02 | MC044-B02/G123 | Logic 123 |  |  |  |  | Energy sensor | G123 |  |  |  | MC044 | Faraday Building |  |  | 0 | 0
MC044-B02 | MC044-B02/G124 | Byte 2 |  |  |  |  | Energy sensor | G124 |  |  |  | MC044 | Faraday Building |  |  | 0 | 0
MC044-B02 | MC044-B02/G125 | Logic 125 |  |  |  |  | Energy sensor | G125 |  |  |  | MC044 | Faraday Building |  |  | 0 | 0
MC044-B02 | MC044-B02/G126 | Logic 126 |  |  |  |  | Energy sensor | G126 |  |  |  | MC044 | Faraday Building |  |  | 0 | 0
MC044-B02 | MC044-B02/G127 | Logic 127 |  |  |  |  | Energy sensor | G127 |  |  |  | MC044 | Faraday Building |  |  | 0 | 0
MC044-B02 | MC044-B02/G13 | Logic 13 |  |  |  |  | Energy sensor | G13 |  |  |  | MC044 | Faraday Building |  |  | 0 | 0
MC044-B02 | MC044-B02/G14 | Constant temperature circuit pump duty |  |  |  |  | Energy sensor | G14 |  |  |  | MC044 | Faraday Building |  |  | 0 | 0
MC044-B02 | MC044-B02/G15 | Logic 15 |  |  |  |  | Energy sensor | G15 |  |  |  | MC044 | Faraday Building |  |  | 0 | 0
MC044-B02 | MC044-B02/G16 | Logic 16 |  |  |  |  | Energy sensor | G16 |  |  |  | MC044 | Faraday Building |  |  | 0 | 0
MC044-B02 | MC044-B02/G17 | Logic 17 |  |  |  |  | Energy sensor | G17 |  |  |  | MC044 | Faraday Building |  |  | 0 | 0
MC044-B02 | MC044-B02/G18 | Logic 18 |  |  |  |  | Energy sensor | G18 |  |  |  | MC044 | Faraday Building |  |  | 0 | 0
MC044-B02 | MC044-B02/G19 | Logic 19 |  |  |  |  | Energy sensor | G19 |  |  |  | MC044 | Faraday Building |  |  | 0 | 0
MC044-B02 | MC044-B02/G2 | Logic 2 |  |  |  |  | Energy sensor | G2 |  |  |  | MC044 | Faraday Building |  |  | 0 | 0
MC044-B02 | MC044-B02/G20 | Logic 20 |  |  |  |  | Energy sensor | G20 |  |  |  | MC044 | Faraday Building |  |  | 0 | 0
MC044-B02 | MC044-B02/G21 | CT Pump P3 En |  |  |  |  | Energy sensor | G21 |  |  |  | MC044 | Faraday Building |  |  | 0 | 0
MC044-B02 | MC044-B02/G22 | CT Pump P4 En |  |  |  |  | Energy sensor | G22 |  |  |  | MC044 | Faraday Building |  |  | 0 | 0
MC044-B02 | MC044-B02/G23 | Logic 23 |  |  |  |  | Energy sensor | G23 |  |  |  | MC044 | Faraday Building |  |  | 0 | 0
MC044-B02 | MC044-B02/G24 | Logic 24 |  |  |  |  | Energy sensor | G24 |  |  |  | MC044 | Faraday Building |  |  | 0 | 0
MC044-B02 | MC044-B02/G25 | Logic 25 |  |  |  |  | Energy sensor | G25 |  |  |  | MC044 | Faraday Building |  |  | 0 | 0
MC044-B02 | MC044-B02/G26 | Logic 26 |  |  |  |  | Energy sensor | G26 |  |  |  | MC044 | Faraday Building |  |  | 0 | 0
MC044-B02 | MC044-B02/G27 | Logic 27 |  |  |  |  | Energy sensor | G27 |  |  |  | MC044 | Faraday Building |  |  | 0 | 0
MC044-B02 | MC044-B02/G28 | Logic 28 |  |  |  |  | Energy sensor | G28 |  |  |  | MC044 | Faraday Building |  |  | 0 | 0
MC044-B02 | MC044-B02/G29 | Logic 29 |  |  |  |  | Energy sensor | G29 |  |  |  | MC044 | Faraday Building |  |  | 0 | 0
MC044-B02 | MC044-B02/G3 | Logic 3 |  |  |  |  | Energy sensor | G3 |  |  |  | MC044 | Faraday Building |  |  | 0 | 0
MC044-B02 | MC044-B02/G30 | Logic 30 |  |  |  |  | Energy sensor | G30 |  |  |  | MC044 | Faraday Building |  |  | 0 | 0
MC044-B02 | MC044-B02/G31 | VT Dmd |  |  |  |  | Energy sensor | G31 |  |  |  | MC044 | Faraday Building |  |  | 0 | 0
MC044-B02 | MC044-B02/G32 | Logic 32 |  |  |  |  | Energy sensor | G32 |  |  |  | MC044 | Faraday Building |  |  | 0 | 0
MC044-B02 | MC044-B02/G33 | Logic 33 |  |  |  |  | Energy sensor | G33 |  |  |  | MC044 | Faraday Building |  |  | 0 | 0
MC044-B02 | MC044-B02/G34 | VT Pumps |  |  |  |  | Energy sensor | G34 |  |  |  | MC044 | Faraday Building |  |  | 0 | 0
MC044-B02 | MC044-B02/G35 | Logic 35 |  |  |  |  | Energy sensor | G35 |  |  |  | MC044 | Faraday Building |  |  | 0 | 0
MC044-B02 | MC044-B02/G36 | Logic 36 |  |  |  |  | Energy sensor | G36 |  |  |  | MC044 | Faraday Building |  |  | 0 | 0
MC044-B02 | MC044-B02/G37 | VT Pump Reset |  |  |  |  | Energy sensor | G37 |  |  |  | MC044 | Faraday Building |  |  | 0 | 0
MC044-B02 | MC044-B02/G38 | Logic 38 |  |  |  |  | Energy sensor | G38 |  |  |  | MC044 | Faraday Building |  |  | 0 | 0
MC044-B02 | MC044-B02/G39 | Variable flow circuit pump duty |  |  |  |  | Energy sensor | G39 |  |  |  | MC044 | Faraday Building |  |  | 0 | 0
MC044-B02 | MC044-B02/G4 | Pump Interlock |  |  |  |  | Energy sensor | G4 |  |  |  | MC044 | Faraday Building |  |  | 0 | 0
MC044-B02 | MC044-B02/G40 | Logic 40 |  |  |  |  | Energy sensor | G40 |  |  |  | MC044 | Faraday Building |  |  | 0 | 0
MC044-B02 | MC044-B02/G41 | Logic 41 |  |  |  |  | Energy sensor | G41 |  |  |  | MC044 | Faraday Building |  |  | 0 | 0
MC044-B02 | MC044-B02/G42 | Logic 42 |  |  |  |  | Energy sensor | G42 |  |  |  | MC044 | Faraday Building |  |  | 0 | 0
MC044-B02 | MC044-B02/G43 | Logic 43 |  |  |  |  | Energy sensor | G43 |  |  |  | MC044 | Faraday Building |  |  | 0 | 0
MC044-B02 | MC044-B02/G44 | Logic 44 |  |  |  |  | Energy sensor | G44 |  |  |  | MC044 | Faraday Building |  |  | 0 | 0
MC044-B02 | MC044-B02/G45 | Logic 45 |  |  |  |  | Energy sensor | G45 |  |  |  | MC044 | Faraday Building |  |  | 0 | 0
MC044-B02 | MC044-B02/G46 | VT Pump P5 En |  |  |  |  | Energy sensor | G46 |  |  |  | MC044 | Faraday Building |  |  | 0 | 0
MC044-B02 | MC044-B02/G47 | VT Pump P6 En |  |  |  |  | Energy sensor | G47 |  |  |  | MC044 | Faraday Building |  |  | 0 | 0
MC044-B02 | MC044-B02/G48 | Logic 48 |  |  |  |  | Energy sensor | G48 |  |  |  | MC044 | Faraday Building |  |  | 0 | 0
MC044-B02 | MC044-B02/G49 | Logic 49 |  |  |  |  | Energy sensor | G49 |  |  |  | MC044 | Faraday Building |  |  | 0 | 0
MC044-B02 | MC044-B02/G5 | Logic 5 |  |  |  |  | Energy sensor | G5 |  |  |  | MC044 | Faraday Building |  |  | 0 | 0
MC044-B02 | MC044-B02/G50 | Logic 50 |  |  |  |  | Energy sensor | G50 |  |  |  | MC044 | Faraday Building |  |  | 0 | 0
MC044-B02 | MC044-B02/G51 | Logic 51 |  |  |  |  | Energy sensor | G51 |  |  |  | MC044 | Faraday Building |  |  | 0 | 0
MC044-B02 | MC044-B02/G52 | Logic 52 |  |  |  |  | Energy sensor | G52 |  |  |  | MC044 | Faraday Building |  |  | 0 | 0
MC044-B02 | MC044-B02/G53 | Logic 53 |  |  |  |  | Energy sensor | G53 |  |  |  | MC044 | Faraday Building |  |  | 0 | 0
MC044-B02 | MC044-B02/G54 | Logic 54 |  |  |  |  | Energy sensor | G54 |  |  |  | MC044 | Faraday Building |  |  | 0 | 0
MC044-B02 | MC044-B02/G55 | Logic 55 |  |  |  |  | Energy sensor | G55 |  |  |  | MC044 | Faraday Building |  |  | 0 | 0
MC044-B02 | MC044-B02/G56 | Logic 56 |  |  |  |  | Energy sensor | G56 |  |  |  | MC044 | Faraday Building |  |  | 0 | 0
MC044-B02 | MC044-B02/G57 | Valve Exercise |  |  |  |  | Energy sensor | G57 |  |  |  | MC044 | Faraday Building |  |  | 0 | 0
MC044-B02 | MC044-B02/G58 | Valve Exercise |  |  |  |  | Energy sensor | G58 |  |  |  | MC044 | Faraday Building |  |  | 0 | 0
MC044-B02 | MC044-B02/G59 | Logic 59 |  |  |  |  | Energy sensor | G59 |  |  |  | MC044 | Faraday Building |  |  | 0 | 0
MC044-B02 | MC044-B02/G6 | CT Dmd |  |  |  |  | Energy sensor | G6 |  |  |  | MC044 | Faraday Building |  |  | 0 | 0
MC044-B02 | MC044-B02/G60 | OAT Frost VT |  |  |  |  | Energy sensor | G60 |  |  |  | MC044 | Faraday Building |  |  | 0 | 0
MC044-B02 | MC044-B02/G61 | Logic 61 |  |  |  |  | Energy sensor | G61 |  |  |  | MC044 | Faraday Building |  |  | 0 | 0
MC044-B02 | MC044-B02/G62 | Heat Avail for DHWS |  |  |  |  | Energy sensor | G62 |  |  |  | MC044 | Faraday Building |  |  | 0 | 0
MC044-B02 | MC044-B02/G63 | Logic 63 |  |  |  |  | Energy sensor | G63 |  |  |  | MC044 | Faraday Building |  |  | 0 | 0
MC044-B02 | MC044-B02/G64 | Logic 64 |  |  |  |  | Energy sensor | G64 |  |  |  | MC044 | Faraday Building |  |  | 0 | 0
MC044-B02 | MC044-B02/G65 | Lab HWS Cylinder En |  |  |  |  | Energy sensor | G65 |  |  |  | MC044 | Faraday Building |  |  | 0 | 0
MC044-B02 | MC044-B02/G66 | Lab HWS Dmd |  |  |  |  | Energy sensor | G66 |  |  |  | MC044 | Faraday Building |  |  | 0 | 0
MC044-B02 | MC044-B02/G67 | Lab HWS Alarm |  |  |  |  | Energy sensor | G67 |  |  |  | MC044 | Faraday Building |  |  | 0 | 0
MC044-B02 | MC044-B02/G68 | Logic 68 |  |  |  |  | Energy sensor | G68 |  |  |  | MC044 | Faraday Building |  |  | 0 | 0
MC044-B02 | MC044-B02/G69 | Logic 69 |  |  |  |  | Energy sensor | G69 |  |  |  | MC044 | Faraday Building |  |  | 0 | 0
MC044-B02 | MC044-B02/G7 | Logic 7 |  |  |  |  | Energy sensor | G7 |  |  |  | MC044 | Faraday Building |  |  | 0 | 0
MC044-B02 | MC044-B02/G70 | Logic 70 |  |  |  |  | Energy sensor | G70 |  |  |  | MC044 | Faraday Building |  |  | 0 | 0
MC044-B02 | MC044-B02/G71 | Logic 71 |  |  |  |  | Energy sensor | G71 |  |  |  | MC044 | Faraday Building |  |  | 0 | 0
MC044-B02 | MC044-B02/G72 | Lab HWS Interlock |  |  |  |  | Energy sensor | G72 |  |  |  | MC044 | Faraday Building |  |  | 0 | 0
MC044-B02 | MC044-B02/G73 | Logic 73 |  |  |  |  | Energy sensor | G73 |  |  |  | MC044 | Faraday Building |  |  | 0 | 0
MC044-B02 | MC044-B02/G74 | Logic 74 |  |  |  |  | Energy sensor | G74 |  |  |  | MC044 | Faraday Building |  |  | 0 | 0
MC044-B02 | MC044-B02/G75 | Logic 75 |  |  |  |  | Energy sensor | G75 |  |  |  | MC044 | Faraday Building |  |  | 0 | 0
MC044-B02 | MC044-B02/G76 | Lab HWS Pasterization |  |  |  |  | Energy sensor | G76 |  |  |  | MC044 | Faraday Building |  |  | 0 | 0
MC044-B02 | MC044-B02/G77 | Logic 77 |  |  |  |  | Energy sensor | G77 |  |  |  | MC044 | Faraday Building |  |  | 0 | 0
MC044-B02 | MC044-B02/G78 | Logic 78 |  |  |  |  | Energy sensor | G78 |  |  |  | MC044 | Faraday Building |  |  | 0 | 0
MC044-B02 | MC044-B02/G79 | Logic 79 |  |  |  |  | Energy sensor | G79 |  |  |  | MC044 | Faraday Building |  |  | 0 | 0
MC044-B02 | MC044-B02/G8 | Logic 8 |  |  |  |  | Energy sensor | G8 |  |  |  | MC044 | Faraday Building |  |  | 0 | 0
MC044-B02 | MC044-B02/G80 | Logic 80 |  |  |  |  | Energy sensor | G80 |  |  |  | MC044 | Faraday Building |  |  | 0 | 0
MC044-B02 | MC044-B02/G81 | Logic 81 |  |  |  |  | Energy sensor | G81 |  |  |  | MC044 | Faraday Building |  |  | 0 | 0
MC044-B02 | MC044-B02/G82 | Logic 82 |  |  |  |  | Energy sensor | G82 |  |  |  | MC044 | Faraday Building |  |  | 0 | 0
MC044-B02 | MC044-B02/G83 | Logic 83 |  |  |  |  | Energy sensor | G83 |  |  |  | MC044 | Faraday Building |  |  | 0 | 0
MC044-B02 | MC044-B02/G84 | Logic 84 |  |  |  |  | Energy sensor | G84 |  |  |  | MC044 | Faraday Building |  |  | 0 | 0
MC044-B02 | MC044-B02/G85 | Logic 85 |  |  |  |  | Energy sensor | G85 |  |  |  | MC044 | Faraday Building |  |  | 0 | 0
MC044-B02 | MC044-B02/G86 | Logic 86 |  |  |  |  | Energy sensor | G86 |  |  |  | MC044 | Faraday Building |  |  | 0 | 0
MC044-B02 | MC044-B02/G87 | Logic 87 |  |  |  |  | Energy sensor | G87 |  |  |  | MC044 | Faraday Building |  |  | 0 | 0
MC044-B02 | MC044-B02/G88 | Logic 88 |  |  |  |  | Energy sensor | G88 |  |  |  | MC044 | Faraday Building |  |  | 0 | 0
MC044-B02 | MC044-B02/G89 | Gen HWS Cylinder En |  |  |  |  | Energy sensor | G89 |  |  |  | MC044 | Faraday Building |  |  | 0 | 0
MC044-B02 | MC044-B02/G9 | CT Pumps |  |  |  |  | Energy sensor | G9 |  |  |  | MC044 | Faraday Building |  |  | 0 | 0
MC044-B02 | MC044-B02/G90 | Gen HWS Dmd |  |  |  |  | Energy sensor | G90 |  |  |  | MC044 | Faraday Building |  |  | 0 | 0
MC044-B02 | MC044-B02/G91 | Gen HWS Pasterization |  |  |  |  | Energy sensor | G91 |  |  |  | MC044 | Faraday Building |  |  | 0 | 0
MC044-B02 | MC044-B02/G92 | Logic 92 |  |  |  |  | Energy sensor | G92 |  |  |  | MC044 | Faraday Building |  |  | 0 | 0
MC044-B02 | MC044-B02/G93 | Logic 93 |  |  |  |  | Energy sensor | G93 |  |  |  | MC044 | Faraday Building |  |  | 0 | 0
MC044-B02 | MC044-B02/G94 | Gen HWS Alarm |  |  |  |  | Energy sensor | G94 |  |  |  | MC044 | Faraday Building |  |  | 0 | 0
MC044-B02 | MC044-B02/G95 | Logic 95 |  |  |  |  | Energy sensor | G95 |  |  |  | MC044 | Faraday Building |  |  | 0 | 0
MC044-B02 | MC044-B02/G96 | Logic 96 |  |  |  |  | Energy sensor | G96 |  |  |  | MC044 | Faraday Building |  |  | 0 | 0
MC044-B02 | MC044-B02/G97 | Logic 97 |  |  |  |  | Energy sensor | G97 |  |  |  | MC044 | Faraday Building |  |  | 0 | 0
MC044-B02 | MC044-B02/G98 | Logic 98 |  |  |  |  | Energy sensor | G98 |  |  |  | MC044 | Faraday Building |  |  | 0 | 0
MC044-B02 | MC044-B02/G99 | Gen HWS Interlock |  |  |  |  | Energy sensor | G99 |  |  |  | MC044 | Faraday Building |  |  | 0 | 0
MC044-B02 | MC044-B02/i1 | Module 1 |  |  |  |  | Energy sensor | i1 |  |  |  | MC044 | Faraday Building |  |  | 0 | 0
MC044-B02 | MC044-B02/I1 | Door Interlock Shut |  |  |  |  | Energy sensor | I1 |  |  |  | MC044 | Faraday Building |  |  | 0 | 0
MC044-B02 | MC044-B02/I10 | LO Press OFF Delay |  |  |  |  | Energy sensor | I10 |  |  |  | MC044 | Faraday Building |  |  | 0 | 0
MC044-B02 | MC044-B02/I11 | CT Pumps P3-P4 AUTO |  |  |  |  | Energy sensor | I11 |  |  |  | MC044 | Faraday Building |  |  | 0 | 0
MC044-B02 | MC044-B02/I12 | CT Pump P3 Run |  |  |  |  | Energy sensor | I12 |  |  |  | MC044 | Faraday Building |  |  | 0 | 0
MC044-B02 | MC044-B02/I13 | CT Pump P3 Fault |  |  |  |  | Energy sensor | I13 |  |  |  | MC044 | Faraday Building |  |  | 0 | 0
MC044-B02 | MC044-B02/I14 | CT Pump P3 Flow |  |  |  |  | Energy sensor | I14 |  |  |  | MC044 | Faraday Building |  |  | 0 | 0
MC044-B02 | MC044-B02/I15 | CT Pump P4 Run |  |  |  |  | Energy sensor | I15 |  |  |  | MC044 | Faraday Building |  |  | 0 | 0
MC044-B02 | MC044-B02/I16 | CT Pump P4 Fault |  |  |  |  | Energy sensor | I16 |  |  |  | MC044 | Faraday Building |  |  | 0 | 0
MC044-B02 | MC044-B02/I17 | CT Pump P4 Flow |  |  |  |  | Energy sensor | I17 |  |  |  | MC044 | Faraday Building |  |  | 0 | 0
MC044-B02 | MC044-B02/I18 | VT Pumps P5-P6 AUTO |  |  |  |  | Energy sensor | I18 |  |  |  | MC044 | Faraday Building |  |  | 0 | 0
MC044-B02 | MC044-B02/I19 | VT Pump P5 Run |  |  |  |  | Energy sensor | I19 |  |  |  | MC044 | Faraday Building |  |  | 0 | 0
MC044-B02 | MC044-B02/I2 | Fire alarm active |  |  | 0 = Off, 1 = On |  | Energy sensor | I2 |  |  |  | MC044 | Faraday Building |  |  | 0 | 0
MC044-B02 | MC044-B02/i2 | Module 2 |  |  |  |  | Energy sensor | i2 |  |  |  | MC044 | Faraday Building |  |  | 0 | 0
MC044-B02 | MC044-B02/I20 | VT Pump P5 Fault |  |  |  |  | Energy sensor | I20 |  |  |  | MC044 | Faraday Building |  |  | 0 | 0
MC044-B02 | MC044-B02/I21 | VT Pump P5 Flow |  |  |  |  | Energy sensor | I21 |  |  |  | MC044 | Faraday Building |  |  | 0 | 0
MC044-B02 | MC044-B02/I22 | VT Pump P6 Run |  |  |  |  | Energy sensor | I22 |  |  |  | MC044 | Faraday Building |  |  | 0 | 0
MC044-B02 | MC044-B02/I23 | VT Pump P6 Fault |  |  |  |  | Energy sensor | I23 |  |  |  | MC044 | Faraday Building |  |  | 0 | 0
MC044-B02 | MC044-B02/I24 | VT Pump P6 Flow |  |  |  |  | Energy sensor | I24 |  |  |  | MC044 | Faraday Building |  |  | 0 | 0
MC044-B02 | MC044-B02/I25 | Lab HWS DeStrat Pump AUTO |  |  |  |  | Energy sensor | I25 |  |  |  | MC044 | Faraday Building |  |  | 0 | 0
MC044-B02 | MC044-B02/I26 | Lab HWS DeStrat Pump Run |  |  |  |  | Energy sensor | I26 |  |  |  | MC044 | Faraday Building |  |  | 0 | 0
MC044-B02 | MC044-B02/I27 | Lab HWS DeStrat Pump Fault |  |  |  |  | Energy sensor | I27 |  |  |  | MC044 | Faraday Building |  |  | 0 | 0
MC044-B02 | MC044-B02/I28 | Lab HWS Circ Pump AUTO |  |  |  |  | Energy sensor | I28 |  |  |  | MC044 | Faraday Building |  |  | 0 | 0
MC044-B02 | MC044-B02/I29 | AC Fault |  |  |  |  | Energy sensor | I29 |  |  |  | MC044 | Faraday Building |  |  | 0 | 0
MC044-B02 | MC044-B02/I3 | Emergency Stop |  |  |  |  | Energy sensor | I3 |  |  |  | MC044 | Faraday Building |  |  | 0 | 0
MC044-B02 | MC044-B02/i3 | Module 3 |  |  |  |  | Energy sensor | i3 |  |  |  | MC044 | Faraday Building |  |  | 0 | 0
MC044-B02 | MC044-B02/I30 | Lab HWS Circ Pump Fault |  |  |  |  | Energy sensor | I30 |  |  |  | MC044 | Faraday Building |  |  | 0 | 0
MC044-B02 | MC044-B02/I31 | Lab HWS Flow HI Limit |  |  |  |  | Energy sensor | I31 |  |  |  | MC044 | Faraday Building |  |  | 0 | 0
MC044-B02 | MC044-B02/I32 | Lab HWS Valve Open |  |  |  |  | Energy sensor | I32 |  |  |  | MC044 | Faraday Building |  |  | 0 | 0
MC044-B02 | MC044-B02/I33 | Lab HWS Imm Htr AUTO |  |  |  |  | Energy sensor | I33 |  |  |  | MC044 | Faraday Building |  |  | 0 | 0
MC044-B02 | MC044-B02/I34 | Gen HWS DeStrat Pump Run |  |  |  |  | Energy sensor | I34 |  |  |  | MC044 | Faraday Building |  |  | 0 | 0
MC044-B02 | MC044-B02/I35 | Gen HWS DeStrat Pump Fault |  |  |  |  | Energy sensor | I35 |  |  |  | MC044 | Faraday Building |  |  | 0 | 0
MC044-B02 | MC044-B02/I37 | Gen HWS Circ Pump Fault |  |  |  |  | Energy sensor | I37 |  |  |  | MC044 | Faraday Building |  |  | 0 | 0
MC044-B02 | MC044-B02/I38 | Gen HWS Flow HI Limit |  |  |  |  | Energy sensor | I38 |  |  |  | MC044 | Faraday Building |  |  | 0 | 0
MC044-B02 | MC044-B02/I39 | Gen HWS Valve Open |  |  |  |  | Energy sensor | I39 |  |  |  | MC044 | Faraday Building |  |  | 0 | 0
MC044-B02 | MC044-B02/i4 | Module 4 |  |  |  |  | Energy sensor | i4 |  |  |  | MC044 | Faraday Building |  |  | 0 | 0
MC044-B02 | MC044-B02/I4 | Mains Failure |  |  |  |  | Energy sensor | I4 |  |  |  | MC044 | Faraday Building |  |  | 0 | 0
MC044-B02 | MC044-B02/I40 | Gen HWS Imm Htr AUTO |  |  |  |  | Energy sensor | I40 |  |  |  | MC044 | Faraday Building |  |  | 0 | 0
MC044-B02 | MC044-B02/I41 | Laboratory Bstr Fault |  |  |  |  | Energy sensor | I41 |  |  |  | MC044 | Faraday Building |  |  | 0 | 0
MC044-B02 | MC044-B02/I42 | Door Curtain Fault |  |  |  |  | Energy sensor | I42 |  |  |  | MC044 | Faraday Building |  |  | 0 | 0
MC044-B02 | MC044-B02/I43 | Leak Detected |  |  |  |  | Energy sensor | I43 |  |  |  | MC044 | Faraday Building |  |  | 0 | 0
MC044-B02 | MC044-B02/i5 | Module 5 |  |  |  |  | Energy sensor | i5 |  |  |  | MC044 | Faraday Building |  |  | 0 | 0
MC044-B02 | MC044-B02/I5 | Plant Reset Pb |  |  |  |  | Energy sensor | I5 |  |  |  | MC044 | Faraday Building |  |  | 0 | 0
MC044-B02 | MC044-B02/I51 | OAT Frost Active |  |  |  |  | Energy sensor | I51 |  |  |  | MC044 | Faraday Building |  |  | 0 | 0
MC044-B02 | MC044-B02/I52 | VT Frost Active |  |  |  |  | Energy sensor | I52 |  |  |  | MC044 | Faraday Building |  |  | 0 | 0
MC044-B02 | MC044-B02/I53 | VT Summer ECO Active |  |  |  |  | Energy sensor | I53 |  |  |  | MC044 | Faraday Building |  |  | 0 | 0
MC044-B02 | MC044-B02/I54 | CT Pump P3 Fail |  |  |  |  | Energy sensor | I54 |  |  |  | MC044 | Faraday Building |  |  | 0 | 0
MC044-B02 | MC044-B02/I55 | CT Pump P4 Fail |  |  |  |  | Energy sensor | I55 |  |  |  | MC044 | Faraday Building |  |  | 0 | 0
MC044-B02 | MC044-B02/I56 | VT Pump P5 Fail |  |  |  |  | Energy sensor | I56 |  |  |  | MC044 | Faraday Building |  |  | 0 | 0
MC044-B02 | MC044-B02/I57 | VT Pump P6 Fail |  |  |  |  | Energy sensor | I57 |  |  |  | MC044 | Faraday Building |  |  | 0 | 0
MC044-B02 | MC044-B02/I58 | VT Valve Fail |  |  |  |  | Energy sensor | I58 |  |  |  | MC044 | Faraday Building |  |  | 0 | 0
MC044-B02 | MC044-B02/I59 | Lab HWS DeStrat Pump Fail |  |  |  |  | Energy sensor | I59 |  |  |  | MC044 | Faraday Building |  |  | 0 | 0
MC044-B02 | MC044-B02/I6 | LTHW PU Fault |  |  |  |  | Energy sensor | I6 |  |  |  | MC044 | Faraday Building |  |  | 0 | 0
MC044-B02 | MC044-B02/i6 | Module 6 |  |  |  |  | Energy sensor | i6 |  |  |  | MC044 | Faraday Building |  |  | 0 | 0
MC044-B02 | MC044-B02/I60 | Lab HWS Circ Pump Fail |  |  |  |  | Energy sensor | I60 |  |  |  | MC044 | Faraday Building |  |  | 0 | 0
MC044-B02 | MC044-B02/I61 | Gen HWS DeStrat Pump Fail |  |  |  |  | Energy sensor | I61 |  |  |  | MC044 | Faraday Building |  |  | 0 | 0
MC044-B02 | MC044-B02/I62 | Gen HWS Circ Pump Fail |  |  |  |  | Energy sensor | I62 |  |  |  | MC044 | Faraday Building |  |  | 0 | 0
MC044-B02 | MC044-B02/I63 | Lab HWS Imm Htr Run Alarm |  |  |  |  | Energy sensor | I63 |  |  |  | MC044 | Faraday Building |  |  | 0 | 0
MC044-B02 | MC044-B02/I64 | Gen HWS Imm Htr Run Alarm |  |  |  |  | Energy sensor | I64 |  |  |  | MC044 | Faraday Building |  |  | 0 | 0
MC044-B02 | MC044-B02/i7 | Module 7 |  |  |  |  | Energy sensor | i7 |  |  |  | MC044 | Faraday Building |  |  | 0 | 0
MC044-B02 | MC044-B02/I7 | LTHW PU HI Press |  |  |  |  | Energy sensor | I7 |  |  |  | MC044 | Faraday Building |  |  | 0 | 0
MC044-B02 | MC044-B02/i8 | Module 8 |  |  |  |  | Energy sensor | i8 |  |  |  | MC044 | Faraday Building |  |  | 0 | 0
MC044-B02 | MC044-B02/I8 | LTHW PU LO Press |  |  |  |  | Energy sensor | I8 |  |  |  | MC044 | Faraday Building |  |  | 0 | 0
MC044-B02 | MC044-B02/I9 | HI Press OFF Delay |  |  |  |  | Energy sensor | I9 |  |  |  | MC044 | Faraday Building |  |  | 0 | 0
MC044-B02 | MC044-B02/K1 | VT OSS SP |  |  |  |  | Energy sensor | K1 |  |  |  | MC044 | Faraday Building |  |  | 0 | 0
MC044-B02 | MC044-B02/K10 | VT Min Flow At |  |  |  |  | Energy sensor | K10 |  |  |  | MC044 | Faraday Building |  |  | 0 | 0
MC044-B02 | MC044-B02/K11 | VT Max Flow SP |  |  |  |  | Energy sensor | K11 |  |  |  | MC044 | Faraday Building |  |  | 0 | 0
MC044-B02 | MC044-B02/K12 | VT Min Flow SP |  |  |  |  | Energy sensor | K12 |  |  |  | MC044 | Faraday Building |  |  | 0 | 0
MC044-B02 | MC044-B02/K13 | Lab HWS Cylinder SP |  |  |  |  | Energy sensor | K13 |  |  |  | MC044 | Faraday Building |  |  | 0 | 0
MC044-B02 | MC044-B02/K14 | Gen HWS Cylinder SP |  |  |  |  | Energy sensor | K14 |  |  |  | MC044 | Faraday Building |  |  | 0 | 0
MC044-B02 | MC044-B02/K15 | Pasterization SP |  |  |  |  | Energy sensor | K15 |  |  |  | MC044 | Faraday Building |  |  | 0 | 0
MC044-B02 | MC044-B02/K16 | Imm Htr Run Alarm Delay |  |  |  |  | Energy sensor | K16 |  |  |  | MC044 | Faraday Building |  |  | 0 | 0
MC044-B02 | MC044-B02/K17 | Door Curtain OAT Inhibit |  |  |  |  | Energy sensor | K17 |  |  |  | MC044 | Faraday Building |  |  | 0 | 0
MC044-B02 | MC044-B02/K2 | Outside air temperature frost protection |  |  |  |  | Energy sensor | K2 |  |  |  | MC044 | Faraday Building |  |  | 0 | 0
MC044-B02 | MC044-B02/K3 | VT Frost Protect |  |  |  |  | Energy sensor | K3 |  |  |  | MC044 | Faraday Building |  |  | 0 | 0
MC044-B02 | MC044-B02/K4 | VT OAT Htg Inhibit |  |  |  |  | Energy sensor | K4 |  |  |  | MC044 | Faraday Building |  |  | 0 | 0
MC044-B02 | MC044-B02/K5 | CT Pumps East DP SP |  |  |  |  | Energy sensor | K5 |  |  |  | MC044 | Faraday Building |  |  | 0 | 0
MC044-B02 | MC044-B02/K7 | VT Pumps East DP SP |  |  |  |  | Energy sensor | K7 |  |  |  | MC044 | Faraday Building |  |  | 0 | 0
MC044-B02 | MC044-B02/K9 | VT Max Flow At |  |  |  |  | Energy sensor | K9 |  |  |  | MC044 | Faraday Building |  |  | 0 | 0
MC044-B02 | MC044-B02/L1 | Loop 1 |  |  |  |  | Energy sensor | L1 |  |  |  | MC044 | Faraday Building |  |  | 0 | 0
MC044-B02 | MC044-B02/L2 | Loop 2 |  |  |  |  | Energy sensor | L2 |  |  |  | MC044 | Faraday Building |  |  | 0 | 0
MC044-B02 | MC044-B02/L3 | Loop 3 |  |  |  |  | Energy sensor | L3 |  |  |  | MC044 | Faraday Building |  |  | 0 | 0
MC044-B02 | MC044-B02/L4 | Loop 4 |  |  |  |  | Energy sensor | L4 |  |  |  | MC044 | Faraday Building |  |  | 0 | 0
MC044-B02 | MC044-B02/L5 | Variable temperature circuit valve |  |  | 0 = Closed , 1 = Open |  | Energy sensor | L5 |  |  |  | MC044 | Faraday Building |  |  | 0 | 0
MC044-B02 | MC044-B02/L6 | Lab HWS Valve |  |  |  |  | Energy sensor | L6 |  |  |  | MC044 | Faraday Building |  |  | 0 | 0
MC044-B02 | MC044-B02/L7 | Gen HWS Valve |  |  |  |  | Energy sensor | L7 |  |  |  | MC044 | Faraday Building |  |  | 0 | 0
MC044-B02 | MC044-B02/N1 | Byte 2 |  |  |  |  | Energy sensor | N1 |  |  |  | MC044 | Faraday Building |  |  | 0 | 0
MC044-B02 | MC044-B02/n1 | TREND_0C_93_A0 |  |  |  |  | Energy sensor | n1 |  |  |  | MC044 | Faraday Building |  |  | 0 | 0
MC044-B02 | MC044-B02/N2 | IC Comms 2 |  |  |  |  | Energy sensor | N2 |  |  |  | MC044 | Faraday Building |  |  | 0 | 0
MC044-B02 | MC044-B02/n3 | BACnet IP |  |  |  |  | Energy sensor | n3 |  |  |  | MC044 | Faraday Building |  |  | 0 | 0
MC044-B02 | MC044-B02/N3 | IC Comms 3 |  |  |  |  | Energy sensor | N3 |  |  |  | MC044 | Faraday Building |  |  | 0 | 0
MC044-B02 | MC044-B02/n6 | BACnet Application |  |  |  |  | Energy sensor | n6 |  |  |  | MC044 | Faraday Building |  |  | 0 | 0
MC044-B02 | MC044-B02/o1 | Alarm Route 1 |  |  |  |  | Energy sensor | o1 |  |  |  | MC044 | Faraday Building |  |  | 0 | 0
MC044-B02 | MC044-B02/O2 | VT System 102 |  |  |  |  | Energy sensor | O2 |  |  |  | MC044 | Faraday Building |  |  | 0 | 0
MC044-B02 | MC044-B02/o2 | Alarm Route 2 |  |  |  |  | Energy sensor | o2 |  |  |  | MC044 | Faraday Building |  |  | 0 | 0
MC044-B02 | MC044-B02/o3 | Alarm Route 3 |  |  |  |  | Energy sensor | o3 |  |  |  | MC044 | Faraday Building |  |  | 0 | 0
MC044-B02 | MC044-B02/P1 | Variable temperature circuit valve |  |  | 0 = Closed , 1 = Open |  | Energy sensor | P1 |  |  |  | MC044 | Faraday Building |  |  | 0 | 0
MC044-B02 | MC044-B02/P10 | VT Pump P5 Dmd |  |  |  |  | Energy sensor | P10 |  |  |  | MC044 | Faraday Building |  |  | 0 | 0
MC044-B02 | MC044-B02/P11 | VT Pump P6 Dmd |  |  |  |  | Energy sensor | P11 |  |  |  | MC044 | Faraday Building |  |  | 0 | 0
MC044-B02 | MC044-B02/P12 | VT Space Temp |  |  | Degrees Celsius |  | Energy sensor | P12 |  |  |  | MC044 | Faraday Building |  |  | 0 | 0
MC044-B02 | MC044-B02/P13 | VT Valve Position |  |  |  |  | Energy sensor | P13 |  |  |  | MC044 | Faraday Building |  |  | 0 | 0
MC044-B02 | MC044-B02/P14 | Lab HWS Cylinder Temp |  |  | Degrees Celsius |  | Energy sensor | P14 |  |  |  | MC044 | Faraday Building |  |  | 0 | 0
MC044-B02 | MC044-B02/P15 | Lab HWS Flow Temp |  |  | Degrees Celsius |  | Energy sensor | P15 |  |  |  | MC044 | Faraday Building |  |  | 0 | 0
MC044-B02 | MC044-B02/P16 | Lab HWS Retn Temp |  |  | Degrees Celsius |  | Energy sensor | P16 |  |  |  | MC044 | Faraday Building |  |  | 0 | 0
MC044-B02 | MC044-B02/P17 | Gen HWS Cylinder Temp |  |  | Degrees Celsius |  | Energy sensor | P17 |  |  |  | MC044 | Faraday Building |  |  | 0 | 0
MC044-B02 | MC044-B02/P18 | Gen HWS Flow Temp |  |  | Degrees Celsius |  | Energy sensor | P18 |  |  |  | MC044 | Faraday Building |  |  | 0 | 0
MC044-B02 | MC044-B02/P19 | Gen HWS Retn Temp |  |  | Degrees Celsius |  | Energy sensor | P19 |  |  |  | MC044 | Faraday Building |  |  | 0 | 0
MC044-B02 | MC044-B02/P2 | CT Pump P3 Dmd |  |  |  |  | Energy sensor | P2 |  |  |  | MC044 | Faraday Building |  |  | 0 | 0
MC044-B02 | MC044-B02/P20 | HWS-CWS Temp 5 |  |  | Degrees Celsius |  | Energy sensor | P20 |  |  |  | MC044 | Faraday Building |  |  | 0 | 0
MC044-B02 | MC044-B02/P21 | HWS-CWS Temp 6 |  |  | Degrees Celsius |  | Energy sensor | P21 |  |  |  | MC044 | Faraday Building |  |  | 0 | 0
MC044-B02 | MC044-B02/P22 | HWS-CWS Temp 7 |  |  | Degrees Celsius |  | Energy sensor | P22 |  |  |  | MC044 | Faraday Building |  |  | 0 | 0
MC044-B02 | MC044-B02/P23 | HWS-CWS Temp 8 |  |  | Degrees Celsius |  | Energy sensor | P23 |  |  |  | MC044 | Faraday Building |  |  | 0 | 0
MC044-B02 | MC044-B02/P24 | HWS-CWS Temp 9 |  |  | Degrees Celsius |  | Energy sensor | P24 |  |  |  | MC044 | Faraday Building |  |  | 0 | 0
MC044-B02 | MC044-B02/P25 | HWS-CWS Temp 10 |  |  | Degrees Celsius |  | Energy sensor | P25 |  |  |  | MC044 | Faraday Building |  |  | 0 | 0
MC044-B02 | MC044-B02/P26 | Gen HWS Valve |  |  |  |  | Energy sensor | P26 |  |  |  | MC044 | Faraday Building |  |  | 0 | 0
MC044-B02 | MC044-B02/P27 | Lab HWS Valve |  |  |  |  | Energy sensor | P27 |  |  |  | MC044 | Faraday Building |  |  | 0 | 0
MC044-B02 | MC044-B02/P3 | CT Pump P4 Dmd |  |  |  |  | Energy sensor | P3 |  |  |  | MC044 | Faraday Building |  |  | 0 | 0
MC044-B02 | MC044-B02/P34 | Calculated variable temperature circuit flow setpoint |  |  |  |  | Energy sensor | P34 |  |  |  | MC044 | Faraday Building |  |  | 0 | 0
MC044-B02 | MC044-B02/P35 | Lab HWS Pasterization Log |  |  |  |  | Energy sensor | P35 |  |  |  | MC044 | Faraday Building |  |  | 0 | 0
MC044-B02 | MC044-B02/P4 | Constant temperature circuit flow temperature |  |  | Degrees Celsius |  | Energy sensor | P4 |  |  |  | MC044 | Faraday Building |  |  | 0 | 0
MC044-B02 | MC044-B02/P5 | CT Return Temp |  |  | Degrees Celsius |  | Energy sensor | P5 |  |  |  | MC044 | Faraday Building |  |  | 0 | 0
MC044-B02 | MC044-B02/P6 | CT Pumps East DP Press |  |  |  |  | Energy sensor | P6 |  |  |  | MC044 | Faraday Building |  |  | 0 | 0
MC044-B02 | MC044-B02/P7 | CT Pumps West DP Press |  |  |  |  | Energy sensor | P7 |  |  |  | MC044 | Faraday Building |  |  | 0 | 0
MC044-B02 | MC044-B02/P8 | Variable temperature circuit flow temperature |  |  | Degrees Celsius |  | Energy sensor | P8 |  |  |  | MC044 | Faraday Building |  |  | 0 | 0
MC044-B02 | MC044-B02/P9 | VT Return Temp |  |  | Degrees Celsius |  | Energy sensor | P9 |  |  |  | MC044 | Faraday Building |  |  | 0 | 0
MC044-B02 | MC044-B02/Q1 | Sequence Table 1 |  |  |  |  | Energy sensor | Q1 |  |  |  | MC044 | Faraday Building |  |  | 0 | 0
MC044-B02 | MC044-B02/S1 | Variable temperature circuit valve |  |  | 0 = Closed , 1 = Open |  | Energy sensor | S1 |  |  |  | MC044 | Faraday Building |  |  | 0 | 0
MC044-B02 | MC044-B02/S10 | VT Pump P5 Dmd |  |  |  |  | Energy sensor | S10 |  |  |  | MC044 | Faraday Building |  |  | 0 | 0
MC044-B02 | MC044-B02/S11 | VT Pump P6 Dmd |  |  |  |  | Energy sensor | S11 |  |  |  | MC044 | Faraday Building |  |  | 0 | 0
MC044-B02 | MC044-B02/S12 | VT Space Temp |  |  | Degrees Celsius |  | Energy sensor | S12 |  |  |  | MC044 | Faraday Building |  |  | 0 | 0
MC044-B02 | MC044-B02/S13 | VT Valve Position |  |  |  |  | Energy sensor | S13 |  |  |  | MC044 | Faraday Building |  |  | 0 | 0
MC044-B02 | MC044-B02/S14 | Lab HWS Cylinder Temp |  |  | Degrees Celsius |  | Energy sensor | S14 |  |  |  | MC044 | Faraday Building |  |  | 0 | 0
MC044-B02 | MC044-B02/S15 | Lab HWS Flow Temp |  |  | Degrees Celsius |  | Energy sensor | S15 |  |  |  | MC044 | Faraday Building |  |  | 0 | 0
MC044-B02 | MC044-B02/S16 | Lab HWS Retn Temp |  |  | Degrees Celsius |  | Energy sensor | S16 |  |  |  | MC044 | Faraday Building |  |  | 0 | 0
MC044-B02 | MC044-B02/S17 | Gen HWS Cylinder Temp |  |  | Degrees Celsius |  | Energy sensor | S17 |  |  |  | MC044 | Faraday Building |  |  | 0 | 0
MC044-B02 | MC044-B02/S18 | Gen HWS Flow Temp |  |  | Degrees Celsius |  | Energy sensor | S18 |  |  |  | MC044 | Faraday Building |  |  | 0 | 0
MC044-B02 | MC044-B02/S19 | Gen HWS Retn Temp |  |  | Degrees Celsius |  | Energy sensor | S19 |  |  |  | MC044 | Faraday Building |  |  | 0 | 0
MC044-B02 | MC044-B02/S2 | CT Pump P3 Dmd |  |  |  |  | Energy sensor | S2 |  |  |  | MC044 | Faraday Building |  |  | 0 | 0
MC044-B02 | MC044-B02/S20 | HWS-CWS lvl c Temp |  |  | Degrees Celsius |  | Energy sensor | S20 |  |  |  | MC044 | Faraday Building |  |  | 0 | 0
MC044-B02 | MC044-B02/S21 | HWS-CWS lvl c Temp |  |  | Degrees Celsius |  | Energy sensor | S21 |  |  |  | MC044 | Faraday Building |  |  | 0 | 0
MC044-B02 | MC044-B02/S22 | HWS-CWS lvl c Temp |  |  | Degrees Celsius |  | Energy sensor | S22 |  |  |  | MC044 | Faraday Building |  |  | 0 | 0
MC044-B02 | MC044-B02/S23 | HWS-CWS lvl c Temp |  |  | Degrees Celsius |  | Energy sensor | S23 |  |  |  | MC044 | Faraday Building |  |  | 0 | 0
MC044-B02 | MC044-B02/S24 | CWS lvl a sentry Temp |  |  | Degrees Celsius |  | Energy sensor | S24 |  |  |  | MC044 | Faraday Building |  |  | 0 | 0
MC044-B02 | MC044-B02/S25 | HWS lvl a sentry Temp |  |  | Degrees Celsius |  | Energy sensor | S25 |  |  |  | MC044 | Faraday Building |  |  | 0 | 0
MC044-B02 | MC044-B02/S26 | Gen HWS Valve |  |  |  |  | Energy sensor | S26 |  |  |  | MC044 | Faraday Building |  |  | 0 | 0
MC044-B02 | MC044-B02/S27 | Lab HWS Valve |  |  |  |  | Energy sensor | S27 |  |  |  | MC044 | Faraday Building |  |  | 0 | 0
MC044-B02 | MC044-B02/S3 | CT Pump P4 Dmd |  |  |  |  | Energy sensor | S3 |  |  |  | MC044 | Faraday Building |  |  | 0 | 0
MC044-B02 | MC044-B02/S34 | Ahu 3 Room Temp |  |  | Degrees Celsius |  | Energy sensor | S34 |  |  |  | MC044 | Faraday Building |  |  | 0 | 0
MC044-B02 | MC044-B02/S35 | Ahu 3 Temp Trim |  |  | Degrees Celsius |  | Energy sensor | S35 |  |  |  | MC044 | Faraday Building |  |  | 0 | 0
MC044-B02 | MC044-B02/S4 | Constant temperature circuit flow temperature |  |  | Degrees Celsius |  | Energy sensor | S4 |  |  |  | MC044 | Faraday Building |  |  | 0 | 0
MC044-B02 | MC044-B02/S41 | Calculated variable temperature circuit flow setpoint |  |  |  |  | Energy sensor | S41 |  |  |  | MC044 | Faraday Building |  |  | 0 | 0
MC044-B02 | MC044-B02/S42 | Lab HWS Pasterization Log |  |  |  |  | Energy sensor | S42 |  |  |  | MC044 | Faraday Building |  |  | 0 | 0
MC044-B02 | MC044-B02/S5 | CT Return Temp |  |  | Degrees Celsius |  | Energy sensor | S5 |  |  |  | MC044 | Faraday Building |  |  | 0 | 0
MC044-B02 | MC044-B02/S6 | CT Pumps East DP Press |  |  |  |  | Energy sensor | S6 |  |  |  | MC044 | Faraday Building |  |  | 0 | 0
MC044-B02 | MC044-B02/S7 | VT Pumps West DP Press |  |  |  |  | Energy sensor | S7 |  |  |  | MC044 | Faraday Building |  |  | 0 | 0
MC044-B02 | MC044-B02/S8 | Variable temperature circuit flow temperature |  |  | Degrees Celsius |  | Energy sensor | S8 |  |  |  | MC044 | Faraday Building |  |  | 0 | 0
MC044-B02 | MC044-B02/S9 | VT Return Temp |  |  | Degrees Celsius |  | Energy sensor | S9 |  |  |  | MC044 | Faraday Building |  |  | 0 | 0
MC044-B02 | MC044-B02/V1 | [5 empty] | Energy sensor | V1 |  |  |  | MC044 | Faraday Building |  |  | 0 | 0
MC044-B02 | MC044-B02/V2 | [5 empty] | Energy sensor | V2 |  |  |  | MC044 | Faraday Building |  |  | 0 | 0
MC044-B02 | MC044-B02/W1 | Summer Override |  |  |  |  | Energy sensor | W1 |  |  |  | MC044 | Faraday Building |  |  | 0 | 0
MC044-B02 | MC044-B02/W10 | Gen HWS Imm Htr Test |  |  |  |  | Energy sensor | W10 |  |  |  | MC044 | Faraday Building |  |  | 0 | 0
MC044-B02 | MC044-B02/W11 | Gen HWS Pasterization |  |  |  |  | Energy sensor | W11 |  |  |  | MC044 | Faraday Building |  |  | 0 | 0
MC044-B02 | MC044-B02/W12 | Leak Detect Beacon Reset |  |  |  |  | Energy sensor | W12 |  |  |  | MC044 | Faraday Building |  |  | 0 | 0
MC044-B02 | MC044-B02/W13 | Switch 13 |  |  |  |  | Energy sensor | W13 |  |  |  | MC044 | Faraday Building |  |  | 0 | 0
MC044-B02 | MC044-B02/W2 | Constant temperature circuit pump duty |  |  |  |  | Energy sensor | W2 |  |  |  | MC044 | Faraday Building |  |  | 0 | 0
MC044-B02 | MC044-B02/W3 | CT Pump Reset |  |  |  |  | Energy sensor | W3 |  |  |  | MC044 | Faraday Building |  |  | 0 | 0
MC044-B02 | MC044-B02/W4 | Variable flow circuit pump duty |  |  |  |  | Energy sensor | W4 |  |  |  | MC044 | Faraday Building |  |  | 0 | 0
MC044-B02 | MC044-B02/W5 | VT Pump Reset |  |  |  |  | Energy sensor | W5 |  |  |  | MC044 | Faraday Building |  |  | 0 | 0
MC044-B02 | MC044-B02/W6 | Lab HWS Cylinder Enable |  |  |  |  | Energy sensor | W6 |  |  |  | MC044 | Faraday Building |  |  | 0 | 0
MC044-B02 | MC044-B02/W7 | Lab HWS Imm Htr Test |  |  |  |  | Energy sensor | W7 |  |  |  | MC044 | Faraday Building |  |  | 0 | 0
MC044-B02 | MC044-B02/W8 | Lab HWS Pasterization |  |  |  |  | Energy sensor | W8 |  |  |  | MC044 | Faraday Building |  |  | 0 | 0
MC044-B02 | MC044-B02/W9 | Gen HWS Cylinder Enable |  |  |  |  | Energy sensor | W9 |  |  |  | MC044 | Faraday Building |  |  | 0 | 0
MC044-B02 | MC044-B02/Y1 | Outside air temperature |  |  | Degrees Celsius |  | Energy sensor | Y1 |  |  |  | MC044 | Faraday Building |  |  | 0 | 0
MC044-B02 | MC044-B02/Y10 | ValvePosResistance |  |  |  |  | Energy sensor | Y10 |  |  |  | MC044 | Faraday Building |  |  | 0 | 0
MC044-B02 | MC044-B02/Y11 | Knob TB 3deg trim |  |  |  |  | Energy sensor | Y11 |  |  |  | MC044 | Faraday Building |  |  | 0 | 0
MC044-B02 | MC044-B02/Y2 | Thermistor TBTI |  |  | Degrees Celsius |  | Energy sensor | Y2 |  |  |  | MC044 | Faraday Building |  |  | 0 | 0
MC044-B02 | MC044-B02/Y3 | Room temperature |  |  | Degrees Celsius |  | Energy sensor | Y3 |  |  |  | MC044 | Faraday Building |  |  | 0 | 0
MC044-B02 | MC044-B02/Y4 | Pressure I 0.5bar |  |  |  |  | Energy sensor | Y4 |  |  |  | MC044 | Faraday Building |  |  | 0 | 0
MC044-B02 | MC044-B02/Y5 | Pressure I 1bar |  |  |  |  | Energy sensor | Y5 |  |  |  | MC044 | Faraday Building |  |  | 0 | 0
MC044-B02 | MC044-B02/Y6 | Pressure I 2.5bar |  |  |  |  | Energy sensor | Y6 |  |  |  | MC044 | Faraday Building |  |  | 0 | 0
MC044-B02 | MC044-B02/Y7 | Pressure I 4bar |  |  |  |  | Energy sensor | Y7 |  |  |  | MC044 | Faraday Building |  |  | 0 | 0
MC044-B02 | MC044-B02/Y8 | Pressure I 6bar |  |  |  |  | Energy sensor | Y8 |  |  |  | MC044 | Faraday Building |  |  | 0 | 0
MC044-B02 | MC044-B02/Y9 | Pressure I 10bar |  |  |  |  | Energy sensor | Y9 |  |  |  | MC044 | Faraday Building |  |  | 0 | 0
MC044-B02 | MC044-B02/Z1 | CT System 101 |  |  |  |  | Energy sensor | Z1 |  |  |  | MC044 | Faraday Building |  |  | 0 | 0
MC044-B02 | MC044-B02/Z2 | VT System 102 |  |  |  |  | Energy sensor | Z2 |  |  |  | MC044 | Faraday Building |  |  | 0 | 0
MC044-B02 | MC044-B02/Z3 | Laboratory Hot Water |  |  |  |  | Energy sensor | Z3 |  |  |  | MC044 | Faraday Building |  |  | 0 | 0
MC044-B02 | MC044-B02/Z4 | Domestic Hot Water |  |  |  |  | Energy sensor | Z4 |  |  |  | MC044 | Faraday Building |  |  | 0 | 0
MC044-B02 | MC044-B02/Z5 | Pasterization |  |  |  |  | Energy sensor | Z5 |  |  |  | MC044 | Faraday Building |  |  | 0 | 0
MC044-B02 | MC044-B02/Z6 | Door Curtain |  |  |  |  | Energy sensor | Z6 |  |  |  | MC044 | Faraday Building |  |  | 0 | 0
MC044-B02 | MC044-B02/Z7 | Air Conditioning |  |  |  |  | Energy sensor | Z7 |  |  |  | MC044 | Faraday Building |  |  | 0 | 0
MC065-B02 | MC065-B02/B1 | Digital Byte 1 |  |  |  |  | Energy sensor | B1 |  |  |  | MC065 | Library |  |  | 0 | 0
MC065-B02 | MC065-B02/C1 | Virtual CNC 1 |  |  |  |  | Energy sensor | C1 |  |  |  | MC065 | Library |  |  | 0 | 0
MC065-B02 | MC065-B02/D1 | MTHW Control Valve |  |  |  |  | Energy sensor | D1 |  |  |  | MC065 | Library |  |  | 0 | 0
MC065-B02 | MC065-B02/D11 | HWS Sec Pump 2 En |  |  |  |  | Energy sensor | D11 |  |  |  | MC065 | Library |  |  | 0 | 0
MC065-B02 | MC065-B02/D12 | Imm Heater En |  |  |  |  | Energy sensor | D12 |  |  |  | MC065 | Library |  |  | 0 | 0
MC065-B02 | MC065-B02/D2 | Phe Control Valve |  |  |  |  | Energy sensor | D2 |  |  |  | MC065 | Library |  |  | 0 | 0
MC065-B02 | MC065-B02/D3 | CT Pump 1 En |  |  |  |  | Energy sensor | D3 |  |  |  | MC065 | Library |  |  | 0 | 0
MC065-B02 | MC065-B02/D4 | CT Pump 2 En |  |  |  |  | Energy sensor | D4 |  |  |  | MC065 | Library |  |  | 0 | 0
MC065-B02 | MC065-B02/D5 | VT Pump 1 En |  |  |  |  | Energy sensor | D5 |  |  |  | MC065 | Library |  |  | 0 | 0
MC065-B02 | MC065-B02/D6 | VT Pump 2 En |  |  |  |  | Energy sensor | D6 |  |  |  | MC065 | Library |  |  | 0 | 0
MC065-B02 | MC065-B02/D7 | VT Control Valve |  |  |  |  | Energy sensor | D7 |  |  |  | MC065 | Library |  |  | 0 | 0
MC065-B02 | MC065-B02/D8 | HWS Cal Circ En |  |  |  |  | Energy sensor | D8 |  |  |  | MC065 | Library |  |  | 0 | 0
MC065-B02 | MC065-B02/D9 | HWS Cal Control Valve |  |  |  |  | Energy sensor | D9 |  |  |  | MC065 | Library |  |  | 0 | 0
MC065-B02 | MC065-B02/e1 | Supervisor |  |  |  |  | Energy sensor | e1 |  |  |  | MC065 | Library |  |  | 0 | 0
MC065-B02 | MC065-B02/F1 | Function 1 |  |  |  |  | Energy sensor | F1 |  |  |  | MC065 | Library |  |  | 0 | 0
MC065-B02 | MC065-B02/F10 | Function 10 |  |  |  |  | Energy sensor | F10 |  |  |  | MC065 | Library |  |  | 0 | 0
MC065-B02 | MC065-B02/F11 | Function 11 |  |  |  |  | Energy sensor | F11 |  |  |  | MC065 | Library |  |  | 0 | 0
MC065-B02 | MC065-B02/F12 | Function 12 |  |  |  |  | Energy sensor | F12 |  |  |  | MC065 | Library |  |  | 0 | 0
MC065-B02 | MC065-B02/F13 | Function 13 |  |  |  |  | Energy sensor | F13 |  |  |  | MC065 | Library |  |  | 0 | 0
MC065-B02 | MC065-B02/F14 | Function 14 |  |  |  |  | Energy sensor | F14 |  |  |  | MC065 | Library |  |  | 0 | 0
MC065-B02 | MC065-B02/F15 | Function 15 |  |  |  |  | Energy sensor | F15 |  |  |  | MC065 | Library |  |  | 0 | 0
MC065-B02 | MC065-B02/F16 | Function 16 |  |  |  |  | Energy sensor | F16 |  |  |  | MC065 | Library |  |  | 0 | 0
MC065-B02 | MC065-B02/F17 | Function 17 |  |  |  |  | Energy sensor | F17 |  |  |  | MC065 | Library |  |  | 0 | 0
MC065-B02 | MC065-B02/F18 | Function 18 |  |  |  |  | Energy sensor | F18 |  |  |  | MC065 | Library |  |  | 0 | 0
MC065-B02 | MC065-B02/F19 | MTHW OK |  |  |  |  | Energy sensor | F19 |  |  |  | MC065 | Library |  |  | 0 | 0
MC065-B02 | MC065-B02/F2 | Function 2 |  |  |  |  | Energy sensor | F2 |  |  |  | MC065 | Library |  |  | 0 | 0
MC065-B02 | MC065-B02/F20 | Function 20 |  |  |  |  | Energy sensor | F20 |  |  |  | MC065 | Library |  |  | 0 | 0
MC065-B02 | MC065-B02/F21 | Function 21 |  |  |  |  | Energy sensor | F21 |  |  |  | MC065 | Library |  |  | 0 | 0
MC065-B02 | MC065-B02/F22 | Function 22 |  |  |  |  | Energy sensor | F22 |  |  |  | MC065 | Library |  |  | 0 | 0
MC065-B02 | MC065-B02/F23 | Function 23 |  |  |  |  | Energy sensor | F23 |  |  |  | MC065 | Library |  |  | 0 | 0
MC065-B02 | MC065-B02/F24 | Function 24 |  |  |  |  | Energy sensor | F24 |  |  |  | MC065 | Library |  |  | 0 | 0
MC065-B02 | MC065-B02/F25 | Function 25 |  |  |  |  | Energy sensor | F25 |  |  |  | MC065 | Library |  |  | 0 | 0
MC065-B02 | MC065-B02/F26 | Function 26 |  |  |  |  | Energy sensor | F26 |  |  |  | MC065 | Library |  |  | 0 | 0
MC065-B02 | MC065-B02/F27 | Function 27 |  |  |  |  | Energy sensor | F27 |  |  |  | MC065 | Library |  |  | 0 | 0
MC065-B02 | MC065-B02/F28 | Function 28 |  |  |  |  | Energy sensor | F28 |  |  |  | MC065 | Library |  |  | 0 | 0
MC065-B02 | MC065-B02/F29 | Function 29 |  |  |  |  | Energy sensor | F29 |  |  |  | MC065 | Library |  |  | 0 | 0
MC065-B02 | MC065-B02/F3 | Function 3 |  |  |  |  | Energy sensor | F3 |  |  |  | MC065 | Library |  |  | 0 | 0
MC065-B02 | MC065-B02/F30 | Function 30 |  |  |  |  | Energy sensor | F30 |  |  |  | MC065 | Library |  |  | 0 | 0
MC065-B02 | MC065-B02/F31 | Function 31 |  |  |  |  | Energy sensor | F31 |  |  |  | MC065 | Library |  |  | 0 | 0
MC065-B02 | MC065-B02/F32 | Function 32 |  |  |  |  | Energy sensor | F32 |  |  |  | MC065 | Library |  |  | 0 | 0
MC065-B02 | MC065-B02/F33 | Function 33 |  |  |  |  | Energy sensor | F33 |  |  |  | MC065 | Library |  |  | 0 | 0
MC065-B02 | MC065-B02/F34 | Function 34 |  |  |  |  | Energy sensor | F34 |  |  |  | MC065 | Library |  |  | 0 | 0
MC065-B02 | MC065-B02/F35 | Function 35 |  |  |  |  | Energy sensor | F35 |  |  |  | MC065 | Library |  |  | 0 | 0
MC065-B02 | MC065-B02/F36 | Function 36 |  |  |  |  | Energy sensor | F36 |  |  |  | MC065 | Library |  |  | 0 | 0
MC065-B02 | MC065-B02/F37 | Function 37 |  |  |  |  | Energy sensor | F37 |  |  |  | MC065 | Library |  |  | 0 | 0
MC065-B02 | MC065-B02/F38 | Function 38 |  |  |  |  | Energy sensor | F38 |  |  |  | MC065 | Library |  |  | 0 | 0
MC065-B02 | MC065-B02/F39 | Function 39 |  |  |  |  | Energy sensor | F39 |  |  |  | MC065 | Library |  |  | 0 | 0
MC065-B02 | MC065-B02/F4 | Function 4 |  |  |  |  | Energy sensor | F4 |  |  |  | MC065 | Library |  |  | 0 | 0
MC065-B02 | MC065-B02/F40 | Function 40 |  |  |  |  | Energy sensor | F40 |  |  |  | MC065 | Library |  |  | 0 | 0
MC065-B02 | MC065-B02/F41 | Function 41 |  |  |  |  | Energy sensor | F41 |  |  |  | MC065 | Library |  |  | 0 | 0
MC065-B02 | MC065-B02/F42 | Function 42 |  |  |  |  | Energy sensor | F42 |  |  |  | MC065 | Library |  |  | 0 | 0
MC065-B02 | MC065-B02/F43 | Function 43 |  |  |  |  | Energy sensor | F43 |  |  |  | MC065 | Library |  |  | 0 | 0
MC065-B02 | MC065-B02/F44 | Function 44 |  |  |  |  | Energy sensor | F44 |  |  |  | MC065 | Library |  |  | 0 | 0
MC065-B02 | MC065-B02/F45 | Function 45 |  |  |  |  | Energy sensor | F45 |  |  |  | MC065 | Library |  |  | 0 | 0
MC065-B02 | MC065-B02/F46 | Function 46 |  |  |  |  | Energy sensor | F46 |  |  |  | MC065 | Library |  |  | 0 | 0
MC065-B02 | MC065-B02/F47 | Function 47 |  |  |  |  | Energy sensor | F47 |  |  |  | MC065 | Library |  |  | 0 | 0
MC065-B02 | MC065-B02/F48 | Function 48 |  |  |  |  | Energy sensor | F48 |  |  |  | MC065 | Library |  |  | 0 | 0
MC065-B02 | MC065-B02/F49 | Function 49 |  |  |  |  | Energy sensor | F49 |  |  |  | MC065 | Library |  |  | 0 | 0
MC065-B02 | MC065-B02/F5 | VT OAT Htg Inhibit |  |  |  |  | Energy sensor | F5 |  |  |  | MC065 | Library |  |  | 0 | 0
MC065-B02 | MC065-B02/F50 | Function 50 |  |  |  |  | Energy sensor | F50 |  |  |  | MC065 | Library |  |  | 0 | 0
MC065-B02 | MC065-B02/F51 | Function 51 |  |  |  |  | Energy sensor | F51 |  |  |  | MC065 | Library |  |  | 0 | 0
MC065-B02 | MC065-B02/F52 | Function 52 |  |  |  |  | Energy sensor | F52 |  |  |  | MC065 | Library |  |  | 0 | 0
MC065-B02 | MC065-B02/F53 | Function 53 |  |  |  |  | Energy sensor | F53 |  |  |  | MC065 | Library |  |  | 0 | 0
MC065-B02 | MC065-B02/F54 | Function 54 |  |  |  |  | Energy sensor | F54 |  |  |  | MC065 | Library |  |  | 0 | 0
MC065-B02 | MC065-B02/F55 | Function 55 |  |  |  |  | Energy sensor | F55 |  |  |  | MC065 | Library |  |  | 0 | 0
MC065-B02 | MC065-B02/F56 | Function 56 |  |  |  |  | Energy sensor | F56 |  |  |  | MC065 | Library |  |  | 0 | 0
MC065-B02 | MC065-B02/F57 | Function 57 |  |  |  |  | Energy sensor | F57 |  |  |  | MC065 | Library |  |  | 0 | 0
MC065-B02 | MC065-B02/F58 | Function 58 |  |  |  |  | Energy sensor | F58 |  |  |  | MC065 | Library |  |  | 0 | 0
MC065-B02 | MC065-B02/F59 | Function 59 |  |  |  |  | Energy sensor | F59 |  |  |  | MC065 | Library |  |  | 0 | 0
MC065-B02 | MC065-B02/F6 | Function 6 |  |  |  |  | Energy sensor | F6 |  |  |  | MC065 | Library |  |  | 0 | 0
MC065-B02 | MC065-B02/F60 | Function 60 |  |  |  |  | Energy sensor | F60 |  |  |  | MC065 | Library |  |  | 0 | 0
MC065-B02 | MC065-B02/F61 | Function 61 |  |  |  |  | Energy sensor | F61 |  |  |  | MC065 | Library |  |  | 0 | 0
MC065-B02 | MC065-B02/F62 | Function 62 |  |  |  |  | Energy sensor | F62 |  |  |  | MC065 | Library |  |  | 0 | 0
MC065-B02 | MC065-B02/F63 | Function 63 |  |  |  |  | Energy sensor | F63 |  |  |  | MC065 | Library |  |  | 0 | 0
MC065-B02 | MC065-B02/F64 | Function 64 |  |  |  |  | Energy sensor | F64 |  |  |  | MC065 | Library |  |  | 0 | 0
MC065-B02 | MC065-B02/F65 | Function 65 |  |  |  |  | Energy sensor | F65 |  |  |  | MC065 | Library |  |  | 0 | 0
MC065-B02 | MC065-B02/F7 | AHU LO OAT HoldOff |  |  |  |  | Energy sensor | F7 |  |  |  | MC065 | Library |  |  | 0 | 0
MC065-B02 | MC065-B02/F8 | Function 8 |  |  |  |  | Energy sensor | F8 |  |  |  | MC065 | Library |  |  | 0 | 0
MC065-B02 | MC065-B02/F9 | AHU LO LPHW HoldOff |  |  |  |  | Energy sensor | F9 |  |  |  | MC065 | Library |  |  | 0 | 0
MC065-B02 | MC065-B02/G1 | OAT Frost |  |  |  |  | Energy sensor | G1 |  |  |  | MC065 | Library |  |  | 0 | 0
MC065-B02 | MC065-B02/G10 | Logic 10 |  |  |  |  | Energy sensor | G10 |  |  |  | MC065 | Library |  |  | 0 | 0
MC065-B02 | MC065-B02/G11 | Logic 11 |  |  |  |  | Energy sensor | G11 |  |  |  | MC065 | Library |  |  | 0 | 0
MC065-B02 | MC065-B02/G12 | Logic 12 |  |  |  |  | Energy sensor | G12 |  |  |  | MC065 | Library |  |  | 0 | 0
MC065-B02 | MC065-B02/G13 | Logic 13 |  |  |  |  | Energy sensor | G13 |  |  |  | MC065 | Library |  |  | 0 | 0
MC065-B02 | MC065-B02/G14 | Logic 14 |  |  |  |  | Energy sensor | G14 |  |  |  | MC065 | Library |  |  | 0 | 0
MC065-B02 | MC065-B02/G15 | Logic 15 |  |  |  |  | Energy sensor | G15 |  |  |  | MC065 | Library |  |  | 0 | 0
MC065-B02 | MC065-B02/G16 | Logic 16 |  |  |  |  | Energy sensor | G16 |  |  |  | MC065 | Library |  |  | 0 | 0
MC065-B02 | MC065-B02/G17 | Logic 17 |  |  |  |  | Energy sensor | G17 |  |  |  | MC065 | Library |  |  | 0 | 0
MC065-B02 | MC065-B02/G18 | CT Dmd |  |  |  |  | Energy sensor | G18 |  |  |  | MC065 | Library |  |  | 0 | 0
MC065-B02 | MC065-B02/G19 | Htg Plant Alarm |  |  |  |  | Energy sensor | G19 |  |  |  | MC065 | Library |  |  | 0 | 0
MC065-B02 | MC065-B02/G2 | Water frost |  |  |  |  | Energy sensor | G2 |  |  |  | MC065 | Library |  |  | 0 | 0
MC065-B02 | MC065-B02/G20 | Logic 20 |  |  |  |  | Energy sensor | G20 |  |  |  | MC065 | Library |  |  | 0 | 0
MC065-B02 | MC065-B02/G21 | Logic 21 |  |  |  |  | Energy sensor | G21 |  |  |  | MC065 | Library |  |  | 0 | 0
MC065-B02 | MC065-B02/G22 | CT Pumps |  |  |  |  | Energy sensor | G22 |  |  |  | MC065 | Library |  |  | 0 | 0
MC065-B02 | MC065-B02/G23 | Logic 23 |  |  |  |  | Energy sensor | G23 |  |  |  | MC065 | Library |  |  | 0 | 0
MC065-B02 | MC065-B02/G24 | Logic 24 |  |  |  |  | Energy sensor | G24 |  |  |  | MC065 | Library |  |  | 0 | 0
MC065-B02 | MC065-B02/G25 | CT Pump Reset |  |  |  |  | Energy sensor | G25 |  |  |  | MC065 | Library |  |  | 0 | 0
MC065-B02 | MC065-B02/G26 | Logic 26 |  |  |  |  | Energy sensor | G26 |  |  |  | MC065 | Library |  |  | 0 | 0
MC065-B02 | MC065-B02/G27 | Logic 27 |  |  |  |  | Energy sensor | G27 |  |  |  | MC065 | Library |  |  | 0 | 0
MC065-B02 | MC065-B02/G28 | Logic 28 |  |  |  |  | Energy sensor | G28 |  |  |  | MC065 | Library |  |  | 0 | 0
MC065-B02 | MC065-B02/G29 | Logic 29 |  |  |  |  | Energy sensor | G29 |  |  |  | MC065 | Library |  |  | 0 | 0
MC065-B02 | MC065-B02/G3 | VT Summer ECO |  |  |  |  | Energy sensor | G3 |  |  |  | MC065 | Library |  |  | 0 | 0
MC065-B02 | MC065-B02/G30 | Constant temperature circuit pump duty |  |  |  |  | Energy sensor | G30 |  |  |  | MC065 | Library |  |  | 0 | 0
MC065-B02 | MC065-B02/G31 | Logic 31 |  |  |  |  | Energy sensor | G31 |  |  |  | MC065 | Library |  |  | 0 | 0
MC065-B02 | MC065-B02/G32 | Logic 32 |  |  |  |  | Energy sensor | G32 |  |  |  | MC065 | Library |  |  | 0 | 0
MC065-B02 | MC065-B02/G33 | Logic 33 |  |  |  |  | Energy sensor | G33 |  |  |  | MC065 | Library |  |  | 0 | 0
MC065-B02 | MC065-B02/G34 | Logic 34 |  |  |  |  | Energy sensor | G34 |  |  |  | MC065 | Library |  |  | 0 | 0
MC065-B02 | MC065-B02/G35 | Logic 35 |  |  |  |  | Energy sensor | G35 |  |  |  | MC065 | Library |  |  | 0 | 0
MC065-B02 | MC065-B02/G36 | Logic 36 |  |  |  |  | Energy sensor | G36 |  |  |  | MC065 | Library |  |  | 0 | 0
MC065-B02 | MC065-B02/G37 | Logic 37 |  |  |  |  | Energy sensor | G37 |  |  |  | MC065 | Library |  |  | 0 | 0
MC065-B02 | MC065-B02/G38 | Logic 38 |  |  |  |  | Energy sensor | G38 |  |  |  | MC065 | Library |  |  | 0 | 0
MC065-B02 | MC065-B02/G39 | Logic 39 |  |  |  |  | Energy sensor | G39 |  |  |  | MC065 | Library |  |  | 0 | 0
MC065-B02 | MC065-B02/G4 | AHU HoldOff |  |  |  |  | Energy sensor | G4 |  |  |  | MC065 | Library |  |  | 0 | 0
MC065-B02 | MC065-B02/G40 | VT Pumps |  |  |  |  | Energy sensor | G40 |  |  |  | MC065 | Library |  |  | 0 | 0
MC065-B02 | MC065-B02/G41 | Logic 41 |  |  |  |  | Energy sensor | G41 |  |  |  | MC065 | Library |  |  | 0 | 0
MC065-B02 | MC065-B02/G42 | Logic 42 |  |  |  |  | Energy sensor | G42 |  |  |  | MC065 | Library |  |  | 0 | 0
MC065-B02 | MC065-B02/G43 | VT Pump Reset |  |  |  |  | Energy sensor | G43 |  |  |  | MC065 | Library |  |  | 0 | 0
MC065-B02 | MC065-B02/G44 | Logic 44 |  |  |  |  | Energy sensor | G44 |  |  |  | MC065 | Library |  |  | 0 | 0
MC065-B02 | MC065-B02/G45 | Logic 45 |  |  |  |  | Energy sensor | G45 |  |  |  | MC065 | Library |  |  | 0 | 0
MC065-B02 | MC065-B02/G46 | Logic 46 |  |  |  |  | Energy sensor | G46 |  |  |  | MC065 | Library |  |  | 0 | 0
MC065-B02 | MC065-B02/G47 | Logic 47 |  |  |  |  | Energy sensor | G47 |  |  |  | MC065 | Library |  |  | 0 | 0
MC065-B02 | MC065-B02/G48 | Variable flow circuit pump duty |  |  |  |  | Energy sensor | G48 |  |  |  | MC065 | Library |  |  | 0 | 0
MC065-B02 | MC065-B02/G49 | Logic 49 |  |  |  |  | Energy sensor | G49 |  |  |  | MC065 | Library |  |  | 0 | 0
MC065-B02 | MC065-B02/G5 | Logic 5 |  |  |  |  | Energy sensor | G5 |  |  |  | MC065 | Library |  |  | 0 | 0
MC065-B02 | MC065-B02/G50 | Logic 50 |  |  |  |  | Energy sensor | G50 |  |  |  | MC065 | Library |  |  | 0 | 0
MC065-B02 | MC065-B02/G51 | Logic 51 |  |  |  |  | Energy sensor | G51 |  |  |  | MC065 | Library |  |  | 0 | 0
MC065-B02 | MC065-B02/G52 | Logic 52 |  |  |  |  | Energy sensor | G52 |  |  |  | MC065 | Library |  |  | 0 | 0
MC065-B02 | MC065-B02/G53 | Logic 53 |  |  |  |  | Energy sensor | G53 |  |  |  | MC065 | Library |  |  | 0 | 0
MC065-B02 | MC065-B02/G54 | Logic 54 |  |  |  |  | Energy sensor | G54 |  |  |  | MC065 | Library |  |  | 0 | 0
MC065-B02 | MC065-B02/G55 | Logic 55 |  |  |  |  | Energy sensor | G55 |  |  |  | MC065 | Library |  |  | 0 | 0
MC065-B02 | MC065-B02/G56 | HWS Time |  |  |  |  | Energy sensor | G56 |  |  |  | MC065 | Library |  |  | 0 | 0
MC065-B02 | MC065-B02/G57 | Logic 57 |  |  |  |  | Energy sensor | G57 |  |  |  | MC065 | Library |  |  | 0 | 0
MC065-B02 | MC065-B02/G58 | HWS Pump En |  |  |  |  | Energy sensor | G58 |  |  |  | MC065 | Library |  |  | 0 | 0
MC065-B02 | MC065-B02/G59 | Logic 59 |  |  |  |  | Energy sensor | G59 |  |  |  | MC065 | Library |  |  | 0 | 0
MC065-B02 | MC065-B02/G6 | Logic 6 |  |  |  |  | Energy sensor | G6 |  |  |  | MC065 | Library |  |  | 0 | 0
MC065-B02 | MC065-B02/G60 | Logic 60 |  |  |  |  | Energy sensor | G60 |  |  |  | MC065 | Library |  |  | 0 | 0
MC065-B02 | MC065-B02/G61 | Logic 61 |  |  |  |  | Energy sensor | G61 |  |  |  | MC065 | Library |  |  | 0 | 0
MC065-B02 | MC065-B02/G62 | Logic 62 |  |  |  |  | Energy sensor | G62 |  |  |  | MC065 | Library |  |  | 0 | 0
MC065-B02 | MC065-B02/G63 | Imm Htr En |  |  |  |  | Energy sensor | G63 |  |  |  | MC065 | Library |  |  | 0 | 0
MC065-B02 | MC065-B02/G64 | Logic 64 |  |  |  |  | Energy sensor | G64 |  |  |  | MC065 | Library |  |  | 0 | 0
MC065-B02 | MC065-B02/G65 | Cal Pump Time |  |  |  |  | Energy sensor | G65 |  |  |  | MC065 | Library |  |  | 0 | 0
MC065-B02 | MC065-B02/G66 | Logic 66 |  |  |  |  | Energy sensor | G66 |  |  |  | MC065 | Library |  |  | 0 | 0
MC065-B02 | MC065-B02/G67 | Logic 67 |  |  |  |  | Energy sensor | G67 |  |  |  | MC065 | Library |  |  | 0 | 0
MC065-B02 | MC065-B02/G68 | Logic 68 |  |  |  |  | Energy sensor | G68 |  |  |  | MC065 | Library |  |  | 0 | 0
MC065-B02 | MC065-B02/G69 | Logic 69 |  |  |  |  | Energy sensor | G69 |  |  |  | MC065 | Library |  |  | 0 | 0
MC065-B02 | MC065-B02/G7 | Logic 7 |  |  |  |  | Energy sensor | G7 |  |  |  | MC065 | Library |  |  | 0 | 0
MC065-B02 | MC065-B02/G70 | Logic 70 |  |  |  |  | Energy sensor | G70 |  |  |  | MC065 | Library |  |  | 0 | 0
MC065-B02 | MC065-B02/G71 | Logic 71 |  |  |  |  | Energy sensor | G71 |  |  |  | MC065 | Library |  |  | 0 | 0
MC065-B02 | MC065-B02/G72 | Logic 72 |  |  |  |  | Energy sensor | G72 |  |  |  | MC065 | Library |  |  | 0 | 0
MC065-B02 | MC065-B02/G73 | Logic 73 |  |  |  |  | Energy sensor | G73 |  |  |  | MC065 | Library |  |  | 0 | 0
MC065-B02 | MC065-B02/G74 | Logic 74 |  |  |  |  | Energy sensor | G74 |  |  |  | MC065 | Library |  |  | 0 | 0
MC065-B02 | MC065-B02/G75 | Logic 75 |  |  |  |  | Energy sensor | G75 |  |  |  | MC065 | Library |  |  | 0 | 0
MC065-B02 | MC065-B02/G76 | Logic 76 |  |  |  |  | Energy sensor | G76 |  |  |  | MC065 | Library |  |  | 0 | 0
MC065-B02 | MC065-B02/G77 | Logic 77 |  |  |  |  | Energy sensor | G77 |  |  |  | MC065 | Library |  |  | 0 | 0
MC065-B02 | MC065-B02/G78 | Logic 78 |  |  |  |  | Energy sensor | G78 |  |  |  | MC065 | Library |  |  | 0 | 0
MC065-B02 | MC065-B02/G79 | Logic 79 |  |  |  |  | Energy sensor | G79 |  |  |  | MC065 | Library |  |  | 0 | 0
MC065-B02 | MC065-B02/G8 | Logic 8 |  |  |  |  | Energy sensor | G8 |  |  |  | MC065 | Library |  |  | 0 | 0
MC065-B02 | MC065-B02/G80 | Logic 80 |  |  |  |  | Energy sensor | G80 |  |  |  | MC065 | Library |  |  | 0 | 0
MC065-B02 | MC065-B02/G81 | Logic 81 |  |  |  |  | Energy sensor | G81 |  |  |  | MC065 | Library |  |  | 0 | 0
MC065-B02 | MC065-B02/G82 | Logic 82 |  |  |  |  | Energy sensor | G82 |  |  |  | MC065 | Library |  |  | 0 | 0
MC065-B02 | MC065-B02/G83 | Logic 83 |  |  |  |  | Energy sensor | G83 |  |  |  | MC065 | Library |  |  | 0 | 0
MC065-B02 | MC065-B02/G84 | Logic 84 |  |  |  |  | Energy sensor | G84 |  |  |  | MC065 | Library |  |  | 0 | 0
MC065-B02 | MC065-B02/G85 | Logic 85 |  |  |  |  | Energy sensor | G85 |  |  |  | MC065 | Library |  |  | 0 | 0
MC065-B02 | MC065-B02/G86 | Logic 86 |  |  |  |  | Energy sensor | G86 |  |  |  | MC065 | Library |  |  | 0 | 0
MC065-B02 | MC065-B02/G87 | Logic 87 |  |  |  |  | Energy sensor | G87 |  |  |  | MC065 | Library |  |  | 0 | 0
MC065-B02 | MC065-B02/G88 | Logic 88 |  |  |  |  | Energy sensor | G88 |  |  |  | MC065 | Library |  |  | 0 | 0
MC065-B02 | MC065-B02/G89 | Logic 89 |  |  |  |  | Energy sensor | G89 |  |  |  | MC065 | Library |  |  | 0 | 0
MC065-B02 | MC065-B02/G9 | VT Time |  |  |  |  | Energy sensor | G9 |  |  |  | MC065 | Library |  |  | 0 | 0
MC065-B02 | MC065-B02/G90 | Logic 90 |  |  |  |  | Energy sensor | G90 |  |  |  | MC065 | Library |  |  | 0 | 0
MC065-B02 | MC065-B02/G91 | Domestic hot water demand |  |  |  |  | Energy sensor | G91 |  |  |  | MC065 | Library |  |  | 0 | 0
MC065-B02 | MC065-B02/G92 | Logic 92 |  |  |  |  | Energy sensor | G92 |  |  |  | MC065 | Library |  |  | 0 | 0
MC065-B02 | MC065-B02/I1 | Fire alarm active |  |  | 0 = Off, 1 = On |  | Energy sensor | I1 |  |  |  | MC065 | Library |  |  | 0 | 0
MC065-B02 | MC065-B02/i1 | Module 1 |  |  |  |  | Energy sensor | i1 |  |  |  | MC065 | Library |  |  | 0 | 0
MC065-B02 | MC065-B02/I10 | Phe High Temp Limit |  |  | Degrees Celsius |  | Energy sensor | I10 |  |  |  | MC065 | Library |  |  | 0 | 0
MC065-B02 | MC065-B02/I11 | CT Pump 1 Flow |  |  |  |  | Energy sensor | I11 |  |  |  | MC065 | Library |  |  | 0 | 0
MC065-B02 | MC065-B02/I12 | CT Pump 2 Flow |  |  |  |  | Energy sensor | I12 |  |  |  | MC065 | Library |  |  | 0 | 0
MC065-B02 | MC065-B02/I13 | VT Pump 1 Flow |  |  |  |  | Energy sensor | I13 |  |  |  | MC065 | Library |  |  | 0 | 0
MC065-B02 | MC065-B02/I14 | VT Pump 2 Flow |  |  |  |  | Energy sensor | I14 |  |  |  | MC065 | Library |  |  | 0 | 0
MC065-B02 | MC065-B02/I15 | Calorifier Circ Pump Run |  |  |  |  | Energy sensor | I15 |  |  |  | MC065 | Library |  |  | 0 | 0
MC065-B02 | MC065-B02/I16 | HWS Sec Pump 1 Flow |  |  |  |  | Energy sensor | I16 |  |  |  | MC065 | Library |  |  | 0 | 0
MC065-B02 | MC065-B02/I17 | HWS Sec Pump 2 Flow |  |  |  |  | Energy sensor | I17 |  |  |  | MC065 | Library |  |  | 0 | 0
MC065-B02 | MC065-B02/I18 | HWS Cal High Temp Limit |  |  | Degrees Celsius |  | Energy sensor | I18 |  |  |  | MC065 | Library |  |  | 0 | 0
MC065-B02 | MC065-B02/I19 | Imm Heater HTCO |  |  |  |  | Energy sensor | I19 |  |  |  | MC065 | Library |  |  | 0 | 0
MC065-B02 | MC065-B02/i2 | Module 2 |  |  |  |  | Energy sensor | i2 |  |  |  | MC065 | Library |  |  | 0 | 0
MC065-B02 | MC065-B02/I2 | Fire Alarm OR Auto |  |  |  |  | Energy sensor | I2 |  |  |  | MC065 | Library |  |  | 0 | 0
MC065-B02 | MC065-B02/I20 | Cold Water Tank LO Lvl |  |  |  |  | Energy sensor | I20 |  |  |  | MC065 | Library |  |  | 0 | 0
MC065-B02 | MC065-B02/I21 | Cold Water Tank HI Lvl |  |  |  |  | Energy sensor | I21 |  |  |  | MC065 | Library |  |  | 0 | 0
MC065-B02 | MC065-B02/I25 | kWh Heat Meter |  |  |  |  | Energy sensor | I25 |  |  |  | MC065 | Library |  |  | 0 | 0
MC065-B02 | MC065-B02/I26 | Imm Htr kWh Meter |  |  |  |  | Energy sensor | I26 |  |  |  | MC065 | Library |  |  | 0 | 0
MC065-B02 | MC065-B02/I3 | FOR OFF |  |  |  |  | Energy sensor | I3 |  |  |  | MC065 | Library |  |  | 0 | 0
MC065-B02 | MC065-B02/i3 | Module 3 |  |  |  |  | Energy sensor | i3 |  |  |  | MC065 | Library |  |  | 0 | 0
MC065-B02 | MC065-B02/I31 | LTHW Low Temp |  |  | Degrees Celsius |  | Energy sensor | I31 |  |  |  | MC065 | Library |  |  | 0 | 0
MC065-B02 | MC065-B02/I32 | VT Summer ECO |  |  |  |  | Energy sensor | I32 |  |  |  | MC065 | Library |  |  | 0 | 0
MC065-B02 | MC065-B02/I33 | MTHW Valve Disabled |  |  |  |  | Energy sensor | I33 |  |  |  | MC065 | Library |  |  | 0 | 0
MC065-B02 | MC065-B02/I34 | PU Pressure Alarm |  |  |  |  | Energy sensor | I34 |  |  |  | MC065 | Library |  |  | 0 | 0
MC065-B02 | MC065-B02/I35 | CT Pump 1 Flow Fail |  |  |  |  | Energy sensor | I35 |  |  |  | MC065 | Library |  |  | 0 | 0
MC065-B02 | MC065-B02/I36 | CT Pump 2 Flow Fail |  |  |  |  | Energy sensor | I36 |  |  |  | MC065 | Library |  |  | 0 | 0
MC065-B02 | MC065-B02/I37 | CT Pump 1 Flow Fail |  |  |  |  | Energy sensor | I37 |  |  |  | MC065 | Library |  |  | 0 | 0
MC065-B02 | MC065-B02/I38 | CT Pump 2 Flow Fail |  |  |  |  | Energy sensor | I38 |  |  |  | MC065 | Library |  |  | 0 | 0
MC065-B02 | MC065-B02/I39 | HWS Sec Pump Fail |  |  |  |  | Energy sensor | I39 |  |  |  | MC065 | Library |  |  | 0 | 0
MC065-B02 | MC065-B02/I4 | FOR Extr Only |  |  |  |  | Energy sensor | I4 |  |  |  | MC065 | Library |  |  | 0 | 0
MC065-B02 | MC065-B02/I40 | Calorifier Circ Pump Fail |  |  |  |  | Energy sensor | I40 |  |  |  | MC065 | Library |  |  | 0 | 0
MC065-B02 | MC065-B02/I41 | LTHW Flow HI Temp |  |  | Degrees Celsius |  | Energy sensor | I41 |  |  |  | MC065 | Library |  |  | 0 | 0
MC065-B02 | MC065-B02/I42 | VT Flow HI Temp |  |  | Degrees Celsius |  | Energy sensor | I42 |  |  |  | MC065 | Library |  |  | 0 | 0
MC065-B02 | MC065-B02/I43 | HWS Calorifier HI Temp |  |  | Degrees Celsius |  | Energy sensor | I43 |  |  |  | MC065 | Library |  |  | 0 | 0
MC065-B02 | MC065-B02/I5 | PUGeneral Fault |  |  |  |  | Energy sensor | I5 |  |  |  | MC065 | Library |  |  | 0 | 0
MC065-B02 | MC065-B02/I6 | PU LO Pressure |  |  |  |  | Energy sensor | I6 |  |  |  | MC065 | Library |  |  | 0 | 0
MC065-B02 | MC065-B02/I7 | PU HI Pressure |  |  |  |  | Energy sensor | I7 |  |  |  | MC065 | Library |  |  | 0 | 0
MC065-B02 | MC065-B02/I8 | MTHW Valve Open |  |  |  |  | Energy sensor | I8 |  |  |  | MC065 | Library |  |  | 0 | 0
MC065-B02 | MC065-B02/I9 | MTHW Valve Shut |  |  |  |  | Energy sensor | I9 |  |  |  | MC065 | Library |  |  | 0 | 0
MC065-B02 | MC065-B02/K1 | OSA Frost Protect |  |  |  |  | Energy sensor | K1 |  |  |  | MC065 | Library |  |  | 0 | 0
MC065-B02 | MC065-B02/K10 | Min VT Flow At |  |  |  |  | Energy sensor | K10 |  |  |  | MC065 | Library |  |  | 0 | 0
MC065-B02 | MC065-B02/K11 | Max VT Flow At |  |  |  |  | Energy sensor | K11 |  |  |  | MC065 | Library |  |  | 0 | 0
MC065-B02 | MC065-B02/K12 | Min VT Flow SP |  |  |  |  | Energy sensor | K12 |  |  |  | MC065 | Library |  |  | 0 | 0
MC065-B02 | MC065-B02/K13 | Max VT Flow SP |  |  |  |  | Energy sensor | K13 |  |  |  | MC065 | Library |  |  | 0 | 0
MC065-B02 | MC065-B02/K14 | MTHW Temp for HWS |  |  | Degrees Celsius |  | Energy sensor | K14 |  |  |  | MC065 | Library |  |  | 0 | 0
MC065-B02 | MC065-B02/K15 | HWS Calorifier SP |  |  |  |  | Energy sensor | K15 |  |  |  | MC065 | Library |  |  | 0 | 0
MC065-B02 | MC065-B02/K16 | HWS Calorifier LO Lmt |  |  |  |  | Energy sensor | K16 |  |  |  | MC065 | Library |  |  | 0 | 0
MC065-B02 | MC065-B02/K18 | Hot water service dead band |  |  |  |  | Energy sensor | K18 |  |  |  | MC065 | Library |  |  | 0 | 0
MC065-B02 | MC065-B02/K2 | Water Return Frost |  |  |  |  | Energy sensor | K2 |  |  |  | MC065 | Library |  |  | 0 | 0
MC065-B02 | MC065-B02/K3 | VT OAT Htg Inhibit |  |  |  |  | Energy sensor | K3 |  |  |  | MC065 | Library |  |  | 0 | 0
MC065-B02 | MC065-B02/K4 | AHU LO OAT HoldOff |  |  |  |  | Energy sensor | K4 |  |  |  | MC065 | Library |  |  | 0 | 0
MC065-B02 | MC065-B02/K5 | AHU LO LPHW HoldOff |  |  |  |  | Energy sensor | K5 |  |  |  | MC065 | Library |  |  | 0 | 0
MC065-B02 | MC065-B02/K6 | MTHW Valve Pos |  |  |  |  | Energy sensor | K6 |  |  |  | MC065 | Library |  |  | 0 | 0
MC065-B02 | MC065-B02/K7 | Constant temperature circuit pump duty |  |  |  |  | Energy sensor | K7 |  |  |  | MC065 | Library |  |  | 0 | 0
MC065-B02 | MC065-B02/K8 | Phe Flow Temp SP |  |  | Degrees Celsius |  | Energy sensor | K8 |  |  |  | MC065 | Library |  |  | 0 | 0
MC065-B02 | MC065-B02/K9 | Variable flow circuit pump duty |  |  |  |  | Energy sensor | K9 |  |  |  | MC065 | Library |  |  | 0 | 0
MC065-B02 | MC065-B02/L1 | Loop 1 |  |  |  |  | Energy sensor | L1 |  |  |  | MC065 | Library |  |  | 0 | 0
MC065-B02 | MC065-B02/L2 | Variable temperature circuit valve |  |  | 0 = Closed , 1 = Open |  | Energy sensor | L2 |  |  |  | MC065 | Library |  |  | 0 | 0
MC065-B02 | MC065-B02/L3 | Loop 3 |  |  |  |  | Energy sensor | L3 |  |  |  | MC065 | Library |  |  | 0 | 0
MC065-B02 | MC065-B02/L4 | Loop 4 |  |  |  |  | Energy sensor | L4 |  |  |  | MC065 | Library |  |  | 0 | 0
MC065-B02 | MC065-B02/N1 | IC Comms 1 |  |  |  |  | Energy sensor | N1 |  |  |  | MC065 | Library |  |  | 0 | 0
MC065-B02 | MC065-B02/n1 | TREND_05_67_33 |  |  |  |  | Energy sensor | n1 |  |  |  | MC065 | Library |  |  | 0 | 0
MC065-B02 | MC065-B02/N2 | IC Comms 2 |  |  |  |  | Energy sensor | N2 |  |  |  | MC065 | Library |  |  | 0 | 0
MC065-B02 | MC065-B02/o1 | Alarm Route 1 |  |  |  |  | Energy sensor | o1 |  |  |  | MC065 | Library |  |  | 0 | 0
MC065-B02 | MC065-B02/o2 | Alarm Route 2 |  |  |  |  | Energy sensor | o2 |  |  |  | MC065 | Library |  |  | 0 | 0
MC065-B02 | MC065-B02/o3 | Alarm Route 3 |  |  |  |  | Energy sensor | o3 |  |  |  | MC065 | Library |  |  | 0 | 0
MC065-B02 | MC065-B02/P1 | Phe Sec Flow Temp |  |  | Degrees Celsius |  | Energy sensor | P1 |  |  |  | MC065 | Library |  |  | 0 | 0
MC065-B02 | MC065-B02/P10 | Immersion heater hoursr run total |  |  | Hours |  | Energy sensor | P10 |  |  |  | MC065 | Library |  |  | 0 | 0
MC065-B02 | MC065-B02/P12 | Outside air temperature |  |  | Degrees Celsius |  | Energy sensor | P12 |  |  |  | MC065 | Library |  |  | 0 | 0
MC065-B02 | MC065-B02/P13 | Calculated variable temperature circuit flow setpoint |  |  |  |  | Energy sensor | P13 |  |  |  | MC065 | Library |  |  | 0 | 0
MC065-B02 | MC065-B02/P14 | Plant kWh Daily |  |  |  |  | Energy sensor | P14 |  |  |  | MC065 | Library |  |  | 0 | 0
MC065-B02 | MC065-B02/P15 | Plant kWh Daily |  |  |  |  | Energy sensor | P15 |  |  |  | MC065 | Library |  |  | 0 | 0
MC065-B02 | MC065-B02/P16 | Plant kWh Data |  |  |  |  | Energy sensor | P16 |  |  |  | MC065 | Library |  |  | 0 | 0
MC065-B02 | MC065-B02/P17 | Imm Htr kWh Daily |  |  |  |  | Energy sensor | P17 |  |  |  | MC065 | Library |  |  | 0 | 0
MC065-B02 | MC065-B02/P18 | Imm Htr kWh Daily |  |  |  |  | Energy sensor | P18 |  |  |  | MC065 | Library |  |  | 0 | 0
MC065-B02 | MC065-B02/P19 | Imm Htr kWh Data |  |  |  |  | Energy sensor | P19 |  |  |  | MC065 | Library |  |  | 0 | 0
MC065-B02 | MC065-B02/P2 | LTHW Return Temp |  |  | Degrees Celsius |  | Energy sensor | P2 |  |  |  | MC065 | Library |  |  | 0 | 0
MC065-B02 | MC065-B02/P3 | LTHW Flow Temp |  |  | Degrees Celsius |  | Energy sensor | P3 |  |  |  | MC065 | Library |  |  | 0 | 0
MC065-B02 | MC065-B02/P4 | Variable temperature circuit flow temperature |  |  | Degrees Celsius |  | Energy sensor | P4 |  |  |  | MC065 | Library |  |  | 0 | 0
MC065-B02 | MC065-B02/P5 | VT Return Temp |  |  | Degrees Celsius |  | Energy sensor | P5 |  |  |  | MC065 | Library |  |  | 0 | 0
MC065-B02 | MC065-B02/P6 | HWS Calorifier Temp |  |  | Degrees Celsius |  | Energy sensor | P6 |  |  |  | MC065 | Library |  |  | 0 | 0
MC065-B02 | MC065-B02/P7 | MTHW PrimFlowTempCalCoil |  |  | Degrees Celsius |  | Energy sensor | P7 |  |  |  | MC065 | Library |  |  | 0 | 0
MC065-B02 | MC065-B02/P8 | MTHW PrimRetTempCalCoil |  |  | Degrees Celsius |  | Energy sensor | P8 |  |  |  | MC065 | Library |  |  | 0 | 0
MC065-B02 | MC065-B02/P9 | Immersion heater hours run |  |  | Hours |  | Energy sensor | P9 |  |  |  | MC065 | Library |  |  | 0 | 0
MC065-B02 | MC065-B02/Q1 | Sequence Table 1 |  |  |  |  | Energy sensor | Q1 |  |  |  | MC065 | Library |  |  | 0 | 0
MC065-B02 | MC065-B02/S1 | Phe Sec Flow Temp |  |  | Degrees Celsius |  | Energy sensor | S1 |  |  |  | MC065 | Library |  |  | 0 | 0
MC065-B02 | MC065-B02/S10 | Immersion heater hoursr run total |  |  | Hours |  | Energy sensor | S10 |  |  |  | MC065 | Library |  |  | 0 | 0
MC065-B02 | MC065-B02/S12 | Outside air temperature |  |  | Degrees Celsius |  | Energy sensor | S12 |  |  |  | MC065 | Library |  |  | 0 | 0
MC065-B02 | MC065-B02/S13 | Calculated variable temperature circuit flow setpoint |  |  |  |  | Energy sensor | S13 |  |  |  | MC065 | Library |  |  | 0 | 0
MC065-B02 | MC065-B02/S2 | LTHW Return Temp |  |  | Degrees Celsius |  | Energy sensor | S2 |  |  |  | MC065 | Library |  |  | 0 | 0
MC065-B02 | MC065-B02/S21 | Plant kWh Daily |  |  |  |  | Energy sensor | S21 |  |  |  | MC065 | Library |  |  | 0 | 0
MC065-B02 | MC065-B02/S22 | Plant kWh Total |  |  |  |  | Energy sensor | S22 |  |  |  | MC065 | Library |  |  | 0 | 0
MC065-B02 | MC065-B02/S23 | Plant kWh Weekly |  |  |  |  | Energy sensor | S23 |  |  |  | MC065 | Library |  |  | 0 | 0
MC065-B02 | MC065-B02/S24 | Plant kWh LastWeek |  |  |  |  | Energy sensor | S24 |  |  |  | MC065 | Library |  |  | 0 | 0
MC065-B02 | MC065-B02/S25 | Plant kWh Mnthly |  |  |  |  | Energy sensor | S25 |  |  |  | MC065 | Library |  |  | 0 | 0
MC065-B02 | MC065-B02/S26 | Plant kWh LastMnth |  |  |  |  | Energy sensor | S26 |  |  |  | MC065 | Library |  |  | 0 | 0
MC065-B02 | MC065-B02/S27 | Plant kWh Data |  |  |  |  | Energy sensor | S27 |  |  |  | MC065 | Library |  |  | 0 | 0
MC065-B02 | MC065-B02/S28 | Imm Htr kWh Daily |  |  |  |  | Energy sensor | S28 |  |  |  | MC065 | Library |  |  | 0 | 0
MC065-B02 | MC065-B02/S29 | Imm Htr kWh Total |  |  |  |  | Energy sensor | S29 |  |  |  | MC065 | Library |  |  | 0 | 0
MC065-B02 | MC065-B02/S3 | LTHW Flow Temp |  |  | Degrees Celsius |  | Energy sensor | S3 |  |  |  | MC065 | Library |  |  | 0 | 0
MC065-B02 | MC065-B02/S30 | Imm Htr kWh Weekly |  |  |  |  | Energy sensor | S30 |  |  |  | MC065 | Library |  |  | 0 | 0
MC065-B02 | MC065-B02/S31 | Imm Htr kWh LastWeek |  |  |  |  | Energy sensor | S31 |  |  |  | MC065 | Library |  |  | 0 | 0
MC065-B02 | MC065-B02/S32 | Imm Htr kWh Mnthly |  |  |  |  | Energy sensor | S32 |  |  |  | MC065 | Library |  |  | 0 | 0
MC065-B02 | MC065-B02/S33 | Imm Htr kWh LastMnth |  |  |  |  | Energy sensor | S33 |  |  |  | MC065 | Library |  |  | 0 | 0
MC065-B02 | MC065-B02/S34 | Imm Htr kWh Data |  |  |  |  | Energy sensor | S34 |  |  |  | MC065 | Library |  |  | 0 | 0
MC065-B02 | MC065-B02/S4 | Variable temperature circuit flow temperature |  |  | Degrees Celsius |  | Energy sensor | S4 |  |  |  | MC065 | Library |  |  | 0 | 0
MC065-B02 | MC065-B02/S5 | VT Return Temp |  |  | Degrees Celsius |  | Energy sensor | S5 |  |  |  | MC065 | Library |  |  | 0 | 0
MC065-B02 | MC065-B02/S6 | HWS Calorifier Temp |  |  | Degrees Celsius |  | Energy sensor | S6 |  |  |  | MC065 | Library |  |  | 0 | 0
MC065-B02 | MC065-B02/S7 | MTHW PrimFlowTempCalCoil |  |  | Degrees Celsius |  | Energy sensor | S7 |  |  |  | MC065 | Library |  |  | 0 | 0
MC065-B02 | MC065-B02/S8 | MTHW PrimRetTempCalCoil |  |  | Degrees Celsius |  | Energy sensor | S8 |  |  |  | MC065 | Library |  |  | 0 | 0
MC065-B02 | MC065-B02/S9 | Immersion heater hours run |  |  | Hours |  | Energy sensor | S9 |  |  |  | MC065 | Library |  |  | 0 | 0
MC065-B02 | MC065-B02/U1 | Trevor |  |  |  |  | Energy sensor | U1 |  |  |  | MC065 | Library |  |  | 0 | 0
MC065-B02 | MC065-B02/V1 | [5 empty] | Energy sensor | V1 |  |  |  | MC065 | Library |  |  | 0 | 0
MC065-B02 | MC065-B02/W1 | Summer Winter W=1 |  |  |  |  | Energy sensor | W1 |  |  |  | MC065 | Library |  |  | 0 | 0
MC065-B02 | MC065-B02/W10 | HWS Oride ON |  |  |  |  | Energy sensor | W10 |  |  |  | MC065 | Library |  |  | 0 | 0
MC065-B02 | MC065-B02/W11 | HWS Oride OFF |  |  |  |  | Energy sensor | W11 |  |  |  | MC065 | Library |  |  | 0 | 0
MC065-B02 | MC065-B02/W12 | Cal Pump Oride ON |  |  |  |  | Energy sensor | W12 |  |  |  | MC065 | Library |  |  | 0 | 0
MC065-B02 | MC065-B02/W13 | Cal Pump# Oride OFF |  |  |  |  | Energy sensor | W13 |  |  |  | MC065 | Library |  |  | 0 | 0
MC065-B02 | MC065-B02/W14 | Plant kWh Reset |  |  |  |  | Energy sensor | W14 |  |  |  | MC065 | Library |  |  | 0 | 0
MC065-B02 | MC065-B02/W15 | Imm Htr kWh Reset |  |  |  |  | Energy sensor | W15 |  |  |  | MC065 | Library |  |  | 0 | 0
MC065-B02 | MC065-B02/W2 | VT Oride ON |  |  |  |  | Energy sensor | W2 |  |  |  | MC065 | Library |  |  | 0 | 0
MC065-B02 | MC065-B02/W3 | VT Oride OFF |  |  |  |  | Energy sensor | W3 |  |  |  | MC065 | Library |  |  | 0 | 0
MC065-B02 | MC065-B02/W30 | Triad switch |  |  |  |  | Energy sensor | W30 |  |  |  | MC065 | Library |  |  | 0 | 0
MC065-B02 | MC065-B02/W4 | MTHW Valve Reset |  |  |  |  | Energy sensor | W4 |  |  |  | MC065 | Library |  |  | 0 | 0
MC065-B02 | MC065-B02/W5 | PU Press Reset |  |  |  |  | Energy sensor | W5 |  |  |  | MC065 | Library |  |  | 0 | 0
MC065-B02 | MC065-B02/W6 | CT Pump Reset |  |  |  |  | Energy sensor | W6 |  |  |  | MC065 | Library |  |  | 0 | 0
MC065-B02 | MC065-B02/W7 | CT Oride ON |  |  |  |  | Energy sensor | W7 |  |  |  | MC065 | Library |  |  | 0 | 0
MC065-B02 | MC065-B02/W8 | CT Oride OFF |  |  |  |  | Energy sensor | W8 |  |  |  | MC065 | Library |  |  | 0 | 0
MC065-B02 | MC065-B02/W9 | VT Pump Reset |  |  |  |  | Energy sensor | W9 |  |  |  | MC065 | Library |  |  | 0 | 0
MC065-B02 | MC065-B02/Y1 | Trend Thermistor |  |  |  |  | Energy sensor | Y1 |  |  |  | MC065 | Library |  |  | 0 | 0
MC065-B02 | MC065-B02/Y2 | Trend T -20+50 |  |  |  |  | Energy sensor | Y2 |  |  |  | MC065 | Library |  |  | 0 | 0
MC065-B02 | MC065-B02/Z1 | VT Heating |  |  |  |  | Energy sensor | Z1 |  |  |  | MC065 | Library |  |  | 0 | 0
MC065-B02 | MC065-B02/Z2 | HWS |  |  |  |  | Energy sensor | Z2 |  |  |  | MC065 | Library |  |  | 0 | 0
MC065-B02 | MC065-B02/Z3 | Calorifier Pump |  |  |  |  | Energy sensor | Z3 |  |  |  | MC065 | Library |  |  | 0 | 0
MC204-B04 | MC204-B04/A2 | 24H Mean OAT Yest |  |  |  |  | Energy sensor | A2 |  |  |  | MC204 | Sports Centre |  |  | 0 | 0
MC204-B04 | MC204-B04/A3 | Max Wndw Pos |  |  |  |  | Energy sensor | A3 |  |  |  | MC204 | Sports Centre |  |  | 0 | 0
MC204-B04 | MC204-B04/A4 | D to A |  |  |  |  | Energy sensor | A4 |  |  |  | MC204 | Sports Centre |  |  | 0 | 0
MC204-B04 | MC204-B04/A5 | Outside air temperature |  |  | Degrees Celsius |  | Energy sensor | A5 |  |  |  | MC204 | Sports Centre |  |  | 0 | 0
MC204-B04 | MC204-B04/C1 | Virtual CNC 1 |  |  |  |  | Energy sensor | C1 |  |  |  | MC204 | Sports Centre |  |  | 0 | 0
MC204-B04 | MC204-B04/D1 | Bouldering Wall ReHt Vlv |  |  |  |  | Energy sensor | D1 |  |  |  | MC204 | Sports Centre |  |  | 0 | 0
MC204-B04 | MC204-B04/D2 | Recept Windows |  |  |  |  | Energy sensor | D2 |  |  |  | MC204 | Sports Centre |  |  | 0 | 0
MC204-B04 | MC204-B04/D3 | Climbing Wall Rad Htg En |  |  |  |  | Energy sensor | D3 |  |  |  | MC204 | Sports Centre |  |  | 0 | 0
MC204-B04 | MC204-B04/D4 | Climbing Wall HI Wndws |  |  |  |  | Energy sensor | D4 |  |  |  | MC204 | Sports Centre |  |  | 0 | 0
MC204-B04 | MC204-B04/D5 | Climbing Wall LO Wndws 1 |  |  |  |  | Energy sensor | D5 |  |  |  | MC204 | Sports Centre |  |  | 0 | 0
MC204-B04 | MC204-B04/D6 | Climbing Wall LO Wndws 2 |  |  |  |  | Energy sensor | D6 |  |  |  | MC204 | Sports Centre |  |  | 0 | 0
MC204-B04 | MC204-B04/e1 | Supervisor |  |  |  |  | Energy sensor | e1 |  |  |  | MC204 | Sports Centre |  |  | 0 | 0
MC204-B04 | MC204-B04/e2 | IQ View |  |  |  |  | Energy sensor | e2 |  |  |  | MC204 | Sports Centre |  |  | 0 | 0
MC204-B04 | MC204-B04/F1 | Function 1 |  |  |  |  | Energy sensor | F1 |  |  |  | MC204 | Sports Centre |  |  | 0 | 0
MC204-B04 | MC204-B04/F10 | Function 10 |  |  |  |  | Energy sensor | F10 |  |  |  | MC204 | Sports Centre |  |  | 0 | 0
MC204-B04 | MC204-B04/F11 | Function 11 |  |  |  |  | Energy sensor | F11 |  |  |  | MC204 | Sports Centre |  |  | 0 | 0
MC204-B04 | MC204-B04/F12 | Function 12 |  |  |  |  | Energy sensor | F12 |  |  |  | MC204 | Sports Centre |  |  | 0 | 0
MC204-B04 | MC204-B04/F13 | Function 13 |  |  |  |  | Energy sensor | F13 |  |  |  | MC204 | Sports Centre |  |  | 0 | 0
MC204-B04 | MC204-B04/F14 | Function 14 |  |  |  |  | Energy sensor | F14 |  |  |  | MC204 | Sports Centre |  |  | 0 | 0
MC204-B04 | MC204-B04/F15 | Function 15 |  |  |  |  | Energy sensor | F15 |  |  |  | MC204 | Sports Centre |  |  | 0 | 0
MC204-B04 | MC204-B04/F16 | Function 16 |  |  |  |  | Energy sensor | F16 |  |  |  | MC204 | Sports Centre |  |  | 0 | 0
MC204-B04 | MC204-B04/F17 | Clg Avail |  |  |  |  | Energy sensor | F17 |  |  |  | MC204 | Sports Centre |  |  | 0 | 0
MC204-B04 | MC204-B04/F18 | Function 18 |  |  |  |  | Energy sensor | F18 |  |  |  | MC204 | Sports Centre |  |  | 0 | 0
MC204-B04 | MC204-B04/F19 | Function 19 |  |  |  |  | Energy sensor | F19 |  |  |  | MC204 | Sports Centre |  |  | 0 | 0
MC204-B04 | MC204-B04/F2 | Function 2 |  |  |  |  | Energy sensor | F2 |  |  |  | MC204 | Sports Centre |  |  | 0 | 0
MC204-B04 | MC204-B04/F20 | Function 20 |  |  |  |  | Energy sensor | F20 |  |  |  | MC204 | Sports Centre |  |  | 0 | 0
MC204-B04 | MC204-B04/F21 | Function 21 |  |  |  |  | Energy sensor | F21 |  |  |  | MC204 | Sports Centre |  |  | 0 | 0
MC204-B04 | MC204-B04/F22 | Function 22 |  |  |  |  | Energy sensor | F22 |  |  |  | MC204 | Sports Centre |  |  | 0 | 0
MC204-B04 | MC204-B04/F23 | Function 23 |  |  |  |  | Energy sensor | F23 |  |  |  | MC204 | Sports Centre |  |  | 0 | 0
MC204-B04 | MC204-B04/F24 | Clg Avail |  |  |  |  | Energy sensor | F24 |  |  |  | MC204 | Sports Centre |  |  | 0 | 0
MC204-B04 | MC204-B04/F25 | Function 25 |  |  |  |  | Energy sensor | F25 |  |  |  | MC204 | Sports Centre |  |  | 0 | 0
MC204-B04 | MC204-B04/F26 | Function 26 |  |  |  |  | Energy sensor | F26 |  |  |  | MC204 | Sports Centre |  |  | 0 | 0
MC204-B04 | MC204-B04/F27 | Function 27 |  |  |  |  | Energy sensor | F27 |  |  |  | MC204 | Sports Centre |  |  | 0 | 0
MC204-B04 | MC204-B04/F28 | Wndw Override Time |  |  |  |  | Energy sensor | F28 |  |  |  | MC204 | Sports Centre |  |  | 0 | 0
MC204-B04 | MC204-B04/F29 | Function 29 |  |  |  |  | Energy sensor | F29 |  |  |  | MC204 | Sports Centre |  |  | 0 | 0
MC204-B04 | MC204-B04/F3 | Function 3 |  |  |  |  | Energy sensor | F3 |  |  |  | MC204 | Sports Centre |  |  | 0 | 0
MC204-B04 | MC204-B04/F30 | Function 30 |  |  |  |  | Energy sensor | F30 |  |  |  | MC204 | Sports Centre |  |  | 0 | 0
MC204-B04 | MC204-B04/F31 | Function 31 |  |  |  |  | Energy sensor | F31 |  |  |  | MC204 | Sports Centre |  |  | 0 | 0
MC204-B04 | MC204-B04/F32 | Function 32 |  |  |  |  | Energy sensor | F32 |  |  |  | MC204 | Sports Centre |  |  | 0 | 0
MC204-B04 | MC204-B04/F33 | Function 33 |  |  |  |  | Energy sensor | F33 |  |  |  | MC204 | Sports Centre |  |  | 0 | 0
MC204-B04 | MC204-B04/F34 | Function 34 |  |  |  |  | Energy sensor | F34 |  |  |  | MC204 | Sports Centre |  |  | 0 | 0
MC204-B04 | MC204-B04/F35 | Function 35 |  |  |  |  | Energy sensor | F35 |  |  |  | MC204 | Sports Centre |  |  | 0 | 0
MC204-B04 | MC204-B04/F36 | Function 36 |  |  |  |  | Energy sensor | F36 |  |  |  | MC204 | Sports Centre |  |  | 0 | 0
MC204-B04 | MC204-B04/F37 | Function 37 |  |  |  |  | Energy sensor | F37 |  |  |  | MC204 | Sports Centre |  |  | 0 | 0
MC204-B04 | MC204-B04/F38 | Function 38 |  |  |  |  | Energy sensor | F38 |  |  |  | MC204 | Sports Centre |  |  | 0 | 0
MC204-B04 | MC204-B04/F39 | Function 39 |  |  |  |  | Energy sensor | F39 |  |  |  | MC204 | Sports Centre |  |  | 0 | 0
MC204-B04 | MC204-B04/F4 | Function 4 |  |  |  |  | Energy sensor | F4 |  |  |  | MC204 | Sports Centre |  |  | 0 | 0
MC204-B04 | MC204-B04/F40 | Function 40 |  |  |  |  | Energy sensor | F40 |  |  |  | MC204 | Sports Centre |  |  | 0 | 0
MC204-B04 | MC204-B04/F41 | Function 41 |  |  |  |  | Energy sensor | F41 |  |  |  | MC204 | Sports Centre |  |  | 0 | 0
MC204-B04 | MC204-B04/F42 | Function 42 |  |  |  |  | Energy sensor | F42 |  |  |  | MC204 | Sports Centre |  |  | 0 | 0
MC204-B04 | MC204-B04/F43 | Function 43 |  |  |  |  | Energy sensor | F43 |  |  |  | MC204 | Sports Centre |  |  | 0 | 0
MC204-B04 | MC204-B04/F44 | Function 44 |  |  |  |  | Energy sensor | F44 |  |  |  | MC204 | Sports Centre |  |  | 0 | 0
MC204-B04 | MC204-B04/F45 | Function 45 |  |  |  |  | Energy sensor | F45 |  |  |  | MC204 | Sports Centre |  |  | 0 | 0
MC204-B04 | MC204-B04/F46 | Function 46 |  |  |  |  | Energy sensor | F46 |  |  |  | MC204 | Sports Centre |  |  | 0 | 0
MC204-B04 | MC204-B04/F47 | Function 47 |  |  |  |  | Energy sensor | F47 |  |  |  | MC204 | Sports Centre |  |  | 0 | 0
MC204-B04 | MC204-B04/F48 | Function 48 |  |  |  |  | Energy sensor | F48 |  |  |  | MC204 | Sports Centre |  |  | 0 | 0
MC204-B04 | MC204-B04/F49 | Function 49 |  |  |  |  | Energy sensor | F49 |  |  |  | MC204 | Sports Centre |  |  | 0 | 0
MC204-B04 | MC204-B04/F5 | Function 5 |  |  |  |  | Energy sensor | F5 |  |  |  | MC204 | Sports Centre |  |  | 0 | 0
MC204-B04 | MC204-B04/F50 | Function 50 |  |  |  |  | Energy sensor | F50 |  |  |  | MC204 | Sports Centre |  |  | 0 | 0
MC204-B04 | MC204-B04/F51 | Function 51 |  |  |  |  | Energy sensor | F51 |  |  |  | MC204 | Sports Centre |  |  | 0 | 0
MC204-B04 | MC204-B04/F52 | Function 52 |  |  |  |  | Energy sensor | F52 |  |  |  | MC204 | Sports Centre |  |  | 0 | 0
MC204-B04 | MC204-B04/F53 | Function 53 |  |  |  |  | Energy sensor | F53 |  |  |  | MC204 | Sports Centre |  |  | 0 | 0
MC204-B04 | MC204-B04/F54 | Climbing Wall Wndw Dmd |  |  |  |  | Energy sensor | F54 |  |  |  | MC204 | Sports Centre |  |  | 0 | 0
MC204-B04 | MC204-B04/F55 | Function 55 |  |  |  |  | Energy sensor | F55 |  |  |  | MC204 | Sports Centre |  |  | 0 | 0
MC204-B04 | MC204-B04/F56 | Function 56 |  |  |  |  | Energy sensor | F56 |  |  |  | MC204 | Sports Centre |  |  | 0 | 0
MC204-B04 | MC204-B04/F57 | Function 57 |  |  |  |  | Energy sensor | F57 |  |  |  | MC204 | Sports Centre |  |  | 0 | 0
MC204-B04 | MC204-B04/F58 | Function 58 |  |  |  |  | Energy sensor | F58 |  |  |  | MC204 | Sports Centre |  |  | 0 | 0
MC204-B04 | MC204-B04/F59 | Function 59 |  |  |  |  | Energy sensor | F59 |  |  |  | MC204 | Sports Centre |  |  | 0 | 0
MC204-B04 | MC204-B04/F6 | Function 6 |  |  |  |  | Energy sensor | F6 |  |  |  | MC204 | Sports Centre |  |  | 0 | 0
MC204-B04 | MC204-B04/F60 | Function 60 |  |  |  |  | Energy sensor | F60 |  |  |  | MC204 | Sports Centre |  |  | 0 | 0
MC204-B04 | MC204-B04/F61 | Function 61 |  |  |  |  | Energy sensor | F61 |  |  |  | MC204 | Sports Centre |  |  | 0 | 0
MC204-B04 | MC204-B04/F62 | Function 62 |  |  |  |  | Energy sensor | F62 |  |  |  | MC204 | Sports Centre |  |  | 0 | 0
MC204-B04 | MC204-B04/F7 | Manager Htg Dmd |  |  |  |  | Energy sensor | F7 |  |  |  | MC204 | Sports Centre |  |  | 0 | 0
MC204-B04 | MC204-B04/F8 | Function 8 |  |  |  |  | Energy sensor | F8 |  |  |  | MC204 | Sports Centre |  |  | 0 | 0
MC204-B04 | MC204-B04/F9 | Function 9 |  |  |  |  | Energy sensor | F9 |  |  |  | MC204 | Sports Centre |  |  | 0 | 0
MC204-B04 | MC204-B04/G1 | Logic 1 |  |  |  |  | Energy sensor | G1 |  |  |  | MC204 | Sports Centre |  |  | 0 | 0
MC204-B04 | MC204-B04/G10 | Logic 10 |  |  |  |  | Energy sensor | G10 |  |  |  | MC204 | Sports Centre |  |  | 0 | 0
MC204-B04 | MC204-B04/G11 | Logic 11 |  |  |  |  | Energy sensor | G11 |  |  |  | MC204 | Sports Centre |  |  | 0 | 0
MC204-B04 | MC204-B04/G12 | NightClg Reqd |  |  |  |  | Energy sensor | G12 |  |  |  | MC204 | Sports Centre |  |  | 0 | 0
MC204-B04 | MC204-B04/G13 | Logic 13 |  |  |  |  | Energy sensor | G13 |  |  |  | MC204 | Sports Centre |  |  | 0 | 0
MC204-B04 | MC204-B04/G14 | Climbing NightClg Run |  |  |  |  | Energy sensor | G14 |  |  |  | MC204 | Sports Centre |  |  | 0 | 0
MC204-B04 | MC204-B04/G15 | Logic 15 |  |  |  |  | Energy sensor | G15 |  |  |  | MC204 | Sports Centre |  |  | 0 | 0
MC204-B04 | MC204-B04/G16 | Logic 16 |  |  |  |  | Energy sensor | G16 |  |  |  | MC204 | Sports Centre |  |  | 0 | 0
MC204-B04 | MC204-B04/G17 | Logic 17 |  |  |  |  | Energy sensor | G17 |  |  |  | MC204 | Sports Centre |  |  | 0 | 0
MC204-B04 | MC204-B04/G18 | Logic 18 |  |  |  |  | Energy sensor | G18 |  |  |  | MC204 | Sports Centre |  |  | 0 | 0
MC204-B04 | MC204-B04/G19 | Recept Oride OFF |  |  |  |  | Energy sensor | G19 |  |  |  | MC204 | Sports Centre |  |  | 0 | 0
MC204-B04 | MC204-B04/G2 | Night Clg Avail |  |  |  |  | Energy sensor | G2 |  |  |  | MC204 | Sports Centre |  |  | 0 | 0
MC204-B04 | MC204-B04/G20 | Logic 20 |  |  |  |  | Energy sensor | G20 |  |  |  | MC204 | Sports Centre |  |  | 0 | 0
MC204-B04 | MC204-B04/G21 | Recept Oride ON |  |  |  |  | Energy sensor | G21 |  |  |  | MC204 | Sports Centre |  |  | 0 | 0
MC204-B04 | MC204-B04/G22 | Logic 22 |  |  |  |  | Energy sensor | G22 |  |  |  | MC204 | Sports Centre |  |  | 0 | 0
MC204-B04 | MC204-B04/G23 | Logic 23 |  |  |  |  | Energy sensor | G23 |  |  |  | MC204 | Sports Centre |  |  | 0 | 0
MC204-B04 | MC204-B04/G24 | Logic 24 |  |  |  |  | Energy sensor | G24 |  |  |  | MC204 | Sports Centre |  |  | 0 | 0
MC204-B04 | MC204-B04/G25 | Logic 25 |  |  |  |  | Energy sensor | G25 |  |  |  | MC204 | Sports Centre |  |  | 0 | 0
MC204-B04 | MC204-B04/G26 | Logic 26 |  |  |  |  | Energy sensor | G26 |  |  |  | MC204 | Sports Centre |  |  | 0 | 0
MC204-B04 | MC204-B04/G27 | Logic 27 |  |  |  |  | Energy sensor | G27 |  |  |  | MC204 | Sports Centre |  |  | 0 | 0
MC204-B04 | MC204-B04/G28 | Recept Fire |  |  |  |  | Energy sensor | G28 |  |  |  | MC204 | Sports Centre |  |  | 0 | 0
MC204-B04 | MC204-B04/G29 | Climbing Wall CT Dmd |  |  |  |  | Energy sensor | G29 |  |  |  | MC204 | Sports Centre |  |  | 0 | 0
MC204-B04 | MC204-B04/G3 | Logic 3 |  |  |  |  | Energy sensor | G3 |  |  |  | MC204 | Sports Centre |  |  | 0 | 0
MC204-B04 | MC204-B04/G30 | Logic 30 |  |  |  |  | Energy sensor | G30 |  |  |  | MC204 | Sports Centre |  |  | 0 | 0
MC204-B04 | MC204-B04/G31 | Climbing Fire HI |  |  |  |  | Energy sensor | G31 |  |  |  | MC204 | Sports Centre |  |  | 0 | 0
MC204-B04 | MC204-B04/G32 | Logic 32 |  |  |  |  | Energy sensor | G32 |  |  |  | MC204 | Sports Centre |  |  | 0 | 0
MC204-B04 | MC204-B04/G33 | Logic 33 |  |  |  |  | Energy sensor | G33 |  |  |  | MC204 | Sports Centre |  |  | 0 | 0
MC204-B04 | MC204-B04/G34 | Alarm En |  |  |  |  | Energy sensor | G34 |  |  |  | MC204 | Sports Centre |  |  | 0 | 0
MC204-B04 | MC204-B04/G35 | Logic 35 |  |  |  |  | Energy sensor | G35 |  |  |  | MC204 | Sports Centre |  |  | 0 | 0
MC204-B04 | MC204-B04/G36 | Logic 36 |  |  |  |  | Energy sensor | G36 |  |  |  | MC204 | Sports Centre |  |  | 0 | 0
MC204-B04 | MC204-B04/G37 | Logic 37 |  |  |  |  | Energy sensor | G37 |  |  |  | MC204 | Sports Centre |  |  | 0 | 0
MC204-B04 | MC204-B04/G38 | Recept Occ |  |  |  |  | Energy sensor | G38 |  |  |  | MC204 | Sports Centre |  |  | 0 | 0
MC204-B04 | MC204-B04/G39 | Logic 39 |  |  |  |  | Energy sensor | G39 |  |  |  | MC204 | Sports Centre |  |  | 0 | 0
MC204-B04 | MC204-B04/G4 | Logic 4 |  |  |  |  | Energy sensor | G4 |  |  |  | MC204 | Sports Centre |  |  | 0 | 0
MC204-B04 | MC204-B04/G40 | Logic 40 |  |  |  |  | Energy sensor | G40 |  |  |  | MC204 | Sports Centre |  |  | 0 | 0
MC204-B04 | MC204-B04/G41 | Logic 41 |  |  |  |  | Energy sensor | G41 |  |  |  | MC204 | Sports Centre |  |  | 0 | 0
MC204-B04 | MC204-B04/G42 | Logic 42 |  |  |  |  | Energy sensor | G42 |  |  |  | MC204 | Sports Centre |  |  | 0 | 0
MC204-B04 | MC204-B04/G43 | Logic 43 |  |  |  |  | Energy sensor | G43 |  |  |  | MC204 | Sports Centre |  |  | 0 | 0
MC204-B04 | MC204-B04/G44 | Climbing Wall Occ |  |  |  |  | Energy sensor | G44 |  |  |  | MC204 | Sports Centre |  |  | 0 | 0
MC204-B04 | MC204-B04/G45 | Logic 45 |  |  |  |  | Energy sensor | G45 |  |  |  | MC204 | Sports Centre |  |  | 0 | 0
MC204-B04 | MC204-B04/G46 | Logic 46 |  |  |  |  | Energy sensor | G46 |  |  |  | MC204 | Sports Centre |  |  | 0 | 0
MC204-B04 | MC204-B04/G47 | Climbing Wall Oss |  |  |  |  | Energy sensor | G47 |  |  |  | MC204 | Sports Centre |  |  | 0 | 0
MC204-B04 | MC204-B04/G48 | Alarm En |  |  |  |  | Energy sensor | G48 |  |  |  | MC204 | Sports Centre |  |  | 0 | 0
MC204-B04 | MC204-B04/G49 | Alarm En |  |  |  |  | Energy sensor | G49 |  |  |  | MC204 | Sports Centre |  |  | 0 | 0
MC204-B04 | MC204-B04/G5 | Logic 5 |  |  |  |  | Energy sensor | G5 |  |  |  | MC204 | Sports Centre |  |  | 0 | 0
MC204-B04 | MC204-B04/G50 | Logic 50 |  |  |  |  | Energy sensor | G50 |  |  |  | MC204 | Sports Centre |  |  | 0 | 0
MC204-B04 | MC204-B04/G6 | NightClg Reqd |  |  |  |  | Energy sensor | G6 |  |  |  | MC204 | Sports Centre |  |  | 0 | 0
MC204-B04 | MC204-B04/G7 | Logic 7 |  |  |  |  | Energy sensor | G7 |  |  |  | MC204 | Sports Centre |  |  | 0 | 0
MC204-B04 | MC204-B04/G8 | Recept NightClg Run |  |  |  |  | Energy sensor | G8 |  |  |  | MC204 | Sports Centre |  |  | 0 | 0
MC204-B04 | MC204-B04/G9 | Logic 9 |  |  |  |  | Energy sensor | G9 |  |  |  | MC204 | Sports Centre |  |  | 0 | 0
MC204-B04 | MC204-B04/I1 | Recept Wndws Pb |  |  |  |  | Energy sensor | I1 |  |  |  | MC204 | Sports Centre |  |  | 0 | 0
MC204-B04 | MC204-B04/I11 | Night Clg Available |  |  |  |  | Energy sensor | I11 |  |  |  | MC204 | Sports Centre |  |  | 0 | 0
MC204-B04 | MC204-B04/K1 | Min Recept Space SP |  |  |  |  | Energy sensor | K1 |  |  |  | MC204 | Sports Centre |  |  | 0 | 0
MC204-B04 | MC204-B04/K10 | Wndw Override Time |  |  |  |  | Energy sensor | K10 |  |  |  | MC204 | Sports Centre |  |  | 0 | 0
MC204-B04 | MC204-B04/K11 | Recept Vent Band |  |  |  |  | Energy sensor | K11 |  |  |  | MC204 | Sports Centre |  |  | 0 | 0
MC204-B04 | MC204-B04/K12 | Recept Co2 SP |  |  |  |  | Energy sensor | K12 |  |  |  | MC204 | Sports Centre |  |  | 0 | 0
MC204-B04 | MC204-B04/K13 | Recept Co2 Band |  |  |  |  | Energy sensor | K13 |  |  |  | MC204 | Sports Centre |  |  | 0 | 0
MC204-B04 | MC204-B04/K14 | Recept Wndw Max Pos |  |  |  |  | Energy sensor | K14 |  |  |  | MC204 | Sports Centre |  |  | 0 | 0
MC204-B04 | MC204-B04/K15 | Climbing Wall Frost SP |  |  |  |  | Energy sensor | K15 |  |  |  | MC204 | Sports Centre |  |  | 0 | 0
MC204-B04 | MC204-B04/K16 | Climbing Wall Vent Band |  |  |  |  | Energy sensor | K16 |  |  |  | MC204 | Sports Centre |  |  | 0 | 0
MC204-B04 | MC204-B04/K17 | Climbing Wall Co2 SP |  |  |  |  | Energy sensor | K17 |  |  |  | MC204 | Sports Centre |  |  | 0 | 0
MC204-B04 | MC204-B04/K18 | Climbing Wall Co2 Band |  |  |  |  | Energy sensor | K18 |  |  |  | MC204 | Sports Centre |  |  | 0 | 0
MC204-B04 | MC204-B04/K19 | ClimbWall HI Wndw Max Pos |  |  |  |  | Energy sensor | K19 |  |  |  | MC204 | Sports Centre |  |  | 0 | 0
MC204-B04 | MC204-B04/K2 | Max Recept Space SP |  |  |  |  | Energy sensor | K2 |  |  |  | MC204 | Sports Centre |  |  | 0 | 0
MC204-B04 | MC204-B04/K20 | ClimbWall LO Wndw Max Pos |  |  |  |  | Energy sensor | K20 |  |  |  | MC204 | Sports Centre |  |  | 0 | 0
MC204-B04 | MC204-B04/K21 | Recept DET |  |  |  |  | Energy sensor | K21 |  |  |  | MC204 | Sports Centre |  |  | 0 | 0
MC204-B04 | MC204-B04/K22 | Climbing Wall DET |  |  |  |  | Energy sensor | K22 |  |  |  | MC204 | Sports Centre |  |  | 0 | 0
MC204-B04 | MC204-B04/K3 | Min Climbing Wall SP |  |  |  |  | Energy sensor | K3 |  |  |  | MC204 | Sports Centre |  |  | 0 | 0
MC204-B04 | MC204-B04/K4 | Max Climbing Wall SP |  |  |  |  | Energy sensor | K4 |  |  |  | MC204 | Sports Centre |  |  | 0 | 0
MC204-B04 | MC204-B04/K5 | Bouldering Wall SP |  |  |  |  | Energy sensor | K5 |  |  |  | MC204 | Sports Centre |  |  | 0 | 0
MC204-B04 | MC204-B04/K6 | Bouldering HI Sply Temp |  |  | Degrees Celsius |  | Energy sensor | K6 |  |  |  | MC204 | Sports Centre |  |  | 0 | 0
MC204-B04 | MC204-B04/K7 | Bouldering LO Sply Temp |  |  | Degrees Celsius |  | Energy sensor | K7 |  |  |  | MC204 | Sports Centre |  |  | 0 | 0
MC204-B04 | MC204-B04/K8 | Night Clg OAT Inhibit |  |  |  |  | Energy sensor | K8 |  |  |  | MC204 | Sports Centre |  |  | 0 | 0
MC204-B04 | MC204-B04/K9 | Night Clg ON OAT |  |  |  |  | Energy sensor | K9 |  |  |  | MC204 | Sports Centre |  |  | 0 | 0
MC204-B04 | MC204-B04/L1 | [5 empty] | Energy sensor | L1 |  |  |  | MC204 | Sports Centre |  |  | 0 | 0
MC204-B04 | MC204-B04/L2 | [5 empty] | Energy sensor | L2 |  |  |  | MC204 | Sports Centre |  |  | 0 | 0
MC204-B04 | MC204-B04/L3 | [5 empty] | Energy sensor | L3 |  |  |  | MC204 | Sports Centre |  |  | 0 | 0
MC204-B04 | MC204-B04/n1 | TREND_04_67_E8 |  |  |  |  | Energy sensor | n1 |  |  |  | MC204 | Sports Centre |  |  | 0 | 0
MC204-B04 | MC204-B04/N1 | IC Comms 1 |  |  |  |  | Energy sensor | N1 |  |  |  | MC204 | Sports Centre |  |  | 0 | 0
MC204-B04 | MC204-B04/N2 | Rain Detected from OS 16 |  |  |  |  | Energy sensor | N2 |  |  |  | MC204 | Sports Centre |  |  | 0 | 0
MC204-B04 | MC204-B04/o1 | Alarm Route 1 |  |  |  |  | Energy sensor | o1 |  |  |  | MC204 | Sports Centre |  |  | 0 | 0
MC204-B04 | MC204-B04/o2 | Alarm Route 2 |  |  |  |  | Energy sensor | o2 |  |  |  | MC204 | Sports Centre |  |  | 0 | 0
MC204-B04 | MC204-B04/O2 | Climbing Wall |  |  |  |  | Energy sensor | O2 |  |  |  | MC204 | Sports Centre |  |  | 0 | 0
MC204-B04 | MC204-B04/o3 | Alarm Route 3 |  |  |  |  | Energy sensor | o3 |  |  |  | MC204 | Sports Centre |  |  | 0 | 0
MC204-B04 | MC204-B04/o4 | Alarm Route 4 |  |  |  |  | Energy sensor | o4 |  |  |  | MC204 | Sports Centre |  |  | 0 | 0
MC204-B04 | MC204-B04/o5 | Alarm Route 5 |  |  |  |  | Energy sensor | o5 |  |  |  | MC204 | Sports Centre |  |  | 0 | 0
MC204-B04 | MC204-B04/o6 | Alarm Route 6 |  |  |  |  | Energy sensor | o6 |  |  |  | MC204 | Sports Centre |  |  | 0 | 0
MC204-B04 | MC204-B04/P1 | Bouldering Wall Temp |  |  | Degrees Celsius |  | Energy sensor | P1 |  |  |  | MC204 | Sports Centre |  |  | 0 | 0
MC204-B04 | MC204-B04/P2 | Bouldering Sply Temp |  |  | Degrees Celsius |  | Energy sensor | P2 |  |  |  | MC204 | Sports Centre |  |  | 0 | 0
MC204-B04 | MC204-B04/P3 | Reception Co2 |  |  |  |  | Energy sensor | P3 |  |  |  | MC204 | Sports Centre |  |  | 0 | 0
MC204-B04 | MC204-B04/P4 | Reception Temp |  |  | Degrees Celsius |  | Energy sensor | P4 |  |  |  | MC204 | Sports Centre |  |  | 0 | 0
MC204-B04 | MC204-B04/P5 | Climbing Wall Co2 |  |  |  |  | Energy sensor | P5 |  |  |  | MC204 | Sports Centre |  |  | 0 | 0
MC204-B04 | MC204-B04/P6 | Climbing Wall Temp |  |  | Degrees Celsius |  | Energy sensor | P6 |  |  |  | MC204 | Sports Centre |  |  | 0 | 0
MC204-B04 | MC204-B04/P7 | Sensor 7 |  |  |  |  | Energy sensor | P7 |  |  |  | MC204 | Sports Centre |  |  | 0 | 0
MC204-B04 | MC204-B04/P8 | Sensor 8 |  |  |  |  | Energy sensor | P8 |  |  |  | MC204 | Sports Centre |  |  | 0 | 0
MC204-B04 | MC204-B04/Q1 | Sequence Table 1 |  |  |  |  | Energy sensor | Q1 |  |  |  | MC204 | Sports Centre |  |  | 0 | 0
MC204-B04 | MC204-B04/S1 | Bouldering Wall Temp |  |  | Degrees Celsius |  | Energy sensor | S1 |  |  |  | MC204 | Sports Centre |  |  | 0 | 0
MC204-B04 | MC204-B04/S11 | Recept Space SP |  |  |  |  | Energy sensor | S11 |  |  |  | MC204 | Sports Centre |  |  | 0 | 0
MC204-B04 | MC204-B04/S12 | Climbing Wall SP |  |  |  |  | Energy sensor | S12 |  |  |  | MC204 | Sports Centre |  |  | 0 | 0
MC204-B04 | MC204-B04/S2 | Bouldering Sply Temp |  |  | Degrees Celsius |  | Energy sensor | S2 |  |  |  | MC204 | Sports Centre |  |  | 0 | 0
MC204-B04 | MC204-B04/S3 | Reception Co2 |  |  |  |  | Energy sensor | S3 |  |  |  | MC204 | Sports Centre |  |  | 0 | 0
MC204-B04 | MC204-B04/S4 | Reception Temp |  |  | Degrees Celsius |  | Energy sensor | S4 |  |  |  | MC204 | Sports Centre |  |  | 0 | 0
MC204-B04 | MC204-B04/S5 | Climbing Wall Co2 |  |  |  |  | Energy sensor | S5 |  |  |  | MC204 | Sports Centre |  |  | 0 | 0
MC204-B04 | MC204-B04/S6 | Climbing Wall Temp |  |  | Degrees Celsius |  | Energy sensor | S6 |  |  |  | MC204 | Sports Centre |  |  | 0 | 0
MC204-B04 | MC204-B04/S7 | Climbing Wall HI Wndws% |  |  |  |  | Energy sensor | S7 |  |  |  | MC204 | Sports Centre |  |  | 0 | 0
MC204-B04 | MC204-B04/S8 | Recept Windows% |  |  |  |  | Energy sensor | S8 |  |  |  | MC204 | Sports Centre |  |  | 0 | 0
MC204-B04 | MC204-B04/V1 | [5 empty] | Energy sensor | V1 |  |  |  | MC204 | Sports Centre |  |  | 0 | 0
MC204-B04 | MC204-B04/W1 | Recept Night Clg En |  |  |  |  | Energy sensor | W1 |  |  |  | MC204 | Sports Centre |  |  | 0 | 0
MC204-B04 | MC204-B04/W2 | Climbing Wall Night Clg En |  |  |  |  | Energy sensor | W2 |  |  |  | MC204 | Sports Centre |  |  | 0 | 0
MC204-B04 | MC204-B04/W3 | Recept DET |  |  |  |  | Energy sensor | W3 |  |  |  | MC204 | Sports Centre |  |  | 0 | 0
MC204-B04 | MC204-B04/W4 | Climbing Wall DET |  |  |  |  | Energy sensor | W4 |  |  |  | MC204 | Sports Centre |  |  | 0 | 0
MC204-B04 | MC204-B04/Y1 | Trend T -20+50 |  |  |  |  | Energy sensor | Y1 |  |  |  | MC204 | Sports Centre |  |  | 0 | 0
MC204-B04 | MC204-B04/Y2 | CO2 V |  |  |  |  | Energy sensor | Y2 |  |  |  | MC204 | Sports Centre |  |  | 0 | 0
MC204-B04 | MC204-B04/Y3 | Temp V 0+50 |  |  | Degrees Celsius |  | Energy sensor | Y3 |  |  |  | MC204 | Sports Centre |  |  | 0 | 0
MC204-B04 | MC204-B04/Z1 | Reception Cafe |  |  |  |  | Energy sensor | Z1 |  |  |  | MC204 | Sports Centre |  |  | 0 | 0
MC204-B04 | MC204-B04/Z2 | Climbing Wall |  |  |  |  | Energy sensor | Z2 |  |  |  | MC204 | Sports Centre |  |  | 0 | 0
MC204-B04 | MC204-B04/Z3 | Night Cooling |  |  |  |  | Energy sensor | Z3 |  |  |  | MC204 | Sports Centre |  |  | 0 | 0
MC202-B08 | MC202-B08/~1 | [5 empty] | Energy sensor | ~1 |  |  |  | MC202 | Charles Carter Building |  |  | 0 | 0
MC202-B08 | MC202-B08/~10 | [5 empty] | Energy sensor | ~10 |  |  |  | MC202 | Charles Carter Building |  |  | 0 | 0
MC202-B08 | MC202-B08/~11 | [5 empty] | Energy sensor | ~11 |  |  |  | MC202 | Charles Carter Building |  |  | 0 | 0
MC202-B08 | MC202-B08/~12 | [5 empty] | Energy sensor | ~12 |  |  |  | MC202 | Charles Carter Building |  |  | 0 | 0
MC202-B08 | MC202-B08/~13 | [5 empty] | Energy sensor | ~13 |  |  |  | MC202 | Charles Carter Building |  |  | 0 | 0
MC202-B08 | MC202-B08/~14 | [5 empty] | Energy sensor | ~14 |  |  |  | MC202 | Charles Carter Building |  |  | 0 | 0
MC202-B08 | MC202-B08/~15 | [5 empty] | Energy sensor | ~15 |  |  |  | MC202 | Charles Carter Building |  |  | 0 | 0
MC202-B08 | MC202-B08/~16 | [5 empty] | Energy sensor | ~16 |  |  |  | MC202 | Charles Carter Building |  |  | 0 | 0
MC202-B08 | MC202-B08/~17 | [5 empty] | Energy sensor | ~17 |  |  |  | MC202 | Charles Carter Building |  |  | 0 | 0
MC202-B08 | MC202-B08/~18 | [5 empty] | Energy sensor | ~18 |  |  |  | MC202 | Charles Carter Building |  |  | 0 | 0
MC202-B08 | MC202-B08/~19 | [5 empty] | Energy sensor | ~19 |  |  |  | MC202 | Charles Carter Building |  |  | 0 | 0
MC202-B08 | MC202-B08/~2 | [5 empty] | Energy sensor | ~2 |  |  |  | MC202 | Charles Carter Building |  |  | 0 | 0
MC202-B08 | MC202-B08/~20 | [5 empty] | Energy sensor | ~20 |  |  |  | MC202 | Charles Carter Building |  |  | 0 | 0
MC202-B08 | MC202-B08/~21 | [5 empty] | Energy sensor | ~21 |  |  |  | MC202 | Charles Carter Building |  |  | 0 | 0
MC202-B08 | MC202-B08/~22 | [5 empty] | Energy sensor | ~22 |  |  |  | MC202 | Charles Carter Building |  |  | 0 | 0
MC202-B08 | MC202-B08/~23 | [5 empty] | Energy sensor | ~23 |  |  |  | MC202 | Charles Carter Building |  |  | 0 | 0
MC202-B08 | MC202-B08/~24 | [5 empty] | Energy sensor | ~24 |  |  |  | MC202 | Charles Carter Building |  |  | 0 | 0
MC202-B08 | MC202-B08/~25 | [5 empty] | Energy sensor | ~25 |  |  |  | MC202 | Charles Carter Building |  |  | 0 | 0
MC202-B08 | MC202-B08/~26 | [5 empty] | Energy sensor | ~26 |  |  |  | MC202 | Charles Carter Building |  |  | 0 | 0
MC202-B08 | MC202-B08/~27 | [5 empty] | Energy sensor | ~27 |  |  |  | MC202 | Charles Carter Building |  |  | 0 | 0
MC202-B08 | MC202-B08/~28 | [5 empty] | Energy sensor | ~28 |  |  |  | MC202 | Charles Carter Building |  |  | 0 | 0
MC202-B08 | MC202-B08/~29 | [5 empty] | Energy sensor | ~29 |  |  |  | MC202 | Charles Carter Building |  |  | 0 | 0
MC202-B08 | MC202-B08/~3 | [5 empty] | Energy sensor | ~3 |  |  |  | MC202 | Charles Carter Building |  |  | 0 | 0
MC202-B08 | MC202-B08/~30 | [5 empty] | Energy sensor | ~30 |  |  |  | MC202 | Charles Carter Building |  |  | 0 | 0
MC202-B08 | MC202-B08/~31 | [5 empty] | Energy sensor | ~31 |  |  |  | MC202 | Charles Carter Building |  |  | 0 | 0
MC202-B08 | MC202-B08/~32 | [5 empty] | Energy sensor | ~32 |  |  |  | MC202 | Charles Carter Building |  |  | 0 | 0
MC202-B08 | MC202-B08/~33 | [5 empty] | Energy sensor | ~33 |  |  |  | MC202 | Charles Carter Building |  |  | 0 | 0
MC202-B08 | MC202-B08/~34 | [5 empty] | Energy sensor | ~34 |  |  |  | MC202 | Charles Carter Building |  |  | 0 | 0
MC202-B08 | MC202-B08/~35 | [5 empty] | Energy sensor | ~35 |  |  |  | MC202 | Charles Carter Building |  |  | 0 | 0
MC202-B08 | MC202-B08/~36 | [5 empty] | Energy sensor | ~36 |  |  |  | MC202 | Charles Carter Building |  |  | 0 | 0
MC202-B08 | MC202-B08/~37 | [5 empty] | Energy sensor | ~37 |  |  |  | MC202 | Charles Carter Building |  |  | 0 | 0
MC202-B08 | MC202-B08/~38 | [5 empty] | Energy sensor | ~38 |  |  |  | MC202 | Charles Carter Building |  |  | 0 | 0
MC202-B08 | MC202-B08/~39 | [5 empty] | Energy sensor | ~39 |  |  |  | MC202 | Charles Carter Building |  |  | 0 | 0
MC202-B08 | MC202-B08/~4 | [5 empty] | Energy sensor | ~4 |  |  |  | MC202 | Charles Carter Building |  |  | 0 | 0
MC202-B08 | MC202-B08/~40 | [5 empty] | Energy sensor | ~40 |  |  |  | MC202 | Charles Carter Building |  |  | 0 | 0
MC202-B08 | MC202-B08/~41 | [5 empty] | Energy sensor | ~41 |  |  |  | MC202 | Charles Carter Building |  |  | 0 | 0
MC202-B08 | MC202-B08/~42 | [5 empty] | Energy sensor | ~42 |  |  |  | MC202 | Charles Carter Building |  |  | 0 | 0
MC202-B08 | MC202-B08/~43 | [5 empty] | Energy sensor | ~43 |  |  |  | MC202 | Charles Carter Building |  |  | 0 | 0
MC202-B08 | MC202-B08/~44 | [5 empty] | Energy sensor | ~44 |  |  |  | MC202 | Charles Carter Building |  |  | 0 | 0
MC202-B08 | MC202-B08/~45 | [5 empty] | Energy sensor | ~45 |  |  |  | MC202 | Charles Carter Building |  |  | 0 | 0
MC202-B08 | MC202-B08/~46 | Adjustments (knobs) |  |  |  |  | Energy sensor | ~46 |  |  |  | MC202 | Charles Carter Building |  |  | 0 | 0
MC202-B08 | MC202-B08/~47 | Adjustments (switches) |  |  |  |  | Energy sensor | ~47 |  |  |  | MC202 | Charles Carter Building |  |  | 0 | 0
MC202-B08 | MC202-B08/~48 | [5 empty] | Energy sensor | ~48 |  |  |  | MC202 | Charles Carter Building |  |  | 0 | 0
MC202-B08 | MC202-B08/~49 | [5 empty] | Energy sensor | ~49 |  |  |  | MC202 | Charles Carter Building |  |  | 0 | 0
MC202-B08 | MC202-B08/~5 | [5 empty] | Energy sensor | ~5 |  |  |  | MC202 | Charles Carter Building |  |  | 0 | 0
MC202-B08 | MC202-B08/~50 | [5 empty] | Energy sensor | ~50 |  |  |  | MC202 | Charles Carter Building |  |  | 0 | 0
MC202-B08 | MC202-B08/~51 | [5 empty] | Energy sensor | ~51 |  |  |  | MC202 | Charles Carter Building |  |  | 0 | 0
MC202-B08 | MC202-B08/~52 | [5 empty] | Energy sensor | ~52 |  |  |  | MC202 | Charles Carter Building |  |  | 0 | 0
MC202-B08 | MC202-B08/~53 | Adjustments (night cool knobs) |  |  |  |  | Energy sensor | ~53 |  |  |  | MC202 | Charles Carter Building |  |  | 0 | 0
MC202-B08 | MC202-B08/~54 | [5 empty] | Energy sensor | ~54 |  |  |  | MC202 | Charles Carter Building |  |  | 0 | 0
MC202-B08 | MC202-B08/~55 | Adjustments |  |  |  |  | Energy sensor | ~55 |  |  |  | MC202 | Charles Carter Building |  |  | 0 | 0
MC202-B08 | MC202-B08/~56 | Knobs |  |  |  |  | Energy sensor | ~56 |  |  |  | MC202 | Charles Carter Building |  |  | 0 | 0
MC202-B08 | MC202-B08/~57 | Switches |  |  |  |  | Energy sensor | ~57 |  |  |  | MC202 | Charles Carter Building |  |  | 0 | 0
MC202-B08 | MC202-B08/~58 | [5 empty] | Energy sensor | ~58 |  |  |  | MC202 | Charles Carter Building |  |  | 0 | 0
MC202-B08 | MC202-B08/~59 | [5 empty] | Energy sensor | ~59 |  |  |  | MC202 | Charles Carter Building |  |  | 0 | 0
MC202-B08 | MC202-B08/~6 | [5 empty] | Energy sensor | ~6 |  |  |  | MC202 | Charles Carter Building |  |  | 0 | 0
MC202-B08 | MC202-B08/~60 | [5 empty] | Energy sensor | ~60 |  |  |  | MC202 | Charles Carter Building |  |  | 0 | 0
MC202-B08 | MC202-B08/~7 | [5 empty] | Energy sensor | ~7 |  |  |  | MC202 | Charles Carter Building |  |  | 0 | 0
MC202-B08 | MC202-B08/~8 | [5 empty] | Energy sensor | ~8 |  |  |  | MC202 | Charles Carter Building |  |  | 0 | 0
MC202-B08 | MC202-B08/~9 | [5 empty] | Energy sensor | ~9 |  |  |  | MC202 | Charles Carter Building |  |  | 0 | 0
MC202-B08 | MC202-B08/A14 | Outside air temperature |  |  | Degrees Celsius |  | Energy sensor | A14 |  |  |  | MC202 | Charles Carter Building |  |  | 0 | 0
MC202-B08 | MC202-B08/B1 | Frost from MCP |  |  |  |  | Energy sensor | B1 |  |  |  | MC202 | Charles Carter Building |  |  | 0 | 0
MC202-B08 | MC202-B08/B2 | Remote signals |  |  |  |  | Energy sensor | B2 |  |  |  | MC202 | Charles Carter Building |  |  | 0 | 0
MC202-B08 | MC202-B08/C1 | Virtual CNC 1 |  |  |  |  | Energy sensor | C1 |  |  |  | MC202 | Charles Carter Building |  |  | 0 | 0
MC202-B08 | MC202-B08/D1 | Unit enable and fresh air damper |  |  |  |  | Energy sensor | D1 |  |  |  | MC202 | Charles Carter Building | B30,B31,B32 |  | 0 | 0
MC202-B08 | MC202-B08/D2 | Bypass damper |  |  | 0 = Closed , 1 = Open |  | Energy sensor | D2 |  |  |  | MC202 | Charles Carter Building | B30,B31,B32 |  | 0 | 0
MC202-B08 | MC202-B08/D3 | Front Overdoor heater |  |  |  |  | Energy sensor | D3 |  |  |  | MC202 | Charles Carter Building | B30,B31,B32 |  | 0 | 0
MC202-B08 | MC202-B08/D4 | Heating valve |  |  |  |  | Energy sensor | D4 |  |  |  | MC202 | Charles Carter Building | B30,B31,B32 |  | 0 | 0
MC202-B08 | MC202-B08/D5 | Supply fan speed |  |  | RPM |  | Energy sensor | D5 |  |  |  | MC202 | Charles Carter Building | B30,B31,B32 |  | 0 | 0
MC202-B08 | MC202-B08/D6 | Extract fan speed |  |  | RPM |  | Energy sensor | D6 |  |  |  | MC202 | Charles Carter Building | B30,B31,B32 |  | 0 | 0
MC202-B08 | MC202-B08/e1 | 963 Supervisor |  |  |  |  | Energy sensor | e1 |  |  |  | MC202 | Charles Carter Building |  |  | 0 | 0
MC202-B08 | MC202-B08/F1 | Function 1 |  |  |  |  | Energy sensor | F1 |  |  |  | MC202 | Charles Carter Building |  |  | 0 | 0
MC202-B08 | MC202-B08/F10 | Function 10 |  |  |  |  | Energy sensor | F10 |  |  |  | MC202 | Charles Carter Building |  |  | 0 | 0
MC202-B08 | MC202-B08/F11 | Function 11 |  |  |  |  | Energy sensor | F11 |  |  |  | MC202 | Charles Carter Building |  |  | 0 | 0
MC202-B08 | MC202-B08/F12 | Function 12 |  |  |  |  | Energy sensor | F12 |  |  |  | MC202 | Charles Carter Building |  |  | 0 | 0
MC202-B08 | MC202-B08/F13 | Function 13 |  |  |  |  | Energy sensor | F13 |  |  |  | MC202 | Charles Carter Building |  |  | 0 | 0
MC202-B08 | MC202-B08/F14 | Auto boost setpoint exceeded |  |  |  |  | Energy sensor | F14 |  |  |  | MC202 | Charles Carter Building |  |  | 0 | 0
MC202-B08 | MC202-B08/F15 | Function 15 |  |  |  |  | Energy sensor | F15 |  |  |  | MC202 | Charles Carter Building |  |  | 0 | 0
MC202-B08 | MC202-B08/F16 | Function 16 |  |  |  |  | Energy sensor | F16 |  |  |  | MC202 | Charles Carter Building |  |  | 0 | 0
MC202-B08 | MC202-B08/F17 | Function 17 |  |  |  |  | Energy sensor | F17 |  |  |  | MC202 | Charles Carter Building |  |  | 0 | 0
MC202-B08 | MC202-B08/F18 | Function 18 |  |  |  |  | Energy sensor | F18 |  |  |  | MC202 | Charles Carter Building |  |  | 0 | 0
MC202-B08 | MC202-B08/F19 | Supply fan speed |  |  | RPM |  | Energy sensor | F19 |  |  |  | MC202 | Charles Carter Building |  |  | 0 | 0
MC202-B08 | MC202-B08/F2 | Function 2 |  |  |  |  | Energy sensor | F2 |  |  |  | MC202 | Charles Carter Building |  |  | 0 | 0
MC202-B08 | MC202-B08/F20 | Function 20 |  |  |  |  | Energy sensor | F20 |  |  |  | MC202 | Charles Carter Building |  |  | 0 | 0
MC202-B08 | MC202-B08/F21 | Function 21 |  |  |  |  | Energy sensor | F21 |  |  |  | MC202 | Charles Carter Building |  |  | 0 | 0
MC202-B08 | MC202-B08/F22 | Function 22 |  |  |  |  | Energy sensor | F22 |  |  |  | MC202 | Charles Carter Building |  |  | 0 | 0
MC202-B08 | MC202-B08/F23 | Function 23 |  |  |  |  | Energy sensor | F23 |  |  |  | MC202 | Charles Carter Building |  |  | 0 | 0
MC202-B08 | MC202-B08/F24 | Function 24 |  |  |  |  | Energy sensor | F24 |  |  |  | MC202 | Charles Carter Building |  |  | 0 | 0
MC202-B08 | MC202-B08/F25 | Function 25 |  |  |  |  | Energy sensor | F25 |  |  |  | MC202 | Charles Carter Building |  |  | 0 | 0
MC202-B08 | MC202-B08/F26 | Function 26 |  |  |  |  | Energy sensor | F26 |  |  |  | MC202 | Charles Carter Building |  |  | 0 | 0
MC202-B08 | MC202-B08/F27 | Function 27 |  |  |  |  | Energy sensor | F27 |  |  |  | MC202 | Charles Carter Building |  |  | 0 | 0
MC202-B08 | MC202-B08/F28 | Function 28 |  |  |  |  | Energy sensor | F28 |  |  |  | MC202 | Charles Carter Building |  |  | 0 | 0
MC202-B08 | MC202-B08/F29 | Full Fresh Air [Clg] |  |  |  |  | Energy sensor | F29 |  |  |  | MC202 | Charles Carter Building |  |  | 0 | 0
MC202-B08 | MC202-B08/F3 | Function 3 |  |  |  |  | Energy sensor | F3 |  |  |  | MC202 | Charles Carter Building |  |  | 0 | 0
MC202-B08 | MC202-B08/F30 | Function 30 |  |  |  |  | Energy sensor | F30 |  |  |  | MC202 | Charles Carter Building |  |  | 0 | 0
MC202-B08 | MC202-B08/F31 | Function 31 |  |  |  |  | Energy sensor | F31 |  |  |  | MC202 | Charles Carter Building |  |  | 0 | 0
MC202-B08 | MC202-B08/F32 | Function 32 |  |  |  |  | Energy sensor | F32 |  |  |  | MC202 | Charles Carter Building |  |  | 0 | 0
MC202-B08 | MC202-B08/F33 | Function 33 |  |  |  |  | Energy sensor | F33 |  |  |  | MC202 | Charles Carter Building |  |  | 0 | 0
MC202-B08 | MC202-B08/F34 | Function 34 |  |  |  |  | Energy sensor | F34 |  |  |  | MC202 | Charles Carter Building |  |  | 0 | 0
MC202-B08 | MC202-B08/F35 | Function 35 |  |  |  |  | Energy sensor | F35 |  |  |  | MC202 | Charles Carter Building |  |  | 0 | 0
MC202-B08 | MC202-B08/F36 | Function 36 |  |  |  |  | Energy sensor | F36 |  |  |  | MC202 | Charles Carter Building |  |  | 0 | 0
MC202-B08 | MC202-B08/F37 | Function 37 |  |  |  |  | Energy sensor | F37 |  |  |  | MC202 | Charles Carter Building |  |  | 0 | 0
MC202-B08 | MC202-B08/F38 | Function 38 |  |  |  |  | Energy sensor | F38 |  |  |  | MC202 | Charles Carter Building |  |  | 0 | 0
MC202-B08 | MC202-B08/F39 | Extract fan speed |  |  | RPM |  | Energy sensor | F39 |  |  |  | MC202 | Charles Carter Building |  |  | 0 | 0
MC202-B08 | MC202-B08/F4 | Function 4 |  |  |  |  | Energy sensor | F4 |  |  |  | MC202 | Charles Carter Building |  |  | 0 | 0
MC202-B08 | MC202-B08/F40 | Function 40 |  |  |  |  | Energy sensor | F40 |  |  |  | MC202 | Charles Carter Building |  |  | 0 | 0
MC202-B08 | MC202-B08/F41 | Function 41 |  |  |  |  | Energy sensor | F41 |  |  |  | MC202 | Charles Carter Building |  |  | 0 | 0
MC202-B08 | MC202-B08/F42 | Function 42 |  |  |  |  | Energy sensor | F42 |  |  |  | MC202 | Charles Carter Building |  |  | 0 | 0
MC202-B08 | MC202-B08/F43 | Function 43 |  |  |  |  | Energy sensor | F43 |  |  |  | MC202 | Charles Carter Building |  |  | 0 | 0
MC202-B08 | MC202-B08/F44 | Function 44 |  |  |  |  | Energy sensor | F44 |  |  |  | MC202 | Charles Carter Building |  |  | 0 | 0
MC202-B08 | MC202-B08/F45 | Function 45 |  |  |  |  | Energy sensor | F45 |  |  |  | MC202 | Charles Carter Building |  |  | 0 | 0
MC202-B08 | MC202-B08/F46 | Function 46 |  |  |  |  | Energy sensor | F46 |  |  |  | MC202 | Charles Carter Building |  |  | 0 | 0
MC202-B08 | MC202-B08/F47 | Function 47 |  |  |  |  | Energy sensor | F47 |  |  |  | MC202 | Charles Carter Building |  |  | 0 | 0
MC202-B08 | MC202-B08/F48 | Function 48 |  |  |  |  | Energy sensor | F48 |  |  |  | MC202 | Charles Carter Building |  |  | 0 | 0
MC202-B08 | MC202-B08/F5 | Function 5 |  |  |  |  | Energy sensor | F5 |  |  |  | MC202 | Charles Carter Building |  |  | 0 | 0
MC202-B08 | MC202-B08/F50 | Function 50 |  |  |  |  | Energy sensor | F50 |  |  |  | MC202 | Charles Carter Building |  |  | 0 | 0
MC202-B08 | MC202-B08/F6 | Function 6 |  |  |  |  | Energy sensor | F6 |  |  |  | MC202 | Charles Carter Building |  |  | 0 | 0
MC202-B08 | MC202-B08/F7 | Function 7 |  |  |  |  | Energy sensor | F7 |  |  |  | MC202 | Charles Carter Building |  |  | 0 | 0
MC202-B08 | MC202-B08/F8 | Fan speed (heating) |  |  |  |  | Energy sensor | F8 |  |  |  | MC202 | Charles Carter Building |  |  | 0 | 0
MC202-B08 | MC202-B08/F9 | Function 9 |  |  |  |  | Energy sensor | F9 |  |  |  | MC202 | Charles Carter Building |  |  | 0 | 0
MC202-B08 | MC202-B08/G1 | Logic 1 |  |  |  |  | Energy sensor | G1 |  |  |  | MC202 | Charles Carter Building |  |  | 0 | 0
MC202-B08 | MC202-B08/G10 | Logic 10 |  |  |  |  | Energy sensor | G10 |  |  |  | MC202 | Charles Carter Building |  |  | 0 | 0
MC202-B08 | MC202-B08/G11 | Logic 11 |  |  |  |  | Energy sensor | G11 |  |  |  | MC202 | Charles Carter Building |  |  | 0 | 0
MC202-B08 | MC202-B08/G12 | Logic 12 |  |  |  |  | Energy sensor | G12 |  |  |  | MC202 | Charles Carter Building |  |  | 0 | 0
MC202-B08 | MC202-B08/G13 | Logic 13 |  |  |  |  | Energy sensor | G13 |  |  |  | MC202 | Charles Carter Building |  |  | 0 | 0
MC202-B08 | MC202-B08/G14 | Boost mode |  |  |  |  | Energy sensor | G14 |  |  |  | MC202 | Charles Carter Building |  |  | 0 | 0
MC202-B08 | MC202-B08/G15 | Logic 15 |  |  |  |  | Energy sensor | G15 |  |  |  | MC202 | Charles Carter Building |  |  | 0 | 0
MC202-B08 | MC202-B08/G16 | Logic 16 |  |  |  |  | Energy sensor | G16 |  |  |  | MC202 | Charles Carter Building |  |  | 0 | 0
MC202-B08 | MC202-B08/G17 | Occ Htg SP Achieved [Full FA] |  |  |  |  | Energy sensor | G17 |  |  |  | MC202 | Charles Carter Building |  |  | 0 | 0
MC202-B08 | MC202-B08/G18 | Logic 18 |  |  |  |  | Energy sensor | G18 |  |  |  | MC202 | Charles Carter Building |  |  | 0 | 0
MC202-B08 | MC202-B08/G19 | Logic 19 |  |  |  |  | Energy sensor | G19 |  |  |  | MC202 | Charles Carter Building |  |  | 0 | 0
MC202-B08 | MC202-B08/G2 | Logic 2 |  |  |  |  | Energy sensor | G2 |  |  |  | MC202 | Charles Carter Building |  |  | 0 | 0
MC202-B08 | MC202-B08/G20 | Logic 20 |  |  |  |  | Energy sensor | G20 |  |  |  | MC202 | Charles Carter Building |  |  | 0 | 0
MC202-B08 | MC202-B08/G21 | Logic 21 |  |  |  |  | Energy sensor | G21 |  |  |  | MC202 | Charles Carter Building |  |  | 0 | 0
MC202-B08 | MC202-B08/G22 | Logic 22 |  |  |  |  | Energy sensor | G22 |  |  |  | MC202 | Charles Carter Building |  |  | 0 | 0
MC202-B08 | MC202-B08/G23 | Logic 23 |  |  |  |  | Energy sensor | G23 |  |  |  | MC202 | Charles Carter Building |  |  | 0 | 0
MC202-B08 | MC202-B08/G24 | Bypass damper control |  |  | 0 = Closed , 1 = Open |  | Energy sensor | G24 |  |  |  | MC202 | Charles Carter Building |  |  | 0 | 0
MC202-B08 | MC202-B08/G25 | Logic 25 |  |  |  |  | Energy sensor | G25 |  |  |  | MC202 | Charles Carter Building |  |  | 0 | 0
MC202-B08 | MC202-B08/G26 | Supply fan max speed |  |  | RPM |  | Energy sensor | G26 |  |  |  | MC202 | Charles Carter Building |  |  | 0 | 0
MC202-B08 | MC202-B08/G27 | Logic 27 |  |  |  |  | Energy sensor | G27 |  |  |  | MC202 | Charles Carter Building |  |  | 0 | 0
MC202-B08 | MC202-B08/G28 | Logic 28 |  |  |  |  | Energy sensor | G28 |  |  |  | MC202 | Charles Carter Building |  |  | 0 | 0
MC202-B08 | MC202-B08/G29 | Logic 29 |  |  |  |  | Energy sensor | G29 |  |  |  | MC202 | Charles Carter Building |  |  | 0 | 0
MC202-B08 | MC202-B08/G3 | Logic 3 |  |  |  |  | Energy sensor | G3 |  |  |  | MC202 | Charles Carter Building |  |  | 0 | 0
MC202-B08 | MC202-B08/G30 | Logic 30 |  |  |  |  | Energy sensor | G30 |  |  |  | MC202 | Charles Carter Building |  |  | 0 | 0
MC202-B08 | MC202-B08/G31 | Logic 31 |  |  |  |  | Energy sensor | G31 |  |  |  | MC202 | Charles Carter Building |  |  | 0 | 0
MC202-B08 | MC202-B08/G32 | Logic 32 |  |  |  |  | Energy sensor | G32 |  |  |  | MC202 | Charles Carter Building |  |  | 0 | 0
MC202-B08 | MC202-B08/G33 | Logic 33 |  |  |  |  | Energy sensor | G33 |  |  |  | MC202 | Charles Carter Building |  |  | 0 | 0
MC202-B08 | MC202-B08/G34 | Logic 34 |  |  |  |  | Energy sensor | G34 |  |  |  | MC202 | Charles Carter Building |  |  | 0 | 0
MC202-B08 | MC202-B08/G35 | Remote night cooling available |  |  | 0 = No, 1 = Yes |  | Energy sensor | G35 |  |  |  | MC202 | Charles Carter Building |  |  | 0 | 0
MC202-B08 | MC202-B08/G36 | Logic 36 |  |  |  |  | Energy sensor | G36 |  |  |  | MC202 | Charles Carter Building |  |  | 0 | 0
MC202-B08 | MC202-B08/G37 | Logic 37 |  |  |  |  | Energy sensor | G37 |  |  |  | MC202 | Charles Carter Building |  |  | 0 | 0
MC202-B08 | MC202-B08/G38 | Logic 38 |  |  |  |  | Energy sensor | G38 |  |  |  | MC202 | Charles Carter Building |  |  | 0 | 0
MC202-B08 | MC202-B08/G39 | Logic 39 |  |  |  |  | Energy sensor | G39 |  |  |  | MC202 | Charles Carter Building |  |  | 0 | 0
MC202-B08 | MC202-B08/G4 | Logic 4 |  |  |  |  | Energy sensor | G4 |  |  |  | MC202 | Charles Carter Building |  |  | 0 | 0
MC202-B08 | MC202-B08/G5 | Timeclock enable |  |  | 0 = No, 1 = Yes |  | Energy sensor | G5 |  |  |  | MC202 | Charles Carter Building |  |  | 0 | 0
MC202-B08 | MC202-B08/G6 | Class vent required |  |  | 0 = No, 1 = Yes |  | Energy sensor | G6 |  |  |  | MC202 | Charles Carter Building |  |  | 0 | 0
MC202-B08 | MC202-B08/G7 | Logic 7 |  |  |  |  | Energy sensor | G7 |  |  |  | MC202 | Charles Carter Building |  |  | 0 | 0
MC202-B08 | MC202-B08/G8 | Logic 8 |  |  |  |  | Energy sensor | G8 |  |  |  | MC202 | Charles Carter Building |  |  | 0 | 0
MC202-B08 | MC202-B08/G9 | Class vent enable |  |  | 0 = No, 1 = Yes |  | Energy sensor | G9 |  |  |  | MC202 | Charles Carter Building |  |  | 0 | 0
MC202-B08 | MC202-B08/I11 | Filter dirty |  |  | 0 = No, 1 = Yes |  | Energy sensor | I11 |  |  |  | MC202 | Charles Carter Building | B30,B31,B32 |  | 0 | 0
MC202-B08 | MC202-B08/I12 | Supply fan inverter status |  |  |  |  | Energy sensor | I12 |  |  |  | MC202 | Charles Carter Building | B30,B31,B32 |  | 0 | 0
MC202-B08 | MC202-B08/I13 | Extract fan inverter status |  |  |  |  | Energy sensor | I13 |  |  |  | MC202 | Charles Carter Building | B30,B31,B32 |  | 0 | 0
MC202-B08 | MC202-B08/I14 | Condensate pump alarm |  |  | 0 = No, 1 = Yes |  | Energy sensor | I14 |  |  |  | MC202 | Charles Carter Building | B30,B31,B32 |  | 0 | 0
MC202-B08 | MC202-B08/I15 | Unit occupancy |  |  |  |  | Energy sensor | I15 |  |  |  | MC202 | Charles Carter Building | B30,B31,B32 |  | 0 | 0
MC202-B08 | MC202-B08/I16 | Room frost protection |  |  |  |  | Energy sensor | I16 |  |  |  | MC202 | Charles Carter Building | B30,B31,B32 |  | 0 | 0
MC202-B08 | MC202-B08/I17 | Staff boost mode |  |  | 0 = Off, 1 = On |  | Energy sensor | I17 |  |  |  | MC202 | Charles Carter Building | B30,B31,B32 |  | 0 | 0
MC202-B08 | MC202-B08/I18 | Auto boost mode |  |  | 0 = Off, 1 = On |  | Energy sensor | I18 |  |  |  | MC202 | Charles Carter Building | B30,B31,B32 |  | 0 | 0
MC202-B08 | MC202-B08/I19 | Night cooling |  |  | 0 = Off, 1 = On |  | Energy sensor | I19 |  |  |  | MC202 | Charles Carter Building | B30,B31,B32 |  | 0 | 0
MC202-B08 | MC202-B08/I20 | Full fresh air |  |  | 0 = Off, 1 = On |  | Energy sensor | I20 |  |  |  | MC202 | Charles Carter Building | B30,B31,B32 |  | 0 | 0
MC202-B08 | MC202-B08/I21 | Open bypass damper |  |  | 0 = Closed , 1 = Open |  | Energy sensor | I21 |  |  |  | MC202 | Charles Carter Building | B30,B31,B32 |  | 0 | 0
MC202-B08 | MC202-B08/I22 | Unit freeze protection |  |  |  |  | Energy sensor | I22 |  |  |  | MC202 | Charles Carter Building | B30,B31,B32 |  | 0 | 0
MC202-B08 | MC202-B08/I23 | Supply fan fault |  |  | 0 = No, 1 = Yes |  | Energy sensor | I23 |  |  |  | MC202 | Charles Carter Building | B30,B31,B32 |  | 0 | 0
MC202-B08 | MC202-B08/I24 | Extract fan fault |  |  | 0 = No, 1 = Yes |  | Energy sensor | I24 |  |  |  | MC202 | Charles Carter Building | B30,B31,B32 |  | 0 | 0
MC202-B08 | MC202-B08/I25 | Class vent enable |  |  | 0 = Off, 1 = On |  | Energy sensor | I25 |  |  |  | MC202 | Charles Carter Building | B30,B31,B32 |  | 0 | 0
MC202-B08 | MC202-B08/I30 | Common fault signal |  |  | 0 = No fault, 1 = Fault |  | Energy sensor | I30 |  |  |  | MC202 | Charles Carter Building | B30,B31,B32 |  | 0 | 0
MC202-B08 | MC202-B08/I5 | On-Off selector |  |  | 0 = Off, 1 = On |  | Energy sensor | I5 |  |  |  | MC202 | Charles Carter Building | B30,B31,B32 |  | 0 | 0
MC202-B08 | MC202-B08/I6 | Frost thermostat trip |  |  |  |  | Energy sensor | I6 |  |  |  | MC202 | Charles Carter Building | B30,B31,B32 |  | 0 | 0
MC202-B08 | MC202-B08/K1 | Spare |  |  |  |  | Energy sensor | K1 |  |  |  | MC202 | Charles Carter Building | B30,B31,B32 |  | 0 | 0
MC202-B08 | MC202-B08/K10 | Extract fan min speed |  |  | RPM |  | Energy sensor | K10 |  |  |  | MC202 | Charles Carter Building | B30,B31,B32 |  | 0 | 0
MC202-B08 | MC202-B08/K11 | Extract fan max speed |  |  | RPM |  | Energy sensor | K11 |  |  |  | MC202 | Charles Carter Building | B30,B31,B32 |  | 0 | 0
MC202-B08 | MC202-B08/K12 | Spare |  |  |  |  | Energy sensor | K12 |  |  |  | MC202 | Charles Carter Building | B30,B31,B32 |  | 0 | 0
MC202-B08 | MC202-B08/K13 | Knob 13 |  |  |  |  | Energy sensor | K13 |  |  |  | MC202 | Charles Carter Building | B30,B31,B32 |  | 0 | 0
MC202-B08 | MC202-B08/K14 | Occupancy CO2 level |  |  | Parts per million |  | Energy sensor | K14 |  |  |  | MC202 | Charles Carter Building | B30,B31,B32 |  | 0 | 0
MC202-B08 | MC202-B08/K15 | Outside air night cooling level |  |  | Degrees Celsius |  | Energy sensor | K15 |  |  |  | MC202 | Charles Carter Building | B30,B31,B32 |  | 0 | 0
MC202-B08 | MC202-B08/K16 | Supply air high limit |  |  |  |  | Energy sensor | K16 |  |  |  | MC202 | Charles Carter Building | B30,B31,B32 |  | 0 | 0
MC202-B08 | MC202-B08/K17 | Supply fan minimum speed |  |  | RPM |  | Energy sensor | K17 |  |  |  | MC202 | Charles Carter Building | B30,B31,B32 |  | 0 | 0
MC202-B08 | MC202-B08/K18 | Supply fan max speed |  |  | RPM |  | Energy sensor | K18 |  |  |  | MC202 | Charles Carter Building | B30,B31,B32 |  | 0 | 0
MC202-B08 | MC202-B08/K19 | Supply fan startup speed |  |  | RPM |  | Energy sensor | K19 |  |  |  | MC202 | Charles Carter Building | B30,B31,B32 |  | 0 | 0
MC202-B08 | MC202-B08/K2 | Unit freeze protection |  |  |  |  | Energy sensor | K2 |  |  |  | MC202 | Charles Carter Building | B30,B31,B32 |  | 0 | 0
MC202-B08 | MC202-B08/K20 | Extract fan startup speed |  |  | RPM |  | Energy sensor | K20 |  |  |  | MC202 | Charles Carter Building | B30,B31,B32 |  | 0 | 0
MC202-B08 | MC202-B08/K21 | Night time cooling supply fan speed |  |  | RPM |  | Energy sensor | K21 |  |  |  | MC202 | Charles Carter Building | B30,B31,B32 |  | 0 | 0
MC202-B08 | MC202-B08/K22 | Night time cooling extract fan speed |  |  | RPM |  | Energy sensor | K22 |  |  |  | MC202 | Charles Carter Building | B30,B31,B32 |  | 0 | 0
MC202-B08 | MC202-B08/K23 | Night time cool temperature setpoint |  |  | Degrees Celsius |  | Energy sensor | K23 |  |  |  | MC202 | Charles Carter Building | B30,B31,B32 |  | 0 | 0
MC202-B08 | MC202-B08/K24 | Night cooling supply air low limit |  |  |  |  | Energy sensor | K24 |  |  |  | MC202 | Charles Carter Building | B30,B31,B32 |  | 0 | 0
MC202-B08 | MC202-B08/K3 | Room frost protection |  |  |  |  | Energy sensor | K3 |  |  |  | MC202 | Charles Carter Building | B30,B31,B32 |  | 0 | 0
MC202-B08 | MC202-B08/K4 | Overdoor heater ECO sp |  |  |  |  | Energy sensor | K4 |  |  |  | MC202 | Charles Carter Building | B30,B31,B32 |  | 0 | 0
MC202-B08 | MC202-B08/K5 | Occupancy heating temperature setpoint |  |  | Degrees Celsius |  | Energy sensor | K5 |  |  |  | MC202 | Charles Carter Building | B30,B31,B32 |  | 0 | 0
MC202-B08 | MC202-B08/K6 | OccupancyClgTempSP |  |  | Degrees Celsius |  | Energy sensor | K6 |  |  |  | MC202 | Charles Carter Building | B30,B31,B32 |  | 0 | 0
MC202-B08 | MC202-B08/K7 | Free cooling temperature setpoint |  |  | Degrees Celsius |  | Energy sensor | K7 |  |  |  | MC202 | Charles Carter Building | B30,B31,B32 |  | 0 | 0
MC202-B08 | MC202-B08/K8 | Spare |  |  |  |  | Energy sensor | K8 |  |  |  | MC202 | Charles Carter Building | B30,B31,B32 |  | 0 | 0
MC202-B08 | MC202-B08/K9 | Supply air low limit |  |  |  |  | Energy sensor | K9 |  |  |  | MC202 | Charles Carter Building | B30,B31,B32 |  | 0 | 0
MC202-B08 | MC202-B08/L1 | Loop 1 |  |  |  |  | Energy sensor | L1 |  |  |  | MC202 | Charles Carter Building | B30,B31,B32 |  | 0 | 0
MC202-B08 | MC202-B08/L2 | Supply air low limit |  |  |  |  | Energy sensor | L2 |  |  |  | MC202 | Charles Carter Building | B30,B31,B32 |  | 0 | 0
MC202-B08 | MC202-B08/L3 | Fan Speed [CO2] |  |  |  |  | Energy sensor | L3 |  |  |  | MC202 | Charles Carter Building | B30,B31,B32 |  | 0 | 0
MC202-B08 | MC202-B08/L4 | Fan Speed [Clg] |  |  |  |  | Energy sensor | L4 |  |  |  | MC202 | Charles Carter Building | B30,B31,B32 |  | 0 | 0
MC202-B08 | MC202-B08/L5 | Loop 5 |  |  |  |  | Energy sensor | L5 |  |  |  | MC202 | Charles Carter Building | B30,B31,B32 |  | 0 | 0
MC202-B08 | MC202-B08/L6 | Loop 6 |  |  |  |  | Energy sensor | L6 |  |  |  | MC202 | Charles Carter Building | B30,B31,B32 |  | 0 | 0
MC202-B08 | MC202-B08/n1 | Watersidevent |  |  |  |  | Energy sensor | n1 |  |  |  | MC202 | Charles Carter Building |  |  | 0 | 0
MC202-B08 | MC202-B08/N1 | IC Comms 1 |  |  |  |  | Energy sensor | N1 |  |  |  | MC202 | Charles Carter Building |  |  | 0 | 0
MC202-B08 | MC202-B08/o1 | Alarm Route 1 |  |  |  |  | Energy sensor | o1 |  |  |  | MC202 | Charles Carter Building |  |  | 0 | 0
MC202-B08 | MC202-B08/P1 | Supply air temperature |  |  | Degrees Celsius |  | Energy sensor | P1 |  |  |  | MC202 | Charles Carter Building |  |  | 0 | 0
MC202-B08 | MC202-B08/P11 | Class vent heating demand |  |  |  |  | Energy sensor | P11 |  |  |  | MC202 | Charles Carter Building |  |  | 0 | 0
MC202-B08 | MC202-B08/P12 | Supply fan speed |  |  | RPM |  | Energy sensor | P12 |  |  |  | MC202 | Charles Carter Building |  |  | 0 | 0
MC202-B08 | MC202-B08/P13 | Extract fan speed |  |  | RPM |  | Energy sensor | P13 |  |  |  | MC202 | Charles Carter Building |  |  | 0 | 0
MC202-B08 | MC202-B08/P14 | Outside air temperature |  |  | Degrees Celsius |  | Energy sensor | P14 |  |  |  | MC202 | Charles Carter Building |  |  | 0 | 0
MC202-B08 | MC202-B08/P15 | Bypass damper |  |  | 0 = Closed , 1 = Open |  | Energy sensor | P15 |  |  |  | MC202 | Charles Carter Building |  |  | 0 | 0
MC202-B08 | MC202-B08/P2 | Return temperature |  |  | Degrees Celsius |  | Energy sensor | P2 |  |  |  | MC202 | Charles Carter Building |  |  | 0 | 0
MC202-B08 | MC202-B08/P3 | Extract CO2 level |  |  | Parts per million |  | Energy sensor | P3 |  |  |  | MC202 | Charles Carter Building |  |  | 0 | 0
MC202-B08 | MC202-B08/P4 | DIM Module |  |  |  |  | Energy sensor | P4 |  |  |  | MC202 | Charles Carter Building |  |  | 0 | 0
MC202-B08 | MC202-B08/P5 | Common fault signal |  |  | 0 = No fault, 1 = Fault |  | Energy sensor | P5 |  |  |  | MC202 | Charles Carter Building |  |  | 0 | 0
MC202-B08 | MC202-B08/P6 | Common fault signal |  |  | 0 = No fault, 1 = Fault |  | Energy sensor | P6 |  |  |  | MC202 | Charles Carter Building |  |  | 0 | 0
MC202-B08 | MC202-B08/Q1 | Sequence Table 1 |  |  |  |  | Energy sensor | Q1 |  |  |  | MC202 | Charles Carter Building | B30,B31,B32 |  | 0 | 0
MC202-B08 | MC202-B08/S1 | Supply air temperature |  |  | Degrees Celsius |  | Energy sensor | S1 |  |  |  | MC202 | Charles Carter Building | B30,B31,B32 |  | 0 | 0
MC202-B08 | MC202-B08/S11 | Class vent heating demand |  |  |  |  | Energy sensor | S11 |  |  |  | MC202 | Charles Carter Building | B30,B31,B32 |  | 0 | 0
MC202-B08 | MC202-B08/S12 | Supply fan speed |  |  | RPM |  | Energy sensor | S12 |  |  |  | MC202 | Charles Carter Building | B30,B31,B32 |  | 0 | 0
MC202-B08 | MC202-B08/S13 | Extract fan speed |  |  | RPM |  | Energy sensor | S13 |  |  |  | MC202 | Charles Carter Building | B30,B31,B32 |  | 0 | 0
MC202-B08 | MC202-B08/S14 | Outside air temperature |  |  | Degrees Celsius |  | Energy sensor | S14 |  |  |  | MC202 | Charles Carter Building | B30,B31,B32 |  | 0 | 0
MC202-B08 | MC202-B08/S15 | Bypass damper |  |  | 0 = Closed , 1 = Open |  | Energy sensor | S15 |  |  |  | MC202 | Charles Carter Building | B30,B31,B32 |  | 0 | 0
MC202-B08 | MC202-B08/S2 | Return temperature |  |  | Degrees Celsius |  | Energy sensor | S2 |  |  |  | MC202 | Charles Carter Building | B30,B31,B32 |  | 0 | 0
MC202-B08 | MC202-B08/S3 | Extract CO2 level |  |  | Parts per million |  | Energy sensor | S3 |  |  |  | MC202 | Charles Carter Building | B30,B31,B32 |  | 0 | 0
MC202-B08 | MC202-B08/S4 | DIM Module |  |  |  |  | Energy sensor | S4 |  |  |  | MC202 | Charles Carter Building | B30,B31,B32 |  | 0 | 0
MC202-B08 | MC202-B08/V1 | [5 empty] | Energy sensor | V1 |  |  |  | MC202 | Charles Carter Building |  |  | 0 | 0
MC202-B08 | MC202-B08/W2 | Commissioning mode |  |  | 0 = Off, 1 = On |  | Energy sensor | W2 |  |  |  | MC202 | Charles Carter Building | B30,B31,B32 |  | 0 | 0
MC202-B08 | MC202-B08/W3 | Enable boost mode |  |  | 0 = Off, 1 = On |  | Energy sensor | W3 |  |  |  | MC202 | Charles Carter Building | B30,B31,B32 |  | 0 | 0
MC202-B08 | MC202-B08/W4 | Freeze protection reset |  |  | 0 = Off, 1 = On |  | Energy sensor | W4 |  |  |  | MC202 | Charles Carter Building | B30,B31,B32 |  | 0 | 0
MC202-B08 | MC202-B08/W5 | Enable alarms |  |  | 0 = Off, 1 = On |  | Energy sensor | W5 |  |  |  | MC202 | Charles Carter Building | B30,B31,B32 |  | 0 | 0
MC202-B08 | MC202-B08/W6 | Manual off |  |  |  |  | Energy sensor | W6 |  |  |  | MC202 | Charles Carter Building | B30,B31,B32 |  | 0 | 0
MC202-B08 | MC202-B08/W7 | Front Overdoor heater Enable |  |  |  |  | Energy sensor | W7 |  |  |  | MC202 | Charles Carter Building | B30,B31,B32 |  | 0 | 0
MC202-B08 | MC202-B08/Y1 | Trend Thermistor |  |  |  |  | Energy sensor | Y1 |  |  |  | MC202 | Charles Carter Building |  |  | 0 | 0
MC202-B08 | MC202-B08/Y2 | CO2 V |  |  |  |  | Energy sensor | Y2 |  |  |  | MC202 | Charles Carter Building |  |  | 0 | 0
MC202-B08 | MC202-B08/Y3 | 4DIX V |  |  |  |  | Energy sensor | Y3 |  |  |  | MC202 | Charles Carter Building |  |  | 0 | 0
MC202-B08 | MC202-B08/Z1 | Local time clock |  |  |  |  | Energy sensor | Z1 |  |  |  | MC202 | Charles Carter Building | B30,B31,B32 |  | 0 | 0
MC202-B08 | MC202-B08/Z2 | Front Overdoor heater |  |  |  |  | Energy sensor | Z2 |  |  |  | MC202 | Charles Carter Building | B30,B31,B32 |  | 0 | 0
MC014-B10 | MC014-B10/C1 | Virtual CNC 1 |  |  |  |  | Energy sensor | C1 |  |  |  | MC014 | Bowland Hall |  |  | 0 | 0
MC014-B10 | MC014-B10/D1 | Hot water service valve |  |  |  |  | Energy sensor | D1 |  |  |  | MC014 | Bowland Hall |  |  | 0 | 0
MC014-B10 | MC014-B10/D2 | Boiler No2 |  |  |  |  | Energy sensor | D2 |  |  |  | MC014 | Bowland Hall |  |  | 0 | 0
MC014-B10 | MC014-B10/D3 | Variable temperature circuit valve |  |  | 0 = Closed , 1 = Open |  | Energy sensor | D3 |  |  |  | MC014 | Bowland Hall |  |  | 0 | 0
MC014-B10 | MC014-B10/D4 | Variable temperature pump |  |  |  |  | Energy sensor | D4 |  |  |  | MC014 | Bowland Hall |  |  | 0 | 0
MC014-B10 | MC014-B10/D5 | Domestic hot water primary pump |  |  |  |  | Energy sensor | D5 |  |  |  | MC014 | Bowland Hall |  |  | 0 | 0
MC014-B10 | MC014-B10/D6 | Domestic hot water secondary pump |  |  |  |  | Energy sensor | D6 |  |  |  | MC014 | Bowland Hall |  |  | 0 | 0
MC014-B10 | MC014-B10/e1 | Supervisor |  |  |  |  | Energy sensor | e1 |  |  |  | MC014 | Bowland Hall |  |  | 0 | 0
MC014-B10 | MC014-B10/F1 | 1st stage frost enabled |  |  | 0 = Off, 1 = On |  | Energy sensor | F1 |  |  |  | MC014 | Bowland Hall |  |  | 0 | 0
MC014-B10 | MC014-B10/F10 | Function 10 |  |  |  |  | Energy sensor | F10 |  |  |  | MC014 | Bowland Hall |  |  | 0 | 0
MC014-B10 | MC014-B10/F11 | Function 11 |  |  |  |  | Energy sensor | F11 |  |  |  | MC014 | Bowland Hall |  |  | 0 | 0
MC014-B10 | MC014-B10/F12 | Function 12 |  |  |  |  | Energy sensor | F12 |  |  |  | MC014 | Bowland Hall |  |  | 0 | 0
MC014-B10 | MC014-B10/F13 | limit at |  |  |  |  | Energy sensor | F13 |  |  |  | MC014 | Bowland Hall |  |  | 0 | 0
MC014-B10 | MC014-B10/F14 | Function 14 |  |  |  |  | Energy sensor | F14 |  |  |  | MC014 | Bowland Hall |  |  | 0 | 0
MC014-B10 | MC014-B10/F15 | Function 15 |  |  |  |  | Energy sensor | F15 |  |  |  | MC014 | Bowland Hall |  |  | 0 | 0
MC014-B10 | MC014-B10/F16 | Function 16 |  |  |  |  | Energy sensor | F16 |  |  |  | MC014 | Bowland Hall |  |  | 0 | 0
MC014-B10 | MC014-B10/F17 | Function 17 |  |  |  |  | Energy sensor | F17 |  |  |  | MC014 | Bowland Hall |  |  | 0 | 0
MC014-B10 | MC014-B10/F18 | Function 18 |  |  |  |  | Energy sensor | F18 |  |  |  | MC014 | Bowland Hall |  |  | 0 | 0
MC014-B10 | MC014-B10/F19 | Room high limit |  |  |  |  | Energy sensor | F19 |  |  |  | MC014 | Bowland Hall |  |  | 0 | 0
MC014-B10 | MC014-B10/F2 | 2nd stage frost protection enabled |  |  |  |  | Energy sensor | F2 |  |  |  | MC014 | Bowland Hall |  |  | 0 | 0
MC014-B10 | MC014-B10/F20 | Function 20 |  |  |  |  | Energy sensor | F20 |  |  |  | MC014 | Bowland Hall |  |  | 0 | 0
MC014-B10 | MC014-B10/F21 | Function 21 |  |  |  |  | Energy sensor | F21 |  |  |  | MC014 | Bowland Hall |  |  | 0 | 0
MC014-B10 | MC014-B10/F22 | Calculated variable temperature circuit setpoint |  |  | Degrees Celsius |  | Energy sensor | F22 |  |  |  | MC014 | Bowland Hall |  |  | 0 | 0
MC014-B10 | MC014-B10/F23 | Function 23 |  |  |  |  | Energy sensor | F23 |  |  |  | MC014 | Bowland Hall |  |  | 0 | 0
MC014-B10 | MC014-B10/F24 | Function 24 |  |  |  |  | Energy sensor | F24 |  |  |  | MC014 | Bowland Hall |  |  | 0 | 0
MC014-B10 | MC014-B10/F25 | Function 25 |  |  |  |  | Energy sensor | F25 |  |  |  | MC014 | Bowland Hall |  |  | 0 | 0
MC014-B10 | MC014-B10/F26 | Function 26 |  |  |  |  | Energy sensor | F26 |  |  |  | MC014 | Bowland Hall |  |  | 0 | 0
MC014-B10 | MC014-B10/F27 | Function 27 |  |  |  |  | Energy sensor | F27 |  |  |  | MC014 | Bowland Hall |  |  | 0 | 0
MC014-B10 | MC014-B10/F28 | Lead boiler enable |  |  | 0 = Off, 1 = On |  | Energy sensor | F28 |  |  |  | MC014 | Bowland Hall |  |  | 0 | 0
MC014-B10 | MC014-B10/F3 | 3rd stage frost enabled |  |  |  |  | Energy sensor | F3 |  |  |  | MC014 | Bowland Hall |  |  | 0 | 0
MC014-B10 | MC014-B10/F30 | Function 30 |  |  |  |  | Energy sensor | F30 |  |  |  | MC014 | Bowland Hall |  |  | 0 | 0
MC014-B10 | MC014-B10/F4 | Economy off enabled |  |  | 0 = Off, 1 = On |  | Energy sensor | F4 |  |  |  | MC014 | Bowland Hall |  |  | 0 | 0
MC014-B10 | MC014-B10/F5 | Function 5 |  |  |  |  | Energy sensor | F5 |  |  |  | MC014 | Bowland Hall |  |  | 0 | 0
MC014-B10 | MC014-B10/F6 | 1 hour |  |  |  |  | Energy sensor | F6 |  |  |  | MC014 | Bowland Hall |  |  | 0 | 0
MC014-B10 | MC014-B10/F7 | Function 7 |  |  |  |  | Energy sensor | F7 |  |  |  | MC014 | Bowland Hall |  |  | 0 | 0
MC014-B10 | MC014-B10/F8 | Function 8 |  |  |  |  | Energy sensor | F8 |  |  |  | MC014 | Bowland Hall |  |  | 0 | 0
MC014-B10 | MC014-B10/F9 | Function 9 |  |  |  |  | Energy sensor | F9 |  |  |  | MC014 | Bowland Hall |  |  | 0 | 0
MC014-B10 | MC014-B10/G1 | Heat dissipation |  |  |  |  | Energy sensor | G1 |  |  |  | MC014 | Bowland Hall |  |  | 0 | 0
MC014-B10 | MC014-B10/G10 | Boiler heating hot water service enable |  |  | 0 = Off, 1 = On |  | Energy sensor | G10 |  |  |  | MC014 | Bowland Hall |  |  | 0 | 0
MC014-B10 | MC014-B10/G12 | Logic 12 |  |  |  |  | Energy sensor | G12 |  |  |  | MC014 | Bowland Hall |  |  | 0 | 0
MC014-B10 | MC014-B10/G14 | Logic 14 |  |  |  |  | Energy sensor | G14 |  |  |  | MC014 | Bowland Hall |  |  | 0 | 0
MC014-B10 | MC014-B10/G15 | Logic 15 |  |  |  |  | Energy sensor | G15 |  |  |  | MC014 | Bowland Hall |  |  | 0 | 0
MC014-B10 | MC014-B10/G16 | Domestic hot water demand |  |  |  |  | Energy sensor | G16 |  |  |  | MC014 | Bowland Hall |  |  | 0 | 0
MC014-B10 | MC014-B10/G17 | Logic 17 |  |  |  |  | Energy sensor | G17 |  |  |  | MC014 | Bowland Hall |  |  | 0 | 0
MC014-B10 | MC014-B10/G18 | Heat dissipation |  |  |  |  | Energy sensor | G18 |  |  |  | MC014 | Bowland Hall |  |  | 0 | 0
MC014-B10 | MC014-B10/G19 | Logic 19 |  |  |  |  | Energy sensor | G19 |  |  |  | MC014 | Bowland Hall |  |  | 0 | 0
MC014-B10 | MC014-B10/G2 | Logic 2 |  |  |  |  | Energy sensor | G2 |  |  |  | MC014 | Bowland Hall |  |  | 0 | 0
MC014-B10 | MC014-B10/G20 | 2nd stage frost protection enabled |  |  |  |  | Energy sensor | G20 |  |  |  | MC014 | Bowland Hall |  |  | 0 | 0
MC014-B10 | MC014-B10/G21 | Logic 21 |  |  |  |  | Energy sensor | G21 |  |  |  | MC014 | Bowland Hall |  |  | 0 | 0
MC014-B10 | MC014-B10/G22 | Hot water service enable |  |  | 0 = Off, 1 = On |  | Energy sensor | G22 |  |  |  | MC014 | Bowland Hall |  |  | 0 | 0
MC014-B10 | MC014-B10/G23 | Heating enable |  |  | 0 = Off, 1 = On |  | Energy sensor | G23 |  |  |  | MC014 | Bowland Hall |  |  | 0 | 0
MC014-B10 | MC014-B10/G24 | Logic 24 |  |  |  |  | Energy sensor | G24 |  |  |  | MC014 | Bowland Hall |  |  | 0 | 0
MC014-B10 | MC014-B10/G26 | Logic 26 |  |  |  |  | Energy sensor | G26 |  |  |  | MC014 | Bowland Hall |  |  | 0 | 0
MC014-B10 | MC014-B10/G27 | Logic 27 |  |  |  |  | Energy sensor | G27 |  |  |  | MC014 | Bowland Hall |  |  | 0 | 0
MC014-B10 | MC014-B10/G28 | Logic 28 |  |  |  |  | Energy sensor | G28 |  |  |  | MC014 | Bowland Hall |  |  | 0 | 0
MC014-B10 | MC014-B10/G3 | Logic 3 |  |  |  |  | Energy sensor | G3 |  |  |  | MC014 | Bowland Hall |  |  | 0 | 0
MC014-B10 | MC014-B10/G5 | Logic 5 |  |  |  |  | Energy sensor | G5 |  |  |  | MC014 | Bowland Hall |  |  | 0 | 0
MC014-B10 | MC014-B10/G6 | Logic 6 |  |  |  |  | Energy sensor | G6 |  |  |  | MC014 | Bowland Hall |  |  | 0 | 0
MC014-B10 | MC014-B10/G7 | boiler start delay for HWS val |  |  |  |  | Energy sensor | G7 |  |  |  | MC014 | Bowland Hall |  |  | 0 | 0
MC014-B10 | MC014-B10/G8 | Logic 8 |  |  |  |  | Energy sensor | G8 |  |  |  | MC014 | Bowland Hall |  |  | 0 | 0
MC014-B10 | MC014-B10/G9 | Boost |  |  | 0 = Off, 1 = On |  | Energy sensor | G9 |  |  |  | MC014 | Bowland Hall |  |  | 0 | 0
MC014-B10 | MC014-B10/I1 | Bowland Hall 1Boiler Failed |  |  |  |  | Energy sensor | I1 |  |  |  | MC014 | Bowland Hall |  |  | 0 | 0
MC014-B10 | MC014-B10/I2 | Boiler on |  |  | 0 = Off, 1 = On |  | Energy sensor | I2 |  |  |  | MC014 | Bowland Hall |  |  | 0 | 0
MC014-B10 | MC014-B10/I3 | Hand or automatic |  |  |  |  | Energy sensor | I3 |  |  |  | MC014 | Bowland Hall |  |  | 0 | 0
MC014-B10 | MC014-B10/K1 | 1st stage frost setpoint |  |  |  |  | Energy sensor | K1 |  |  |  | MC014 | Bowland Hall |  |  | 0 | 0
MC014-B10 | MC014-B10/K10 | Boiler Valve Diff |  |  |  |  | Energy sensor | K10 |  |  |  | MC014 | Bowland Hall |  |  | 0 | 0
MC014-B10 | MC014-B10/K11 | Boiler fail alarm limit |  |  |  |  | Energy sensor | K11 |  |  |  | MC014 | Bowland Hall |  |  | 0 | 0
MC014-B10 | MC014-B10/K12 | Boiler fail alarm timer |  |  |  |  | Energy sensor | K12 |  |  |  | MC014 | Bowland Hall |  |  | 0 | 0
MC014-B10 | MC014-B10/K13 | Domestic hot water servvice setpoint |  |  |  |  | Energy sensor | K13 |  |  |  | MC014 | Bowland Hall |  |  | 0 | 0
MC014-B10 | MC014-B10/K14 | Space Hil Limit Diff |  |  |  |  | Energy sensor | K14 |  |  |  | MC014 | Bowland Hall |  |  | 0 | 0
MC014-B10 | MC014-B10/K15 | HWS Primary pump run on |  |  |  |  | Energy sensor | K15 |  |  |  | MC014 | Bowland Hall |  |  | 0 | 0
MC014-B10 | MC014-B10/K16 | Hot water service dead band |  |  |  |  | Energy sensor | K16 |  |  |  | MC014 | Bowland Hall |  |  | 0 | 0
MC014-B10 | MC014-B10/K17 | Boiler temperature setpoint |  |  | Degrees Celsius |  | Energy sensor | K17 |  |  |  | MC014 | Bowland Hall |  |  | 0 | 0
MC014-B10 | MC014-B10/K2 | 2nd stage frost setpoint |  |  | Degrees Celsius |  | Energy sensor | K2 |  |  |  | MC014 | Bowland Hall |  |  | 0 | 0
MC014-B10 | MC014-B10/K3 | 3rd stage frost setpoint |  |  | 0 = Off, 1 = On |  | Energy sensor | K3 |  |  |  | MC014 | Bowland Hall |  |  | 0 | 0
MC014-B10 | MC014-B10/K4 | Outside air temperature economy off setpoint |  |  |  |  | Energy sensor | K4 |  |  |  | MC014 | Bowland Hall |  |  | 0 | 0
MC014-B10 | MC014-B10/K5 | Occupied setpoint |  |  |  |  | Energy sensor | K5 |  |  |  | MC014 | Bowland Hall |  |  | 0 | 0
MC014-B10 | MC014-B10/K6 | VT Flow@0 degC |  |  |  |  | Energy sensor | K6 |  |  |  | MC014 | Bowland Hall |  |  | 0 | 0
MC014-B10 | MC014-B10/K7 | VT Flow@ 20oC OAT |  |  |  |  | Energy sensor | K7 |  |  |  | MC014 | Bowland Hall |  |  | 0 | 0
MC014-B10 | MC014-B10/K8 | Room influence |  |  |  |  | Energy sensor | K8 |  |  |  | MC014 | Bowland Hall |  |  | 0 | 0
MC014-B10 | MC014-B10/K9 | Boiler hot water service diff |  |  |  |  | Energy sensor | K9 |  |  |  | MC014 | Bowland Hall |  |  | 0 | 0
MC014-B10 | MC014-B10/L1 | Loop 1 |  |  |  |  | Energy sensor | L1 |  |  |  | MC014 | Bowland Hall |  |  | 0 | 0
MC014-B10 | MC014-B10/L3 | compensator |  |  |  |  | Energy sensor | L3 |  |  |  | MC014 | Bowland Hall |  |  | 0 | 0
MC014-B10 | MC014-B10/L4 | [5 empty] | Energy sensor | L4 |  |  |  | MC014 | Bowland Hall |  |  | 0 | 0
MC014-B10 | MC014-B10/n1 | TREND_0C_27_DD |  |  |  |  | Energy sensor | n1 |  |  |  | MC014 | Bowland Hall |  |  | 0 | 0
MC014-B10 | MC014-B10/o1 | Alarm Route 1 |  |  |  |  | Energy sensor | o1 |  |  |  | MC014 | Bowland Hall |  |  | 0 | 0
MC014-B10 | MC014-B10/O1 | Heating times |  |  |  |  | Energy sensor | O1 |  |  |  | MC014 | Bowland Hall |  |  | 0 | 0
MC014-B10 | MC014-B10/o2 | Alarm Route 2 |  |  |  |  | Energy sensor | o2 |  |  |  | MC014 | Bowland Hall |  |  | 0 | 0
MC014-B10 | MC014-B10/o3 | Alarm Route 3 |  |  |  |  | Energy sensor | o3 |  |  |  | MC014 | Bowland Hall |  |  | 0 | 0
MC014-B10 | MC014-B10/P1 | Outside air temperature |  |  | Degrees Celsius |  | Energy sensor | P1 |  |  |  | MC014 | Bowland Hall |  |  | 0 | 0
MC014-B10 | MC014-B10/P2 | Room temperature |  |  | Degrees Celsius |  | Energy sensor | P2 |  |  |  | MC014 | Bowland Hall |  |  | 0 | 0
MC014-B10 | MC014-B10/P3 | Variable temperature circuit flow temperature |  |  | Degrees Celsius |  | Energy sensor | P3 |  |  |  | MC014 | Bowland Hall |  |  | 0 | 0
MC014-B10 | MC014-B10/P4 | Domestic hot water service temperature |  |  | Degrees Celsius |  | Energy sensor | P4 |  |  |  | MC014 | Bowland Hall |  |  | 0 | 0
MC014-B10 | MC014-B10/P5 | Boiler on |  |  | 0 = Off, 1 = On |  | Energy sensor | P5 |  |  |  | MC014 | Bowland Hall |  |  | 0 | 0
MC014-B10 | MC014-B10/P6 | Boiler temperature |  |  | Degrees Celsius |  | Energy sensor | P6 |  |  |  | MC014 | Bowland Hall |  |  | 0 | 0
MC014-B10 | MC014-B10/Q1 | Sequence Table 1 |  |  |  |  | Energy sensor | Q1 |  |  |  | MC014 | Bowland Hall |  |  | 0 | 0
MC014-B10 | MC014-B10/S1 | Outside air temperature |  |  | Degrees Celsius |  | Energy sensor | S1 |  |  |  | MC014 | Bowland Hall |  |  | 0 | 0
MC014-B10 | MC014-B10/S10 | Calculated temperature variable temperature circuit flow |  |  |  |  | Energy sensor | S10 |  |  |  | MC014 | Bowland Hall |  |  | 0 | 0
MC014-B10 | MC014-B10/S2 | Room temperature |  |  | Degrees Celsius |  | Energy sensor | S2 |  |  |  | MC014 | Bowland Hall |  |  | 0 | 0
MC014-B10 | MC014-B10/S3 | Variable temperature circuit flow temperature |  |  | Degrees Celsius |  | Energy sensor | S3 |  |  |  | MC014 | Bowland Hall |  |  | 0 | 0
MC014-B10 | MC014-B10/S4 | Domestic hot water service temperature |  |  | Degrees Celsius |  | Energy sensor | S4 |  |  |  | MC014 | Bowland Hall |  |  | 0 | 0
MC014-B10 | MC014-B10/S5 | Boiler temperature |  |  | Degrees Celsius |  | Energy sensor | S5 |  |  |  | MC014 | Bowland Hall |  |  | 0 | 0
MC014-B10 | MC014-B10/S6 | Boiler on |  |  | 0 = Off, 1 = On |  | Energy sensor | S6 |  |  |  | MC014 | Bowland Hall |  |  | 0 | 0
MC014-B10 | MC014-B10/V1 | [5 empty] | Energy sensor | V1 |  |  |  | MC014 | Bowland Hall |  |  | 0 | 0
MC014-B10 | MC014-B10/W2 | Summer winter switch |  |  | S = Summer, W = Winter |  | Energy sensor | W2 |  |  |  | MC014 | Bowland Hall |  |  | 0 | 0
MC014-B10 | MC014-B10/W3 | Hol Auto A=On |  |  |  |  | Energy sensor | W3 |  |  |  | MC014 | Bowland Hall |  |  | 0 | 0
MC014-B10 | MC014-B10/Y1 | Satchwell T Range |  |  |  |  | Energy sensor | Y1 |  |  |  | MC014 | Bowland Hall |  |  | 0 | 0
MC014-B10 | MC014-B10/Y2 | Thermistor TBTC |  |  |  |  | Energy sensor | Y2 |  |  |  | MC014 | Bowland Hall |  |  | 0 | 0
MC014-B10 | MC014-B10/Z1 | Heating times |  |  |  |  | Energy sensor | Z1 |  |  |  | MC014 | Bowland Hall |  |  | 0 | 0
MC014-B10 | MC014-B10/Z2 | Domestic hot water service times |  |  |  |  | Energy sensor | Z2 |  |  |  | MC014 | Bowland Hall |  |  | 0 | 0
MC202-B07 | MC202-B07/~1 | [5 empty] | Energy sensor | ~1 |  |  |  | MC202 | Charles Carter Building |  |  | 0 | 0
MC202-B07 | MC202-B07/~10 | [5 empty] | Energy sensor | ~10 |  |  |  | MC202 | Charles Carter Building |  |  | 0 | 0
MC202-B07 | MC202-B07/~11 | [5 empty] | Energy sensor | ~11 |  |  |  | MC202 | Charles Carter Building |  |  | 0 | 0
MC202-B07 | MC202-B07/~12 | [5 empty] | Energy sensor | ~12 |  |  |  | MC202 | Charles Carter Building |  |  | 0 | 0
MC202-B07 | MC202-B07/~13 | [5 empty] | Energy sensor | ~13 |  |  |  | MC202 | Charles Carter Building |  |  | 0 | 0
MC202-B07 | MC202-B07/~14 | [5 empty] | Energy sensor | ~14 |  |  |  | MC202 | Charles Carter Building |  |  | 0 | 0
MC202-B07 | MC202-B07/~15 | [5 empty] | Energy sensor | ~15 |  |  |  | MC202 | Charles Carter Building |  |  | 0 | 0
MC202-B07 | MC202-B07/~16 | [5 empty] | Energy sensor | ~16 |  |  |  | MC202 | Charles Carter Building |  |  | 0 | 0
MC202-B07 | MC202-B07/~17 | [5 empty] | Energy sensor | ~17 |  |  |  | MC202 | Charles Carter Building |  |  | 0 | 0
MC202-B07 | MC202-B07/~18 | [5 empty] | Energy sensor | ~18 |  |  |  | MC202 | Charles Carter Building |  |  | 0 | 0
MC202-B07 | MC202-B07/~19 | [5 empty] | Energy sensor | ~19 |  |  |  | MC202 | Charles Carter Building |  |  | 0 | 0
MC202-B07 | MC202-B07/~2 | [5 empty] | Energy sensor | ~2 |  |  |  | MC202 | Charles Carter Building |  |  | 0 | 0
MC202-B07 | MC202-B07/~20 | [5 empty] | Energy sensor | ~20 |  |  |  | MC202 | Charles Carter Building |  |  | 0 | 0
MC202-B07 | MC202-B07/~21 | [5 empty] | Energy sensor | ~21 |  |  |  | MC202 | Charles Carter Building |  |  | 0 | 0
MC202-B07 | MC202-B07/~22 | [5 empty] | Energy sensor | ~22 |  |  |  | MC202 | Charles Carter Building |  |  | 0 | 0
MC202-B07 | MC202-B07/~23 | [5 empty] | Energy sensor | ~23 |  |  |  | MC202 | Charles Carter Building |  |  | 0 | 0
MC202-B07 | MC202-B07/~24 | [5 empty] | Energy sensor | ~24 |  |  |  | MC202 | Charles Carter Building |  |  | 0 | 0
MC202-B07 | MC202-B07/~25 | [5 empty] | Energy sensor | ~25 |  |  |  | MC202 | Charles Carter Building |  |  | 0 | 0
MC202-B07 | MC202-B07/~26 | [5 empty] | Energy sensor | ~26 |  |  |  | MC202 | Charles Carter Building |  |  | 0 | 0
MC202-B07 | MC202-B07/~27 | [5 empty] | Energy sensor | ~27 |  |  |  | MC202 | Charles Carter Building |  |  | 0 | 0
MC202-B07 | MC202-B07/~28 | [5 empty] | Energy sensor | ~28 |  |  |  | MC202 | Charles Carter Building |  |  | 0 | 0
MC202-B07 | MC202-B07/~29 | [5 empty] | Energy sensor | ~29 |  |  |  | MC202 | Charles Carter Building |  |  | 0 | 0
MC202-B07 | MC202-B07/~3 | [5 empty] | Energy sensor | ~3 |  |  |  | MC202 | Charles Carter Building |  |  | 0 | 0
MC202-B07 | MC202-B07/~30 | [5 empty] | Energy sensor | ~30 |  |  |  | MC202 | Charles Carter Building |  |  | 0 | 0
MC202-B07 | MC202-B07/~31 | [5 empty] | Energy sensor | ~31 |  |  |  | MC202 | Charles Carter Building |  |  | 0 | 0
MC202-B07 | MC202-B07/~32 | [5 empty] | Energy sensor | ~32 |  |  |  | MC202 | Charles Carter Building |  |  | 0 | 0
MC202-B07 | MC202-B07/~33 | [5 empty] | Energy sensor | ~33 |  |  |  | MC202 | Charles Carter Building |  |  | 0 | 0
MC202-B07 | MC202-B07/~34 | [5 empty] | Energy sensor | ~34 |  |  |  | MC202 | Charles Carter Building |  |  | 0 | 0
MC202-B07 | MC202-B07/~35 | [5 empty] | Energy sensor | ~35 |  |  |  | MC202 | Charles Carter Building |  |  | 0 | 0
MC202-B07 | MC202-B07/~36 | [5 empty] | Energy sensor | ~36 |  |  |  | MC202 | Charles Carter Building |  |  | 0 | 0
MC202-B07 | MC202-B07/~37 | [5 empty] | Energy sensor | ~37 |  |  |  | MC202 | Charles Carter Building |  |  | 0 | 0
MC202-B07 | MC202-B07/~38 | [5 empty] | Energy sensor | ~38 |  |  |  | MC202 | Charles Carter Building |  |  | 0 | 0
MC202-B07 | MC202-B07/~39 | [5 empty] | Energy sensor | ~39 |  |  |  | MC202 | Charles Carter Building |  |  | 0 | 0
MC202-B07 | MC202-B07/~4 | [5 empty] | Energy sensor | ~4 |  |  |  | MC202 | Charles Carter Building |  |  | 0 | 0
MC202-B07 | MC202-B07/~40 | [5 empty] | Energy sensor | ~40 |  |  |  | MC202 | Charles Carter Building |  |  | 0 | 0
MC202-B07 | MC202-B07/~41 | [5 empty] | Energy sensor | ~41 |  |  |  | MC202 | Charles Carter Building |  |  | 0 | 0
MC202-B07 | MC202-B07/~42 | [5 empty] | Energy sensor | ~42 |  |  |  | MC202 | Charles Carter Building |  |  | 0 | 0
MC202-B07 | MC202-B07/~43 | [5 empty] | Energy sensor | ~43 |  |  |  | MC202 | Charles Carter Building |  |  | 0 | 0
MC202-B07 | MC202-B07/~44 | [5 empty] | Energy sensor | ~44 |  |  |  | MC202 | Charles Carter Building |  |  | 0 | 0
MC202-B07 | MC202-B07/~45 | [5 empty] | Energy sensor | ~45 |  |  |  | MC202 | Charles Carter Building |  |  | 0 | 0
MC202-B07 | MC202-B07/~46 | Adjustments (knobs) |  |  |  |  | Energy sensor | ~46 |  |  |  | MC202 | Charles Carter Building |  |  | 0 | 0
MC202-B07 | MC202-B07/~47 | Adjustments (switches) |  |  |  |  | Energy sensor | ~47 |  |  |  | MC202 | Charles Carter Building |  |  | 0 | 0
MC202-B07 | MC202-B07/~48 | [5 empty] | Energy sensor | ~48 |  |  |  | MC202 | Charles Carter Building |  |  | 0 | 0
MC202-B07 | MC202-B07/~49 | [5 empty] | Energy sensor | ~49 |  |  |  | MC202 | Charles Carter Building |  |  | 0 | 0
MC202-B07 | MC202-B07/~5 | [5 empty] | Energy sensor | ~5 |  |  |  | MC202 | Charles Carter Building |  |  | 0 | 0
MC202-B07 | MC202-B07/~50 | [5 empty] | Energy sensor | ~50 |  |  |  | MC202 | Charles Carter Building |  |  | 0 | 0
MC202-B07 | MC202-B07/~51 | [5 empty] | Energy sensor | ~51 |  |  |  | MC202 | Charles Carter Building |  |  | 0 | 0
MC202-B07 | MC202-B07/~52 | [5 empty] | Energy sensor | ~52 |  |  |  | MC202 | Charles Carter Building |  |  | 0 | 0
MC202-B07 | MC202-B07/~53 | Adjustments (night cool knobs) |  |  |  |  | Energy sensor | ~53 |  |  |  | MC202 | Charles Carter Building |  |  | 0 | 0
MC202-B07 | MC202-B07/~54 | [5 empty] | Energy sensor | ~54 |  |  |  | MC202 | Charles Carter Building |  |  | 0 | 0
MC202-B07 | MC202-B07/~55 | Adjustments |  |  |  |  | Energy sensor | ~55 |  |  |  | MC202 | Charles Carter Building |  |  | 0 | 0
MC202-B07 | MC202-B07/~56 | Knobs |  |  |  |  | Energy sensor | ~56 |  |  |  | MC202 | Charles Carter Building |  |  | 0 | 0
MC202-B07 | MC202-B07/~57 | Switches |  |  |  |  | Energy sensor | ~57 |  |  |  | MC202 | Charles Carter Building |  |  | 0 | 0
MC202-B07 | MC202-B07/~58 | [5 empty] | Energy sensor | ~58 |  |  |  | MC202 | Charles Carter Building |  |  | 0 | 0
MC202-B07 | MC202-B07/~59 | [5 empty] | Energy sensor | ~59 |  |  |  | MC202 | Charles Carter Building |  |  | 0 | 0
MC202-B07 | MC202-B07/~6 | [5 empty] | Energy sensor | ~6 |  |  |  | MC202 | Charles Carter Building |  |  | 0 | 0
MC202-B07 | MC202-B07/~60 | [5 empty] | Energy sensor | ~60 |  |  |  | MC202 | Charles Carter Building |  |  | 0 | 0
MC202-B07 | MC202-B07/~7 | [5 empty] | Energy sensor | ~7 |  |  |  | MC202 | Charles Carter Building |  |  | 0 | 0
MC202-B07 | MC202-B07/~8 | [5 empty] | Energy sensor | ~8 |  |  |  | MC202 | Charles Carter Building |  |  | 0 | 0
MC202-B07 | MC202-B07/~9 | [5 empty] | Energy sensor | ~9 |  |  |  | MC202 | Charles Carter Building |  |  | 0 | 0
MC202-B07 | MC202-B07/A14 | Outside air temperature |  |  | Degrees Celsius |  | Energy sensor | A14 |  |  |  | MC202 | Charles Carter Building |  |  | 0 | 0
MC202-B07 | MC202-B07/B1 | Frost from MCP |  |  |  |  | Energy sensor | B1 |  |  |  | MC202 | Charles Carter Building |  |  | 0 | 0
MC202-B07 | MC202-B07/B2 | Remote signals |  |  |  |  | Energy sensor | B2 |  |  |  | MC202 | Charles Carter Building |  |  | 0 | 0
MC202-B07 | MC202-B07/C1 | Virtual CNC 1 |  |  |  |  | Energy sensor | C1 |  |  |  | MC202 | Charles Carter Building |  |  | 0 | 0
MC202-B07 | MC202-B07/D1 | Unit enable and fresh air damper |  |  |  |  | Energy sensor | D1 |  |  |  | MC202 | Charles Carter Building | B02b,B02a |  | 0 | 0
MC202-B07 | MC202-B07/D2 | Bypass damper |  |  | 0 = Closed , 1 = Open |  | Energy sensor | D2 |  |  |  | MC202 | Charles Carter Building | B02b,B02a |  | 0 | 0
MC202-B07 | MC202-B07/D4 | Heating valve |  |  |  |  | Energy sensor | D4 |  |  |  | MC202 | Charles Carter Building | B02b,B02a |  | 0 | 0
MC202-B07 | MC202-B07/D5 | Supply fan speed |  |  | RPM |  | Energy sensor | D5 |  |  |  | MC202 | Charles Carter Building | B02b,B02a |  | 0 | 0
MC202-B07 | MC202-B07/D6 | Extract fan speed |  |  | RPM |  | Energy sensor | D6 |  |  |  | MC202 | Charles Carter Building | B02b,B02a |  | 0 | 0
MC202-B07 | MC202-B07/e1 | 963 Supervisor |  |  |  |  | Energy sensor | e1 |  |  |  | MC202 | Charles Carter Building |  |  | 0 | 0
MC202-B07 | MC202-B07/F1 | Function 1 |  |  |  |  | Energy sensor | F1 |  |  |  | MC202 | Charles Carter Building |  |  | 0 | 0
MC202-B07 | MC202-B07/F10 | Function 10 |  |  |  |  | Energy sensor | F10 |  |  |  | MC202 | Charles Carter Building |  |  | 0 | 0
MC202-B07 | MC202-B07/F11 | Function 11 |  |  |  |  | Energy sensor | F11 |  |  |  | MC202 | Charles Carter Building |  |  | 0 | 0
MC202-B07 | MC202-B07/F12 | Function 12 |  |  |  |  | Energy sensor | F12 |  |  |  | MC202 | Charles Carter Building |  |  | 0 | 0
MC202-B07 | MC202-B07/F13 | Function 13 |  |  |  |  | Energy sensor | F13 |  |  |  | MC202 | Charles Carter Building |  |  | 0 | 0
MC202-B07 | MC202-B07/F14 | Auto boost setpoint exceeded |  |  |  |  | Energy sensor | F14 |  |  |  | MC202 | Charles Carter Building |  |  | 0 | 0
MC202-B07 | MC202-B07/F15 | Function 15 |  |  |  |  | Energy sensor | F15 |  |  |  | MC202 | Charles Carter Building |  |  | 0 | 0
MC202-B07 | MC202-B07/F16 | Function 16 |  |  |  |  | Energy sensor | F16 |  |  |  | MC202 | Charles Carter Building |  |  | 0 | 0
MC202-B07 | MC202-B07/F17 | Function 17 |  |  |  |  | Energy sensor | F17 |  |  |  | MC202 | Charles Carter Building |  |  | 0 | 0
MC202-B07 | MC202-B07/F18 | Function 18 |  |  |  |  | Energy sensor | F18 |  |  |  | MC202 | Charles Carter Building |  |  | 0 | 0
MC202-B07 | MC202-B07/F19 | Supply fan speed |  |  | RPM |  | Energy sensor | F19 |  |  |  | MC202 | Charles Carter Building |  |  | 0 | 0
MC202-B07 | MC202-B07/F2 | Function 2 |  |  |  |  | Energy sensor | F2 |  |  |  | MC202 | Charles Carter Building |  |  | 0 | 0
MC202-B07 | MC202-B07/F20 | Function 20 |  |  |  |  | Energy sensor | F20 |  |  |  | MC202 | Charles Carter Building |  |  | 0 | 0
MC202-B07 | MC202-B07/F21 | Function 21 |  |  |  |  | Energy sensor | F21 |  |  |  | MC202 | Charles Carter Building |  |  | 0 | 0
MC202-B07 | MC202-B07/F22 | Function 22 |  |  |  |  | Energy sensor | F22 |  |  |  | MC202 | Charles Carter Building |  |  | 0 | 0
MC202-B07 | MC202-B07/F23 | Function 23 |  |  |  |  | Energy sensor | F23 |  |  |  | MC202 | Charles Carter Building |  |  | 0 | 0
MC202-B07 | MC202-B07/F24 | Function 24 |  |  |  |  | Energy sensor | F24 |  |  |  | MC202 | Charles Carter Building |  |  | 0 | 0
MC202-B07 | MC202-B07/F25 | Function 25 |  |  |  |  | Energy sensor | F25 |  |  |  | MC202 | Charles Carter Building |  |  | 0 | 0
MC202-B07 | MC202-B07/F26 | Function 26 |  |  |  |  | Energy sensor | F26 |  |  |  | MC202 | Charles Carter Building |  |  | 0 | 0
MC202-B07 | MC202-B07/F27 | Function 27 |  |  |  |  | Energy sensor | F27 |  |  |  | MC202 | Charles Carter Building |  |  | 0 | 0
MC202-B07 | MC202-B07/F28 | Function 28 |  |  |  |  | Energy sensor | F28 |  |  |  | MC202 | Charles Carter Building |  |  | 0 | 0
MC202-B07 | MC202-B07/F29 | Full Fresh Air [Clg] |  |  |  |  | Energy sensor | F29 |  |  |  | MC202 | Charles Carter Building |  |  | 0 | 0
MC202-B07 | MC202-B07/F3 | Function 3 |  |  |  |  | Energy sensor | F3 |  |  |  | MC202 | Charles Carter Building |  |  | 0 | 0
MC202-B07 | MC202-B07/F30 | Function 30 |  |  |  |  | Energy sensor | F30 |  |  |  | MC202 | Charles Carter Building |  |  | 0 | 0
MC202-B07 | MC202-B07/F31 | Function 31 |  |  |  |  | Energy sensor | F31 |  |  |  | MC202 | Charles Carter Building |  |  | 0 | 0
MC202-B07 | MC202-B07/F32 | Function 32 |  |  |  |  | Energy sensor | F32 |  |  |  | MC202 | Charles Carter Building |  |  | 0 | 0
MC202-B07 | MC202-B07/F33 | Function 33 |  |  |  |  | Energy sensor | F33 |  |  |  | MC202 | Charles Carter Building |  |  | 0 | 0
MC202-B07 | MC202-B07/F34 | Function 34 |  |  |  |  | Energy sensor | F34 |  |  |  | MC202 | Charles Carter Building |  |  | 0 | 0
MC202-B07 | MC202-B07/F35 | Function 35 |  |  |  |  | Energy sensor | F35 |  |  |  | MC202 | Charles Carter Building |  |  | 0 | 0
MC202-B07 | MC202-B07/F36 | Function 36 |  |  |  |  | Energy sensor | F36 |  |  |  | MC202 | Charles Carter Building |  |  | 0 | 0
MC202-B07 | MC202-B07/F37 | Function 37 |  |  |  |  | Energy sensor | F37 |  |  |  | MC202 | Charles Carter Building |  |  | 0 | 0
MC202-B07 | MC202-B07/F38 | Function 38 |  |  |  |  | Energy sensor | F38 |  |  |  | MC202 | Charles Carter Building |  |  | 0 | 0
MC202-B07 | MC202-B07/F39 | Extract fan speed |  |  | RPM |  | Energy sensor | F39 |  |  |  | MC202 | Charles Carter Building |  |  | 0 | 0
MC202-B07 | MC202-B07/F4 | Function 4 |  |  |  |  | Energy sensor | F4 |  |  |  | MC202 | Charles Carter Building |  |  | 0 | 0
MC202-B07 | MC202-B07/F40 | Function 40 |  |  |  |  | Energy sensor | F40 |  |  |  | MC202 | Charles Carter Building |  |  | 0 | 0
MC202-B07 | MC202-B07/F41 | Function 41 |  |  |  |  | Energy sensor | F41 |  |  |  | MC202 | Charles Carter Building |  |  | 0 | 0
MC202-B07 | MC202-B07/F42 | Function 42 |  |  |  |  | Energy sensor | F42 |  |  |  | MC202 | Charles Carter Building |  |  | 0 | 0
MC202-B07 | MC202-B07/F43 | Function 43 |  |  |  |  | Energy sensor | F43 |  |  |  | MC202 | Charles Carter Building |  |  | 0 | 0
MC202-B07 | MC202-B07/F44 | Function 44 |  |  |  |  | Energy sensor | F44 |  |  |  | MC202 | Charles Carter Building |  |  | 0 | 0
MC202-B07 | MC202-B07/F45 | Function 45 |  |  |  |  | Energy sensor | F45 |  |  |  | MC202 | Charles Carter Building |  |  | 0 | 0
MC202-B07 | MC202-B07/F47 | Function 47 |  |  |  |  | Energy sensor | F47 |  |  |  | MC202 | Charles Carter Building |  |  | 0 | 0
MC202-B07 | MC202-B07/F48 | Function 48 |  |  |  |  | Energy sensor | F48 |  |  |  | MC202 | Charles Carter Building |  |  | 0 | 0
MC202-B07 | MC202-B07/F6 | Function 6 |  |  |  |  | Energy sensor | F6 |  |  |  | MC202 | Charles Carter Building |  |  | 0 | 0
MC202-B07 | MC202-B07/F7 | Function 7 |  |  |  |  | Energy sensor | F7 |  |  |  | MC202 | Charles Carter Building |  |  | 0 | 0
MC202-B07 | MC202-B07/F8 | Fan speed (heating) |  |  |  |  | Energy sensor | F8 |  |  |  | MC202 | Charles Carter Building |  |  | 0 | 0
MC202-B07 | MC202-B07/F9 | Function 9 |  |  |  |  | Energy sensor | F9 |  |  |  | MC202 | Charles Carter Building |  |  | 0 | 0
MC202-B07 | MC202-B07/G1 | Logic 1 |  |  |  |  | Energy sensor | G1 |  |  |  | MC202 | Charles Carter Building |  |  | 0 | 0
MC202-B07 | MC202-B07/G10 | Logic 10 |  |  |  |  | Energy sensor | G10 |  |  |  | MC202 | Charles Carter Building |  |  | 0 | 0
MC202-B07 | MC202-B07/G11 | Logic 11 |  |  |  |  | Energy sensor | G11 |  |  |  | MC202 | Charles Carter Building |  |  | 0 | 0
MC202-B07 | MC202-B07/G12 | Logic 12 |  |  |  |  | Energy sensor | G12 |  |  |  | MC202 | Charles Carter Building |  |  | 0 | 0
MC202-B07 | MC202-B07/G13 | Logic 13 |  |  |  |  | Energy sensor | G13 |  |  |  | MC202 | Charles Carter Building |  |  | 0 | 0
MC202-B07 | MC202-B07/G14 | Boost mode |  |  |  |  | Energy sensor | G14 |  |  |  | MC202 | Charles Carter Building |  |  | 0 | 0
MC202-B07 | MC202-B07/G15 | Logic 15 |  |  |  |  | Energy sensor | G15 |  |  |  | MC202 | Charles Carter Building |  |  | 0 | 0
MC202-B07 | MC202-B07/G16 | Logic 16 |  |  |  |  | Energy sensor | G16 |  |  |  | MC202 | Charles Carter Building |  |  | 0 | 0
MC202-B07 | MC202-B07/G17 | Occ Htg SP Achieved [Full FA] |  |  |  |  | Energy sensor | G17 |  |  |  | MC202 | Charles Carter Building |  |  | 0 | 0
MC202-B07 | MC202-B07/G18 | Logic 18 |  |  |  |  | Energy sensor | G18 |  |  |  | MC202 | Charles Carter Building |  |  | 0 | 0
MC202-B07 | MC202-B07/G19 | Logic 19 |  |  |  |  | Energy sensor | G19 |  |  |  | MC202 | Charles Carter Building |  |  | 0 | 0
MC202-B07 | MC202-B07/G2 | Logic 2 |  |  |  |  | Energy sensor | G2 |  |  |  | MC202 | Charles Carter Building |  |  | 0 | 0
MC202-B07 | MC202-B07/G20 | Logic 20 |  |  |  |  | Energy sensor | G20 |  |  |  | MC202 | Charles Carter Building |  |  | 0 | 0
MC202-B07 | MC202-B07/G21 | Logic 21 |  |  |  |  | Energy sensor | G21 |  |  |  | MC202 | Charles Carter Building |  |  | 0 | 0
MC202-B07 | MC202-B07/G22 | Logic 22 |  |  |  |  | Energy sensor | G22 |  |  |  | MC202 | Charles Carter Building |  |  | 0 | 0
MC202-B07 | MC202-B07/G23 | Logic 23 |  |  |  |  | Energy sensor | G23 |  |  |  | MC202 | Charles Carter Building |  |  | 0 | 0
MC202-B07 | MC202-B07/G24 | Bypass damper control |  |  | 0 = Closed , 1 = Open |  | Energy sensor | G24 |  |  |  | MC202 | Charles Carter Building |  |  | 0 | 0
MC202-B07 | MC202-B07/G25 | Logic 25 |  |  |  |  | Energy sensor | G25 |  |  |  | MC202 | Charles Carter Building |  |  | 0 | 0
MC202-B07 | MC202-B07/G26 | Supply fan max speed |  |  | RPM |  | Energy sensor | G26 |  |  |  | MC202 | Charles Carter Building |  |  | 0 | 0
MC202-B07 | MC202-B07/G27 | Logic 27 |  |  |  |  | Energy sensor | G27 |  |  |  | MC202 | Charles Carter Building |  |  | 0 | 0
MC202-B07 | MC202-B07/G28 | Logic 28 |  |  |  |  | Energy sensor | G28 |  |  |  | MC202 | Charles Carter Building |  |  | 0 | 0
MC202-B07 | MC202-B07/G29 | Logic 29 |  |  |  |  | Energy sensor | G29 |  |  |  | MC202 | Charles Carter Building |  |  | 0 | 0
MC202-B07 | MC202-B07/G3 | Logic 3 |  |  |  |  | Energy sensor | G3 |  |  |  | MC202 | Charles Carter Building |  |  | 0 | 0
MC202-B07 | MC202-B07/G30 | Logic 30 |  |  |  |  | Energy sensor | G30 |  |  |  | MC202 | Charles Carter Building |  |  | 0 | 0
MC202-B07 | MC202-B07/G31 | Logic 31 |  |  |  |  | Energy sensor | G31 |  |  |  | MC202 | Charles Carter Building |  |  | 0 | 0
MC202-B07 | MC202-B07/G32 | Logic 32 |  |  |  |  | Energy sensor | G32 |  |  |  | MC202 | Charles Carter Building |  |  | 0 | 0
MC202-B07 | MC202-B07/G33 | Logic 33 |  |  |  |  | Energy sensor | G33 |  |  |  | MC202 | Charles Carter Building |  |  | 0 | 0
MC202-B07 | MC202-B07/G34 | Logic 34 |  |  |  |  | Energy sensor | G34 |  |  |  | MC202 | Charles Carter Building |  |  | 0 | 0
MC202-B07 | MC202-B07/G35 | Remote night cooling available |  |  | 0 = No, 1 = Yes |  | Energy sensor | G35 |  |  |  | MC202 | Charles Carter Building |  |  | 0 | 0
MC202-B07 | MC202-B07/G36 | Logic 36 |  |  |  |  | Energy sensor | G36 |  |  |  | MC202 | Charles Carter Building |  |  | 0 | 0
MC202-B07 | MC202-B07/G37 | Logic 37 |  |  |  |  | Energy sensor | G37 |  |  |  | MC202 | Charles Carter Building |  |  | 0 | 0
MC202-B07 | MC202-B07/G38 | Logic 38 |  |  |  |  | Energy sensor | G38 |  |  |  | MC202 | Charles Carter Building |  |  | 0 | 0
MC202-B07 | MC202-B07/G4 | Logic 4 |  |  |  |  | Energy sensor | G4 |  |  |  | MC202 | Charles Carter Building |  |  | 0 | 0
MC202-B07 | MC202-B07/G5 | Timeclock enable |  |  | 0 = No, 1 = Yes |  | Energy sensor | G5 |  |  |  | MC202 | Charles Carter Building |  |  | 0 | 0
MC202-B07 | MC202-B07/G6 | Class vent required |  |  | 0 = No, 1 = Yes |  | Energy sensor | G6 |  |  |  | MC202 | Charles Carter Building |  |  | 0 | 0
MC202-B07 | MC202-B07/G7 | Logic 7 |  |  |  |  | Energy sensor | G7 |  |  |  | MC202 | Charles Carter Building |  |  | 0 | 0
MC202-B07 | MC202-B07/G8 | Logic 8 |  |  |  |  | Energy sensor | G8 |  |  |  | MC202 | Charles Carter Building |  |  | 0 | 0
MC202-B07 | MC202-B07/G9 | Class vent enable |  |  | 0 = No, 1 = Yes |  | Energy sensor | G9 |  |  |  | MC202 | Charles Carter Building |  |  | 0 | 0
MC202-B07 | MC202-B07/I1 | Forced Cooling Required |  |  |  |  | Energy sensor | I1 |  |  |  | MC202 | Charles Carter Building | B02b,B02a |  | 0 | 0
MC202-B07 | MC202-B07/I11 | Filter dirty |  |  | 0 = No, 1 = Yes |  | Energy sensor | I11 |  |  |  | MC202 | Charles Carter Building | B02b,B02a |  | 0 | 0
MC202-B07 | MC202-B07/I12 | Supply fan inverter status |  |  |  |  | Energy sensor | I12 |  |  |  | MC202 | Charles Carter Building | B02b,B02a |  | 0 | 0
MC202-B07 | MC202-B07/I13 | Extract fan inverter status |  |  |  |  | Energy sensor | I13 |  |  |  | MC202 | Charles Carter Building | B02b,B02a |  | 0 | 0
MC202-B07 | MC202-B07/I14 | Condensate pump alarm |  |  | 0 = No, 1 = Yes |  | Energy sensor | I14 |  |  |  | MC202 | Charles Carter Building | B02b,B02a |  | 0 | 0
MC202-B07 | MC202-B07/I15 | Unit occupancy |  |  |  |  | Energy sensor | I15 |  |  |  | MC202 | Charles Carter Building | B02b,B02a |  | 0 | 0
MC202-B07 | MC202-B07/I16 | Room frost protection |  |  |  |  | Energy sensor | I16 |  |  |  | MC202 | Charles Carter Building | B02b,B02a |  | 0 | 0
MC202-B07 | MC202-B07/I17 | Staff boost mode |  |  | 0 = Off, 1 = On |  | Energy sensor | I17 |  |  |  | MC202 | Charles Carter Building | B02b,B02a |  | 0 | 0
MC202-B07 | MC202-B07/I18 | Auto boost mode |  |  | 0 = Off, 1 = On |  | Energy sensor | I18 |  |  |  | MC202 | Charles Carter Building | B02b,B02a |  | 0 | 0
MC202-B07 | MC202-B07/I19 | Night cooling |  |  | 0 = Off, 1 = On |  | Energy sensor | I19 |  |  |  | MC202 | Charles Carter Building | B02b,B02a |  | 0 | 0
MC202-B07 | MC202-B07/I20 | Full fresh air |  |  | 0 = Off, 1 = On |  | Energy sensor | I20 |  |  |  | MC202 | Charles Carter Building | B02b,B02a |  | 0 | 0
MC202-B07 | MC202-B07/I21 | Open bypass damper |  |  | 0 = Closed , 1 = Open |  | Energy sensor | I21 |  |  |  | MC202 | Charles Carter Building | B02b,B02a |  | 0 | 0
MC202-B07 | MC202-B07/I22 | Unit freeze protection |  |  |  |  | Energy sensor | I22 |  |  |  | MC202 | Charles Carter Building | B02b,B02a |  | 0 | 0
MC202-B07 | MC202-B07/I23 | Supply fan fault |  |  | 0 = No, 1 = Yes |  | Energy sensor | I23 |  |  |  | MC202 | Charles Carter Building | B02b,B02a |  | 0 | 0
MC202-B07 | MC202-B07/I24 | Extract fan fault |  |  | 0 = No, 1 = Yes |  | Energy sensor | I24 |  |  |  | MC202 | Charles Carter Building | B02b,B02a |  | 0 | 0
MC202-B07 | MC202-B07/I25 | Class vent enable |  |  | 0 = Off, 1 = On |  | Energy sensor | I25 |  |  |  | MC202 | Charles Carter Building | B02b,B02a |  | 0 | 0
MC202-B07 | MC202-B07/I30 | Common fault signal |  |  | 0 = No fault, 1 = Fault |  | Energy sensor | I30 |  |  |  | MC202 | Charles Carter Building | B02b,B02a |  | 0 | 0
MC202-B07 | MC202-B07/I5 | On-Off selector |  |  | 0 = Off, 1 = On |  | Energy sensor | I5 |  |  |  | MC202 | Charles Carter Building | B02b,B02a |  | 0 | 0
MC202-B07 | MC202-B07/I6 | Frost thermostat trip |  |  |  |  | Energy sensor | I6 |  |  |  | MC202 | Charles Carter Building | B02b,B02a |  | 0 | 0
MC202-B07 | MC202-B07/K1 | Spare |  |  |  |  | Energy sensor | K1 |  |  |  | MC202 | Charles Carter Building | B02b,B02a |  | 0 | 0
MC202-B07 | MC202-B07/K10 | Extract fan min speed |  |  | RPM |  | Energy sensor | K10 |  |  |  | MC202 | Charles Carter Building | B02b,B02a |  | 0 | 0
MC202-B07 | MC202-B07/K11 | Extract fan max speed |  |  | RPM |  | Energy sensor | K11 |  |  |  | MC202 | Charles Carter Building | B02b,B02a |  | 0 | 0
MC202-B07 | MC202-B07/K12 | Spare |  |  |  |  | Energy sensor | K12 |  |  |  | MC202 | Charles Carter Building | B02b,B02a |  | 0 | 0
MC202-B07 | MC202-B07/K14 | Occupancy CO2 level |  |  | Parts per million |  | Energy sensor | K14 |  |  |  | MC202 | Charles Carter Building | B02b,B02a |  | 0 | 0
MC202-B07 | MC202-B07/K15 | Outside air night cooling level |  |  | Degrees Celsius |  | Energy sensor | K15 |  |  |  | MC202 | Charles Carter Building | B02b,B02a |  | 0 | 0
MC202-B07 | MC202-B07/K16 | Supply air high limit |  |  |  |  | Energy sensor | K16 |  |  |  | MC202 | Charles Carter Building | B02b,B02a |  | 0 | 0
MC202-B07 | MC202-B07/K17 | Supply fan minimum speed |  |  | RPM |  | Energy sensor | K17 |  |  |  | MC202 | Charles Carter Building | B02b,B02a |  | 0 | 0
MC202-B07 | MC202-B07/K18 | Supply fan max speed |  |  | RPM |  | Energy sensor | K18 |  |  |  | MC202 | Charles Carter Building | B02b,B02a |  | 0 | 0
MC202-B07 | MC202-B07/K19 | Supply fan startup speed |  |  | RPM |  | Energy sensor | K19 |  |  |  | MC202 | Charles Carter Building | B02b,B02a |  | 0 | 0
MC202-B07 | MC202-B07/K2 | Unit freeze protection |  |  |  |  | Energy sensor | K2 |  |  |  | MC202 | Charles Carter Building | B02b,B02a |  | 0 | 0
MC202-B07 | MC202-B07/K20 | Extract fan startup speed |  |  | RPM |  | Energy sensor | K20 |  |  |  | MC202 | Charles Carter Building | B02b,B02a |  | 0 | 0
MC202-B07 | MC202-B07/K21 | Night time cooling supply fan speed |  |  | RPM |  | Energy sensor | K21 |  |  |  | MC202 | Charles Carter Building | B02b,B02a |  | 0 | 0
MC202-B07 | MC202-B07/K22 | Night time cooling extract fan speed |  |  | RPM |  | Energy sensor | K22 |  |  |  | MC202 | Charles Carter Building | B02b,B02a |  | 0 | 0
MC202-B07 | MC202-B07/K23 | Night time cool temperature setpoint |  |  | Degrees Celsius |  | Energy sensor | K23 |  |  |  | MC202 | Charles Carter Building | B02b,B02a |  | 0 | 0
MC202-B07 | MC202-B07/K24 | Night cooling supply air low limit |  |  |  |  | Energy sensor | K24 |  |  |  | MC202 | Charles Carter Building | B02b,B02a |  | 0 | 0
MC202-B07 | MC202-B07/K3 | Room frost protection |  |  |  |  | Energy sensor | K3 |  |  |  | MC202 | Charles Carter Building | B02b,B02a |  | 0 | 0
MC202-B07 | MC202-B07/K4 | Spare |  |  |  |  | Energy sensor | K4 |  |  |  | MC202 | Charles Carter Building | B02b,B02a |  | 0 | 0
MC202-B07 | MC202-B07/K5 | Occupancy heating temperature setpoint |  |  | Degrees Celsius |  | Energy sensor | K5 |  |  |  | MC202 | Charles Carter Building | B02b,B02a |  | 0 | 0
MC202-B07 | MC202-B07/K6 | OccupancyClgTempSP |  |  | Degrees Celsius |  | Energy sensor | K6 |  |  |  | MC202 | Charles Carter Building | B02b,B02a |  | 0 | 0
MC202-B07 | MC202-B07/K7 | Free cooling temperature setpoint |  |  | Degrees Celsius |  | Energy sensor | K7 |  |  |  | MC202 | Charles Carter Building | B02b,B02a |  | 0 | 0
MC202-B07 | MC202-B07/K8 | Spare |  |  |  |  | Energy sensor | K8 |  |  |  | MC202 | Charles Carter Building | B02b,B02a |  | 0 | 0
MC202-B07 | MC202-B07/K9 | Supply air low limit |  |  |  |  | Energy sensor | K9 |  |  |  | MC202 | Charles Carter Building | B02b,B02a |  | 0 | 0
MC202-B07 | MC202-B07/L1 | Loop 1 |  |  |  |  | Energy sensor | L1 |  |  |  | MC202 | Charles Carter Building | B02b,B02a |  | 0 | 0
MC202-B07 | MC202-B07/L2 | Supply air low limit |  |  |  |  | Energy sensor | L2 |  |  |  | MC202 | Charles Carter Building | B02b,B02a |  | 0 | 0
MC202-B07 | MC202-B07/L3 | Fan Speed [CO2] |  |  |  |  | Energy sensor | L3 |  |  |  | MC202 | Charles Carter Building | B02b,B02a |  | 0 | 0
MC202-B07 | MC202-B07/L4 | Fan Speed [Clg] |  |  |  |  | Energy sensor | L4 |  |  |  | MC202 | Charles Carter Building | B02b,B02a |  | 0 | 0
MC202-B07 | MC202-B07/L5 | Loop 5 |  |  |  |  | Energy sensor | L5 |  |  |  | MC202 | Charles Carter Building | B02b,B02a |  | 0 | 0
MC202-B07 | MC202-B07/L6 | Loop 6 |  |  |  |  | Energy sensor | L6 |  |  |  | MC202 | Charles Carter Building | B02b,B02a |  | 0 | 0
MC202-B07 | MC202-B07/N1 | IC Comms 1 |  |  |  |  | Energy sensor | N1 |  |  |  | MC202 | Charles Carter Building |  |  | 0 | 0
MC202-B07 | MC202-B07/n1 | Watersidevent |  |  |  |  | Energy sensor | n1 |  |  |  | MC202 | Charles Carter Building |  |  | 0 | 0
MC202-B07 | MC202-B07/N2 | IC Comms 2 |  |  |  |  | Energy sensor | N2 |  |  |  | MC202 | Charles Carter Building |  |  | 0 | 0
MC202-B07 | MC202-B07/o1 | Alarm Route 1 |  |  |  |  | Energy sensor | o1 |  |  |  | MC202 | Charles Carter Building |  |  | 0 | 0
MC202-B07 | MC202-B07/P1 | Supply air temperature |  |  | Degrees Celsius |  | Energy sensor | P1 |  |  |  | MC202 | Charles Carter Building |  |  | 0 | 0
MC202-B07 | MC202-B07/P11 | Class vent heating demand |  |  |  |  | Energy sensor | P11 |  |  |  | MC202 | Charles Carter Building |  |  | 0 | 0
MC202-B07 | MC202-B07/P12 | Supply fan speed |  |  | RPM |  | Energy sensor | P12 |  |  |  | MC202 | Charles Carter Building |  |  | 0 | 0
MC202-B07 | MC202-B07/P13 | Extract fan speed |  |  | RPM |  | Energy sensor | P13 |  |  |  | MC202 | Charles Carter Building |  |  | 0 | 0
MC202-B07 | MC202-B07/P14 | Outside air temperature |  |  | Degrees Celsius |  | Energy sensor | P14 |  |  |  | MC202 | Charles Carter Building |  |  | 0 | 0
MC202-B07 | MC202-B07/P15 | Bypass damper |  |  | 0 = Closed , 1 = Open |  | Energy sensor | P15 |  |  |  | MC202 | Charles Carter Building |  |  | 0 | 0
MC202-B07 | MC202-B07/P2 | Return temperature |  |  | Degrees Celsius |  | Energy sensor | P2 |  |  |  | MC202 | Charles Carter Building |  |  | 0 | 0
MC202-B07 | MC202-B07/P3 | Extract CO2 level |  |  | Parts per million |  | Energy sensor | P3 |  |  |  | MC202 | Charles Carter Building |  |  | 0 | 0
MC202-B07 | MC202-B07/P4 | DIM Module |  |  |  |  | Energy sensor | P4 |  |  |  | MC202 | Charles Carter Building |  |  | 0 | 0
MC202-B07 | MC202-B07/P5 | Common fault signal |  |  | 0 = No fault, 1 = Fault |  | Energy sensor | P5 |  |  |  | MC202 | Charles Carter Building |  |  | 0 | 0
MC202-B07 | MC202-B07/P6 | Common fault signal |  |  | 0 = No fault, 1 = Fault |  | Energy sensor | P6 |  |  |  | MC202 | Charles Carter Building |  |  | 0 | 0
MC202-B07 | MC202-B07/Q1 | Sequence Table 1 |  |  |  |  | Energy sensor | Q1 |  |  |  | MC202 | Charles Carter Building |  |  | 0 | 0
MC202-B07 | MC202-B07/S1 | Supply air temperature |  |  | Degrees Celsius |  | Energy sensor | S1 |  |  |  | MC202 | Charles Carter Building | B02b,B02a |  | 0 | 0
MC202-B07 | MC202-B07/S11 | Class vent heating demand |  |  |  |  | Energy sensor | S11 |  |  |  | MC202 | Charles Carter Building | B02b,B02a |  | 0 | 0
MC202-B07 | MC202-B07/S12 | Supply fan speed |  |  | RPM |  | Energy sensor | S12 |  |  |  | MC202 | Charles Carter Building | B02b,B02a |  | 0 | 0
MC202-B07 | MC202-B07/S13 | Extract fan speed |  |  | RPM |  | Energy sensor | S13 |  |  |  | MC202 | Charles Carter Building | B02b,B02a |  | 0 | 0
MC202-B07 | MC202-B07/S14 | Outside air temperature |  |  | Degrees Celsius |  | Energy sensor | S14 |  |  |  | MC202 | Charles Carter Building | B02b,B02a |  | 0 | 0
MC202-B07 | MC202-B07/S15 | Bypass damper |  |  | 0 = Closed , 1 = Open |  | Energy sensor | S15 |  |  |  | MC202 | Charles Carter Building | B02b,B02a |  | 0 | 0
MC202-B07 | MC202-B07/S2 | Return temperature |  |  | Degrees Celsius |  | Energy sensor | S2 |  |  |  | MC202 | Charles Carter Building | B02b,B02a |  | 0 | 0
MC202-B07 | MC202-B07/S3 | Extract CO2 level |  |  | Parts per million |  | Energy sensor | S3 |  |  |  | MC202 | Charles Carter Building | B02b,B02a |  | 0 | 0
MC202-B07 | MC202-B07/S4 | DIM Module |  |  |  |  | Energy sensor | S4 |  |  |  | MC202 | Charles Carter Building | B02b,B02a |  | 0 | 0
MC202-B07 | MC202-B07/V1 | [5 empty] | Energy sensor | V1 |  |  |  | MC202 | Charles Carter Building |  |  | 0 | 0
MC202-B07 | MC202-B07/W2 | Commissioning mode |  |  | 0 = Off, 1 = On |  | Energy sensor | W2 |  |  |  | MC202 | Charles Carter Building | B02b,B02a |  | 0 | 0
MC202-B07 | MC202-B07/W3 | Enable boost mode |  |  | 0 = Off, 1 = On |  | Energy sensor | W3 |  |  |  | MC202 | Charles Carter Building | B02b,B02a |  | 0 | 0
MC202-B07 | MC202-B07/W4 | Freeze protection reset |  |  | 0 = Off, 1 = On |  | Energy sensor | W4 |  |  |  | MC202 | Charles Carter Building | B02b,B02a |  | 0 | 0
MC202-B07 | MC202-B07/W5 | Enable alarms |  |  | 0 = Off, 1 = On |  | Energy sensor | W5 |  |  |  | MC202 | Charles Carter Building | B02b,B02a |  | 0 | 0
MC202-B07 | MC202-B07/W6 | Manual off |  |  |  |  | Energy sensor | W6 |  |  |  | MC202 | Charles Carter Building | B02b,B02a |  | 0 | 0
MC202-B07 | MC202-B07/Y1 | Trend Thermistor |  |  |  |  | Energy sensor | Y1 |  |  |  | MC202 | Charles Carter Building |  |  | 0 | 0
MC202-B07 | MC202-B07/Y2 | CO2 V |  |  |  |  | Energy sensor | Y2 |  |  |  | MC202 | Charles Carter Building |  |  | 0 | 0
MC202-B07 | MC202-B07/Y3 | 4DIX V |  |  |  |  | Energy sensor | Y3 |  |  |  | MC202 | Charles Carter Building |  |  | 0 | 0
MC202-B07 | MC202-B07/Z1 | Local time clock |  |  |  |  | Energy sensor | Z1 |  |  |  | MC202 | Charles Carter Building | B02b,B02a |  | 0 | 0
MC014-B12 | MC014-B12/C1 | Virtual CNC 1 |  |  |  |  | Energy sensor | C1 |  |  |  | MC014 | Bowland Hall |  |  | 0 | 0
MC014-B12 | MC014-B12/D1 | Boiler No1 |  |  |  |  | Energy sensor | D1 |  |  |  | MC014 | Bowland Hall |  |  | 0 | 0
MC014-B12 | MC014-B12/D2 | Boiler No2 |  |  |  |  | Energy sensor | D2 |  |  |  | MC014 | Bowland Hall |  |  | 0 | 0
MC014-B12 | MC014-B12/D3 | Variable temperature circuit valve |  |  | 0 = Closed , 1 = Open |  | Energy sensor | D3 |  |  |  | MC014 | Bowland Hall |  |  | 0 | 0
MC014-B12 | MC014-B12/D4 | Variable temperature pump |  |  |  |  | Energy sensor | D4 |  |  |  | MC014 | Bowland Hall |  |  | 0 | 0
MC014-B12 | MC014-B12/D5 | Domestic hot water primary pump |  |  |  |  | Energy sensor | D5 |  |  |  | MC014 | Bowland Hall |  |  | 0 | 0
MC014-B12 | MC014-B12/D6 | Domestic hot water secondary pump |  |  |  |  | Energy sensor | D6 |  |  |  | MC014 | Bowland Hall |  |  | 0 | 0
MC014-B12 | MC014-B12/e1 | Supervisor |  |  |  |  | Energy sensor | e1 |  |  |  | MC014 | Bowland Hall |  |  | 0 | 0
MC014-B12 | MC014-B12/F1 | 1st stage frost enabled |  |  | 0 = Off, 1 = On |  | Energy sensor | F1 |  |  |  | MC014 | Bowland Hall |  |  | 0 | 0
MC014-B12 | MC014-B12/F10 | Function 10 |  |  |  |  | Energy sensor | F10 |  |  |  | MC014 | Bowland Hall |  |  | 0 | 0
MC014-B12 | MC014-B12/F11 | Function 11 |  |  |  |  | Energy sensor | F11 |  |  |  | MC014 | Bowland Hall |  |  | 0 | 0
MC014-B12 | MC014-B12/F12 | Function 12 |  |  |  |  | Energy sensor | F12 |  |  |  | MC014 | Bowland Hall |  |  | 0 | 0
MC014-B12 | MC014-B12/F13 | limit at |  |  |  |  | Energy sensor | F13 |  |  |  | MC014 | Bowland Hall |  |  | 0 | 0
MC014-B12 | MC014-B12/F14 | Function 14 |  |  |  |  | Energy sensor | F14 |  |  |  | MC014 | Bowland Hall |  |  | 0 | 0
MC014-B12 | MC014-B12/F15 | Function 15 |  |  |  |  | Energy sensor | F15 |  |  |  | MC014 | Bowland Hall |  |  | 0 | 0
MC014-B12 | MC014-B12/F16 | Function 16 |  |  |  |  | Energy sensor | F16 |  |  |  | MC014 | Bowland Hall |  |  | 0 | 0
MC014-B12 | MC014-B12/F17 | Function 17 |  |  |  |  | Energy sensor | F17 |  |  |  | MC014 | Bowland Hall |  |  | 0 | 0
MC014-B12 | MC014-B12/F18 | Function 18 |  |  |  |  | Energy sensor | F18 |  |  |  | MC014 | Bowland Hall |  |  | 0 | 0
MC014-B12 | MC014-B12/F19 | Room high limit |  |  |  |  | Energy sensor | F19 |  |  |  | MC014 | Bowland Hall |  |  | 0 | 0
MC014-B12 | MC014-B12/F2 | 2nd stage frost protection enabled |  |  |  |  | Energy sensor | F2 |  |  |  | MC014 | Bowland Hall |  |  | 0 | 0
MC014-B12 | MC014-B12/F20 | Function 20 |  |  |  |  | Energy sensor | F20 |  |  |  | MC014 | Bowland Hall |  |  | 0 | 0
MC014-B12 | MC014-B12/F21 | Function 21 |  |  |  |  | Energy sensor | F21 |  |  |  | MC014 | Bowland Hall |  |  | 0 | 0
MC014-B12 | MC014-B12/F22 | Calculated variable temperature circuit setpoint |  |  | Degrees Celsius |  | Energy sensor | F22 |  |  |  | MC014 | Bowland Hall |  |  | 0 | 0
MC014-B12 | MC014-B12/F23 | Function 23 |  |  |  |  | Energy sensor | F23 |  |  |  | MC014 | Bowland Hall |  |  | 0 | 0
MC014-B12 | MC014-B12/F24 | Function 24 |  |  |  |  | Energy sensor | F24 |  |  |  | MC014 | Bowland Hall |  |  | 0 | 0
MC014-B12 | MC014-B12/F25 | Function 25 |  |  |  |  | Energy sensor | F25 |  |  |  | MC014 | Bowland Hall |  |  | 0 | 0
MC014-B12 | MC014-B12/F26 | Function 26 |  |  |  |  | Energy sensor | F26 |  |  |  | MC014 | Bowland Hall |  |  | 0 | 0
MC014-B12 | MC014-B12/F27 | Function 27 |  |  |  |  | Energy sensor | F27 |  |  |  | MC014 | Bowland Hall |  |  | 0 | 0
MC014-B12 | MC014-B12/F28 | Lead boiler enable |  |  | 0 = Off, 1 = On |  | Energy sensor | F28 |  |  |  | MC014 | Bowland Hall |  |  | 0 | 0
MC014-B12 | MC014-B12/F3 | 3rd stage frost enabled |  |  |  |  | Energy sensor | F3 |  |  |  | MC014 | Bowland Hall |  |  | 0 | 0
MC014-B12 | MC014-B12/F4 | Economy off enabled |  |  | 0 = Off, 1 = On |  | Energy sensor | F4 |  |  |  | MC014 | Bowland Hall |  |  | 0 | 0
MC014-B12 | MC014-B12/F5 | Function 5 |  |  |  |  | Energy sensor | F5 |  |  |  | MC014 | Bowland Hall |  |  | 0 | 0
MC014-B12 | MC014-B12/F6 | 1 hour |  |  |  |  | Energy sensor | F6 |  |  |  | MC014 | Bowland Hall |  |  | 0 | 0
MC014-B12 | MC014-B12/G1 | Heat Dissipation 5 min |  |  |  |  | Energy sensor | G1 |  |  |  | MC014 | Bowland Hall |  |  | 0 | 0
MC014-B12 | MC014-B12/G10 | Boiler heating hot water service enable |  |  | 0 = Off, 1 = On |  | Energy sensor | G10 |  |  |  | MC014 | Bowland Hall |  |  | 0 | 0
MC014-B12 | MC014-B12/G12 | Logic 12 |  |  |  |  | Energy sensor | G12 |  |  |  | MC014 | Bowland Hall |  |  | 0 | 0
MC014-B12 | MC014-B12/G14 | Logic 14 |  |  |  |  | Energy sensor | G14 |  |  |  | MC014 | Bowland Hall |  |  | 0 | 0
MC014-B12 | MC014-B12/G15 | Logic 15 |  |  |  |  | Energy sensor | G15 |  |  |  | MC014 | Bowland Hall |  |  | 0 | 0
MC014-B12 | MC014-B12/G16 | Domestic hot water demand |  |  |  |  | Energy sensor | G16 |  |  |  | MC014 | Bowland Hall |  |  | 0 | 0
MC014-B12 | MC014-B12/G17 | Logic 17 |  |  |  |  | Energy sensor | G17 |  |  |  | MC014 | Bowland Hall |  |  | 0 | 0
MC014-B12 | MC014-B12/G18 | Heat Dissipation 5 min |  |  |  |  | Energy sensor | G18 |  |  |  | MC014 | Bowland Hall |  |  | 0 | 0
MC014-B12 | MC014-B12/G19 | Logic 19 |  |  |  |  | Energy sensor | G19 |  |  |  | MC014 | Bowland Hall |  |  | 0 | 0
MC014-B12 | MC014-B12/G2 | Logic 2 |  |  |  |  | Energy sensor | G2 |  |  |  | MC014 | Bowland Hall |  |  | 0 | 0
MC014-B12 | MC014-B12/G20 | 2nd stage frost protection enabled |  |  |  |  | Energy sensor | G20 |  |  |  | MC014 | Bowland Hall |  |  | 0 | 0
MC014-B12 | MC014-B12/G21 | Logic 21 |  |  |  |  | Energy sensor | G21 |  |  |  | MC014 | Bowland Hall |  |  | 0 | 0
MC014-B12 | MC014-B12/G22 | Hot water service enable |  |  | 0 = Off, 1 = On |  | Energy sensor | G22 |  |  |  | MC014 | Bowland Hall |  |  | 0 | 0
MC014-B12 | MC014-B12/G23 | Heating enable |  |  | 0 = Off, 1 = On |  | Energy sensor | G23 |  |  |  | MC014 | Bowland Hall |  |  | 0 | 0
MC014-B12 | MC014-B12/G24 | Logic 24 |  |  |  |  | Energy sensor | G24 |  |  |  | MC014 | Bowland Hall |  |  | 0 | 0
MC014-B12 | MC014-B12/G3 | Logic 3 |  |  |  |  | Energy sensor | G3 |  |  |  | MC014 | Bowland Hall |  |  | 0 | 0
MC014-B12 | MC014-B12/G4 | Logic 4 |  |  |  |  | Energy sensor | G4 |  |  |  | MC014 | Bowland Hall |  |  | 0 | 0
MC014-B12 | MC014-B12/G5 | Logic 5 |  |  |  |  | Energy sensor | G5 |  |  |  | MC014 | Bowland Hall |  |  | 0 | 0
MC014-B12 | MC014-B12/G9 | Boost |  |  | 0 = Off, 1 = On |  | Energy sensor | G9 |  |  |  | MC014 | Bowland Hall |  |  | 0 | 0
MC014-B12 | MC014-B12/I1 | Bowland Hall 12 Boiler Failed |  |  |  |  | Energy sensor | I1 |  |  |  | MC014 | Bowland Hall |  |  | 0 | 0
MC014-B12 | MC014-B12/I2 | Boiler on |  |  | 0 = Off, 1 = On |  | Energy sensor | I2 |  |  |  | MC014 | Bowland Hall |  |  | 0 | 0
MC014-B12 | MC014-B12/K1 | 1st stage frost setpoint |  |  |  |  | Energy sensor | K1 |  |  |  | MC014 | Bowland Hall |  |  | 0 | 0
MC014-B12 | MC014-B12/K10 | Boiler Valve Diff |  |  |  |  | Energy sensor | K10 |  |  |  | MC014 | Bowland Hall |  |  | 0 | 0
MC014-B12 | MC014-B12/K11 | Boiler fail alarm limit |  |  |  |  | Energy sensor | K11 |  |  |  | MC014 | Bowland Hall |  |  | 0 | 0
MC014-B12 | MC014-B12/K12 | Boiler fail alarm timer |  |  |  |  | Energy sensor | K12 |  |  |  | MC014 | Bowland Hall |  |  | 0 | 0
MC014-B12 | MC014-B12/K13 | Domestic hot water servvice setpoint |  |  |  |  | Energy sensor | K13 |  |  |  | MC014 | Bowland Hall |  |  | 0 | 0
MC014-B12 | MC014-B12/K14 | Space Hil Limit Diff |  |  |  |  | Energy sensor | K14 |  |  |  | MC014 | Bowland Hall |  |  | 0 | 0
MC014-B12 | MC014-B12/K17 | Boiler temperature setpoint |  |  | Degrees Celsius |  | Energy sensor | K17 |  |  |  | MC014 | Bowland Hall |  |  | 0 | 0
MC014-B12 | MC014-B12/K2 | 2nd stage frost setpoint |  |  | Degrees Celsius |  | Energy sensor | K2 |  |  |  | MC014 | Bowland Hall |  |  | 0 | 0
MC014-B12 | MC014-B12/K3 | 3rd stage frost setpoint |  |  | 0 = Off, 1 = On |  | Energy sensor | K3 |  |  |  | MC014 | Bowland Hall |  |  | 0 | 0
MC014-B12 | MC014-B12/K4 | Outside air temperature economy off setpoint |  |  |  |  | Energy sensor | K4 |  |  |  | MC014 | Bowland Hall |  |  | 0 | 0
MC014-B12 | MC014-B12/K5 | Occupied setpoint |  |  |  |  | Energy sensor | K5 |  |  |  | MC014 | Bowland Hall |  |  | 0 | 0
MC014-B12 | MC014-B12/K6 | VT Flow@0 degC |  |  |  |  | Energy sensor | K6 |  |  |  | MC014 | Bowland Hall |  |  | 0 | 0
MC014-B12 | MC014-B12/K7 | VT Flow@ 20oC OAT |  |  |  |  | Energy sensor | K7 |  |  |  | MC014 | Bowland Hall |  |  | 0 | 0
MC014-B12 | MC014-B12/K8 | Room influence |  |  |  |  | Energy sensor | K8 |  |  |  | MC014 | Bowland Hall |  |  | 0 | 0
MC014-B12 | MC014-B12/K9 | Boiler hot water service diff |  |  |  |  | Energy sensor | K9 |  |  |  | MC014 | Bowland Hall |  |  | 0 | 0
MC014-B12 | MC014-B12/L3 | compensator |  |  |  |  | Energy sensor | L3 |  |  |  | MC014 | Bowland Hall |  |  | 0 | 0
MC014-B12 | MC014-B12/L4 | [5 empty] | Energy sensor | L4 |  |  |  | MC014 | Bowland Hall |  |  | 0 | 0
MC014-B12 | MC014-B12/n1 | TREND_0B_29_1B |  |  |  |  | Energy sensor | n1 |  |  |  | MC014 | Bowland Hall |  |  | 0 | 0
MC014-B12 | MC014-B12/O1 | Heating times |  |  |  |  | Energy sensor | O1 |  |  |  | MC014 | Bowland Hall |  |  | 0 | 0
MC014-B12 | MC014-B12/o1 | Alarm Route 1 |  |  |  |  | Energy sensor | o1 |  |  |  | MC014 | Bowland Hall |  |  | 0 | 0
MC014-B12 | MC014-B12/o2 | Alarm Route 2 |  |  |  |  | Energy sensor | o2 |  |  |  | MC014 | Bowland Hall |  |  | 0 | 0
MC014-B12 | MC014-B12/o3 | Alarm Route 3 |  |  |  |  | Energy sensor | o3 |  |  |  | MC014 | Bowland Hall |  |  | 0 | 0
MC014-B12 | MC014-B12/P1 | Outside air temperature |  |  | Degrees Celsius |  | Energy sensor | P1 |  |  |  | MC014 | Bowland Hall |  |  | 0 | 0
MC014-B12 | MC014-B12/P2 | Room temperature |  |  | Degrees Celsius |  | Energy sensor | P2 |  |  |  | MC014 | Bowland Hall |  |  | 0 | 0
MC014-B12 | MC014-B12/P3 | Variable temperature circuit flow temperature |  |  | Degrees Celsius |  | Energy sensor | P3 |  |  |  | MC014 | Bowland Hall |  |  | 0 | 0
MC014-B12 | MC014-B12/P4 | Domestic hot water service temperature |  |  | Degrees Celsius |  | Energy sensor | P4 |  |  |  | MC014 | Bowland Hall |  |  | 0 | 0
MC014-B12 | MC014-B12/P5 | Boiler on |  |  | 0 = Off, 1 = On |  | Energy sensor | P5 |  |  |  | MC014 | Bowland Hall |  |  | 0 | 0
MC014-B12 | MC014-B12/P6 | Boiler temperature |  |  | Degrees Celsius |  | Energy sensor | P6 |  |  |  | MC014 | Bowland Hall |  |  | 0 | 0
MC014-B12 | MC014-B12/Q1 | Sequence Table 1 |  |  |  |  | Energy sensor | Q1 |  |  |  | MC014 | Bowland Hall |  |  | 0 | 0
MC014-B12 | MC014-B12/S1 | Outside air temperature |  |  | Degrees Celsius |  | Energy sensor | S1 |  |  |  | MC014 | Bowland Hall |  |  | 0 | 0
MC014-B12 | MC014-B12/S10 | Calculated temperature variable temperature circuit flow |  |  |  |  | Energy sensor | S10 |  |  |  | MC014 | Bowland Hall |  |  | 0 | 0
MC014-B12 | MC014-B12/S2 | Room temperature |  |  | Degrees Celsius |  | Energy sensor | S2 |  |  |  | MC014 | Bowland Hall |  |  | 0 | 0
MC014-B12 | MC014-B12/S3 | Variable temperature circuit flow temperature |  |  | Degrees Celsius |  | Energy sensor | S3 |  |  |  | MC014 | Bowland Hall |  |  | 0 | 0
MC014-B12 | MC014-B12/S4 | Domestic hot water service temperature |  |  | Degrees Celsius |  | Energy sensor | S4 |  |  |  | MC014 | Bowland Hall |  |  | 0 | 0
MC014-B12 | MC014-B12/S5 | Boiler temperature |  |  | Degrees Celsius |  | Energy sensor | S5 |  |  |  | MC014 | Bowland Hall |  |  | 0 | 0
MC014-B12 | MC014-B12/S6 | Boiler on |  |  | 0 = Off, 1 = On |  | Energy sensor | S6 |  |  |  | MC014 | Bowland Hall |  |  | 0 | 0
MC014-B12 | MC014-B12/V1 | [5 empty] | Energy sensor | V1 |  |  |  | MC014 | Bowland Hall |  |  | 0 | 0
MC014-B12 | MC014-B12/W2 | Summer winter switch |  |  | S = Summer, W = Winter |  | Energy sensor | W2 |  |  |  | MC014 | Bowland Hall |  |  | 0 | 0
MC014-B12 | MC014-B12/W3 | Hol Auto A=On |  |  |  |  | Energy sensor | W3 |  |  |  | MC014 | Bowland Hall |  |  | 0 | 0
MC014-B12 | MC014-B12/Y1 | Satchwell T Range |  |  |  |  | Energy sensor | Y1 |  |  |  | MC014 | Bowland Hall |  |  | 0 | 0
MC014-B12 | MC014-B12/Y2 | Thermistor TBTC |  |  |  |  | Energy sensor | Y2 |  |  |  | MC014 | Bowland Hall |  |  | 0 | 0
MC014-B12 | MC014-B12/Z1 | Heating times |  |  |  |  | Energy sensor | Z1 |  |  |  | MC014 | Bowland Hall |  |  | 0 | 0
MC014-B12 | MC014-B12/Z2 | Domestic hot water service times |  |  |  |  | Energy sensor | Z2 |  |  |  | MC014 | Bowland Hall |  |  | 0 | 0
OC004-B01 | OC004-B01/C1 | Virtual CNC 1 |  |  |  |  | Energy sensor | C1 |  |  |  | OC004 | Chancellor's Wharf, Wyre House |  |  | 0 | 0
OC004-B01 | OC004-B01/D1 | 4DOMNo.1 |  |  |  |  | Energy sensor | D1 |  |  |  | OC004 | Chancellor's Wharf, Wyre House |  |  | 0 | 0
OC004-B01 | OC004-B01/D2 | PrimaryPumpsEnable |  |  |  |  | Energy sensor | D2 |  |  |  | OC004 | Chancellor's Wharf, Wyre House |  |  | 0 | 0
OC004-B01 | OC004-B01/D3 | ShuntPumpsEnable |  |  |  |  | Energy sensor | D3 |  |  |  | OC004 | Chancellor's Wharf, Wyre House |  |  | 0 | 0
OC004-B01 | OC004-B01/D4 | HeatingPumpsEnable |  |  |  |  | Energy sensor | D4 |  |  |  | OC004 | Chancellor's Wharf, Wyre House |  |  | 0 | 0
OC004-B01 | OC004-B01/D5 | Secondary &amp; Immersion |  |  |  |  | Energy sensor | D5 |  |  |  | OC004 | Chancellor's Wharf, Wyre House |  |  | 0 | 0
OC004-B01 | OC004-B01/D6 | Variable temperature circuit valve |  |  | 0 = Closed , 1 = Open |  | Energy sensor | D6 |  |  |  | OC004 | Chancellor's Wharf, Wyre House |  |  | 0 | 0
OC004-B01 | OC004-B01/F1 | Function 1 |  |  |  |  | Energy sensor | F1 |  |  |  | OC004 | Chancellor's Wharf, Wyre House |  |  | 0 | 0
OC004-B01 | OC004-B01/F10 | Function 10 |  |  |  |  | Energy sensor | F10 |  |  |  | OC004 | Chancellor's Wharf, Wyre House |  |  | 0 | 0
OC004-B01 | OC004-B01/F11 | Function 11 |  |  |  |  | Energy sensor | F11 |  |  |  | OC004 | Chancellor's Wharf, Wyre House |  |  | 0 | 0
OC004-B01 | OC004-B01/F12 | Function 12 |  |  |  |  | Energy sensor | F12 |  |  |  | OC004 | Chancellor's Wharf, Wyre House |  |  | 0 | 0
OC004-B01 | OC004-B01/F13 | stage 2 diff |  |  |  |  | Energy sensor | F13 |  |  |  | OC004 | Chancellor's Wharf, Wyre House |  |  | 0 | 0
OC004-B01 | OC004-B01/F14 | stage 3 diff |  |  |  |  | Energy sensor | F14 |  |  |  | OC004 | Chancellor's Wharf, Wyre House |  |  | 0 | 0
OC004-B01 | OC004-B01/F15 | stage 4diff |  |  |  |  | Energy sensor | F15 |  |  |  | OC004 | Chancellor's Wharf, Wyre House |  |  | 0 | 0
OC004-B01 | OC004-B01/F16 | Function 16 |  |  |  |  | Energy sensor | F16 |  |  |  | OC004 | Chancellor's Wharf, Wyre House |  |  | 0 | 0
OC004-B01 | OC004-B01/F17 | Function 17 |  |  |  |  | Energy sensor | F17 |  |  |  | OC004 | Chancellor's Wharf, Wyre House |  |  | 0 | 0
OC004-B01 | OC004-B01/F18 | Function 18 |  |  |  |  | Energy sensor | F18 |  |  |  | OC004 | Chancellor's Wharf, Wyre House |  |  | 0 | 0
OC004-B01 | OC004-B01/F19 | Function 19 |  |  |  |  | Energy sensor | F19 |  |  |  | OC004 | Chancellor's Wharf, Wyre House |  |  | 0 | 0
OC004-B01 | OC004-B01/F2 | 1st Stage Frost ON when 1 |  |  |  |  | Energy sensor | F2 |  |  |  | OC004 | Chancellor's Wharf, Wyre House |  |  | 0 | 0
OC004-B01 | OC004-B01/F20 | Function 20 |  |  |  |  | Energy sensor | F20 |  |  |  | OC004 | Chancellor's Wharf, Wyre House |  |  | 0 | 0
OC004-B01 | OC004-B01/F21 | Function 21 |  |  |  |  | Energy sensor | F21 |  |  |  | OC004 | Chancellor's Wharf, Wyre House |  |  | 0 | 0
OC004-B01 | OC004-B01/F22 | Function 22 |  |  |  |  | Energy sensor | F22 |  |  |  | OC004 | Chancellor's Wharf, Wyre House |  |  | 0 | 0
OC004-B01 | OC004-B01/F23 | Function 23 |  |  |  |  | Energy sensor | F23 |  |  |  | OC004 | Chancellor's Wharf, Wyre House |  |  | 0 | 0
OC004-B01 | OC004-B01/F24 | Function 24 |  |  |  |  | Energy sensor | F24 |  |  |  | OC004 | Chancellor's Wharf, Wyre House |  |  | 0 | 0
OC004-B01 | OC004-B01/F25 | Function 25 |  |  |  |  | Energy sensor | F25 |  |  |  | OC004 | Chancellor's Wharf, Wyre House |  |  | 0 | 0
OC004-B01 | OC004-B01/F26 | Function 26 |  |  |  |  | Energy sensor | F26 |  |  |  | OC004 | Chancellor's Wharf, Wyre House |  |  | 0 | 0
OC004-B01 | OC004-B01/F27 | Function 27 |  |  |  |  | Energy sensor | F27 |  |  |  | OC004 | Chancellor's Wharf, Wyre House |  |  | 0 | 0
OC004-B01 | OC004-B01/F28 | Hot water service setpoint |  |  | Degrees Celsius |  | Energy sensor | F28 |  |  |  | OC004 | Chancellor's Wharf, Wyre House |  |  | 0 | 0
OC004-B01 | OC004-B01/F29 | Function 29 |  |  |  |  | Energy sensor | F29 |  |  |  | OC004 | Chancellor's Wharf, Wyre House |  |  | 0 | 0
OC004-B01 | OC004-B01/F3 | Function 3 |  |  |  |  | Energy sensor | F3 |  |  |  | OC004 | Chancellor's Wharf, Wyre House |  |  | 0 | 0
OC004-B01 | OC004-B01/F30 | Function 30 |  |  |  |  | Energy sensor | F30 |  |  |  | OC004 | Chancellor's Wharf, Wyre House |  |  | 0 | 0
OC004-B01 | OC004-B01/F32 | Function 32 |  |  |  |  | Energy sensor | F32 |  |  |  | OC004 | Chancellor's Wharf, Wyre House |  |  | 0 | 0
OC004-B01 | OC004-B01/F33 | Function 33 |  |  |  |  | Energy sensor | F33 |  |  |  | OC004 | Chancellor's Wharf, Wyre House |  |  | 0 | 0
OC004-B01 | OC004-B01/F34 | Function 34 |  |  |  |  | Energy sensor | F34 |  |  |  | OC004 | Chancellor's Wharf, Wyre House |  |  | 0 | 0
OC004-B01 | OC004-B01/F35 | Function 35 |  |  |  |  | Energy sensor | F35 |  |  |  | OC004 | Chancellor's Wharf, Wyre House |  |  | 0 | 0
OC004-B01 | OC004-B01/F36 | Function 36 |  |  |  |  | Energy sensor | F36 |  |  |  | OC004 | Chancellor's Wharf, Wyre House |  |  | 0 | 0
OC004-B01 | OC004-B01/F37 | Function 37 |  |  |  |  | Energy sensor | F37 |  |  |  | OC004 | Chancellor's Wharf, Wyre House |  |  | 0 | 0
OC004-B01 | OC004-B01/F38 | Function 38 |  |  |  |  | Energy sensor | F38 |  |  |  | OC004 | Chancellor's Wharf, Wyre House |  |  | 0 | 0
OC004-B01 | OC004-B01/F39 | Function 39 |  |  |  |  | Energy sensor | F39 |  |  |  | OC004 | Chancellor's Wharf, Wyre House |  |  | 0 | 0
OC004-B01 | OC004-B01/F4 | 2nd stage frost |  |  | 0 = Off, 1 = On |  | Energy sensor | F4 |  |  |  | OC004 | Chancellor's Wharf, Wyre House |  |  | 0 | 0
OC004-B01 | OC004-B01/F40 | Function 40 |  |  |  |  | Energy sensor | F40 |  |  |  | OC004 | Chancellor's Wharf, Wyre House |  |  | 0 | 0
OC004-B01 | OC004-B01/F41 | Function 41 |  |  |  |  | Energy sensor | F41 |  |  |  | OC004 | Chancellor's Wharf, Wyre House |  |  | 0 | 0
OC004-B01 | OC004-B01/F42 | Function 42 |  |  |  |  | Energy sensor | F42 |  |  |  | OC004 | Chancellor's Wharf, Wyre House |  |  | 0 | 0
OC004-B01 | OC004-B01/F43 | Function 43 |  |  |  |  | Energy sensor | F43 |  |  |  | OC004 | Chancellor's Wharf, Wyre House |  |  | 0 | 0
OC004-B01 | OC004-B01/F44 | Function 44 |  |  |  |  | Energy sensor | F44 |  |  |  | OC004 | Chancellor's Wharf, Wyre House |  |  | 0 | 0
OC004-B01 | OC004-B01/F45 | Function 45 |  |  |  |  | Energy sensor | F45 |  |  |  | OC004 | Chancellor's Wharf, Wyre House |  |  | 0 | 0
OC004-B01 | OC004-B01/F46 | Function 46 |  |  |  |  | Energy sensor | F46 |  |  |  | OC004 | Chancellor's Wharf, Wyre House |  |  | 0 | 0
OC004-B01 | OC004-B01/F5 | Function 5 |  |  |  |  | Energy sensor | F5 |  |  |  | OC004 | Chancellor's Wharf, Wyre House |  |  | 0 | 0
OC004-B01 | OC004-B01/F55 | Function 55 |  |  |  |  | Energy sensor | F55 |  |  |  | OC004 | Chancellor's Wharf, Wyre House |  |  | 0 | 0
OC004-B01 | OC004-B01/F56 | Function 56 |  |  |  |  | Energy sensor | F56 |  |  |  | OC004 | Chancellor's Wharf, Wyre House |  |  | 0 | 0
OC004-B01 | OC004-B01/F57 | Function 57 |  |  |  |  | Energy sensor | F57 |  |  |  | OC004 | Chancellor's Wharf, Wyre House |  |  | 0 | 0
OC004-B01 | OC004-B01/F58 | Function 58 |  |  |  |  | Energy sensor | F58 |  |  |  | OC004 | Chancellor's Wharf, Wyre House |  |  | 0 | 0
OC004-B01 | OC004-B01/F59 | Function 59 |  |  |  |  | Energy sensor | F59 |  |  |  | OC004 | Chancellor's Wharf, Wyre House |  |  | 0 | 0
OC004-B01 | OC004-B01/F6 | Space low limit On when =1 |  |  |  |  | Energy sensor | F6 |  |  |  | OC004 | Chancellor's Wharf, Wyre House |  |  | 0 | 0
OC004-B01 | OC004-B01/F60 | Function 60 |  |  |  |  | Energy sensor | F60 |  |  |  | OC004 | Chancellor's Wharf, Wyre House |  |  | 0 | 0
OC004-B01 | OC004-B01/F61 | Function 61 |  |  |  |  | Energy sensor | F61 |  |  |  | OC004 | Chancellor's Wharf, Wyre House |  |  | 0 | 0
OC004-B01 | OC004-B01/F62 | Function 62 |  |  |  |  | Energy sensor | F62 |  |  |  | OC004 | Chancellor's Wharf, Wyre House |  |  | 0 | 0
OC004-B01 | OC004-B01/F7 | Function 7 |  |  |  |  | Energy sensor | F7 |  |  |  | OC004 | Chancellor's Wharf, Wyre House |  |  | 0 | 0
OC004-B01 | OC004-B01/F8 | Economy Off when 1 |  |  |  |  | Energy sensor | F8 |  |  |  | OC004 | Chancellor's Wharf, Wyre House |  |  | 0 | 0
OC004-B01 | OC004-B01/F9 | 1ST BOILER DEMAND |  |  |  |  | Energy sensor | F9 |  |  |  | OC004 | Chancellor's Wharf, Wyre House |  |  | 0 | 0
OC004-B01 | OC004-B01/G1 | 2nd stage frost |  |  | 0 = Off, 1 = On |  | Energy sensor | G1 |  |  |  | OC004 | Chancellor's Wharf, Wyre House |  |  | 0 | 0
OC004-B01 | OC004-B01/G10 | blr 3 lead |  |  |  |  | Energy sensor | G10 |  |  |  | OC004 | Chancellor's Wharf, Wyre House |  |  | 0 | 0
OC004-B01 | OC004-B01/G100 | Logic 100 |  |  |  |  | Energy sensor | G100 |  |  |  | OC004 | Chancellor's Wharf, Wyre House |  |  | 0 | 0
OC004-B01 | OC004-B01/G101 | Logic 101 |  |  |  |  | Energy sensor | G101 |  |  |  | OC004 | Chancellor's Wharf, Wyre House |  |  | 0 | 0
OC004-B01 | OC004-B01/G102 | Logic 102 |  |  |  |  | Energy sensor | G102 |  |  |  | OC004 | Chancellor's Wharf, Wyre House |  |  | 0 | 0
OC004-B01 | OC004-B01/G103 | Logic 103 |  |  |  |  | Energy sensor | G103 |  |  |  | OC004 | Chancellor's Wharf, Wyre House |  |  | 0 | 0
OC004-B01 | OC004-B01/G104 | Logic 104 |  |  |  |  | Energy sensor | G104 |  |  |  | OC004 | Chancellor's Wharf, Wyre House |  |  | 0 | 0
OC004-B01 | OC004-B01/G105 | Logic 105 |  |  |  |  | Energy sensor | G105 |  |  |  | OC004 | Chancellor's Wharf, Wyre House |  |  | 0 | 0
OC004-B01 | OC004-B01/G106 | Logic 106 |  |  |  |  | Energy sensor | G106 |  |  |  | OC004 | Chancellor's Wharf, Wyre House |  |  | 0 | 0
OC004-B01 | OC004-B01/G107 | Logic 107 |  |  |  |  | Energy sensor | G107 |  |  |  | OC004 | Chancellor's Wharf, Wyre House |  |  | 0 | 0
OC004-B01 | OC004-B01/G11 | blr 2 lead |  |  |  |  | Energy sensor | G11 |  |  |  | OC004 | Chancellor's Wharf, Wyre House |  |  | 0 | 0
OC004-B01 | OC004-B01/G12 | blr 1 lead |  |  |  |  | Energy sensor | G12 |  |  |  | OC004 | Chancellor's Wharf, Wyre House |  |  | 0 | 0
OC004-B01 | OC004-B01/G13 | Logic 13 |  |  |  |  | Energy sensor | G13 |  |  |  | OC004 | Chancellor's Wharf, Wyre House |  |  | 0 | 0
OC004-B01 | OC004-B01/G14 | Logic 14 |  |  |  |  | Energy sensor | G14 |  |  |  | OC004 | Chancellor's Wharf, Wyre House |  |  | 0 | 0
OC004-B01 | OC004-B01/G15 | Logic 15 |  |  |  |  | Energy sensor | G15 |  |  |  | OC004 | Chancellor's Wharf, Wyre House |  |  | 0 | 0
OC004-B01 | OC004-B01/G16 | Logic 16 |  |  |  |  | Energy sensor | G16 |  |  |  | OC004 | Chancellor's Wharf, Wyre House |  |  | 0 | 0
OC004-B01 | OC004-B01/G17 | Logic 17 |  |  |  |  | Energy sensor | G17 |  |  |  | OC004 | Chancellor's Wharf, Wyre House |  |  | 0 | 0
OC004-B01 | OC004-B01/G18 | Logic 18 |  |  |  |  | Energy sensor | G18 |  |  |  | OC004 | Chancellor's Wharf, Wyre House |  |  | 0 | 0
OC004-B01 | OC004-B01/G19 | Boiler No1 Enable |  |  |  |  | Energy sensor | G19 |  |  |  | OC004 | Chancellor's Wharf, Wyre House |  |  | 0 | 0
OC004-B01 | OC004-B01/G2 | Boiler delays |  |  |  |  | Energy sensor | G2 |  |  |  | OC004 | Chancellor's Wharf, Wyre House |  |  | 0 | 0
OC004-B01 | OC004-B01/G20 | Logic 20 |  |  |  |  | Energy sensor | G20 |  |  |  | OC004 | Chancellor's Wharf, Wyre House |  |  | 0 | 0
OC004-B01 | OC004-B01/G21 | Logic 21 |  |  |  |  | Energy sensor | G21 |  |  |  | OC004 | Chancellor's Wharf, Wyre House |  |  | 0 | 0
OC004-B01 | OC004-B01/G22 | Logic 22 |  |  |  |  | Energy sensor | G22 |  |  |  | OC004 | Chancellor's Wharf, Wyre House |  |  | 0 | 0
OC004-B01 | OC004-B01/G23 | Logic 23 |  |  |  |  | Energy sensor | G23 |  |  |  | OC004 | Chancellor's Wharf, Wyre House |  |  | 0 | 0
OC004-B01 | OC004-B01/G24 | Logic 24 |  |  |  |  | Energy sensor | G24 |  |  |  | OC004 | Chancellor's Wharf, Wyre House |  |  | 0 | 0
OC004-B01 | OC004-B01/G25 | Logic 25 |  |  |  |  | Energy sensor | G25 |  |  |  | OC004 | Chancellor's Wharf, Wyre House |  |  | 0 | 0
OC004-B01 | OC004-B01/G26 | Logic 26 |  |  |  |  | Energy sensor | G26 |  |  |  | OC004 | Chancellor's Wharf, Wyre House |  |  | 0 | 0
OC004-B01 | OC004-B01/G27 | Boiler No2 Enable |  |  |  |  | Energy sensor | G27 |  |  |  | OC004 | Chancellor's Wharf, Wyre House |  |  | 0 | 0
OC004-B01 | OC004-B01/G28 | Logic 28 |  |  |  |  | Energy sensor | G28 |  |  |  | OC004 | Chancellor's Wharf, Wyre House |  |  | 0 | 0
OC004-B01 | OC004-B01/G29 | Logic 29 |  |  |  |  | Energy sensor | G29 |  |  |  | OC004 | Chancellor's Wharf, Wyre House |  |  | 0 | 0
OC004-B01 | OC004-B01/G3 | 2nd boiler demand |  |  |  |  | Energy sensor | G3 |  |  |  | OC004 | Chancellor's Wharf, Wyre House |  |  | 0 | 0
OC004-B01 | OC004-B01/G30 | Logic 30 |  |  |  |  | Energy sensor | G30 |  |  |  | OC004 | Chancellor's Wharf, Wyre House |  |  | 0 | 0
OC004-B01 | OC004-B01/G31 | Logic 31 |  |  |  |  | Energy sensor | G31 |  |  |  | OC004 | Chancellor's Wharf, Wyre House |  |  | 0 | 0
OC004-B01 | OC004-B01/G32 | Logic 32 |  |  |  |  | Energy sensor | G32 |  |  |  | OC004 | Chancellor's Wharf, Wyre House |  |  | 0 | 0
OC004-B01 | OC004-B01/G33 | Boiler No3 Enable |  |  |  |  | Energy sensor | G33 |  |  |  | OC004 | Chancellor's Wharf, Wyre House |  |  | 0 | 0
OC004-B01 | OC004-B01/G34 | Logic 34 |  |  |  |  | Energy sensor | G34 |  |  |  | OC004 | Chancellor's Wharf, Wyre House |  |  | 0 | 0
OC004-B01 | OC004-B01/G35 | Logic 35 |  |  |  |  | Energy sensor | G35 |  |  |  | OC004 | Chancellor's Wharf, Wyre House |  |  | 0 | 0
OC004-B01 | OC004-B01/G36 | Logic 36 |  |  |  |  | Energy sensor | G36 |  |  |  | OC004 | Chancellor's Wharf, Wyre House |  |  | 0 | 0
OC004-B01 | OC004-B01/G37 | Logic 37 |  |  |  |  | Energy sensor | G37 |  |  |  | OC004 | Chancellor's Wharf, Wyre House |  |  | 0 | 0
OC004-B01 | OC004-B01/G38 | Logic 38 |  |  |  |  | Energy sensor | G38 |  |  |  | OC004 | Chancellor's Wharf, Wyre House |  |  | 0 | 0
OC004-B01 | OC004-B01/G39 | Boiler No4 Enable |  |  |  |  | Energy sensor | G39 |  |  |  | OC004 | Chancellor's Wharf, Wyre House |  |  | 0 | 0
OC004-B01 | OC004-B01/G4 | Boiler delays |  |  |  |  | Energy sensor | G4 |  |  |  | OC004 | Chancellor's Wharf, Wyre House |  |  | 0 | 0
OC004-B01 | OC004-B01/G40 | Boiler Enable |  |  |  |  | Energy sensor | G40 |  |  |  | OC004 | Chancellor's Wharf, Wyre House |  |  | 0 | 0
OC004-B01 | OC004-B01/G41 | Pump Enable &amp; Runon |  |  |  |  | Energy sensor | G41 |  |  |  | OC004 | Chancellor's Wharf, Wyre House |  |  | 0 | 0
OC004-B01 | OC004-B01/G42 | Logic 42 |  |  |  |  | Energy sensor | G42 |  |  |  | OC004 | Chancellor's Wharf, Wyre House |  |  | 0 | 0
OC004-B01 | OC004-B01/G43 | Logic 43 |  |  |  |  | Energy sensor | G43 |  |  |  | OC004 | Chancellor's Wharf, Wyre House |  |  | 0 | 0
OC004-B01 | OC004-B01/G44 | Immersion |  |  |  |  | Energy sensor | G44 |  |  |  | OC004 | Chancellor's Wharf, Wyre House |  |  | 0 | 0
OC004-B01 | OC004-B01/G45 | Primary Pump 2 Hrs Run |  |  |  |  | Energy sensor | G45 |  |  |  | OC004 | Chancellor's Wharf, Wyre House |  |  | 0 | 0
OC004-B01 | OC004-B01/G46 | Primary Pump 1 Hrs Run |  |  |  |  | Energy sensor | G46 |  |  |  | OC004 | Chancellor's Wharf, Wyre House |  |  | 0 | 0
OC004-B01 | OC004-B01/G47 | Shunt pump 1 Hrs run |  |  |  |  | Energy sensor | G47 |  |  |  | OC004 | Chancellor's Wharf, Wyre House |  |  | 0 | 0
OC004-B01 | OC004-B01/G48 | Shunt pump 2 Hrs run |  |  |  |  | Energy sensor | G48 |  |  |  | OC004 | Chancellor's Wharf, Wyre House |  |  | 0 | 0
OC004-B01 | OC004-B01/G49 | Heating pump1 Hrs run |  |  |  |  | Energy sensor | G49 |  |  |  | OC004 | Chancellor's Wharf, Wyre House |  |  | 0 | 0
OC004-B01 | OC004-B01/G5 | 3rd boiler demand |  |  |  |  | Energy sensor | G5 |  |  |  | OC004 | Chancellor's Wharf, Wyre House |  |  | 0 | 0
OC004-B01 | OC004-B01/G50 | Boiler No.1 |  |  |  |  | Energy sensor | G50 |  |  |  | OC004 | Chancellor's Wharf, Wyre House |  |  | 0 | 0
OC004-B01 | OC004-B01/G51 | Boiler No.2 |  |  |  |  | Energy sensor | G51 |  |  |  | OC004 | Chancellor's Wharf, Wyre House |  |  | 0 | 0
OC004-B01 | OC004-B01/G52 | Boiler No.3 |  |  |  |  | Energy sensor | G52 |  |  |  | OC004 | Chancellor's Wharf, Wyre House |  |  | 0 | 0
OC004-B01 | OC004-B01/G53 | Boiler No.4 |  |  |  |  | Energy sensor | G53 |  |  |  | OC004 | Chancellor's Wharf, Wyre House |  |  | 0 | 0
OC004-B01 | OC004-B01/G54 | Boiler 1 |  |  |  |  | Energy sensor | G54 |  |  |  | OC004 | Chancellor's Wharf, Wyre House |  |  | 0 | 0
OC004-B01 | OC004-B01/G55 | Boiler 2 |  |  |  |  | Energy sensor | G55 |  |  |  | OC004 | Chancellor's Wharf, Wyre House |  |  | 0 | 0
OC004-B01 | OC004-B01/G56 | Boiler 1 &amp; 2 |  |  |  |  | Energy sensor | G56 |  |  |  | OC004 | Chancellor's Wharf, Wyre House |  |  | 0 | 0
OC004-B01 | OC004-B01/G57 | Boiler 3 |  |  |  |  | Energy sensor | G57 |  |  |  | OC004 | Chancellor's Wharf, Wyre House |  |  | 0 | 0
OC004-B01 | OC004-B01/G58 | Boiler 1 &amp; 3 |  |  |  |  | Energy sensor | G58 |  |  |  | OC004 | Chancellor's Wharf, Wyre House |  |  | 0 | 0
OC004-B01 | OC004-B01/G59 | Boiler 2 &amp; 3 |  |  |  |  | Energy sensor | G59 |  |  |  | OC004 | Chancellor's Wharf, Wyre House |  |  | 0 | 0
OC004-B01 | OC004-B01/G6 | Boiler delays |  |  |  |  | Energy sensor | G6 |  |  |  | OC004 | Chancellor's Wharf, Wyre House |  |  | 0 | 0
OC004-B01 | OC004-B01/G60 | Boiler 1 2 &amp; 3 |  |  |  |  | Energy sensor | G60 |  |  |  | OC004 | Chancellor's Wharf, Wyre House |  |  | 0 | 0
OC004-B01 | OC004-B01/G61 | Boiler 4 |  |  |  |  | Energy sensor | G61 |  |  |  | OC004 | Chancellor's Wharf, Wyre House |  |  | 0 | 0
OC004-B01 | OC004-B01/G62 | Boiler 1 &amp; 4 |  |  |  |  | Energy sensor | G62 |  |  |  | OC004 | Chancellor's Wharf, Wyre House |  |  | 0 | 0
OC004-B01 | OC004-B01/G63 | Boiler 2 &amp; 4 |  |  |  |  | Energy sensor | G63 |  |  |  | OC004 | Chancellor's Wharf, Wyre House |  |  | 0 | 0
OC004-B01 | OC004-B01/G64 | Boiler 1 2 &amp; 4 |  |  |  |  | Energy sensor | G64 |  |  |  | OC004 | Chancellor's Wharf, Wyre House |  |  | 0 | 0
OC004-B01 | OC004-B01/G65 | Boiler 3 &amp; 4 |  |  |  |  | Energy sensor | G65 |  |  |  | OC004 | Chancellor's Wharf, Wyre House |  |  | 0 | 0
OC004-B01 | OC004-B01/G66 | Boiler 1 3 &amp; 4 |  |  |  |  | Energy sensor | G66 |  |  |  | OC004 | Chancellor's Wharf, Wyre House |  |  | 0 | 0
OC004-B01 | OC004-B01/G67 | Boiler 2 3 &amp; 4 |  |  |  |  | Energy sensor | G67 |  |  |  | OC004 | Chancellor's Wharf, Wyre House |  |  | 0 | 0
OC004-B01 | OC004-B01/G68 | Boiler 1 2 3 &amp; 4 |  |  |  |  | Energy sensor | G68 |  |  |  | OC004 | Chancellor's Wharf, Wyre House |  |  | 0 | 0
OC004-B01 | OC004-B01/G69 | Heating pump2 Hrs run |  |  |  |  | Energy sensor | G69 |  |  |  | OC004 | Chancellor's Wharf, Wyre House |  |  | 0 | 0
OC004-B01 | OC004-B01/G7 | 4th boiler demand |  |  |  |  | Energy sensor | G7 |  |  |  | OC004 | Chancellor's Wharf, Wyre House |  |  | 0 | 0
OC004-B01 | OC004-B01/G70 | Logic 70 |  |  |  |  | Energy sensor | G70 |  |  |  | OC004 | Chancellor's Wharf, Wyre House |  |  | 0 | 0
OC004-B01 | OC004-B01/G71 | Day immersion heater hours run |  |  | Hours |  | Energy sensor | G71 |  |  |  | OC004 | Chancellor's Wharf, Wyre House |  |  | 0 | 0
OC004-B01 | OC004-B01/G72 | Week immersion hours run |  |  | Hours |  | Energy sensor | G72 |  |  |  | OC004 | Chancellor's Wharf, Wyre House |  |  | 0 | 0
OC004-B01 | OC004-B01/G73 | Boiler Shunt Pump C O |  |  |  |  | Energy sensor | G73 |  |  |  | OC004 | Chancellor's Wharf, Wyre House |  |  | 0 | 0
OC004-B01 | OC004-B01/G74 | Logic 74 |  |  |  |  | Energy sensor | G74 |  |  |  | OC004 | Chancellor's Wharf, Wyre House |  |  | 0 | 0
OC004-B01 | OC004-B01/G75 | Logic 75 |  |  |  |  | Energy sensor | G75 |  |  |  | OC004 | Chancellor's Wharf, Wyre House |  |  | 0 | 0
OC004-B01 | OC004-B01/G76 | Logic 76 |  |  |  |  | Energy sensor | G76 |  |  |  | OC004 | Chancellor's Wharf, Wyre House |  |  | 0 | 0
OC004-B01 | OC004-B01/G77 | BoilerShuntPump1 Enable |  |  |  |  | Energy sensor | G77 |  |  |  | OC004 | Chancellor's Wharf, Wyre House |  |  | 0 | 0
OC004-B01 | OC004-B01/G78 | BoilerShuntPump2 Enable |  |  |  |  | Energy sensor | G78 |  |  |  | OC004 | Chancellor's Wharf, Wyre House |  |  | 0 | 0
OC004-B01 | OC004-B01/G79 | Logic 79 |  |  |  |  | Energy sensor | G79 |  |  |  | OC004 | Chancellor's Wharf, Wyre House |  |  | 0 | 0
OC004-B01 | OC004-B01/G8 | BOILER DEMAND |  |  |  |  | Energy sensor | G8 |  |  |  | OC004 | Chancellor's Wharf, Wyre House |  |  | 0 | 0
OC004-B01 | OC004-B01/G80 | Enable &amp; summer winter |  |  |  |  | Energy sensor | G80 |  |  |  | OC004 | Chancellor's Wharf, Wyre House |  |  | 0 | 0
OC004-B01 | OC004-B01/G81 | Logic 81 |  |  |  |  | Energy sensor | G81 |  |  |  | OC004 | Chancellor's Wharf, Wyre House |  |  | 0 | 0
OC004-B01 | OC004-B01/G82 | Boiler Shunt Pump C O |  |  |  |  | Energy sensor | G82 |  |  |  | OC004 | Chancellor's Wharf, Wyre House |  |  | 0 | 0
OC004-B01 | OC004-B01/G83 | Logic 83 |  |  |  |  | Energy sensor | G83 |  |  |  | OC004 | Chancellor's Wharf, Wyre House |  |  | 0 | 0
OC004-B01 | OC004-B01/G84 | Logic 84 |  |  |  |  | Energy sensor | G84 |  |  |  | OC004 | Chancellor's Wharf, Wyre House |  |  | 0 | 0
OC004-B01 | OC004-B01/G85 | Logic 85 |  |  |  |  | Energy sensor | G85 |  |  |  | OC004 | Chancellor's Wharf, Wyre House |  |  | 0 | 0
OC004-B01 | OC004-B01/G86 | BoilerShuntPump1 Enable |  |  |  |  | Energy sensor | G86 |  |  |  | OC004 | Chancellor's Wharf, Wyre House |  |  | 0 | 0
OC004-B01 | OC004-B01/G87 | BoilerShuntPump2 Enable |  |  |  |  | Energy sensor | G87 |  |  |  | OC004 | Chancellor's Wharf, Wyre House |  |  | 0 | 0
OC004-B01 | OC004-B01/G88 | Boiler Shunt Pump C O |  |  |  |  | Energy sensor | G88 |  |  |  | OC004 | Chancellor's Wharf, Wyre House |  |  | 0 | 0
OC004-B01 | OC004-B01/G89 | Logic 89 |  |  |  |  | Energy sensor | G89 |  |  |  | OC004 | Chancellor's Wharf, Wyre House |  |  | 0 | 0
OC004-B01 | OC004-B01/G9 | blr 4 lead |  |  |  |  | Energy sensor | G9 |  |  |  | OC004 | Chancellor's Wharf, Wyre House |  |  | 0 | 0
OC004-B01 | OC004-B01/G90 | Logic 90 |  |  |  |  | Energy sensor | G90 |  |  |  | OC004 | Chancellor's Wharf, Wyre House |  |  | 0 | 0
OC004-B01 | OC004-B01/G91 | Logic 91 |  |  |  |  | Energy sensor | G91 |  |  |  | OC004 | Chancellor's Wharf, Wyre House |  |  | 0 | 0
OC004-B01 | OC004-B01/G92 | Heating pump1 Enable |  |  |  |  | Energy sensor | G92 |  |  |  | OC004 | Chancellor's Wharf, Wyre House |  |  | 0 | 0
OC004-B01 | OC004-B01/G93 | Heating pump 2 Enable |  |  |  |  | Energy sensor | G93 |  |  |  | OC004 | Chancellor's Wharf, Wyre House |  |  | 0 | 0
OC004-B01 | OC004-B01/G94 | Logic 94 |  |  |  |  | Energy sensor | G94 |  |  |  | OC004 | Chancellor's Wharf, Wyre House |  |  | 0 | 0
OC004-B01 | OC004-B01/G95 | Logic 95 |  |  |  |  | Energy sensor | G95 |  |  |  | OC004 | Chancellor's Wharf, Wyre House |  |  | 0 | 0
OC004-B01 | OC004-B01/G96 | Logic 96 |  |  |  |  | Energy sensor | G96 |  |  |  | OC004 | Chancellor's Wharf, Wyre House |  |  | 0 | 0
OC004-B01 | OC004-B01/G97 | Logic 97 |  |  |  |  | Energy sensor | G97 |  |  |  | OC004 | Chancellor's Wharf, Wyre House |  |  | 0 | 0
OC004-B01 | OC004-B01/I1 | Boiler 1 fault |  |  |  |  | Energy sensor | I1 |  |  |  | OC004 | Chancellor's Wharf, Wyre House |  |  | 0 | 0
OC004-B01 | OC004-B01/I2 | Boiler 2 fault |  |  |  |  | Energy sensor | I2 |  |  |  | OC004 | Chancellor's Wharf, Wyre House |  |  | 0 | 0
OC004-B01 | OC004-B01/I3 | Boiler 3 Fault |  |  |  |  | Energy sensor | I3 |  |  |  | OC004 | Chancellor's Wharf, Wyre House |  |  | 0 | 0
OC004-B01 | OC004-B01/I4 | Boiler 4 Fault |  |  |  |  | Energy sensor | I4 |  |  |  | OC004 | Chancellor's Wharf, Wyre House |  |  | 0 | 0
OC004-B01 | OC004-B01/K1 | 1st stage frost protection |  |  |  |  | Energy sensor | K1 |  |  |  | OC004 | Chancellor's Wharf, Wyre House |  |  | 0 | 0
OC004-B01 | OC004-B01/K10 | Immerion Override Time |  |  |  |  | Energy sensor | K10 |  |  |  | OC004 | Chancellor's Wharf, Wyre House |  |  | 0 | 0
OC004-B01 | OC004-B01/K11 | Immerion Low Limit |  |  |  |  | Energy sensor | K11 |  |  |  | OC004 | Chancellor's Wharf, Wyre House |  |  | 0 | 0
OC004-B01 | OC004-B01/K12 | Hot water service setpoint |  |  | Degrees Celsius |  | Energy sensor | K12 |  |  |  | OC004 | Chancellor's Wharf, Wyre House |  |  | 0 | 0
OC004-B01 | OC004-B01/K2 | Space low limit |  |  |  |  | Energy sensor | K2 |  |  |  | OC004 | Chancellor's Wharf, Wyre House |  |  | 0 | 0
OC004-B01 | OC004-B01/K3 | Water Frost Level |  |  |  |  | Energy sensor | K3 |  |  |  | OC004 | Chancellor's Wharf, Wyre House |  |  | 0 | 0
OC004-B01 | OC004-B01/K4 | Boiler Sequence SP |  |  |  |  | Energy sensor | K4 |  |  |  | OC004 | Chancellor's Wharf, Wyre House |  |  | 0 | 0
OC004-B01 | OC004-B01/K5 | Boiler Stage Diff |  |  |  |  | Energy sensor | K5 |  |  |  | OC004 | Chancellor's Wharf, Wyre House |  |  | 0 | 0
OC004-B01 | OC004-B01/K6 | Space Setpoint |  |  |  |  | Energy sensor | K6 |  |  |  | OC004 | Chancellor's Wharf, Wyre House |  |  | 0 | 0
OC004-B01 | OC004-B01/K7 | Max Vt Flow |  |  |  |  | Energy sensor | K7 |  |  |  | OC004 | Chancellor's Wharf, Wyre House |  |  | 0 | 0
OC004-B01 | OC004-B01/K8 | Min VT Flow |  |  |  |  | Energy sensor | K8 |  |  |  | OC004 | Chancellor's Wharf, Wyre House |  |  | 0 | 0
OC004-B01 | OC004-B01/K9 | Immersion On Delay |  |  |  |  | Energy sensor | K9 |  |  |  | OC004 | Chancellor's Wharf, Wyre House |  |  | 0 | 0
OC004-B01 | OC004-B01/L1 | [5 empty] | Energy sensor | L1 |  |  |  | OC004 | Chancellor's Wharf, Wyre House |  |  | 0 | 0
OC004-B01 | OC004-B01/L2 | [5 empty] | Energy sensor | L2 |  |  |  | OC004 | Chancellor's Wharf, Wyre House |  |  | 0 | 0
OC004-B01 | OC004-B01/L3 | [5 empty] | Energy sensor | L3 |  |  |  | OC004 | Chancellor's Wharf, Wyre House |  |  | 0 | 0
OC004-B01 | OC004-B01/L4 | [5 empty] | Energy sensor | L4 |  |  |  | OC004 | Chancellor's Wharf, Wyre House |  |  | 0 | 0
OC004-B01 | OC004-B01/n1 | TREND_05_6D_D4 |  |  |  |  | Energy sensor | n1 |  |  |  | OC004 | Chancellor's Wharf, Wyre House |  |  | 0 | 0
OC004-B01 | OC004-B01/O1 | Optimum Start Stop 1 |  |  |  |  | Energy sensor | O1 |  |  |  | OC004 | Chancellor's Wharf, Wyre House |  |  | 0 | 0
OC004-B01 | OC004-B01/P1 | Outside Air |  |  |  |  | Energy sensor | P1 |  |  |  | OC004 | Chancellor's Wharf, Wyre House |  |  | 0 | 0
OC004-B01 | OC004-B01/P10 | Boiler 3 Fault |  |  |  |  | Energy sensor | P10 |  |  |  | OC004 | Chancellor's Wharf, Wyre House |  |  | 0 | 0
OC004-B01 | OC004-B01/P11 | Boiler 2 fault |  |  |  |  | Energy sensor | P11 |  |  |  | OC004 | Chancellor's Wharf, Wyre House |  |  | 0 | 0
OC004-B01 | OC004-B01/P12 | Boiler 1 fault |  |  |  |  | Energy sensor | P12 |  |  |  | OC004 | Chancellor's Wharf, Wyre House |  |  | 0 | 0
OC004-B01 | OC004-B01/P13 | Boiler 4 Stat |  |  |  |  | Energy sensor | P13 |  |  |  | OC004 | Chancellor's Wharf, Wyre House |  |  | 0 | 0
OC004-B01 | OC004-B01/P14 | Boiler 3 Stat |  |  |  |  | Energy sensor | P14 |  |  |  | OC004 | Chancellor's Wharf, Wyre House |  |  | 0 | 0
OC004-B01 | OC004-B01/P15 | Boiler 2 Stat |  |  |  |  | Energy sensor | P15 |  |  |  | OC004 | Chancellor's Wharf, Wyre House |  |  | 0 | 0
OC004-B01 | OC004-B01/P16 | Boiler 1 Stat |  |  |  |  | Energy sensor | P16 |  |  |  | OC004 | Chancellor's Wharf, Wyre House |  |  | 0 | 0
OC004-B01 | OC004-B01/P2 | Boiler Return Sensor |  |  |  |  | Energy sensor | P2 |  |  |  | OC004 | Chancellor's Wharf, Wyre House |  |  | 0 | 0
OC004-B01 | OC004-B01/P3 | VT Flow Sensor |  |  |  |  | Energy sensor | P3 |  |  |  | OC004 | Chancellor's Wharf, Wyre House |  |  | 0 | 0
OC004-B01 | OC004-B01/P4 | Space Sensor |  |  |  |  | Energy sensor | P4 |  |  |  | OC004 | Chancellor's Wharf, Wyre House |  |  | 0 | 0
OC004-B01 | OC004-B01/P5 | DHWS Flow |  |  |  |  | Energy sensor | P5 |  |  |  | OC004 | Chancellor's Wharf, Wyre House |  |  | 0 | 0
OC004-B01 | OC004-B01/P6 | Calc VT Temp |  |  | Degrees Celsius |  | Energy sensor | P6 |  |  |  | OC004 | Chancellor's Wharf, Wyre House |  |  | 0 | 0
OC004-B01 | OC004-B01/P7 | VT Loop Output |  |  |  |  | Energy sensor | P7 |  |  |  | OC004 | Chancellor's Wharf, Wyre House |  |  | 0 | 0
OC004-B01 | OC004-B01/P8 | DIX 4 Boiler Fault |  |  |  |  | Energy sensor | P8 |  |  |  | OC004 | Chancellor's Wharf, Wyre House |  |  | 0 | 0
OC004-B01 | OC004-B01/P9 | Boiler 4 Fault |  |  |  |  | Energy sensor | P9 |  |  |  | OC004 | Chancellor's Wharf, Wyre House |  |  | 0 | 0
OC004-B01 | OC004-B01/Q1 | Sequence Table 1 |  |  |  |  | Energy sensor | Q1 |  |  |  | OC004 | Chancellor's Wharf, Wyre House |  |  | 0 | 0
OC004-B01 | OC004-B01/S1 | Outside Air |  |  |  |  | Energy sensor | S1 |  |  |  | OC004 | Chancellor's Wharf, Wyre House |  |  | 0 | 0
OC004-B01 | OC004-B01/S10 | Primary Pump 2 Hrs Run |  |  |  |  | Energy sensor | S10 |  |  |  | OC004 | Chancellor's Wharf, Wyre House |  |  | 0 | 0
OC004-B01 | OC004-B01/S11 | Primary Pump 1 Hrs Run |  |  |  |  | Energy sensor | S11 |  |  |  | OC004 | Chancellor's Wharf, Wyre House |  |  | 0 | 0
OC004-B01 | OC004-B01/S12 | Shunt pump 1 Hrs run |  |  |  |  | Energy sensor | S12 |  |  |  | OC004 | Chancellor's Wharf, Wyre House |  |  | 0 | 0
OC004-B01 | OC004-B01/S13 | Shunt pump 2 Hrs run |  |  |  |  | Energy sensor | S13 |  |  |  | OC004 | Chancellor's Wharf, Wyre House |  |  | 0 | 0
OC004-B01 | OC004-B01/S14 | Heating pump1 Hrs run |  |  |  |  | Energy sensor | S14 |  |  |  | OC004 | Chancellor's Wharf, Wyre House |  |  | 0 | 0
OC004-B01 | OC004-B01/S15 | Heating pump 2 Hrs run |  |  |  |  | Energy sensor | S15 |  |  |  | OC004 | Chancellor's Wharf, Wyre House |  |  | 0 | 0
OC004-B01 | OC004-B01/S16 | Day immersion heater hours run |  |  | Hours |  | Energy sensor | S16 |  |  |  | OC004 | Chancellor's Wharf, Wyre House |  |  | 0 | 0
OC004-B01 | OC004-B01/S17 | Week immersion hours run |  |  | Hours |  | Energy sensor | S17 |  |  |  | OC004 | Chancellor's Wharf, Wyre House |  |  | 0 | 0
OC004-B01 | OC004-B01/S18 | Boiler 3 Fault |  |  |  |  | Energy sensor | S18 |  |  |  | OC004 | Chancellor's Wharf, Wyre House |  |  | 0 | 0
OC004-B01 | OC004-B01/S19 | Boiler 2 fault |  |  |  |  | Energy sensor | S19 |  |  |  | OC004 | Chancellor's Wharf, Wyre House |  |  | 0 | 0
OC004-B01 | OC004-B01/S2 | Boiler Return Sensor |  |  |  |  | Energy sensor | S2 |  |  |  | OC004 | Chancellor's Wharf, Wyre House |  |  | 0 | 0
OC004-B01 | OC004-B01/S20 | Boiler 1 fault |  |  |  |  | Energy sensor | S20 |  |  |  | OC004 | Chancellor's Wharf, Wyre House |  |  | 0 | 0
OC004-B01 | OC004-B01/S21 | Boiler 4 Stat |  |  |  |  | Energy sensor | S21 |  |  |  | OC004 | Chancellor's Wharf, Wyre House |  |  | 0 | 0
OC004-B01 | OC004-B01/S22 | Boiler 3 Stat |  |  |  |  | Energy sensor | S22 |  |  |  | OC004 | Chancellor's Wharf, Wyre House |  |  | 0 | 0
OC004-B01 | OC004-B01/S23 | Boiler 2 Stat |  |  |  |  | Energy sensor | S23 |  |  |  | OC004 | Chancellor's Wharf, Wyre House |  |  | 0 | 0
OC004-B01 | OC004-B01/S24 | Boiler 1 Stat |  |  |  |  | Energy sensor | S24 |  |  |  | OC004 | Chancellor's Wharf, Wyre House |  |  | 0 | 0
OC004-B01 | OC004-B01/S3 | VT Flow Sensor |  |  |  |  | Energy sensor | S3 |  |  |  | OC004 | Chancellor's Wharf, Wyre House |  |  | 0 | 0
OC004-B01 | OC004-B01/S4 | Space Sensor |  |  |  |  | Energy sensor | S4 |  |  |  | OC004 | Chancellor's Wharf, Wyre House |  |  | 0 | 0
OC004-B01 | OC004-B01/S5 | DHWS Flow |  |  |  |  | Energy sensor | S5 |  |  |  | OC004 | Chancellor's Wharf, Wyre House |  |  | 0 | 0
OC004-B01 | OC004-B01/S6 | DIX 4 Boiler Fault |  |  |  |  | Energy sensor | S6 |  |  |  | OC004 | Chancellor's Wharf, Wyre House |  |  | 0 | 0
OC004-B01 | OC004-B01/S7 | Boiler 4 Fault |  |  |  |  | Energy sensor | S7 |  |  |  | OC004 | Chancellor's Wharf, Wyre House |  |  | 0 | 0
OC004-B01 | OC004-B01/S8 | Calc VT Temp |  |  | Degrees Celsius |  | Energy sensor | S8 |  |  |  | OC004 | Chancellor's Wharf, Wyre House |  |  | 0 | 0
OC004-B01 | OC004-B01/S9 | VT Loop Output |  |  |  |  | Energy sensor | S9 |  |  |  | OC004 | Chancellor's Wharf, Wyre House |  |  | 0 | 0
OC004-B01 | OC004-B01/U1 | Trevor |  |  |  |  | Energy sensor | U1 |  |  |  | OC004 | Chancellor's Wharf, Wyre House |  |  | 0 | 0
OC004-B01 | OC004-B01/V1 | [5 empty] | Energy sensor | V1 |  |  |  | OC004 | Chancellor's Wharf, Wyre House |  |  | 0 | 0
OC004-B01 | OC004-B01/W1 | Rotate Boilers |  |  |  |  | Energy sensor | W1 |  |  |  | OC004 | Chancellor's Wharf, Wyre House |  |  | 0 | 0
OC004-B01 | OC004-B01/W10 | Elecric IMM override Turn OFF |  |  |  |  | Energy sensor | W10 |  |  |  | OC004 | Chancellor's Wharf, Wyre House |  |  | 0 | 0
OC004-B01 | OC004-B01/W2 | SummerWinter Winter=1 |  |  |  |  | Energy sensor | W2 |  |  |  | OC004 | Chancellor's Wharf, Wyre House |  |  | 0 | 0
OC004-B01 | OC004-B01/W3 | PrimaryPumpRotate |  |  |  |  | Energy sensor | W3 |  |  |  | OC004 | Chancellor's Wharf, Wyre House |  |  | 0 | 0
OC004-B01 | OC004-B01/W4 | ShuntPumpRotate |  |  |  |  | Energy sensor | W4 |  |  |  | OC004 | Chancellor's Wharf, Wyre House |  |  | 0 | 0
OC004-B01 | OC004-B01/W5 | Heating Pumps Manual changeove |  |  |  |  | Energy sensor | W5 |  |  |  | OC004 | Chancellor's Wharf, Wyre House |  |  | 0 | 0
OC004-B01 | OC004-B01/Y1 | Outside air temperature |  |  | Degrees Celsius |  | Energy sensor | Y1 |  |  |  | OC004 | Chancellor's Wharf, Wyre House |  |  | 0 | 0
OC004-B01 | OC004-B01/Y2 | Immersion Sensor |  |  |  |  | Energy sensor | Y2 |  |  |  | OC004 | Chancellor's Wharf, Wyre House |  |  | 0 | 0
OC004-B01 | OC004-B01/Y3 | Thermistor TBTC |  |  |  |  | Energy sensor | Y3 |  |  |  | OC004 | Chancellor's Wharf, Wyre House |  |  | 0 | 0
OC004-B01 | OC004-B01/Y4 | Room temperature |  |  | Degrees Celsius |  | Energy sensor | Y4 |  |  |  | OC004 | Chancellor's Wharf, Wyre House |  |  | 0 | 0
OC004-B01 | OC004-B01/Y5 | Thermistor TBTI |  |  | Degrees Celsius |  | Energy sensor | Y5 |  |  |  | OC004 | Chancellor's Wharf, Wyre House |  |  | 0 | 0
OC004-B01 | OC004-B01/Y6 | 4DIX V |  |  |  |  | Energy sensor | Y6 |  |  |  | OC004 | Chancellor's Wharf, Wyre House |  |  | 0 | 0
OC004-B01 | OC004-B01/Z1 | Heating Boilers |  |  |  |  | Energy sensor | Z1 |  |  |  | OC004 | Chancellor's Wharf, Wyre House |  |  | 0 | 0
OC004-B01 | OC004-B01/Z2 | DHWS Immersion |  |  |  |  | Energy sensor | Z2 |  |  |  | OC004 | Chancellor's Wharf, Wyre House |  |  | 0 | 0
MC044-B08 | MC044-B08/A2 | Outside Air Temp from os33 |  |  | Degrees Celsius |  | Energy sensor | A2 |  |  |  | MC044 | Faraday Building |  |  | 0 | 0
MC044-B08 | MC044-B08/B2 | Byte 2 |  |  |  |  | Energy sensor | B2 |  |  |  | MC044 | Faraday Building |  |  | 0 | 0
MC044-B08 | MC044-B08/C1 | Virtual CNC 1 |  |  |  |  | Energy sensor | C1 |  |  |  | MC044 | Faraday Building |  |  | 0 | 0
MC044-B08 | MC044-B08/D1 | AHU 5 Sply Fan En |  |  |  |  | Energy sensor | D1 |  |  |  | MC044 | Faraday Building |  |  | 0 | 0
MC044-B08 | MC044-B08/D18 | VRF System En |  |  |  |  | Energy sensor | D18 |  |  |  | MC044 | Faraday Building |  |  | 0 | 0
MC044-B08 | MC044-B08/D19 | VRF System Reset |  |  |  |  | Energy sensor | D19 |  |  |  | MC044 | Faraday Building |  |  | 0 | 0
MC044-B08 | MC044-B08/D2 | AHU 5 Sply Fan Dmd |  |  |  |  | Energy sensor | D2 |  |  |  | MC044 | Faraday Building |  |  | 0 | 0
MC044-B08 | MC044-B08/D21 | XRD A054 Humidifr En |  |  |  |  | Energy sensor | D21 |  |  |  | MC044 | Faraday Building |  |  | 0 | 0
MC044-B08 | MC044-B08/D22 | SEM A056 Humidifr En |  |  |  |  | Energy sensor | D22 |  |  |  | MC044 | Faraday Building |  |  | 0 | 0
MC044-B08 | MC044-B08/D23 | Mass Spec A064 Humidifr 1 En |  |  |  |  | Energy sensor | D23 |  |  |  | MC044 | Faraday Building |  |  | 0 | 0
MC044-B08 | MC044-B08/D24 | Mass Spec A061 Humidifr 2 En |  |  |  |  | Energy sensor | D24 |  |  |  | MC044 | Faraday Building |  |  | 0 | 0
MC044-B08 | MC044-B08/D3 | AHU 5 Extr Fan En |  |  |  |  | Energy sensor | D3 |  |  |  | MC044 | Faraday Building |  |  | 0 | 0
MC044-B08 | MC044-B08/D4 | AHU 5 Extr Fan Dmd |  |  |  |  | Energy sensor | D4 |  |  |  | MC044 | Faraday Building |  |  | 0 | 0
MC044-B08 | MC044-B08/D5 | AHU 5 Recoup Dmpr |  |  |  |  | Energy sensor | D5 |  |  |  | MC044 | Faraday Building |  |  | 0 | 0
MC044-B08 | MC044-B08/D6 | AHU 5 Heating Valve |  |  |  |  | Energy sensor | D6 |  |  |  | MC044 | Faraday Building |  |  | 0 | 0
MC044-B08 | MC044-B08/D7 | Belmouth Damper_inverted |  |  |  |  | Energy sensor | D7 |  |  |  | MC044 | Faraday Building |  |  | 0 | 0
MC044-B08 | MC044-B08/e1 | 963 |  |  |  |  | Energy sensor | e1 |  |  |  | MC044 | Faraday Building |  |  | 0 | 0
MC044-B08 | MC044-B08/F1 | Function 1 |  |  |  |  | Energy sensor | F1 |  |  |  | MC044 | Faraday Building |  |  | 0 | 0
MC044-B08 | MC044-B08/F10 | Function 10 |  |  |  |  | Energy sensor | F10 |  |  |  | MC044 | Faraday Building |  |  | 0 | 0
MC044-B08 | MC044-B08/F11 | Function 11 |  |  |  |  | Energy sensor | F11 |  |  |  | MC044 | Faraday Building |  |  | 0 | 0
MC044-B08 | MC044-B08/F12 | Function 12 |  |  |  |  | Energy sensor | F12 |  |  |  | MC044 | Faraday Building |  |  | 0 | 0
MC044-B08 | MC044-B08/F13 | Function 13 |  |  |  |  | Energy sensor | F13 |  |  |  | MC044 | Faraday Building |  |  | 0 | 0
MC044-B08 | MC044-B08/F14 | Function 14 |  |  |  |  | Energy sensor | F14 |  |  |  | MC044 | Faraday Building |  |  | 0 | 0
MC044-B08 | MC044-B08/F15 | Function 15 |  |  |  |  | Energy sensor | F15 |  |  |  | MC044 | Faraday Building |  |  | 0 | 0
MC044-B08 | MC044-B08/F16 | Function 16 |  |  |  |  | Energy sensor | F16 |  |  |  | MC044 | Faraday Building |  |  | 0 | 0
MC044-B08 | MC044-B08/F17 | Function 17 |  |  |  |  | Energy sensor | F17 |  |  |  | MC044 | Faraday Building |  |  | 0 | 0
MC044-B08 | MC044-B08/F18 | Function 18 |  |  |  |  | Energy sensor | F18 |  |  |  | MC044 | Faraday Building |  |  | 0 | 0
MC044-B08 | MC044-B08/F19 | Function 19 |  |  |  |  | Energy sensor | F19 |  |  |  | MC044 | Faraday Building |  |  | 0 | 0
MC044-B08 | MC044-B08/F2 | Function 2 |  |  |  |  | Energy sensor | F2 |  |  |  | MC044 | Faraday Building |  |  | 0 | 0
MC044-B08 | MC044-B08/F20 | Function 20 |  |  |  |  | Energy sensor | F20 |  |  |  | MC044 | Faraday Building |  |  | 0 | 0
MC044-B08 | MC044-B08/F21 | AHU 5 Htg-Clg Dmd |  |  |  |  | Energy sensor | F21 |  |  |  | MC044 | Faraday Building |  |  | 0 | 0
MC044-B08 | MC044-B08/F22 | Function 22 |  |  |  |  | Energy sensor | F22 |  |  |  | MC044 | Faraday Building |  |  | 0 | 0
MC044-B08 | MC044-B08/F23 | Function 23 |  |  |  |  | Energy sensor | F23 |  |  |  | MC044 | Faraday Building |  |  | 0 | 0
MC044-B08 | MC044-B08/F24 | Function 24 |  |  |  |  | Energy sensor | F24 |  |  |  | MC044 | Faraday Building |  |  | 0 | 0
MC044-B08 | MC044-B08/F25 | Function 25 |  |  |  |  | Energy sensor | F25 |  |  |  | MC044 | Faraday Building |  |  | 0 | 0
MC044-B08 | MC044-B08/F26 | AHU Htg |  |  |  |  | Energy sensor | F26 |  |  |  | MC044 | Faraday Building |  |  | 0 | 0
MC044-B08 | MC044-B08/F27 | Function 27 |  |  |  |  | Energy sensor | F27 |  |  |  | MC044 | Faraday Building |  |  | 0 | 0
MC044-B08 | MC044-B08/F28 | AHU Ht Reclaim |  |  |  |  | Energy sensor | F28 |  |  |  | MC044 | Faraday Building |  |  | 0 | 0
MC044-B08 | MC044-B08/F29 | Function 29 |  |  |  |  | Energy sensor | F29 |  |  |  | MC044 | Faraday Building |  |  | 0 | 0
MC044-B08 | MC044-B08/F3 | Outside air temperature frost |  |  | Degrees Celsius |  | Energy sensor | F3 |  |  |  | MC044 | Faraday Building |  |  | 0 | 0
MC044-B08 | MC044-B08/F30 | AHU 5 Htg Dmd |  |  |  |  | Energy sensor | F30 |  |  |  | MC044 | Faraday Building |  |  | 0 | 0
MC044-B08 | MC044-B08/F31 | AHU Clg |  |  |  |  | Energy sensor | F31 |  |  |  | MC044 | Faraday Building |  |  | 0 | 0
MC044-B08 | MC044-B08/F32 | Function 32 |  |  |  |  | Energy sensor | F32 |  |  |  | MC044 | Faraday Building |  |  | 0 | 0
MC044-B08 | MC044-B08/F33 | Function 33 |  |  |  |  | Energy sensor | F33 |  |  |  | MC044 | Faraday Building |  |  | 0 | 0
MC044-B08 | MC044-B08/F34 | AHU Ht Reject |  |  |  |  | Energy sensor | F34 |  |  |  | MC044 | Faraday Building |  |  | 0 | 0
MC044-B08 | MC044-B08/F35 | AHU 5 Clg Dmd |  |  |  |  | Energy sensor | F35 |  |  |  | MC044 | Faraday Building |  |  | 0 | 0
MC044-B08 | MC044-B08/F36 | AHU 5 Recoup Dmd |  |  |  |  | Energy sensor | F36 |  |  |  | MC044 | Faraday Building |  |  | 0 | 0
MC044-B08 | MC044-B08/F37 | AHU 5 Recoup Pos |  |  |  |  | Energy sensor | F37 |  |  |  | MC044 | Faraday Building |  |  | 0 | 0
MC044-B08 | MC044-B08/F38 | AHU 5 Htg Pos |  |  |  |  | Energy sensor | F38 |  |  |  | MC044 | Faraday Building |  |  | 0 | 0
MC044-B08 | MC044-B08/F39 | Function 39 |  |  |  |  | Energy sensor | F39 |  |  |  | MC044 | Faraday Building |  |  | 0 | 0
MC044-B08 | MC044-B08/F4 | AHU5 Winter |  |  |  |  | Energy sensor | F4 |  |  |  | MC044 | Faraday Building |  |  | 0 | 0
MC044-B08 | MC044-B08/F40 | Function 40 |  |  |  |  | Energy sensor | F40 |  |  |  | MC044 | Faraday Building |  |  | 0 | 0
MC044-B08 | MC044-B08/F41 | Space frost protection |  |  | Degrees Celsius |  | Energy sensor | F41 |  |  |  | MC044 | Faraday Building |  |  | 0 | 0
MC044-B08 | MC044-B08/F42 | VRF Frost |  |  |  |  | Energy sensor | F42 |  |  |  | MC044 | Faraday Building |  |  | 0 | 0
MC044-B08 | MC044-B08/F43 | Valve Exercise |  |  |  |  | Energy sensor | F43 |  |  |  | MC044 | Faraday Building |  |  | 0 | 0
MC044-B08 | MC044-B08/F46 | Function 46 |  |  |  |  | Energy sensor | F46 |  |  |  | MC044 | Faraday Building |  |  | 0 | 0
MC044-B08 | MC044-B08/F47 | Function 47 |  |  |  |  | Energy sensor | F47 |  |  |  | MC044 | Faraday Building |  |  | 0 | 0
MC044-B08 | MC044-B08/F48 | Function 48 |  |  |  |  | Energy sensor | F48 |  |  |  | MC044 | Faraday Building |  |  | 0 | 0
MC044-B08 | MC044-B08/F49 | Function 49 |  |  |  |  | Energy sensor | F49 |  |  |  | MC044 | Faraday Building |  |  | 0 | 0
MC044-B08 | MC044-B08/F5 | AHU5 NOT Summer |  |  |  |  | Energy sensor | F5 |  |  |  | MC044 | Faraday Building |  |  | 0 | 0
MC044-B08 | MC044-B08/F50 | Function 50 |  |  |  |  | Energy sensor | F50 |  |  |  | MC044 | Faraday Building |  |  | 0 | 0
MC044-B08 | MC044-B08/F51 | Function 51 |  |  |  |  | Energy sensor | F51 |  |  |  | MC044 | Faraday Building |  |  | 0 | 0
MC044-B08 | MC044-B08/F52 | Function 52 |  |  |  |  | Energy sensor | F52 |  |  |  | MC044 | Faraday Building |  |  | 0 | 0
MC044-B08 | MC044-B08/F53 | Function 53 |  |  |  |  | Energy sensor | F53 |  |  |  | MC044 | Faraday Building |  |  | 0 | 0
MC044-B08 | MC044-B08/F54 | Function 54 |  |  |  |  | Energy sensor | F54 |  |  |  | MC044 | Faraday Building |  |  | 0 | 0
MC044-B08 | MC044-B08/F6 | Plant Reset |  |  |  |  | Energy sensor | F6 |  |  |  | MC044 | Faraday Building |  |  | 0 | 0
MC044-B08 | MC044-B08/F7 | Function 7 |  |  |  |  | Energy sensor | F7 |  |  |  | MC044 | Faraday Building |  |  | 0 | 0
MC044-B08 | MC044-B08/F8 | Function 8 |  |  |  |  | Energy sensor | F8 |  |  |  | MC044 | Faraday Building |  |  | 0 | 0
MC044-B08 | MC044-B08/F9 | Function 9 |  |  |  |  | Energy sensor | F9 |  |  |  | MC044 | Faraday Building |  |  | 0 | 0
MC044-B08 | MC044-B08/G1 | Logic 1 |  |  |  |  | Energy sensor | G1 |  |  |  | MC044 | Faraday Building |  |  | 0 | 0
MC044-B08 | MC044-B08/G10 | AHU 5 CT Dmd |  |  |  |  | Energy sensor | G10 |  |  |  | MC044 | Faraday Building |  |  | 0 | 0
MC044-B08 | MC044-B08/G11 | Logic 11 |  |  |  |  | Energy sensor | G11 |  |  |  | MC044 | Faraday Building |  |  | 0 | 0
MC044-B08 | MC044-B08/G12 | Logic 12 |  |  |  |  | Energy sensor | G12 |  |  |  | MC044 | Faraday Building |  |  | 0 | 0
MC044-B08 | MC044-B08/G13 | Logic 13 |  |  |  |  | Energy sensor | G13 |  |  |  | MC044 | Faraday Building |  |  | 0 | 0
MC044-B08 | MC044-B08/G14 | AHU 5 Cold Start |  |  |  |  | Energy sensor | G14 |  |  |  | MC044 | Faraday Building |  |  | 0 | 0
MC044-B08 | MC044-B08/G15 | AHU 5 Cold Start Valve |  |  |  |  | Energy sensor | G15 |  |  |  | MC044 | Faraday Building |  |  | 0 | 0
MC044-B08 | MC044-B08/G16 | AHU5 Sply Dmpr |  |  |  |  | Energy sensor | G16 |  |  |  | MC044 | Faraday Building |  |  | 0 | 0
MC044-B08 | MC044-B08/G17 | Logic 17 |  |  |  |  | Energy sensor | G17 |  |  |  | MC044 | Faraday Building |  |  | 0 | 0
MC044-B08 | MC044-B08/G18 | Logic 18 |  |  |  |  | Energy sensor | G18 |  |  |  | MC044 | Faraday Building |  |  | 0 | 0
MC044-B08 | MC044-B08/G19 | AHU5 Sply Fan Fail |  |  |  |  | Energy sensor | G19 |  |  |  | MC044 | Faraday Building |  |  | 0 | 0
MC044-B08 | MC044-B08/G2 | Reset |  |  |  |  | Energy sensor | G2 |  |  |  | MC044 | Faraday Building |  |  | 0 | 0
MC044-B08 | MC044-B08/G20 | Logic 20 |  |  |  |  | Energy sensor | G20 |  |  |  | MC044 | Faraday Building |  |  | 0 | 0
MC044-B08 | MC044-B08/G21 | Common Physics O2 alarm |  |  |  |  | Energy sensor | G21 |  |  |  | MC044 | Faraday Building |  |  | 0 | 0
MC044-B08 | MC044-B08/G23 | Logic 23 |  |  |  |  | Energy sensor | G23 |  |  |  | MC044 | Faraday Building |  |  | 0 | 0
MC044-B08 | MC044-B08/G24 | Logic 24 |  |  |  |  | Energy sensor | G24 |  |  |  | MC044 | Faraday Building |  |  | 0 | 0
MC044-B08 | MC044-B08/G25 | Logic 25 |  |  |  |  | Energy sensor | G25 |  |  |  | MC044 | Faraday Building |  |  | 0 | 0
MC044-B08 | MC044-B08/G26 | AHU Fire OK |  |  |  |  | Energy sensor | G26 |  |  |  | MC044 | Faraday Building |  |  | 0 | 0
MC044-B08 | MC044-B08/G27 | AHU 5 Reqd |  |  |  |  | Energy sensor | G27 |  |  |  | MC044 | Faraday Building |  |  | 0 | 0
MC044-B08 | MC044-B08/G28 | Logic 28 |  |  |  |  | Energy sensor | G28 |  |  |  | MC044 | Faraday Building |  |  | 0 | 0
MC044-B08 | MC044-B08/G29 | Logic 29 |  |  |  |  | Energy sensor | G29 |  |  |  | MC044 | Faraday Building |  |  | 0 | 0
MC044-B08 | MC044-B08/G3 | Logic 3 |  |  |  |  | Energy sensor | G3 |  |  |  | MC044 | Faraday Building |  |  | 0 | 0
MC044-B08 | MC044-B08/G30 | Logic 30 |  |  |  |  | Energy sensor | G30 |  |  |  | MC044 | Faraday Building |  |  | 0 | 0
MC044-B08 | MC044-B08/G31 | Logic 31 |  |  |  |  | Energy sensor | G31 |  |  |  | MC044 | Faraday Building |  |  | 0 | 0
MC044-B08 | MC044-B08/G32 | Logic 32 |  |  |  |  | Energy sensor | G32 |  |  |  | MC044 | Faraday Building |  |  | 0 | 0
MC044-B08 | MC044-B08/G33 | Logic 33 |  |  |  |  | Energy sensor | G33 |  |  |  | MC044 | Faraday Building |  |  | 0 | 0
MC044-B08 | MC044-B08/G34 | Logic 34 |  |  |  |  | Energy sensor | G34 |  |  |  | MC044 | Faraday Building |  |  | 0 | 0
MC044-B08 | MC044-B08/G35 | AHU 5 Ctrl |  |  |  |  | Energy sensor | G35 |  |  |  | MC044 | Faraday Building |  |  | 0 | 0
MC044-B08 | MC044-B08/G36 | Logic 36 |  |  |  |  | Energy sensor | G36 |  |  |  | MC044 | Faraday Building |  |  | 0 | 0
MC044-B08 | MC044-B08/G37 | Logic 37 |  |  |  |  | Energy sensor | G37 |  |  |  | MC044 | Faraday Building |  |  | 0 | 0
MC044-B08 | MC044-B08/G38 | Logic 38 |  |  |  |  | Energy sensor | G38 |  |  |  | MC044 | Faraday Building |  |  | 0 | 0
MC044-B08 | MC044-B08/G39 | Logic 39 |  |  |  |  | Energy sensor | G39 |  |  |  | MC044 | Faraday Building |  |  | 0 | 0
MC044-B08 | MC044-B08/G4 | Logic 4 |  |  |  |  | Energy sensor | G4 |  |  |  | MC044 | Faraday Building |  |  | 0 | 0
MC044-B08 | MC044-B08/G40 | Ht Rclaim Avail |  |  |  |  | Energy sensor | G40 |  |  |  | MC044 | Faraday Building |  |  | 0 | 0
MC044-B08 | MC044-B08/G41 | Ht Reject Avail |  |  |  |  | Energy sensor | G41 |  |  |  | MC044 | Faraday Building |  |  | 0 | 0
MC044-B08 | MC044-B08/G42 | Logic 42 |  |  |  |  | Energy sensor | G42 |  |  |  | MC044 | Faraday Building |  |  | 0 | 0
MC044-B08 | MC044-B08/G43 | Logic 43 |  |  |  |  | Energy sensor | G43 |  |  |  | MC044 | Faraday Building |  |  | 0 | 0
MC044-B08 | MC044-B08/G44 | Logic 44 |  |  |  |  | Energy sensor | G44 |  |  |  | MC044 | Faraday Building |  |  | 0 | 0
MC044-B08 | MC044-B08/G45 | Logic 45 |  |  |  |  | Energy sensor | G45 |  |  |  | MC044 | Faraday Building |  |  | 0 | 0
MC044-B08 | MC044-B08/G46 | Logic 46 |  |  |  |  | Energy sensor | G46 |  |  |  | MC044 | Faraday Building |  |  | 0 | 0
MC044-B08 | MC044-B08/G47 | Logic 47 |  |  |  |  | Energy sensor | G47 |  |  |  | MC044 | Faraday Building |  |  | 0 | 0
MC044-B08 | MC044-B08/G48 | Reset |  |  |  |  | Energy sensor | G48 |  |  |  | MC044 | Faraday Building |  |  | 0 | 0
MC044-B08 | MC044-B08/G49 | Logic 49 |  |  |  |  | Energy sensor | G49 |  |  |  | MC044 | Faraday Building |  |  | 0 | 0
MC044-B08 | MC044-B08/G5 | AHU 5 Occ |  |  |  |  | Energy sensor | G5 |  |  |  | MC044 | Faraday Building |  |  | 0 | 0
MC044-B08 | MC044-B08/G50 | Logic 50 |  |  |  |  | Energy sensor | G50 |  |  |  | MC044 | Faraday Building |  |  | 0 | 0
MC044-B08 | MC044-B08/G51 | Logic 51 |  |  |  |  | Energy sensor | G51 |  |  |  | MC044 | Faraday Building |  |  | 0 | 0
MC044-B08 | MC044-B08/G52 | Logic 52 |  |  |  |  | Energy sensor | G52 |  |  |  | MC044 | Faraday Building |  |  | 0 | 0
MC044-B08 | MC044-B08/G53 | Logic 53 |  |  |  |  | Energy sensor | G53 |  |  |  | MC044 | Faraday Building |  |  | 0 | 0
MC044-B08 | MC044-B08/G54 | Logic 54 |  |  |  |  | Energy sensor | G54 |  |  |  | MC044 | Faraday Building |  |  | 0 | 0
MC044-B08 | MC044-B08/G55 | Valve Exercise |  |  |  |  | Energy sensor | G55 |  |  |  | MC044 | Faraday Building |  |  | 0 | 0
MC044-B08 | MC044-B08/G56 | Valve Exercise |  |  |  |  | Energy sensor | G56 |  |  |  | MC044 | Faraday Building |  |  | 0 | 0
MC044-B08 | MC044-B08/G57 | Logic 57 |  |  |  |  | Energy sensor | G57 |  |  |  | MC044 | Faraday Building |  |  | 0 | 0
MC044-B08 | MC044-B08/G59 | Logic 59 |  |  |  |  | Energy sensor | G59 |  |  |  | MC044 | Faraday Building |  |  | 0 | 0
MC044-B08 | MC044-B08/G6 | Logic 6 |  |  |  |  | Energy sensor | G6 |  |  |  | MC044 | Faraday Building |  |  | 0 | 0
MC044-B08 | MC044-B08/G60 | Logic 60 |  |  |  |  | Energy sensor | G60 |  |  |  | MC044 | Faraday Building |  |  | 0 | 0
MC044-B08 | MC044-B08/G63 | Logic 63 |  |  |  |  | Energy sensor | G63 |  |  |  | MC044 | Faraday Building |  |  | 0 | 0
MC044-B08 | MC044-B08/G64 | Logic 64 |  |  |  |  | Energy sensor | G64 |  |  |  | MC044 | Faraday Building |  |  | 0 | 0
MC044-B08 | MC044-B08/G65 | Logic 65 |  |  |  |  | Energy sensor | G65 |  |  |  | MC044 | Faraday Building |  |  | 0 | 0
MC044-B08 | MC044-B08/G66 | Logic 66 |  |  |  |  | Energy sensor | G66 |  |  |  | MC044 | Faraday Building |  |  | 0 | 0
MC044-B08 | MC044-B08/G67 | Logic 67 |  |  |  |  | Energy sensor | G67 |  |  |  | MC044 | Faraday Building |  |  | 0 | 0
MC044-B08 | MC044-B08/G68 | Logic 68 |  |  |  |  | Energy sensor | G68 |  |  |  | MC044 | Faraday Building |  |  | 0 | 0
MC044-B08 | MC044-B08/G69 | Logic 69 |  |  |  |  | Energy sensor | G69 |  |  |  | MC044 | Faraday Building |  |  | 0 | 0
MC044-B08 | MC044-B08/G7 | Logic 7 |  |  |  |  | Energy sensor | G7 |  |  |  | MC044 | Faraday Building |  |  | 0 | 0
MC044-B08 | MC044-B08/G8 | Logic 8 |  |  |  |  | Energy sensor | G8 |  |  |  | MC044 | Faraday Building |  |  | 0 | 0
MC044-B08 | MC044-B08/G9 | Logic 9 |  |  |  |  | Energy sensor | G9 |  |  |  | MC044 | Faraday Building |  |  | 0 | 0
MC044-B08 | MC044-B08/H1 | Schedule 1 |  |  |  |  | Energy sensor | H1 |  |  |  | MC044 | Faraday Building |  |  | 0 | 0
MC044-B08 | MC044-B08/I1 | Fire alarm active |  |  | 0 = Off, 1 = On |  | Energy sensor | I1 |  |  |  | MC044 | Faraday Building |  |  | 0 | 0
MC044-B08 | MC044-B08/i1 | Module 1 |  |  |  |  | Energy sensor | i1 |  |  |  | MC044 | Faraday Building |  |  | 0 | 0
MC044-B08 | MC044-B08/I10 | AHU 5 Sply Fan Fault |  |  |  |  | Energy sensor | I10 |  |  |  | MC044 | Faraday Building |  |  | 0 | 0
MC044-B08 | MC044-B08/I11 | AFM O2 DepleteFault |  |  |  |  | Energy sensor | I11 |  |  |  | MC044 | Faraday Building |  |  | 0 | 0
MC044-B08 | MC044-B08/I12 | Small Room 2 Ndrman Status |  |  |  |  | Energy sensor | I12 |  |  |  | MC044 | Faraday Building |  |  | 0 | 0
MC044-B08 | MC044-B08/I13 | AHU 5 Extr Fan AUTO |  |  |  |  | Energy sensor | I13 |  |  |  | MC044 | Faraday Building |  |  | 0 | 0
MC044-B08 | MC044-B08/I14 | AHU 5 Extr Fan Fault |  |  |  |  | Energy sensor | I14 |  |  |  | MC044 | Faraday Building |  |  | 0 | 0
MC044-B08 | MC044-B08/I15 | AHU 5 Pre Fltr Dirty |  |  |  |  | Energy sensor | I15 |  |  |  | MC044 | Faraday Building |  |  | 0 | 0
MC044-B08 | MC044-B08/I17 | AHU 5 Extr Fltr Dirty |  |  |  |  | Energy sensor | I17 |  |  |  | MC044 | Faraday Building |  |  | 0 | 0
MC044-B08 | MC044-B08/i2 | Module 2 |  |  |  |  | Energy sensor | i2 |  |  |  | MC044 | Faraday Building |  |  | 0 | 0
MC044-B08 | MC044-B08/I2 | Emergency Stop |  |  |  |  | Energy sensor | I2 |  |  |  | MC044 | Faraday Building |  |  | 0 | 0
MC044-B08 | MC044-B08/i3 | Module 3 |  |  |  |  | Energy sensor | i3 |  |  |  | MC044 | Faraday Building |  |  | 0 | 0
MC044-B08 | MC044-B08/I3 | Mains Failure |  |  |  |  | Energy sensor | I3 |  |  |  | MC044 | Faraday Building |  |  | 0 | 0
MC044-B08 | MC044-B08/I39 | NMR Room 1 CRAC Fault |  |  |  |  | Energy sensor | I39 |  |  |  | MC044 | Faraday Building |  |  | 0 | 0
MC044-B08 | MC044-B08/I4 | Plant Reset Pb |  |  |  |  | Energy sensor | I4 |  |  |  | MC044 | Faraday Building |  |  | 0 | 0
MC044-B08 | MC044-B08/i4 | Module 4 |  |  |  |  | Energy sensor | i4 |  |  |  | MC044 | Faraday Building |  |  | 0 | 0
MC044-B08 | MC044-B08/I40 | NMR Room 2 CRAC Fault |  |  |  |  | Energy sensor | I40 |  |  |  | MC044 | Faraday Building |  |  | 0 | 0
MC044-B08 | MC044-B08/I41 | Mass Spec Room CRAC Fault |  |  |  |  | Energy sensor | I41 |  |  |  | MC044 | Faraday Building |  |  | 0 | 0
MC044-B08 | MC044-B08/I42 | Physics Store Extr Sys Fault |  |  |  |  | Energy sensor | I42 |  |  |  | MC044 | Faraday Building |  |  | 0 | 0
MC044-B08 | MC044-B08/I43 | NMR A059 Humidifier Fault |  |  |  |  | Energy sensor | I43 |  |  |  | MC044 | Faraday Building |  |  | 0 | 0
MC044-B08 | MC044-B08/I44 | XRD A054 Humidifier Fault |  |  |  |  | Energy sensor | I44 |  |  |  | MC044 | Faraday Building |  |  | 0 | 0
MC044-B08 | MC044-B08/I45 | SEM A056 Humidifier Fault |  |  |  |  | Energy sensor | I45 |  |  |  | MC044 | Faraday Building |  |  | 0 | 0
MC044-B08 | MC044-B08/I46 | Mass Spec A064 Humidifr1 Fault |  |  |  |  | Energy sensor | I46 |  |  |  | MC044 | Faraday Building |  |  | 0 | 0
MC044-B08 | MC044-B08/I47 | Mass Spec A064 Humidifr2 Fault |  |  |  |  | Energy sensor | I47 |  |  |  | MC044 | Faraday Building |  |  | 0 | 0
MC044-B08 | MC044-B08/i5 | Module 5 |  |  |  |  | Energy sensor | i5 |  |  |  | MC044 | Faraday Building |  |  | 0 | 0
MC044-B08 | MC044-B08/I5 | UPS Low Battery |  |  |  |  | Energy sensor | I5 |  |  |  | MC044 | Faraday Building |  |  | 0 | 0
MC044-B08 | MC044-B08/I50 | XRD O2 Depletion Fault |  |  |  |  | Energy sensor | I50 |  |  |  | MC044 | Faraday Building |  |  | 0 | 0
MC044-B08 | MC044-B08/I52 | SEM O2 Depletion Fault |  |  |  |  | Energy sensor | I52 |  |  |  | MC044 | Faraday Building |  |  | 0 | 0
MC044-B08 | MC044-B08/I54 | Mass Spec Depletion Fault |  |  |  |  | Energy sensor | I54 |  |  |  | MC044 | Faraday Building |  |  | 0 | 0
MC044-B08 | MC044-B08/I6 | UPS Lock |  |  |  |  | Energy sensor | I6 |  |  |  | MC044 | Faraday Building |  |  | 0 | 0
MC044-B08 | MC044-B08/i6 | Module 6 |  |  |  |  | Energy sensor | i6 |  |  |  | MC044 | Faraday Building |  |  | 0 | 0
MC044-B08 | MC044-B08/I61 | OAT Frost Active |  |  |  |  | Energy sensor | I61 |  |  |  | MC044 | Faraday Building |  |  | 0 | 0
MC044-B08 | MC044-B08/I62 | AHU5 FA Dmpr Fail |  |  |  |  | Energy sensor | I62 |  |  |  | MC044 | Faraday Building |  |  | 0 | 0
MC044-B08 | MC044-B08/I64 | AHU 5 Htg Valve Fail |  |  |  |  | Energy sensor | I64 |  |  |  | MC044 | Faraday Building |  |  | 0 | 0
MC044-B08 | MC044-B08/I65 | AHU 5 Recoup Dmpr Fail |  |  |  |  | Energy sensor | I65 |  |  |  | MC044 | Faraday Building |  |  | 0 | 0
MC044-B08 | MC044-B08/I66 | VRF Frost Active |  |  |  |  | Energy sensor | I66 |  |  |  | MC044 | Faraday Building |  |  | 0 | 0
MC044-B08 | MC044-B08/I7 | AHU 5 FA Dmpr Open |  |  |  |  | Energy sensor | I7 |  |  |  | MC044 | Faraday Building |  |  | 0 | 0
MC044-B08 | MC044-B08/i7 | Module 7 |  |  |  |  | Energy sensor | i7 |  |  |  | MC044 | Faraday Building |  |  | 0 | 0
MC044-B08 | MC044-B08/i8 | Module 8 |  |  |  |  | Energy sensor | i8 |  |  |  | MC044 | Faraday Building |  |  | 0 | 0
MC044-B08 | MC044-B08/I8 | Large Room 3 Ndrman Status |  |  |  |  | Energy sensor | I8 |  |  |  | MC044 | Faraday Building |  |  | 0 | 0
MC044-B08 | MC044-B08/I9 | AHU 5 Sply Fan AUTO |  |  |  |  | Energy sensor | I9 |  |  |  | MC044 | Faraday Building |  |  | 0 | 0
MC044-B08 | MC044-B08/i9 | Module 9 |  |  |  |  | Energy sensor | i9 |  |  |  | MC044 | Faraday Building |  |  | 0 | 0
MC044-B08 | MC044-B08/K1 | AHU 5 Space SP |  |  |  |  | Energy sensor | K1 |  |  |  | MC044 | Faraday Building |  |  | 0 | 0
MC044-B08 | MC044-B08/K10 | AHU 5 Min Sply SP |  |  |  |  | Energy sensor | K10 |  |  |  | MC044 | Faraday Building |  |  | 0 | 0
MC044-B08 | MC044-B08/K11 | VRF Frost Protect |  |  |  |  | Energy sensor | K11 |  |  |  | MC044 | Faraday Building |  |  | 0 | 0
MC044-B08 | MC044-B08/K14 | XRD A054 Space Hum Hi Limit SP |  |  |  |  | Energy sensor | K14 |  |  |  | MC044 | Faraday Building |  |  | 0 | 0
MC044-B08 | MC044-B08/K16 | SEM A056 Space Hum Hi Limit SP |  |  |  |  | Energy sensor | K16 |  |  |  | MC044 | Faraday Building |  |  | 0 | 0
MC044-B08 | MC044-B08/K17 | MS A064 Space Hum 1 Hi Limit S |  |  |  |  | Energy sensor | K17 |  |  |  | MC044 | Faraday Building |  |  | 0 | 0
MC044-B08 | MC044-B08/K18 | MS A061 Space Hum 2 Hi Limit S |  |  |  |  | Energy sensor | K18 |  |  |  | MC044 | Faraday Building |  |  | 0 | 0
MC044-B08 | MC044-B08/K2 | Outside air temperature frost protection |  |  |  |  | Energy sensor | K2 |  |  |  | MC044 | Faraday Building |  |  | 0 | 0
MC044-B08 | MC044-B08/K3 | AHU 5 Winter OAT |  |  |  |  | Energy sensor | K3 |  |  |  | MC044 | Faraday Building |  |  | 0 | 0
MC044-B08 | MC044-B08/K4 | AHU 5 Summer OAT |  |  |  |  | Energy sensor | K4 |  |  |  | MC044 | Faraday Building |  |  | 0 | 0
MC044-B08 | MC044-B08/K5 | AHU 5 Supply DP SP |  |  |  |  | Energy sensor | K5 |  |  |  | MC044 | Faraday Building |  |  | 0 | 0
MC044-B08 | MC044-B08/K6 | AHU 5 Extract DP SP |  |  |  |  | Energy sensor | K6 |  |  |  | MC044 | Faraday Building |  |  | 0 | 0
MC044-B08 | MC044-B08/K7 | AHU 5 Max Sply At |  |  |  |  | Energy sensor | K7 |  |  |  | MC044 | Faraday Building |  |  | 0 | 0
MC044-B08 | MC044-B08/K8 | AHU 5 Min Sply At |  |  |  |  | Energy sensor | K8 |  |  |  | MC044 | Faraday Building |  |  | 0 | 0
MC044-B08 | MC044-B08/K9 | AHU 5 Max Sply SP |  |  |  |  | Energy sensor | K9 |  |  |  | MC044 | Faraday Building |  |  | 0 | 0
MC044-B08 | MC044-B08/L1 | Loop 1 |  |  |  |  | Energy sensor | L1 |  |  |  | MC044 | Faraday Building |  |  | 0 | 0
MC044-B08 | MC044-B08/L2 | Loop 2 |  |  |  |  | Energy sensor | L2 |  |  |  | MC044 | Faraday Building |  |  | 0 | 0
MC044-B08 | MC044-B08/L3 | [5 empty] | Energy sensor | L3 |  |  |  | MC044 | Faraday Building |  |  | 0 | 0
MC044-B08 | MC044-B08/L4 | [5 empty] | Energy sensor | L4 |  |  |  | MC044 | Faraday Building |  |  | 0 | 0
MC044-B08 | MC044-B08/N1 | IC Comms 1 |  |  |  |  | Energy sensor | N1 |  |  |  | MC044 | Faraday Building |  |  | 0 | 0
MC044-B08 | MC044-B08/n1 | TREND_0B_85_51 |  |  |  |  | Energy sensor | n1 |  |  |  | MC044 | Faraday Building |  |  | 0 | 0
MC044-B08 | MC044-B08/N2 | IC Comms 2 |  |  |  |  | Energy sensor | N2 |  |  |  | MC044 | Faraday Building |  |  | 0 | 0
MC044-B08 | MC044-B08/n3 | [5 empty] | Energy sensor | n3 |  |  |  | MC044 | Faraday Building |  |  | 0 | 0
MC044-B08 | MC044-B08/n6 | BACnet Application |  |  |  |  | Energy sensor | n6 |  |  |  | MC044 | Faraday Building |  |  | 0 | 0
MC044-B08 | MC044-B08/o1 | Alarm Route 1 |  |  |  |  | Energy sensor | o1 |  |  |  | MC044 | Faraday Building |  |  | 0 | 0
MC044-B08 | MC044-B08/O1 | AHU 5 Physics Store Vent |  |  |  |  | Energy sensor | O1 |  |  |  | MC044 | Faraday Building |  |  | 0 | 0
MC044-B08 | MC044-B08/o2 | Alarm Route 2 |  |  |  |  | Energy sensor | o2 |  |  |  | MC044 | Faraday Building |  |  | 0 | 0
MC044-B08 | MC044-B08/o3 | Alarm Route 3 |  |  |  |  | Energy sensor | o3 |  |  |  | MC044 | Faraday Building |  |  | 0 | 0
MC044-B08 | MC044-B08/P1 | AHU 5 Supply Temp |  |  | Degrees Celsius |  | Energy sensor | P1 |  |  |  | MC044 | Faraday Building |  |  | 0 | 0
MC044-B08 | MC044-B08/P10 | NMR A059 Space Temp |  |  | Degrees Celsius |  | Energy sensor | P10 |  |  |  | MC044 | Faraday Building |  |  | 0 | 0
MC044-B08 | MC044-B08/P11 | Sensor 24 |  |  |  |  | Energy sensor | P11 |  |  |  | MC044 | Faraday Building |  |  | 0 | 0
MC044-B08 | MC044-B08/P12 | NRM A0xx Space Temp |  |  | Degrees Celsius |  | Energy sensor | P12 |  |  |  | MC044 | Faraday Building |  |  | 0 | 0
MC044-B08 | MC044-B08/P13 | XRD A054 Space Temp |  |  | Degrees Celsius |  | Energy sensor | P13 |  |  |  | MC044 | Faraday Building |  |  | 0 | 0
MC044-B08 | MC044-B08/P14 | XRD A054 Space Hum |  |  |  |  | Energy sensor | P14 |  |  |  | MC044 | Faraday Building |  |  | 0 | 0
MC044-B08 | MC044-B08/P15 | AHU 5 Recoup Dmpr |  |  |  |  | Energy sensor | P15 |  |  |  | MC044 | Faraday Building |  |  | 0 | 0
MC044-B08 | MC044-B08/P16 | AHU 5 Heating Valve |  |  |  |  | Energy sensor | P16 |  |  |  | MC044 | Faraday Building |  |  | 0 | 0
MC044-B08 | MC044-B08/P17 | SEM A056 Space Temp |  |  | Degrees Celsius |  | Energy sensor | P17 |  |  |  | MC044 | Faraday Building |  |  | 0 | 0
MC044-B08 | MC044-B08/P18 | SEM A056 Space Hum |  |  |  |  | Energy sensor | P18 |  |  |  | MC044 | Faraday Building |  |  | 0 | 0
MC044-B08 | MC044-B08/P19 | MS A062 Space Temp 1 |  |  | Degrees Celsius |  | Energy sensor | P19 |  |  |  | MC044 | Faraday Building |  |  | 0 | 0
MC044-B08 | MC044-B08/P2 | AHU 5 Extract Temp |  |  | Degrees Celsius |  | Energy sensor | P2 |  |  |  | MC044 | Faraday Building |  |  | 0 | 0
MC044-B08 | MC044-B08/P20 | MS A062 Space Hum 1 |  |  |  |  | Energy sensor | P20 |  |  |  | MC044 | Faraday Building |  |  | 0 | 0
MC044-B08 | MC044-B08/P21 | MS A062 Space Temp 2 |  |  | Degrees Celsius |  | Energy sensor | P21 |  |  |  | MC044 | Faraday Building |  |  | 0 | 0
MC044-B08 | MC044-B08/P22 | MS A062 Space Hum 2 |  |  |  |  | Energy sensor | P22 |  |  |  | MC044 | Faraday Building |  |  | 0 | 0
MC044-B08 | MC044-B08/P23 | Outside air temperature |  |  | Degrees Celsius |  | Energy sensor | P23 |  |  |  | MC044 | Faraday Building |  |  | 0 | 0
MC044-B08 | MC044-B08/P24 | AHU 5 Space SP |  |  |  |  | Energy sensor | P24 |  |  |  | MC044 | Faraday Building |  |  | 0 | 0
MC044-B08 | MC044-B08/P25 | AHU 5 Sply Fan Dmd |  |  |  |  | Energy sensor | P25 |  |  |  | MC044 | Faraday Building |  |  | 0 | 0
MC044-B08 | MC044-B08/P26 | AHU 5 Extr Fan Dmd |  |  |  |  | Energy sensor | P26 |  |  |  | MC044 | Faraday Building |  |  | 0 | 0
MC044-B08 | MC044-B08/P27 | AHU 5 Supply SP |  |  |  |  | Energy sensor | P27 |  |  |  | MC044 | Faraday Building |  |  | 0 | 0
MC044-B08 | MC044-B08/P3 | AHU 5 Sply Diff Press |  |  |  |  | Energy sensor | P3 |  |  |  | MC044 | Faraday Building |  |  | 0 | 0
MC044-B08 | MC044-B08/P30 | AHU 5 Supply SP |  |  |  |  | Energy sensor | P30 |  |  |  | MC044 | Faraday Building |  |  | 0 | 0
MC044-B08 | MC044-B08/P31 | AHU 5 Supply Temp |  |  | Degrees Celsius |  | Energy sensor | P31 |  |  |  | MC044 | Faraday Building |  |  | 0 | 0
MC044-B08 | MC044-B08/P32 | Sensor 11 |  |  |  |  | Energy sensor | P32 |  |  |  | MC044 | Faraday Building |  |  | 0 | 0
MC044-B08 | MC044-B08/P33 | Sensor 25 |  |  |  |  | Energy sensor | P33 |  |  |  | MC044 | Faraday Building |  |  | 0 | 0
MC044-B08 | MC044-B08/P34 | Sensor 26 |  |  |  |  | Energy sensor | P34 |  |  |  | MC044 | Faraday Building |  |  | 0 | 0
MC044-B08 | MC044-B08/P4 | AHU 5 Extr Diff Press |  |  |  |  | Energy sensor | P4 |  |  |  | MC044 | Faraday Building |  |  | 0 | 0
MC044-B08 | MC044-B08/P5 | AHU 5 LTHW Retn Temp |  |  | Degrees Celsius |  | Energy sensor | P5 |  |  |  | MC044 | Faraday Building |  |  | 0 | 0
MC044-B08 | MC044-B08/P6 | AHU 5 Htg Valve Pos |  |  |  |  | Energy sensor | P6 |  |  |  | MC044 | Faraday Building |  |  | 0 | 0
MC044-B08 | MC044-B08/P7 | AHU 5 Recoup Dmpr Pos |  |  |  |  | Energy sensor | P7 |  |  |  | MC044 | Faraday Building |  |  | 0 | 0
MC044-B08 | MC044-B08/P8 | AHU 5 Space Temp |  |  | Degrees Celsius |  | Energy sensor | P8 |  |  |  | MC044 | Faraday Building |  |  | 0 | 0
MC044-B08 | MC044-B08/P9 | AHU 5 SP Adjust |  |  |  |  | Energy sensor | P9 |  |  |  | MC044 | Faraday Building |  |  | 0 | 0
MC044-B08 | MC044-B08/Q1 | Sequence Table 1 |  |  |  |  | Energy sensor | Q1 |  |  |  | MC044 | Faraday Building |  |  | 0 | 0
MC044-B08 | MC044-B08/S1 | AHU 5 Supply Temp |  |  | Degrees Celsius |  | Energy sensor | S1 |  |  |  | MC044 | Faraday Building |  |  | 0 | 0
MC044-B08 | MC044-B08/S10 | NMR A059 Space Temp |  |  | Degrees Celsius |  | Energy sensor | S10 |  |  |  | MC044 | Faraday Building |  |  | 0 | 0
MC044-B08 | MC044-B08/S11 | NMR Hot water sink Temp |  |  | Degrees Celsius |  | Energy sensor | S11 |  |  |  | MC044 | Faraday Building |  |  | 0 | 0
MC044-B08 | MC044-B08/S12 | NRM A0xx Space Temp |  |  | Degrees Celsius |  | Energy sensor | S12 |  |  |  | MC044 | Faraday Building |  |  | 0 | 0
MC044-B08 | MC044-B08/S13 | SEM A056 Space Temp |  |  | Degrees Celsius |  | Energy sensor | S13 |  |  |  | MC044 | Faraday Building |  |  | 0 | 0
MC044-B08 | MC044-B08/S14 | SEM A056 Space Hum |  |  |  |  | Energy sensor | S14 |  |  |  | MC044 | Faraday Building |  |  | 0 | 0
MC044-B08 | MC044-B08/S15 | AHU 5 Extr Fan Dmd |  |  |  |  | Energy sensor | S15 |  |  |  | MC044 | Faraday Building |  |  | 0 | 0
MC044-B08 | MC044-B08/S16 | AHU 5 Recoup Dmpr |  |  |  |  | Energy sensor | S16 |  |  |  | MC044 | Faraday Building |  |  | 0 | 0
MC044-B08 | MC044-B08/S17 | XRD A054 Space Temp |  |  | Degrees Celsius |  | Energy sensor | S17 |  |  |  | MC044 | Faraday Building |  |  | 0 | 0
MC044-B08 | MC044-B08/S18 | XRD A054 Space Hum |  |  |  |  | Energy sensor | S18 |  |  |  | MC044 | Faraday Building |  |  | 0 | 0
MC044-B08 | MC044-B08/S19 | MS A061 Space Temp 2 |  |  | Degrees Celsius |  | Energy sensor | S19 |  |  |  | MC044 | Faraday Building |  |  | 0 | 0
MC044-B08 | MC044-B08/S2 | AHU 5 Extract Temp |  |  | Degrees Celsius |  | Energy sensor | S2 |  |  |  | MC044 | Faraday Building |  |  | 0 | 0
MC044-B08 | MC044-B08/S20 | MS A061 Space Hum 2 |  |  |  |  | Energy sensor | S20 |  |  |  | MC044 | Faraday Building |  |  | 0 | 0
MC044-B08 | MC044-B08/S21 | MS A064 Space Temp 1 |  |  | Degrees Celsius |  | Energy sensor | S21 |  |  |  | MC044 | Faraday Building |  |  | 0 | 0
MC044-B08 | MC044-B08/S22 | MS A064 Space Hum 1 |  |  |  |  | Energy sensor | S22 |  |  |  | MC044 | Faraday Building |  |  | 0 | 0
MC044-B08 | MC044-B08/S23 | Outside air temperature |  |  | Degrees Celsius |  | Energy sensor | S23 |  |  |  | MC044 | Faraday Building |  |  | 0 | 0
MC044-B08 | MC044-B08/S24 | NMR Cold Water sink Temp |  |  | Degrees Celsius |  | Energy sensor | S24 |  |  |  | MC044 | Faraday Building |  |  | 0 | 0
MC044-B08 | MC044-B08/S25 | NMR Hot Water sink Temp |  |  | Degrees Celsius |  | Energy sensor | S25 |  |  |  | MC044 | Faraday Building |  |  | 0 | 0
MC044-B08 | MC044-B08/S26 | NMR Cold Water sink Temp |  |  | Degrees Celsius |  | Energy sensor | S26 |  |  |  | MC044 | Faraday Building |  |  | 0 | 0
MC044-B08 | MC044-B08/S27 | AHU 5 Heating Valve |  |  |  |  | Energy sensor | S27 |  |  |  | MC044 | Faraday Building |  |  | 0 | 0
MC044-B08 | MC044-B08/S28 | AHU 5 Sply Fan Dmd |  |  |  |  | Energy sensor | S28 |  |  |  | MC044 | Faraday Building |  |  | 0 | 0
MC044-B08 | MC044-B08/S29 | BelomothPos 100%=Fully Closed |  |  |  |  | Energy sensor | S29 |  |  |  | MC044 | Faraday Building |  |  | 0 | 0
MC044-B08 | MC044-B08/S3 | AHU 5 Sply Diff Press |  |  |  |  | Energy sensor | S3 |  |  |  | MC044 | Faraday Building |  |  | 0 | 0
MC044-B08 | MC044-B08/S31 | AHU 5 Space SP |  |  |  |  | Energy sensor | S31 |  |  |  | MC044 | Faraday Building |  |  | 0 | 0
MC044-B08 | MC044-B08/S32 | AHU 5 Supply SP |  |  |  |  | Energy sensor | S32 |  |  |  | MC044 | Faraday Building |  |  | 0 | 0
MC044-B08 | MC044-B08/S4 | AHU 5 Extr Diff Press |  |  |  |  | Energy sensor | S4 |  |  |  | MC044 | Faraday Building |  |  | 0 | 0
MC044-B08 | MC044-B08/S5 | AHU 5 LTHW Retn Temp |  |  | Degrees Celsius |  | Energy sensor | S5 |  |  |  | MC044 | Faraday Building |  |  | 0 | 0
MC044-B08 | MC044-B08/S6 | Ahu 5 Htg Valve Position |  |  |  |  | Energy sensor | S6 |  |  |  | MC044 | Faraday Building |  |  | 0 | 0
MC044-B08 | MC044-B08/S7 | AHU 5 Recoup Dmpr Pos |  |  |  |  | Energy sensor | S7 |  |  |  | MC044 | Faraday Building |  |  | 0 | 0
MC044-B08 | MC044-B08/S8 | AHU 5 Space Temp |  |  | Degrees Celsius |  | Energy sensor | S8 |  |  |  | MC044 | Faraday Building |  |  | 0 | 0
MC044-B08 | MC044-B08/S9 | AHU 5 SP Adjust |  |  |  |  | Energy sensor | S9 |  |  |  | MC044 | Faraday Building |  |  | 0 | 0
MC044-B08 | MC044-B08/V1 | [5 empty] | Energy sensor | V1 |  |  |  | MC044 | Faraday Building |  |  | 0 | 0
MC044-B08 | MC044-B08/V2 | [5 empty] | Energy sensor | V2 |  |  |  | MC044 | Faraday Building |  |  | 0 | 0
MC044-B08 | MC044-B08/W1 | Summer Override |  |  |  |  | Energy sensor | W1 |  |  |  | MC044 | Faraday Building |  |  | 0 | 0
MC044-B08 | MC044-B08/W2 | AHU 5 Fault Reset |  |  |  |  | Energy sensor | W2 |  |  |  | MC044 | Faraday Building |  |  | 0 | 0
MC044-B08 | MC044-B08/W3 | VRF System Fault Reset |  |  |  |  | Energy sensor | W3 |  |  |  | MC044 | Faraday Building |  |  | 0 | 0
MC044-B08 | MC044-B08/Y1 | Outside air temperature |  |  | Degrees Celsius |  | Energy sensor | Y1 |  |  |  | MC044 | Faraday Building |  |  | 0 | 0
MC044-B08 | MC044-B08/Y10 | Humidity I |  |  |  |  | Energy sensor | Y10 |  |  |  | MC044 | Faraday Building |  |  | 0 | 0
MC044-B08 | MC044-B08/Y11 | HMW92T |  |  |  |  | Energy sensor | Y11 |  |  |  | MC044 | Faraday Building |  |  | 0 | 0
MC044-B08 | MC044-B08/Y12 | POT Position |  |  |  |  | Energy sensor | Y12 |  |  |  | MC044 | Faraday Building |  |  | 0 | 0
MC044-B08 | MC044-B08/Y13 | POT Position1 |  |  |  |  | Energy sensor | Y13 |  |  |  | MC044 | Faraday Building |  |  | 0 | 0
MC044-B08 | MC044-B08/Y14 | Feedback V 0+10 |  |  |  |  | Energy sensor | Y14 |  |  |  | MC044 | Faraday Building |  |  | 0 | 0
MC044-B08 | MC044-B08/Y15 | Trend Thermistor |  |  |  |  | Energy sensor | Y15 |  |  |  | MC044 | Faraday Building |  |  | 0 | 0
MC044-B08 | MC044-B08/Y16 | Knob TB 0.5deg trim |  |  |  |  | Energy sensor | Y16 |  |  |  | MC044 | Faraday Building |  |  | 0 | 0
MC044-B08 | MC044-B08/Y17 | Feedback V 0+10 |  |  |  |  | Energy sensor | Y17 |  |  |  | MC044 | Faraday Building |  |  | 0 | 0
MC044-B08 | MC044-B08/Y2 | Thermistor TBTI |  |  | Degrees Celsius |  | Energy sensor | Y2 |  |  |  | MC044 | Faraday Building |  |  | 0 | 0
MC044-B08 | MC044-B08/Y3 | Room temperature |  |  | Degrees Celsius |  | Energy sensor | Y3 |  |  |  | MC044 | Faraday Building |  |  | 0 | 0
MC044-B08 | MC044-B08/Y4 | Knob TB 3deg trim |  |  |  |  | Energy sensor | Y4 |  |  |  | MC044 | Faraday Building |  |  | 0 | 0
MC044-B08 | MC044-B08/Y5 | Pressure I 100Pa |  |  |  |  | Energy sensor | Y5 |  |  |  | MC044 | Faraday Building |  |  | 0 | 0
MC044-B08 | MC044-B08/Y6 | Pressure I 250Pa |  |  |  |  | Energy sensor | Y6 |  |  |  | MC044 | Faraday Building |  |  | 0 | 0
MC044-B08 | MC044-B08/Y7 | Pressure I 500Pa |  |  |  |  | Energy sensor | Y7 |  |  |  | MC044 | Faraday Building |  |  | 0 | 0
MC044-B08 | MC044-B08/Y8 | Pressure I 1000Pa |  |  |  |  | Energy sensor | Y8 |  |  |  | MC044 | Faraday Building |  |  | 0 | 0
MC044-B08 | MC044-B08/Y9 | Pressure I 2500Pa |  |  |  |  | Energy sensor | Y9 |  |  |  | MC044 | Faraday Building |  |  | 0 | 0
MC044-B08 | MC044-B08/Z1 | AHU 5 Physics Store Vent |  |  |  |  | Energy sensor | Z1 |  |  |  | MC044 | Faraday Building |  |  | 0 | 0
MC044-B08 | MC044-B08/Z2 | XRD A054 |  |  |  |  | Energy sensor | Z2 |  |  |  | MC044 | Faraday Building |  |  | 0 | 0
MC044-B08 | MC044-B08/Z3 | NMR A059 |  |  |  |  | Energy sensor | Z3 |  |  |  | MC044 | Faraday Building |  |  | 0 | 0
MC044-B08 | MC044-B08/Z4 | SEM A056 |  |  |  |  | Energy sensor | Z4 |  |  |  | MC044 | Faraday Building |  |  | 0 | 0
MC044-B08 | MC044-B08/Z5 | Mass Spec A061 &amp; 64 |  |  |  |  | Energy sensor | Z5 |  |  |  | MC044 | Faraday Building |  |  | 0 | 0
OC006-B01 | OC006-B01/C1 | Virtual CNC 1 |  |  |  |  | Energy sensor | C1 |  |  |  | OC006 | Chancellor's Wharf, Kent House |  |  | 0 | 0
OC006-B01 | OC006-B01/D1 | 4DOMNo.1 |  |  |  |  | Energy sensor | D1 |  |  |  | OC006 | Chancellor's Wharf, Kent House |  |  | 0 | 0
OC006-B01 | OC006-B01/D2 | PrimaryPumpsEnable |  |  |  |  | Energy sensor | D2 |  |  |  | OC006 | Chancellor's Wharf, Kent House |  |  | 0 | 0
OC006-B01 | OC006-B01/D3 | ShuntPumpsEnable |  |  |  |  | Energy sensor | D3 |  |  |  | OC006 | Chancellor's Wharf, Kent House |  |  | 0 | 0
OC006-B01 | OC006-B01/D4 | HeatingPumpsEnable |  |  |  |  | Energy sensor | D4 |  |  |  | OC006 | Chancellor's Wharf, Kent House |  |  | 0 | 0
OC006-B01 | OC006-B01/D5 | Secondary &amp; Immersion |  |  |  |  | Energy sensor | D5 |  |  |  | OC006 | Chancellor's Wharf, Kent House |  |  | 0 | 0
OC006-B01 | OC006-B01/D6 | Variable temperature circuit valve |  |  | 0 = Closed , 1 = Open |  | Energy sensor | D6 |  |  |  | OC006 | Chancellor's Wharf, Kent House |  |  | 0 | 0
OC006-B01 | OC006-B01/F1 | Function 1 |  |  |  |  | Energy sensor | F1 |  |  |  | OC006 | Chancellor's Wharf, Kent House |  |  | 0 | 0
OC006-B01 | OC006-B01/F10 | Function 10 |  |  |  |  | Energy sensor | F10 |  |  |  | OC006 | Chancellor's Wharf, Kent House |  |  | 0 | 0
OC006-B01 | OC006-B01/F11 | Function 11 |  |  |  |  | Energy sensor | F11 |  |  |  | OC006 | Chancellor's Wharf, Kent House |  |  | 0 | 0
OC006-B01 | OC006-B01/F12 | Function 12 |  |  |  |  | Energy sensor | F12 |  |  |  | OC006 | Chancellor's Wharf, Kent House |  |  | 0 | 0
OC006-B01 | OC006-B01/F13 | stage 2 diff |  |  |  |  | Energy sensor | F13 |  |  |  | OC006 | Chancellor's Wharf, Kent House |  |  | 0 | 0
OC006-B01 | OC006-B01/F14 | stage 3 diff |  |  |  |  | Energy sensor | F14 |  |  |  | OC006 | Chancellor's Wharf, Kent House |  |  | 0 | 0
OC006-B01 | OC006-B01/F15 | stage 4diff |  |  |  |  | Energy sensor | F15 |  |  |  | OC006 | Chancellor's Wharf, Kent House |  |  | 0 | 0
OC006-B01 | OC006-B01/F16 | Function 16 |  |  |  |  | Energy sensor | F16 |  |  |  | OC006 | Chancellor's Wharf, Kent House |  |  | 0 | 0
OC006-B01 | OC006-B01/F17 | Function 17 |  |  |  |  | Energy sensor | F17 |  |  |  | OC006 | Chancellor's Wharf, Kent House |  |  | 0 | 0
OC006-B01 | OC006-B01/F18 | Function 18 |  |  |  |  | Energy sensor | F18 |  |  |  | OC006 | Chancellor's Wharf, Kent House |  |  | 0 | 0
OC006-B01 | OC006-B01/F19 | Function 19 |  |  |  |  | Energy sensor | F19 |  |  |  | OC006 | Chancellor's Wharf, Kent House |  |  | 0 | 0
OC006-B01 | OC006-B01/F2 | 1st Stage Frost ON when 1 |  |  |  |  | Energy sensor | F2 |  |  |  | OC006 | Chancellor's Wharf, Kent House |  |  | 0 | 0
OC006-B01 | OC006-B01/F20 | Function 20 |  |  |  |  | Energy sensor | F20 |  |  |  | OC006 | Chancellor's Wharf, Kent House |  |  | 0 | 0
OC006-B01 | OC006-B01/F21 | Function 21 |  |  |  |  | Energy sensor | F21 |  |  |  | OC006 | Chancellor's Wharf, Kent House |  |  | 0 | 0
OC006-B01 | OC006-B01/F22 | Function 22 |  |  |  |  | Energy sensor | F22 |  |  |  | OC006 | Chancellor's Wharf, Kent House |  |  | 0 | 0
OC006-B01 | OC006-B01/F23 | Function 23 |  |  |  |  | Energy sensor | F23 |  |  |  | OC006 | Chancellor's Wharf, Kent House |  |  | 0 | 0
OC006-B01 | OC006-B01/F24 | Function 24 |  |  |  |  | Energy sensor | F24 |  |  |  | OC006 | Chancellor's Wharf, Kent House |  |  | 0 | 0
OC006-B01 | OC006-B01/F25 | Function 25 |  |  |  |  | Energy sensor | F25 |  |  |  | OC006 | Chancellor's Wharf, Kent House |  |  | 0 | 0
OC006-B01 | OC006-B01/F26 | Function 26 |  |  |  |  | Energy sensor | F26 |  |  |  | OC006 | Chancellor's Wharf, Kent House |  |  | 0 | 0
OC006-B01 | OC006-B01/F27 | Function 27 |  |  |  |  | Energy sensor | F27 |  |  |  | OC006 | Chancellor's Wharf, Kent House |  |  | 0 | 0
OC006-B01 | OC006-B01/F28 | Hot water service setpoint |  |  | Degrees Celsius |  | Energy sensor | F28 |  |  |  | OC006 | Chancellor's Wharf, Kent House |  |  | 0 | 0
OC006-B01 | OC006-B01/F29 | Function 29 |  |  |  |  | Energy sensor | F29 |  |  |  | OC006 | Chancellor's Wharf, Kent House |  |  | 0 | 0
OC006-B01 | OC006-B01/F3 | Function 3 |  |  |  |  | Energy sensor | F3 |  |  |  | OC006 | Chancellor's Wharf, Kent House |  |  | 0 | 0
OC006-B01 | OC006-B01/F30 | Is 4Dix Value Changing |  |  |  |  | Energy sensor | F30 |  |  |  | OC006 | Chancellor's Wharf, Kent House |  |  | 0 | 0
OC006-B01 | OC006-B01/F31 | 4Dix Previous Value |  |  |  |  | Energy sensor | F31 |  |  |  | OC006 | Chancellor's Wharf, Kent House |  |  | 0 | 0
OC006-B01 | OC006-B01/F32 | Function 32 |  |  |  |  | Energy sensor | F32 |  |  |  | OC006 | Chancellor's Wharf, Kent House |  |  | 0 | 0
OC006-B01 | OC006-B01/F33 | Function 33 |  |  |  |  | Energy sensor | F33 |  |  |  | OC006 | Chancellor's Wharf, Kent House |  |  | 0 | 0
OC006-B01 | OC006-B01/F34 | Function 34 |  |  |  |  | Energy sensor | F34 |  |  |  | OC006 | Chancellor's Wharf, Kent House |  |  | 0 | 0
OC006-B01 | OC006-B01/F35 | Function 35 |  |  |  |  | Energy sensor | F35 |  |  |  | OC006 | Chancellor's Wharf, Kent House |  |  | 0 | 0
OC006-B01 | OC006-B01/F36 | Function 36 |  |  |  |  | Energy sensor | F36 |  |  |  | OC006 | Chancellor's Wharf, Kent House |  |  | 0 | 0
OC006-B01 | OC006-B01/F37 | Function 37 |  |  |  |  | Energy sensor | F37 |  |  |  | OC006 | Chancellor's Wharf, Kent House |  |  | 0 | 0
OC006-B01 | OC006-B01/F38 | Function 38 |  |  |  |  | Energy sensor | F38 |  |  |  | OC006 | Chancellor's Wharf, Kent House |  |  | 0 | 0
OC006-B01 | OC006-B01/F39 | Function 39 |  |  |  |  | Energy sensor | F39 |  |  |  | OC006 | Chancellor's Wharf, Kent House |  |  | 0 | 0
OC006-B01 | OC006-B01/F4 | 2nd stage frost |  |  | 0 = Off, 1 = On |  | Energy sensor | F4 |  |  |  | OC006 | Chancellor's Wharf, Kent House |  |  | 0 | 0
OC006-B01 | OC006-B01/F40 | Function 40 |  |  |  |  | Energy sensor | F40 |  |  |  | OC006 | Chancellor's Wharf, Kent House |  |  | 0 | 0
OC006-B01 | OC006-B01/F41 | Function 41 |  |  |  |  | Energy sensor | F41 |  |  |  | OC006 | Chancellor's Wharf, Kent House |  |  | 0 | 0
OC006-B01 | OC006-B01/F42 | Function 42 |  |  |  |  | Energy sensor | F42 |  |  |  | OC006 | Chancellor's Wharf, Kent House |  |  | 0 | 0
OC006-B01 | OC006-B01/F43 | Function 43 |  |  |  |  | Energy sensor | F43 |  |  |  | OC006 | Chancellor's Wharf, Kent House |  |  | 0 | 0
OC006-B01 | OC006-B01/F44 | Function 44 |  |  |  |  | Energy sensor | F44 |  |  |  | OC006 | Chancellor's Wharf, Kent House |  |  | 0 | 0
OC006-B01 | OC006-B01/F45 | Function 45 |  |  |  |  | Energy sensor | F45 |  |  |  | OC006 | Chancellor's Wharf, Kent House |  |  | 0 | 0
OC006-B01 | OC006-B01/F46 | Function 46 |  |  |  |  | Energy sensor | F46 |  |  |  | OC006 | Chancellor's Wharf, Kent House |  |  | 0 | 0
OC006-B01 | OC006-B01/F47 | 4Dix Stable Value |  |  |  |  | Energy sensor | F47 |  |  |  | OC006 | Chancellor's Wharf, Kent House |  |  | 0 | 0
OC006-B01 | OC006-B01/F48 | 4Dix Value Decoder |  |  |  |  | Energy sensor | F48 |  |  |  | OC006 | Chancellor's Wharf, Kent House |  |  | 0 | 0
OC006-B01 | OC006-B01/F49 | Function 49 |  |  |  |  | Energy sensor | F49 |  |  |  | OC006 | Chancellor's Wharf, Kent House |  |  | 0 | 0
OC006-B01 | OC006-B01/F5 | Function 5 |  |  |  |  | Energy sensor | F5 |  |  |  | OC006 | Chancellor's Wharf, Kent House |  |  | 0 | 0
OC006-B01 | OC006-B01/F55 | Function 55 |  |  |  |  | Energy sensor | F55 |  |  |  | OC006 | Chancellor's Wharf, Kent House |  |  | 0 | 0
OC006-B01 | OC006-B01/F56 | Function 56 |  |  |  |  | Energy sensor | F56 |  |  |  | OC006 | Chancellor's Wharf, Kent House |  |  | 0 | 0
OC006-B01 | OC006-B01/F57 | Function 57 |  |  |  |  | Energy sensor | F57 |  |  |  | OC006 | Chancellor's Wharf, Kent House |  |  | 0 | 0
OC006-B01 | OC006-B01/F58 | Function 58 |  |  |  |  | Energy sensor | F58 |  |  |  | OC006 | Chancellor's Wharf, Kent House |  |  | 0 | 0
OC006-B01 | OC006-B01/F59 | Function 59 |  |  |  |  | Energy sensor | F59 |  |  |  | OC006 | Chancellor's Wharf, Kent House |  |  | 0 | 0
OC006-B01 | OC006-B01/F6 | Space low limit On when =1 |  |  |  |  | Energy sensor | F6 |  |  |  | OC006 | Chancellor's Wharf, Kent House |  |  | 0 | 0
OC006-B01 | OC006-B01/F60 | Function 60 |  |  |  |  | Energy sensor | F60 |  |  |  | OC006 | Chancellor's Wharf, Kent House |  |  | 0 | 0
OC006-B01 | OC006-B01/F61 | Function 61 |  |  |  |  | Energy sensor | F61 |  |  |  | OC006 | Chancellor's Wharf, Kent House |  |  | 0 | 0
OC006-B01 | OC006-B01/F62 | Function 62 |  |  |  |  | Energy sensor | F62 |  |  |  | OC006 | Chancellor's Wharf, Kent House |  |  | 0 | 0
OC006-B01 | OC006-B01/F7 | Function 7 |  |  |  |  | Energy sensor | F7 |  |  |  | OC006 | Chancellor's Wharf, Kent House |  |  | 0 | 0
OC006-B01 | OC006-B01/F8 | Economy Off when 1 |  |  |  |  | Energy sensor | F8 |  |  |  | OC006 | Chancellor's Wharf, Kent House |  |  | 0 | 0
OC006-B01 | OC006-B01/F9 | 1ST BOILER DEMAND |  |  |  |  | Energy sensor | F9 |  |  |  | OC006 | Chancellor's Wharf, Kent House |  |  | 0 | 0
OC006-B01 | OC006-B01/G1 | 2nd stage frost |  |  | 0 = Off, 1 = On |  | Energy sensor | G1 |  |  |  | OC006 | Chancellor's Wharf, Kent House |  |  | 0 | 0
OC006-B01 | OC006-B01/G10 | blr 3 lead |  |  |  |  | Energy sensor | G10 |  |  |  | OC006 | Chancellor's Wharf, Kent House |  |  | 0 | 0
OC006-B01 | OC006-B01/G100 | Logic 100 |  |  |  |  | Energy sensor | G100 |  |  |  | OC006 | Chancellor's Wharf, Kent House |  |  | 0 | 0
OC006-B01 | OC006-B01/G101 | Logic 101 |  |  |  |  | Energy sensor | G101 |  |  |  | OC006 | Chancellor's Wharf, Kent House |  |  | 0 | 0
OC006-B01 | OC006-B01/G102 | Logic 102 |  |  |  |  | Energy sensor | G102 |  |  |  | OC006 | Chancellor's Wharf, Kent House |  |  | 0 | 0
OC006-B01 | OC006-B01/G103 | Logic 103 |  |  |  |  | Energy sensor | G103 |  |  |  | OC006 | Chancellor's Wharf, Kent House |  |  | 0 | 0
OC006-B01 | OC006-B01/G104 | Logic 104 |  |  |  |  | Energy sensor | G104 |  |  |  | OC006 | Chancellor's Wharf, Kent House |  |  | 0 | 0
OC006-B01 | OC006-B01/G105 | Logic 105 |  |  |  |  | Energy sensor | G105 |  |  |  | OC006 | Chancellor's Wharf, Kent House |  |  | 0 | 0
OC006-B01 | OC006-B01/G106 | Logic 106 |  |  |  |  | Energy sensor | G106 |  |  |  | OC006 | Chancellor's Wharf, Kent House |  |  | 0 | 0
OC006-B01 | OC006-B01/G107 | Logic 107 |  |  |  |  | Energy sensor | G107 |  |  |  | OC006 | Chancellor's Wharf, Kent House |  |  | 0 | 0
OC006-B01 | OC006-B01/G108 | Logic 108 |  |  |  |  | Energy sensor | G108 |  |  |  | OC006 | Chancellor's Wharf, Kent House |  |  | 0 | 0
OC006-B01 | OC006-B01/G109 | Logic 109 |  |  |  |  | Energy sensor | G109 |  |  |  | OC006 | Chancellor's Wharf, Kent House |  |  | 0 | 0
OC006-B01 | OC006-B01/G11 | blr 2 lead |  |  |  |  | Energy sensor | G11 |  |  |  | OC006 | Chancellor's Wharf, Kent House |  |  | 0 | 0
OC006-B01 | OC006-B01/G12 | blr 1 lead |  |  |  |  | Energy sensor | G12 |  |  |  | OC006 | Chancellor's Wharf, Kent House |  |  | 0 | 0
OC006-B01 | OC006-B01/G13 | Logic 13 |  |  |  |  | Energy sensor | G13 |  |  |  | OC006 | Chancellor's Wharf, Kent House |  |  | 0 | 0
OC006-B01 | OC006-B01/G14 | Logic 14 |  |  |  |  | Energy sensor | G14 |  |  |  | OC006 | Chancellor's Wharf, Kent House |  |  | 0 | 0
OC006-B01 | OC006-B01/G15 | Logic 15 |  |  |  |  | Energy sensor | G15 |  |  |  | OC006 | Chancellor's Wharf, Kent House |  |  | 0 | 0
OC006-B01 | OC006-B01/G16 | Logic 16 |  |  |  |  | Energy sensor | G16 |  |  |  | OC006 | Chancellor's Wharf, Kent House |  |  | 0 | 0
OC006-B01 | OC006-B01/G17 | Logic 17 |  |  |  |  | Energy sensor | G17 |  |  |  | OC006 | Chancellor's Wharf, Kent House |  |  | 0 | 0
OC006-B01 | OC006-B01/G18 | Logic 18 |  |  |  |  | Energy sensor | G18 |  |  |  | OC006 | Chancellor's Wharf, Kent House |  |  | 0 | 0
OC006-B01 | OC006-B01/G19 | Boiler No1 Enable |  |  |  |  | Energy sensor | G19 |  |  |  | OC006 | Chancellor's Wharf, Kent House |  |  | 0 | 0
OC006-B01 | OC006-B01/G2 | Logic 2 |  |  |  |  | Energy sensor | G2 |  |  |  | OC006 | Chancellor's Wharf, Kent House |  |  | 0 | 0
OC006-B01 | OC006-B01/G20 | Logic 20 |  |  |  |  | Energy sensor | G20 |  |  |  | OC006 | Chancellor's Wharf, Kent House |  |  | 0 | 0
OC006-B01 | OC006-B01/G21 | Logic 21 |  |  |  |  | Energy sensor | G21 |  |  |  | OC006 | Chancellor's Wharf, Kent House |  |  | 0 | 0
OC006-B01 | OC006-B01/G22 | Logic 22 |  |  |  |  | Energy sensor | G22 |  |  |  | OC006 | Chancellor's Wharf, Kent House |  |  | 0 | 0
OC006-B01 | OC006-B01/G23 | Logic 23 |  |  |  |  | Energy sensor | G23 |  |  |  | OC006 | Chancellor's Wharf, Kent House |  |  | 0 | 0
OC006-B01 | OC006-B01/G24 | Logic 24 |  |  |  |  | Energy sensor | G24 |  |  |  | OC006 | Chancellor's Wharf, Kent House |  |  | 0 | 0
OC006-B01 | OC006-B01/G25 | Logic 25 |  |  |  |  | Energy sensor | G25 |  |  |  | OC006 | Chancellor's Wharf, Kent House |  |  | 0 | 0
OC006-B01 | OC006-B01/G26 | Logic 26 |  |  |  |  | Energy sensor | G26 |  |  |  | OC006 | Chancellor's Wharf, Kent House |  |  | 0 | 0
OC006-B01 | OC006-B01/G27 | Boiler No2 Enable |  |  |  |  | Energy sensor | G27 |  |  |  | OC006 | Chancellor's Wharf, Kent House |  |  | 0 | 0
OC006-B01 | OC006-B01/G28 | Logic 28 |  |  |  |  | Energy sensor | G28 |  |  |  | OC006 | Chancellor's Wharf, Kent House |  |  | 0 | 0
OC006-B01 | OC006-B01/G29 | Logic 29 |  |  |  |  | Energy sensor | G29 |  |  |  | OC006 | Chancellor's Wharf, Kent House |  |  | 0 | 0
OC006-B01 | OC006-B01/G3 | 2nd boiler demand |  |  |  |  | Energy sensor | G3 |  |  |  | OC006 | Chancellor's Wharf, Kent House |  |  | 0 | 0
OC006-B01 | OC006-B01/G30 | Logic 30 |  |  |  |  | Energy sensor | G30 |  |  |  | OC006 | Chancellor's Wharf, Kent House |  |  | 0 | 0
OC006-B01 | OC006-B01/G31 | Logic 31 |  |  |  |  | Energy sensor | G31 |  |  |  | OC006 | Chancellor's Wharf, Kent House |  |  | 0 | 0
OC006-B01 | OC006-B01/G32 | Logic 32 |  |  |  |  | Energy sensor | G32 |  |  |  | OC006 | Chancellor's Wharf, Kent House |  |  | 0 | 0
OC006-B01 | OC006-B01/G33 | Boiler No3 Enable |  |  |  |  | Energy sensor | G33 |  |  |  | OC006 | Chancellor's Wharf, Kent House |  |  | 0 | 0
OC006-B01 | OC006-B01/G34 | Logic 34 |  |  |  |  | Energy sensor | G34 |  |  |  | OC006 | Chancellor's Wharf, Kent House |  |  | 0 | 0
OC006-B01 | OC006-B01/G35 | Logic 35 |  |  |  |  | Energy sensor | G35 |  |  |  | OC006 | Chancellor's Wharf, Kent House |  |  | 0 | 0
OC006-B01 | OC006-B01/G36 | Logic 36 |  |  |  |  | Energy sensor | G36 |  |  |  | OC006 | Chancellor's Wharf, Kent House |  |  | 0 | 0
OC006-B01 | OC006-B01/G37 | Logic 37 |  |  |  |  | Energy sensor | G37 |  |  |  | OC006 | Chancellor's Wharf, Kent House |  |  | 0 | 0
OC006-B01 | OC006-B01/G38 | Logic 38 |  |  |  |  | Energy sensor | G38 |  |  |  | OC006 | Chancellor's Wharf, Kent House |  |  | 0 | 0
OC006-B01 | OC006-B01/G39 | Boiler No4 Enable |  |  |  |  | Energy sensor | G39 |  |  |  | OC006 | Chancellor's Wharf, Kent House |  |  | 0 | 0
OC006-B01 | OC006-B01/G4 | Logic 4 |  |  |  |  | Energy sensor | G4 |  |  |  | OC006 | Chancellor's Wharf, Kent House |  |  | 0 | 0
OC006-B01 | OC006-B01/G40 | Boiler Enable |  |  |  |  | Energy sensor | G40 |  |  |  | OC006 | Chancellor's Wharf, Kent House |  |  | 0 | 0
OC006-B01 | OC006-B01/G41 | Pump Enable &amp; Runon |  |  |  |  | Energy sensor | G41 |  |  |  | OC006 | Chancellor's Wharf, Kent House |  |  | 0 | 0
OC006-B01 | OC006-B01/G42 | Logic 42 |  |  |  |  | Energy sensor | G42 |  |  |  | OC006 | Chancellor's Wharf, Kent House |  |  | 0 | 0
OC006-B01 | OC006-B01/G43 | Logic 43 |  |  |  |  | Energy sensor | G43 |  |  |  | OC006 | Chancellor's Wharf, Kent House |  |  | 0 | 0
OC006-B01 | OC006-B01/G44 | Logic 44 |  |  |  |  | Energy sensor | G44 |  |  |  | OC006 | Chancellor's Wharf, Kent House |  |  | 0 | 0
OC006-B01 | OC006-B01/G45 | Logic 45 |  |  |  |  | Energy sensor | G45 |  |  |  | OC006 | Chancellor's Wharf, Kent House |  |  | 0 | 0
OC006-B01 | OC006-B01/G46 | Logic 46 |  |  |  |  | Energy sensor | G46 |  |  |  | OC006 | Chancellor's Wharf, Kent House |  |  | 0 | 0
OC006-B01 | OC006-B01/G47 | Logic 47 |  |  |  |  | Energy sensor | G47 |  |  |  | OC006 | Chancellor's Wharf, Kent House |  |  | 0 | 0
OC006-B01 | OC006-B01/G48 | Logic 48 |  |  |  |  | Energy sensor | G48 |  |  |  | OC006 | Chancellor's Wharf, Kent House |  |  | 0 | 0
OC006-B01 | OC006-B01/G49 | Heating pump1 Hrs run |  |  |  |  | Energy sensor | G49 |  |  |  | OC006 | Chancellor's Wharf, Kent House |  |  | 0 | 0
OC006-B01 | OC006-B01/G5 | 3rd boiler demand |  |  |  |  | Energy sensor | G5 |  |  |  | OC006 | Chancellor's Wharf, Kent House |  |  | 0 | 0
OC006-B01 | OC006-B01/G50 | Boiler No.1 |  |  |  |  | Energy sensor | G50 |  |  |  | OC006 | Chancellor's Wharf, Kent House |  |  | 0 | 0
OC006-B01 | OC006-B01/G51 | Boiler No.2 |  |  |  |  | Energy sensor | G51 |  |  |  | OC006 | Chancellor's Wharf, Kent House |  |  | 0 | 0
OC006-B01 | OC006-B01/G52 | Boiler No.3 |  |  |  |  | Energy sensor | G52 |  |  |  | OC006 | Chancellor's Wharf, Kent House |  |  | 0 | 0
OC006-B01 | OC006-B01/G53 | Boiler No.4 |  |  |  |  | Energy sensor | G53 |  |  |  | OC006 | Chancellor's Wharf, Kent House |  |  | 0 | 0
OC006-B01 | OC006-B01/G54 | Boiler 1 |  |  |  |  | Energy sensor | G54 |  |  |  | OC006 | Chancellor's Wharf, Kent House |  |  | 0 | 0
OC006-B01 | OC006-B01/G55 | Boiler 2 |  |  |  |  | Energy sensor | G55 |  |  |  | OC006 | Chancellor's Wharf, Kent House |  |  | 0 | 0
OC006-B01 | OC006-B01/G56 | Boiler 1 &amp; 2 |  |  |  |  | Energy sensor | G56 |  |  |  | OC006 | Chancellor's Wharf, Kent House |  |  | 0 | 0
OC006-B01 | OC006-B01/G57 | Boiler 3 |  |  |  |  | Energy sensor | G57 |  |  |  | OC006 | Chancellor's Wharf, Kent House |  |  | 0 | 0
OC006-B01 | OC006-B01/G58 | Boiler 1 &amp; 3 |  |  |  |  | Energy sensor | G58 |  |  |  | OC006 | Chancellor's Wharf, Kent House |  |  | 0 | 0
OC006-B01 | OC006-B01/G59 | Boiler 2 &amp; 3 |  |  |  |  | Energy sensor | G59 |  |  |  | OC006 | Chancellor's Wharf, Kent House |  |  | 0 | 0
OC006-B01 | OC006-B01/G6 | Logic 6 |  |  |  |  | Energy sensor | G6 |  |  |  | OC006 | Chancellor's Wharf, Kent House |  |  | 0 | 0
OC006-B01 | OC006-B01/G60 | Boiler 1 2 &amp; 3 |  |  |  |  | Energy sensor | G60 |  |  |  | OC006 | Chancellor's Wharf, Kent House |  |  | 0 | 0
OC006-B01 | OC006-B01/G61 | Boiler 4 |  |  |  |  | Energy sensor | G61 |  |  |  | OC006 | Chancellor's Wharf, Kent House |  |  | 0 | 0
OC006-B01 | OC006-B01/G62 | Boiler 1 &amp; 4 |  |  |  |  | Energy sensor | G62 |  |  |  | OC006 | Chancellor's Wharf, Kent House |  |  | 0 | 0
OC006-B01 | OC006-B01/G63 | Boiler 2 &amp; 4 |  |  |  |  | Energy sensor | G63 |  |  |  | OC006 | Chancellor's Wharf, Kent House |  |  | 0 | 0
OC006-B01 | OC006-B01/G64 | Boiler 1 2 &amp; 4 |  |  |  |  | Energy sensor | G64 |  |  |  | OC006 | Chancellor's Wharf, Kent House |  |  | 0 | 0
OC006-B01 | OC006-B01/G65 | Boiler 3 &amp; 4 |  |  |  |  | Energy sensor | G65 |  |  |  | OC006 | Chancellor's Wharf, Kent House |  |  | 0 | 0
OC006-B01 | OC006-B01/G66 | Boiler 1 3 &amp; 4 |  |  |  |  | Energy sensor | G66 |  |  |  | OC006 | Chancellor's Wharf, Kent House |  |  | 0 | 0
OC006-B01 | OC006-B01/G67 | Boiler 2 3 &amp; 4 |  |  |  |  | Energy sensor | G67 |  |  |  | OC006 | Chancellor's Wharf, Kent House |  |  | 0 | 0
OC006-B01 | OC006-B01/G68 | Boiler 1 2 3 &amp; 4 |  |  |  |  | Energy sensor | G68 |  |  |  | OC006 | Chancellor's Wharf, Kent House |  |  | 0 | 0
OC006-B01 | OC006-B01/G69 | Heating pump2 Hrs run |  |  |  |  | Energy sensor | G69 |  |  |  | OC006 | Chancellor's Wharf, Kent House |  |  | 0 | 0
OC006-B01 | OC006-B01/G7 | 4th boiler demand |  |  |  |  | Energy sensor | G7 |  |  |  | OC006 | Chancellor's Wharf, Kent House |  |  | 0 | 0
OC006-B01 | OC006-B01/G70 | Logic 70 |  |  |  |  | Energy sensor | G70 |  |  |  | OC006 | Chancellor's Wharf, Kent House |  |  | 0 | 0
OC006-B01 | OC006-B01/G71 | Day immersion heater hours run |  |  | Hours |  | Energy sensor | G71 |  |  |  | OC006 | Chancellor's Wharf, Kent House |  |  | 0 | 0
OC006-B01 | OC006-B01/G72 | Week immersion hours run |  |  | Hours |  | Energy sensor | G72 |  |  |  | OC006 | Chancellor's Wharf, Kent House |  |  | 0 | 0
OC006-B01 | OC006-B01/G73 | Boiler Shunt Pump C O |  |  |  |  | Energy sensor | G73 |  |  |  | OC006 | Chancellor's Wharf, Kent House |  |  | 0 | 0
OC006-B01 | OC006-B01/G74 | Logic 74 |  |  |  |  | Energy sensor | G74 |  |  |  | OC006 | Chancellor's Wharf, Kent House |  |  | 0 | 0
OC006-B01 | OC006-B01/G75 | Logic 75 |  |  |  |  | Energy sensor | G75 |  |  |  | OC006 | Chancellor's Wharf, Kent House |  |  | 0 | 0
OC006-B01 | OC006-B01/G76 | Logic 76 |  |  |  |  | Energy sensor | G76 |  |  |  | OC006 | Chancellor's Wharf, Kent House |  |  | 0 | 0
OC006-B01 | OC006-B01/G77 | BoilerShuntPump1 Enable |  |  |  |  | Energy sensor | G77 |  |  |  | OC006 | Chancellor's Wharf, Kent House |  |  | 0 | 0
OC006-B01 | OC006-B01/G78 | BoilerShuntPump2 Enable |  |  |  |  | Energy sensor | G78 |  |  |  | OC006 | Chancellor's Wharf, Kent House |  |  | 0 | 0
OC006-B01 | OC006-B01/G79 | Logic 79 |  |  |  |  | Energy sensor | G79 |  |  |  | OC006 | Chancellor's Wharf, Kent House |  |  | 0 | 0
OC006-B01 | OC006-B01/G8 | BOILER DEMAND |  |  |  |  | Energy sensor | G8 |  |  |  | OC006 | Chancellor's Wharf, Kent House |  |  | 0 | 0
OC006-B01 | OC006-B01/G80 | Enable &amp; summer winter |  |  |  |  | Energy sensor | G80 |  |  |  | OC006 | Chancellor's Wharf, Kent House |  |  | 0 | 0
OC006-B01 | OC006-B01/G81 | Logic 81 |  |  |  |  | Energy sensor | G81 |  |  |  | OC006 | Chancellor's Wharf, Kent House |  |  | 0 | 0
OC006-B01 | OC006-B01/G82 | Boiler Shunt Pump C O |  |  |  |  | Energy sensor | G82 |  |  |  | OC006 | Chancellor's Wharf, Kent House |  |  | 0 | 0
OC006-B01 | OC006-B01/G83 | Logic 83 |  |  |  |  | Energy sensor | G83 |  |  |  | OC006 | Chancellor's Wharf, Kent House |  |  | 0 | 0
OC006-B01 | OC006-B01/G84 | Logic 84 |  |  |  |  | Energy sensor | G84 |  |  |  | OC006 | Chancellor's Wharf, Kent House |  |  | 0 | 0
OC006-B01 | OC006-B01/G85 | Logic 85 |  |  |  |  | Energy sensor | G85 |  |  |  | OC006 | Chancellor's Wharf, Kent House |  |  | 0 | 0
OC006-B01 | OC006-B01/G86 | BoilerShuntPump1 Enable |  |  |  |  | Energy sensor | G86 |  |  |  | OC006 | Chancellor's Wharf, Kent House |  |  | 0 | 0
OC006-B01 | OC006-B01/G87 | BoilerShuntPump2 Enable |  |  |  |  | Energy sensor | G87 |  |  |  | OC006 | Chancellor's Wharf, Kent House |  |  | 0 | 0
OC006-B01 | OC006-B01/G88 | Boiler Shunt Pump C O |  |  |  |  | Energy sensor | G88 |  |  |  | OC006 | Chancellor's Wharf, Kent House |  |  | 0 | 0
OC006-B01 | OC006-B01/G89 | Manual Shunt pump changeover |  |  |  |  | Energy sensor | G89 |  |  |  | OC006 | Chancellor's Wharf, Kent House |  |  | 0 | 0
OC006-B01 | OC006-B01/G9 | blr 4 lead |  |  |  |  | Energy sensor | G9 |  |  |  | OC006 | Chancellor's Wharf, Kent House |  |  | 0 | 0
OC006-B01 | OC006-B01/G90 | Manual Shunt pump changeover |  |  |  |  | Energy sensor | G90 |  |  |  | OC006 | Chancellor's Wharf, Kent House |  |  | 0 | 0
OC006-B01 | OC006-B01/G91 | Logic 91 |  |  |  |  | Energy sensor | G91 |  |  |  | OC006 | Chancellor's Wharf, Kent House |  |  | 0 | 0
OC006-B01 | OC006-B01/G92 | BoilerShuntPump1 Enable |  |  |  |  | Energy sensor | G92 |  |  |  | OC006 | Chancellor's Wharf, Kent House |  |  | 0 | 0
OC006-B01 | OC006-B01/G93 | BoilerShuntPump2 Enable |  |  |  |  | Energy sensor | G93 |  |  |  | OC006 | Chancellor's Wharf, Kent House |  |  | 0 | 0
OC006-B01 | OC006-B01/G94 | Logic 94 |  |  |  |  | Energy sensor | G94 |  |  |  | OC006 | Chancellor's Wharf, Kent House |  |  | 0 | 0
OC006-B01 | OC006-B01/G95 | Logic 95 |  |  |  |  | Energy sensor | G95 |  |  |  | OC006 | Chancellor's Wharf, Kent House |  |  | 0 | 0
OC006-B01 | OC006-B01/G96 | Logic 96 |  |  |  |  | Energy sensor | G96 |  |  |  | OC006 | Chancellor's Wharf, Kent House |  |  | 0 | 0
OC006-B01 | OC006-B01/G97 | Logic 97 |  |  |  |  | Energy sensor | G97 |  |  |  | OC006 | Chancellor's Wharf, Kent House |  |  | 0 | 0
OC006-B01 | OC006-B01/G98 | Logic 98 |  |  |  |  | Energy sensor | G98 |  |  |  | OC006 | Chancellor's Wharf, Kent House |  |  | 0 | 0
OC006-B01 | OC006-B01/G99 | Logic 99 |  |  |  |  | Energy sensor | G99 |  |  |  | OC006 | Chancellor's Wharf, Kent House |  |  | 0 | 0
OC006-B01 | OC006-B01/I1 | Boiler 1 Temp Reached |  |  | Degrees Celsius |  | Energy sensor | I1 |  |  |  | OC006 | Chancellor's Wharf, Kent House |  |  | 0 | 0
OC006-B01 | OC006-B01/I10 | Boiler 2 fault |  |  |  |  | Energy sensor | I10 |  |  |  | OC006 | Chancellor's Wharf, Kent House |  |  | 0 | 0
OC006-B01 | OC006-B01/I11 | Boiler 3 Fault |  |  |  |  | Energy sensor | I11 |  |  |  | OC006 | Chancellor's Wharf, Kent House |  |  | 0 | 0
OC006-B01 | OC006-B01/I12 | Boiler 4 Fault |  |  |  |  | Energy sensor | I12 |  |  |  | OC006 | Chancellor's Wharf, Kent House |  |  | 0 | 0
OC006-B01 | OC006-B01/I2 | Boiler 2 Temp Reached |  |  | Degrees Celsius |  | Energy sensor | I2 |  |  |  | OC006 | Chancellor's Wharf, Kent House |  |  | 0 | 0
OC006-B01 | OC006-B01/I3 | Boiler 3 Temp Reached |  |  | Degrees Celsius |  | Energy sensor | I3 |  |  |  | OC006 | Chancellor's Wharf, Kent House |  |  | 0 | 0
OC006-B01 | OC006-B01/I4 | Boiler 4 Temp Reached |  |  | Degrees Celsius |  | Energy sensor | I4 |  |  |  | OC006 | Chancellor's Wharf, Kent House |  |  | 0 | 0
OC006-B01 | OC006-B01/I9 | Boiler 1 fault |  |  |  |  | Energy sensor | I9 |  |  |  | OC006 | Chancellor's Wharf, Kent House |  |  | 0 | 0
OC006-B01 | OC006-B01/K1 | 1st stage frost protection |  |  |  |  | Energy sensor | K1 |  |  |  | OC006 | Chancellor's Wharf, Kent House |  |  | 0 | 0
OC006-B01 | OC006-B01/K10 | Immerion Override Time |  |  |  |  | Energy sensor | K10 |  |  |  | OC006 | Chancellor's Wharf, Kent House |  |  | 0 | 0
OC006-B01 | OC006-B01/K11 | Immerion Low Limit |  |  |  |  | Energy sensor | K11 |  |  |  | OC006 | Chancellor's Wharf, Kent House |  |  | 0 | 0
OC006-B01 | OC006-B01/K12 | Hot water service setpoint |  |  | Degrees Celsius |  | Energy sensor | K12 |  |  |  | OC006 | Chancellor's Wharf, Kent House |  |  | 0 | 0
OC006-B01 | OC006-B01/K2 | Space low limit |  |  |  |  | Energy sensor | K2 |  |  |  | OC006 | Chancellor's Wharf, Kent House |  |  | 0 | 0
OC006-B01 | OC006-B01/K3 | Water Frost Level |  |  |  |  | Energy sensor | K3 |  |  |  | OC006 | Chancellor's Wharf, Kent House |  |  | 0 | 0
OC006-B01 | OC006-B01/K4 | Boiler Sequence SP |  |  |  |  | Energy sensor | K4 |  |  |  | OC006 | Chancellor's Wharf, Kent House |  |  | 0 | 0
OC006-B01 | OC006-B01/K5 | Boiler Stage Diff |  |  |  |  | Energy sensor | K5 |  |  |  | OC006 | Chancellor's Wharf, Kent House |  |  | 0 | 0
OC006-B01 | OC006-B01/K6 | Space Setpoint |  |  |  |  | Energy sensor | K6 |  |  |  | OC006 | Chancellor's Wharf, Kent House |  |  | 0 | 0
OC006-B01 | OC006-B01/K7 | Max Vt Flow |  |  |  |  | Energy sensor | K7 |  |  |  | OC006 | Chancellor's Wharf, Kent House |  |  | 0 | 0
OC006-B01 | OC006-B01/K8 | Min VT Flow |  |  |  |  | Energy sensor | K8 |  |  |  | OC006 | Chancellor's Wharf, Kent House |  |  | 0 | 0
OC006-B01 | OC006-B01/K9 | Immersion On Delay |  |  |  |  | Energy sensor | K9 |  |  |  | OC006 | Chancellor's Wharf, Kent House |  |  | 0 | 0
OC006-B01 | OC006-B01/L1 | [5 empty] | Energy sensor | L1 |  |  |  | OC006 | Chancellor's Wharf, Kent House |  |  | 0 | 0
OC006-B01 | OC006-B01/L2 | [5 empty] | Energy sensor | L2 |  |  |  | OC006 | Chancellor's Wharf, Kent House |  |  | 0 | 0
OC006-B01 | OC006-B01/L3 | [5 empty] | Energy sensor | L3 |  |  |  | OC006 | Chancellor's Wharf, Kent House |  |  | 0 | 0
OC006-B01 | OC006-B01/L4 | Loop 4 |  |  |  |  | Energy sensor | L4 |  |  |  | OC006 | Chancellor's Wharf, Kent House |  |  | 0 | 0
OC006-B01 | OC006-B01/n1 | TREND_0A_11_B1 |  |  |  |  | Energy sensor | n1 |  |  |  | OC006 | Chancellor's Wharf, Kent House |  |  | 0 | 0
OC006-B01 | OC006-B01/P1 | Outside Air |  |  |  |  | Energy sensor | P1 |  |  |  | OC006 | Chancellor's Wharf, Kent House |  |  | 0 | 0
OC006-B01 | OC006-B01/P10 | Sensor 19 |  |  |  |  | Energy sensor | P10 |  |  |  | OC006 | Chancellor's Wharf, Kent House |  |  | 0 | 0
OC006-B01 | OC006-B01/P11 | Sensor 18 |  |  |  |  | Energy sensor | P11 |  |  |  | OC006 | Chancellor's Wharf, Kent House |  |  | 0 | 0
OC006-B01 | OC006-B01/P12 | Sensor 18 |  |  |  |  | Energy sensor | P12 |  |  |  | OC006 | Chancellor's Wharf, Kent House |  |  | 0 | 0
OC006-B01 | OC006-B01/P13 | Boiler 4 Fault |  |  |  |  | Energy sensor | P13 |  |  |  | OC006 | Chancellor's Wharf, Kent House |  |  | 0 | 0
OC006-B01 | OC006-B01/P14 | Boiler 3 Fault |  |  |  |  | Energy sensor | P14 |  |  |  | OC006 | Chancellor's Wharf, Kent House |  |  | 0 | 0
OC006-B01 | OC006-B01/P15 | Boiler 2 fault |  |  |  |  | Energy sensor | P15 |  |  |  | OC006 | Chancellor's Wharf, Kent House |  |  | 0 | 0
OC006-B01 | OC006-B01/P16 | Boiler 1 fault |  |  |  |  | Energy sensor | P16 |  |  |  | OC006 | Chancellor's Wharf, Kent House |  |  | 0 | 0
OC006-B01 | OC006-B01/P17 | Boiler 4 Stat |  |  |  |  | Energy sensor | P17 |  |  |  | OC006 | Chancellor's Wharf, Kent House |  |  | 0 | 0
OC006-B01 | OC006-B01/P18 | Boiler 3 Stat |  |  |  |  | Energy sensor | P18 |  |  |  | OC006 | Chancellor's Wharf, Kent House |  |  | 0 | 0
OC006-B01 | OC006-B01/P19 | Boiler 2 Stat |  |  |  |  | Energy sensor | P19 |  |  |  | OC006 | Chancellor's Wharf, Kent House |  |  | 0 | 0
OC006-B01 | OC006-B01/P2 | Boiler Return Sensor |  |  |  |  | Energy sensor | P2 |  |  |  | OC006 | Chancellor's Wharf, Kent House |  |  | 0 | 0
OC006-B01 | OC006-B01/P20 | Boiler 1 Stat |  |  |  |  | Energy sensor | P20 |  |  |  | OC006 | Chancellor's Wharf, Kent House |  |  | 0 | 0
OC006-B01 | OC006-B01/P3 | VT Flow Sensor |  |  |  |  | Energy sensor | P3 |  |  |  | OC006 | Chancellor's Wharf, Kent House |  |  | 0 | 0
OC006-B01 | OC006-B01/P4 | Space Sensor |  |  |  |  | Energy sensor | P4 |  |  |  | OC006 | Chancellor's Wharf, Kent House |  |  | 0 | 0
OC006-B01 | OC006-B01/P5 | DHWS Flow |  |  |  |  | Energy sensor | P5 |  |  |  | OC006 | Chancellor's Wharf, Kent House |  |  | 0 | 0
OC006-B01 | OC006-B01/P6 | Calc VT Temp |  |  | Degrees Celsius |  | Energy sensor | P6 |  |  |  | OC006 | Chancellor's Wharf, Kent House |  |  | 0 | 0
OC006-B01 | OC006-B01/P7 | VT Loop Output |  |  |  |  | Energy sensor | P7 |  |  |  | OC006 | Chancellor's Wharf, Kent House |  |  | 0 | 0
OC006-B01 | OC006-B01/P8 | 4DIX Module |  |  |  |  | Energy sensor | P8 |  |  |  | OC006 | Chancellor's Wharf, Kent House |  |  | 0 | 0
OC006-B01 | OC006-B01/P9 | Sensor 18 |  |  |  |  | Energy sensor | P9 |  |  |  | OC006 | Chancellor's Wharf, Kent House |  |  | 0 | 0
OC006-B01 | OC006-B01/Q1 | Sequence Table 1 |  |  |  |  | Energy sensor | Q1 |  |  |  | OC006 | Chancellor's Wharf, Kent House |  |  | 0 | 0
OC006-B01 | OC006-B01/S1 | Outside Air |  |  |  |  | Energy sensor | S1 |  |  |  | OC006 | Chancellor's Wharf, Kent House |  |  | 0 | 0
OC006-B01 | OC006-B01/S10 | Sensor 10 |  |  |  |  | Energy sensor | S10 |  |  |  | OC006 | Chancellor's Wharf, Kent House |  |  | 0 | 0
OC006-B01 | OC006-B01/S11 | Sensor 11 |  |  |  |  | Energy sensor | S11 |  |  |  | OC006 | Chancellor's Wharf, Kent House |  |  | 0 | 0
OC006-B01 | OC006-B01/S12 | Shunt pump 1 Hrs run |  |  |  |  | Energy sensor | S12 |  |  |  | OC006 | Chancellor's Wharf, Kent House |  |  | 0 | 0
OC006-B01 | OC006-B01/S13 | Shunt pump 2 Hrs run |  |  |  |  | Energy sensor | S13 |  |  |  | OC006 | Chancellor's Wharf, Kent House |  |  | 0 | 0
OC006-B01 | OC006-B01/S14 | Heating pump1 Hrs run |  |  |  |  | Energy sensor | S14 |  |  |  | OC006 | Chancellor's Wharf, Kent House |  |  | 0 | 0
OC006-B01 | OC006-B01/S15 | Heating pump 2 Hrs run |  |  |  |  | Energy sensor | S15 |  |  |  | OC006 | Chancellor's Wharf, Kent House |  |  | 0 | 0
OC006-B01 | OC006-B01/S16 | Day immersion heater hours run |  |  | Hours |  | Energy sensor | S16 |  |  |  | OC006 | Chancellor's Wharf, Kent House |  |  | 0 | 0
OC006-B01 | OC006-B01/S17 | Week immersion hours run |  |  | Hours |  | Energy sensor | S17 |  |  |  | OC006 | Chancellor's Wharf, Kent House |  |  | 0 | 0
OC006-B01 | OC006-B01/S18 | Boiler 1 Temp Reached |  |  | Degrees Celsius |  | Energy sensor | S18 |  |  |  | OC006 | Chancellor's Wharf, Kent House |  |  | 0 | 0
OC006-B01 | OC006-B01/S19 | Boiler 2 Temp Reached |  |  | Degrees Celsius |  | Energy sensor | S19 |  |  |  | OC006 | Chancellor's Wharf, Kent House |  |  | 0 | 0
OC006-B01 | OC006-B01/S2 | Boiler Return Sensor |  |  |  |  | Energy sensor | S2 |  |  |  | OC006 | Chancellor's Wharf, Kent House |  |  | 0 | 0
OC006-B01 | OC006-B01/S20 | Boiler 3 Temp Reached |  |  | Degrees Celsius |  | Energy sensor | S20 |  |  |  | OC006 | Chancellor's Wharf, Kent House |  |  | 0 | 0
OC006-B01 | OC006-B01/S21 | Boiler 4 Temp Reached |  |  | Degrees Celsius |  | Energy sensor | S21 |  |  |  | OC006 | Chancellor's Wharf, Kent House |  |  | 0 | 0
OC006-B01 | OC006-B01/S22 | Boiler 4 Fault |  |  |  |  | Energy sensor | S22 |  |  |  | OC006 | Chancellor's Wharf, Kent House |  |  | 0 | 0
OC006-B01 | OC006-B01/S23 | Boiler 3 Fault |  |  |  |  | Energy sensor | S23 |  |  |  | OC006 | Chancellor's Wharf, Kent House |  |  | 0 | 0
OC006-B01 | OC006-B01/S24 | Boiler 2 fault |  |  |  |  | Energy sensor | S24 |  |  |  | OC006 | Chancellor's Wharf, Kent House |  |  | 0 | 0
OC006-B01 | OC006-B01/S25 | Boiler 1 fault |  |  |  |  | Energy sensor | S25 |  |  |  | OC006 | Chancellor's Wharf, Kent House |  |  | 0 | 0
OC006-B01 | OC006-B01/S26 | Boiler 4 Stat |  |  |  |  | Energy sensor | S26 |  |  |  | OC006 | Chancellor's Wharf, Kent House |  |  | 0 | 0
OC006-B01 | OC006-B01/S27 | Boiler 3 Stat |  |  |  |  | Energy sensor | S27 |  |  |  | OC006 | Chancellor's Wharf, Kent House |  |  | 0 | 0
OC006-B01 | OC006-B01/S28 | Boiler 2 Stat |  |  |  |  | Energy sensor | S28 |  |  |  | OC006 | Chancellor's Wharf, Kent House |  |  | 0 | 0
OC006-B01 | OC006-B01/S29 | Boiler 1 Stat |  |  |  |  | Energy sensor | S29 |  |  |  | OC006 | Chancellor's Wharf, Kent House |  |  | 0 | 0
OC006-B01 | OC006-B01/S3 | VT Flow Sensor |  |  |  |  | Energy sensor | S3 |  |  |  | OC006 | Chancellor's Wharf, Kent House |  |  | 0 | 0
OC006-B01 | OC006-B01/S4 | Space Sensor |  |  |  |  | Energy sensor | S4 |  |  |  | OC006 | Chancellor's Wharf, Kent House |  |  | 0 | 0
OC006-B01 | OC006-B01/S5 | DHWS Flow |  |  |  |  | Energy sensor | S5 |  |  |  | OC006 | Chancellor's Wharf, Kent House |  |  | 0 | 0
OC006-B01 | OC006-B01/S6 | 4DIX Module |  |  |  |  | Energy sensor | S6 |  |  |  | OC006 | Chancellor's Wharf, Kent House |  |  | 0 | 0
OC006-B01 | OC006-B01/S8 | Calc VT Temp |  |  | Degrees Celsius |  | Energy sensor | S8 |  |  |  | OC006 | Chancellor's Wharf, Kent House |  |  | 0 | 0
OC006-B01 | OC006-B01/S9 | VT Loop Output |  |  |  |  | Energy sensor | S9 |  |  |  | OC006 | Chancellor's Wharf, Kent House |  |  | 0 | 0
OC006-B01 | OC006-B01/V1 | [5 empty] | Energy sensor | V1 |  |  |  | OC006 | Chancellor's Wharf, Kent House |  |  | 0 | 0
OC006-B01 | OC006-B01/W1 | Rotate Boilers |  |  |  |  | Energy sensor | W1 |  |  |  | OC006 | Chancellor's Wharf, Kent House |  |  | 0 | 0
OC006-B01 | OC006-B01/W10 | Elecric IMM override Turn OFF |  |  |  |  | Energy sensor | W10 |  |  |  | OC006 | Chancellor's Wharf, Kent House |  |  | 0 | 0
OC006-B01 | OC006-B01/W2 | SummerWinter Winter=1 |  |  |  |  | Energy sensor | W2 |  |  |  | OC006 | Chancellor's Wharf, Kent House |  |  | 0 | 0
OC006-B01 | OC006-B01/W3 | PrimaryPumpRotate |  |  |  |  | Energy sensor | W3 |  |  |  | OC006 | Chancellor's Wharf, Kent House |  |  | 0 | 0
OC006-B01 | OC006-B01/W4 | ShuntPumpRotate |  |  |  |  | Energy sensor | W4 |  |  |  | OC006 | Chancellor's Wharf, Kent House |  |  | 0 | 0
OC006-B01 | OC006-B01/W5 | Manual Shunt pump changeover |  |  |  |  | Energy sensor | W5 |  |  |  | OC006 | Chancellor's Wharf, Kent House |  |  | 0 | 0
OC006-B01 | OC006-B01/Y1 | Outside air temperature |  |  | Degrees Celsius |  | Energy sensor | Y1 |  |  |  | OC006 | Chancellor's Wharf, Kent House |  |  | 0 | 0
OC006-B01 | OC006-B01/Y2 | Immersion Sensor |  |  |  |  | Energy sensor | Y2 |  |  |  | OC006 | Chancellor's Wharf, Kent House |  |  | 0 | 0
OC006-B01 | OC006-B01/Y3 | Thermistor TBTC |  |  |  |  | Energy sensor | Y3 |  |  |  | OC006 | Chancellor's Wharf, Kent House |  |  | 0 | 0
OC006-B01 | OC006-B01/Y4 | Room temperature |  |  | Degrees Celsius |  | Energy sensor | Y4 |  |  |  | OC006 | Chancellor's Wharf, Kent House |  |  | 0 | 0
OC006-B01 | OC006-B01/Y5 | Thermistor TBTI |  |  | Degrees Celsius |  | Energy sensor | Y5 |  |  |  | OC006 | Chancellor's Wharf, Kent House |  |  | 0 | 0
OC006-B01 | OC006-B01/Y6 | 4DIX V |  |  |  |  | Energy sensor | Y6 |  |  |  | OC006 | Chancellor's Wharf, Kent House |  |  | 0 | 0
OC006-B01 | OC006-B01/Z1 | Heating Boilers |  |  |  |  | Energy sensor | Z1 |  |  |  | OC006 | Chancellor's Wharf, Kent House |  |  | 0 | 0
OC006-B01 | OC006-B01/Z2 | DHWS Immersion |  |  |  |  | Energy sensor | Z2 |  |  |  | OC006 | Chancellor's Wharf, Kent House |  |  | 0 | 0
MC065-B03 | MC065-B03/A1 | Analogue Node 1 |  |  |  |  | Energy sensor | A1 |  |  |  | MC065 | Library |  |  | 0 | 0
MC065-B03 | MC065-B03/A2 | Analogue Node 2 |  |  |  |  | Energy sensor | A2 |  |  |  | MC065 | Library |  |  | 0 | 0
MC065-B03 | MC065-B03/C1 | Virtual CNC 1 |  |  |  |  | Energy sensor | C1 |  |  |  | MC065 | Library |  |  | 0 | 0
MC065-B03 | MC065-B03/D1 | AHU 1 Supply Fan En |  |  |  |  | Energy sensor | D1 |  |  |  | MC065 | Library |  |  | 0 | 0
MC065-B03 | MC065-B03/D10 | AHU 2 Extract Fan En |  |  |  |  | Energy sensor | D10 |  |  |  | MC065 | Library |  |  | 0 | 0
MC065-B03 | MC065-B03/D11 | AHU 2 RAC Pump En |  |  |  |  | Energy sensor | D11 |  |  |  | MC065 | Library |  |  | 0 | 0
MC065-B03 | MC065-B03/D12 | AHU 2 RAC Valve |  |  |  |  | Energy sensor | D12 |  |  |  | MC065 | Library |  |  | 0 | 0
MC065-B03 | MC065-B03/D13 | AHU 2 Heating Valve |  |  |  |  | Energy sensor | D13 |  |  |  | MC065 | Library |  |  | 0 | 0
MC065-B03 | MC065-B03/D14 | AHU 2 Sply Dmpr |  |  |  |  | Energy sensor | D14 |  |  |  | MC065 | Library |  |  | 0 | 0
MC065-B03 | MC065-B03/D15 | AHU 2 Recirc Dmpr |  |  |  |  | Energy sensor | D15 |  |  |  | MC065 | Library |  |  | 0 | 0
MC065-B03 | MC065-B03/D16 | AHU 2 Extr Dmpr |  |  |  |  | Energy sensor | D16 |  |  |  | MC065 | Library |  |  | 0 | 0
MC065-B03 | MC065-B03/D17 | Atrium Windows OPEN =1 |  |  |  |  | Energy sensor | D17 |  |  |  | MC065 | Library |  |  | 0 | 0
MC065-B03 | MC065-B03/D18 | South Atrium Windows Enable |  |  |  |  | Energy sensor | D18 |  |  |  | MC065 | Library |  |  | 0 | 0
MC065-B03 | MC065-B03/D19 | Trace Htg En |  |  |  |  | Energy sensor | D19 |  |  |  | MC065 | Library |  |  | 0 | 0
MC065-B03 | MC065-B03/D2 | AHU 1 Extract Fan En |  |  |  |  | Energy sensor | D2 |  |  |  | MC065 | Library |  |  | 0 | 0
MC065-B03 | MC065-B03/D20 | Transfer Fans 5-6 En |  |  |  |  | Energy sensor | D20 |  |  |  | MC065 | Library |  |  | 0 | 0
MC065-B03 | MC065-B03/D21 | Transfer Fans 7-8 En |  |  |  |  | Energy sensor | D21 |  |  |  | MC065 | Library |  |  | 0 | 0
MC065-B03 | MC065-B03/D22 | Transfer Fan 9 En |  |  |  |  | Energy sensor | D22 |  |  |  | MC065 | Library |  |  | 0 | 0
MC065-B03 | MC065-B03/D23 | Driver 23 |  |  |  |  | Energy sensor | D23 |  |  |  | MC065 | Library |  |  | 0 | 0
MC065-B03 | MC065-B03/D3 | AHU 1 RAC Pump En |  |  |  |  | Energy sensor | D3 |  |  |  | MC065 | Library |  |  | 0 | 0
MC065-B03 | MC065-B03/D4 | AHU 1 RAC Valve |  |  |  |  | Energy sensor | D4 |  |  |  | MC065 | Library |  |  | 0 | 0
MC065-B03 | MC065-B03/D5 | AHU 1 Heating Valve |  |  |  |  | Energy sensor | D5 |  |  |  | MC065 | Library |  |  | 0 | 0
MC065-B03 | MC065-B03/D6 | AHU 1 Sply Dmpr |  |  |  |  | Energy sensor | D6 |  |  |  | MC065 | Library |  |  | 0 | 0
MC065-B03 | MC065-B03/D7 | AHU 1 Recirc Dmpr |  |  |  |  | Energy sensor | D7 |  |  |  | MC065 | Library |  |  | 0 | 0
MC065-B03 | MC065-B03/D8 | AHU 1 Extr Dmpr |  |  |  |  | Energy sensor | D8 |  |  |  | MC065 | Library |  |  | 0 | 0
MC065-B03 | MC065-B03/D9 | AHU 2 Supply Fan En |  |  |  |  | Energy sensor | D9 |  |  |  | MC065 | Library |  |  | 0 | 0
MC065-B03 | MC065-B03/e1 | Supervisor |  |  |  |  | Energy sensor | e1 |  |  |  | MC065 | Library |  |  | 0 | 0
MC065-B03 | MC065-B03/F1 | Function 1 |  |  |  |  | Energy sensor | F1 |  |  |  | MC065 | Library |  |  | 0 | 0
MC065-B03 | MC065-B03/F10 | Function 10 |  |  |  |  | Energy sensor | F10 |  |  |  | MC065 | Library |  |  | 0 | 0
MC065-B03 | MC065-B03/F100 | AHU2 FA Dmd Occ |  |  |  |  | Energy sensor | F100 |  |  |  | MC065 | Library |  |  | 0 | 0
MC065-B03 | MC065-B03/F101 | AHU2 RA Dmd Occ |  |  |  |  | Energy sensor | F101 |  |  |  | MC065 | Library |  |  | 0 | 0
MC065-B03 | MC065-B03/F102 | Function 102 |  |  |  |  | Energy sensor | F102 |  |  |  | MC065 | Library |  |  | 0 | 0
MC065-B03 | MC065-B03/F103 | Function 103 |  |  |  |  | Energy sensor | F103 |  |  |  | MC065 | Library |  |  | 0 | 0
MC065-B03 | MC065-B03/F104 | Function 104 |  |  |  |  | Energy sensor | F104 |  |  |  | MC065 | Library |  |  | 0 | 0
MC065-B03 | MC065-B03/F105 | Function 105 |  |  |  |  | Energy sensor | F105 |  |  |  | MC065 | Library |  |  | 0 | 0
MC065-B03 | MC065-B03/F106 | Function 106 |  |  |  |  | Energy sensor | F106 |  |  |  | MC065 | Library |  |  | 0 | 0
MC065-B03 | MC065-B03/F107 | Function 107 |  |  |  |  | Energy sensor | F107 |  |  |  | MC065 | Library |  |  | 0 | 0
MC065-B03 | MC065-B03/F108 | Function 108 |  |  |  |  | Energy sensor | F108 |  |  |  | MC065 | Library |  |  | 0 | 0
MC065-B03 | MC065-B03/F109 | Function 109 |  |  |  |  | Energy sensor | F109 |  |  |  | MC065 | Library |  |  | 0 | 0
MC065-B03 | MC065-B03/F11 | Function 11 |  |  |  |  | Energy sensor | F11 |  |  |  | MC065 | Library |  |  | 0 | 0
MC065-B03 | MC065-B03/F110 | Function 110 |  |  |  |  | Energy sensor | F110 |  |  |  | MC065 | Library |  |  | 0 | 0
MC065-B03 | MC065-B03/F111 | Function 111 |  |  |  |  | Energy sensor | F111 |  |  |  | MC065 | Library |  |  | 0 | 0
MC065-B03 | MC065-B03/F112 | Function 112 |  |  |  |  | Energy sensor | F112 |  |  |  | MC065 | Library |  |  | 0 | 0
MC065-B03 | MC065-B03/F113 | Function 113 |  |  |  |  | Energy sensor | F113 |  |  |  | MC065 | Library |  |  | 0 | 0
MC065-B03 | MC065-B03/F114 | Function 114 |  |  |  |  | Energy sensor | F114 |  |  |  | MC065 | Library |  |  | 0 | 0
MC065-B03 | MC065-B03/F115 | Function 115 |  |  |  |  | Energy sensor | F115 |  |  |  | MC065 | Library |  |  | 0 | 0
MC065-B03 | MC065-B03/F116 | Function 116 |  |  |  |  | Energy sensor | F116 |  |  |  | MC065 | Library |  |  | 0 | 0
MC065-B03 | MC065-B03/F117 | Function 117 |  |  |  |  | Energy sensor | F117 |  |  |  | MC065 | Library |  |  | 0 | 0
MC065-B03 | MC065-B03/F118 | Function 118 |  |  |  |  | Energy sensor | F118 |  |  |  | MC065 | Library |  |  | 0 | 0
MC065-B03 | MC065-B03/F119 | Function 119 |  |  |  |  | Energy sensor | F119 |  |  |  | MC065 | Library |  |  | 0 | 0
MC065-B03 | MC065-B03/F12 | Function 12 |  |  |  |  | Energy sensor | F12 |  |  |  | MC065 | Library |  |  | 0 | 0
MC065-B03 | MC065-B03/F120 | Function 120 |  |  |  |  | Energy sensor | F120 |  |  |  | MC065 | Library |  |  | 0 | 0
MC065-B03 | MC065-B03/F121 | Function 121 |  |  |  |  | Energy sensor | F121 |  |  |  | MC065 | Library |  |  | 0 | 0
MC065-B03 | MC065-B03/F122 | Function 122 |  |  |  |  | Energy sensor | F122 |  |  |  | MC065 | Library |  |  | 0 | 0
MC065-B03 | MC065-B03/F123 | Function 123 |  |  |  |  | Energy sensor | F123 |  |  |  | MC065 | Library |  |  | 0 | 0
MC065-B03 | MC065-B03/F124 | Function 124 |  |  |  |  | Energy sensor | F124 |  |  |  | MC065 | Library |  |  | 0 | 0
MC065-B03 | MC065-B03/F125 | Function 125 |  |  |  |  | Energy sensor | F125 |  |  |  | MC065 | Library |  |  | 0 | 0
MC065-B03 | MC065-B03/F126 | Function 126 |  |  |  |  | Energy sensor | F126 |  |  |  | MC065 | Library |  |  | 0 | 0
MC065-B03 | MC065-B03/F127 | Function 127 |  |  |  |  | Energy sensor | F127 |  |  |  | MC065 | Library |  |  | 0 | 0
MC065-B03 | MC065-B03/F128 | Function 128 |  |  |  |  | Energy sensor | F128 |  |  |  | MC065 | Library |  |  | 0 | 0
MC065-B03 | MC065-B03/F129 | Function 129 |  |  |  |  | Energy sensor | F129 |  |  |  | MC065 | Library |  |  | 0 | 0
MC065-B03 | MC065-B03/F13 | Function 13 |  |  |  |  | Energy sensor | F13 |  |  |  | MC065 | Library |  |  | 0 | 0
MC065-B03 | MC065-B03/F130 | Function 130 |  |  |  |  | Energy sensor | F130 |  |  |  | MC065 | Library |  |  | 0 | 0
MC065-B03 | MC065-B03/F131 | Function 131 |  |  |  |  | Energy sensor | F131 |  |  |  | MC065 | Library |  |  | 0 | 0
MC065-B03 | MC065-B03/F132 | Function 132 |  |  |  |  | Energy sensor | F132 |  |  |  | MC065 | Library |  |  | 0 | 0
MC065-B03 | MC065-B03/F133 | Function 133 |  |  |  |  | Energy sensor | F133 |  |  |  | MC065 | Library |  |  | 0 | 0
MC065-B03 | MC065-B03/F134 | Function 134 |  |  |  |  | Energy sensor | F134 |  |  |  | MC065 | Library |  |  | 0 | 0
MC065-B03 | MC065-B03/F135 | Function 135 |  |  |  |  | Energy sensor | F135 |  |  |  | MC065 | Library |  |  | 0 | 0
MC065-B03 | MC065-B03/F136 | Function 136 |  |  |  |  | Energy sensor | F136 |  |  |  | MC065 | Library |  |  | 0 | 0
MC065-B03 | MC065-B03/F137 | Function 137 |  |  |  |  | Energy sensor | F137 |  |  |  | MC065 | Library |  |  | 0 | 0
MC065-B03 | MC065-B03/F138 | Function 138 |  |  |  |  | Energy sensor | F138 |  |  |  | MC065 | Library |  |  | 0 | 0
MC065-B03 | MC065-B03/F139 | Function 139 |  |  |  |  | Energy sensor | F139 |  |  |  | MC065 | Library |  |  | 0 | 0
MC065-B03 | MC065-B03/F14 | Function 14 |  |  |  |  | Energy sensor | F14 |  |  |  | MC065 | Library |  |  | 0 | 0
MC065-B03 | MC065-B03/F140 | Function 140 |  |  |  |  | Energy sensor | F140 |  |  |  | MC065 | Library |  |  | 0 | 0
MC065-B03 | MC065-B03/F141 | Function 141 |  |  |  |  | Energy sensor | F141 |  |  |  | MC065 | Library |  |  | 0 | 0
MC065-B03 | MC065-B03/F142 | Function 142 |  |  |  |  | Energy sensor | F142 |  |  |  | MC065 | Library |  |  | 0 | 0
MC065-B03 | MC065-B03/F143 | Function 143 |  |  |  |  | Energy sensor | F143 |  |  |  | MC065 | Library |  |  | 0 | 0
MC065-B03 | MC065-B03/F144 | Function 144 |  |  |  |  | Energy sensor | F144 |  |  |  | MC065 | Library |  |  | 0 | 0
MC065-B03 | MC065-B03/F145 | Function 145 |  |  |  |  | Energy sensor | F145 |  |  |  | MC065 | Library |  |  | 0 | 0
MC065-B03 | MC065-B03/F146 | Function 146 |  |  |  |  | Energy sensor | F146 |  |  |  | MC065 | Library |  |  | 0 | 0
MC065-B03 | MC065-B03/F147 | Function 147 |  |  |  |  | Energy sensor | F147 |  |  |  | MC065 | Library |  |  | 0 | 0
MC065-B03 | MC065-B03/F148 | Function 148 |  |  |  |  | Energy sensor | F148 |  |  |  | MC065 | Library |  |  | 0 | 0
MC065-B03 | MC065-B03/F149 | Function 149 |  |  |  |  | Energy sensor | F149 |  |  |  | MC065 | Library |  |  | 0 | 0
MC065-B03 | MC065-B03/F15 | Function 15 |  |  |  |  | Energy sensor | F15 |  |  |  | MC065 | Library |  |  | 0 | 0
MC065-B03 | MC065-B03/F150 | Damper Demand |  |  |  |  | Energy sensor | F150 |  |  |  | MC065 | Library |  |  | 0 | 0
MC065-B03 | MC065-B03/F151 | Function 151 |  |  |  |  | Energy sensor | F151 |  |  |  | MC065 | Library |  |  | 0 | 0
MC065-B03 | MC065-B03/F152 | Function 152 |  |  |  |  | Energy sensor | F152 |  |  |  | MC065 | Library |  |  | 0 | 0
MC065-B03 | MC065-B03/F153 | Function 153 |  |  |  |  | Energy sensor | F153 |  |  |  | MC065 | Library |  |  | 0 | 0
MC065-B03 | MC065-B03/F154 | Function 154 |  |  |  |  | Energy sensor | F154 |  |  |  | MC065 | Library |  |  | 0 | 0
MC065-B03 | MC065-B03/F155 | Function 155 |  |  |  |  | Energy sensor | F155 |  |  |  | MC065 | Library |  |  | 0 | 0
MC065-B03 | MC065-B03/F156 | Function 156 |  |  |  |  | Energy sensor | F156 |  |  |  | MC065 | Library |  |  | 0 | 0
MC065-B03 | MC065-B03/F157 | Function 157 |  |  |  |  | Energy sensor | F157 |  |  |  | MC065 | Library |  |  | 0 | 0
MC065-B03 | MC065-B03/F158 | Function 158 |  |  |  |  | Energy sensor | F158 |  |  |  | MC065 | Library |  |  | 0 | 0
MC065-B03 | MC065-B03/F159 | Run Around Enable |  |  |  |  | Energy sensor | F159 |  |  |  | MC065 | Library |  |  | 0 | 0
MC065-B03 | MC065-B03/F16 | Function 16 |  |  |  |  | Energy sensor | F16 |  |  |  | MC065 | Library |  |  | 0 | 0
MC065-B03 | MC065-B03/F160 | Function 160 |  |  |  |  | Energy sensor | F160 |  |  |  | MC065 | Library |  |  | 0 | 0
MC065-B03 | MC065-B03/F161 | Function 161 |  |  |  |  | Energy sensor | F161 |  |  |  | MC065 | Library |  |  | 0 | 0
MC065-B03 | MC065-B03/F162 | Function 162 |  |  |  |  | Energy sensor | F162 |  |  |  | MC065 | Library |  |  | 0 | 0
MC065-B03 | MC065-B03/F163 | Damper frost protection |  |  |  |  | Energy sensor | F163 |  |  |  | MC065 | Library |  |  | 0 | 0
MC065-B03 | MC065-B03/F164 | Function 164 |  |  |  |  | Energy sensor | F164 |  |  |  | MC065 | Library |  |  | 0 | 0
MC065-B03 | MC065-B03/F165 | Function 165 |  |  |  |  | Energy sensor | F165 |  |  |  | MC065 | Library |  |  | 0 | 0
MC065-B03 | MC065-B03/F166 | Function 166 |  |  |  |  | Energy sensor | F166 |  |  |  | MC065 | Library |  |  | 0 | 0
MC065-B03 | MC065-B03/F167 | Function 167 |  |  |  |  | Energy sensor | F167 |  |  |  | MC065 | Library |  |  | 0 | 0
MC065-B03 | MC065-B03/F168 | Function 168 |  |  |  |  | Energy sensor | F168 |  |  |  | MC065 | Library |  |  | 0 | 0
MC065-B03 | MC065-B03/F169 | Function 169 |  |  |  |  | Energy sensor | F169 |  |  |  | MC065 | Library |  |  | 0 | 0
MC065-B03 | MC065-B03/F17 | Function 17 |  |  |  |  | Energy sensor | F17 |  |  |  | MC065 | Library |  |  | 0 | 0
MC065-B03 | MC065-B03/F18 | Function 18 |  |  |  |  | Energy sensor | F18 |  |  |  | MC065 | Library |  |  | 0 | 0
MC065-B03 | MC065-B03/F19 | Function 19 |  |  |  |  | Energy sensor | F19 |  |  |  | MC065 | Library |  |  | 0 | 0
MC065-B03 | MC065-B03/F2 | Ave Space |  |  |  |  | Energy sensor | F2 |  |  |  | MC065 | Library |  |  | 0 | 0
MC065-B03 | MC065-B03/F20 | OAT Ave |  |  |  |  | Energy sensor | F20 |  |  |  | MC065 | Library |  |  | 0 | 0
MC065-B03 | MC065-B03/F21 | Function 21 |  |  |  |  | Energy sensor | F21 |  |  |  | MC065 | Library |  |  | 0 | 0
MC065-B03 | MC065-B03/F22 | Function 22 |  |  |  |  | Energy sensor | F22 |  |  |  | MC065 | Library |  |  | 0 | 0
MC065-B03 | MC065-B03/F23 | Function 23 |  |  |  |  | Energy sensor | F23 |  |  |  | MC065 | Library |  |  | 0 | 0
MC065-B03 | MC065-B03/F24 | Function 24 |  |  |  |  | Energy sensor | F24 |  |  |  | MC065 | Library |  |  | 0 | 0
MC065-B03 | MC065-B03/F25 | Function 25 |  |  |  |  | Energy sensor | F25 |  |  |  | MC065 | Library |  |  | 0 | 0
MC065-B03 | MC065-B03/F26 | Function 26 |  |  |  |  | Energy sensor | F26 |  |  |  | MC065 | Library |  |  | 0 | 0
MC065-B03 | MC065-B03/F27 | Function 27 |  |  |  |  | Energy sensor | F27 |  |  |  | MC065 | Library |  |  | 0 | 0
MC065-B03 | MC065-B03/F28 | Function 28 |  |  |  |  | Energy sensor | F28 |  |  |  | MC065 | Library |  |  | 0 | 0
MC065-B03 | MC065-B03/F29 | OAT Ave |  |  |  |  | Energy sensor | F29 |  |  |  | MC065 | Library |  |  | 0 | 0
MC065-B03 | MC065-B03/F3 | Function 3 |  |  |  |  | Energy sensor | F3 |  |  |  | MC065 | Library |  |  | 0 | 0
MC065-B03 | MC065-B03/F30 | Function 30 |  |  |  |  | Energy sensor | F30 |  |  |  | MC065 | Library |  |  | 0 | 0
MC065-B03 | MC065-B03/F31 | Function 31 |  |  |  |  | Energy sensor | F31 |  |  |  | MC065 | Library |  |  | 0 | 0
MC065-B03 | MC065-B03/F32 | Function 32 |  |  |  |  | Energy sensor | F32 |  |  |  | MC065 | Library |  |  | 0 | 0
MC065-B03 | MC065-B03/F33 | Function 33 |  |  |  |  | Energy sensor | F33 |  |  |  | MC065 | Library |  |  | 0 | 0
MC065-B03 | MC065-B03/F34 | Function 34 |  |  |  |  | Energy sensor | F34 |  |  |  | MC065 | Library |  |  | 0 | 0
MC065-B03 | MC065-B03/F35 | Function 35 |  |  |  |  | Energy sensor | F35 |  |  |  | MC065 | Library |  |  | 0 | 0
MC065-B03 | MC065-B03/F36 | Function 36 |  |  |  |  | Energy sensor | F36 |  |  |  | MC065 | Library |  |  | 0 | 0
MC065-B03 | MC065-B03/F37 | Function 37 |  |  |  |  | Energy sensor | F37 |  |  |  | MC065 | Library |  |  | 0 | 0
MC065-B03 | MC065-B03/F38 | OAT Ave |  |  |  |  | Energy sensor | F38 |  |  |  | MC065 | Library |  |  | 0 | 0
MC065-B03 | MC065-B03/F39 | Function 39 |  |  |  |  | Energy sensor | F39 |  |  |  | MC065 | Library |  |  | 0 | 0
MC065-B03 | MC065-B03/F4 | Function 4 |  |  |  |  | Energy sensor | F4 |  |  |  | MC065 | Library |  |  | 0 | 0
MC065-B03 | MC065-B03/F40 | Function 40 |  |  |  |  | Energy sensor | F40 |  |  |  | MC065 | Library |  |  | 0 | 0
MC065-B03 | MC065-B03/F41 | Function 41 |  |  |  |  | Energy sensor | F41 |  |  |  | MC065 | Library |  |  | 0 | 0
MC065-B03 | MC065-B03/F42 | Function 42 |  |  |  |  | Energy sensor | F42 |  |  |  | MC065 | Library |  |  | 0 | 0
MC065-B03 | MC065-B03/F43 | Function 43 |  |  |  |  | Energy sensor | F43 |  |  |  | MC065 | Library |  |  | 0 | 0
MC065-B03 | MC065-B03/F44 | Function 44 |  |  |  |  | Energy sensor | F44 |  |  |  | MC065 | Library |  |  | 0 | 0
MC065-B03 | MC065-B03/F45 | Function 45 |  |  |  |  | Energy sensor | F45 |  |  |  | MC065 | Library |  |  | 0 | 0
MC065-B03 | MC065-B03/F46 | Function 46 |  |  |  |  | Energy sensor | F46 |  |  |  | MC065 | Library |  |  | 0 | 0
MC065-B03 | MC065-B03/F47 | OAT Ave |  |  |  |  | Energy sensor | F47 |  |  |  | MC065 | Library |  |  | 0 | 0
MC065-B03 | MC065-B03/F48 | Function 48 |  |  |  |  | Energy sensor | F48 |  |  |  | MC065 | Library |  |  | 0 | 0
MC065-B03 | MC065-B03/F49 | Function 49 |  |  |  |  | Energy sensor | F49 |  |  |  | MC065 | Library |  |  | 0 | 0
MC065-B03 | MC065-B03/F5 | Function 5 |  |  |  |  | Energy sensor | F5 |  |  |  | MC065 | Library |  |  | 0 | 0
MC065-B03 | MC065-B03/F50 | Function 50 |  |  |  |  | Energy sensor | F50 |  |  |  | MC065 | Library |  |  | 0 | 0
MC065-B03 | MC065-B03/F51 | Ave Space for NC |  |  |  |  | Energy sensor | F51 |  |  |  | MC065 | Library |  |  | 0 | 0
MC065-B03 | MC065-B03/F52 | Function 52 |  |  |  |  | Energy sensor | F52 |  |  |  | MC065 | Library |  |  | 0 | 0
MC065-B03 | MC065-B03/F53 | Function 53 |  |  |  |  | Energy sensor | F53 |  |  |  | MC065 | Library |  |  | 0 | 0
MC065-B03 | MC065-B03/F54 | Function 54 |  |  |  |  | Energy sensor | F54 |  |  |  | MC065 | Library |  |  | 0 | 0
MC065-B03 | MC065-B03/F55 | Function 55 |  |  |  |  | Energy sensor | F55 |  |  |  | MC065 | Library |  |  | 0 | 0
MC065-B03 | MC065-B03/F56 | Function 56 |  |  |  |  | Energy sensor | F56 |  |  |  | MC065 | Library |  |  | 0 | 0
MC065-B03 | MC065-B03/F57 | Function 57 |  |  |  |  | Energy sensor | F57 |  |  |  | MC065 | Library |  |  | 0 | 0
MC065-B03 | MC065-B03/F58 | Function 58 |  |  |  |  | Energy sensor | F58 |  |  |  | MC065 | Library |  |  | 0 | 0
MC065-B03 | MC065-B03/F59 | AHU1 Ht Reclaim |  |  |  |  | Energy sensor | F59 |  |  |  | MC065 | Library |  |  | 0 | 0
MC065-B03 | MC065-B03/F6 | Function 6 |  |  |  |  | Energy sensor | F6 |  |  |  | MC065 | Library |  |  | 0 | 0
MC065-B03 | MC065-B03/F60 | Function 60 |  |  |  |  | Energy sensor | F60 |  |  |  | MC065 | Library |  |  | 0 | 0
MC065-B03 | MC065-B03/F61 | AHU1 Htg Vlv Dmd |  |  |  |  | Energy sensor | F61 |  |  |  | MC065 | Library |  |  | 0 | 0
MC065-B03 | MC065-B03/F62 | AHU1 Heat Reclaim |  |  |  |  | Energy sensor | F62 |  |  |  | MC065 | Library |  |  | 0 | 0
MC065-B03 | MC065-B03/F63 | Function 63 |  |  |  |  | Energy sensor | F63 |  |  |  | MC065 | Library |  |  | 0 | 0
MC065-B03 | MC065-B03/F64 | Function 64 |  |  |  |  | Energy sensor | F64 |  |  |  | MC065 | Library |  |  | 0 | 0
MC065-B03 | MC065-B03/F65 | Wind Speed-Filtered |  |  |  |  | Energy sensor | F65 |  |  |  | MC065 | Library |  |  | 0 | 0
MC065-B03 | MC065-B03/F66 | Function 66 |  |  |  |  | Energy sensor | F66 |  |  |  | MC065 | Library |  |  | 0 | 0
MC065-B03 | MC065-B03/F67 | Function 67 |  |  |  |  | Energy sensor | F67 |  |  |  | MC065 | Library |  |  | 0 | 0
MC065-B03 | MC065-B03/F68 | Function 68 |  |  |  |  | Energy sensor | F68 |  |  |  | MC065 | Library |  |  | 0 | 0
MC065-B03 | MC065-B03/F69 | Function 69 |  |  |  |  | Energy sensor | F69 |  |  |  | MC065 | Library |  |  | 0 | 0
MC065-B03 | MC065-B03/F7 | Function 7 |  |  |  |  | Energy sensor | F7 |  |  |  | MC065 | Library |  |  | 0 | 0
MC065-B03 | MC065-B03/F70 | Function 70 |  |  |  |  | Energy sensor | F70 |  |  |  | MC065 | Library |  |  | 0 | 0
MC065-B03 | MC065-B03/F8 | Function 8 |  |  |  |  | Energy sensor | F8 |  |  |  | MC065 | Library |  |  | 0 | 0
MC065-B03 | MC065-B03/F83 | Function 83 |  |  |  |  | Energy sensor | F83 |  |  |  | MC065 | Library |  |  | 0 | 0
MC065-B03 | MC065-B03/F84 | Function 84 |  |  |  |  | Energy sensor | F84 |  |  |  | MC065 | Library |  |  | 0 | 0
MC065-B03 | MC065-B03/F85 | Function 85 |  |  |  |  | Energy sensor | F85 |  |  |  | MC065 | Library |  |  | 0 | 0
MC065-B03 | MC065-B03/F9 | Function 9 |  |  |  |  | Energy sensor | F9 |  |  |  | MC065 | Library |  |  | 0 | 0
MC065-B03 | MC065-B03/F92 | Function 92 |  |  |  |  | Energy sensor | F92 |  |  |  | MC065 | Library |  |  | 0 | 0
MC065-B03 | MC065-B03/F93 | AHU2 Ht Reclaim |  |  |  |  | Energy sensor | F93 |  |  |  | MC065 | Library |  |  | 0 | 0
MC065-B03 | MC065-B03/F94 | Function 94 |  |  |  |  | Energy sensor | F94 |  |  |  | MC065 | Library |  |  | 0 | 0
MC065-B03 | MC065-B03/F95 | AHU2 Htg Vlv Dmd |  |  |  |  | Energy sensor | F95 |  |  |  | MC065 | Library |  |  | 0 | 0
MC065-B03 | MC065-B03/F96 | AHU2 Heat Reclaim |  |  |  |  | Energy sensor | F96 |  |  |  | MC065 | Library |  |  | 0 | 0
MC065-B03 | MC065-B03/F97 | Function 97 |  |  |  |  | Energy sensor | F97 |  |  |  | MC065 | Library |  |  | 0 | 0
MC065-B03 | MC065-B03/F98 | Function 98 |  |  |  |  | Energy sensor | F98 |  |  |  | MC065 | Library |  |  | 0 | 0
MC065-B03 | MC065-B03/F99 | Function 99 |  |  |  |  | Energy sensor | F99 |  |  |  | MC065 | Library |  |  | 0 | 0
MC065-B03 | MC065-B03/G1 | AHU1 Time |  |  |  |  | Energy sensor | G1 |  |  |  | MC065 | Library |  |  | 0 | 0
MC065-B03 | MC065-B03/G10 | Logic 10 |  |  |  |  | Energy sensor | G10 |  |  |  | MC065 | Library |  |  | 0 | 0
MC065-B03 | MC065-B03/G100 | Logic 100 |  |  |  |  | Energy sensor | G100 |  |  |  | MC065 | Library |  |  | 0 | 0
MC065-B03 | MC065-B03/G101 | Logic 101 |  |  |  |  | Energy sensor | G101 |  |  |  | MC065 | Library |  |  | 0 | 0
MC065-B03 | MC065-B03/G102 | Logic 102 |  |  |  |  | Energy sensor | G102 |  |  |  | MC065 | Library |  |  | 0 | 0
MC065-B03 | MC065-B03/G11 | Logic 11 |  |  |  |  | Energy sensor | G11 |  |  |  | MC065 | Library |  |  | 0 | 0
MC065-B03 | MC065-B03/G12 | Logic 12 |  |  |  |  | Energy sensor | G12 |  |  |  | MC065 | Library |  |  | 0 | 0
MC065-B03 | MC065-B03/G13 | Logic 13 |  |  |  |  | Energy sensor | G13 |  |  |  | MC065 | Library |  |  | 0 | 0
MC065-B03 | MC065-B03/G14 | Logic 14 |  |  |  |  | Energy sensor | G14 |  |  |  | MC065 | Library |  |  | 0 | 0
MC065-B03 | MC065-B03/G15 | Reset |  |  |  |  | Energy sensor | G15 |  |  |  | MC065 | Library |  |  | 0 | 0
MC065-B03 | MC065-B03/G16 | Logic 16 |  |  |  |  | Energy sensor | G16 |  |  |  | MC065 | Library |  |  | 0 | 0
MC065-B03 | MC065-B03/G17 | Logic 17 |  |  |  |  | Energy sensor | G17 |  |  |  | MC065 | Library |  |  | 0 | 0
MC065-B03 | MC065-B03/G18 | Logic 18 |  |  |  |  | Energy sensor | G18 |  |  |  | MC065 | Library |  |  | 0 | 0
MC065-B03 | MC065-B03/G19 | Logic 19 |  |  |  |  | Energy sensor | G19 |  |  |  | MC065 | Library |  |  | 0 | 0
MC065-B03 | MC065-B03/G2 | Raining delay open |  |  |  |  | Energy sensor | G2 |  |  |  | MC065 | Library |  |  | 0 | 0
MC065-B03 | MC065-B03/G20 | Fire OK |  |  |  |  | Energy sensor | G20 |  |  |  | MC065 | Library |  |  | 0 | 0
MC065-B03 | MC065-B03/G21 | Logic 21 |  |  |  |  | Energy sensor | G21 |  |  |  | MC065 | Library |  |  | 0 | 0
MC065-B03 | MC065-B03/G22 | Logic 22 |  |  |  |  | Energy sensor | G22 |  |  |  | MC065 | Library |  |  | 0 | 0
MC065-B03 | MC065-B03/G23 | Logic 23 |  |  |  |  | Energy sensor | G23 |  |  |  | MC065 | Library |  |  | 0 | 0
MC065-B03 | MC065-B03/G24 | Logic 24 |  |  |  |  | Energy sensor | G24 |  |  |  | MC065 | Library |  |  | 0 | 0
MC065-B03 | MC065-B03/G25 | Logic 25 |  |  |  |  | Energy sensor | G25 |  |  |  | MC065 | Library |  |  | 0 | 0
MC065-B03 | MC065-B03/G26 | Logic 26 |  |  |  |  | Energy sensor | G26 |  |  |  | MC065 | Library |  |  | 0 | 0
MC065-B03 | MC065-B03/G27 | Logic 27 |  |  |  |  | Energy sensor | G27 |  |  |  | MC065 | Library |  |  | 0 | 0
MC065-B03 | MC065-B03/G28 | Logic 28 |  |  |  |  | Energy sensor | G28 |  |  |  | MC065 | Library |  |  | 0 | 0
MC065-B03 | MC065-B03/G29 | Logic 29 |  |  |  |  | Energy sensor | G29 |  |  |  | MC065 | Library |  |  | 0 | 0
MC065-B03 | MC065-B03/G3 | AHU2 Time |  |  |  |  | Energy sensor | G3 |  |  |  | MC065 | Library |  |  | 0 | 0
MC065-B03 | MC065-B03/G30 | Logic 30 |  |  |  |  | Energy sensor | G30 |  |  |  | MC065 | Library |  |  | 0 | 0
MC065-B03 | MC065-B03/G31 | Logic 31 |  |  |  |  | Energy sensor | G31 |  |  |  | MC065 | Library |  |  | 0 | 0
MC065-B03 | MC065-B03/G32 | Logic 32 |  |  |  |  | Energy sensor | G32 |  |  |  | MC065 | Library |  |  | 0 | 0
MC065-B03 | MC065-B03/G33 | AHU1 Day Occ |  |  |  |  | Energy sensor | G33 |  |  |  | MC065 | Library |  |  | 0 | 0
MC065-B03 | MC065-B03/G34 | AHU1 Heat Reclaim |  |  |  |  | Energy sensor | G34 |  |  |  | MC065 | Library |  |  | 0 | 0
MC065-B03 | MC065-B03/G35 | Logic 35 |  |  |  |  | Energy sensor | G35 |  |  |  | MC065 | Library |  |  | 0 | 0
MC065-B03 | MC065-B03/G36 | Logic 36 |  |  |  |  | Energy sensor | G36 |  |  |  | MC065 | Library |  |  | 0 | 0
MC065-B03 | MC065-B03/G37 | Logic 37 |  |  |  |  | Energy sensor | G37 |  |  |  | MC065 | Library |  |  | 0 | 0
MC065-B03 | MC065-B03/G38 | Logic 38 |  |  |  |  | Energy sensor | G38 |  |  |  | MC065 | Library |  |  | 0 | 0
MC065-B03 | MC065-B03/G39 | Rain Sensor |  |  |  |  | Energy sensor | G39 |  |  |  | MC065 | Library |  |  | 0 | 0
MC065-B03 | MC065-B03/G4 | Logic 4 |  |  |  |  | Energy sensor | G4 |  |  |  | MC065 | Library |  |  | 0 | 0
MC065-B03 | MC065-B03/G40 | Logic 40 |  |  |  |  | Energy sensor | G40 |  |  |  | MC065 | Library |  |  | 0 | 0
MC065-B03 | MC065-B03/G41 | AHU 2 Frost Trip |  |  |  |  | Energy sensor | G41 |  |  |  | MC065 | Library |  |  | 0 | 0
MC065-B03 | MC065-B03/G42 | Logic 42 |  |  |  |  | Energy sensor | G42 |  |  |  | MC065 | Library |  |  | 0 | 0
MC065-B03 | MC065-B03/G43 | AHU 1 RAC LO Press |  |  |  |  | Energy sensor | G43 |  |  |  | MC065 | Library |  |  | 0 | 0
MC065-B03 | MC065-B03/G44 | Logic 44 |  |  |  |  | Energy sensor | G44 |  |  |  | MC065 | Library |  |  | 0 | 0
MC065-B03 | MC065-B03/G45 | Logic 45 |  |  |  |  | Energy sensor | G45 |  |  |  | MC065 | Library |  |  | 0 | 0
MC065-B03 | MC065-B03/G46 | Logic 46 |  |  |  |  | Energy sensor | G46 |  |  |  | MC065 | Library |  |  | 0 | 0
MC065-B03 | MC065-B03/G47 | Logic 47 |  |  |  |  | Energy sensor | G47 |  |  |  | MC065 | Library |  |  | 0 | 0
MC065-B03 | MC065-B03/G48 | Logic 48 |  |  |  |  | Energy sensor | G48 |  |  |  | MC065 | Library |  |  | 0 | 0
MC065-B03 | MC065-B03/G49 | Logic 49 |  |  |  |  | Energy sensor | G49 |  |  |  | MC065 | Library |  |  | 0 | 0
MC065-B03 | MC065-B03/G5 | Logic 5 |  |  |  |  | Energy sensor | G5 |  |  |  | MC065 | Library |  |  | 0 | 0
MC065-B03 | MC065-B03/G50 | Logic 50 |  |  |  |  | Energy sensor | G50 |  |  |  | MC065 | Library |  |  | 0 | 0
MC065-B03 | MC065-B03/G51 | Logic 51 |  |  |  |  | Energy sensor | G51 |  |  |  | MC065 | Library |  |  | 0 | 0
MC065-B03 | MC065-B03/G52 | Logic 52 |  |  |  |  | Energy sensor | G52 |  |  |  | MC065 | Library |  |  | 0 | 0
MC065-B03 | MC065-B03/G53 | Logic 53 |  |  |  |  | Energy sensor | G53 |  |  |  | MC065 | Library |  |  | 0 | 0
MC065-B03 | MC065-B03/G54 | Logic 54 |  |  |  |  | Energy sensor | G54 |  |  |  | MC065 | Library |  |  | 0 | 0
MC065-B03 | MC065-B03/G55 | Logic 55 |  |  |  |  | Energy sensor | G55 |  |  |  | MC065 | Library |  |  | 0 | 0
MC065-B03 | MC065-B03/G56 | Logic 56 |  |  |  |  | Energy sensor | G56 |  |  |  | MC065 | Library |  |  | 0 | 0
MC065-B03 | MC065-B03/G57 | Logic 57 |  |  |  |  | Energy sensor | G57 |  |  |  | MC065 | Library |  |  | 0 | 0
MC065-B03 | MC065-B03/G58 | Logic 58 |  |  |  |  | Energy sensor | G58 |  |  |  | MC065 | Library |  |  | 0 | 0
MC065-B03 | MC065-B03/G59 | Logic 59 |  |  |  |  | Energy sensor | G59 |  |  |  | MC065 | Library |  |  | 0 | 0
MC065-B03 | MC065-B03/G6 | AHU1 Boost |  |  |  |  | Energy sensor | G6 |  |  |  | MC065 | Library |  |  | 0 | 0
MC065-B03 | MC065-B03/G60 | AHU2 Day Occ |  |  |  |  | Energy sensor | G60 |  |  |  | MC065 | Library |  |  | 0 | 0
MC065-B03 | MC065-B03/G61 | AHU2 Heat Reclaim |  |  |  |  | Energy sensor | G61 |  |  |  | MC065 | Library |  |  | 0 | 0
MC065-B03 | MC065-B03/G62 | Logic 62 |  |  |  |  | Energy sensor | G62 |  |  |  | MC065 | Library |  |  | 0 | 0
MC065-B03 | MC065-B03/G63 | Logic 63 |  |  |  |  | Energy sensor | G63 |  |  |  | MC065 | Library |  |  | 0 | 0
MC065-B03 | MC065-B03/G64 | Logic 64 |  |  |  |  | Energy sensor | G64 |  |  |  | MC065 | Library |  |  | 0 | 0
MC065-B03 | MC065-B03/G65 | Logic 65 |  |  |  |  | Energy sensor | G65 |  |  |  | MC065 | Library |  |  | 0 | 0
MC065-B03 | MC065-B03/G66 | AHU2 Day Occ + LO OAT |  |  |  |  | Energy sensor | G66 |  |  |  | MC065 | Library |  |  | 0 | 0
MC065-B03 | MC065-B03/G67 | Logic 67 |  |  |  |  | Energy sensor | G67 |  |  |  | MC065 | Library |  |  | 0 | 0
MC065-B03 | MC065-B03/G68 | Logic 68 |  |  |  |  | Energy sensor | G68 |  |  |  | MC065 | Library |  |  | 0 | 0
MC065-B03 | MC065-B03/G69 | Logic 69 |  |  |  |  | Energy sensor | G69 |  |  |  | MC065 | Library |  |  | 0 | 0
MC065-B03 | MC065-B03/G7 | Logic 7 |  |  |  |  | Energy sensor | G7 |  |  |  | MC065 | Library |  |  | 0 | 0
MC065-B03 | MC065-B03/G70 | Logic 70 |  |  |  |  | Energy sensor | G70 |  |  |  | MC065 | Library |  |  | 0 | 0
MC065-B03 | MC065-B03/G71 | South Atrium Windows Enable |  |  |  |  | Energy sensor | G71 |  |  |  | MC065 | Library |  |  | 0 | 0
MC065-B03 | MC065-B03/G72 | Logic 72 |  |  |  |  | Energy sensor | G72 |  |  |  | MC065 | Library |  |  | 0 | 0
MC065-B03 | MC065-B03/G73 | Windows Fail To Open |  |  |  |  | Energy sensor | G73 |  |  |  | MC065 | Library |  |  | 0 | 0
MC065-B03 | MC065-B03/G74 | Windows Fail To Open |  |  |  |  | Energy sensor | G74 |  |  |  | MC065 | Library |  |  | 0 | 0
MC065-B03 | MC065-B03/G75 | Windows Fail To Open |  |  |  |  | Energy sensor | G75 |  |  |  | MC065 | Library |  |  | 0 | 0
MC065-B03 | MC065-B03/G76 | Windows Fail To Shut |  |  |  |  | Energy sensor | G76 |  |  |  | MC065 | Library |  |  | 0 | 0
MC065-B03 | MC065-B03/G77 | Windows Fail To Shut |  |  |  |  | Energy sensor | G77 |  |  |  | MC065 | Library |  |  | 0 | 0
MC065-B03 | MC065-B03/G78 | Windows Fail To Shut |  |  |  |  | Energy sensor | G78 |  |  |  | MC065 | Library |  |  | 0 | 0
MC065-B03 | MC065-B03/G79 | Logic 79 |  |  |  |  | Energy sensor | G79 |  |  |  | MC065 | Library |  |  | 0 | 0
MC065-B03 | MC065-B03/G8 | Logic 8 |  |  |  |  | Energy sensor | G8 |  |  |  | MC065 | Library |  |  | 0 | 0
MC065-B03 | MC065-B03/G80 | AHU 2 RAC LO Press |  |  |  |  | Energy sensor | G80 |  |  |  | MC065 | Library |  |  | 0 | 0
MC065-B03 | MC065-B03/G81 | Logic 81 |  |  |  |  | Energy sensor | G81 |  |  |  | MC065 | Library |  |  | 0 | 0
MC065-B03 | MC065-B03/G82 | Logic 82 |  |  |  |  | Energy sensor | G82 |  |  |  | MC065 | Library |  |  | 0 | 0
MC065-B03 | MC065-B03/G83 | Exercise Pulse |  |  |  |  | Energy sensor | G83 |  |  |  | MC065 | Library |  |  | 0 | 0
MC065-B03 | MC065-B03/G85 | Logic 85 |  |  |  |  | Energy sensor | G85 |  |  |  | MC065 | Library |  |  | 0 | 0
MC065-B03 | MC065-B03/G86 | Logic 86 |  |  |  |  | Energy sensor | G86 |  |  |  | MC065 | Library |  |  | 0 | 0
MC065-B03 | MC065-B03/G87 | Logic 87 |  |  |  |  | Energy sensor | G87 |  |  |  | MC065 | Library |  |  | 0 | 0
MC065-B03 | MC065-B03/G88 | Logic 88 |  |  |  |  | Energy sensor | G88 |  |  |  | MC065 | Library |  |  | 0 | 0
MC065-B03 | MC065-B03/G89 | Logic 89 |  |  |  |  | Energy sensor | G89 |  |  |  | MC065 | Library |  |  | 0 | 0
MC065-B03 | MC065-B03/G9 | AHU2 Boost |  |  |  |  | Energy sensor | G9 |  |  |  | MC065 | Library |  |  | 0 | 0
MC065-B03 | MC065-B03/G90 | Logic 90 |  |  |  |  | Energy sensor | G90 |  |  |  | MC065 | Library |  |  | 0 | 0
MC065-B03 | MC065-B03/G91 | Logic 91 |  |  |  |  | Energy sensor | G91 |  |  |  | MC065 | Library |  |  | 0 | 0
MC065-B03 | MC065-B03/G92 | Logic 92 |  |  |  |  | Energy sensor | G92 |  |  |  | MC065 | Library |  |  | 0 | 0
MC065-B03 | MC065-B03/G93 | Logic 93 |  |  |  |  | Energy sensor | G93 |  |  |  | MC065 | Library |  |  | 0 | 0
MC065-B03 | MC065-B03/G94 | Logic 94 |  |  |  |  | Energy sensor | G94 |  |  |  | MC065 | Library |  |  | 0 | 0
MC065-B03 | MC065-B03/G95 | Logic 95 |  |  |  |  | Energy sensor | G95 |  |  |  | MC065 | Library |  |  | 0 | 0
MC065-B03 | MC065-B03/G96 | LPHW Dmd |  |  |  |  | Energy sensor | G96 |  |  |  | MC065 | Library |  |  | 0 | 0
MC065-B03 | MC065-B03/G97 | Logic 97 |  |  |  |  | Energy sensor | G97 |  |  |  | MC065 | Library |  |  | 0 | 0
MC065-B03 | MC065-B03/G98 | AHU1 Dmpr Boost |  |  |  |  | Energy sensor | G98 |  |  |  | MC065 | Library |  |  | 0 | 0
MC065-B03 | MC065-B03/G99 | AHU2 Dmpr Boost |  |  |  |  | Energy sensor | G99 |  |  |  | MC065 | Library |  |  | 0 | 0
MC065-B03 | MC065-B03/H1 | Schedule 1 |  |  |  |  | Energy sensor | H1 |  |  |  | MC065 | Library |  |  | 0 | 0
MC065-B03 | MC065-B03/i1 | Module 1 |  |  |  |  | Energy sensor | i1 |  |  |  | MC065 | Library |  |  | 0 | 0
MC065-B03 | MC065-B03/I1 | Fire alarm active |  |  | 0 = Off, 1 = On |  | Energy sensor | I1 |  |  |  | MC065 | Library |  |  | 0 | 0
MC065-B03 | MC065-B03/I10 | AHU 1 Panel Fltr Dirty |  |  |  |  | Energy sensor | I10 |  |  |  | MC065 | Library |  |  | 0 | 0
MC065-B03 | MC065-B03/I11 | AHU 1 Bag Fltr Dirty |  |  |  |  | Energy sensor | I11 |  |  |  | MC065 | Library |  |  | 0 | 0
MC065-B03 | MC065-B03/I12 | Atrium Vents SHUT |  |  |  |  | Energy sensor | I12 |  |  |  | MC065 | Library |  |  | 0 | 0
MC065-B03 | MC065-B03/I13 | South Atrium Vents Open |  |  |  |  | Energy sensor | I13 |  |  |  | MC065 | Library |  |  | 0 | 0
MC065-B03 | MC065-B03/I14 | AHU 2 Supply Fan Flow |  |  |  |  | Energy sensor | I14 |  |  |  | MC065 | Library |  |  | 0 | 0
MC065-B03 | MC065-B03/I15 | AHU 2 Extract Fan Flow |  |  |  |  | Energy sensor | I15 |  |  |  | MC065 | Library |  |  | 0 | 0
MC065-B03 | MC065-B03/I16 | AHU 2 RAC Pump Flow |  |  |  |  | Energy sensor | I16 |  |  |  | MC065 | Library |  |  | 0 | 0
MC065-B03 | MC065-B03/I17 | AHU 2 Frost Trip |  |  |  |  | Energy sensor | I17 |  |  |  | MC065 | Library |  |  | 0 | 0
MC065-B03 | MC065-B03/I18 | AHU 2 RAC LO Press |  |  |  |  | Energy sensor | I18 |  |  |  | MC065 | Library |  |  | 0 | 0
MC065-B03 | MC065-B03/I19 | AHU 2 Panel Fltr Dirty |  |  |  |  | Energy sensor | I19 |  |  |  | MC065 | Library |  |  | 0 | 0
MC065-B03 | MC065-B03/I2 | FOR Auto |  |  |  |  | Energy sensor | I2 |  |  |  | MC065 | Library |  |  | 0 | 0
MC065-B03 | MC065-B03/i2 | Module 2 |  |  |  |  | Energy sensor | i2 |  |  |  | MC065 | Library |  |  | 0 | 0
MC065-B03 | MC065-B03/I20 | AHU 2 Bag Fltr Dirty |  |  |  |  | Energy sensor | I20 |  |  |  | MC065 | Library |  |  | 0 | 0
MC065-B03 | MC065-B03/I21 | Atrium Vents OPEN |  |  |  |  | Energy sensor | I21 |  |  |  | MC065 | Library |  |  | 0 | 0
MC065-B03 | MC065-B03/I22 | South Atrium Vents Shut |  |  |  |  | Energy sensor | I22 |  |  |  | MC065 | Library |  |  | 0 | 0
MC065-B03 | MC065-B03/I23 | AHU1 Boost |  |  |  |  | Energy sensor | I23 |  |  |  | MC065 | Library |  |  | 0 | 0
MC065-B03 | MC065-B03/I24 | AHU2 Boost |  |  |  |  | Energy sensor | I24 |  |  |  | MC065 | Library |  |  | 0 | 0
MC065-B03 | MC065-B03/I25 | AHU1 Heat Reclaim Avail |  |  |  |  | Energy sensor | I25 |  |  |  | MC065 | Library |  |  | 0 | 0
MC065-B03 | MC065-B03/I26 | AHU2 Heat Reclaim Avail |  |  |  |  | Energy sensor | I26 |  |  |  | MC065 | Library |  |  | 0 | 0
MC065-B03 | MC065-B03/I27 | Night Clg Reqd |  |  |  |  | Energy sensor | I27 |  |  |  | MC065 | Library |  |  | 0 | 0
MC065-B03 | MC065-B03/I28 | Night Clg Active |  |  |  |  | Energy sensor | I28 |  |  |  | MC065 | Library |  |  | 0 | 0
MC065-B03 | MC065-B03/I29 | AHU 1 Sply Flow Fail |  |  |  |  | Energy sensor | I29 |  |  |  | MC065 | Library |  |  | 0 | 0
MC065-B03 | MC065-B03/i3 | Module 3 |  |  |  |  | Energy sensor | i3 |  |  |  | MC065 | Library |  |  | 0 | 0
MC065-B03 | MC065-B03/I3 | FOR OFF |  |  |  |  | Energy sensor | I3 |  |  |  | MC065 | Library |  |  | 0 | 0
MC065-B03 | MC065-B03/I30 | AHU 1 Extr Flow Fail |  |  |  |  | Energy sensor | I30 |  |  |  | MC065 | Library |  |  | 0 | 0
MC065-B03 | MC065-B03/I31 | AHU 1 RAC Pump Fail |  |  |  |  | Energy sensor | I31 |  |  |  | MC065 | Library |  |  | 0 | 0
MC065-B03 | MC065-B03/I32 | AHU 2 Sply Flow Fail |  |  |  |  | Energy sensor | I32 |  |  |  | MC065 | Library |  |  | 0 | 0
MC065-B03 | MC065-B03/I33 | AHU 2 Extr Flow Fail |  |  |  |  | Energy sensor | I33 |  |  |  | MC065 | Library |  |  | 0 | 0
MC065-B03 | MC065-B03/I34 | AHU 2 RAC Pump Fail |  |  |  |  | Energy sensor | I34 |  |  |  | MC065 | Library |  |  | 0 | 0
MC065-B03 | MC065-B03/I35 | Windows Fail To Open |  |  |  |  | Energy sensor | I35 |  |  |  | MC065 | Library |  |  | 0 | 0
MC065-B03 | MC065-B03/I36 | Windows Fail To Shut |  |  |  |  | Energy sensor | I36 |  |  |  | MC065 | Library |  |  | 0 | 0
MC065-B03 | MC065-B03/I37 | South Windows Fail To Open |  |  |  |  | Energy sensor | I37 |  |  |  | MC065 | Library |  |  | 0 | 0
MC065-B03 | MC065-B03/I38 | South Windows Fail To Shut |  |  |  |  | Energy sensor | I38 |  |  |  | MC065 | Library |  |  | 0 | 0
MC065-B03 | MC065-B03/I39 | Eco Summer Winter |  |  |  |  | Energy sensor | I39 |  |  |  | MC065 | Library |  |  | 0 | 0
MC065-B03 | MC065-B03/i4 | Module 4 |  |  |  |  | Energy sensor | i4 |  |  |  | MC065 | Library |  |  | 0 | 0
MC065-B03 | MC065-B03/I4 | FOR Extr Only |  |  |  |  | Energy sensor | I4 |  |  |  | MC065 | Library |  |  | 0 | 0
MC065-B03 | MC065-B03/I40 | Rain Relay from Blinds panel |  |  |  |  | Energy sensor | I40 |  |  |  | MC065 | Library |  |  | 0 | 0
MC065-B03 | MC065-B03/I41 | Rain Sensor |  |  |  |  | Energy sensor | I41 |  |  |  | MC065 | Library |  |  | 0 | 0
MC065-B03 | MC065-B03/I42 | High Wind Speed |  |  |  |  | Energy sensor | I42 |  |  |  | MC065 | Library |  |  | 0 | 0
MC065-B03 | MC065-B03/I5 | AHU 1 Supply Fan Flow |  |  |  |  | Energy sensor | I5 |  |  |  | MC065 | Library |  |  | 0 | 0
MC065-B03 | MC065-B03/I6 | AHU 1 Extract Fan Flow |  |  |  |  | Energy sensor | I6 |  |  |  | MC065 | Library |  |  | 0 | 0
MC065-B03 | MC065-B03/I7 | AHU 1 RAC Pump Flow |  |  |  |  | Energy sensor | I7 |  |  |  | MC065 | Library |  |  | 0 | 0
MC065-B03 | MC065-B03/I8 | AHU 1 Frost Trip |  |  |  |  | Energy sensor | I8 |  |  |  | MC065 | Library |  |  | 0 | 0
MC065-B03 | MC065-B03/I9 | AHU 1 RAC LO Press |  |  |  |  | Energy sensor | I9 |  |  |  | MC065 | Library |  |  | 0 | 0
MC065-B03 | MC065-B03/K1 | Library Space SP |  |  |  |  | Energy sensor | K1 |  |  |  | MC065 | Library |  |  | 0 | 0
MC065-B03 | MC065-B03/K10 | Min Supply temp |  |  |  |  | Energy sensor | K10 |  |  |  | MC065 | Library |  |  | 0 | 0
MC065-B03 | MC065-B03/K11 | Atrium Setpoint |  |  |  |  | Energy sensor | K11 |  |  |  | MC065 | Library |  |  | 0 | 0
MC065-B03 | MC065-B03/K12 | Dead Band |  |  |  |  | Energy sensor | K12 |  |  |  | MC065 | Library |  |  | 0 | 0
MC065-B03 | MC065-B03/K13 | Knob 13 |  |  |  |  | Energy sensor | K13 |  |  |  | MC065 | Library |  |  | 0 | 0
MC065-B03 | MC065-B03/K14 | Max Supply temp AHU 1 |  |  |  |  | Energy sensor | K14 |  |  |  | MC065 | Library |  |  | 0 | 0
MC065-B03 | MC065-B03/K15 | Min Supply temp AHU1 |  |  |  |  | Energy sensor | K15 |  |  |  | MC065 | Library |  |  | 0 | 0
MC065-B03 | MC065-B03/K16 | Windows Close SP |  |  |  |  | Energy sensor | K16 |  |  |  | MC065 | Library |  |  | 0 | 0
MC065-B03 | MC065-B03/K17 | Dead Band |  |  |  |  | Energy sensor | K17 |  |  |  | MC065 | Library |  |  | 0 | 0
MC065-B03 | MC065-B03/K18 | Return air reclaim SP |  |  |  |  | Energy sensor | K18 |  |  |  | MC065 | Library |  |  | 0 | 0
MC065-B03 | MC065-B03/K19 | Main AHU 1 Min Fresh Air |  |  |  |  | Energy sensor | K19 |  |  |  | MC065 | Library |  |  | 0 | 0
MC065-B03 | MC065-B03/K2 | Library Supply SP |  |  |  |  | Energy sensor | K2 |  |  |  | MC065 | Library |  |  | 0 | 0
MC065-B03 | MC065-B03/K20 | Main AHU 1 Min Fresh Air |  |  |  |  | Energy sensor | K20 |  |  |  | MC065 | Library |  |  | 0 | 0
MC065-B03 | MC065-B03/K21 | Time of Exercise |  |  |  |  | Energy sensor | K21 |  |  |  | MC065 | Library |  |  | 0 | 0
MC065-B03 | MC065-B03/K22 | Day of Exercise 1 to 7 |  |  |  |  | Energy sensor | K22 |  |  |  | MC065 | Library |  |  | 0 | 0
MC065-B03 | MC065-B03/K24 | Cooling Deadband AHU1 |  |  |  |  | Energy sensor | K24 |  |  |  | MC065 | Library |  |  | 0 | 0
MC065-B03 | MC065-B03/K25 | MinSuppTempHtg AHU 1 |  |  | Degrees Celsius |  | Energy sensor | K25 |  |  |  | MC065 | Library |  |  | 0 | 0
MC065-B03 | MC065-B03/K26 | MinSupTempCooling AHU 1 |  |  | Degrees Celsius |  | Energy sensor | K26 |  |  |  | MC065 | Library |  |  | 0 | 0
MC065-B03 | MC065-B03/K3 | Night Clg ON OAT |  |  |  |  | Energy sensor | K3 |  |  |  | MC065 | Library |  |  | 0 | 0
MC065-B03 | MC065-B03/K4 | Night Clg ON Space |  |  |  |  | Energy sensor | K4 |  |  |  | MC065 | Library |  |  | 0 | 0
MC065-B03 | MC065-B03/K5 | Night Clg OAT Inhibit |  |  |  |  | Energy sensor | K5 |  |  |  | MC065 | Library |  |  | 0 | 0
MC065-B03 | MC065-B03/K6 | High Wind Speed Inh |  |  |  |  | Energy sensor | K6 |  |  |  | MC065 | Library |  |  | 0 | 0
MC065-B03 | MC065-B03/K7 | Wind direction OR Test Deg |  |  |  |  | Energy sensor | K7 |  |  |  | MC065 | Library |  |  | 0 | 0
MC065-B03 | MC065-B03/K8 | Trace Htg OAT SP |  |  |  |  | Energy sensor | K8 |  |  |  | MC065 | Library |  |  | 0 | 0
MC065-B03 | MC065-B03/K9 | Max Supply temp |  |  |  |  | Energy sensor | K9 |  |  |  | MC065 | Library |  |  | 0 | 0
MC065-B03 | MC065-B03/L1 | Loop 1 |  |  |  |  | Energy sensor | L1 |  |  |  | MC065 | Library |  |  | 0 | 0
MC065-B03 | MC065-B03/L10 | Loop 10 |  |  |  |  | Energy sensor | L10 |  |  |  | MC065 | Library |  |  | 0 | 0
MC065-B03 | MC065-B03/L11 | Cooling Loop |  |  |  |  | Energy sensor | L11 |  |  |  | MC065 | Library |  |  | 0 | 0
MC065-B03 | MC065-B03/L12 | Htg Loop |  |  |  |  | Energy sensor | L12 |  |  |  | MC065 | Library |  |  | 0 | 0
MC065-B03 | MC065-B03/L3 | Loop 3 |  |  |  |  | Energy sensor | L3 |  |  |  | MC065 | Library |  |  | 0 | 0
MC065-B03 | MC065-B03/L4 | Loop 4 |  |  |  |  | Energy sensor | L4 |  |  |  | MC065 | Library |  |  | 0 | 0
MC065-B03 | MC065-B03/L5 | Loop 5 |  |  |  |  | Energy sensor | L5 |  |  |  | MC065 | Library |  |  | 0 | 0
MC065-B03 | MC065-B03/L6 | Loop 6 |  |  |  |  | Energy sensor | L6 |  |  |  | MC065 | Library |  |  | 0 | 0
MC065-B03 | MC065-B03/L7 | Loop 7 |  |  |  |  | Energy sensor | L7 |  |  |  | MC065 | Library |  |  | 0 | 0
MC065-B03 | MC065-B03/L8 | Loop 8 |  |  |  |  | Energy sensor | L8 |  |  |  | MC065 | Library |  |  | 0 | 0
MC065-B03 | MC065-B03/L9 | Loop 9 |  |  |  |  | Energy sensor | L9 |  |  |  | MC065 | Library |  |  | 0 | 0
MC065-B03 | MC065-B03/n1 | TREND_00_75_5A |  |  |  |  | Energy sensor | n1 |  |  |  | MC065 | Library |  |  | 0 | 0
MC065-B03 | MC065-B03/N1 | IC Comms 1 |  |  |  |  | Energy sensor | N1 |  |  |  | MC065 | Library |  |  | 0 | 0
MC065-B03 | MC065-B03/N2 | Rain Relay from Blinds panel |  |  |  |  | Energy sensor | N2 |  |  |  | MC065 | Library |  |  | 0 | 0
MC065-B03 | MC065-B03/o1 | Alarm Route 1 |  |  |  |  | Energy sensor | o1 |  |  |  | MC065 | Library |  |  | 0 | 0
MC065-B03 | MC065-B03/o2 | Alarm Route 2 |  |  |  |  | Energy sensor | o2 |  |  |  | MC065 | Library |  |  | 0 | 0
MC065-B03 | MC065-B03/o3 | Alarm Route 3 |  |  |  |  | Energy sensor | o3 |  |  |  | MC065 | Library |  |  | 0 | 0
MC065-B03 | MC065-B03/P1 | AHU 1 Mixed Temp |  |  | Degrees Celsius |  | Energy sensor | P1 |  |  |  | MC065 | Library |  |  | 0 | 0
MC065-B03 | MC065-B03/P10 | 1st Flr Space Temp |  |  | Degrees Celsius |  | Energy sensor | P10 |  |  |  | MC065 | Library |  |  | 0 | 0
MC065-B03 | MC065-B03/P11 | 2nd Flr Space Temp |  |  | Degrees Celsius |  | Energy sensor | P11 |  |  |  | MC065 | Library |  |  | 0 | 0
MC065-B03 | MC065-B03/P12 | IT Room Space Temp |  |  | Degrees Celsius |  | Energy sensor | P12 |  |  |  | MC065 | Library |  |  | 0 | 0
MC065-B03 | MC065-B03/P13 | Nignt Clg Reqd |  |  |  |  | Energy sensor | P13 |  |  |  | MC065 | Library |  |  | 0 | 0
MC065-B03 | MC065-B03/P14 | Ave Space Temp NC |  |  | Degrees Celsius |  | Energy sensor | P14 |  |  |  | MC065 | Library |  |  | 0 | 0
MC065-B03 | MC065-B03/P15 | Plot 15 |  |  |  |  | Energy sensor | P15 |  |  |  | MC065 | Library |  |  | 0 | 0
MC065-B03 | MC065-B03/P16 | Supply &amp; Extract Dampers |  |  |  |  | Energy sensor | P16 |  |  |  | MC065 | Library |  |  | 0 | 0
MC065-B03 | MC065-B03/P17 | ReCirc Damper |  |  |  |  | Energy sensor | P17 |  |  |  | MC065 | Library |  |  | 0 | 0
MC065-B03 | MC065-B03/P18 | Wind Speed Sensor |  |  |  |  | Energy sensor | P18 |  |  |  | MC065 | Library |  |  | 0 | 0
MC065-B03 | MC065-B03/P19 | Wind Direction Sensor |  |  |  |  | Energy sensor | P19 |  |  |  | MC065 | Library |  |  | 0 | 0
MC065-B03 | MC065-B03/P2 | AHU 1 Supply Temp |  |  | Degrees Celsius |  | Energy sensor | P2 |  |  |  | MC065 | Library |  |  | 0 | 0
MC065-B03 | MC065-B03/P20 | Wind speed MPH |  |  |  |  | Energy sensor | P20 |  |  |  | MC065 | Library |  |  | 0 | 0
MC065-B03 | MC065-B03/P21 | Wind Direction 2 |  |  |  |  | Energy sensor | P21 |  |  |  | MC065 | Library |  |  | 0 | 0
MC065-B03 | MC065-B03/P3 | AHU 1 Return Temp |  |  | Degrees Celsius |  | Energy sensor | P3 |  |  |  | MC065 | Library |  |  | 0 | 0
MC065-B03 | MC065-B03/P4 | AHU 1 Atrium Temp |  |  | Degrees Celsius |  | Energy sensor | P4 |  |  |  | MC065 | Library |  |  | 0 | 0
MC065-B03 | MC065-B03/P5 | AHU 2 Mixed Temp |  |  | Degrees Celsius |  | Energy sensor | P5 |  |  |  | MC065 | Library |  |  | 0 | 0
MC065-B03 | MC065-B03/P6 | AHU 2 Supply Temp |  |  | Degrees Celsius |  | Energy sensor | P6 |  |  |  | MC065 | Library |  |  | 0 | 0
MC065-B03 | MC065-B03/P7 | AHU 2 Return Temp |  |  | Degrees Celsius |  | Energy sensor | P7 |  |  |  | MC065 | Library |  |  | 0 | 0
MC065-B03 | MC065-B03/P8 | AHU 2 Atrium Temp |  |  | Degrees Celsius |  | Energy sensor | P8 |  |  |  | MC065 | Library |  |  | 0 | 0
MC065-B03 | MC065-B03/P9 | Gnd Flr Space Temp |  |  | Degrees Celsius |  | Energy sensor | P9 |  |  |  | MC065 | Library |  |  | 0 | 0
MC065-B03 | MC065-B03/Q1 | Sequence Table 1 |  |  |  |  | Energy sensor | Q1 |  |  |  | MC065 | Library |  |  | 0 | 0
MC065-B03 | MC065-B03/S1 | AHU 1 Mixed Temp |  |  | Degrees Celsius |  | Energy sensor | S1 |  |  |  | MC065 | Library |  |  | 0 | 0
MC065-B03 | MC065-B03/S10 | 1st Flr Space Temp |  |  | Degrees Celsius |  | Energy sensor | S10 |  |  |  | MC065 | Library |  |  | 0 | 0
MC065-B03 | MC065-B03/S11 | 2nd Flr Space Temp |  |  | Degrees Celsius |  | Energy sensor | S11 |  |  |  | MC065 | Library |  |  | 0 | 0
MC065-B03 | MC065-B03/S12 | Outside Air Temperature |  |  | Degrees Celsius |  | Energy sensor | S12 |  |  |  | MC065 | Library |  |  | 0 | 0
MC065-B03 | MC065-B03/S13 | Outside air temperature |  |  | Degrees Celsius |  | Energy sensor | S13 |  |  |  | MC065 | Library |  |  | 0 | 0
MC065-B03 | MC065-B03/S14 | Ave OAT |  |  |  |  | Energy sensor | S14 |  |  |  | MC065 | Library |  |  | 0 | 0
MC065-B03 | MC065-B03/S15 | Ave Space Temp NC |  |  | Degrees Celsius |  | Energy sensor | S15 |  |  |  | MC065 | Library |  |  | 0 | 0
MC065-B03 | MC065-B03/S16 | Average Space Temp |  |  | Degrees Celsius |  | Energy sensor | S16 |  |  |  | MC065 | Library |  |  | 0 | 0
MC065-B03 | MC065-B03/S17 | Sensor 17 |  |  |  |  | Energy sensor | S17 |  |  |  | MC065 | Library |  |  | 0 | 0
MC065-B03 | MC065-B03/S18 | Sensor 18 |  |  |  |  | Energy sensor | S18 |  |  |  | MC065 | Library |  |  | 0 | 0
MC065-B03 | MC065-B03/S19 | Supply &amp; Extract Dampers |  |  |  |  | Energy sensor | S19 |  |  |  | MC065 | Library |  |  | 0 | 0
MC065-B03 | MC065-B03/S2 | AHU 1 Supply Temp |  |  | Degrees Celsius |  | Energy sensor | S2 |  |  |  | MC065 | Library |  |  | 0 | 0
MC065-B03 | MC065-B03/S20 | ReCirc Damper |  |  |  |  | Energy sensor | S20 |  |  |  | MC065 | Library |  |  | 0 | 0
MC065-B03 | MC065-B03/S21 | DIX 1 |  |  |  |  | Energy sensor | S21 |  |  |  | MC065 | Library |  |  | 0 | 0
MC065-B03 | MC065-B03/S22 | Wind Speed Sensor Mtrs sec |  |  |  |  | Energy sensor | S22 |  |  |  | MC065 | Library |  |  | 0 | 0
MC065-B03 | MC065-B03/S23 | Wind Direction Sensor |  |  |  |  | Energy sensor | S23 |  |  |  | MC065 | Library |  |  | 0 | 0
MC065-B03 | MC065-B03/S24 | Wind speed MPH |  |  |  |  | Energy sensor | S24 |  |  |  | MC065 | Library |  |  | 0 | 0
MC065-B03 | MC065-B03/S26 | Wind Direction 0 to 100 |  |  |  |  | Energy sensor | S26 |  |  |  | MC065 | Library |  |  | 0 | 0
MC065-B03 | MC065-B03/S3 | AHU 1 Return Temp |  |  | Degrees Celsius |  | Energy sensor | S3 |  |  |  | MC065 | Library |  |  | 0 | 0
MC065-B03 | MC065-B03/S4 | AHU 1 Atrium Temp |  |  | Degrees Celsius |  | Energy sensor | S4 |  |  |  | MC065 | Library |  |  | 0 | 0
MC065-B03 | MC065-B03/S5 | AHU 2 Mixed Temp |  |  | Degrees Celsius |  | Energy sensor | S5 |  |  |  | MC065 | Library |  |  | 0 | 0
MC065-B03 | MC065-B03/S6 | AHU 2 Supply Temp |  |  | Degrees Celsius |  | Energy sensor | S6 |  |  |  | MC065 | Library |  |  | 0 | 0
MC065-B03 | MC065-B03/S7 | AHU 2 Return Temp |  |  | Degrees Celsius |  | Energy sensor | S7 |  |  |  | MC065 | Library |  |  | 0 | 0
MC065-B03 | MC065-B03/S8 | AHU 2 Atrium Temp |  |  | Degrees Celsius |  | Energy sensor | S8 |  |  |  | MC065 | Library |  |  | 0 | 0
MC065-B03 | MC065-B03/S9 | Gnd Flr Space Temp |  |  | Degrees Celsius |  | Energy sensor | S9 |  |  |  | MC065 | Library |  |  | 0 | 0
MC065-B03 | MC065-B03/U1 | Trevor |  |  |  |  | Energy sensor | U1 |  |  |  | MC065 | Library |  |  | 0 | 0
MC065-B03 | MC065-B03/V1 | [5 empty] | Energy sensor | V1 |  |  |  | MC065 | Library |  |  | 0 | 0
MC065-B03 | MC065-B03/W1 | Summer Winter |  |  |  |  | Energy sensor | W1 |  |  |  | MC065 | Library |  |  | 0 | 0
MC065-B03 | MC065-B03/W10 | Sth Atrium Oride OFF |  |  |  |  | Energy sensor | W10 |  |  |  | MC065 | Library |  |  | 0 | 0
MC065-B03 | MC065-B03/W11 | Atrium Oride CLOSED |  |  |  |  | Energy sensor | W11 |  |  |  | MC065 | Library |  |  | 0 | 0
MC065-B03 | MC065-B03/W12 | Rtn Space Control AHU1 |  |  |  |  | Energy sensor | W12 |  |  |  | MC065 | Library |  |  | 0 | 0
MC065-B03 | MC065-B03/W13 | AHU 2 Manual OR Summer |  |  |  |  | Energy sensor | W13 |  |  |  | MC065 | Library |  |  | 0 | 0
MC065-B03 | MC065-B03/W14 | AHU1 Oride ON |  |  |  |  | Energy sensor | W14 |  |  |  | MC065 | Library |  |  | 0 | 0
MC065-B03 | MC065-B03/W15 | Wind direction OR Test |  |  |  |  | Energy sensor | W15 |  |  |  | MC065 | Library |  |  | 0 | 0
MC065-B03 | MC065-B03/W2 | AHU1 Oride OFF |  |  |  |  | Energy sensor | W2 |  |  |  | MC065 | Library |  |  | 0 | 0
MC065-B03 | MC065-B03/W3 | AHU1 Oride ON |  |  |  |  | Energy sensor | W3 |  |  |  | MC065 | Library |  |  | 0 | 0
MC065-B03 | MC065-B03/W4 | AHU2 Oride OFF |  |  |  |  | Energy sensor | W4 |  |  |  | MC065 | Library |  |  | 0 | 0
MC065-B03 | MC065-B03/W5 | Night Clg Enabled |  |  |  |  | Energy sensor | W5 |  |  |  | MC065 | Library |  |  | 0 | 0
MC065-B03 | MC065-B03/W6 | Plant Fault Reset |  |  |  |  | Energy sensor | W6 |  |  |  | MC065 | Library |  |  | 0 | 0
MC065-B03 | MC065-B03/W7 | Atrium Oride OPEN |  |  |  |  | Energy sensor | W7 |  |  |  | MC065 | Library |  |  | 0 | 0
MC065-B03 | MC065-B03/W8 | Windows O-R CLOSED |  |  |  |  | Energy sensor | W8 |  |  |  | MC065 | Library |  |  | 0 | 0
MC065-B03 | MC065-B03/W9 | Windows O-R OPEN |  |  |  |  | Energy sensor | W9 |  |  |  | MC065 | Library |  |  | 0 | 0
MC065-B03 | MC065-B03/Y1 | Trend T -20+50 |  |  |  |  | Energy sensor | Y1 |  |  |  | MC065 | Library |  |  | 0 | 0
MC065-B03 | MC065-B03/Y2 | 4DIX V |  |  |  |  | Energy sensor | Y2 |  |  |  | MC065 | Library |  |  | 0 | 0
MC065-B03 | MC065-B03/Y3 | Wind Direction T |  |  |  |  | Energy sensor | Y3 |  |  |  | MC065 | Library |  |  | 0 | 0
MC065-B03 | MC065-B03/Y4 | Feedback V 0+10 |  |  |  |  | Energy sensor | Y4 |  |  |  | MC065 | Library |  |  | 0 | 0
MC065-B03 | MC065-B03/Y5 | Wind Direction T |  |  |  |  | Energy sensor | Y5 |  |  |  | MC065 | Library |  |  | 0 | 0
MC065-B03 | MC065-B03/Y6 | Feedback V 0+10 |  |  |  |  | Energy sensor | Y6 |  |  |  | MC065 | Library |  |  | 0 | 0
MC065-B03 | MC065-B03/Y7 | Electro wind speed |  |  |  |  | Energy sensor | Y7 |  |  |  | MC065 | Library |  |  | 0 | 0
MC065-B03 | MC065-B03/Y8 | Wind Direction voltage |  |  |  |  | Energy sensor | Y8 |  |  |  | MC065 | Library |  |  | 0 | 0
MC065-B03 | MC065-B03/Z1 | AHU1 - 2 Library |  |  |  |  | Energy sensor | Z1 |  |  |  | MC065 | Library |  |  | 0 | 0
MC065-B03 | MC065-B03/Z2 | Night Cooling |  |  |  |  | Energy sensor | Z2 |  |  |  | MC065 | Library |  |  | 0 | 0
MC070-B05 | MC070-B05/B1 | Digital Byte 1 |  |  |  |  | Energy sensor | B1 |  |  |  | MC070 | LEC 1 & 2 |  |  | 0 | 0
MC070-B05 | MC070-B05/C1 | Virtual CNC 1 |  |  |  |  | Energy sensor | C1 |  |  |  | MC070 | LEC 1 & 2 |  |  | 0 | 0
MC070-B05 | MC070-B05/D1 | Heating pumps |  |  |  |  | Energy sensor | D1 |  |  |  | MC070 | LEC 1 & 2 |  |  | 0 | 0
MC070-B05 | MC070-B05/D10 | Air Compressor |  |  |  |  | Energy sensor | D10 |  |  |  | MC070 | LEC 1 & 2 |  |  | 0 | 0
MC070-B05 | MC070-B05/D11 | Heating Northl Valve 1 |  |  |  |  | Energy sensor | D11 |  |  |  | MC070 | LEC 1 & 2 |  |  | 0 | 0
MC070-B05 | MC070-B05/D12 | Heating South Valve |  |  |  |  | Energy sensor | D12 |  |  |  | MC070 | LEC 1 & 2 |  |  | 0 | 0
MC070-B05 | MC070-B05/D2 | CT Heating Pumps |  |  |  |  | Energy sensor | D2 |  |  |  | MC070 | LEC 1 & 2 |  |  | 0 | 0
MC070-B05 | MC070-B05/D3 | 2nd Heating Pumps |  |  |  |  | Energy sensor | D3 |  |  |  | MC070 | LEC 1 & 2 |  |  | 0 | 0
MC070-B05 | MC070-B05/D4 | Domestic hot water secondary pump |  |  |  |  | Energy sensor | D4 |  |  |  | MC070 | LEC 1 & 2 |  |  | 0 | 0
MC070-B05 | MC070-B05/D5 | DHW De-Strat Pumps |  |  |  |  | Energy sensor | D5 |  |  |  | MC070 | LEC 1 & 2 |  |  | 0 | 0
MC070-B05 | MC070-B05/D6 | DHW Cyl 1 Immersion Htr |  |  |  |  | Energy sensor | D6 |  |  |  | MC070 | LEC 1 & 2 |  |  | 0 | 0
MC070-B05 | MC070-B05/D7 | DHW Cyl 1 Valve |  |  |  |  | Energy sensor | D7 |  |  |  | MC070 | LEC 1 & 2 |  |  | 0 | 0
MC070-B05 | MC070-B05/D8 | DHW Cyl 2 Immersion Htr |  |  |  |  | Energy sensor | D8 |  |  |  | MC070 | LEC 1 & 2 |  |  | 0 | 0
MC070-B05 | MC070-B05/D9 | DHW Cyl 2 Valve |  |  |  |  | Energy sensor | D9 |  |  |  | MC070 | LEC 1 & 2 |  |  | 0 | 0
MC070-B05 | MC070-B05/e1 | Alarm Dest 1 |  |  |  |  | Energy sensor | e1 |  |  |  | MC070 | LEC 1 & 2 |  |  | 0 | 0
MC070-B05 | MC070-B05/F1 | Function 1 |  |  |  |  | Energy sensor | F1 |  |  |  | MC070 | LEC 1 & 2 |  |  | 0 | 0
MC070-B05 | MC070-B05/F10 | Function 10 |  |  |  |  | Energy sensor | F10 |  |  |  | MC070 | LEC 1 & 2 |  |  | 0 | 0
MC070-B05 | MC070-B05/F11 | Function 11 |  |  |  |  | Energy sensor | F11 |  |  |  | MC070 | LEC 1 & 2 |  |  | 0 | 0
MC070-B05 | MC070-B05/F12 | Function 12 |  |  |  |  | Energy sensor | F12 |  |  |  | MC070 | LEC 1 & 2 |  |  | 0 | 0
MC070-B05 | MC070-B05/F13 | Function 13 |  |  |  |  | Energy sensor | F13 |  |  |  | MC070 | LEC 1 & 2 |  |  | 0 | 0
MC070-B05 | MC070-B05/F14 | Function 14 |  |  |  |  | Energy sensor | F14 |  |  |  | MC070 | LEC 1 & 2 |  |  | 0 | 0
MC070-B05 | MC070-B05/F15 | Function 15 |  |  |  |  | Energy sensor | F15 |  |  |  | MC070 | LEC 1 & 2 |  |  | 0 | 0
MC070-B05 | MC070-B05/F16 | Function 16 |  |  |  |  | Energy sensor | F16 |  |  |  | MC070 | LEC 1 & 2 |  |  | 0 | 0
MC070-B05 | MC070-B05/F17 | Function 17 |  |  |  |  | Energy sensor | F17 |  |  |  | MC070 | LEC 1 & 2 |  |  | 0 | 0
MC070-B05 | MC070-B05/F18 | Function 18 |  |  |  |  | Energy sensor | F18 |  |  |  | MC070 | LEC 1 & 2 |  |  | 0 | 0
MC070-B05 | MC070-B05/F19 | Function 19 |  |  |  |  | Energy sensor | F19 |  |  |  | MC070 | LEC 1 & 2 |  |  | 0 | 0
MC070-B05 | MC070-B05/F2 | OAT ECO OFF 1= HTG OFF |  |  |  |  | Energy sensor | F2 |  |  |  | MC070 | LEC 1 & 2 |  |  | 0 | 0
MC070-B05 | MC070-B05/F20 | Function 20 |  |  |  |  | Energy sensor | F20 |  |  |  | MC070 | LEC 1 & 2 |  |  | 0 | 0
MC070-B05 | MC070-B05/F21 | Function 21 |  |  |  |  | Energy sensor | F21 |  |  |  | MC070 | LEC 1 & 2 |  |  | 0 | 0
MC070-B05 | MC070-B05/F22 | Function 22 |  |  |  |  | Energy sensor | F22 |  |  |  | MC070 | LEC 1 & 2 |  |  | 0 | 0
MC070-B05 | MC070-B05/F23 | Function 23 |  |  |  |  | Energy sensor | F23 |  |  |  | MC070 | LEC 1 & 2 |  |  | 0 | 0
MC070-B05 | MC070-B05/F24 | Function 24 |  |  |  |  | Energy sensor | F24 |  |  |  | MC070 | LEC 1 & 2 |  |  | 0 | 0
MC070-B05 | MC070-B05/F25 | Function 25 |  |  |  |  | Energy sensor | F25 |  |  |  | MC070 | LEC 1 & 2 |  |  | 0 | 0
MC070-B05 | MC070-B05/F27 | Litres per second |  |  |  |  | Energy sensor | F27 |  |  |  | MC070 | LEC 1 & 2 |  |  | 0 | 0
MC070-B05 | MC070-B05/F28 | Subtract for delta-T |  |  |  |  | Energy sensor | F28 |  |  |  | MC070 | LEC 1 & 2 |  |  | 0 | 0
MC070-B05 | MC070-B05/F29 | Function 29 |  |  |  |  | Energy sensor | F29 |  |  |  | MC070 | LEC 1 & 2 |  |  | 0 | 0
MC070-B05 | MC070-B05/F3 | Function 3 |  |  |  |  | Energy sensor | F3 |  |  |  | MC070 | LEC 1 & 2 |  |  | 0 | 0
MC070-B05 | MC070-B05/F30 | DHW Htr 1 OE_REC_ON |  |  |  |  | Energy sensor | F30 |  |  |  | MC070 | LEC 1 & 2 |  |  | 0 | 0
MC070-B05 | MC070-B05/F31 | DHW Htr 1 OE_REC_OFF |  |  |  |  | Energy sensor | F31 |  |  |  | MC070 | LEC 1 & 2 |  |  | 0 | 0
MC070-B05 | MC070-B05/F32 | DHW Htr 1 OE Allowability |  |  |  |  | Energy sensor | F32 |  |  |  | MC070 | LEC 1 & 2 |  |  | 0 | 0
MC070-B05 | MC070-B05/F33 | DHW Htr 1 OE_DEMAND |  |  |  |  | Energy sensor | F33 |  |  |  | MC070 | LEC 1 & 2 |  |  | 0 | 0
MC070-B05 | MC070-B05/F34 | Function 34 |  |  |  |  | Energy sensor | F34 |  |  |  | MC070 | LEC 1 & 2 |  |  | 0 | 0
MC070-B05 | MC070-B05/F35 | Function 35 |  |  |  |  | Energy sensor | F35 |  |  |  | MC070 | LEC 1 & 2 |  |  | 0 | 0
MC070-B05 | MC070-B05/F36 | DHW Htr 2 OE_REC_ON |  |  |  |  | Energy sensor | F36 |  |  |  | MC070 | LEC 1 & 2 |  |  | 0 | 0
MC070-B05 | MC070-B05/F37 | DHW Htr 2 OE_REC_OFF |  |  |  |  | Energy sensor | F37 |  |  |  | MC070 | LEC 1 & 2 |  |  | 0 | 0
MC070-B05 | MC070-B05/F38 | DHW Htr 2 OE Allowability |  |  |  |  | Energy sensor | F38 |  |  |  | MC070 | LEC 1 & 2 |  |  | 0 | 0
MC070-B05 | MC070-B05/F39 | DHW Htr 2 OE_DEMAND |  |  |  |  | Energy sensor | F39 |  |  |  | MC070 | LEC 1 & 2 |  |  | 0 | 0
MC070-B05 | MC070-B05/F4 | Function 4 |  |  |  |  | Energy sensor | F4 |  |  |  | MC070 | LEC 1 & 2 |  |  | 0 | 0
MC070-B05 | MC070-B05/F40 | Function 40 |  |  |  |  | Energy sensor | F40 |  |  |  | MC070 | LEC 1 & 2 |  |  | 0 | 0
MC070-B05 | MC070-B05/F41 | Function 41 |  |  |  |  | Energy sensor | F41 |  |  |  | MC070 | LEC 1 & 2 |  |  | 0 | 0
MC070-B05 | MC070-B05/F42 | Function 42 |  |  |  |  | Energy sensor | F42 |  |  |  | MC070 | LEC 1 & 2 |  |  | 0 | 0
MC070-B05 | MC070-B05/F43 | Function 43 |  |  |  |  | Energy sensor | F43 |  |  |  | MC070 | LEC 1 & 2 |  |  | 0 | 0
MC070-B05 | MC070-B05/F44 | Function 44 |  |  |  |  | Energy sensor | F44 |  |  |  | MC070 | LEC 1 & 2 |  |  | 0 | 0
MC070-B05 | MC070-B05/F5 | Function 5 |  |  |  |  | Energy sensor | F5 |  |  |  | MC070 | LEC 1 & 2 |  |  | 0 | 0
MC070-B05 | MC070-B05/F6 | Function 6 |  |  |  |  | Energy sensor | F6 |  |  |  | MC070 | LEC 1 & 2 |  |  | 0 | 0
MC070-B05 | MC070-B05/F7 | Function 7 |  |  |  |  | Energy sensor | F7 |  |  |  | MC070 | LEC 1 & 2 |  |  | 0 | 0
MC070-B05 | MC070-B05/F8 | Function 8 |  |  |  |  | Energy sensor | F8 |  |  |  | MC070 | LEC 1 & 2 |  |  | 0 | 0
MC070-B05 | MC070-B05/F9 | Function 9 |  |  |  |  | Energy sensor | F9 |  |  |  | MC070 | LEC 1 & 2 |  |  | 0 | 0
MC070-B05 | MC070-B05/G1 | Logic 1 |  |  |  |  | Energy sensor | G1 |  |  |  | MC070 | LEC 1 & 2 |  |  | 0 | 0
MC070-B05 | MC070-B05/G10 | Enable Immersion Heaters |  |  |  |  | Energy sensor | G10 |  |  |  | MC070 | LEC 1 & 2 |  |  | 0 | 0
MC070-B05 | MC070-B05/G11 | Logic 11 |  |  |  |  | Energy sensor | G11 |  |  |  | MC070 | LEC 1 & 2 |  |  | 0 | 0
MC070-B05 | MC070-B05/G12 | Logic 12 |  |  |  |  | Energy sensor | G12 |  |  |  | MC070 | LEC 1 & 2 |  |  | 0 | 0
MC070-B05 | MC070-B05/G13 | Logic 13 |  |  |  |  | Energy sensor | G13 |  |  |  | MC070 | LEC 1 & 2 |  |  | 0 | 0
MC070-B05 | MC070-B05/G14 | Logic 14 |  |  |  |  | Energy sensor | G14 |  |  |  | MC070 | LEC 1 & 2 |  |  | 0 | 0
MC070-B05 | MC070-B05/G15 | Logic 15 |  |  |  |  | Energy sensor | G15 |  |  |  | MC070 | LEC 1 & 2 |  |  | 0 | 0
MC070-B05 | MC070-B05/G16 | Logic 16 |  |  |  |  | Energy sensor | G16 |  |  |  | MC070 | LEC 1 & 2 |  |  | 0 | 0
MC070-B05 | MC070-B05/G17 | Logic 17 |  |  |  |  | Energy sensor | G17 |  |  |  | MC070 | LEC 1 & 2 |  |  | 0 | 0
MC070-B05 | MC070-B05/G18 | Logic 18 |  |  |  |  | Energy sensor | G18 |  |  |  | MC070 | LEC 1 & 2 |  |  | 0 | 0
MC070-B05 | MC070-B05/G19 | Logic 19 |  |  |  |  | Energy sensor | G19 |  |  |  | MC070 | LEC 1 & 2 |  |  | 0 | 0
MC070-B05 | MC070-B05/G2 | 2ND STAGE FROST WATER |  |  |  |  | Energy sensor | G2 |  |  |  | MC070 | LEC 1 & 2 |  |  | 0 | 0
MC070-B05 | MC070-B05/G20 | Logic 20 |  |  |  |  | Energy sensor | G20 |  |  |  | MC070 | LEC 1 & 2 |  |  | 0 | 0
MC070-B05 | MC070-B05/G21 | Logic 21 |  |  |  |  | Energy sensor | G21 |  |  |  | MC070 | LEC 1 & 2 |  |  | 0 | 0
MC070-B05 | MC070-B05/G22 | Logic 22 |  |  |  |  | Energy sensor | G22 |  |  |  | MC070 | LEC 1 & 2 |  |  | 0 | 0
MC070-B05 | MC070-B05/G23 | Logic 23 |  |  |  |  | Energy sensor | G23 |  |  |  | MC070 | LEC 1 & 2 |  |  | 0 | 0
MC070-B05 | MC070-B05/G24 | Logic 24 |  |  |  |  | Energy sensor | G24 |  |  |  | MC070 | LEC 1 & 2 |  |  | 0 | 0
MC070-B05 | MC070-B05/G25 | Logic 25 |  |  |  |  | Energy sensor | G25 |  |  |  | MC070 | LEC 1 & 2 |  |  | 0 | 0
MC070-B05 | MC070-B05/G26 | Logic 26 |  |  |  |  | Energy sensor | G26 |  |  |  | MC070 | LEC 1 & 2 |  |  | 0 | 0
MC070-B05 | MC070-B05/G27 | Logic 27 |  |  |  |  | Energy sensor | G27 |  |  |  | MC070 | LEC 1 & 2 |  |  | 0 | 0
MC070-B05 | MC070-B05/G28 | Logic 28 |  |  |  |  | Energy sensor | G28 |  |  |  | MC070 | LEC 1 & 2 |  |  | 0 | 0
MC070-B05 | MC070-B05/G29 | Logic 29 |  |  |  |  | Energy sensor | G29 |  |  |  | MC070 | LEC 1 & 2 |  |  | 0 | 0
MC070-B05 | MC070-B05/G3 | 1st stage frost protection |  |  |  |  | Energy sensor | G3 |  |  |  | MC070 | LEC 1 & 2 |  |  | 0 | 0
MC070-B05 | MC070-B05/G30 | Logic 30 |  |  |  |  | Energy sensor | G30 |  |  |  | MC070 | LEC 1 & 2 |  |  | 0 | 0
MC070-B05 | MC070-B05/G31 | Logic 31 |  |  |  |  | Energy sensor | G31 |  |  |  | MC070 | LEC 1 & 2 |  |  | 0 | 0
MC070-B05 | MC070-B05/G32 | Logic 32 |  |  |  |  | Energy sensor | G32 |  |  |  | MC070 | LEC 1 & 2 |  |  | 0 | 0
MC070-B05 | MC070-B05/G33 | Logic 33 |  |  |  |  | Energy sensor | G33 |  |  |  | MC070 | LEC 1 & 2 |  |  | 0 | 0
MC070-B05 | MC070-B05/G34 | Logic 34 |  |  |  |  | Energy sensor | G34 |  |  |  | MC070 | LEC 1 & 2 |  |  | 0 | 0
MC070-B05 | MC070-B05/G35 | Logic 35 |  |  |  |  | Energy sensor | G35 |  |  |  | MC070 | LEC 1 & 2 |  |  | 0 | 0
MC070-B05 | MC070-B05/G36 | Logic 36 |  |  |  |  | Energy sensor | G36 |  |  |  | MC070 | LEC 1 & 2 |  |  | 0 | 0
MC070-B05 | MC070-B05/G37 | Logic 37 |  |  |  |  | Energy sensor | G37 |  |  |  | MC070 | LEC 1 & 2 |  |  | 0 | 0
MC070-B05 | MC070-B05/G38 | Logic 38 |  |  |  |  | Energy sensor | G38 |  |  |  | MC070 | LEC 1 & 2 |  |  | 0 | 0
MC070-B05 | MC070-B05/G39 | Logic 39 |  |  |  |  | Energy sensor | G39 |  |  |  | MC070 | LEC 1 & 2 |  |  | 0 | 0
MC070-B05 | MC070-B05/G4 | Logic 4 |  |  |  |  | Energy sensor | G4 |  |  |  | MC070 | LEC 1 & 2 |  |  | 0 | 0
MC070-B05 | MC070-B05/G40 | Immersions allow |  |  |  |  | Energy sensor | G40 |  |  |  | MC070 | LEC 1 & 2 |  |  | 0 | 0
MC070-B05 | MC070-B05/G41 | Logic 41 |  |  |  |  | Energy sensor | G41 |  |  |  | MC070 | LEC 1 & 2 |  |  | 0 | 0
MC070-B05 | MC070-B05/G42 | DHW Htr 1 OE Rec |  |  |  |  | Energy sensor | G42 |  |  |  | MC070 | LEC 1 & 2 |  |  | 0 | 0
MC070-B05 | MC070-B05/G43 | Logic 43 |  |  |  |  | Energy sensor | G43 |  |  |  | MC070 | LEC 1 & 2 |  |  | 0 | 0
MC070-B05 | MC070-B05/G44 | DHW Htr 1 OE_SAFE |  |  |  |  | Energy sensor | G44 |  |  |  | MC070 | LEC 1 & 2 |  |  | 0 | 0
MC070-B05 | MC070-B05/G45 | Total Hours |  |  |  |  | Energy sensor | G45 |  |  |  | MC070 | LEC 1 & 2 |  |  | 0 | 0
MC070-B05 | MC070-B05/G46 | Logic 46 |  |  |  |  | Energy sensor | G46 |  |  |  | MC070 | LEC 1 & 2 |  |  | 0 | 0
MC070-B05 | MC070-B05/G47 | Logic 47 |  |  |  |  | Energy sensor | G47 |  |  |  | MC070 | LEC 1 & 2 |  |  | 0 | 0
MC070-B05 | MC070-B05/G48 | DHW Htr 1 enabled |  |  |  |  | Energy sensor | G48 |  |  |  | MC070 | LEC 1 & 2 |  |  | 0 | 0
MC070-B05 | MC070-B05/G49 | Logic 49 |  |  |  |  | Energy sensor | G49 |  |  |  | MC070 | LEC 1 & 2 |  |  | 0 | 0
MC070-B05 | MC070-B05/G5 | Logic 5 |  |  |  |  | Energy sensor | G5 |  |  |  | MC070 | LEC 1 & 2 |  |  | 0 | 0
MC070-B05 | MC070-B05/G50 | Logic 50 |  |  |  |  | Energy sensor | G50 |  |  |  | MC070 | LEC 1 & 2 |  |  | 0 | 0
MC070-B05 | MC070-B05/G51 | DHW Htr 2 OE Rec |  |  |  |  | Energy sensor | G51 |  |  |  | MC070 | LEC 1 & 2 |  |  | 0 | 0
MC070-B05 | MC070-B05/G52 | Logic 52 |  |  |  |  | Energy sensor | G52 |  |  |  | MC070 | LEC 1 & 2 |  |  | 0 | 0
MC070-B05 | MC070-B05/G53 | DHW Htr 2 OE_SAFE |  |  |  |  | Energy sensor | G53 |  |  |  | MC070 | LEC 1 & 2 |  |  | 0 | 0
MC070-B05 | MC070-B05/G54 | Total Hours |  |  |  |  | Energy sensor | G54 |  |  |  | MC070 | LEC 1 & 2 |  |  | 0 | 0
MC070-B05 | MC070-B05/G55 | Logic 55 |  |  |  |  | Energy sensor | G55 |  |  |  | MC070 | LEC 1 & 2 |  |  | 0 | 0
MC070-B05 | MC070-B05/G56 | Logic 56 |  |  |  |  | Energy sensor | G56 |  |  |  | MC070 | LEC 1 & 2 |  |  | 0 | 0
MC070-B05 | MC070-B05/G57 | DHW Htr 2 enabled |  |  |  |  | Energy sensor | G57 |  |  |  | MC070 | LEC 1 & 2 |  |  | 0 | 0
MC070-B05 | MC070-B05/G58 | Logic 58 |  |  |  |  | Energy sensor | G58 |  |  |  | MC070 | LEC 1 & 2 |  |  | 0 | 0
MC070-B05 | MC070-B05/G6 | Heating enable |  |  | 0 = Off, 1 = On |  | Energy sensor | G6 |  |  |  | MC070 | LEC 1 & 2 |  |  | 0 | 0
MC070-B05 | MC070-B05/G7 | Pumps Enable |  |  |  |  | Energy sensor | G7 |  |  |  | MC070 | LEC 1 & 2 |  |  | 0 | 0
MC070-B05 | MC070-B05/G8 | DHW Enable |  |  |  |  | Energy sensor | G8 |  |  |  | MC070 | LEC 1 & 2 |  |  | 0 | 0
MC070-B05 | MC070-B05/G9 | DHW Enable CT Pumps |  |  |  |  | Energy sensor | G9 |  |  |  | MC070 | LEC 1 & 2 |  |  | 0 | 0
MC070-B05 | MC070-B05/i1 | IO Module 1 |  |  |  |  | Energy sensor | i1 |  |  |  | MC070 | LEC 1 & 2 |  |  | 0 | 0
MC070-B05 | MC070-B05/I1 | DHW Cyl 1 High Limit Ok |  |  |  |  | Energy sensor | I1 |  |  |  | MC070 | LEC 1 & 2 |  |  | 0 | 0
MC070-B05 | MC070-B05/I12 | Duty Heating Pump Failed |  |  |  |  | Energy sensor | I12 |  |  |  | MC070 | LEC 1 & 2 |  |  | 0 | 0
MC070-B05 | MC070-B05/I13 | Heating Pump 1 Enabled |  |  |  |  | Energy sensor | I13 |  |  |  | MC070 | LEC 1 & 2 |  |  | 0 | 0
MC070-B05 | MC070-B05/I14 | Heating Pump 2 Enabled |  |  |  |  | Energy sensor | I14 |  |  |  | MC070 | LEC 1 & 2 |  |  | 0 | 0
MC070-B05 | MC070-B05/I16 | Duty CT Heating Pump Failed |  |  |  |  | Energy sensor | I16 |  |  |  | MC070 | LEC 1 & 2 |  |  | 0 | 0
MC070-B05 | MC070-B05/I17 | CT Heating Pump 1 Enabled |  |  |  |  | Energy sensor | I17 |  |  |  | MC070 | LEC 1 & 2 |  |  | 0 | 0
MC070-B05 | MC070-B05/I18 | CT Heating Pump 2 Enabled |  |  |  |  | Energy sensor | I18 |  |  |  | MC070 | LEC 1 & 2 |  |  | 0 | 0
MC070-B05 | MC070-B05/I2 | DHW Cyl 2 High Limit Ok |  |  |  |  | Energy sensor | I2 |  |  |  | MC070 | LEC 1 & 2 |  |  | 0 | 0
MC070-B05 | MC070-B05/i2 | xcite/IO/8AO |  |  |  |  | Energy sensor | i2 |  |  |  | MC070 | LEC 1 & 2 |  |  | 0 | 0
MC070-B05 | MC070-B05/I20 | Duty 2nd Heating Pump Failed |  |  |  |  | Energy sensor | I20 |  |  |  | MC070 | LEC 1 & 2 |  |  | 0 | 0
MC070-B05 | MC070-B05/I21 | 2nd Heating Pump 1 Enabled |  |  |  |  | Energy sensor | I21 |  |  |  | MC070 | LEC 1 & 2 |  |  | 0 | 0
MC070-B05 | MC070-B05/I22 | 2nd Heating Pump 2 Enabled |  |  |  |  | Energy sensor | I22 |  |  |  | MC070 | LEC 1 & 2 |  |  | 0 | 0
MC070-B05 | MC070-B05/i3 | 4UI |  |  |  |  | Energy sensor | i3 |  |  |  | MC070 | LEC 1 & 2 |  |  | 0 | 0
MC070-B05 | MC070-B05/I3 | Compressor Fault |  |  |  |  | Energy sensor | I3 |  |  |  | MC070 | LEC 1 & 2 |  |  | 0 | 0
MC070-B05 | MC070-B05/I4 | De-Strat Pump 1 Fault |  |  |  |  | Energy sensor | I4 |  |  |  | MC070 | LEC 1 & 2 |  |  | 0 | 0
MC070-B05 | MC070-B05/I5 | De-Strat Pump 2 Fault |  |  |  |  | Energy sensor | I5 |  |  |  | MC070 | LEC 1 & 2 |  |  | 0 | 0
MC070-B05 | MC070-B05/I6 | Heating Pump Status |  |  |  |  | Energy sensor | I6 |  |  |  | MC070 | LEC 1 & 2 |  |  | 0 | 0
MC070-B05 | MC070-B05/I7 | CT Pump Status |  |  |  |  | Energy sensor | I7 |  |  |  | MC070 | LEC 1 & 2 |  |  | 0 | 0
MC070-B05 | MC070-B05/I8 | 2nd Heating Pump Status |  |  |  |  | Energy sensor | I8 |  |  |  | MC070 | LEC 1 & 2 |  |  | 0 | 0
MC070-B05 | MC070-B05/I9 | MTHW Low Temp Alarm |  |  | Degrees Celsius |  | Energy sensor | I9 |  |  |  | MC070 | LEC 1 & 2 |  |  | 0 | 0
MC070-B05 | MC070-B05/K1 | 1st stage frost protection |  |  |  |  | Energy sensor | K1 |  |  |  | MC070 | LEC 1 & 2 |  |  | 0 | 0
MC070-B05 | MC070-B05/K10 | Knob 10 |  |  |  |  | Energy sensor | K10 |  |  |  | MC070 | LEC 1 & 2 |  |  | 0 | 0
MC070-B05 | MC070-B05/K2 | 2nd stage frost protection |  |  | Degrees Celsius |  | Energy sensor | K2 |  |  |  | MC070 | LEC 1 & 2 |  |  | 0 | 0
MC070-B05 | MC070-B05/K3 | Eco Off |  |  |  |  | Energy sensor | K3 |  |  |  | MC070 | LEC 1 & 2 |  |  | 0 | 0
MC070-B05 | MC070-B05/K4 | MTHW Min Flow Temp |  |  | Degrees Celsius |  | Energy sensor | K4 |  |  |  | MC070 | LEC 1 & 2 |  |  | 0 | 0
MC070-B05 | MC070-B05/K5 | DHW Cyl 1 Temp SetPoint |  |  | Degrees Celsius |  | Energy sensor | K5 |  |  |  | MC070 | LEC 1 & 2 |  |  | 0 | 0
MC070-B05 | MC070-B05/K6 | DHW Cyl 2 Temp SetPoint |  |  | Degrees Celsius |  | Energy sensor | K6 |  |  |  | MC070 | LEC 1 & 2 |  |  | 0 | 0
MC070-B05 | MC070-B05/K7 | Heating North Valve SP |  |  |  |  | Energy sensor | K7 |  |  |  | MC070 | LEC 1 & 2 |  |  | 0 | 0
MC070-B05 | MC070-B05/K8 | Heating South Valve SP |  |  |  |  | Energy sensor | K8 |  |  |  | MC070 | LEC 1 & 2 |  |  | 0 | 0
MC070-B05 | MC070-B05/K9 | Immersions allow sp |  |  |  |  | Energy sensor | K9 |  |  |  | MC070 | LEC 1 & 2 |  |  | 0 | 0
MC070-B05 | MC070-B05/L1 | Loop 1 |  |  |  |  | Energy sensor | L1 |  |  |  | MC070 | LEC 1 & 2 |  |  | 0 | 0
MC070-B05 | MC070-B05/L2 | Loop 2 |  |  |  |  | Energy sensor | L2 |  |  |  | MC070 | LEC 1 & 2 |  |  | 0 | 0
MC070-B05 | MC070-B05/L3 | Loop 3 |  |  |  |  | Energy sensor | L3 |  |  |  | MC070 | LEC 1 & 2 |  |  | 0 | 0
MC070-B05 | MC070-B05/L4 | Loop 4 |  |  |  |  | Energy sensor | L4 |  |  |  | MC070 | LEC 1 & 2 |  |  | 0 | 0
MC070-B05 | MC070-B05/n1 | TREND_0E_1B_06 |  |  |  |  | Energy sensor | n1 |  |  |  | MC070 | LEC 1 & 2 |  |  | 0 | 0
MC070-B05 | MC070-B05/o1 | Alarm Route 1 |  |  |  |  | Energy sensor | o1 |  |  |  | MC070 | LEC 1 & 2 |  |  | 0 | 0
MC070-B05 | MC070-B05/P1 | Outside air temperature |  |  | Degrees Celsius |  | Energy sensor | P1 |  |  |  | MC070 | LEC 1 & 2 |  |  | 0 | 0
MC070-B05 | MC070-B05/P10 | North Heating Return Temp |  |  | Degrees Celsius |  | Energy sensor | P10 |  |  |  | MC070 | LEC 1 & 2 |  |  | 0 | 0
MC070-B05 | MC070-B05/P11 | Constant temperature circuit flow temperature |  |  | Degrees Celsius |  | Energy sensor | P11 |  |  |  | MC070 | LEC 1 & 2 |  |  | 0 | 0
MC070-B05 | MC070-B05/P12 | CT Return Temp |  |  | Degrees Celsius |  | Energy sensor | P12 |  |  |  | MC070 | LEC 1 & 2 |  |  | 0 | 0
MC070-B05 | MC070-B05/P13 | Cal Fow meter MTHW Ltrs Min |  |  |  |  | Energy sensor | P13 |  |  |  | MC070 | LEC 1 & 2 |  |  | 0 | 0
MC070-B05 | MC070-B05/P14 | Building kwh |  |  |  |  | Energy sensor | P14 |  |  |  | MC070 | LEC 1 & 2 |  |  | 0 | 0
MC070-B05 | MC070-B05/P15 | Temperature difference |  |  | Degrees Celsius |  | Energy sensor | P15 |  |  |  | MC070 | LEC 1 & 2 |  |  | 0 | 0
MC070-B05 | MC070-B05/P16 | MTHW Flow Raw 4-20ma |  |  |  |  | Energy sensor | P16 |  |  |  | MC070 | LEC 1 & 2 |  |  | 0 | 0
MC070-B05 | MC070-B05/P17 | DHW Htr 1 OE_REC |  |  |  |  | Energy sensor | P17 |  |  |  | MC070 | LEC 1 & 2 |  |  | 0 | 0
MC070-B05 | MC070-B05/P18 | DHW Htr 1 OE Ovrd On |  |  |  |  | Energy sensor | P18 |  |  |  | MC070 | LEC 1 & 2 |  |  | 0 | 0
MC070-B05 | MC070-B05/P19 | DHW Htr 1 OE Ovrd Off |  |  |  |  | Energy sensor | P19 |  |  |  | MC070 | LEC 1 & 2 |  |  | 0 | 0
MC070-B05 | MC070-B05/P2 | Medium temperature hot water flow temperature |  |  | Degrees Celsius |  | Energy sensor | P2 |  |  |  | MC070 | LEC 1 & 2 |  |  | 0 | 0
MC070-B05 | MC070-B05/P20 | DHW Htr 1 OE Ovrd On |  |  |  |  | Energy sensor | P20 |  |  |  | MC070 | LEC 1 & 2 |  |  | 0 | 0
MC070-B05 | MC070-B05/P21 | DHW Htr 1 OE Ovrd Off |  |  |  |  | Energy sensor | P21 |  |  |  | MC070 | LEC 1 & 2 |  |  | 0 | 0
MC070-B05 | MC070-B05/P22 | DHW Htr 2 OE_REC |  |  |  |  | Energy sensor | P22 |  |  |  | MC070 | LEC 1 & 2 |  |  | 0 | 0
MC070-B05 | MC070-B05/P23 | DHW Htr 2 Ovrd On |  |  |  |  | Energy sensor | P23 |  |  |  | MC070 | LEC 1 & 2 |  |  | 0 | 0
MC070-B05 | MC070-B05/P24 | DHW Htr 2 OE Ovrd Off |  |  |  |  | Energy sensor | P24 |  |  |  | MC070 | LEC 1 & 2 |  |  | 0 | 0
MC070-B05 | MC070-B05/P25 | DHW Htr 2 OE Ovrd On |  |  |  |  | Energy sensor | P25 |  |  |  | MC070 | LEC 1 & 2 |  |  | 0 | 0
MC070-B05 | MC070-B05/P26 | DHW Htr 2 OE Ovrd Off |  |  |  |  | Energy sensor | P26 |  |  |  | MC070 | LEC 1 & 2 |  |  | 0 | 0
MC070-B05 | MC070-B05/P3 | Medium temperature hot water return temperature |  |  | Degrees Celsius |  | Energy sensor | P3 |  |  |  | MC070 | LEC 1 & 2 |  |  | 0 | 0
MC070-B05 | MC070-B05/P4 | DHW Cylinder 1 Temp |  |  | Degrees Celsius |  | Energy sensor | P4 |  |  |  | MC070 | LEC 1 & 2 |  |  | 0 | 0
MC070-B05 | MC070-B05/P5 | DHW Cylinder 2 Temp |  |  | Degrees Celsius |  | Energy sensor | P5 |  |  |  | MC070 | LEC 1 & 2 |  |  | 0 | 0
MC070-B05 | MC070-B05/P6 | DHW Flow Temp |  |  | Degrees Celsius |  | Energy sensor | P6 |  |  |  | MC070 | LEC 1 & 2 |  |  | 0 | 0
MC070-B05 | MC070-B05/P7 | South Heating Flow Temp |  |  | Degrees Celsius |  | Energy sensor | P7 |  |  |  | MC070 | LEC 1 & 2 |  |  | 0 | 0
MC070-B05 | MC070-B05/P8 | South Heating Return Temp |  |  | Degrees Celsius |  | Energy sensor | P8 |  |  |  | MC070 | LEC 1 & 2 |  |  | 0 | 0
MC070-B05 | MC070-B05/P9 | North Heating Flow Temp |  |  | Degrees Celsius |  | Energy sensor | P9 |  |  |  | MC070 | LEC 1 & 2 |  |  | 0 | 0
MC070-B05 | MC070-B05/Q1 | Sequence Table 1 |  |  |  |  | Energy sensor | Q1 |  |  |  | MC070 | LEC 1 & 2 |  |  | 0 | 0
MC070-B05 | MC070-B05/S1 | Outside air temperature |  |  | Degrees Celsius |  | Energy sensor | S1 |  |  |  | MC070 | LEC 1 & 2 |  |  | 0 | 0
MC070-B05 | MC070-B05/S10 | North Heating Return Temp |  |  | Degrees Celsius |  | Energy sensor | S10 |  |  |  | MC070 | LEC 1 & 2 |  |  | 0 | 0
MC070-B05 | MC070-B05/S11 | Constant temperature circuit flow temperature |  |  | Degrees Celsius |  | Energy sensor | S11 |  |  |  | MC070 | LEC 1 & 2 |  |  | 0 | 0
MC070-B05 | MC070-B05/S12 | CT Return Temp |  |  | Degrees Celsius |  | Energy sensor | S12 |  |  |  | MC070 | LEC 1 & 2 |  |  | 0 | 0
MC070-B05 | MC070-B05/S14 | MTHW Flow Raw 4-20ma |  |  |  |  | Energy sensor | S14 |  |  |  | MC070 | LEC 1 & 2 |  |  | 0 | 0
MC070-B05 | MC070-B05/S15 | Cal Fow meter MTHW Ltrs Min |  |  |  |  | Energy sensor | S15 |  |  |  | MC070 | LEC 1 & 2 |  |  | 0 | 0
MC070-B05 | MC070-B05/S16 | Building kwh |  |  |  |  | Energy sensor | S16 |  |  |  | MC070 | LEC 1 & 2 |  |  | 0 | 0
MC070-B05 | MC070-B05/S17 | Temperature difference |  |  | Degrees Celsius |  | Energy sensor | S17 |  |  |  | MC070 | LEC 1 & 2 |  |  | 0 | 0
MC070-B05 | MC070-B05/S18 | DHW Htr 1 OE_REC |  |  |  |  | Energy sensor | S18 |  |  |  | MC070 | LEC 1 & 2 |  |  | 0 | 0
MC070-B05 | MC070-B05/S19 | DHW Htr 1 OE Ovrd On |  |  |  |  | Energy sensor | S19 |  |  |  | MC070 | LEC 1 & 2 |  |  | 0 | 0
MC070-B05 | MC070-B05/S2 | Medium temperature hot water flow temperature |  |  | Degrees Celsius |  | Energy sensor | S2 |  |  |  | MC070 | LEC 1 & 2 |  |  | 0 | 0
MC070-B05 | MC070-B05/S20 | DHW Htr 1 OE Ovrd Off |  |  |  |  | Energy sensor | S20 |  |  |  | MC070 | LEC 1 & 2 |  |  | 0 | 0
MC070-B05 | MC070-B05/S21 | DHW Htr 1 OE Ovrd On |  |  |  |  | Energy sensor | S21 |  |  |  | MC070 | LEC 1 & 2 |  |  | 0 | 0
MC070-B05 | MC070-B05/S22 | DHW Htr 1 OE Ovrd Off |  |  |  |  | Energy sensor | S22 |  |  |  | MC070 | LEC 1 & 2 |  |  | 0 | 0
MC070-B05 | MC070-B05/S23 | DHW Htr 2 OE_REC |  |  |  |  | Energy sensor | S23 |  |  |  | MC070 | LEC 1 & 2 |  |  | 0 | 0
MC070-B05 | MC070-B05/S24 | DHW Htr 2 Ovrd On |  |  |  |  | Energy sensor | S24 |  |  |  | MC070 | LEC 1 & 2 |  |  | 0 | 0
MC070-B05 | MC070-B05/S25 | DHW Htr 2 OE Ovrd Off |  |  |  |  | Energy sensor | S25 |  |  |  | MC070 | LEC 1 & 2 |  |  | 0 | 0
MC070-B05 | MC070-B05/S26 | DHW Htr 2 OE Ovrd On |  |  |  |  | Energy sensor | S26 |  |  |  | MC070 | LEC 1 & 2 |  |  | 0 | 0
MC070-B05 | MC070-B05/S27 | DHW Htr 2 OE Ovrd Off |  |  |  |  | Energy sensor | S27 |  |  |  | MC070 | LEC 1 & 2 |  |  | 0 | 0
MC070-B05 | MC070-B05/S3 | Medium temperature hot water return temperature |  |  | Degrees Celsius |  | Energy sensor | S3 |  |  |  | MC070 | LEC 1 & 2 |  |  | 0 | 0
MC070-B05 | MC070-B05/S4 | DHW Cylinder 1 Temp |  |  | Degrees Celsius |  | Energy sensor | S4 |  |  |  | MC070 | LEC 1 & 2 |  |  | 0 | 0
MC070-B05 | MC070-B05/S5 | DHW Cylinder 2 Temp |  |  | Degrees Celsius |  | Energy sensor | S5 |  |  |  | MC070 | LEC 1 & 2 |  |  | 0 | 0
MC070-B05 | MC070-B05/S6 | DHW Flow Temp |  |  | Degrees Celsius |  | Energy sensor | S6 |  |  |  | MC070 | LEC 1 & 2 |  |  | 0 | 0
MC070-B05 | MC070-B05/S7 | South Heating Flow Temp |  |  | Degrees Celsius |  | Energy sensor | S7 |  |  |  | MC070 | LEC 1 & 2 |  |  | 0 | 0
MC070-B05 | MC070-B05/S8 | South Heating Return Temp |  |  | Degrees Celsius |  | Energy sensor | S8 |  |  |  | MC070 | LEC 1 & 2 |  |  | 0 | 0
MC070-B05 | MC070-B05/S9 | North Heating Flow Temp |  |  | Degrees Celsius |  | Energy sensor | S9 |  |  |  | MC070 | LEC 1 & 2 |  |  | 0 | 0
MC070-B05 | MC070-B05/V1 | [5 empty] | Energy sensor | V1 |  |  |  | MC070 | LEC 1 & 2 |  |  | 0 | 0
MC070-B05 | MC070-B05/W1 | Summer Winter |  |  |  |  | Energy sensor | W1 |  |  |  | MC070 | LEC 1 & 2 |  |  | 0 | 0
MC070-B05 | MC070-B05/W10 | Duty CT Heating Pump On=P2 |  |  |  |  | Energy sensor | W10 |  |  |  | MC070 | LEC 1 & 2 |  |  | 0 | 0
MC070-B05 | MC070-B05/W12 | Duty 2nd Heating Pump On=P2 |  |  |  |  | Energy sensor | W12 |  |  |  | MC070 | LEC 1 & 2 |  |  | 0 | 0
MC070-B05 | MC070-B05/W2 | Pulsed 1st Stage Frost |  |  |  |  | Energy sensor | W2 |  |  |  | MC070 | LEC 1 & 2 |  |  | 0 | 0
MC070-B05 | MC070-B05/W3 | Holiday - Auto Switch On=Auto |  |  |  |  | Energy sensor | W3 |  |  |  | MC070 | LEC 1 & 2 |  |  | 0 | 0
MC070-B05 | MC070-B05/W30 | Triad switch |  |  |  |  | Energy sensor | W30 |  |  |  | MC070 | LEC 1 & 2 |  |  | 0 | 0
MC070-B05 | MC070-B05/W32 | DHW Htr 1 OE_ENA |  |  |  |  | Energy sensor | W32 |  |  |  | MC070 | LEC 1 & 2 |  |  | 0 | 0
MC070-B05 | MC070-B05/W33 | DHW Htr 2 OE_ENA |  |  |  |  | Energy sensor | W33 |  |  |  | MC070 | LEC 1 & 2 |  |  | 0 | 0
MC070-B05 | MC070-B05/W4 | Heating Pump 1 C O |  |  |  |  | Energy sensor | W4 |  |  |  | MC070 | LEC 1 & 2 |  |  | 0 | 0
MC070-B05 | MC070-B05/W5 | DHW fed From CT Pumps |  |  |  |  | Energy sensor | W5 |  |  |  | MC070 | LEC 1 & 2 |  |  | 0 | 0
MC070-B05 | MC070-B05/W7 | Duty Pump Reset |  |  |  |  | Energy sensor | W7 |  |  |  | MC070 | LEC 1 & 2 |  |  | 0 | 0
MC070-B05 | MC070-B05/W8 | Duty Heating Pump On=P2 |  |  |  |  | Energy sensor | W8 |  |  |  | MC070 | LEC 1 & 2 |  |  | 0 | 0
MC070-B05 | MC070-B05/Y1 | Outside air temperature |  |  | Degrees Celsius |  | Energy sensor | Y1 |  |  |  | MC070 | LEC 1 & 2 |  |  | 0 | 0
MC070-B05 | MC070-B05/Y2 | Room temperature |  |  | Degrees Celsius |  | Energy sensor | Y2 |  |  |  | MC070 | LEC 1 & 2 |  |  | 0 | 0
MC070-B05 | MC070-B05/Y3 | Thermistor TBTI |  |  | Degrees Celsius |  | Energy sensor | Y3 |  |  |  | MC070 | LEC 1 & 2 |  |  | 0 | 0
MC070-B05 | MC070-B05/Y4 | Thermistor TBTC |  |  |  |  | Energy sensor | Y4 |  |  |  | MC070 | LEC 1 & 2 |  |  | 0 | 0
MC070-B05 | MC070-B05/Y5 | Current 4-20ma |  |  |  |  | Energy sensor | Y5 |  |  |  | MC070 | LEC 1 & 2 |  |  | 0 | 0
MC070-B05 | MC070-B05/Z1 | Heating Time Zone |  |  |  |  | Energy sensor | Z1 |  |  |  | MC070 | LEC 1 & 2 |  |  | 0 | 0
MC070-B05 | MC070-B05/Z2 | Domestic Hot Water electric |  |  |  |  | Energy sensor | Z2 |  |  |  | MC070 | LEC 1 & 2 |  |  | 0 | 0
MC070-B05 | MC070-B05/Z3 | Compressor Timezone |  |  |  |  | Energy sensor | Z3 |  |  |  | MC070 | LEC 1 & 2 |  |  | 0 | 0
MC070-B05 | MC070-B05/Z4 | Time Zone 4 |  |  |  |  | Energy sensor | Z4 |  |  |  | MC070 | LEC 1 & 2 |  |  | 0 | 0
MC070-B05 | MC070-B05/Z5 | Triad time program |  |  |  |  | Energy sensor | Z5 |  |  |  | MC070 | LEC 1 & 2 |  |  | 0 | 0
MC070-B05 | MC070-B05/Z6 | Domestic Hot Water District |  |  |  |  | Energy sensor | Z6 |  |  |  | MC070 | LEC 1 & 2 |  |  | 0 | 0
MC072-B03 | MC072-B03/C1 | Virtual CNC 1 |  |  |  |  | Energy sensor | C1 |  |  |  | MC072 | Fylde College |  |  | 0 | 0
MC072-B03 | MC072-B03/D1 | Alarm Lamp |  |  |  |  | Energy sensor | D1 |  |  |  | MC072 | Fylde College |  |  | 0 | 0
MC072-B03 | MC072-B03/D2 | Sounder |  |  |  |  | Energy sensor | D2 |  |  |  | MC072 | Fylde College |  |  | 0 | 0
MC072-B03 | MC072-B03/D3 | Sump SO5 Pumps En |  |  |  |  | Energy sensor | D3 |  |  |  | MC072 | Fylde College |  |  | 0 | 0
MC072-B03 | MC072-B03/D4 | Sump SO6 Pumps En |  |  |  |  | Energy sensor | D4 |  |  |  | MC072 | Fylde College |  |  | 0 | 0
MC072-B03 | MC072-B03/D5 | Sump SO7 Pumps En |  |  |  |  | Energy sensor | D5 |  |  |  | MC072 | Fylde College |  |  | 0 | 0
MC072-B03 | MC072-B03/D6 | Sump SO8 Pumps En |  |  |  |  | Energy sensor | D6 |  |  |  | MC072 | Fylde College |  |  | 0 | 0
MC072-B03 | MC072-B03/e1 | 963 |  |  |  |  | Energy sensor | e1 |  |  |  | MC072 | Fylde College |  |  | 0 | 0
MC072-B03 | MC072-B03/F1 | Is 4Dix Value Changing |  |  |  |  | Energy sensor | F1 |  |  |  | MC072 | Fylde College |  |  | 0 | 0
MC072-B03 | MC072-B03/F10 | Function 10 |  |  |  |  | Energy sensor | F10 |  |  |  | MC072 | Fylde College |  |  | 0 | 0
MC072-B03 | MC072-B03/F11 | Function 11 |  |  |  |  | Energy sensor | F11 |  |  |  | MC072 | Fylde College |  |  | 0 | 0
MC072-B03 | MC072-B03/F12 | Function 12 |  |  |  |  | Energy sensor | F12 |  |  |  | MC072 | Fylde College |  |  | 0 | 0
MC072-B03 | MC072-B03/F13 | Function 13 |  |  |  |  | Energy sensor | F13 |  |  |  | MC072 | Fylde College |  |  | 0 | 0
MC072-B03 | MC072-B03/F14 | Function 14 |  |  |  |  | Energy sensor | F14 |  |  |  | MC072 | Fylde College |  |  | 0 | 0
MC072-B03 | MC072-B03/F15 | Function 15 |  |  |  |  | Energy sensor | F15 |  |  |  | MC072 | Fylde College |  |  | 0 | 0
MC072-B03 | MC072-B03/F16 | Function 16 |  |  |  |  | Energy sensor | F16 |  |  |  | MC072 | Fylde College |  |  | 0 | 0
MC072-B03 | MC072-B03/F17 | Function 17 |  |  |  |  | Energy sensor | F17 |  |  |  | MC072 | Fylde College |  |  | 0 | 0
MC072-B03 | MC072-B03/F18 | Function 18 |  |  |  |  | Energy sensor | F18 |  |  |  | MC072 | Fylde College |  |  | 0 | 0
MC072-B03 | MC072-B03/F2 | 4Dix Previous Value |  |  |  |  | Energy sensor | F2 |  |  |  | MC072 | Fylde College |  |  | 0 | 0
MC072-B03 | MC072-B03/F3 | 4Dix Stable Value |  |  |  |  | Energy sensor | F3 |  |  |  | MC072 | Fylde College |  |  | 0 | 0
MC072-B03 | MC072-B03/F4 | 4Dix Value Decoder |  |  |  |  | Energy sensor | F4 |  |  |  | MC072 | Fylde College |  |  | 0 | 0
MC072-B03 | MC072-B03/F5 | Function 5 |  |  |  |  | Energy sensor | F5 |  |  |  | MC072 | Fylde College |  |  | 0 | 0
MC072-B03 | MC072-B03/F6 | Function 6 |  |  |  |  | Energy sensor | F6 |  |  |  | MC072 | Fylde College |  |  | 0 | 0
MC072-B03 | MC072-B03/F7 | Function 7 |  |  |  |  | Energy sensor | F7 |  |  |  | MC072 | Fylde College |  |  | 0 | 0
MC072-B03 | MC072-B03/F8 | Function 8 |  |  |  |  | Energy sensor | F8 |  |  |  | MC072 | Fylde College |  |  | 0 | 0
MC072-B03 | MC072-B03/F9 | Function 9 |  |  |  |  | Energy sensor | F9 |  |  |  | MC072 | Fylde College |  |  | 0 | 0
MC072-B03 | MC072-B03/G1 | Logic 1 |  |  |  |  | Energy sensor | G1 |  |  |  | MC072 | Fylde College |  |  | 0 | 0
MC072-B03 | MC072-B03/G10 | Sump SO5 Pump Duty |  |  |  |  | Energy sensor | G10 |  |  |  | MC072 | Fylde College |  |  | 0 | 0
MC072-B03 | MC072-B03/G11 | Sump SO5 Pump 1 Lead |  |  |  |  | Energy sensor | G11 |  |  |  | MC072 | Fylde College |  |  | 0 | 0
MC072-B03 | MC072-B03/G12 | Logic 12 |  |  |  |  | Energy sensor | G12 |  |  |  | MC072 | Fylde College |  |  | 0 | 0
MC072-B03 | MC072-B03/G13 | Standby pump |  |  |  |  | Energy sensor | G13 |  |  |  | MC072 | Fylde College |  |  | 0 | 0
MC072-B03 | MC072-B03/G14 | Duty pump |  |  |  |  | Energy sensor | G14 |  |  |  | MC072 | Fylde College |  |  | 0 | 0
MC072-B03 | MC072-B03/G15 | Logic 15 |  |  |  |  | Energy sensor | G15 |  |  |  | MC072 | Fylde College |  |  | 0 | 0
MC072-B03 | MC072-B03/G16 | Logic 16 |  |  |  |  | Energy sensor | G16 |  |  |  | MC072 | Fylde College |  |  | 0 | 0
MC072-B03 | MC072-B03/G17 | Logic 17 |  |  |  |  | Energy sensor | G17 |  |  |  | MC072 | Fylde College |  |  | 0 | 0
MC072-B03 | MC072-B03/G18 | Sump SO6 Pump Duty |  |  |  |  | Energy sensor | G18 |  |  |  | MC072 | Fylde College |  |  | 0 | 0
MC072-B03 | MC072-B03/G19 | Sump SO6 Pump 1 Lead |  |  |  |  | Energy sensor | G19 |  |  |  | MC072 | Fylde College |  |  | 0 | 0
MC072-B03 | MC072-B03/G2 | Logic 2 |  |  |  |  | Energy sensor | G2 |  |  |  | MC072 | Fylde College |  |  | 0 | 0
MC072-B03 | MC072-B03/G20 | Logic 20 |  |  |  |  | Energy sensor | G20 |  |  |  | MC072 | Fylde College |  |  | 0 | 0
MC072-B03 | MC072-B03/G21 | Standby pump |  |  |  |  | Energy sensor | G21 |  |  |  | MC072 | Fylde College |  |  | 0 | 0
MC072-B03 | MC072-B03/G22 | Duty pump |  |  |  |  | Energy sensor | G22 |  |  |  | MC072 | Fylde College |  |  | 0 | 0
MC072-B03 | MC072-B03/G23 | Logic 23 |  |  |  |  | Energy sensor | G23 |  |  |  | MC072 | Fylde College |  |  | 0 | 0
MC072-B03 | MC072-B03/G24 | Logic 24 |  |  |  |  | Energy sensor | G24 |  |  |  | MC072 | Fylde College |  |  | 0 | 0
MC072-B03 | MC072-B03/G25 | Logic 25 |  |  |  |  | Energy sensor | G25 |  |  |  | MC072 | Fylde College |  |  | 0 | 0
MC072-B03 | MC072-B03/G26 | Sump SO7 Pump Duty |  |  |  |  | Energy sensor | G26 |  |  |  | MC072 | Fylde College |  |  | 0 | 0
MC072-B03 | MC072-B03/G27 | Sump SO7 Pump 1 Lead |  |  |  |  | Energy sensor | G27 |  |  |  | MC072 | Fylde College |  |  | 0 | 0
MC072-B03 | MC072-B03/G28 | Logic 28 |  |  |  |  | Energy sensor | G28 |  |  |  | MC072 | Fylde College |  |  | 0 | 0
MC072-B03 | MC072-B03/G29 | Standby pump |  |  |  |  | Energy sensor | G29 |  |  |  | MC072 | Fylde College |  |  | 0 | 0
MC072-B03 | MC072-B03/G3 | Logic 3 |  |  |  |  | Energy sensor | G3 |  |  |  | MC072 | Fylde College |  |  | 0 | 0
MC072-B03 | MC072-B03/G30 | Duty pump |  |  |  |  | Energy sensor | G30 |  |  |  | MC072 | Fylde College |  |  | 0 | 0
MC072-B03 | MC072-B03/G31 | Logic 31 |  |  |  |  | Energy sensor | G31 |  |  |  | MC072 | Fylde College |  |  | 0 | 0
MC072-B03 | MC072-B03/G32 | Logic 32 |  |  |  |  | Energy sensor | G32 |  |  |  | MC072 | Fylde College |  |  | 0 | 0
MC072-B03 | MC072-B03/G33 | Logic 33 |  |  |  |  | Energy sensor | G33 |  |  |  | MC072 | Fylde College |  |  | 0 | 0
MC072-B03 | MC072-B03/G34 | Sump SO8 Pump Duty |  |  |  |  | Energy sensor | G34 |  |  |  | MC072 | Fylde College |  |  | 0 | 0
MC072-B03 | MC072-B03/G35 | Sump SO8 Pump 1 Lead |  |  |  |  | Energy sensor | G35 |  |  |  | MC072 | Fylde College |  |  | 0 | 0
MC072-B03 | MC072-B03/G36 | Logic 36 |  |  |  |  | Energy sensor | G36 |  |  |  | MC072 | Fylde College |  |  | 0 | 0
MC072-B03 | MC072-B03/G37 | Standby pump |  |  |  |  | Energy sensor | G37 |  |  |  | MC072 | Fylde College |  |  | 0 | 0
MC072-B03 | MC072-B03/G38 | Duty pump |  |  |  |  | Energy sensor | G38 |  |  |  | MC072 | Fylde College |  |  | 0 | 0
MC072-B03 | MC072-B03/G39 | Logic 39 |  |  |  |  | Energy sensor | G39 |  |  |  | MC072 | Fylde College |  |  | 0 | 0
MC072-B03 | MC072-B03/G4 | Logic 4 |  |  |  |  | Energy sensor | G4 |  |  |  | MC072 | Fylde College |  |  | 0 | 0
MC072-B03 | MC072-B03/G40 | Logic 40 |  |  |  |  | Energy sensor | G40 |  |  |  | MC072 | Fylde College |  |  | 0 | 0
MC072-B03 | MC072-B03/G41 | Logic 41 |  |  |  |  | Energy sensor | G41 |  |  |  | MC072 | Fylde College |  |  | 0 | 0
MC072-B03 | MC072-B03/G42 | Logic 42 |  |  |  |  | Energy sensor | G42 |  |  |  | MC072 | Fylde College |  |  | 0 | 0
MC072-B03 | MC072-B03/G43 | Logic 43 |  |  |  |  | Energy sensor | G43 |  |  |  | MC072 | Fylde College |  |  | 0 | 0
MC072-B03 | MC072-B03/G44 | Logic 44 |  |  |  |  | Energy sensor | G44 |  |  |  | MC072 | Fylde College |  |  | 0 | 0
MC072-B03 | MC072-B03/G45 | SO5 pump 1 |  |  |  |  | Energy sensor | G45 |  |  |  | MC072 | Fylde College |  |  | 0 | 0
MC072-B03 | MC072-B03/G46 | SO5 Pump 2 |  |  |  |  | Energy sensor | G46 |  |  |  | MC072 | Fylde College |  |  | 0 | 0
MC072-B03 | MC072-B03/G47 | Logic 47 |  |  |  |  | Energy sensor | G47 |  |  |  | MC072 | Fylde College |  |  | 0 | 0
MC072-B03 | MC072-B03/G48 | Total area run hours |  |  |  |  | Energy sensor | G48 |  |  |  | MC072 | Fylde College |  |  | 0 | 0
MC072-B03 | MC072-B03/G49 | SO6 pump 1 |  |  |  |  | Energy sensor | G49 |  |  |  | MC072 | Fylde College |  |  | 0 | 0
MC072-B03 | MC072-B03/G5 | Logic 5 |  |  |  |  | Energy sensor | G5 |  |  |  | MC072 | Fylde College |  |  | 0 | 0
MC072-B03 | MC072-B03/G50 | SO6 Pump 2 |  |  |  |  | Energy sensor | G50 |  |  |  | MC072 | Fylde College |  |  | 0 | 0
MC072-B03 | MC072-B03/G51 | Logic 51 |  |  |  |  | Energy sensor | G51 |  |  |  | MC072 | Fylde College |  |  | 0 | 0
MC072-B03 | MC072-B03/G52 | Total area run hours |  |  |  |  | Energy sensor | G52 |  |  |  | MC072 | Fylde College |  |  | 0 | 0
MC072-B03 | MC072-B03/G53 | SO7 pump 1 |  |  |  |  | Energy sensor | G53 |  |  |  | MC072 | Fylde College |  |  | 0 | 0
MC072-B03 | MC072-B03/G54 | SO7 Pump 2 |  |  |  |  | Energy sensor | G54 |  |  |  | MC072 | Fylde College |  |  | 0 | 0
MC072-B03 | MC072-B03/G55 | Logic 55 |  |  |  |  | Energy sensor | G55 |  |  |  | MC072 | Fylde College |  |  | 0 | 0
MC072-B03 | MC072-B03/G56 | Total area run hours |  |  |  |  | Energy sensor | G56 |  |  |  | MC072 | Fylde College |  |  | 0 | 0
MC072-B03 | MC072-B03/G57 | SO8 pump 1 |  |  |  |  | Energy sensor | G57 |  |  |  | MC072 | Fylde College |  |  | 0 | 0
MC072-B03 | MC072-B03/G58 | SO8 Pump 2 |  |  |  |  | Energy sensor | G58 |  |  |  | MC072 | Fylde College |  |  | 0 | 0
MC072-B03 | MC072-B03/G59 | Logic 59 |  |  |  |  | Energy sensor | G59 |  |  |  | MC072 | Fylde College |  |  | 0 | 0
MC072-B03 | MC072-B03/G6 | Logic 6 |  |  |  |  | Energy sensor | G6 |  |  |  | MC072 | Fylde College |  |  | 0 | 0
MC072-B03 | MC072-B03/G60 | Total area run hours |  |  |  |  | Energy sensor | G60 |  |  |  | MC072 | Fylde College |  |  | 0 | 0
MC072-B03 | MC072-B03/G61 | Logic 61 |  |  |  |  | Energy sensor | G61 |  |  |  | MC072 | Fylde College |  |  | 0 | 0
MC072-B03 | MC072-B03/G62 | Logic 62 |  |  |  |  | Energy sensor | G62 |  |  |  | MC072 | Fylde College |  |  | 0 | 0
MC072-B03 | MC072-B03/G63 | Logic 63 |  |  |  |  | Energy sensor | G63 |  |  |  | MC072 | Fylde College |  |  | 0 | 0
MC072-B03 | MC072-B03/G64 | Logic 64 |  |  |  |  | Energy sensor | G64 |  |  |  | MC072 | Fylde College |  |  | 0 | 0
MC072-B03 | MC072-B03/G7 | Logic 7 |  |  |  |  | Energy sensor | G7 |  |  |  | MC072 | Fylde College |  |  | 0 | 0
MC072-B03 | MC072-B03/G8 | Logic 8 |  |  |  |  | Energy sensor | G8 |  |  |  | MC072 | Fylde College |  |  | 0 | 0
MC072-B03 | MC072-B03/G9 | Logic 9 |  |  |  |  | Energy sensor | G9 |  |  |  | MC072 | Fylde College |  |  | 0 | 0
MC072-B03 | MC072-B03/I1 | Alarm Mute Pb |  |  |  |  | Energy sensor | I1 |  |  |  | MC072 | Fylde College |  |  | 0 | 0
MC072-B03 | MC072-B03/i1 | Module 1 |  |  |  |  | Energy sensor | i1 |  |  |  | MC072 | Fylde College |  |  | 0 | 0
MC072-B03 | MC072-B03/I10 | Sump SO6 1st Pump Start |  |  |  |  | Energy sensor | I10 |  |  |  | MC072 | Fylde College |  |  | 0 | 0
MC072-B03 | MC072-B03/I11 | Sump SO6 2nd Pump Start |  |  |  |  | Energy sensor | I11 |  |  |  | MC072 | Fylde College |  |  | 0 | 0
MC072-B03 | MC072-B03/I12 | Sump SO6 Common Stop |  |  |  |  | Energy sensor | I12 |  |  |  | MC072 | Fylde College |  |  | 0 | 0
MC072-B03 | MC072-B03/I13 | Sump SO6 High Level |  |  |  |  | Energy sensor | I13 |  |  |  | MC072 | Fylde College |  |  | 0 | 0
MC072-B03 | MC072-B03/I14 | Sump SO7 Pump 1 Trip |  |  |  |  | Energy sensor | I14 |  |  |  | MC072 | Fylde College |  |  | 0 | 0
MC072-B03 | MC072-B03/I15 | Sump SO7 Pump 2 Trip |  |  |  |  | Energy sensor | I15 |  |  |  | MC072 | Fylde College |  |  | 0 | 0
MC072-B03 | MC072-B03/I16 | Sump SO7 1st Pump Start |  |  |  |  | Energy sensor | I16 |  |  |  | MC072 | Fylde College |  |  | 0 | 0
MC072-B03 | MC072-B03/I17 | Sump SO7 2nd Pump Start |  |  |  |  | Energy sensor | I17 |  |  |  | MC072 | Fylde College |  |  | 0 | 0
MC072-B03 | MC072-B03/I18 | Sump SO7 Common Stop |  |  |  |  | Energy sensor | I18 |  |  |  | MC072 | Fylde College |  |  | 0 | 0
MC072-B03 | MC072-B03/I19 | Sump SO7 High Level |  |  |  |  | Energy sensor | I19 |  |  |  | MC072 | Fylde College |  |  | 0 | 0
MC072-B03 | MC072-B03/i2 | Module 2 |  |  |  |  | Energy sensor | i2 |  |  |  | MC072 | Fylde College |  |  | 0 | 0
MC072-B03 | MC072-B03/I2 | Sump SO5 Pump 1 Trip |  |  |  |  | Energy sensor | I2 |  |  |  | MC072 | Fylde College |  |  | 0 | 0
MC072-B03 | MC072-B03/I20 | Sump SO8 Pump 1 Trip |  |  |  |  | Energy sensor | I20 |  |  |  | MC072 | Fylde College |  |  | 0 | 0
MC072-B03 | MC072-B03/I21 | Sump SO8 Pump 2 Trip |  |  |  |  | Energy sensor | I21 |  |  |  | MC072 | Fylde College |  |  | 0 | 0
MC072-B03 | MC072-B03/I22 | Sump SO8 1st Pump Start |  |  |  |  | Energy sensor | I22 |  |  |  | MC072 | Fylde College |  |  | 0 | 0
MC072-B03 | MC072-B03/I23 | Sump SO8 2nd Pump Start |  |  |  |  | Energy sensor | I23 |  |  |  | MC072 | Fylde College |  |  | 0 | 0
MC072-B03 | MC072-B03/I24 | Sump SO8 Common Stop |  |  |  |  | Energy sensor | I24 |  |  |  | MC072 | Fylde College |  |  | 0 | 0
MC072-B03 | MC072-B03/I25 | Sump SO8 High Level |  |  |  |  | Energy sensor | I25 |  |  |  | MC072 | Fylde College |  |  | 0 | 0
MC072-B03 | MC072-B03/I26 | CP SO2 Power ON |  |  |  |  | Energy sensor | I26 |  |  |  | MC072 | Fylde College |  |  | 0 | 0
MC072-B03 | MC072-B03/I3 | Sump SO5 Pump 2 Trip |  |  |  |  | Energy sensor | I3 |  |  |  | MC072 | Fylde College |  |  | 0 | 0
MC072-B03 | MC072-B03/I4 | Sump SO5 1st Pump Start |  |  |  |  | Energy sensor | I4 |  |  |  | MC072 | Fylde College |  |  | 0 | 0
MC072-B03 | MC072-B03/I5 | Sump SO5 2nd Pump Start |  |  |  |  | Energy sensor | I5 |  |  |  | MC072 | Fylde College |  |  | 0 | 0
MC072-B03 | MC072-B03/I6 | Sump SO5 Common Stop |  |  |  |  | Energy sensor | I6 |  |  |  | MC072 | Fylde College |  |  | 0 | 0
MC072-B03 | MC072-B03/I7 | Sump SO5 High Level |  |  |  |  | Energy sensor | I7 |  |  |  | MC072 | Fylde College |  |  | 0 | 0
MC072-B03 | MC072-B03/I8 | Sump SO6 Pump 1 Trip |  |  |  |  | Energy sensor | I8 |  |  |  | MC072 | Fylde College |  |  | 0 | 0
MC072-B03 | MC072-B03/I9 | Sump SO6 Pump 2 Trip |  |  |  |  | Energy sensor | I9 |  |  |  | MC072 | Fylde College |  |  | 0 | 0
MC072-B03 | MC072-B03/n1 | TREND_0C_77_5F |  |  |  |  | Energy sensor | n1 |  |  |  | MC072 | Fylde College |  |  | 0 | 0
MC072-B03 | MC072-B03/o1 | Alarm Route 1 |  |  |  |  | Energy sensor | o1 |  |  |  | MC072 | Fylde College |  |  | 0 | 0
MC072-B03 | MC072-B03/o2 | Alarm Route 2 |  |  |  |  | Energy sensor | o2 |  |  |  | MC072 | Fylde College |  |  | 0 | 0
MC072-B03 | MC072-B03/o3 | Alarm Route 3 |  |  |  |  | Energy sensor | o3 |  |  |  | MC072 | Fylde College |  |  | 0 | 0
MC072-B03 | MC072-B03/P1 | Sump SO5 Pumps En |  |  |  |  | Energy sensor | P1 |  |  |  | MC072 | Fylde College |  |  | 0 | 0
MC072-B03 | MC072-B03/P10 | SO5 pump 2 hrs |  |  |  |  | Energy sensor | P10 |  |  |  | MC072 | Fylde College |  |  | 0 | 0
MC072-B03 | MC072-B03/P11 | SO5 pumps Total |  |  |  |  | Energy sensor | P11 |  |  |  | MC072 | Fylde College |  |  | 0 | 0
MC072-B03 | MC072-B03/P12 | SO5 pump 1 hrs |  |  |  |  | Energy sensor | P12 |  |  |  | MC072 | Fylde College |  |  | 0 | 0
MC072-B03 | MC072-B03/P13 | SO5 pump 2 hrs |  |  |  |  | Energy sensor | P13 |  |  |  | MC072 | Fylde College |  |  | 0 | 0
MC072-B03 | MC072-B03/P14 | SO5 pumps Total |  |  |  |  | Energy sensor | P14 |  |  |  | MC072 | Fylde College |  |  | 0 | 0
MC072-B03 | MC072-B03/P15 | SO6 pump 1 hrs |  |  |  |  | Energy sensor | P15 |  |  |  | MC072 | Fylde College |  |  | 0 | 0
MC072-B03 | MC072-B03/P16 | SO6 pump 2 hrs |  |  |  |  | Energy sensor | P16 |  |  |  | MC072 | Fylde College |  |  | 0 | 0
MC072-B03 | MC072-B03/P17 | SO6 pumps Total |  |  |  |  | Energy sensor | P17 |  |  |  | MC072 | Fylde College |  |  | 0 | 0
MC072-B03 | MC072-B03/P2 | Sump SO6 Pumps En |  |  |  |  | Energy sensor | P2 |  |  |  | MC072 | Fylde College |  |  | 0 | 0
MC072-B03 | MC072-B03/P3 | Sump SO7 Pumps En |  |  |  |  | Energy sensor | P3 |  |  |  | MC072 | Fylde College |  |  | 0 | 0
MC072-B03 | MC072-B03/P4 | Sump SO8 Pumps En |  |  |  |  | Energy sensor | P4 |  |  |  | MC072 | Fylde College |  |  | 0 | 0
MC072-B03 | MC072-B03/P5 | Plot 5 |  |  |  |  | Energy sensor | P5 |  |  |  | MC072 | Fylde College |  |  | 0 | 0
MC072-B03 | MC072-B03/P6 | Sensor 2 |  |  |  |  | Energy sensor | P6 |  |  |  | MC072 | Fylde College |  |  | 0 | 0
MC072-B03 | MC072-B03/P7 | SO5 pump 1 hrs |  |  |  |  | Energy sensor | P7 |  |  |  | MC072 | Fylde College |  |  | 0 | 0
MC072-B03 | MC072-B03/P8 | SO5 pump 2 hrs |  |  |  |  | Energy sensor | P8 |  |  |  | MC072 | Fylde College |  |  | 0 | 0
MC072-B03 | MC072-B03/P9 | SO5 pump 1 hrs |  |  |  |  | Energy sensor | P9 |  |  |  | MC072 | Fylde College |  |  | 0 | 0
MC072-B03 | MC072-B03/Q1 | Sequence Table 1 |  |  |  |  | Energy sensor | Q1 |  |  |  | MC072 | Fylde College |  |  | 0 | 0
MC072-B03 | MC072-B03/S1 | 4DIX Module 1 |  |  |  |  | Energy sensor | S1 |  |  |  | MC072 | Fylde College |  |  | 0 | 0
MC072-B03 | MC072-B03/S10 | SO7 pumps Total |  |  |  |  | Energy sensor | S10 |  |  |  | MC072 | Fylde College |  |  | 0 | 0
MC072-B03 | MC072-B03/S11 | SO8 pump 1 hrs |  |  |  |  | Energy sensor | S11 |  |  |  | MC072 | Fylde College |  |  | 0 | 0
MC072-B03 | MC072-B03/S12 | SO8 pump 2 hrs |  |  |  |  | Energy sensor | S12 |  |  |  | MC072 | Fylde College |  |  | 0 | 0
MC072-B03 | MC072-B03/S13 | SO8 pumps Total |  |  |  |  | Energy sensor | S13 |  |  |  | MC072 | Fylde College |  |  | 0 | 0
MC072-B03 | MC072-B03/S2 | SO5 pump 1 hrs |  |  |  |  | Energy sensor | S2 |  |  |  | MC072 | Fylde College |  |  | 0 | 0
MC072-B03 | MC072-B03/S3 | SO5 pump 2 hrs |  |  |  |  | Energy sensor | S3 |  |  |  | MC072 | Fylde College |  |  | 0 | 0
MC072-B03 | MC072-B03/S4 | SO5 pumps Total |  |  |  |  | Energy sensor | S4 |  |  |  | MC072 | Fylde College |  |  | 0 | 0
MC072-B03 | MC072-B03/S5 | SO6 pump 1 hrs |  |  |  |  | Energy sensor | S5 |  |  |  | MC072 | Fylde College |  |  | 0 | 0
MC072-B03 | MC072-B03/S6 | SO6 pump 2 hrs |  |  |  |  | Energy sensor | S6 |  |  |  | MC072 | Fylde College |  |  | 0 | 0
MC072-B03 | MC072-B03/S7 | SO6 pumps Total |  |  |  |  | Energy sensor | S7 |  |  |  | MC072 | Fylde College |  |  | 0 | 0
MC072-B03 | MC072-B03/S8 | SO7 pump 1 hrs |  |  |  |  | Energy sensor | S8 |  |  |  | MC072 | Fylde College |  |  | 0 | 0
MC072-B03 | MC072-B03/S9 | SO7 pump 2 hrs |  |  |  |  | Energy sensor | S9 |  |  |  | MC072 | Fylde College |  |  | 0 | 0
MC072-B03 | MC072-B03/V1 | [5 empty] | Energy sensor | V1 |  |  |  | MC072 | Fylde College |  |  | 0 | 0
MC072-B03 | MC072-B03/W1 | Sump SO5 Pump Duty |  |  |  |  | Energy sensor | W1 |  |  |  | MC072 | Fylde College |  |  | 0 | 0
MC072-B03 | MC072-B03/W2 | Sump SO6 Pump Duty |  |  |  |  | Energy sensor | W2 |  |  |  | MC072 | Fylde College |  |  | 0 | 0
MC072-B03 | MC072-B03/W3 | Sump SO7 Pump Duty |  |  |  |  | Energy sensor | W3 |  |  |  | MC072 | Fylde College |  |  | 0 | 0
MC072-B03 | MC072-B03/W4 | Sump SO8 Pump Duty |  |  |  |  | Energy sensor | W4 |  |  |  | MC072 | Fylde College |  |  | 0 | 0
MC072-B03 | MC072-B03/W5 | Hrs Reset |  |  |  |  | Energy sensor | W5 |  |  |  | MC072 | Fylde College |  |  | 0 | 0
MC072-B03 | MC072-B03/Y1 | 4DIX V |  |  |  |  | Energy sensor | Y1 |  |  |  | MC072 | Fylde College |  |  | 0 | 0
MC071-B01 | MC071-B01/C1 | Virtual CNC 1 |  |  |  |  | Energy sensor | C1 |  |  |  | MC071 | Furness College |  |  | 0 | 0
MC071-B01 | MC071-B01/D1 | PHX No1 Control Valve |  |  |  |  | Energy sensor | D1 |  |  |  | MC071 | Furness College |  |  | 0 | 0
MC071-B01 | MC071-B01/D10 | DHWS Cylinder No1&amp;No2 Enable |  |  |  |  | Energy sensor | D10 |  |  |  | MC071 | Furness College |  |  | 0 | 0
MC071-B01 | MC071-B01/D11 | DHWS Secondary Pump Enable |  |  |  |  | Energy sensor | D11 |  |  |  | MC071 | Furness College |  |  | 0 | 0
MC071-B01 | MC071-B01/D12 | Bar Area Extract Fans Enable |  |  |  |  | Energy sensor | D12 |  |  |  | MC071 | Furness College |  |  | 0 | 0
MC071-B01 | MC071-B01/D13 | Heat Recovery Units Enable |  |  |  |  | Energy sensor | D13 |  |  |  | MC071 | Furness College |  |  | 0 | 0
MC071-B01 | MC071-B01/D14 | Bar Lossney HX01 Valve |  |  |  |  | Energy sensor | D14 |  |  |  | MC071 | Furness College |  |  | 0 | 0
MC071-B01 | MC071-B01/D15 | Bar Lossney HX02 Valve |  |  |  |  | Energy sensor | D15 |  |  |  | MC071 | Furness College |  |  | 0 | 0
MC071-B01 | MC071-B01/D16 | Bar Lossney HX03 Valve |  |  |  |  | Energy sensor | D16 |  |  |  | MC071 | Furness College |  |  | 0 | 0
MC071-B01 | MC071-B01/D17 | Bar Lossney HX04 Valve |  |  |  |  | Energy sensor | D17 |  |  |  | MC071 | Furness College |  |  | 0 | 0
MC071-B01 | MC071-B01/D18 | Building Water Meter Enercom |  |  |  |  | Energy sensor | D18 |  |  |  | MC071 | Furness College |  |  | 0 | 0
MC071-B01 | MC071-B01/D19 | Office VT Circuit Zone Valve |  |  |  |  | Energy sensor | D19 |  |  |  | MC071 | Furness College |  |  | 0 | 0
MC071-B01 | MC071-B01/D2 | PHX No2 Control Valve |  |  |  |  | Energy sensor | D2 |  |  |  | MC071 | Furness College |  |  | 0 | 0
MC071-B01 | MC071-B01/D20 | DHWS Electric Immersion Htrs |  |  |  |  | Energy sensor | D20 |  |  |  | MC071 | Furness College |  |  | 0 | 0
MC071-B01 | MC071-B01/D21 | Building Toilet Extract Fans |  |  |  |  | Energy sensor | D21 |  |  |  | MC071 | Furness College |  |  | 0 | 0
MC071-B01 | MC071-B01/D22 | Door Curtains DC1and2 |  |  |  |  | Energy sensor | D22 |  |  |  | MC071 | Furness College |  |  | 0 | 0
MC071-B01 | MC071-B01/D23 | Door Curtains DC03 |  |  |  |  | Energy sensor | D23 |  |  |  | MC071 | Furness College |  |  | 0 | 0
MC071-B01 | MC071-B01/D24 | PHEX Primary Pumps 2RM |  |  |  |  | Energy sensor | D24 |  |  |  | MC071 | Furness College |  |  | 0 | 0
MC071-B01 | MC071-B01/D25 | Bar Area Windows Open |  |  |  |  | Energy sensor | D25 |  |  |  | MC071 | Furness College |  |  | 0 | 0
MC071-B01 | MC071-B01/D26 | Bar Area Windows Close |  |  |  |  | Energy sensor | D26 |  |  |  | MC071 | Furness College |  |  | 0 | 0
MC071-B01 | MC071-B01/D27 | Foyer Area Windows Open |  |  |  |  | Energy sensor | D27 |  |  |  | MC071 | Furness College |  |  | 0 | 0
MC071-B01 | MC071-B01/D28 | Foyer Area Windows Close |  |  |  |  | Energy sensor | D28 |  |  |  | MC071 | Furness College |  |  | 0 | 0
MC071-B01 | MC071-B01/D3 | Driver 3 |  |  |  |  | Energy sensor | D3 |  |  |  | MC071 | Furness College |  |  | 0 | 0
MC071-B01 | MC071-B01/D4 | CT Flats and DHWS Pumps 2RM |  |  |  |  | Energy sensor | D4 |  |  |  | MC071 | Furness College |  |  | 0 | 0
MC071-B01 | MC071-B01/D5 | Lecture Theatre AHU Pumps 2RM |  |  |  |  | Energy sensor | D5 |  |  |  | MC071 | Furness College |  |  | 0 | 0
MC071-B01 | MC071-B01/D6 | VT Pumps 2RM |  |  |  |  | Energy sensor | D6 |  |  |  | MC071 | Furness College |  |  | 0 | 0
MC071-B01 | MC071-B01/D7 | VT Control Valve |  |  |  |  | Energy sensor | D7 |  |  |  | MC071 | Furness College |  |  | 0 | 0
MC071-B01 | MC071-B01/D8 | Trenching Heating Valve No1 |  |  |  |  | Energy sensor | D8 |  |  |  | MC071 | Furness College |  |  | 0 | 0
MC071-B01 | MC071-B01/D9 | Foyer CT and VT Zone Valve |  |  |  |  | Energy sensor | D9 |  |  |  | MC071 | Furness College |  |  | 0 | 0
MC071-B01 | MC071-B01/e1 | Alarm Dest 1 |  |  |  |  | Energy sensor | e1 |  |  |  | MC071 | Furness College |  |  | 0 | 0
MC071-B01 | MC071-B01/F1 | Function 1 |  |  |  |  | Energy sensor | F1 |  |  |  | MC071 | Furness College |  |  | 0 | 0
MC071-B01 | MC071-B01/F10 | Function 10 |  |  |  |  | Energy sensor | F10 |  |  |  | MC071 | Furness College |  |  | 0 | 0
MC071-B01 | MC071-B01/F11 | Function 11 |  |  |  |  | Energy sensor | F11 |  |  |  | MC071 | Furness College |  |  | 0 | 0
MC071-B01 | MC071-B01/F12 | Function 12 |  |  |  |  | Energy sensor | F12 |  |  |  | MC071 | Furness College |  |  | 0 | 0
MC071-B01 | MC071-B01/F13 | Function 13 |  |  |  |  | Energy sensor | F13 |  |  |  | MC071 | Furness College |  |  | 0 | 0
MC071-B01 | MC071-B01/F14 | Function 14 |  |  |  |  | Energy sensor | F14 |  |  |  | MC071 | Furness College |  |  | 0 | 0
MC071-B01 | MC071-B01/F15 | Function 15 |  |  |  |  | Energy sensor | F15 |  |  |  | MC071 | Furness College |  |  | 0 | 0
MC071-B01 | MC071-B01/F16 | Function 16 |  |  |  |  | Energy sensor | F16 |  |  |  | MC071 | Furness College |  |  | 0 | 0
MC071-B01 | MC071-B01/F17 | Function 17 |  |  |  |  | Energy sensor | F17 |  |  |  | MC071 | Furness College |  |  | 0 | 0
MC071-B01 | MC071-B01/F18 | Function 18 |  |  |  |  | Energy sensor | F18 |  |  |  | MC071 | Furness College |  |  | 0 | 0
MC071-B01 | MC071-B01/F19 | Function 19 |  |  |  |  | Energy sensor | F19 |  |  |  | MC071 | Furness College |  |  | 0 | 0
MC071-B01 | MC071-B01/F2 | Function 2 |  |  |  |  | Energy sensor | F2 |  |  |  | MC071 | Furness College |  |  | 0 | 0
MC071-B01 | MC071-B01/F20 | Function 20 |  |  |  |  | Energy sensor | F20 |  |  |  | MC071 | Furness College |  |  | 0 | 0
MC071-B01 | MC071-B01/F21 | Function 21 |  |  |  |  | Energy sensor | F21 |  |  |  | MC071 | Furness College |  |  | 0 | 0
MC071-B01 | MC071-B01/F22 | Function 22 |  |  |  |  | Energy sensor | F22 |  |  |  | MC071 | Furness College |  |  | 0 | 0
MC071-B01 | MC071-B01/F23 | Average Space Temp |  |  | Degrees Celsius |  | Energy sensor | F23 |  |  |  | MC071 | Furness College |  |  | 0 | 0
MC071-B01 | MC071-B01/F24 | Function 24 |  |  |  |  | Energy sensor | F24 |  |  |  | MC071 | Furness College |  |  | 0 | 0
MC071-B01 | MC071-B01/F25 | Function 25 |  |  |  |  | Energy sensor | F25 |  |  |  | MC071 | Furness College |  |  | 0 | 0
MC071-B01 | MC071-B01/F26 | FoyerAreaHeatingRequired |  |  |  |  | Energy sensor | F26 |  |  |  | MC071 | Furness College |  |  | 0 | 0
MC071-B01 | MC071-B01/F27 | Function 27 |  |  |  |  | Energy sensor | F27 |  |  |  | MC071 | Furness College |  |  | 0 | 0
MC071-B01 | MC071-B01/F28 | Function 28 |  |  |  |  | Energy sensor | F28 |  |  |  | MC071 | Furness College |  |  | 0 | 0
MC071-B01 | MC071-B01/F29 | Function 29 |  |  |  |  | Energy sensor | F29 |  |  |  | MC071 | Furness College |  |  | 0 | 0
MC071-B01 | MC071-B01/F3 | Function 3 |  |  |  |  | Energy sensor | F3 |  |  |  | MC071 | Furness College |  |  | 0 | 0
MC071-B01 | MC071-B01/F30 | Function 30 |  |  |  |  | Energy sensor | F30 |  |  |  | MC071 | Furness College |  |  | 0 | 0
MC071-B01 | MC071-B01/F31 | Function 31 |  |  |  |  | Energy sensor | F31 |  |  |  | MC071 | Furness College |  |  | 0 | 0
MC071-B01 | MC071-B01/F32 | Function 32 |  |  |  |  | Energy sensor | F32 |  |  |  | MC071 | Furness College |  |  | 0 | 0
MC071-B01 | MC071-B01/F33 | Function 33 |  |  |  |  | Energy sensor | F33 |  |  |  | MC071 | Furness College |  |  | 0 | 0
MC071-B01 | MC071-B01/F34 | Function 34 |  |  |  |  | Energy sensor | F34 |  |  |  | MC071 | Furness College |  |  | 0 | 0
MC071-B01 | MC071-B01/F35 | Function 35 |  |  |  |  | Energy sensor | F35 |  |  |  | MC071 | Furness College |  |  | 0 | 0
MC071-B01 | MC071-B01/F36 | Function 36 |  |  |  |  | Energy sensor | F36 |  |  |  | MC071 | Furness College |  |  | 0 | 0
MC071-B01 | MC071-B01/F37 | Function 37 |  |  |  |  | Energy sensor | F37 |  |  |  | MC071 | Furness College |  |  | 0 | 0
MC071-B01 | MC071-B01/F38 | Function 38 |  |  |  |  | Energy sensor | F38 |  |  |  | MC071 | Furness College |  |  | 0 | 0
MC071-B01 | MC071-B01/F39 | Function 39 |  |  |  |  | Energy sensor | F39 |  |  |  | MC071 | Furness College |  |  | 0 | 0
MC071-B01 | MC071-B01/F4 | Function 4 |  |  |  |  | Energy sensor | F4 |  |  |  | MC071 | Furness College |  |  | 0 | 0
MC071-B01 | MC071-B01/F40 | Function 40 |  |  |  |  | Energy sensor | F40 |  |  |  | MC071 | Furness College |  |  | 0 | 0
MC071-B01 | MC071-B01/F41 | Litres per second |  |  |  |  | Energy sensor | F41 |  |  |  | MC071 | Furness College |  |  | 0 | 0
MC071-B01 | MC071-B01/F42 | Subtract for delta-T |  |  |  |  | Energy sensor | F42 |  |  |  | MC071 | Furness College |  |  | 0 | 0
MC071-B01 | MC071-B01/F43 | Function 43 |  |  |  |  | Energy sensor | F43 |  |  |  | MC071 | Furness College |  |  | 0 | 0
MC071-B01 | MC071-B01/F5 | Function 5 |  |  |  |  | Energy sensor | F5 |  |  |  | MC071 | Furness College |  |  | 0 | 0
MC071-B01 | MC071-B01/F6 | Function 6 |  |  |  |  | Energy sensor | F6 |  |  |  | MC071 | Furness College |  |  | 0 | 0
MC071-B01 | MC071-B01/F7 | Function 7 |  |  |  |  | Energy sensor | F7 |  |  |  | MC071 | Furness College |  |  | 0 | 0
MC071-B01 | MC071-B01/F8 | Function 8 |  |  |  |  | Energy sensor | F8 |  |  |  | MC071 | Furness College |  |  | 0 | 0
MC071-B01 | MC071-B01/F9 | Function 9 |  |  |  |  | Energy sensor | F9 |  |  |  | MC071 | Furness College |  |  | 0 | 0
MC071-B01 | MC071-B01/G1 | Enable PHEX |  |  |  |  | Energy sensor | G1 |  |  |  | MC071 | Furness College |  |  | 0 | 0
MC071-B01 | MC071-B01/G10 | Logic 10 |  |  |  |  | Energy sensor | G10 |  |  |  | MC071 | Furness College |  |  | 0 | 0
MC071-B01 | MC071-B01/G100 | Logic 100 |  |  |  |  | Energy sensor | G100 |  |  |  | MC071 | Furness College |  |  | 0 | 0
MC071-B01 | MC071-B01/G101 | BarAreaWindowOvr |  |  |  |  | Energy sensor | G101 |  |  |  | MC071 | Furness College |  |  | 0 | 0
MC071-B01 | MC071-B01/G102 | Logic 102 |  |  |  |  | Energy sensor | G102 |  |  |  | MC071 | Furness College |  |  | 0 | 0
MC071-B01 | MC071-B01/G103 | Logic 103 |  |  |  |  | Energy sensor | G103 |  |  |  | MC071 | Furness College |  |  | 0 | 0
MC071-B01 | MC071-B01/G104 | Logic 104 |  |  |  |  | Energy sensor | G104 |  |  |  | MC071 | Furness College |  |  | 0 | 0
MC071-B01 | MC071-B01/G105 | Logic 105 |  |  |  |  | Energy sensor | G105 |  |  |  | MC071 | Furness College |  |  | 0 | 0
MC071-B01 | MC071-B01/G106 | OpenFoyerwindows |  |  |  |  | Energy sensor | G106 |  |  |  | MC071 | Furness College |  |  | 0 | 0
MC071-B01 | MC071-B01/G107 | Logic 107 |  |  |  |  | Energy sensor | G107 |  |  |  | MC071 | Furness College |  |  | 0 | 0
MC071-B01 | MC071-B01/G108 | BarAreaZ1AutoWindowOpen |  |  |  |  | Energy sensor | G108 |  |  |  | MC071 | Furness College |  |  | 0 | 0
MC071-B01 | MC071-B01/G109 | Logic 109 |  |  |  |  | Energy sensor | G109 |  |  |  | MC071 | Furness College |  |  | 0 | 0
MC071-B01 | MC071-B01/G11 | Logic 11 |  |  |  |  | Energy sensor | G11 |  |  |  | MC071 | Furness College |  |  | 0 | 0
MC071-B01 | MC071-B01/G110 | Logic 110 |  |  |  |  | Energy sensor | G110 |  |  |  | MC071 | Furness College |  |  | 0 | 0
MC071-B01 | MC071-B01/G111 | Logic 111 |  |  |  |  | Energy sensor | G111 |  |  |  | MC071 | Furness College |  |  | 0 | 0
MC071-B01 | MC071-B01/G112 | Logic 112 |  |  |  |  | Energy sensor | G112 |  |  |  | MC071 | Furness College |  |  | 0 | 0
MC071-B01 | MC071-B01/G113 | Logic 113 |  |  |  |  | Energy sensor | G113 |  |  |  | MC071 | Furness College |  |  | 0 | 0
MC071-B01 | MC071-B01/G114 | ICComms |  |  |  |  | Energy sensor | G114 |  |  |  | MC071 | Furness College |  |  | 0 | 0
MC071-B01 | MC071-B01/G115 | Logic 115 |  |  |  |  | Energy sensor | G115 |  |  |  | MC071 | Furness College |  |  | 0 | 0
MC071-B01 | MC071-B01/G116 | Logic 116 |  |  |  |  | Energy sensor | G116 |  |  |  | MC071 | Furness College |  |  | 0 | 0
MC071-B01 | MC071-B01/G117 | Logic 117 |  |  |  |  | Energy sensor | G117 |  |  |  | MC071 | Furness College |  |  | 0 | 0
MC071-B01 | MC071-B01/G118 | Logic 118 |  |  |  |  | Energy sensor | G118 |  |  |  | MC071 | Furness College |  |  | 0 | 0
MC071-B01 | MC071-B01/G119 | Logic 119 |  |  |  |  | Energy sensor | G119 |  |  |  | MC071 | Furness College |  |  | 0 | 0
MC071-B01 | MC071-B01/G12 | Logic 12 |  |  |  |  | Energy sensor | G12 |  |  |  | MC071 | Furness College |  |  | 0 | 0
MC071-B01 | MC071-B01/G13 | Logic 13 |  |  |  |  | Energy sensor | G13 |  |  |  | MC071 | Furness College |  |  | 0 | 0
MC071-B01 | MC071-B01/G14 | Logic 14 |  |  |  |  | Energy sensor | G14 |  |  |  | MC071 | Furness College |  |  | 0 | 0
MC071-B01 | MC071-B01/G15 | Logic 15 |  |  |  |  | Energy sensor | G15 |  |  |  | MC071 | Furness College |  |  | 0 | 0
MC071-B01 | MC071-B01/G16 | Logic 16 |  |  |  |  | Energy sensor | G16 |  |  |  | MC071 | Furness College |  |  | 0 | 0
MC071-B01 | MC071-B01/G17 | Logic 17 |  |  |  |  | Energy sensor | G17 |  |  |  | MC071 | Furness College |  |  | 0 | 0
MC071-B01 | MC071-B01/G18 | Logic 18 |  |  |  |  | Energy sensor | G18 |  |  |  | MC071 | Furness College |  |  | 0 | 0
MC071-B01 | MC071-B01/G19 | Logic 19 |  |  |  |  | Energy sensor | G19 |  |  |  | MC071 | Furness College |  |  | 0 | 0
MC071-B01 | MC071-B01/G2 | Logic 2 |  |  |  |  | Energy sensor | G2 |  |  |  | MC071 | Furness College |  |  | 0 | 0
MC071-B01 | MC071-B01/G20 | Logic 20 |  |  |  |  | Energy sensor | G20 |  |  |  | MC071 | Furness College |  |  | 0 | 0
MC071-B01 | MC071-B01/G21 | Logic 21 |  |  |  |  | Energy sensor | G21 |  |  |  | MC071 | Furness College |  |  | 0 | 0
MC071-B01 | MC071-B01/G22 | Logic 22 |  |  |  |  | Energy sensor | G22 |  |  |  | MC071 | Furness College |  |  | 0 | 0
MC071-B01 | MC071-B01/G23 | Logic 23 |  |  |  |  | Energy sensor | G23 |  |  |  | MC071 | Furness College |  |  | 0 | 0
MC071-B01 | MC071-B01/G24 | Logic 24 |  |  |  |  | Energy sensor | G24 |  |  |  | MC071 | Furness College |  |  | 0 | 0
MC071-B01 | MC071-B01/G25 | Lecture Theatre AHU Pumps Enab |  |  |  |  | Energy sensor | G25 |  |  |  | MC071 | Furness College |  |  | 0 | 0
MC071-B01 | MC071-B01/G26 | Logic 26 |  |  |  |  | Energy sensor | G26 |  |  |  | MC071 | Furness College |  |  | 0 | 0
MC071-B01 | MC071-B01/G27 | 24 hr windows close |  |  |  |  | Energy sensor | G27 |  |  |  | MC071 | Furness College |  |  | 0 | 0
MC071-B01 | MC071-B01/G28 | Office VT Heating Enable |  |  |  |  | Energy sensor | G28 |  |  |  | MC071 | Furness College |  |  | 0 | 0
MC071-B01 | MC071-B01/G29 | EC Heat Available |  |  |  |  | Energy sensor | G29 |  |  |  | MC071 | Furness College |  |  | 0 | 0
MC071-B01 | MC071-B01/G3 | Logic 3 |  |  |  |  | Energy sensor | G3 |  |  |  | MC071 | Furness College |  |  | 0 | 0
MC071-B01 | MC071-B01/G30 | Logic 30 |  |  |  |  | Energy sensor | G30 |  |  |  | MC071 | Furness College |  |  | 0 | 0
MC071-B01 | MC071-B01/G31 | 24 hr windows close |  |  |  |  | Energy sensor | G31 |  |  |  | MC071 | Furness College |  |  | 0 | 0
MC071-B01 | MC071-B01/G32 | Immersion heater hours run |  |  | Hours |  | Energy sensor | G32 |  |  |  | MC071 | Furness College |  |  | 0 | 0
MC071-B01 | MC071-B01/G33 | Logic 33 |  |  |  |  | Energy sensor | G33 |  |  |  | MC071 | Furness College |  |  | 0 | 0
MC071-B01 | MC071-B01/G34 | Foyer Area Heating Enable |  |  |  |  | Energy sensor | G34 |  |  |  | MC071 | Furness College |  |  | 0 | 0
MC071-B01 | MC071-B01/G35 | Logic 35 |  |  |  |  | Energy sensor | G35 |  |  |  | MC071 | Furness College |  |  | 0 | 0
MC071-B01 | MC071-B01/G36 | Logic 36 |  |  |  |  | Energy sensor | G36 |  |  |  | MC071 | Furness College |  |  | 0 | 0
MC071-B01 | MC071-B01/G37 | 3rd Stage Frost Enable |  |  |  |  | Energy sensor | G37 |  |  |  | MC071 | Furness College |  |  | 0 | 0
MC071-B01 | MC071-B01/G38 | Logic 38 |  |  |  |  | Energy sensor | G38 |  |  |  | MC071 | Furness College |  |  | 0 | 0
MC071-B01 | MC071-B01/G39 | Logic 39 |  |  |  |  | Energy sensor | G39 |  |  |  | MC071 | Furness College |  |  | 0 | 0
MC071-B01 | MC071-B01/G4 | Logic 4 |  |  |  |  | Energy sensor | G4 |  |  |  | MC071 | Furness College |  |  | 0 | 0
MC071-B01 | MC071-B01/G40 | Logic 40 |  |  |  |  | Energy sensor | G40 |  |  |  | MC071 | Furness College |  |  | 0 | 0
MC071-B01 | MC071-B01/G41 | Logic 41 |  |  |  |  | Energy sensor | G41 |  |  |  | MC071 | Furness College |  |  | 0 | 0
MC071-B01 | MC071-B01/G42 | Logic 42 |  |  |  |  | Energy sensor | G42 |  |  |  | MC071 | Furness College |  |  | 0 | 0
MC071-B01 | MC071-B01/G43 | Logic 43 |  |  |  |  | Energy sensor | G43 |  |  |  | MC071 | Furness College |  |  | 0 | 0
MC071-B01 | MC071-B01/G44 | Logic 44 |  |  |  |  | Energy sensor | G44 |  |  |  | MC071 | Furness College |  |  | 0 | 0
MC071-B01 | MC071-B01/G45 | Logic 45 |  |  |  |  | Energy sensor | G45 |  |  |  | MC071 | Furness College |  |  | 0 | 0
MC071-B01 | MC071-B01/G46 | Logic 46 |  |  |  |  | Energy sensor | G46 |  |  |  | MC071 | Furness College |  |  | 0 | 0
MC071-B01 | MC071-B01/G47 | Logic 47 |  |  |  |  | Energy sensor | G47 |  |  |  | MC071 | Furness College |  |  | 0 | 0
MC071-B01 | MC071-B01/G48 | Logic 48 |  |  |  |  | Energy sensor | G48 |  |  |  | MC071 | Furness College |  |  | 0 | 0
MC071-B01 | MC071-B01/G49 | Logic 49 |  |  |  |  | Energy sensor | G49 |  |  |  | MC071 | Furness College |  |  | 0 | 0
MC071-B01 | MC071-B01/G5 | Logic 5 |  |  |  |  | Energy sensor | G5 |  |  |  | MC071 | Furness College |  |  | 0 | 0
MC071-B01 | MC071-B01/G50 | Logic 50 |  |  |  |  | Energy sensor | G50 |  |  |  | MC071 | Furness College |  |  | 0 | 0
MC071-B01 | MC071-B01/G51 | Logic 51 |  |  |  |  | Energy sensor | G51 |  |  |  | MC071 | Furness College |  |  | 0 | 0
MC071-B01 | MC071-B01/G52 | Logic 52 |  |  |  |  | Energy sensor | G52 |  |  |  | MC071 | Furness College |  |  | 0 | 0
MC071-B01 | MC071-B01/G53 | DHWS LPHW Enable |  |  |  |  | Energy sensor | G53 |  |  |  | MC071 | Furness College |  |  | 0 | 0
MC071-B01 | MC071-B01/G54 | Logic 54 |  |  |  |  | Energy sensor | G54 |  |  |  | MC071 | Furness College |  |  | 0 | 0
MC071-B01 | MC071-B01/G55 | Logic 55 |  |  |  |  | Energy sensor | G55 |  |  |  | MC071 | Furness College |  |  | 0 | 0
MC071-B01 | MC071-B01/G56 | Logic 56 |  |  |  |  | Energy sensor | G56 |  |  |  | MC071 | Furness College |  |  | 0 | 0
MC071-B01 | MC071-B01/G57 | Logic 57 |  |  |  |  | Energy sensor | G57 |  |  |  | MC071 | Furness College |  |  | 0 | 0
MC071-B01 | MC071-B01/G58 | Logic 58 |  |  |  |  | Energy sensor | G58 |  |  |  | MC071 | Furness College |  |  | 0 | 0
MC071-B01 | MC071-B01/G59 | Logic 59 |  |  |  |  | Energy sensor | G59 |  |  |  | MC071 | Furness College |  |  | 0 | 0
MC071-B01 | MC071-B01/G6 | Logic 6 |  |  |  |  | Energy sensor | G6 |  |  |  | MC071 | Furness College |  |  | 0 | 0
MC071-B01 | MC071-B01/G60 | Logic 60 |  |  |  |  | Energy sensor | G60 |  |  |  | MC071 | Furness College |  |  | 0 | 0
MC071-B01 | MC071-B01/G61 | Logic 61 |  |  |  |  | Energy sensor | G61 |  |  |  | MC071 | Furness College |  |  | 0 | 0
MC071-B01 | MC071-B01/G62 | Logic 62 |  |  |  |  | Energy sensor | G62 |  |  |  | MC071 | Furness College |  |  | 0 | 0
MC071-B01 | MC071-B01/G63 | Logic 63 |  |  |  |  | Energy sensor | G63 |  |  |  | MC071 | Furness College |  |  | 0 | 0
MC071-B01 | MC071-B01/G64 | Logic 64 |  |  |  |  | Energy sensor | G64 |  |  |  | MC071 | Furness College |  |  | 0 | 0
MC071-B01 | MC071-B01/G65 | Logic 65 |  |  |  |  | Energy sensor | G65 |  |  |  | MC071 | Furness College |  |  | 0 | 0
MC071-B01 | MC071-B01/G66 | Logic 66 |  |  |  |  | Energy sensor | G66 |  |  |  | MC071 | Furness College |  |  | 0 | 0
MC071-B01 | MC071-B01/G67 | ECO Hold Off |  |  |  |  | Energy sensor | G67 |  |  |  | MC071 | Furness College |  |  | 0 | 0
MC071-B01 | MC071-B01/G68 | 1st Stage Frost Enable |  |  |  |  | Energy sensor | G68 |  |  |  | MC071 | Furness College |  |  | 0 | 0
MC071-B01 | MC071-B01/G69 | VT pumps Enable |  |  |  |  | Energy sensor | G69 |  |  |  | MC071 | Furness College |  |  | 0 | 0
MC071-B01 | MC071-B01/G7 | Logic 7 |  |  |  |  | Energy sensor | G7 |  |  |  | MC071 | Furness College |  |  | 0 | 0
MC071-B01 | MC071-B01/G70 | Logic 70 |  |  |  |  | Energy sensor | G70 |  |  |  | MC071 | Furness College |  |  | 0 | 0
MC071-B01 | MC071-B01/G71 | No Heat Available |  |  |  |  | Energy sensor | G71 |  |  |  | MC071 | Furness College |  |  | 0 | 0
MC071-B01 | MC071-B01/G72 | Logic 72 |  |  |  |  | Energy sensor | G72 |  |  |  | MC071 | Furness College |  |  | 0 | 0
MC071-B01 | MC071-B01/G73 | Bar Area Vent Enable |  |  |  |  | Energy sensor | G73 |  |  |  | MC071 | Furness College |  |  | 0 | 0
MC071-B01 | MC071-B01/G74 | Logic 74 |  |  |  |  | Energy sensor | G74 |  |  |  | MC071 | Furness College |  |  | 0 | 0
MC071-B01 | MC071-B01/G75 | Logic 75 |  |  |  |  | Energy sensor | G75 |  |  |  | MC071 | Furness College |  |  | 0 | 0
MC071-B01 | MC071-B01/G76 | Logic 76 |  |  |  |  | Energy sensor | G76 |  |  |  | MC071 | Furness College |  |  | 0 | 0
MC071-B01 | MC071-B01/G77 | Logic 77 |  |  |  |  | Energy sensor | G77 |  |  |  | MC071 | Furness College |  |  | 0 | 0
MC071-B01 | MC071-B01/G78 | Logic 78 |  |  |  |  | Energy sensor | G78 |  |  |  | MC071 | Furness College |  |  | 0 | 0
MC071-B01 | MC071-B01/G79 | Logic 79 |  |  |  |  | Energy sensor | G79 |  |  |  | MC071 | Furness College |  |  | 0 | 0
MC071-B01 | MC071-B01/G8 | Logic 8 |  |  |  |  | Energy sensor | G8 |  |  |  | MC071 | Furness College |  |  | 0 | 0
MC071-B01 | MC071-B01/G80 | Logic 80 |  |  |  |  | Energy sensor | G80 |  |  |  | MC071 | Furness College |  |  | 0 | 0
MC071-B01 | MC071-B01/G81 | Logic 81 |  |  |  |  | Energy sensor | G81 |  |  |  | MC071 | Furness College |  |  | 0 | 0
MC071-B01 | MC071-B01/G82 | Logic 82 |  |  |  |  | Energy sensor | G82 |  |  |  | MC071 | Furness College |  |  | 0 | 0
MC071-B01 | MC071-B01/G83 | Logic 83 |  |  |  |  | Energy sensor | G83 |  |  |  | MC071 | Furness College |  |  | 0 | 0
MC071-B01 | MC071-B01/G84 | Logic 84 |  |  |  |  | Energy sensor | G84 |  |  |  | MC071 | Furness College |  |  | 0 | 0
MC071-B01 | MC071-B01/G85 | Logic 85 |  |  |  |  | Energy sensor | G85 |  |  |  | MC071 | Furness College |  |  | 0 | 0
MC071-B01 | MC071-B01/G86 | Logic 86 |  |  |  |  | Energy sensor | G86 |  |  |  | MC071 | Furness College |  |  | 0 | 0
MC071-B01 | MC071-B01/G87 | PHEX Primary Pumps Enable |  |  |  |  | Energy sensor | G87 |  |  |  | MC071 | Furness College |  |  | 0 | 0
MC071-B01 | MC071-B01/G88 | Logic 88 |  |  |  |  | Energy sensor | G88 |  |  |  | MC071 | Furness College |  |  | 0 | 0
MC071-B01 | MC071-B01/G89 | FoyerAreaAutoWindowOpen |  |  |  |  | Energy sensor | G89 |  |  |  | MC071 | Furness College |  |  | 0 | 0
MC071-B01 | MC071-B01/G9 | Logic 9 |  |  |  |  | Energy sensor | G9 |  |  |  | MC071 | Furness College |  |  | 0 | 0
MC071-B01 | MC071-B01/G90 | AHU Heat Demand |  |  |  |  | Energy sensor | G90 |  |  |  | MC071 | Furness College |  |  | 0 | 0
MC071-B01 | MC071-B01/G91 | Logic 91 |  |  |  |  | Energy sensor | G91 |  |  |  | MC071 | Furness College |  |  | 0 | 0
MC071-B01 | MC071-B01/G92 | Logic 92 |  |  |  |  | Energy sensor | G92 |  |  |  | MC071 | Furness College |  |  | 0 | 0
MC071-B01 | MC071-B01/G93 | Logic 93 |  |  |  |  | Energy sensor | G93 |  |  |  | MC071 | Furness College |  |  | 0 | 0
MC071-B01 | MC071-B01/G94 | FoyerWindowOvr |  |  |  |  | Energy sensor | G94 |  |  |  | MC071 | Furness College |  |  | 0 | 0
MC071-B01 | MC071-B01/G95 | Logic 95 |  |  |  |  | Energy sensor | G95 |  |  |  | MC071 | Furness College |  |  | 0 | 0
MC071-B01 | MC071-B01/G96 | Logic 96 |  |  |  |  | Energy sensor | G96 |  |  |  | MC071 | Furness College |  |  | 0 | 0
MC071-B01 | MC071-B01/G97 | Logic 97 |  |  |  |  | Energy sensor | G97 |  |  |  | MC071 | Furness College |  |  | 0 | 0
MC071-B01 | MC071-B01/G98 | Logic 98 |  |  |  |  | Energy sensor | G98 |  |  |  | MC071 | Furness College |  |  | 0 | 0
MC071-B01 | MC071-B01/G99 | OpenFoyerwindows |  |  |  |  | Energy sensor | G99 |  |  |  | MC071 | Furness College |  |  | 0 | 0
MC071-B01 | MC071-B01/I1 | Bar Lossney HX03 Fault |  |  |  |  | Energy sensor | I1 |  |  |  | MC071 | Furness College |  |  | 0 | 0
MC071-B01 | MC071-B01/i1 | 16DI_Module 1 |  |  |  |  | Energy sensor | i1 |  |  |  | MC071 | Furness College |  |  | 0 | 0
MC071-B01 | MC071-B01/I14 | Toilet Extract Fan B047 Fault |  |  |  |  | Energy sensor | I14 |  |  |  | MC071 | Furness College |  |  | 0 | 0
MC071-B01 | MC071-B01/I15 | Shower Extract Fan C013 |  |  |  |  | Energy sensor | I15 |  |  |  | MC071 | Furness College |  |  | 0 | 0
MC071-B01 | MC071-B01/I16 | DHWS unit No 1 Fault |  |  |  |  | Energy sensor | I16 |  |  |  | MC071 | Furness College |  |  | 0 | 0
MC071-B01 | MC071-B01/I17 | DHWS unit No 2 Fault |  |  |  |  | Energy sensor | I17 |  |  |  | MC071 | Furness College |  |  | 0 | 0
MC071-B01 | MC071-B01/I18 | Digital Input 18 |  |  |  |  | Energy sensor | I18 |  |  |  | MC071 | Furness College |  |  | 0 | 0
MC071-B01 | MC071-B01/I19 | Mains Water Leak Detected |  |  |  |  | Energy sensor | I19 |  |  |  | MC071 | Furness College |  |  | 0 | 0
MC071-B01 | MC071-B01/I2 | Bar Lossney HX04 Fault |  |  |  |  | Energy sensor | I2 |  |  |  | MC071 | Furness College |  |  | 0 | 0
MC071-B01 | MC071-B01/i2 | 8UI_Module 2 |  |  |  |  | Energy sensor | i2 |  |  |  | MC071 | Furness College |  |  | 0 | 0
MC071-B01 | MC071-B01/I20 | Building Fire Alarm |  |  |  |  | Energy sensor | I20 |  |  |  | MC071 | Furness College |  |  | 0 | 0
MC071-B01 | MC071-B01/I22 | Bar Area Windows Open |  |  |  |  | Energy sensor | I22 |  |  |  | MC071 | Furness College |  |  | 0 | 0
MC071-B01 | MC071-B01/I23 | PHX Pump DP Switch |  |  |  |  | Energy sensor | I23 |  |  |  | MC071 | Furness College |  |  | 0 | 0
MC071-B01 | MC071-B01/I24 | DHWS Sec Rtn Pump CT Switch |  |  |  |  | Energy sensor | I24 |  |  |  | MC071 | Furness College |  |  | 0 | 0
MC071-B01 | MC071-B01/I25 | VT Heating Pump DP Switch |  |  |  |  | Energy sensor | I25 |  |  |  | MC071 | Furness College |  |  | 0 | 0
MC071-B01 | MC071-B01/I27 | Emergency Stop Button |  |  |  |  | Energy sensor | I27 |  |  |  | MC071 | Furness College |  |  | 0 | 0
MC071-B01 | MC071-B01/I28 | PU Pressure Healthy |  |  |  |  | Energy sensor | I28 |  |  |  | MC071 | Furness College |  |  | 0 | 0
MC071-B01 | MC071-B01/I29 | Server Rm AC System No1 Fault |  |  |  |  | Energy sensor | I29 |  |  |  | MC071 | Furness College |  |  | 0 | 0
MC071-B01 | MC071-B01/i3 | 8AO_Module 3 |  |  |  |  | Energy sensor | i3 |  |  |  | MC071 | Furness College |  |  | 0 | 0
MC071-B01 | MC071-B01/I3 | Toilet Extract Fan A030 Fault |  |  |  |  | Energy sensor | I3 |  |  |  | MC071 | Furness College |  |  | 0 | 0
MC071-B01 | MC071-B01/I30 | Server Rm AC System No2 Fault |  |  |  |  | Energy sensor | I30 |  |  |  | MC071 | Furness College |  |  | 0 | 0
MC071-B01 | MC071-B01/I31 | Lift No1 Fault |  |  |  |  | Energy sensor | I31 |  |  |  | MC071 | Furness College |  |  | 0 | 0
MC071-B01 | MC071-B01/I32 | Lift No2 Fault |  |  |  |  | Energy sensor | I32 |  |  |  | MC071 | Furness College |  |  | 0 | 0
MC071-B01 | MC071-B01/I33 | Door Curtain No1 Fault |  |  |  |  | Energy sensor | I33 |  |  |  | MC071 | Furness College |  |  | 0 | 0
MC071-B01 | MC071-B01/I34 | Door Curtain No2 Fault |  |  |  |  | Energy sensor | I34 |  |  |  | MC071 | Furness College |  |  | 0 | 0
MC071-B01 | MC071-B01/I35 | Bar Lossney HX01 Fault |  |  |  |  | Energy sensor | I35 |  |  |  | MC071 | Furness College |  |  | 0 | 0
MC071-B01 | MC071-B01/I36 | Bar Lossney HX02 Fault |  |  |  |  | Energy sensor | I36 |  |  |  | MC071 | Furness College |  |  | 0 | 0
MC071-B01 | MC071-B01/I37 | Door Curtain No3 Fault |  |  |  |  | Energy sensor | I37 |  |  |  | MC071 | Furness College |  |  | 0 | 0
MC071-B01 | MC071-B01/I38 | Lecture AHU Pump DP Switch |  |  |  |  | Energy sensor | I38 |  |  |  | MC071 | Furness College |  |  | 0 | 0
MC071-B01 | MC071-B01/I39 | Bar Area Windows Close |  |  |  |  | Energy sensor | I39 |  |  |  | MC071 | Furness College |  |  | 0 | 0
MC071-B01 | MC071-B01/i4 | 4AO_Module 4 |  |  |  |  | Energy sensor | i4 |  |  |  | MC071 | Furness College |  |  | 0 | 0
MC071-B01 | MC071-B01/I4 | Toilet Extract Fan B013 Fault |  |  |  |  | Energy sensor | I4 |  |  |  | MC071 | Furness College |  |  | 0 | 0
MC071-B01 | MC071-B01/I40 | Foyer Area Windows Open |  |  |  |  | Energy sensor | I40 |  |  |  | MC071 | Furness College |  |  | 0 | 0
MC071-B01 | MC071-B01/I41 | Flats and DHWS CT pumps DPS |  |  |  |  | Energy sensor | I41 |  |  |  | MC071 | Furness College |  |  | 0 | 0
MC071-B01 | MC071-B01/I43 | Foyer Area Windows Close |  |  |  |  | Energy sensor | I43 |  |  |  | MC071 | Furness College |  |  | 0 | 0
MC071-B01 | MC071-B01/I45 | Duty CT Flats DHWS Pump Fail |  |  |  |  | Energy sensor | I45 |  |  |  | MC071 | Furness College |  |  | 0 | 0
MC071-B01 | MC071-B01/I48 | AHUEnabled |  |  |  |  | Energy sensor | I48 |  |  |  | MC071 | Furness College |  |  | 0 | 0
MC071-B01 | MC071-B01/I49 | Duty Lecture Theatre Pump Fail |  |  |  |  | Energy sensor | I49 |  |  |  | MC071 | Furness College |  |  | 0 | 0
MC071-B01 | MC071-B01/I5 | Toilet Extract Fan C068 Fault |  |  |  |  | Energy sensor | I5 |  |  |  | MC071 | Furness College |  |  | 0 | 0
MC071-B01 | MC071-B01/i5 | 8DO_Module 1 |  |  |  |  | Energy sensor | i5 |  |  |  | MC071 | Furness College |  |  | 0 | 0
MC071-B01 | MC071-B01/I52 | Building Water Meter |  |  |  |  | Energy sensor | I52 |  |  |  | MC071 | Furness College |  |  | 0 | 0
MC071-B01 | MC071-B01/I54 | Duty VT Pump Fail |  |  |  |  | Energy sensor | I54 |  |  |  | MC071 | Furness College |  |  | 0 | 0
MC071-B01 | MC071-B01/I55 | Third Stage Frost Active |  |  |  |  | Energy sensor | I55 |  |  |  | MC071 | Furness College |  |  | 0 | 0
MC071-B01 | MC071-B01/I56 | Duty PHEX Primary Pump Fail |  |  |  |  | Energy sensor | I56 |  |  |  | MC071 | Furness College |  |  | 0 | 0
MC071-B01 | MC071-B01/I6 | Toilet Extract Fan C047 Fault |  |  |  |  | Energy sensor | I6 |  |  |  | MC071 | Furness College |  |  | 0 | 0
MC071-B01 | MC071-B01/i6 | 4UI4AO_Module 6 |  |  |  |  | Energy sensor | i6 |  |  |  | MC071 | Furness College |  |  | 0 | 0
MC071-B01 | MC071-B01/I60 | HWS Sec Pump Failed |  |  |  |  | Energy sensor | I60 |  |  |  | MC071 | Furness College |  |  | 0 | 0
MC071-B01 | MC071-B01/I62 | PHEX Pump 1 Run |  |  |  |  | Energy sensor | I62 |  |  |  | MC071 | Furness College |  |  | 0 | 0
MC071-B01 | MC071-B01/I63 | PHEX Pump 2 Run |  |  |  |  | Energy sensor | I63 |  |  |  | MC071 | Furness College |  |  | 0 | 0
MC071-B01 | MC071-B01/I64 | CT And Flats Pump No1 Run |  |  |  |  | Energy sensor | I64 |  |  |  | MC071 | Furness College |  |  | 0 | 0
MC071-B01 | MC071-B01/I65 | CT and Flats Pump No2 Run |  |  |  |  | Energy sensor | I65 |  |  |  | MC071 | Furness College |  |  | 0 | 0
MC071-B01 | MC071-B01/I66 | Lecture Theatre AHU Pump 1 Run |  |  |  |  | Energy sensor | I66 |  |  |  | MC071 | Furness College |  |  | 0 | 0
MC071-B01 | MC071-B01/I67 | Lecture Theatre AHU Pump 1 Run |  |  |  |  | Energy sensor | I67 |  |  |  | MC071 | Furness College |  |  | 0 | 0
MC071-B01 | MC071-B01/I68 | VT Pump 1 Run |  |  |  |  | Energy sensor | I68 |  |  |  | MC071 | Furness College |  |  | 0 | 0
MC071-B01 | MC071-B01/I69 | VT Pump 2 Run |  |  |  |  | Energy sensor | I69 |  |  |  | MC071 | Furness College |  |  | 0 | 0
MC071-B01 | MC071-B01/i7 | 8UI_Module 7 |  |  |  |  | Energy sensor | i7 |  |  |  | MC071 | Furness College |  |  | 0 | 0
MC071-B01 | MC071-B01/I7 | Toilet Extract Fan B070 Fault |  |  |  |  | Energy sensor | I7 |  |  |  | MC071 | Furness College |  |  | 0 | 0
MC071-B01 | MC071-B01/I8 | ECO Hold Off |  |  |  |  | Energy sensor | I8 |  |  |  | MC071 | Furness College |  |  | 0 | 0
MC071-B01 | MC071-B01/i8 | 4UI4AO_Module 8 |  |  |  |  | Energy sensor | i8 |  |  |  | MC071 | Furness College |  |  | 0 | 0
MC071-B01 | MC071-B01/I9 | LPHW Make up Water Meter |  |  |  |  | Energy sensor | I9 |  |  |  | MC071 | Furness College |  |  | 0 | 0
MC071-B01 | MC071-B01/K1 | PHX Secondary Flow Setpoint |  |  |  |  | Energy sensor | K1 |  |  |  | MC071 | Furness College |  |  | 0 | 0
MC071-B01 | MC071-B01/K10 | AHUTempAllow |  |  | Degrees Celsius |  | Energy sensor | K10 |  |  |  | MC071 | Furness College |  |  | 0 | 0
MC071-B01 | MC071-B01/K11 | AHUOATTempAllow |  |  | Degrees Celsius |  | Energy sensor | K11 |  |  |  | MC071 | Furness College |  |  | 0 | 0
MC071-B01 | MC071-B01/K12 | Office Areas Target Space SP |  |  |  |  | Energy sensor | K12 |  |  |  | MC071 | Furness College |  |  | 0 | 0
MC071-B01 | MC071-B01/K13 | Heating OAT Enable |  |  |  |  | Energy sensor | K13 |  |  |  | MC071 | Furness College |  |  | 0 | 0
MC071-B01 | MC071-B01/K14 | Door Curtain OAT Enable |  |  |  |  | Energy sensor | K14 |  |  |  | MC071 | Furness College |  |  | 0 | 0
MC071-B01 | MC071-B01/K15 | LPHW Make up Water SP |  |  |  |  | Energy sensor | K15 |  |  |  | MC071 | Furness College |  |  | 0 | 0
MC071-B01 | MC071-B01/K16 | 1st Stage Frost Protection |  |  |  |  | Energy sensor | K16 |  |  |  | MC071 | Furness College |  |  | 0 | 0
MC071-B01 | MC071-B01/K17 | Building DayTime Max Water SP |  |  |  |  | Energy sensor | K17 |  |  |  | MC071 | Furness College |  |  | 0 | 0
MC071-B01 | MC071-B01/K18 | Building NigtTime Max Water SP |  |  |  |  | Energy sensor | K18 |  |  |  | MC071 | Furness College |  |  | 0 | 0
MC071-B01 | MC071-B01/K19 | 1st Stage Frost Protection |  |  |  |  | Energy sensor | K19 |  |  |  | MC071 | Furness College |  |  | 0 | 0
MC071-B01 | MC071-B01/K2 | VT Min OAT |  |  |  |  | Energy sensor | K2 |  |  |  | MC071 | Furness College |  |  | 0 | 0
MC071-B01 | MC071-B01/K20 | DHWS Min Primary PHEX SupTemp |  |  | Degrees Celsius |  | Energy sensor | K20 |  |  |  | MC071 | Furness College |  |  | 0 | 0
MC071-B01 | MC071-B01/K21 | Foyer Area Heating Set Point |  |  |  |  | Energy sensor | K21 |  |  |  | MC071 | Furness College |  |  | 0 | 0
MC071-B01 | MC071-B01/K22 | Foyer Area Temp Deadband |  |  | Degrees Celsius |  | Energy sensor | K22 |  |  |  | MC071 | Furness College |  |  | 0 | 0
MC071-B01 | MC071-B01/K23 | FoyerWindow Override Time |  |  |  |  | Energy sensor | K23 |  |  |  | MC071 | Furness College |  |  | 0 | 0
MC071-B01 | MC071-B01/K24 | BarWindow Override Time |  |  |  |  | Energy sensor | K24 |  |  |  | MC071 | Furness College |  |  | 0 | 0
MC071-B01 | MC071-B01/K25 | Bar Area Temp Deadband |  |  | Degrees Celsius |  | Energy sensor | K25 |  |  |  | MC071 | Furness College |  |  | 0 | 0
MC071-B01 | MC071-B01/K26 | Bar Area Space Heating SP |  |  |  |  | Energy sensor | K26 |  |  |  | MC071 | Furness College |  |  | 0 | 0
MC071-B01 | MC071-B01/K27 | BarArea CO2 SetPiont |  |  |  |  | Energy sensor | K27 |  |  |  | MC071 | Furness College |  |  | 0 | 0
MC071-B01 | MC071-B01/K3 | VT Max OAT |  |  |  |  | Energy sensor | K3 |  |  |  | MC071 | Furness College |  |  | 0 | 0
MC071-B01 | MC071-B01/K4 | VT Min Flow |  |  |  |  | Energy sensor | K4 |  |  |  | MC071 | Furness College |  |  | 0 | 0
MC071-B01 | MC071-B01/K5 | VT Max Flow |  |  |  |  | Energy sensor | K5 |  |  |  | MC071 | Furness College |  |  | 0 | 0
MC071-B01 | MC071-B01/K6 | Trench Heating OAT Enable SP |  |  |  |  | Energy sensor | K6 |  |  |  | MC071 | Furness College |  |  | 0 | 0
MC071-B01 | MC071-B01/K7 | Bar Area HRU Sup Air Set point |  |  |  |  | Energy sensor | K7 |  |  |  | MC071 | Furness College |  |  | 0 | 0
MC071-B01 | MC071-B01/K8 | Comms Test |  |  |  |  | Energy sensor | K8 |  |  |  | MC071 | Furness College |  |  | 0 | 0
MC071-B01 | MC071-B01/L1 | Loop 1 |  |  |  |  | Energy sensor | L1 |  |  |  | MC071 | Furness College |  |  | 0 | 0
MC071-B01 | MC071-B01/L2 | Loop 2 |  |  |  |  | Energy sensor | L2 |  |  |  | MC071 | Furness College |  |  | 0 | 0
MC071-B01 | MC071-B01/L4 | Loop 4 |  |  |  |  | Energy sensor | L4 |  |  |  | MC071 | Furness College |  |  | 0 | 0
MC071-B01 | MC071-B01/L5 | Loop 5 |  |  |  |  | Energy sensor | L5 |  |  |  | MC071 | Furness College |  |  | 0 | 0
MC071-B01 | MC071-B01/L6 | Loop 6 |  |  |  |  | Energy sensor | L6 |  |  |  | MC071 | Furness College |  |  | 0 | 0
MC071-B01 | MC071-B01/L7 | Loop 7 |  |  |  |  | Energy sensor | L7 |  |  |  | MC071 | Furness College |  |  | 0 | 0
MC071-B01 | MC071-B01/L8 | Loop 8 |  |  |  |  | Energy sensor | L8 |  |  |  | MC071 | Furness College |  |  | 0 | 0
MC071-B01 | MC071-B01/N1 | IC Comms 1 |  |  |  |  | Energy sensor | N1 |  |  |  | MC071 | Furness College |  |  | 0 | 0
MC071-B01 | MC071-B01/n1 | TREND_0C_20_EB |  |  |  |  | Energy sensor | n1 |  |  |  | MC071 | Furness College |  |  | 0 | 0
MC071-B01 | MC071-B01/N2 | IC Comms 2 |  |  |  |  | Energy sensor | N2 |  |  |  | MC071 | Furness College |  |  | 0 | 0
MC071-B01 | MC071-B01/N3 | IC Comms 3 |  |  |  |  | Energy sensor | N3 |  |  |  | MC071 | Furness College |  |  | 0 | 0
MC071-B01 | MC071-B01/O1 | Optimum Start Stop 1 |  |  |  |  | Energy sensor | O1 |  |  |  | MC071 | Furness College |  |  | 0 | 0
MC071-B01 | MC071-B01/o1 | Alarm Route 1 |  |  |  |  | Energy sensor | o1 |  |  |  | MC071 | Furness College |  |  | 0 | 0
MC071-B01 | MC071-B01/P1 | Outside Temperature Sensor |  |  | Degrees Celsius |  | Energy sensor | P1 |  |  |  | MC071 | Furness College |  |  | 0 | 0
MC071-B01 | MC071-B01/P10 | Bar Lossney HX01 Supply Temp |  |  | Degrees Celsius |  | Energy sensor | P10 |  |  |  | MC071 | Furness College |  |  | 0 | 0
MC071-B01 | MC071-B01/P11 | Bar Lossney HX04 Supply Temp |  |  | Degrees Celsius |  | Energy sensor | P11 |  |  |  | MC071 | Furness College |  |  | 0 | 0
MC071-B01 | MC071-B01/P12 | HWS Return Temp |  |  | Degrees Celsius |  | Energy sensor | P12 |  |  |  | MC071 | Furness College |  |  | 0 | 0
MC071-B01 | MC071-B01/P13 | DHWS Common Return Temp |  |  | Degrees Celsius |  | Energy sensor | P13 |  |  |  | MC071 | Furness College |  |  | 0 | 0
MC071-B01 | MC071-B01/P14 | Bar Lossney HX02 Supply Temp |  |  | Degrees Celsius |  | Energy sensor | P14 |  |  |  | MC071 | Furness College |  |  | 0 | 0
MC071-B01 | MC071-B01/P15 | Bar Lossney HX03 Supply Temp |  |  | Degrees Celsius |  | Energy sensor | P15 |  |  |  | MC071 | Furness College |  |  | 0 | 0
MC071-B01 | MC071-B01/P16 | LPHW water 30 minute Usage |  |  |  |  | Energy sensor | P16 |  |  |  | MC071 | Furness College |  |  | 0 | 0
MC071-B01 | MC071-B01/P17 | Immersion heater hours run |  |  | Hours |  | Energy sensor | P17 |  |  |  | MC071 | Furness College |  |  | 0 | 0
MC071-B01 | MC071-B01/P18 | Slaidburn MTHW Ltrs Min |  |  |  |  | Energy sensor | P18 |  |  |  | MC071 | Furness College |  |  | 0 | 0
MC071-B01 | MC071-B01/P19 | Bldg Water 30 minute Usage |  |  |  |  | Energy sensor | P19 |  |  |  | MC071 | Furness College |  |  | 0 | 0
MC071-B01 | MC071-B01/P2 | Leveil B Space Temp Sensor |  |  | Degrees Celsius |  | Energy sensor | P2 |  |  |  | MC071 | Furness College |  |  | 0 | 0
MC071-B01 | MC071-B01/P20 | Foyer Area Temp Sensor |  |  | Degrees Celsius |  | Energy sensor | P20 |  |  |  | MC071 | Furness College |  |  | 0 | 0
MC071-B01 | MC071-B01/P21 | Bar Area Temp Sensor No 1 |  |  | Degrees Celsius |  | Energy sensor | P21 |  |  |  | MC071 | Furness College |  |  | 0 | 0
MC071-B01 | MC071-B01/P22 | Bar Area CO2 Sensor No 1 |  |  |  |  | Energy sensor | P22 |  |  |  | MC071 | Furness College |  |  | 0 | 0
MC071-B01 | MC071-B01/P23 | Bar Area Temp Sensor No 2 |  |  | Degrees Celsius |  | Energy sensor | P23 |  |  |  | MC071 | Furness College |  |  | 0 | 0
MC071-B01 | MC071-B01/P24 | Bar Area CO2 Sensor No 2 |  |  |  |  | Energy sensor | P24 |  |  |  | MC071 | Furness College |  |  | 0 | 0
MC071-B01 | MC071-B01/P25 | Office Level A |  |  |  |  | Energy sensor | P25 |  |  |  | MC071 | Furness College |  |  | 0 | 0
MC071-B01 | MC071-B01/P26 | Calc VT Setpoint |  |  |  |  | Energy sensor | P26 |  |  |  | MC071 | Furness College |  |  | 0 | 0
MC071-B01 | MC071-B01/P27 | Office Level B No 2 |  |  |  |  | Energy sensor | P27 |  |  |  | MC071 | Furness College |  |  | 0 | 0
MC071-B01 | MC071-B01/P28 | Office Level C No 1 |  |  |  |  | Energy sensor | P28 |  |  |  | MC071 | Furness College |  |  | 0 | 0
MC071-B01 | MC071-B01/P29 | Office Level C No 2 |  |  |  |  | Energy sensor | P29 |  |  |  | MC071 | Furness College |  |  | 0 | 0
MC071-B01 | MC071-B01/P3 | CT Flow Flats and DHWS |  |  |  |  | Energy sensor | P3 |  |  |  | MC071 | Furness College |  |  | 0 | 0
MC071-B01 | MC071-B01/P30 | CommPress_Test_Figures |  |  |  |  | Energy sensor | P30 |  |  |  | MC071 | Furness College |  |  | 0 | 0
MC071-B01 | MC071-B01/P31 | Slaidburn Building kwh |  |  |  |  | Energy sensor | P31 |  |  |  | MC071 | Furness College |  |  | 0 | 0
MC071-B01 | MC071-B01/P32 | Slaidburn Delta T |  |  |  |  | Energy sensor | P32 |  |  |  | MC071 | Furness College |  |  | 0 | 0
MC071-B01 | MC071-B01/P33 | MTHW Raw Flow 4-20ma |  |  |  |  | Energy sensor | P33 |  |  |  | MC071 | Furness College |  |  | 0 | 0
MC071-B01 | MC071-B01/P4 | CT Flow Temp Lecture Theatre |  |  | Degrees Celsius |  | Energy sensor | P4 |  |  |  | MC071 | Furness College |  |  | 0 | 0
MC071-B01 | MC071-B01/P5 | PHX No1 Secondary Flow Temp |  |  | Degrees Celsius |  | Energy sensor | P5 |  |  |  | MC071 | Furness College |  |  | 0 | 0
MC071-B01 | MC071-B01/P6 | PHX No2 Secondary Flow Temp |  |  | Degrees Celsius |  | Energy sensor | P6 |  |  |  | MC071 | Furness College |  |  | 0 | 0
MC071-B01 | MC071-B01/P7 | Variable temperature circuit flow temperature |  |  | Degrees Celsius |  | Energy sensor | P7 |  |  |  | MC071 | Furness College |  |  | 0 | 0
MC071-B01 | MC071-B01/P8 | PHEX Primary Common Flow Temp |  |  | Degrees Celsius |  | Energy sensor | P8 |  |  |  | MC071 | Furness College |  |  | 0 | 0
MC071-B01 | MC071-B01/P9 | PHEX Primary Common Rtn Temp |  |  | Degrees Celsius |  | Energy sensor | P9 |  |  |  | MC071 | Furness College |  |  | 0 | 0
MC071-B01 | MC071-B01/Q1 | Sequence Table 1 |  |  |  |  | Energy sensor | Q1 |  |  |  | MC071 | Furness College |  |  | 0 | 0
MC071-B01 | MC071-B01/S1 | Outside Temperature Sensor |  |  | Degrees Celsius |  | Energy sensor | S1 |  |  |  | MC071 | Furness College |  |  | 0 | 0
MC071-B01 | MC071-B01/S10 | Immersion heater hours run |  |  | Hours |  | Energy sensor | S10 |  |  |  | MC071 | Furness College |  |  | 0 | 0
MC071-B01 | MC071-B01/S11 | Bar Lossney HX04 Supply Temp |  |  | Degrees Celsius |  | Energy sensor | S11 |  |  |  | MC071 | Furness College |  |  | 0 | 0
MC071-B01 | MC071-B01/S12 | Hot water service flow temperature |  |  | Degrees Celsius |  | Energy sensor | S12 |  |  |  | MC071 | Furness College |  |  | 0 | 0
MC071-B01 | MC071-B01/S13 | DHWS Common Flow Temp |  |  | Degrees Celsius |  | Energy sensor | S13 |  |  |  | MC071 | Furness College |  |  | 0 | 0
MC071-B01 | MC071-B01/S14 | DIX Module No1 |  |  |  |  | Energy sensor | S14 |  |  |  | MC071 | Furness College |  |  | 0 | 0
MC071-B01 | MC071-B01/S15 | DIX Module No2 |  |  |  |  | Energy sensor | S15 |  |  |  | MC071 | Furness College |  |  | 0 | 0
MC071-B01 | MC071-B01/S16 | Furness MTHW Ltrs Min |  |  |  |  | Energy sensor | S16 |  |  |  | MC071 | Furness College |  |  | 0 | 0
MC071-B01 | MC071-B01/S17 | Calc VT Setpoint |  |  |  |  | Energy sensor | S17 |  |  |  | MC071 | Furness College |  |  | 0 | 0
MC071-B01 | MC071-B01/S18 | LPHW water 30 minute Usage |  |  |  |  | Energy sensor | S18 |  |  |  | MC071 | Furness College |  |  | 0 | 0
MC071-B01 | MC071-B01/S19 | CommPress_Test_Figures |  |  |  |  | Energy sensor | S19 |  |  |  | MC071 | Furness College |  |  | 0 | 0
MC071-B01 | MC071-B01/S2 | Leveil B Space Temp Sensor |  |  | Degrees Celsius |  | Energy sensor | S2 |  |  |  | MC071 | Furness College |  |  | 0 | 0
MC071-B01 | MC071-B01/S20 | Furness Building kwh |  |  |  |  | Energy sensor | S20 |  |  |  | MC071 | Furness College |  |  | 0 | 0
MC071-B01 | MC071-B01/S21 | Bldg Water 30 minute Usage |  |  |  |  | Energy sensor | S21 |  |  |  | MC071 | Furness College |  |  | 0 | 0
MC071-B01 | MC071-B01/S22 | FoyerAreaCalc Vent Set Point |  |  |  |  | Energy sensor | S22 |  |  |  | MC071 | Furness College |  |  | 0 | 0
MC071-B01 | MC071-B01/S23 | BarAreaCalc Vent Set Point |  |  |  |  | Energy sensor | S23 |  |  |  | MC071 | Furness College |  |  | 0 | 0
MC071-B01 | MC071-B01/S24 | Furness Delta T |  |  |  |  | Energy sensor | S24 |  |  |  | MC071 | Furness College |  |  | 0 | 0
MC071-B01 | MC071-B01/S25 | MTHW Raw Flow 4-20ma |  |  |  |  | Energy sensor | S25 |  |  |  | MC071 | Furness College |  |  | 0 | 0
MC071-B01 | MC071-B01/S3 | CT Flow Flats and DHWS |  |  |  |  | Energy sensor | S3 |  |  |  | MC071 | Furness College |  |  | 0 | 0
MC071-B01 | MC071-B01/S32 | DIX Module No3 |  |  |  |  | Energy sensor | S32 |  |  |  | MC071 | Furness College |  |  | 0 | 0
MC071-B01 | MC071-B01/S33 | Foyer Area Temp Sensor |  |  | Degrees Celsius |  | Energy sensor | S33 |  |  |  | MC071 | Furness College |  |  | 0 | 0
MC071-B01 | MC071-B01/S34 | Bar Area Temp Sensor No 1 |  |  | Degrees Celsius |  | Energy sensor | S34 |  |  |  | MC071 | Furness College |  |  | 0 | 0
MC071-B01 | MC071-B01/S35 | Bar Area CO2 Sensor No 1 |  |  |  |  | Energy sensor | S35 |  |  |  | MC071 | Furness College |  |  | 0 | 0
MC071-B01 | MC071-B01/S36 | Bar Area Temp Sensor No 2 |  |  | Degrees Celsius |  | Energy sensor | S36 |  |  |  | MC071 | Furness College |  |  | 0 | 0
MC071-B01 | MC071-B01/S37 | Bar Lossney HX03 Supply Temp |  |  | Degrees Celsius |  | Energy sensor | S37 |  |  |  | MC071 | Furness College |  |  | 0 | 0
MC071-B01 | MC071-B01/S38 | Bar Area CO2 Sensor No 2 |  |  |  |  | Energy sensor | S38 |  |  |  | MC071 | Furness College |  |  | 0 | 0
MC071-B01 | MC071-B01/S39 | Office Level A |  |  |  |  | Energy sensor | S39 |  |  |  | MC071 | Furness College |  |  | 0 | 0
MC071-B01 | MC071-B01/S4 | CT Flow Temp Lecture Theatre |  |  | Degrees Celsius |  | Energy sensor | S4 |  |  |  | MC071 | Furness College |  |  | 0 | 0
MC071-B01 | MC071-B01/S40 | Office Level B No 2 |  |  |  |  | Energy sensor | S40 |  |  |  | MC071 | Furness College |  |  | 0 | 0
MC071-B01 | MC071-B01/S41 | Office Level C No 1 |  |  |  |  | Energy sensor | S41 |  |  |  | MC071 | Furness College |  |  | 0 | 0
MC071-B01 | MC071-B01/S42 | Office Level C No 2 |  |  |  |  | Energy sensor | S42 |  |  |  | MC071 | Furness College |  |  | 0 | 0
MC071-B01 | MC071-B01/S5 | PHX No1 Secondary Flow Temp |  |  | Degrees Celsius |  | Energy sensor | S5 |  |  |  | MC071 | Furness College |  |  | 0 | 0
MC071-B01 | MC071-B01/S53 | Bar Lossney HX01 Supply Temp |  |  | Degrees Celsius |  | Energy sensor | S53 |  |  |  | MC071 | Furness College |  |  | 0 | 0
MC071-B01 | MC071-B01/S54 | Bar Lossney HX02 Supply Temp |  |  | Degrees Celsius |  | Energy sensor | S54 |  |  |  | MC071 | Furness College |  |  | 0 | 0
MC071-B01 | MC071-B01/S6 | PHX No2 Secondary Flow Temp |  |  | Degrees Celsius |  | Energy sensor | S6 |  |  |  | MC071 | Furness College |  |  | 0 | 0
MC071-B01 | MC071-B01/S7 | Variable temperature circuit flow temperature |  |  | Degrees Celsius |  | Energy sensor | S7 |  |  |  | MC071 | Furness College |  |  | 0 | 0
MC071-B01 | MC071-B01/S8 | PHEX Primary Common Flow Temp |  |  | Degrees Celsius |  | Energy sensor | S8 |  |  |  | MC071 | Furness College |  |  | 0 | 0
MC071-B01 | MC071-B01/S9 | PHEX Primary Common Rtn Temp |  |  | Degrees Celsius |  | Energy sensor | S9 |  |  |  | MC071 | Furness College |  |  | 0 | 0
MC071-B01 | MC071-B01/V1 | [5 empty] | Energy sensor | V1 |  |  |  | MC071 | Furness College |  |  | 0 | 0
MC071-B01 | MC071-B01/W1 | Summer Winter |  |  |  |  | Energy sensor | W1 |  |  |  | MC071 | Furness College |  |  | 0 | 0
MC071-B01 | MC071-B01/W10 | LPHW Leak Alarm reset |  |  |  |  | Energy sensor | W10 |  |  |  | MC071 | Furness College |  |  | 0 | 0
MC071-B01 | MC071-B01/W12 | IC Comms Test to EC |  |  |  |  | Energy sensor | W12 |  |  |  | MC071 | Furness College |  |  | 0 | 0
MC071-B01 | MC071-B01/W13 | VT Pump Fail Reset |  |  |  |  | Energy sensor | W13 |  |  |  | MC071 | Furness College |  |  | 0 | 0
MC071-B01 | MC071-B01/W14 | VT Pump Changover |  |  |  |  | Energy sensor | W14 |  |  |  | MC071 | Furness College |  |  | 0 | 0
MC071-B01 | MC071-B01/W15 | HWS Sec Pump Failed Reset |  |  |  |  | Energy sensor | W15 |  |  |  | MC071 | Furness College |  |  | 0 | 0
MC071-B01 | MC071-B01/W16 | Mains Water Leak Alarm reset |  |  |  |  | Energy sensor | W16 |  |  |  | MC071 | Furness College |  |  | 0 | 0
MC071-B01 | MC071-B01/W17 | PHEX Primary Pump Fail Reset |  |  |  |  | Energy sensor | W17 |  |  |  | MC071 | Furness College |  |  | 0 | 0
MC071-B01 | MC071-B01/W20 | PHEX Primary Pump Changover |  |  |  |  | Energy sensor | W20 |  |  |  | MC071 | Furness College |  |  | 0 | 0
MC071-B01 | MC071-B01/W21 | FoyerWindowCloseOverride |  |  |  |  | Energy sensor | W21 |  |  |  | MC071 | Furness College |  |  | 0 | 0
MC071-B01 | MC071-B01/W22 | BarAreaWindowCloseOverride |  |  |  |  | Energy sensor | W22 |  |  |  | MC071 | Furness College |  |  | 0 | 0
MC071-B01 | MC071-B01/W3 | CT Flats PumpFailReset |  |  |  |  | Energy sensor | W3 |  |  |  | MC071 | Furness College |  |  | 0 | 0
MC071-B01 | MC071-B01/W30 | Triad switch |  |  |  |  | Energy sensor | W30 |  |  |  | MC071 | Furness College |  |  | 0 | 0
MC071-B01 | MC071-B01/W4 | CT Flats DHWS Pump Changover |  |  |  |  | Energy sensor | W4 |  |  |  | MC071 | Furness College |  |  | 0 | 0
MC071-B01 | MC071-B01/W5 | Lecture Theatr Pump Fail Reset |  |  |  |  | Energy sensor | W5 |  |  |  | MC071 | Furness College |  |  | 0 | 0
MC071-B01 | MC071-B01/W8 | Lecture Theatre Pump Changover |  |  |  |  | Energy sensor | W8 |  |  |  | MC071 | Furness College |  |  | 0 | 0
MC071-B01 | MC071-B01/W9 | Heat Available Override |  |  |  |  | Energy sensor | W9 |  |  |  | MC071 | Furness College |  |  | 0 | 0
MC071-B01 | MC071-B01/Y1 | Outside air temperature |  |  | Degrees Celsius |  | Energy sensor | Y1 |  |  |  | MC071 | Furness College |  |  | 0 | 0
MC071-B01 | MC071-B01/Y2 | Thermistor TBTI |  |  | Degrees Celsius |  | Energy sensor | Y2 |  |  |  | MC071 | Furness College |  |  | 0 | 0
MC071-B01 | MC071-B01/Y3 | Room temperature |  |  | Degrees Celsius |  | Energy sensor | Y3 |  |  |  | MC071 | Furness College |  |  | 0 | 0
MC071-B01 | MC071-B01/Y4 | 4DIX I |  |  |  |  | Energy sensor | Y4 |  |  |  | MC071 | Furness College |  |  | 0 | 0
MC071-B01 | MC071-B01/Y5 | CO2 V |  |  |  |  | Energy sensor | Y5 |  |  |  | MC071 | Furness College |  |  | 0 | 0
MC071-B01 | MC071-B01/Y6 | Temp V 0+50 |  |  | Degrees Celsius |  | Energy sensor | Y6 |  |  |  | MC071 | Furness College |  |  | 0 | 0
MC071-B01 | MC071-B01/Y7 | 4DIX V |  |  |  |  | Energy sensor | Y7 |  |  |  | MC071 | Furness College |  |  | 0 | 0
MC071-B01 | MC071-B01/Y8 | Current 4-20ma |  |  |  |  | Energy sensor | Y8 |  |  |  | MC071 | Furness College |  |  | 0 | 0
MC071-B01 | MC071-B01/Z1 | Building Office Heating |  |  |  |  | Energy sensor | Z1 |  |  |  | MC071 | Furness College |  |  | 0 | 0
MC071-B01 | MC071-B01/Z2 | DHWS |  |  |  |  | Energy sensor | Z2 |  |  |  | MC071 | Furness College |  |  | 0 | 0
MC071-B01 | MC071-B01/Z3 | Building Toilet Extract Fans |  |  |  |  | Energy sensor | Z3 |  |  |  | MC071 | Furness College |  |  | 0 | 0
MC071-B01 | MC071-B01/Z4 | Furness Bar Area |  |  |  |  | Energy sensor | Z4 |  |  |  | MC071 | Furness College |  |  | 0 | 0
MC071-B01 | MC071-B01/Z5 | Triad time program |  |  |  |  | Energy sensor | Z5 |  |  |  | MC071 | Furness College |  |  | 0 | 0
MC071-B01 | MC071-B01/Z6 | AHU Heat pumps |  |  |  |  | Energy sensor | Z6 |  |  |  | MC071 | Furness College |  |  | 0 | 0
MC071-B01 | MC071-B01/Z7 | Energy Centre Heat Available |  |  |  |  | Energy sensor | Z7 |  |  |  | MC071 | Furness College |  |  | 0 | 0
MC071-B01 | MC071-B01/Z8 | Main Water Leak Detection Day |  |  |  |  | Energy sensor | Z8 |  |  |  | MC071 | Furness College |  |  | 0 | 0
MC071-B01 | MC071-B01/Z9 | Foyer Area Heating |  |  |  |  | Energy sensor | Z9 |  |  |  | MC071 | Furness College |  |  | 0 | 0
MC202-B09 | MC202-B09/~1 | [5 empty] | Energy sensor | ~1 |  |  |  | MC202 | Charles Carter Building |  |  | 0 | 0
MC202-B09 | MC202-B09/~10 | [5 empty] | Energy sensor | ~10 |  |  |  | MC202 | Charles Carter Building |  |  | 0 | 0
MC202-B09 | MC202-B09/~11 | [5 empty] | Energy sensor | ~11 |  |  |  | MC202 | Charles Carter Building |  |  | 0 | 0
MC202-B09 | MC202-B09/~12 | [5 empty] | Energy sensor | ~12 |  |  |  | MC202 | Charles Carter Building |  |  | 0 | 0
MC202-B09 | MC202-B09/~13 | [5 empty] | Energy sensor | ~13 |  |  |  | MC202 | Charles Carter Building |  |  | 0 | 0
MC202-B09 | MC202-B09/~14 | [5 empty] | Energy sensor | ~14 |  |  |  | MC202 | Charles Carter Building |  |  | 0 | 0
MC202-B09 | MC202-B09/~15 | [5 empty] | Energy sensor | ~15 |  |  |  | MC202 | Charles Carter Building |  |  | 0 | 0
MC202-B09 | MC202-B09/~16 | [5 empty] | Energy sensor | ~16 |  |  |  | MC202 | Charles Carter Building |  |  | 0 | 0
MC202-B09 | MC202-B09/~17 | [5 empty] | Energy sensor | ~17 |  |  |  | MC202 | Charles Carter Building |  |  | 0 | 0
MC202-B09 | MC202-B09/~18 | [5 empty] | Energy sensor | ~18 |  |  |  | MC202 | Charles Carter Building |  |  | 0 | 0
MC202-B09 | MC202-B09/~19 | [5 empty] | Energy sensor | ~19 |  |  |  | MC202 | Charles Carter Building |  |  | 0 | 0
MC202-B09 | MC202-B09/~2 | [5 empty] | Energy sensor | ~2 |  |  |  | MC202 | Charles Carter Building |  |  | 0 | 0
MC202-B09 | MC202-B09/~20 | [5 empty] | Energy sensor | ~20 |  |  |  | MC202 | Charles Carter Building |  |  | 0 | 0
MC202-B09 | MC202-B09/~21 | [5 empty] | Energy sensor | ~21 |  |  |  | MC202 | Charles Carter Building |  |  | 0 | 0
MC202-B09 | MC202-B09/~22 | [5 empty] | Energy sensor | ~22 |  |  |  | MC202 | Charles Carter Building |  |  | 0 | 0
MC202-B09 | MC202-B09/~23 | [5 empty] | Energy sensor | ~23 |  |  |  | MC202 | Charles Carter Building |  |  | 0 | 0
MC202-B09 | MC202-B09/~24 | [5 empty] | Energy sensor | ~24 |  |  |  | MC202 | Charles Carter Building |  |  | 0 | 0
MC202-B09 | MC202-B09/~25 | [5 empty] | Energy sensor | ~25 |  |  |  | MC202 | Charles Carter Building |  |  | 0 | 0
MC202-B09 | MC202-B09/~26 | [5 empty] | Energy sensor | ~26 |  |  |  | MC202 | Charles Carter Building |  |  | 0 | 0
MC202-B09 | MC202-B09/~27 | [5 empty] | Energy sensor | ~27 |  |  |  | MC202 | Charles Carter Building |  |  | 0 | 0
MC202-B09 | MC202-B09/~28 | [5 empty] | Energy sensor | ~28 |  |  |  | MC202 | Charles Carter Building |  |  | 0 | 0
MC202-B09 | MC202-B09/~29 | [5 empty] | Energy sensor | ~29 |  |  |  | MC202 | Charles Carter Building |  |  | 0 | 0
MC202-B09 | MC202-B09/~3 | [5 empty] | Energy sensor | ~3 |  |  |  | MC202 | Charles Carter Building |  |  | 0 | 0
MC202-B09 | MC202-B09/~30 | [5 empty] | Energy sensor | ~30 |  |  |  | MC202 | Charles Carter Building |  |  | 0 | 0
MC202-B09 | MC202-B09/~31 | [5 empty] | Energy sensor | ~31 |  |  |  | MC202 | Charles Carter Building |  |  | 0 | 0
MC202-B09 | MC202-B09/~32 | [5 empty] | Energy sensor | ~32 |  |  |  | MC202 | Charles Carter Building |  |  | 0 | 0
MC202-B09 | MC202-B09/~33 | [5 empty] | Energy sensor | ~33 |  |  |  | MC202 | Charles Carter Building |  |  | 0 | 0
MC202-B09 | MC202-B09/~34 | [5 empty] | Energy sensor | ~34 |  |  |  | MC202 | Charles Carter Building |  |  | 0 | 0
MC202-B09 | MC202-B09/~35 | [5 empty] | Energy sensor | ~35 |  |  |  | MC202 | Charles Carter Building |  |  | 0 | 0
MC202-B09 | MC202-B09/~36 | [5 empty] | Energy sensor | ~36 |  |  |  | MC202 | Charles Carter Building |  |  | 0 | 0
MC202-B09 | MC202-B09/~37 | [5 empty] | Energy sensor | ~37 |  |  |  | MC202 | Charles Carter Building |  |  | 0 | 0
MC202-B09 | MC202-B09/~38 | [5 empty] | Energy sensor | ~38 |  |  |  | MC202 | Charles Carter Building |  |  | 0 | 0
MC202-B09 | MC202-B09/~39 | [5 empty] | Energy sensor | ~39 |  |  |  | MC202 | Charles Carter Building |  |  | 0 | 0
MC202-B09 | MC202-B09/~4 | [5 empty] | Energy sensor | ~4 |  |  |  | MC202 | Charles Carter Building |  |  | 0 | 0
MC202-B09 | MC202-B09/~40 | [5 empty] | Energy sensor | ~40 |  |  |  | MC202 | Charles Carter Building |  |  | 0 | 0
MC202-B09 | MC202-B09/~41 | [5 empty] | Energy sensor | ~41 |  |  |  | MC202 | Charles Carter Building |  |  | 0 | 0
MC202-B09 | MC202-B09/~42 | [5 empty] | Energy sensor | ~42 |  |  |  | MC202 | Charles Carter Building |  |  | 0 | 0
MC202-B09 | MC202-B09/~43 | [5 empty] | Energy sensor | ~43 |  |  |  | MC202 | Charles Carter Building |  |  | 0 | 0
MC202-B09 | MC202-B09/~44 | [5 empty] | Energy sensor | ~44 |  |  |  | MC202 | Charles Carter Building |  |  | 0 | 0
MC202-B09 | MC202-B09/~45 | [5 empty] | Energy sensor | ~45 |  |  |  | MC202 | Charles Carter Building |  |  | 0 | 0
MC202-B09 | MC202-B09/~46 | Adjustments (knobs) |  |  |  |  | Energy sensor | ~46 |  |  |  | MC202 | Charles Carter Building |  |  | 0 | 0
MC202-B09 | MC202-B09/~47 | Adjustments (switches) |  |  |  |  | Energy sensor | ~47 |  |  |  | MC202 | Charles Carter Building |  |  | 0 | 0
MC202-B09 | MC202-B09/~48 | [5 empty] | Energy sensor | ~48 |  |  |  | MC202 | Charles Carter Building |  |  | 0 | 0
MC202-B09 | MC202-B09/~49 | [5 empty] | Energy sensor | ~49 |  |  |  | MC202 | Charles Carter Building |  |  | 0 | 0
MC202-B09 | MC202-B09/~5 | [5 empty] | Energy sensor | ~5 |  |  |  | MC202 | Charles Carter Building |  |  | 0 | 0
MC202-B09 | MC202-B09/~50 | [5 empty] | Energy sensor | ~50 |  |  |  | MC202 | Charles Carter Building |  |  | 0 | 0
MC202-B09 | MC202-B09/~51 | [5 empty] | Energy sensor | ~51 |  |  |  | MC202 | Charles Carter Building |  |  | 0 | 0
MC202-B09 | MC202-B09/~52 | [5 empty] | Energy sensor | ~52 |  |  |  | MC202 | Charles Carter Building |  |  | 0 | 0
MC202-B09 | MC202-B09/~53 | Adjustments (night cool knobs) |  |  |  |  | Energy sensor | ~53 |  |  |  | MC202 | Charles Carter Building |  |  | 0 | 0
MC202-B09 | MC202-B09/~54 | [5 empty] | Energy sensor | ~54 |  |  |  | MC202 | Charles Carter Building |  |  | 0 | 0
MC202-B09 | MC202-B09/~55 | Adjustments |  |  |  |  | Energy sensor | ~55 |  |  |  | MC202 | Charles Carter Building |  |  | 0 | 0
MC202-B09 | MC202-B09/~56 | Knobs |  |  |  |  | Energy sensor | ~56 |  |  |  | MC202 | Charles Carter Building |  |  | 0 | 0
MC202-B09 | MC202-B09/~57 | Switches |  |  |  |  | Energy sensor | ~57 |  |  |  | MC202 | Charles Carter Building |  |  | 0 | 0
MC202-B09 | MC202-B09/~58 | [5 empty] | Energy sensor | ~58 |  |  |  | MC202 | Charles Carter Building |  |  | 0 | 0
MC202-B09 | MC202-B09/~59 | [5 empty] | Energy sensor | ~59 |  |  |  | MC202 | Charles Carter Building |  |  | 0 | 0
MC202-B09 | MC202-B09/~6 | [5 empty] | Energy sensor | ~6 |  |  |  | MC202 | Charles Carter Building |  |  | 0 | 0
MC202-B09 | MC202-B09/~60 | [5 empty] | Energy sensor | ~60 |  |  |  | MC202 | Charles Carter Building |  |  | 0 | 0
MC202-B09 | MC202-B09/~7 | [5 empty] | Energy sensor | ~7 |  |  |  | MC202 | Charles Carter Building |  |  | 0 | 0
MC202-B09 | MC202-B09/~8 | [5 empty] | Energy sensor | ~8 |  |  |  | MC202 | Charles Carter Building |  |  | 0 | 0
MC202-B09 | MC202-B09/~9 | [5 empty] | Energy sensor | ~9 |  |  |  | MC202 | Charles Carter Building |  |  | 0 | 0
MC202-B09 | MC202-B09/A14 | Outside air temperature |  |  | Degrees Celsius |  | Energy sensor | A14 |  |  |  | MC202 | Charles Carter Building |  |  | 0 | 0
MC202-B09 | MC202-B09/B1 | Frost from MCP |  |  |  |  | Energy sensor | B1 |  |  |  | MC202 | Charles Carter Building |  |  | 0 | 0
MC202-B09 | MC202-B09/B2 | Remote signals |  |  |  |  | Energy sensor | B2 |  |  |  | MC202 | Charles Carter Building |  |  | 0 | 0
MC202-B09 | MC202-B09/C1 | Virtual CNC 1 |  |  |  |  | Energy sensor | C1 |  |  |  | MC202 | Charles Carter Building |  |  | 0 | 0
MC202-B09 | MC202-B09/D1 | Unit enable and fresh air damper |  |  |  |  | Energy sensor | D1 |  |  |  | MC202 | Charles Carter Building | C02b,C02a |  | 0 | 0
MC202-B09 | MC202-B09/D2 | Bypass damper |  |  | 0 = Closed , 1 = Open |  | Energy sensor | D2 |  |  |  | MC202 | Charles Carter Building | C02b,C02a |  | 0 | 0
MC202-B09 | MC202-B09/D4 | Heating valve |  |  |  |  | Energy sensor | D4 |  |  |  | MC202 | Charles Carter Building | C02b,C02a |  | 0 | 0
MC202-B09 | MC202-B09/D5 | Supply fan speed |  |  | RPM |  | Energy sensor | D5 |  |  |  | MC202 | Charles Carter Building | C02b,C02a |  | 0 | 0
MC202-B09 | MC202-B09/D6 | Extract fan speed |  |  | RPM |  | Energy sensor | D6 |  |  |  | MC202 | Charles Carter Building | C02b,C02a |  | 0 | 0
MC202-B09 | MC202-B09/e1 | 963 Supervisor |  |  |  |  | Energy sensor | e1 |  |  |  | MC202 | Charles Carter Building |  |  | 0 | 0
MC202-B09 | MC202-B09/F1 | Function 1 |  |  |  |  | Energy sensor | F1 |  |  |  | MC202 | Charles Carter Building |  |  | 0 | 0
MC202-B09 | MC202-B09/F10 | Function 10 |  |  |  |  | Energy sensor | F10 |  |  |  | MC202 | Charles Carter Building |  |  | 0 | 0
MC202-B09 | MC202-B09/F11 | Function 11 |  |  |  |  | Energy sensor | F11 |  |  |  | MC202 | Charles Carter Building |  |  | 0 | 0
MC202-B09 | MC202-B09/F12 | Function 12 |  |  |  |  | Energy sensor | F12 |  |  |  | MC202 | Charles Carter Building |  |  | 0 | 0
MC202-B09 | MC202-B09/F13 | Function 13 |  |  |  |  | Energy sensor | F13 |  |  |  | MC202 | Charles Carter Building |  |  | 0 | 0
MC202-B09 | MC202-B09/F14 | Auto boost setpoint exceeded |  |  |  |  | Energy sensor | F14 |  |  |  | MC202 | Charles Carter Building |  |  | 0 | 0
MC202-B09 | MC202-B09/F15 | Function 15 |  |  |  |  | Energy sensor | F15 |  |  |  | MC202 | Charles Carter Building |  |  | 0 | 0
MC202-B09 | MC202-B09/F16 | Function 16 |  |  |  |  | Energy sensor | F16 |  |  |  | MC202 | Charles Carter Building |  |  | 0 | 0
MC202-B09 | MC202-B09/F17 | Function 17 |  |  |  |  | Energy sensor | F17 |  |  |  | MC202 | Charles Carter Building |  |  | 0 | 0
MC202-B09 | MC202-B09/F18 | Function 18 |  |  |  |  | Energy sensor | F18 |  |  |  | MC202 | Charles Carter Building |  |  | 0 | 0
MC202-B09 | MC202-B09/F19 | Supply fan speed |  |  | RPM |  | Energy sensor | F19 |  |  |  | MC202 | Charles Carter Building |  |  | 0 | 0
MC202-B09 | MC202-B09/F2 | Function 2 |  |  |  |  | Energy sensor | F2 |  |  |  | MC202 | Charles Carter Building |  |  | 0 | 0
MC202-B09 | MC202-B09/F20 | Function 20 |  |  |  |  | Energy sensor | F20 |  |  |  | MC202 | Charles Carter Building |  |  | 0 | 0
MC202-B09 | MC202-B09/F21 | Function 21 |  |  |  |  | Energy sensor | F21 |  |  |  | MC202 | Charles Carter Building |  |  | 0 | 0
MC202-B09 | MC202-B09/F22 | Function 22 |  |  |  |  | Energy sensor | F22 |  |  |  | MC202 | Charles Carter Building |  |  | 0 | 0
MC202-B09 | MC202-B09/F23 | Function 23 |  |  |  |  | Energy sensor | F23 |  |  |  | MC202 | Charles Carter Building |  |  | 0 | 0
MC202-B09 | MC202-B09/F24 | Function 24 |  |  |  |  | Energy sensor | F24 |  |  |  | MC202 | Charles Carter Building |  |  | 0 | 0
MC202-B09 | MC202-B09/F25 | Function 25 |  |  |  |  | Energy sensor | F25 |  |  |  | MC202 | Charles Carter Building |  |  | 0 | 0
MC202-B09 | MC202-B09/F26 | Function 26 |  |  |  |  | Energy sensor | F26 |  |  |  | MC202 | Charles Carter Building |  |  | 0 | 0
MC202-B09 | MC202-B09/F27 | Function 27 |  |  |  |  | Energy sensor | F27 |  |  |  | MC202 | Charles Carter Building |  |  | 0 | 0
MC202-B09 | MC202-B09/F28 | Function 28 |  |  |  |  | Energy sensor | F28 |  |  |  | MC202 | Charles Carter Building |  |  | 0 | 0
MC202-B09 | MC202-B09/F29 | Full Fresh Air [Clg] |  |  |  |  | Energy sensor | F29 |  |  |  | MC202 | Charles Carter Building |  |  | 0 | 0
MC202-B09 | MC202-B09/F3 | Function 3 |  |  |  |  | Energy sensor | F3 |  |  |  | MC202 | Charles Carter Building |  |  | 0 | 0
MC202-B09 | MC202-B09/F30 | Function 30 |  |  |  |  | Energy sensor | F30 |  |  |  | MC202 | Charles Carter Building |  |  | 0 | 0
MC202-B09 | MC202-B09/F31 | Function 31 |  |  |  |  | Energy sensor | F31 |  |  |  | MC202 | Charles Carter Building |  |  | 0 | 0
MC202-B09 | MC202-B09/F32 | Function 32 |  |  |  |  | Energy sensor | F32 |  |  |  | MC202 | Charles Carter Building |  |  | 0 | 0
MC202-B09 | MC202-B09/F33 | Function 33 |  |  |  |  | Energy sensor | F33 |  |  |  | MC202 | Charles Carter Building |  |  | 0 | 0
MC202-B09 | MC202-B09/F34 | Function 34 |  |  |  |  | Energy sensor | F34 |  |  |  | MC202 | Charles Carter Building |  |  | 0 | 0
MC202-B09 | MC202-B09/F35 | Function 35 |  |  |  |  | Energy sensor | F35 |  |  |  | MC202 | Charles Carter Building |  |  | 0 | 0
MC202-B09 | MC202-B09/F36 | Function 36 |  |  |  |  | Energy sensor | F36 |  |  |  | MC202 | Charles Carter Building |  |  | 0 | 0
MC202-B09 | MC202-B09/F37 | Function 37 |  |  |  |  | Energy sensor | F37 |  |  |  | MC202 | Charles Carter Building |  |  | 0 | 0
MC202-B09 | MC202-B09/F38 | Function 38 |  |  |  |  | Energy sensor | F38 |  |  |  | MC202 | Charles Carter Building |  |  | 0 | 0
MC202-B09 | MC202-B09/F39 | Extract fan speed |  |  | RPM |  | Energy sensor | F39 |  |  |  | MC202 | Charles Carter Building |  |  | 0 | 0
MC202-B09 | MC202-B09/F4 | Function 4 |  |  |  |  | Energy sensor | F4 |  |  |  | MC202 | Charles Carter Building |  |  | 0 | 0
MC202-B09 | MC202-B09/F40 | Function 40 |  |  |  |  | Energy sensor | F40 |  |  |  | MC202 | Charles Carter Building |  |  | 0 | 0
MC202-B09 | MC202-B09/F41 | Function 41 |  |  |  |  | Energy sensor | F41 |  |  |  | MC202 | Charles Carter Building |  |  | 0 | 0
MC202-B09 | MC202-B09/F42 | Function 42 |  |  |  |  | Energy sensor | F42 |  |  |  | MC202 | Charles Carter Building |  |  | 0 | 0
MC202-B09 | MC202-B09/F43 | Function 43 |  |  |  |  | Energy sensor | F43 |  |  |  | MC202 | Charles Carter Building |  |  | 0 | 0
MC202-B09 | MC202-B09/F44 | Function 44 |  |  |  |  | Energy sensor | F44 |  |  |  | MC202 | Charles Carter Building |  |  | 0 | 0
MC202-B09 | MC202-B09/F45 | Function 45 |  |  |  |  | Energy sensor | F45 |  |  |  | MC202 | Charles Carter Building |  |  | 0 | 0
MC202-B09 | MC202-B09/F47 | Function 47 |  |  |  |  | Energy sensor | F47 |  |  |  | MC202 | Charles Carter Building |  |  | 0 | 0
MC202-B09 | MC202-B09/F48 | Function 48 |  |  |  |  | Energy sensor | F48 |  |  |  | MC202 | Charles Carter Building |  |  | 0 | 0
MC202-B09 | MC202-B09/F6 | Function 6 |  |  |  |  | Energy sensor | F6 |  |  |  | MC202 | Charles Carter Building |  |  | 0 | 0
MC202-B09 | MC202-B09/F7 | Function 7 |  |  |  |  | Energy sensor | F7 |  |  |  | MC202 | Charles Carter Building |  |  | 0 | 0
MC202-B09 | MC202-B09/F8 | Fan speed (heating) |  |  |  |  | Energy sensor | F8 |  |  |  | MC202 | Charles Carter Building |  |  | 0 | 0
MC202-B09 | MC202-B09/F9 | Function 9 |  |  |  |  | Energy sensor | F9 |  |  |  | MC202 | Charles Carter Building |  |  | 0 | 0
MC202-B09 | MC202-B09/G1 | Logic 1 |  |  |  |  | Energy sensor | G1 |  |  |  | MC202 | Charles Carter Building |  |  | 0 | 0
MC202-B09 | MC202-B09/G10 | Logic 10 |  |  |  |  | Energy sensor | G10 |  |  |  | MC202 | Charles Carter Building |  |  | 0 | 0
MC202-B09 | MC202-B09/G11 | Logic 11 |  |  |  |  | Energy sensor | G11 |  |  |  | MC202 | Charles Carter Building |  |  | 0 | 0
MC202-B09 | MC202-B09/G12 | Logic 12 |  |  |  |  | Energy sensor | G12 |  |  |  | MC202 | Charles Carter Building |  |  | 0 | 0
MC202-B09 | MC202-B09/G13 | Logic 13 |  |  |  |  | Energy sensor | G13 |  |  |  | MC202 | Charles Carter Building |  |  | 0 | 0
MC202-B09 | MC202-B09/G14 | Boost mode |  |  |  |  | Energy sensor | G14 |  |  |  | MC202 | Charles Carter Building |  |  | 0 | 0
MC202-B09 | MC202-B09/G15 | Logic 15 |  |  |  |  | Energy sensor | G15 |  |  |  | MC202 | Charles Carter Building |  |  | 0 | 0
MC202-B09 | MC202-B09/G16 | Logic 16 |  |  |  |  | Energy sensor | G16 |  |  |  | MC202 | Charles Carter Building |  |  | 0 | 0
MC202-B09 | MC202-B09/G17 | Occ Htg SP Achieved [Full FA] |  |  |  |  | Energy sensor | G17 |  |  |  | MC202 | Charles Carter Building |  |  | 0 | 0
MC202-B09 | MC202-B09/G18 | Logic 18 |  |  |  |  | Energy sensor | G18 |  |  |  | MC202 | Charles Carter Building |  |  | 0 | 0
MC202-B09 | MC202-B09/G19 | Logic 19 |  |  |  |  | Energy sensor | G19 |  |  |  | MC202 | Charles Carter Building |  |  | 0 | 0
MC202-B09 | MC202-B09/G2 | Logic 2 |  |  |  |  | Energy sensor | G2 |  |  |  | MC202 | Charles Carter Building |  |  | 0 | 0
MC202-B09 | MC202-B09/G20 | Logic 20 |  |  |  |  | Energy sensor | G20 |  |  |  | MC202 | Charles Carter Building |  |  | 0 | 0
MC202-B09 | MC202-B09/G21 | Logic 21 |  |  |  |  | Energy sensor | G21 |  |  |  | MC202 | Charles Carter Building |  |  | 0 | 0
MC202-B09 | MC202-B09/G22 | Logic 22 |  |  |  |  | Energy sensor | G22 |  |  |  | MC202 | Charles Carter Building |  |  | 0 | 0
MC202-B09 | MC202-B09/G23 | Logic 23 |  |  |  |  | Energy sensor | G23 |  |  |  | MC202 | Charles Carter Building |  |  | 0 | 0
MC202-B09 | MC202-B09/G24 | Bypass damper control |  |  | 0 = Closed , 1 = Open |  | Energy sensor | G24 |  |  |  | MC202 | Charles Carter Building |  |  | 0 | 0
MC202-B09 | MC202-B09/G25 | Logic 25 |  |  |  |  | Energy sensor | G25 |  |  |  | MC202 | Charles Carter Building |  |  | 0 | 0
MC202-B09 | MC202-B09/G26 | Supply fan max speed |  |  | RPM |  | Energy sensor | G26 |  |  |  | MC202 | Charles Carter Building |  |  | 0 | 0
MC202-B09 | MC202-B09/G27 | Logic 27 |  |  |  |  | Energy sensor | G27 |  |  |  | MC202 | Charles Carter Building |  |  | 0 | 0
MC202-B09 | MC202-B09/G28 | Logic 28 |  |  |  |  | Energy sensor | G28 |  |  |  | MC202 | Charles Carter Building |  |  | 0 | 0
MC202-B09 | MC202-B09/G29 | Logic 29 |  |  |  |  | Energy sensor | G29 |  |  |  | MC202 | Charles Carter Building |  |  | 0 | 0
MC202-B09 | MC202-B09/G3 | Logic 3 |  |  |  |  | Energy sensor | G3 |  |  |  | MC202 | Charles Carter Building |  |  | 0 | 0
MC202-B09 | MC202-B09/G30 | Logic 30 |  |  |  |  | Energy sensor | G30 |  |  |  | MC202 | Charles Carter Building |  |  | 0 | 0
MC202-B09 | MC202-B09/G31 | Logic 31 |  |  |  |  | Energy sensor | G31 |  |  |  | MC202 | Charles Carter Building |  |  | 0 | 0
MC202-B09 | MC202-B09/G32 | Logic 32 |  |  |  |  | Energy sensor | G32 |  |  |  | MC202 | Charles Carter Building |  |  | 0 | 0
MC202-B09 | MC202-B09/G33 | Logic 33 |  |  |  |  | Energy sensor | G33 |  |  |  | MC202 | Charles Carter Building |  |  | 0 | 0
MC202-B09 | MC202-B09/G34 | Logic 34 |  |  |  |  | Energy sensor | G34 |  |  |  | MC202 | Charles Carter Building |  |  | 0 | 0
MC202-B09 | MC202-B09/G35 | Remote night cooling available |  |  | 0 = No, 1 = Yes |  | Energy sensor | G35 |  |  |  | MC202 | Charles Carter Building |  |  | 0 | 0
MC202-B09 | MC202-B09/G36 | Logic 36 |  |  |  |  | Energy sensor | G36 |  |  |  | MC202 | Charles Carter Building |  |  | 0 | 0
MC202-B09 | MC202-B09/G37 | Logic 37 |  |  |  |  | Energy sensor | G37 |  |  |  | MC202 | Charles Carter Building |  |  | 0 | 0
MC202-B09 | MC202-B09/G38 | Logic 38 |  |  |  |  | Energy sensor | G38 |  |  |  | MC202 | Charles Carter Building |  |  | 0 | 0
MC202-B09 | MC202-B09/G4 | Logic 4 |  |  |  |  | Energy sensor | G4 |  |  |  | MC202 | Charles Carter Building |  |  | 0 | 0
MC202-B09 | MC202-B09/G5 | Timeclock enable |  |  | 0 = No, 1 = Yes |  | Energy sensor | G5 |  |  |  | MC202 | Charles Carter Building |  |  | 0 | 0
MC202-B09 | MC202-B09/G6 | Class vent required |  |  | 0 = No, 1 = Yes |  | Energy sensor | G6 |  |  |  | MC202 | Charles Carter Building |  |  | 0 | 0
MC202-B09 | MC202-B09/G7 | Logic 7 |  |  |  |  | Energy sensor | G7 |  |  |  | MC202 | Charles Carter Building |  |  | 0 | 0
MC202-B09 | MC202-B09/G8 | Logic 8 |  |  |  |  | Energy sensor | G8 |  |  |  | MC202 | Charles Carter Building |  |  | 0 | 0
MC202-B09 | MC202-B09/G9 | Class vent enable |  |  | 0 = No, 1 = Yes |  | Energy sensor | G9 |  |  |  | MC202 | Charles Carter Building |  |  | 0 | 0
MC202-B09 | MC202-B09/I1 | Forced Cooling Required |  |  |  |  | Energy sensor | I1 |  |  |  | MC202 | Charles Carter Building | C02b,C02a |  | 0 | 0
MC202-B09 | MC202-B09/I11 | Filter dirty |  |  | 0 = No, 1 = Yes |  | Energy sensor | I11 |  |  |  | MC202 | Charles Carter Building | C02b,C02a |  | 0 | 0
MC202-B09 | MC202-B09/I12 | Supply fan inverter status |  |  |  |  | Energy sensor | I12 |  |  |  | MC202 | Charles Carter Building | C02b,C02a |  | 0 | 0
MC202-B09 | MC202-B09/I13 | Extract fan inverter status |  |  |  |  | Energy sensor | I13 |  |  |  | MC202 | Charles Carter Building | C02b,C02a |  | 0 | 0
MC202-B09 | MC202-B09/I14 | Condensate pump alarm |  |  | 0 = No, 1 = Yes |  | Energy sensor | I14 |  |  |  | MC202 | Charles Carter Building | C02b,C02a |  | 0 | 0
MC202-B09 | MC202-B09/I15 | Unit occupancy |  |  |  |  | Energy sensor | I15 |  |  |  | MC202 | Charles Carter Building | C02b,C02a |  | 0 | 0
MC202-B09 | MC202-B09/I16 | Room frost protection |  |  |  |  | Energy sensor | I16 |  |  |  | MC202 | Charles Carter Building | C02b,C02a |  | 0 | 0
MC202-B09 | MC202-B09/I17 | Staff boost mode |  |  | 0 = Off, 1 = On |  | Energy sensor | I17 |  |  |  | MC202 | Charles Carter Building | C02b,C02a |  | 0 | 0
MC202-B09 | MC202-B09/I18 | Auto boost mode |  |  | 0 = Off, 1 = On |  | Energy sensor | I18 |  |  |  | MC202 | Charles Carter Building | C02b,C02a |  | 0 | 0
MC202-B09 | MC202-B09/I19 | Night cooling |  |  | 0 = Off, 1 = On |  | Energy sensor | I19 |  |  |  | MC202 | Charles Carter Building | C02b,C02a |  | 0 | 0
MC202-B09 | MC202-B09/I20 | Full fresh air |  |  | 0 = Off, 1 = On |  | Energy sensor | I20 |  |  |  | MC202 | Charles Carter Building | C02b,C02a |  | 0 | 0
MC202-B09 | MC202-B09/I21 | Open bypass damper |  |  | 0 = Closed , 1 = Open |  | Energy sensor | I21 |  |  |  | MC202 | Charles Carter Building | C02b,C02a |  | 0 | 0
MC202-B09 | MC202-B09/I22 | Unit freeze protection |  |  |  |  | Energy sensor | I22 |  |  |  | MC202 | Charles Carter Building | C02b,C02a |  | 0 | 0
MC202-B09 | MC202-B09/I23 | Supply fan fault |  |  | 0 = No, 1 = Yes |  | Energy sensor | I23 |  |  |  | MC202 | Charles Carter Building | C02b,C02a |  | 0 | 0
MC202-B09 | MC202-B09/I24 | Extract fan fault |  |  | 0 = No, 1 = Yes |  | Energy sensor | I24 |  |  |  | MC202 | Charles Carter Building | C02b,C02a |  | 0 | 0
MC202-B09 | MC202-B09/I25 | Class vent enable |  |  | 0 = Off, 1 = On |  | Energy sensor | I25 |  |  |  | MC202 | Charles Carter Building | C02b,C02a |  | 0 | 0
MC202-B09 | MC202-B09/I30 | Common fault signal |  |  | 0 = No fault, 1 = Fault |  | Energy sensor | I30 |  |  |  | MC202 | Charles Carter Building | C02b,C02a |  | 0 | 0
MC202-B09 | MC202-B09/I5 | On-Off selector |  |  | 0 = Off, 1 = On |  | Energy sensor | I5 |  |  |  | MC202 | Charles Carter Building | C02b,C02a |  | 0 | 0
MC202-B09 | MC202-B09/I6 | Frost thermostat trip |  |  |  |  | Energy sensor | I6 |  |  |  | MC202 | Charles Carter Building | C02b,C02a |  | 0 | 0
MC202-B09 | MC202-B09/K1 | Spare |  |  |  |  | Energy sensor | K1 |  |  |  | MC202 | Charles Carter Building | C02b,C02a |  | 0 | 0
MC202-B09 | MC202-B09/K10 | Extract fan min speed |  |  | RPM |  | Energy sensor | K10 |  |  |  | MC202 | Charles Carter Building | C02b,C02a |  | 0 | 0
MC202-B09 | MC202-B09/K11 | Extract fan max speed |  |  | RPM |  | Energy sensor | K11 |  |  |  | MC202 | Charles Carter Building | C02b,C02a |  | 0 | 0
MC202-B09 | MC202-B09/K12 | Spare |  |  |  |  | Energy sensor | K12 |  |  |  | MC202 | Charles Carter Building | C02b,C02a |  | 0 | 0
MC202-B09 | MC202-B09/K14 | Occupancy CO2 level |  |  | Parts per million |  | Energy sensor | K14 |  |  |  | MC202 | Charles Carter Building | C02b,C02a |  | 0 | 0
MC202-B09 | MC202-B09/K15 | Outside air night cooling level |  |  | Degrees Celsius |  | Energy sensor | K15 |  |  |  | MC202 | Charles Carter Building | C02b,C02a |  | 0 | 0
MC202-B09 | MC202-B09/K16 | Supply air high limit |  |  |  |  | Energy sensor | K16 |  |  |  | MC202 | Charles Carter Building | C02b,C02a |  | 0 | 0
MC202-B09 | MC202-B09/K17 | Supply fan minimum speed |  |  | RPM |  | Energy sensor | K17 |  |  |  | MC202 | Charles Carter Building | C02b,C02a |  | 0 | 0
MC202-B09 | MC202-B09/K18 | Supply fan max speed |  |  | RPM |  | Energy sensor | K18 |  |  |  | MC202 | Charles Carter Building | C02b,C02a |  | 0 | 0
MC202-B09 | MC202-B09/K19 | Supply fan startup speed |  |  | RPM |  | Energy sensor | K19 |  |  |  | MC202 | Charles Carter Building | C02b,C02a |  | 0 | 0
MC202-B09 | MC202-B09/K2 | Unit freeze protection |  |  |  |  | Energy sensor | K2 |  |  |  | MC202 | Charles Carter Building | C02b,C02a |  | 0 | 0
MC202-B09 | MC202-B09/K20 | Extract fan startup speed |  |  | RPM |  | Energy sensor | K20 |  |  |  | MC202 | Charles Carter Building | C02b,C02a |  | 0 | 0
MC202-B09 | MC202-B09/K21 | Night time cooling supply fan speed |  |  | RPM |  | Energy sensor | K21 |  |  |  | MC202 | Charles Carter Building | C02b,C02a |  | 0 | 0
MC202-B09 | MC202-B09/K22 | Night time cooling extract fan speed |  |  | RPM |  | Energy sensor | K22 |  |  |  | MC202 | Charles Carter Building | C02b,C02a |  | 0 | 0
MC202-B09 | MC202-B09/K23 | Night time cool temperature setpoint |  |  | Degrees Celsius |  | Energy sensor | K23 |  |  |  | MC202 | Charles Carter Building | C02b,C02a |  | 0 | 0
MC202-B09 | MC202-B09/K24 | Night cooling supply air low limit |  |  |  |  | Energy sensor | K24 |  |  |  | MC202 | Charles Carter Building | C02b,C02a |  | 0 | 0
MC202-B09 | MC202-B09/K3 | Room frost protection |  |  |  |  | Energy sensor | K3 |  |  |  | MC202 | Charles Carter Building | C02b,C02a |  | 0 | 0
MC202-B09 | MC202-B09/K4 | Spare |  |  |  |  | Energy sensor | K4 |  |  |  | MC202 | Charles Carter Building | C02b,C02a |  | 0 | 0
MC202-B09 | MC202-B09/K5 | Occupancy heating temperature setpoint |  |  | Degrees Celsius |  | Energy sensor | K5 |  |  |  | MC202 | Charles Carter Building | C02b,C02a |  | 0 | 0
MC202-B09 | MC202-B09/K6 | OccupancyClgTempSP |  |  | Degrees Celsius |  | Energy sensor | K6 |  |  |  | MC202 | Charles Carter Building | C02b,C02a |  | 0 | 0
MC202-B09 | MC202-B09/K7 | Free cooling temperature setpoint |  |  | Degrees Celsius |  | Energy sensor | K7 |  |  |  | MC202 | Charles Carter Building | C02b,C02a |  | 0 | 0
MC202-B09 | MC202-B09/K8 | Spare |  |  |  |  | Energy sensor | K8 |  |  |  | MC202 | Charles Carter Building | C02b,C02a |  | 0 | 0
MC202-B09 | MC202-B09/K9 | Supply air low limit |  |  |  |  | Energy sensor | K9 |  |  |  | MC202 | Charles Carter Building | C02b,C02a |  | 0 | 0
MC202-B09 | MC202-B09/L1 | Loop 1 |  |  |  |  | Energy sensor | L1 |  |  |  | MC202 | Charles Carter Building | C02b,C02a |  | 0 | 0
MC202-B09 | MC202-B09/L2 | Supply air low limit |  |  |  |  | Energy sensor | L2 |  |  |  | MC202 | Charles Carter Building | C02b,C02a |  | 0 | 0
MC202-B09 | MC202-B09/L3 | Fan Speed [CO2] |  |  |  |  | Energy sensor | L3 |  |  |  | MC202 | Charles Carter Building | C02b,C02a |  | 0 | 0
MC202-B09 | MC202-B09/L4 | Fan Speed [Clg] |  |  |  |  | Energy sensor | L4 |  |  |  | MC202 | Charles Carter Building | C02b,C02a |  | 0 | 0
MC202-B09 | MC202-B09/L5 | Loop 5 |  |  |  |  | Energy sensor | L5 |  |  |  | MC202 | Charles Carter Building | C02b,C02a |  | 0 | 0
MC202-B09 | MC202-B09/L6 | Loop 6 |  |  |  |  | Energy sensor | L6 |  |  |  | MC202 | Charles Carter Building | C02b,C02a |  | 0 | 0
MC202-B09 | MC202-B09/n1 | Watersidevent |  |  |  |  | Energy sensor | n1 |  |  |  | MC202 | Charles Carter Building |  |  | 0 | 0
MC202-B09 | MC202-B09/N1 | IC Comms 1 |  |  |  |  | Energy sensor | N1 |  |  |  | MC202 | Charles Carter Building |  |  | 0 | 0
MC202-B09 | MC202-B09/N2 | IC Comms 2 |  |  |  |  | Energy sensor | N2 |  |  |  | MC202 | Charles Carter Building |  |  | 0 | 0
MC202-B09 | MC202-B09/o1 | Alarm Route 1 |  |  |  |  | Energy sensor | o1 |  |  |  | MC202 | Charles Carter Building |  |  | 0 | 0
MC202-B09 | MC202-B09/P1 | Supply air temperature |  |  | Degrees Celsius |  | Energy sensor | P1 |  |  |  | MC202 | Charles Carter Building |  |  | 0 | 0
MC202-B09 | MC202-B09/P11 | Class vent heating demand |  |  |  |  | Energy sensor | P11 |  |  |  | MC202 | Charles Carter Building |  |  | 0 | 0
MC202-B09 | MC202-B09/P12 | Supply fan speed |  |  | RPM |  | Energy sensor | P12 |  |  |  | MC202 | Charles Carter Building |  |  | 0 | 0
MC202-B09 | MC202-B09/P13 | Extract fan speed |  |  | RPM |  | Energy sensor | P13 |  |  |  | MC202 | Charles Carter Building |  |  | 0 | 0
MC202-B09 | MC202-B09/P14 | Outside air temperature |  |  | Degrees Celsius |  | Energy sensor | P14 |  |  |  | MC202 | Charles Carter Building |  |  | 0 | 0
MC202-B09 | MC202-B09/P15 | Bypass damper |  |  | 0 = Closed , 1 = Open |  | Energy sensor | P15 |  |  |  | MC202 | Charles Carter Building |  |  | 0 | 0
MC202-B09 | MC202-B09/P2 | Return temperature |  |  | Degrees Celsius |  | Energy sensor | P2 |  |  |  | MC202 | Charles Carter Building |  |  | 0 | 0
MC202-B09 | MC202-B09/P3 | Extract CO2 level |  |  | Parts per million |  | Energy sensor | P3 |  |  |  | MC202 | Charles Carter Building |  |  | 0 | 0
MC202-B09 | MC202-B09/P4 | DIM Module |  |  |  |  | Energy sensor | P4 |  |  |  | MC202 | Charles Carter Building |  |  | 0 | 0
MC202-B09 | MC202-B09/P5 | Common fault signal |  |  | 0 = No fault, 1 = Fault |  | Energy sensor | P5 |  |  |  | MC202 | Charles Carter Building |  |  | 0 | 0
MC202-B09 | MC202-B09/P6 | Common fault signal |  |  | 0 = No fault, 1 = Fault |  | Energy sensor | P6 |  |  |  | MC202 | Charles Carter Building |  |  | 0 | 0
MC202-B09 | MC202-B09/Q1 | Sequence Table 1 |  |  |  |  | Energy sensor | Q1 |  |  |  | MC202 | Charles Carter Building |  |  | 0 | 0
MC202-B09 | MC202-B09/S1 | Supply air temperature |  |  | Degrees Celsius |  | Energy sensor | S1 |  |  |  | MC202 | Charles Carter Building | C02b,C02a |  | 0 | 0
MC202-B09 | MC202-B09/S11 | Class vent heating demand |  |  |  |  | Energy sensor | S11 |  |  |  | MC202 | Charles Carter Building | C02b,C02a |  | 0 | 0
MC202-B09 | MC202-B09/S12 | Supply fan speed |  |  | RPM |  | Energy sensor | S12 |  |  |  | MC202 | Charles Carter Building | C02b,C02a |  | 0 | 0
MC202-B09 | MC202-B09/S13 | Extract fan speed |  |  | RPM |  | Energy sensor | S13 |  |  |  | MC202 | Charles Carter Building | C02b,C02a |  | 0 | 0
MC202-B09 | MC202-B09/S14 | Outside air temperature |  |  | Degrees Celsius |  | Energy sensor | S14 |  |  |  | MC202 | Charles Carter Building | C02b,C02a |  | 0 | 0
MC202-B09 | MC202-B09/S15 | Bypass damper |  |  | 0 = Closed , 1 = Open |  | Energy sensor | S15 |  |  |  | MC202 | Charles Carter Building | C02b,C02a |  | 0 | 0
MC202-B09 | MC202-B09/S2 | Return temperature |  |  | Degrees Celsius |  | Energy sensor | S2 |  |  |  | MC202 | Charles Carter Building | C02b,C02a |  | 0 | 0
MC202-B09 | MC202-B09/S3 | Extract CO2 level |  |  | Parts per million |  | Energy sensor | S3 |  |  |  | MC202 | Charles Carter Building | C02b,C02a |  | 0 | 0
MC202-B09 | MC202-B09/S4 | DIM Module |  |  |  |  | Energy sensor | S4 |  |  |  | MC202 | Charles Carter Building | C02b,C02a |  | 0 | 0
MC202-B09 | MC202-B09/V1 | [5 empty] | Energy sensor | V1 |  |  |  | MC202 | Charles Carter Building |  |  | 0 | 0
MC202-B09 | MC202-B09/W2 | Commissioning mode |  |  | 0 = Off, 1 = On |  | Energy sensor | W2 |  |  |  | MC202 | Charles Carter Building | C02b,C02a |  | 0 | 0
MC202-B09 | MC202-B09/W3 | Enable boost mode |  |  | 0 = Off, 1 = On |  | Energy sensor | W3 |  |  |  | MC202 | Charles Carter Building | C02b,C02a |  | 0 | 0
MC202-B09 | MC202-B09/W4 | Freeze protection reset |  |  | 0 = Off, 1 = On |  | Energy sensor | W4 |  |  |  | MC202 | Charles Carter Building | C02b,C02a |  | 0 | 0
MC202-B09 | MC202-B09/W5 | Enable alarms |  |  | 0 = Off, 1 = On |  | Energy sensor | W5 |  |  |  | MC202 | Charles Carter Building | C02b,C02a |  | 0 | 0
MC202-B09 | MC202-B09/W6 | Manual off |  |  |  |  | Energy sensor | W6 |  |  |  | MC202 | Charles Carter Building | C02b,C02a |  | 0 | 0
MC202-B09 | MC202-B09/Y1 | Trend Thermistor |  |  |  |  | Energy sensor | Y1 |  |  |  | MC202 | Charles Carter Building |  |  | 0 | 0
MC202-B09 | MC202-B09/Y2 | CO2 V |  |  |  |  | Energy sensor | Y2 |  |  |  | MC202 | Charles Carter Building |  |  | 0 | 0
MC202-B09 | MC202-B09/Y3 | 4DIX V |  |  |  |  | Energy sensor | Y3 |  |  |  | MC202 | Charles Carter Building |  |  | 0 | 0
MC202-B09 | MC202-B09/Z1 | Local time clock |  |  |  |  | Energy sensor | Z1 |  |  |  | MC202 | Charles Carter Building | C02b,C02a |  | 0 | 0
MC070-B06 | MC070-B06/C1 | Virtual CNC 1 |  |  |  |  | Energy sensor | C1 |  |  |  | MC070 | LEC 1 & 2 |  |  | 0 | 0
MC070-B06 | MC070-B06/D1 | HWS Pump |  |  |  |  | Energy sensor | D1 |  |  |  | MC070 | LEC 1 & 2 |  |  | 0 | 0
MC070-B06 | MC070-B06/D2 | Immersion 1 Enable |  |  |  |  | Energy sensor | D2 |  |  |  | MC070 | LEC 1 & 2 |  |  | 0 | 0
MC070-B06 | MC070-B06/D3 | Immersion 2 Enable |  |  |  |  | Energy sensor | D3 |  |  |  | MC070 | LEC 1 & 2 |  |  | 0 | 0
MC070-B06 | MC070-B06/D4 | Animal Immersion Enable |  |  |  |  | Energy sensor | D4 |  |  |  | MC070 | LEC 1 & 2 |  |  | 0 | 0
MC070-B06 | MC070-B06/D5 | Heating pumps |  |  |  |  | Energy sensor | D5 |  |  |  | MC070 | LEC 1 & 2 |  |  | 0 | 0
MC070-B06 | MC070-B06/D6 | Destrat Pumps |  |  |  |  | Energy sensor | D6 |  |  |  | MC070 | LEC 1 & 2 |  |  | 0 | 0
MC070-B06 | MC070-B06/D7 | Immersion 2 Valve |  |  |  |  | Energy sensor | D7 |  |  |  | MC070 | LEC 1 & 2 |  |  | 0 | 0
MC070-B06 | MC070-B06/D8 | Immersion 1 Valve |  |  |  |  | Energy sensor | D8 |  |  |  | MC070 | LEC 1 & 2 |  |  | 0 | 0
MC070-B06 | MC070-B06/D9 | Animal DHWS Valve |  |  |  |  | Energy sensor | D9 |  |  |  | MC070 | LEC 1 & 2 |  |  | 0 | 0
MC070-B06 | MC070-B06/F1 | Function 1 |  |  |  |  | Energy sensor | F1 |  |  |  | MC070 | LEC 1 & 2 |  |  | 0 | 0
MC070-B06 | MC070-B06/F10 | OAT Eco Off 1 = Off |  |  |  |  | Energy sensor | F10 |  |  |  | MC070 | LEC 1 & 2 |  |  | 0 | 0
MC070-B06 | MC070-B06/F11 | Faraday Outside Air 1StgeFrost |  |  |  |  | Energy sensor | F11 |  |  |  | MC070 | LEC 1 & 2 |  |  | 0 | 0
MC070-B06 | MC070-B06/F12 | Function 12 |  |  |  |  | Energy sensor | F12 |  |  |  | MC070 | LEC 1 & 2 |  |  | 0 | 0
MC070-B06 | MC070-B06/F13 | Function 13 |  |  |  |  | Energy sensor | F13 |  |  |  | MC070 | LEC 1 & 2 |  |  | 0 | 0
MC070-B06 | MC070-B06/F14 | Function 14 |  |  |  |  | Energy sensor | F14 |  |  |  | MC070 | LEC 1 & 2 |  |  | 0 | 0
MC070-B06 | MC070-B06/F15 | Function 15 |  |  |  |  | Energy sensor | F15 |  |  |  | MC070 | LEC 1 & 2 |  |  | 0 | 0
MC070-B06 | MC070-B06/F16 | Litres per second |  |  |  |  | Energy sensor | F16 |  |  |  | MC070 | LEC 1 & 2 |  |  | 0 | 0
MC070-B06 | MC070-B06/F17 | Subtract for delta-T |  |  |  |  | Energy sensor | F17 |  |  |  | MC070 | LEC 1 & 2 |  |  | 0 | 0
MC070-B06 | MC070-B06/F18 | Function 18 |  |  |  |  | Energy sensor | F18 |  |  |  | MC070 | LEC 1 & 2 |  |  | 0 | 0
MC070-B06 | MC070-B06/F19 | Function 19 |  |  |  |  | Energy sensor | F19 |  |  |  | MC070 | LEC 1 & 2 |  |  | 0 | 0
MC070-B06 | MC070-B06/F2 | Function 2 |  |  |  |  | Energy sensor | F2 |  |  |  | MC070 | LEC 1 & 2 |  |  | 0 | 0
MC070-B06 | MC070-B06/F20 | Function 20 |  |  |  |  | Energy sensor | F20 |  |  |  | MC070 | LEC 1 & 2 |  |  | 0 | 0
MC070-B06 | MC070-B06/F3 | Function 3 |  |  |  |  | Energy sensor | F3 |  |  |  | MC070 | LEC 1 & 2 |  |  | 0 | 0
MC070-B06 | MC070-B06/F4 | Function 4 |  |  |  |  | Energy sensor | F4 |  |  |  | MC070 | LEC 1 & 2 |  |  | 0 | 0
MC070-B06 | MC070-B06/F5 | Function 5 |  |  |  |  | Energy sensor | F5 |  |  |  | MC070 | LEC 1 & 2 |  |  | 0 | 0
MC070-B06 | MC070-B06/F6 | Function 6 |  |  |  |  | Energy sensor | F6 |  |  |  | MC070 | LEC 1 & 2 |  |  | 0 | 0
MC070-B06 | MC070-B06/F7 | Function 7 |  |  |  |  | Energy sensor | F7 |  |  |  | MC070 | LEC 1 & 2 |  |  | 0 | 0
MC070-B06 | MC070-B06/F8 | Function 8 |  |  |  |  | Energy sensor | F8 |  |  |  | MC070 | LEC 1 & 2 |  |  | 0 | 0
MC070-B06 | MC070-B06/F9 | Function 9 |  |  |  |  | Energy sensor | F9 |  |  |  | MC070 | LEC 1 & 2 |  |  | 0 | 0
MC070-B06 | MC070-B06/G1 | Logic 1 |  |  |  |  | Energy sensor | G1 |  |  |  | MC070 | LEC 1 & 2 |  |  | 0 | 0
MC070-B06 | MC070-B06/G10 | Logic 10 |  |  |  |  | Energy sensor | G10 |  |  |  | MC070 | LEC 1 & 2 |  |  | 0 | 0
MC070-B06 | MC070-B06/G11 | Logic 11 |  |  |  |  | Energy sensor | G11 |  |  |  | MC070 | LEC 1 & 2 |  |  | 0 | 0
MC070-B06 | MC070-B06/G12 | Logic 12 |  |  |  |  | Energy sensor | G12 |  |  |  | MC070 | LEC 1 & 2 |  |  | 0 | 0
MC070-B06 | MC070-B06/G13 | Logic 13 |  |  |  |  | Energy sensor | G13 |  |  |  | MC070 | LEC 1 & 2 |  |  | 0 | 0
MC070-B06 | MC070-B06/G14 | Logic 14 |  |  |  |  | Energy sensor | G14 |  |  |  | MC070 | LEC 1 & 2 |  |  | 0 | 0
MC070-B06 | MC070-B06/G15 | Logic 15 |  |  |  |  | Energy sensor | G15 |  |  |  | MC070 | LEC 1 & 2 |  |  | 0 | 0
MC070-B06 | MC070-B06/G16 | Logic 16 |  |  |  |  | Energy sensor | G16 |  |  |  | MC070 | LEC 1 & 2 |  |  | 0 | 0
MC070-B06 | MC070-B06/G17 | Logic 17 |  |  |  |  | Energy sensor | G17 |  |  |  | MC070 | LEC 1 & 2 |  |  | 0 | 0
MC070-B06 | MC070-B06/G18 | Logic 18 |  |  |  |  | Energy sensor | G18 |  |  |  | MC070 | LEC 1 & 2 |  |  | 0 | 0
MC070-B06 | MC070-B06/G19 | Pump Rotate |  |  |  |  | Energy sensor | G19 |  |  |  | MC070 | LEC 1 & 2 |  |  | 0 | 0
MC070-B06 | MC070-B06/G2 | Logic 2 |  |  |  |  | Energy sensor | G2 |  |  |  | MC070 | LEC 1 & 2 |  |  | 0 | 0
MC070-B06 | MC070-B06/G20 | Logic 20 |  |  |  |  | Energy sensor | G20 |  |  |  | MC070 | LEC 1 & 2 |  |  | 0 | 0
MC070-B06 | MC070-B06/G21 | Logic 21 |  |  |  |  | Energy sensor | G21 |  |  |  | MC070 | LEC 1 & 2 |  |  | 0 | 0
MC070-B06 | MC070-B06/G22 | Logic 22 |  |  |  |  | Energy sensor | G22 |  |  |  | MC070 | LEC 1 & 2 |  |  | 0 | 0
MC070-B06 | MC070-B06/G23 | Logic 23 |  |  |  |  | Energy sensor | G23 |  |  |  | MC070 | LEC 1 & 2 |  |  | 0 | 0
MC070-B06 | MC070-B06/G24 | Logic 24 |  |  |  |  | Energy sensor | G24 |  |  |  | MC070 | LEC 1 & 2 |  |  | 0 | 0
MC070-B06 | MC070-B06/G25 | Logic 25 |  |  |  |  | Energy sensor | G25 |  |  |  | MC070 | LEC 1 & 2 |  |  | 0 | 0
MC070-B06 | MC070-B06/G26 | Logic 26 |  |  |  |  | Energy sensor | G26 |  |  |  | MC070 | LEC 1 & 2 |  |  | 0 | 0
MC070-B06 | MC070-B06/G27 | Immersions Allow |  |  |  |  | Energy sensor | G27 |  |  |  | MC070 | LEC 1 & 2 |  |  | 0 | 0
MC070-B06 | MC070-B06/G28 | Immersion heater hours run |  |  | Hours |  | Energy sensor | G28 |  |  |  | MC070 | LEC 1 & 2 |  |  | 0 | 0
MC070-B06 | MC070-B06/G29 | Immersions allow |  |  |  |  | Energy sensor | G29 |  |  |  | MC070 | LEC 1 & 2 |  |  | 0 | 0
MC070-B06 | MC070-B06/G3 | Logic 3 |  |  |  |  | Energy sensor | G3 |  |  |  | MC070 | LEC 1 & 2 |  |  | 0 | 0
MC070-B06 | MC070-B06/G4 | Logic 4 |  |  |  |  | Energy sensor | G4 |  |  |  | MC070 | LEC 1 & 2 |  |  | 0 | 0
MC070-B06 | MC070-B06/G5 | Logic 5 |  |  |  |  | Energy sensor | G5 |  |  |  | MC070 | LEC 1 & 2 |  |  | 0 | 0
MC070-B06 | MC070-B06/G6 | Logic 6 |  |  |  |  | Energy sensor | G6 |  |  |  | MC070 | LEC 1 & 2 |  |  | 0 | 0
MC070-B06 | MC070-B06/G7 | Logic 7 |  |  |  |  | Energy sensor | G7 |  |  |  | MC070 | LEC 1 & 2 |  |  | 0 | 0
MC070-B06 | MC070-B06/G8 | Logic 8 |  |  |  |  | Energy sensor | G8 |  |  |  | MC070 | LEC 1 & 2 |  |  | 0 | 0
MC070-B06 | MC070-B06/G9 | Logic 9 |  |  |  |  | Energy sensor | G9 |  |  |  | MC070 | LEC 1 & 2 |  |  | 0 | 0
MC070-B06 | MC070-B06/i1 | xcite/IO/4UI/4AO |  |  |  |  | Energy sensor | i1 |  |  |  | MC070 | LEC 1 & 2 |  |  | 0 | 0
MC070-B06 | MC070-B06/I1 | HWS Immersion 1 |  |  |  |  | Energy sensor | I1 |  |  |  | MC070 | LEC 1 & 2 |  |  | 0 | 0
MC070-B06 | MC070-B06/I10 | Destrat 1 |  |  |  |  | Energy sensor | I10 |  |  |  | MC070 | LEC 1 & 2 |  |  | 0 | 0
MC070-B06 | MC070-B06/I11 | Destrat Pump 2 |  |  |  |  | Energy sensor | I11 |  |  |  | MC070 | LEC 1 & 2 |  |  | 0 | 0
MC070-B06 | MC070-B06/I12 | Compressor Air Alarm |  |  |  |  | Energy sensor | I12 |  |  |  | MC070 | LEC 1 & 2 |  |  | 0 | 0
MC070-B06 | MC070-B06/I13 | ECO on |  |  |  |  | Energy sensor | I13 |  |  |  | MC070 | LEC 1 & 2 |  |  | 0 | 0
MC070-B06 | MC070-B06/I14 | Frost Activated |  |  |  |  | Energy sensor | I14 |  |  |  | MC070 | LEC 1 & 2 |  |  | 0 | 0
MC070-B06 | MC070-B06/I2 | HWS Immersion 2 |  |  |  |  | Energy sensor | I2 |  |  |  | MC070 | LEC 1 & 2 |  |  | 0 | 0
MC070-B06 | MC070-B06/I3 | Animal Immersion |  |  |  |  | Energy sensor | I3 |  |  |  | MC070 | LEC 1 & 2 |  |  | 0 | 0
MC070-B06 | MC070-B06/I4 | HWS Pump trip |  |  |  |  | Energy sensor | I4 |  |  |  | MC070 | LEC 1 & 2 |  |  | 0 | 0
MC070-B06 | MC070-B06/I5 | Heating Pump 1 |  |  |  |  | Energy sensor | I5 |  |  |  | MC070 | LEC 1 & 2 |  |  | 0 | 0
MC070-B06 | MC070-B06/I6 | Heating Pump 2 |  |  |  |  | Energy sensor | I6 |  |  |  | MC070 | LEC 1 & 2 |  |  | 0 | 0
MC070-B06 | MC070-B06/I7 | Booster Set 1 |  |  |  |  | Energy sensor | I7 |  |  |  | MC070 | LEC 1 & 2 |  |  | 0 | 0
MC070-B06 | MC070-B06/I8 | Booster Set 2 |  |  |  |  | Energy sensor | I8 |  |  |  | MC070 | LEC 1 & 2 |  |  | 0 | 0
MC070-B06 | MC070-B06/I9 | Compressor Fault |  |  |  |  | Energy sensor | I9 |  |  |  | MC070 | LEC 1 & 2 |  |  | 0 | 0
MC070-B06 | MC070-B06/K1 | DHWS Setpoint |  |  |  |  | Energy sensor | K1 |  |  |  | MC070 | LEC 1 & 2 |  |  | 0 | 0
MC070-B06 | MC070-B06/K2 | DHWS Hysteresis Band |  |  |  |  | Energy sensor | K2 |  |  |  | MC070 | LEC 1 & 2 |  |  | 0 | 0
MC070-B06 | MC070-B06/K3 | Animal HWS Spt |  |  |  |  | Energy sensor | K3 |  |  |  | MC070 | LEC 1 & 2 |  |  | 0 | 0
MC070-B06 | MC070-B06/K4 | Animal Hysteresis Band |  |  |  |  | Energy sensor | K4 |  |  |  | MC070 | LEC 1 & 2 |  |  | 0 | 0
MC070-B06 | MC070-B06/K5 | Knob 5 |  |  |  |  | Energy sensor | K5 |  |  |  | MC070 | LEC 1 & 2 |  |  | 0 | 0
MC070-B06 | MC070-B06/K6 | Eco Off |  |  |  |  | Energy sensor | K6 |  |  |  | MC070 | LEC 1 & 2 |  |  | 0 | 0
MC070-B06 | MC070-B06/L1 | Loop 1 |  |  |  |  | Energy sensor | L1 |  |  |  | MC070 | LEC 1 & 2 |  |  | 0 | 0
MC070-B06 | MC070-B06/L2 | Loop 2 |  |  |  |  | Energy sensor | L2 |  |  |  | MC070 | LEC 1 & 2 |  |  | 0 | 0
MC070-B06 | MC070-B06/n1 | TREND_0C_1A_67 |  |  |  |  | Energy sensor | n1 |  |  |  | MC070 | LEC 1 & 2 |  |  | 0 | 0
MC070-B06 | MC070-B06/P1 | Outside air temperature |  |  | Degrees Celsius |  | Energy sensor | P1 |  |  |  | MC070 | LEC 1 & 2 |  |  | 0 | 0
MC070-B06 | MC070-B06/P10 | Space Temperature |  |  | Degrees Celsius |  | Energy sensor | P10 |  |  |  | MC070 | LEC 1 & 2 |  |  | 0 | 0
MC070-B06 | MC070-B06/P11 | OAT Eco Off 1 = Off |  |  |  |  | Energy sensor | P11 |  |  |  | MC070 | LEC 1 & 2 |  |  | 0 | 0
MC070-B06 | MC070-B06/P12 | Cal Fow meter MTHW Ltrs Min |  |  |  |  | Energy sensor | P12 |  |  |  | MC070 | LEC 1 & 2 |  |  | 0 | 0
MC070-B06 | MC070-B06/P13 | Building kwh |  |  |  |  | Energy sensor | P13 |  |  |  | MC070 | LEC 1 & 2 |  |  | 0 | 0
MC070-B06 | MC070-B06/P14 | Temperature difference |  |  | Degrees Celsius |  | Energy sensor | P14 |  |  |  | MC070 | LEC 1 & 2 |  |  | 0 | 0
MC070-B06 | MC070-B06/P2 | MTHW Flow Temperature |  |  | Degrees Celsius |  | Energy sensor | P2 |  |  |  | MC070 | LEC 1 & 2 |  |  | 0 | 0
MC070-B06 | MC070-B06/P3 | MTHW Return Temperature |  |  | Degrees Celsius |  | Energy sensor | P3 |  |  |  | MC070 | LEC 1 & 2 |  |  | 0 | 0
MC070-B06 | MC070-B06/P4 | CT Flow Temperature |  |  | Degrees Celsius |  | Energy sensor | P4 |  |  |  | MC070 | LEC 1 & 2 |  |  | 0 | 0
MC070-B06 | MC070-B06/P5 | CT Return Temperature |  |  | Degrees Celsius |  | Energy sensor | P5 |  |  |  | MC070 | LEC 1 & 2 |  |  | 0 | 0
MC070-B06 | MC070-B06/P6 | Animal RMS Flow |  |  |  |  | Energy sensor | P6 |  |  |  | MC070 | LEC 1 & 2 |  |  | 0 | 0
MC070-B06 | MC070-B06/P7 | DHWS Flow Temperature |  |  | Degrees Celsius |  | Energy sensor | P7 |  |  |  | MC070 | LEC 1 & 2 |  |  | 0 | 0
MC070-B06 | MC070-B06/P8 | DHWS Flow Temperature |  |  | Degrees Celsius |  | Energy sensor | P8 |  |  |  | MC070 | LEC 1 & 2 |  |  | 0 | 0
MC070-B06 | MC070-B06/P9 | DHWS Return Temperature |  |  | Degrees Celsius |  | Energy sensor | P9 |  |  |  | MC070 | LEC 1 & 2 |  |  | 0 | 0
MC070-B06 | MC070-B06/Q1 | Sequence Table 1 |  |  |  |  | Energy sensor | Q1 |  |  |  | MC070 | LEC 1 & 2 |  |  | 0 | 0
MC070-B06 | MC070-B06/S1 | Outside air temperature |  |  | Degrees Celsius |  | Energy sensor | S1 |  |  |  | MC070 | LEC 1 & 2 |  |  | 0 | 0
MC070-B06 | MC070-B06/S10 | Space Temperature |  |  | Degrees Celsius |  | Energy sensor | S10 |  |  |  | MC070 | LEC 1 & 2 |  |  | 0 | 0
MC070-B06 | MC070-B06/S11 | Dix Module |  |  |  |  | Energy sensor | S11 |  |  |  | MC070 | LEC 1 & 2 |  |  | 0 | 0
MC070-B06 | MC070-B06/S12 | Dix Module |  |  |  |  | Energy sensor | S12 |  |  |  | MC070 | LEC 1 & 2 |  |  | 0 | 0
MC070-B06 | MC070-B06/S13 | Dix Module |  |  |  |  | Energy sensor | S13 |  |  |  | MC070 | LEC 1 & 2 |  |  | 0 | 0
MC070-B06 | MC070-B06/S14 | MTHW FLOW RAW 4-20ma |  |  |  |  | Energy sensor | S14 |  |  |  | MC070 | LEC 1 & 2 |  |  | 0 | 0
MC070-B06 | MC070-B06/S15 | Cal Fow meter MTHW Ltrs Min |  |  |  |  | Energy sensor | S15 |  |  |  | MC070 | LEC 1 & 2 |  |  | 0 | 0
MC070-B06 | MC070-B06/S16 | Building kwh |  |  |  |  | Energy sensor | S16 |  |  |  | MC070 | LEC 1 & 2 |  |  | 0 | 0
MC070-B06 | MC070-B06/S17 | Temperature difference |  |  | Degrees Celsius |  | Energy sensor | S17 |  |  |  | MC070 | LEC 1 & 2 |  |  | 0 | 0
MC070-B06 | MC070-B06/S2 | MTHW Flow Temperature |  |  | Degrees Celsius |  | Energy sensor | S2 |  |  |  | MC070 | LEC 1 & 2 |  |  | 0 | 0
MC070-B06 | MC070-B06/S3 | MTHW Return Temperature |  |  | Degrees Celsius |  | Energy sensor | S3 |  |  |  | MC070 | LEC 1 & 2 |  |  | 0 | 0
MC070-B06 | MC070-B06/S4 | CT Flow Temperature |  |  | Degrees Celsius |  | Energy sensor | S4 |  |  |  | MC070 | LEC 1 & 2 |  |  | 0 | 0
MC070-B06 | MC070-B06/S5 | CT Return Temperature |  |  | Degrees Celsius |  | Energy sensor | S5 |  |  |  | MC070 | LEC 1 & 2 |  |  | 0 | 0
MC070-B06 | MC070-B06/S6 | Animal RMS Flow |  |  |  |  | Energy sensor | S6 |  |  |  | MC070 | LEC 1 & 2 |  |  | 0 | 0
MC070-B06 | MC070-B06/S7 | DHWS Flow Temperature |  |  | Degrees Celsius |  | Energy sensor | S7 |  |  |  | MC070 | LEC 1 & 2 |  |  | 0 | 0
MC070-B06 | MC070-B06/S8 | DHWS Flow Temperature |  |  | Degrees Celsius |  | Energy sensor | S8 |  |  |  | MC070 | LEC 1 & 2 |  |  | 0 | 0
MC070-B06 | MC070-B06/S9 | DHWS Return Temperature |  |  | Degrees Celsius |  | Energy sensor | S9 |  |  |  | MC070 | LEC 1 & 2 |  |  | 0 | 0
MC070-B06 | MC070-B06/V1 | [5 empty] | Energy sensor | V1 |  |  |  | MC070 | LEC 1 & 2 |  |  | 0 | 0
MC070-B06 | MC070-B06/W1 | Summer Winter switch |  |  |  |  | Energy sensor | W1 |  |  |  | MC070 | LEC 1 & 2 |  |  | 0 | 0
MC070-B06 | MC070-B06/W2 | Heating Pumps 1 or 2 |  |  |  |  | Energy sensor | W2 |  |  |  | MC070 | LEC 1 & 2 |  |  | 0 | 0
MC070-B06 | MC070-B06/W3 | Rotate Pumps |  |  |  |  | Energy sensor | W3 |  |  |  | MC070 | LEC 1 & 2 |  |  | 0 | 0
MC070-B06 | MC070-B06/W30 | Triad switch |  |  |  |  | Energy sensor | W30 |  |  |  | MC070 | LEC 1 & 2 |  |  | 0 | 0
MC070-B06 | MC070-B06/W4 | Switch 4 |  |  |  |  | Energy sensor | W4 |  |  |  | MC070 | LEC 1 & 2 |  |  | 0 | 0
MC070-B06 | MC070-B06/W5 | Switch 5 |  |  |  |  | Energy sensor | W5 |  |  |  | MC070 | LEC 1 & 2 |  |  | 0 | 0
MC070-B06 | MC070-B06/Y1 | Outside air temperature |  |  | Degrees Celsius |  | Energy sensor | Y1 |  |  |  | MC070 | LEC 1 & 2 |  |  | 0 | 0
MC070-B06 | MC070-B06/Y2 | Thermistor TBTC |  |  |  |  | Energy sensor | Y2 |  |  |  | MC070 | LEC 1 & 2 |  |  | 0 | 0
MC070-B06 | MC070-B06/Y3 | Lancaster Uni Hwell |  |  |  |  | Energy sensor | Y3 |  |  |  | MC070 | LEC 1 & 2 |  |  | 0 | 0
MC070-B06 | MC070-B06/Y4 | 4DIX V |  |  |  |  | Energy sensor | Y4 |  |  |  | MC070 | LEC 1 & 2 |  |  | 0 | 0
MC070-B06 | MC070-B06/Y5 | Current 4-20ma |  |  |  |  | Energy sensor | Y5 |  |  |  | MC070 | LEC 1 & 2 |  |  | 0 | 0
MC070-B06 | MC070-B06/Z1 | Biology DHWS |  |  |  |  | Energy sensor | Z1 |  |  |  | MC070 | LEC 1 & 2 |  |  | 0 | 0
MC070-B06 | MC070-B06/Z2 | Biology Animal Immersion |  |  |  |  | Energy sensor | Z2 |  |  |  | MC070 | LEC 1 & 2 |  |  | 0 | 0
MC070-B06 | MC070-B06/Z3 | Heating pumps |  |  |  |  | Energy sensor | Z3 |  |  |  | MC070 | LEC 1 & 2 |  |  | 0 | 0
MC070-B06 | MC070-B06/Z4 | HWS PUMP &amp; DESTAT |  |  |  |  | Energy sensor | Z4 |  |  |  | MC070 | LEC 1 & 2 |  |  | 0 | 0
MC070-B06 | MC070-B06/Z5 | Triad time program |  |  |  |  | Energy sensor | Z5 |  |  |  | MC070 | LEC 1 & 2 |  |  | 0 | 0
MC014-B04 | MC014-B04/C1 | Virtual CNC 1 |  |  |  |  | Energy sensor | C1 |  |  |  | MC014 | Bowland Hall |  |  | 0 | 0
MC014-B04 | MC014-B04/D1 | Hot water service valve |  |  |  |  | Energy sensor | D1 |  |  |  | MC014 | Bowland Hall |  |  | 0 | 0
MC014-B04 | MC014-B04/D2 | Boiler No2 |  |  |  |  | Energy sensor | D2 |  |  |  | MC014 | Bowland Hall |  |  | 0 | 0
MC014-B04 | MC014-B04/D3 | Variable temperature circuit valve |  |  | 0 = Closed , 1 = Open |  | Energy sensor | D3 |  |  |  | MC014 | Bowland Hall |  |  | 0 | 0
MC014-B04 | MC014-B04/D4 | Variable temperature pump |  |  |  |  | Energy sensor | D4 |  |  |  | MC014 | Bowland Hall |  |  | 0 | 0
MC014-B04 | MC014-B04/D5 | Domestic hot water primary pump |  |  |  |  | Energy sensor | D5 |  |  |  | MC014 | Bowland Hall |  |  | 0 | 0
MC014-B04 | MC014-B04/D6 | Domestic hot water secondary pump |  |  |  |  | Energy sensor | D6 |  |  |  | MC014 | Bowland Hall |  |  | 0 | 0
MC014-B04 | MC014-B04/e1 | Supervisor |  |  |  |  | Energy sensor | e1 |  |  |  | MC014 | Bowland Hall |  |  | 0 | 0
MC014-B04 | MC014-B04/F1 | 1st stage frost enabled |  |  | 0 = Off, 1 = On |  | Energy sensor | F1 |  |  |  | MC014 | Bowland Hall |  |  | 0 | 0
MC014-B04 | MC014-B04/F10 | Function 10 |  |  |  |  | Energy sensor | F10 |  |  |  | MC014 | Bowland Hall |  |  | 0 | 0
MC014-B04 | MC014-B04/F11 | Function 11 |  |  |  |  | Energy sensor | F11 |  |  |  | MC014 | Bowland Hall |  |  | 0 | 0
MC014-B04 | MC014-B04/F12 | Function 12 |  |  |  |  | Energy sensor | F12 |  |  |  | MC014 | Bowland Hall |  |  | 0 | 0
MC014-B04 | MC014-B04/F13 | limit at |  |  |  |  | Energy sensor | F13 |  |  |  | MC014 | Bowland Hall |  |  | 0 | 0
MC014-B04 | MC014-B04/F14 | Function 14 |  |  |  |  | Energy sensor | F14 |  |  |  | MC014 | Bowland Hall |  |  | 0 | 0
MC014-B04 | MC014-B04/F15 | Function 15 |  |  |  |  | Energy sensor | F15 |  |  |  | MC014 | Bowland Hall |  |  | 0 | 0
MC014-B04 | MC014-B04/F16 | Function 16 |  |  |  |  | Energy sensor | F16 |  |  |  | MC014 | Bowland Hall |  |  | 0 | 0
MC014-B04 | MC014-B04/F17 | Function 17 |  |  |  |  | Energy sensor | F17 |  |  |  | MC014 | Bowland Hall |  |  | 0 | 0
MC014-B04 | MC014-B04/F18 | Function 18 |  |  |  |  | Energy sensor | F18 |  |  |  | MC014 | Bowland Hall |  |  | 0 | 0
MC014-B04 | MC014-B04/F19 | Room high limit |  |  |  |  | Energy sensor | F19 |  |  |  | MC014 | Bowland Hall |  |  | 0 | 0
MC014-B04 | MC014-B04/F2 | 2nd stage frost protection enabled |  |  |  |  | Energy sensor | F2 |  |  |  | MC014 | Bowland Hall |  |  | 0 | 0
MC014-B04 | MC014-B04/F20 | Function 20 |  |  |  |  | Energy sensor | F20 |  |  |  | MC014 | Bowland Hall |  |  | 0 | 0
MC014-B04 | MC014-B04/F21 | Function 21 |  |  |  |  | Energy sensor | F21 |  |  |  | MC014 | Bowland Hall |  |  | 0 | 0
MC014-B04 | MC014-B04/F22 | Calculated variable temperature circuit setpoint |  |  | Degrees Celsius |  | Energy sensor | F22 |  |  |  | MC014 | Bowland Hall |  |  | 0 | 0
MC014-B04 | MC014-B04/F23 | Function 23 |  |  |  |  | Energy sensor | F23 |  |  |  | MC014 | Bowland Hall |  |  | 0 | 0
MC014-B04 | MC014-B04/F24 | Function 24 |  |  |  |  | Energy sensor | F24 |  |  |  | MC014 | Bowland Hall |  |  | 0 | 0
MC014-B04 | MC014-B04/F25 | Function 25 |  |  |  |  | Energy sensor | F25 |  |  |  | MC014 | Bowland Hall |  |  | 0 | 0
MC014-B04 | MC014-B04/F26 | Function 26 |  |  |  |  | Energy sensor | F26 |  |  |  | MC014 | Bowland Hall |  |  | 0 | 0
MC014-B04 | MC014-B04/F27 | Function 27 |  |  |  |  | Energy sensor | F27 |  |  |  | MC014 | Bowland Hall |  |  | 0 | 0
MC014-B04 | MC014-B04/F28 | Lead boiler enable |  |  | 0 = Off, 1 = On |  | Energy sensor | F28 |  |  |  | MC014 | Bowland Hall |  |  | 0 | 0
MC014-B04 | MC014-B04/F3 | 3rd stage frost enabled |  |  |  |  | Energy sensor | F3 |  |  |  | MC014 | Bowland Hall |  |  | 0 | 0
MC014-B04 | MC014-B04/F30 | Function 30 |  |  |  |  | Energy sensor | F30 |  |  |  | MC014 | Bowland Hall |  |  | 0 | 0
MC014-B04 | MC014-B04/F4 | Economy off enabled |  |  | 0 = Off, 1 = On |  | Energy sensor | F4 |  |  |  | MC014 | Bowland Hall |  |  | 0 | 0
MC014-B04 | MC014-B04/F5 | Function 5 |  |  |  |  | Energy sensor | F5 |  |  |  | MC014 | Bowland Hall |  |  | 0 | 0
MC014-B04 | MC014-B04/F6 | 1 hour |  |  |  |  | Energy sensor | F6 |  |  |  | MC014 | Bowland Hall |  |  | 0 | 0
MC014-B04 | MC014-B04/F7 | Function 7 |  |  |  |  | Energy sensor | F7 |  |  |  | MC014 | Bowland Hall |  |  | 0 | 0
MC014-B04 | MC014-B04/F8 | Function 8 |  |  |  |  | Energy sensor | F8 |  |  |  | MC014 | Bowland Hall |  |  | 0 | 0
MC014-B04 | MC014-B04/F9 | Function 9 |  |  |  |  | Energy sensor | F9 |  |  |  | MC014 | Bowland Hall |  |  | 0 | 0
MC014-B04 | MC014-B04/G1 | Logic 1 |  |  |  |  | Energy sensor | G1 |  |  |  | MC014 | Bowland Hall |  |  | 0 | 0
MC014-B04 | MC014-B04/G10 | Boiler heating hot water service enable |  |  | 0 = Off, 1 = On |  | Energy sensor | G10 |  |  |  | MC014 | Bowland Hall |  |  | 0 | 0
MC014-B04 | MC014-B04/G12 | Logic 12 |  |  |  |  | Energy sensor | G12 |  |  |  | MC014 | Bowland Hall |  |  | 0 | 0
MC014-B04 | MC014-B04/G14 | Logic 14 |  |  |  |  | Energy sensor | G14 |  |  |  | MC014 | Bowland Hall |  |  | 0 | 0
MC014-B04 | MC014-B04/G15 | Logic 15 |  |  |  |  | Energy sensor | G15 |  |  |  | MC014 | Bowland Hall |  |  | 0 | 0
MC014-B04 | MC014-B04/G16 | Domestic hot water demand |  |  |  |  | Energy sensor | G16 |  |  |  | MC014 | Bowland Hall |  |  | 0 | 0
MC014-B04 | MC014-B04/G17 | Logic 17 |  |  |  |  | Energy sensor | G17 |  |  |  | MC014 | Bowland Hall |  |  | 0 | 0
MC014-B04 | MC014-B04/G18 | Heat dissipation |  |  |  |  | Energy sensor | G18 |  |  |  | MC014 | Bowland Hall |  |  | 0 | 0
MC014-B04 | MC014-B04/G19 | Logic 19 |  |  |  |  | Energy sensor | G19 |  |  |  | MC014 | Bowland Hall |  |  | 0 | 0
MC014-B04 | MC014-B04/G2 | Logic 2 |  |  |  |  | Energy sensor | G2 |  |  |  | MC014 | Bowland Hall |  |  | 0 | 0
MC014-B04 | MC014-B04/G20 | 2nd stage frost protection enabled |  |  |  |  | Energy sensor | G20 |  |  |  | MC014 | Bowland Hall |  |  | 0 | 0
MC014-B04 | MC014-B04/G21 | Logic 21 |  |  |  |  | Energy sensor | G21 |  |  |  | MC014 | Bowland Hall |  |  | 0 | 0
MC014-B04 | MC014-B04/G22 | Hot water service enable |  |  | 0 = Off, 1 = On |  | Energy sensor | G22 |  |  |  | MC014 | Bowland Hall |  |  | 0 | 0
MC014-B04 | MC014-B04/G23 | Heating enable |  |  | 0 = Off, 1 = On |  | Energy sensor | G23 |  |  |  | MC014 | Bowland Hall |  |  | 0 | 0
MC014-B04 | MC014-B04/G24 | Logic 24 |  |  |  |  | Energy sensor | G24 |  |  |  | MC014 | Bowland Hall |  |  | 0 | 0
MC014-B04 | MC014-B04/G26 | Logic 26 |  |  |  |  | Energy sensor | G26 |  |  |  | MC014 | Bowland Hall |  |  | 0 | 0
MC014-B04 | MC014-B04/G27 | Logic 27 |  |  |  |  | Energy sensor | G27 |  |  |  | MC014 | Bowland Hall |  |  | 0 | 0
MC014-B04 | MC014-B04/G28 | Logic 28 |  |  |  |  | Energy sensor | G28 |  |  |  | MC014 | Bowland Hall |  |  | 0 | 0
MC014-B04 | MC014-B04/G3 | Logic 3 |  |  |  |  | Energy sensor | G3 |  |  |  | MC014 | Bowland Hall |  |  | 0 | 0
MC014-B04 | MC014-B04/G4 | Logic 4 |  |  |  |  | Energy sensor | G4 |  |  |  | MC014 | Bowland Hall |  |  | 0 | 0
MC014-B04 | MC014-B04/G5 | Logic 5 |  |  |  |  | Energy sensor | G5 |  |  |  | MC014 | Bowland Hall |  |  | 0 | 0
MC014-B04 | MC014-B04/G6 | Logic 6 |  |  |  |  | Energy sensor | G6 |  |  |  | MC014 | Bowland Hall |  |  | 0 | 0
MC014-B04 | MC014-B04/G7 | boiler start delay for HWS val |  |  |  |  | Energy sensor | G7 |  |  |  | MC014 | Bowland Hall |  |  | 0 | 0
MC014-B04 | MC014-B04/G8 | Logic 8 |  |  |  |  | Energy sensor | G8 |  |  |  | MC014 | Bowland Hall |  |  | 0 | 0
MC014-B04 | MC014-B04/G9 | Boost |  |  | 0 = Off, 1 = On |  | Energy sensor | G9 |  |  |  | MC014 | Bowland Hall |  |  | 0 | 0
MC014-B04 | MC014-B04/I1 | Boiler on |  |  | 0 = Off, 1 = On |  | Energy sensor | I1 |  |  |  | MC014 | Bowland Hall |  |  | 0 | 0
MC014-B04 | MC014-B04/I2 | Bowland Hall 4 Boiler Failed |  |  |  |  | Energy sensor | I2 |  |  |  | MC014 | Bowland Hall |  |  | 0 | 0
MC014-B04 | MC014-B04/I3 | Hand or automatic |  |  |  |  | Energy sensor | I3 |  |  |  | MC014 | Bowland Hall |  |  | 0 | 0
MC014-B04 | MC014-B04/K1 | 1st stage frost setpoint |  |  |  |  | Energy sensor | K1 |  |  |  | MC014 | Bowland Hall |  |  | 0 | 0
MC014-B04 | MC014-B04/K10 | Boiler Valve Diff |  |  |  |  | Energy sensor | K10 |  |  |  | MC014 | Bowland Hall |  |  | 0 | 0
MC014-B04 | MC014-B04/K11 | Boiler fail alarm limit |  |  |  |  | Energy sensor | K11 |  |  |  | MC014 | Bowland Hall |  |  | 0 | 0
MC014-B04 | MC014-B04/K12 | Boiler fail alarm timer |  |  |  |  | Energy sensor | K12 |  |  |  | MC014 | Bowland Hall |  |  | 0 | 0
MC014-B04 | MC014-B04/K13 | Domestic hot water servvice setpoint |  |  |  |  | Energy sensor | K13 |  |  |  | MC014 | Bowland Hall |  |  | 0 | 0
MC014-B04 | MC014-B04/K14 | Space Hil Limit Diff |  |  |  |  | Energy sensor | K14 |  |  |  | MC014 | Bowland Hall |  |  | 0 | 0
MC014-B04 | MC014-B04/K16 | Hot water service dead band |  |  |  |  | Energy sensor | K16 |  |  |  | MC014 | Bowland Hall |  |  | 0 | 0
MC014-B04 | MC014-B04/K17 | Boiler temperature setpoint |  |  | Degrees Celsius |  | Energy sensor | K17 |  |  |  | MC014 | Bowland Hall |  |  | 0 | 0
MC014-B04 | MC014-B04/K2 | 2nd stage frost setpoint |  |  | Degrees Celsius |  | Energy sensor | K2 |  |  |  | MC014 | Bowland Hall |  |  | 0 | 0
MC014-B04 | MC014-B04/K3 | 3rd stage frost setpoint |  |  | 0 = Off, 1 = On |  | Energy sensor | K3 |  |  |  | MC014 | Bowland Hall |  |  | 0 | 0
MC014-B04 | MC014-B04/K4 | Outside air temperature economy off setpoint |  |  |  |  | Energy sensor | K4 |  |  |  | MC014 | Bowland Hall |  |  | 0 | 0
MC014-B04 | MC014-B04/K5 | Occupied setpoint |  |  |  |  | Energy sensor | K5 |  |  |  | MC014 | Bowland Hall |  |  | 0 | 0
MC014-B04 | MC014-B04/K6 | VT Flow@0 degC |  |  |  |  | Energy sensor | K6 |  |  |  | MC014 | Bowland Hall |  |  | 0 | 0
MC014-B04 | MC014-B04/K7 | VT Flow@ 20oC OAT |  |  |  |  | Energy sensor | K7 |  |  |  | MC014 | Bowland Hall |  |  | 0 | 0
MC014-B04 | MC014-B04/K8 | Room influence |  |  |  |  | Energy sensor | K8 |  |  |  | MC014 | Bowland Hall |  |  | 0 | 0
MC014-B04 | MC014-B04/K9 | Boiler hot water service diff |  |  |  |  | Energy sensor | K9 |  |  |  | MC014 | Bowland Hall |  |  | 0 | 0
MC014-B04 | MC014-B04/L1 | Loop 1 |  |  |  |  | Energy sensor | L1 |  |  |  | MC014 | Bowland Hall |  |  | 0 | 0
MC014-B04 | MC014-B04/L3 | compensator |  |  |  |  | Energy sensor | L3 |  |  |  | MC014 | Bowland Hall |  |  | 0 | 0
MC014-B04 | MC014-B04/L4 | [5 empty] | Energy sensor | L4 |  |  |  | MC014 | Bowland Hall |  |  | 0 | 0
MC014-B04 | MC014-B04/n1 | TREND_0B_29_1C |  |  |  |  | Energy sensor | n1 |  |  |  | MC014 | Bowland Hall |  |  | 0 | 0
MC014-B04 | MC014-B04/O1 | Heating times |  |  |  |  | Energy sensor | O1 |  |  |  | MC014 | Bowland Hall |  |  | 0 | 0
MC014-B04 | MC014-B04/o1 | Alarm Route 1 |  |  |  |  | Energy sensor | o1 |  |  |  | MC014 | Bowland Hall |  |  | 0 | 0
MC014-B04 | MC014-B04/o2 | Alarm Route 2 |  |  |  |  | Energy sensor | o2 |  |  |  | MC014 | Bowland Hall |  |  | 0 | 0
MC014-B04 | MC014-B04/o3 | Alarm Route 3 |  |  |  |  | Energy sensor | o3 |  |  |  | MC014 | Bowland Hall |  |  | 0 | 0
MC014-B04 | MC014-B04/P1 | Outside air temperature |  |  | Degrees Celsius |  | Energy sensor | P1 |  |  |  | MC014 | Bowland Hall |  |  | 0 | 0
MC014-B04 | MC014-B04/P2 | Room temperature |  |  | Degrees Celsius |  | Energy sensor | P2 |  |  |  | MC014 | Bowland Hall |  |  | 0 | 0
MC014-B04 | MC014-B04/P3 | Variable temperature circuit flow temperature |  |  | Degrees Celsius |  | Energy sensor | P3 |  |  |  | MC014 | Bowland Hall |  |  | 0 | 0
MC014-B04 | MC014-B04/P4 | Domestic hot water service temperature |  |  | Degrees Celsius |  | Energy sensor | P4 |  |  |  | MC014 | Bowland Hall |  |  | 0 | 0
MC014-B04 | MC014-B04/P5 | Boiler on |  |  | 0 = Off, 1 = On |  | Energy sensor | P5 |  |  |  | MC014 | Bowland Hall |  |  | 0 | 0
MC014-B04 | MC014-B04/P6 | Boiler temperature |  |  | Degrees Celsius |  | Energy sensor | P6 |  |  |  | MC014 | Bowland Hall |  |  | 0 | 0
MC014-B04 | MC014-B04/Q1 | Sequence Table 1 |  |  |  |  | Energy sensor | Q1 |  |  |  | MC014 | Bowland Hall |  |  | 0 | 0
MC014-B04 | MC014-B04/S1 | Outside air temperature |  |  | Degrees Celsius |  | Energy sensor | S1 |  |  |  | MC014 | Bowland Hall |  |  | 0 | 0
MC014-B04 | MC014-B04/S10 | Calculated temperature variable temperature circuit flow |  |  |  |  | Energy sensor | S10 |  |  |  | MC014 | Bowland Hall |  |  | 0 | 0
MC014-B04 | MC014-B04/S2 | Room temperature |  |  | Degrees Celsius |  | Energy sensor | S2 |  |  |  | MC014 | Bowland Hall |  |  | 0 | 0
MC014-B04 | MC014-B04/S3 | Variable temperature circuit flow temperature |  |  | Degrees Celsius |  | Energy sensor | S3 |  |  |  | MC014 | Bowland Hall |  |  | 0 | 0
MC014-B04 | MC014-B04/S4 | Domestic hot water service temperature |  |  | Degrees Celsius |  | Energy sensor | S4 |  |  |  | MC014 | Bowland Hall |  |  | 0 | 0
MC014-B04 | MC014-B04/S5 | Boiler temperature |  |  | Degrees Celsius |  | Energy sensor | S5 |  |  |  | MC014 | Bowland Hall |  |  | 0 | 0
MC014-B04 | MC014-B04/S6 | Boiler on |  |  | 0 = Off, 1 = On |  | Energy sensor | S6 |  |  |  | MC014 | Bowland Hall |  |  | 0 | 0
MC014-B04 | MC014-B04/V1 | [5 empty] | Energy sensor | V1 |  |  |  | MC014 | Bowland Hall |  |  | 0 | 0
MC014-B04 | MC014-B04/W2 | Summer winter switch |  |  | S = Summer, W = Winter |  | Energy sensor | W2 |  |  |  | MC014 | Bowland Hall |  |  | 0 | 0
MC014-B04 | MC014-B04/W3 | Hol Auto A=On |  |  |  |  | Energy sensor | W3 |  |  |  | MC014 | Bowland Hall |  |  | 0 | 0
MC014-B04 | MC014-B04/Y1 | Satchwell T Range |  |  |  |  | Energy sensor | Y1 |  |  |  | MC014 | Bowland Hall |  |  | 0 | 0
MC014-B04 | MC014-B04/Y2 | Thermistor TBTC |  |  |  |  | Energy sensor | Y2 |  |  |  | MC014 | Bowland Hall |  |  | 0 | 0
MC014-B04 | MC014-B04/Z1 | Heating times |  |  |  |  | Energy sensor | Z1 |  |  |  | MC014 | Bowland Hall |  |  | 0 | 0
MC014-B04 | MC014-B04/Z2 | Domestic hot water service times |  |  |  |  | Energy sensor | Z2 |  |  |  | MC014 | Bowland Hall |  |  | 0 | 0
MC044-B03 | MC044-B03/B2 | LCP-LA-1001 Byte 2 |  |  |  |  | Energy sensor | B2 |  |  |  | MC044 | Faraday Building |  |  | 0 | 0
MC044-B03 | MC044-B03/B3 | LCP-R1-1005 Byte 3 |  |  |  |  | Energy sensor | B3 |  |  |  | MC044 | Faraday Building |  |  | 0 | 0
MC044-B03 | MC044-B03/C1 | Virtual CNC 1 |  |  |  |  | Energy sensor | C1 |  |  |  | MC044 | Faraday Building |  |  | 0 | 0
MC044-B03 | MC044-B03/D1 | Rad Panel 1-4 Valve |  |  |  |  | Energy sensor | D1 |  |  |  | MC044 | Faraday Building |  |  | 0 | 0
MC044-B03 | MC044-B03/D2 | Rad Panel 5-6 Valve |  |  |  |  | Energy sensor | D2 |  |  |  | MC044 | Faraday Building |  |  | 0 | 0
MC044-B03 | MC044-B03/D3 | Rad Panel 7 Valve |  |  |  |  | Energy sensor | D3 |  |  |  | MC044 | Faraday Building |  |  | 0 | 0
MC044-B03 | MC044-B03/D4 | Rad Panel 8 Valve |  |  |  |  | Energy sensor | D4 |  |  |  | MC044 | Faraday Building |  |  | 0 | 0
MC044-B03 | MC044-B03/D7 | Lvl B Mtng Room Vallve |  |  |  |  | Energy sensor | D7 |  |  |  | MC044 | Faraday Building |  |  | 0 | 0
MC044-B03 | MC044-B03/D8 | Lvl C Mtng Room Valve |  |  |  |  | Energy sensor | D8 |  |  |  | MC044 | Faraday Building |  |  | 0 | 0
MC044-B03 | MC044-B03/e1 | 963 |  |  |  |  | Energy sensor | e1 |  |  |  | MC044 | Faraday Building |  |  | 0 | 0
MC044-B03 | MC044-B03/F1 | Function 1 |  |  |  |  | Energy sensor | F1 |  |  |  | MC044 | Faraday Building |  |  | 0 | 0
MC044-B03 | MC044-B03/F10 | Function 10 |  |  |  |  | Energy sensor | F10 |  |  |  | MC044 | Faraday Building |  |  | 0 | 0
MC044-B03 | MC044-B03/F11 | Function 11 |  |  |  |  | Energy sensor | F11 |  |  |  | MC044 | Faraday Building |  |  | 0 | 0
MC044-B03 | MC044-B03/F12 | Function 12 |  |  |  |  | Energy sensor | F12 |  |  |  | MC044 | Faraday Building |  |  | 0 | 0
MC044-B03 | MC044-B03/F13 | Function 13 |  |  |  |  | Energy sensor | F13 |  |  |  | MC044 | Faraday Building |  |  | 0 | 0
MC044-B03 | MC044-B03/F14 | Function 14 |  |  |  |  | Energy sensor | F14 |  |  |  | MC044 | Faraday Building |  |  | 0 | 0
MC044-B03 | MC044-B03/F15 | Function 15 |  |  |  |  | Energy sensor | F15 |  |  |  | MC044 | Faraday Building |  |  | 0 | 0
MC044-B03 | MC044-B03/F16 | Function 16 |  |  |  |  | Energy sensor | F16 |  |  |  | MC044 | Faraday Building |  |  | 0 | 0
MC044-B03 | MC044-B03/F17 | LA 500 WM 1 CW 30m -1 |  |  |  |  | Energy sensor | F17 |  |  |  | MC044 | Faraday Building |  |  | 0 | 0
MC044-B03 | MC044-B03/F18 | LA 500 WM 1 CW Week-1 |  |  |  |  | Energy sensor | F18 |  |  |  | MC044 | Faraday Building |  |  | 0 | 0
MC044-B03 | MC044-B03/F19 | LA 500 WM 1 CW Mnth-1 |  |  |  |  | Energy sensor | F19 |  |  |  | MC044 | Faraday Building |  |  | 0 | 0
MC044-B03 | MC044-B03/F2 | Valve Exercise |  |  |  |  | Energy sensor | F2 |  |  |  | MC044 | Faraday Building |  |  | 0 | 0
MC044-B03 | MC044-B03/F20 | Function 20 |  |  |  |  | Energy sensor | F20 |  |  |  | MC044 | Faraday Building |  |  | 0 | 0
MC044-B03 | MC044-B03/F21 | LA 500 WM 2 CW 30m -1 |  |  |  |  | Energy sensor | F21 |  |  |  | MC044 | Faraday Building |  |  | 0 | 0
MC044-B03 | MC044-B03/F22 | LA 500 WM 2 CW Week-1 |  |  |  |  | Energy sensor | F22 |  |  |  | MC044 | Faraday Building |  |  | 0 | 0
MC044-B03 | MC044-B03/F23 | LA 500 WM 2 CW Mnth-1 |  |  |  |  | Energy sensor | F23 |  |  |  | MC044 | Faraday Building |  |  | 0 | 0
MC044-B03 | MC044-B03/F24 | Function 24 |  |  |  |  | Energy sensor | F24 |  |  |  | MC044 | Faraday Building |  |  | 0 | 0
MC044-B03 | MC044-B03/F25 | CWS Feed 30m -1 |  |  |  |  | Energy sensor | F25 |  |  |  | MC044 | Faraday Building |  |  | 0 | 0
MC044-B03 | MC044-B03/F26 | CWS Feed Week-1 |  |  |  |  | Energy sensor | F26 |  |  |  | MC044 | Faraday Building |  |  | 0 | 0
MC044-B03 | MC044-B03/F27 | CWS Feed Mnth-1 |  |  |  |  | Energy sensor | F27 |  |  |  | MC044 | Faraday Building |  |  | 0 | 0
MC044-B03 | MC044-B03/F28 | Function 28 |  |  |  |  | Energy sensor | F28 |  |  |  | MC044 | Faraday Building |  |  | 0 | 0
MC044-B03 | MC044-B03/F29 | Lab HWS MakeUp CW 30m -1 |  |  |  |  | Energy sensor | F29 |  |  |  | MC044 | Faraday Building |  |  | 0 | 0
MC044-B03 | MC044-B03/F3 | Function 3 |  |  |  |  | Energy sensor | F3 |  |  |  | MC044 | Faraday Building |  |  | 0 | 0
MC044-B03 | MC044-B03/F30 | Lab HWS MakeUp CW Week-1 |  |  |  |  | Energy sensor | F30 |  |  |  | MC044 | Faraday Building |  |  | 0 | 0
MC044-B03 | MC044-B03/F31 | Lab HWS MakeUp CW Mnth-1 |  |  |  |  | Energy sensor | F31 |  |  |  | MC044 | Faraday Building |  |  | 0 | 0
MC044-B03 | MC044-B03/F32 | Function 32 |  |  |  |  | Energy sensor | F32 |  |  |  | MC044 | Faraday Building |  |  | 0 | 0
MC044-B03 | MC044-B03/F33 | Gen HWS MakeUp CW 30m -1 |  |  |  |  | Energy sensor | F33 |  |  |  | MC044 | Faraday Building |  |  | 0 | 0
MC044-B03 | MC044-B03/F34 | Gen HWS MakeUp CW Week-1 |  |  |  |  | Energy sensor | F34 |  |  |  | MC044 | Faraday Building |  |  | 0 | 0
MC044-B03 | MC044-B03/F35 | Gen HWS MakeUp CW Mnth-1 |  |  |  |  | Energy sensor | F35 |  |  |  | MC044 | Faraday Building |  |  | 0 | 0
MC044-B03 | MC044-B03/F36 | Function 36 |  |  |  |  | Energy sensor | F36 |  |  |  | MC044 | Faraday Building |  |  | 0 | 0
MC044-B03 | MC044-B03/F37 | Function 37 |  |  |  |  | Energy sensor | F37 |  |  |  | MC044 | Faraday Building |  |  | 0 | 0
MC044-B03 | MC044-B03/F38 | Function 38 |  |  |  |  | Energy sensor | F38 |  |  |  | MC044 | Faraday Building |  |  | 0 | 0
MC044-B03 | MC044-B03/F39 | Function 39 |  |  |  |  | Energy sensor | F39 |  |  |  | MC044 | Faraday Building |  |  | 0 | 0
MC044-B03 | MC044-B03/F4 | Function 4 |  |  |  |  | Energy sensor | F4 |  |  |  | MC044 | Faraday Building |  |  | 0 | 0
MC044-B03 | MC044-B03/F40 | Function 40 |  |  |  |  | Energy sensor | F40 |  |  |  | MC044 | Faraday Building |  |  | 0 | 0
MC044-B03 | MC044-B03/F5 | Function 5 |  |  |  |  | Energy sensor | F5 |  |  |  | MC044 | Faraday Building |  |  | 0 | 0
MC044-B03 | MC044-B03/F6 | Function 6 |  |  |  |  | Energy sensor | F6 |  |  |  | MC044 | Faraday Building |  |  | 0 | 0
MC044-B03 | MC044-B03/F7 | Function 7 |  |  |  |  | Energy sensor | F7 |  |  |  | MC044 | Faraday Building |  |  | 0 | 0
MC044-B03 | MC044-B03/F8 | Function 8 |  |  |  |  | Energy sensor | F8 |  |  |  | MC044 | Faraday Building |  |  | 0 | 0
MC044-B03 | MC044-B03/F9 | Function 9 |  |  |  |  | Energy sensor | F9 |  |  |  | MC044 | Faraday Building |  |  | 0 | 0
MC044-B03 | MC044-B03/G1 | Logic 1 |  |  |  |  | Energy sensor | G1 |  |  |  | MC044 | Faraday Building |  |  | 0 | 0
MC044-B03 | MC044-B03/G10 | Logic 10 |  |  |  |  | Energy sensor | G10 |  |  |  | MC044 | Faraday Building |  |  | 0 | 0
MC044-B03 | MC044-B03/G11 | Logic 11 |  |  |  |  | Energy sensor | G11 |  |  |  | MC044 | Faraday Building |  |  | 0 | 0
MC044-B03 | MC044-B03/G12 | Logic 12 |  |  |  |  | Energy sensor | G12 |  |  |  | MC044 | Faraday Building |  |  | 0 | 0
MC044-B03 | MC044-B03/G13 | Logic 13 |  |  |  |  | Energy sensor | G13 |  |  |  | MC044 | Faraday Building |  |  | 0 | 0
MC044-B03 | MC044-B03/G14 | Logic 14 |  |  |  |  | Energy sensor | G14 |  |  |  | MC044 | Faraday Building |  |  | 0 | 0
MC044-B03 | MC044-B03/G15 | Logic 15 |  |  |  |  | Energy sensor | G15 |  |  |  | MC044 | Faraday Building |  |  | 0 | 0
MC044-B03 | MC044-B03/G16 | Logic 16 |  |  |  |  | Energy sensor | G16 |  |  |  | MC044 | Faraday Building |  |  | 0 | 0
MC044-B03 | MC044-B03/G17 | Logic 17 |  |  |  |  | Energy sensor | G17 |  |  |  | MC044 | Faraday Building |  |  | 0 | 0
MC044-B03 | MC044-B03/G18 | Logic 18 |  |  |  |  | Energy sensor | G18 |  |  |  | MC044 | Faraday Building |  |  | 0 | 0
MC044-B03 | MC044-B03/G19 | Logic 19 |  |  |  |  | Energy sensor | G19 |  |  |  | MC044 | Faraday Building |  |  | 0 | 0
MC044-B03 | MC044-B03/G2 | Logic 2 |  |  |  |  | Energy sensor | G2 |  |  |  | MC044 | Faraday Building |  |  | 0 | 0
MC044-B03 | MC044-B03/G20 | Logic 20 |  |  |  |  | Energy sensor | G20 |  |  |  | MC044 | Faraday Building |  |  | 0 | 0
MC044-B03 | MC044-B03/G21 | Logic 21 |  |  |  |  | Energy sensor | G21 |  |  |  | MC044 | Faraday Building |  |  | 0 | 0
MC044-B03 | MC044-B03/G22 | Logic 22 |  |  |  |  | Energy sensor | G22 |  |  |  | MC044 | Faraday Building |  |  | 0 | 0
MC044-B03 | MC044-B03/G23 | Logic 23 |  |  |  |  | Energy sensor | G23 |  |  |  | MC044 | Faraday Building |  |  | 0 | 0
MC044-B03 | MC044-B03/G24 | Logic 24 |  |  |  |  | Energy sensor | G24 |  |  |  | MC044 | Faraday Building |  |  | 0 | 0
MC044-B03 | MC044-B03/G25 | Logic 25 |  |  |  |  | Energy sensor | G25 |  |  |  | MC044 | Faraday Building |  |  | 0 | 0
MC044-B03 | MC044-B03/G26 | Logic 26 |  |  |  |  | Energy sensor | G26 |  |  |  | MC044 | Faraday Building |  |  | 0 | 0
MC044-B03 | MC044-B03/G27 | Logic 27 |  |  |  |  | Energy sensor | G27 |  |  |  | MC044 | Faraday Building |  |  | 0 | 0
MC044-B03 | MC044-B03/G28 | Logic 28 |  |  |  |  | Energy sensor | G28 |  |  |  | MC044 | Faraday Building |  |  | 0 | 0
MC044-B03 | MC044-B03/G29 | Logic 29 |  |  |  |  | Energy sensor | G29 |  |  |  | MC044 | Faraday Building |  |  | 0 | 0
MC044-B03 | MC044-B03/G3 | Logic 3 |  |  |  |  | Energy sensor | G3 |  |  |  | MC044 | Faraday Building |  |  | 0 | 0
MC044-B03 | MC044-B03/G30 | Logic 30 |  |  |  |  | Energy sensor | G30 |  |  |  | MC044 | Faraday Building |  |  | 0 | 0
MC044-B03 | MC044-B03/G31 | Logic 31 |  |  |  |  | Energy sensor | G31 |  |  |  | MC044 | Faraday Building |  |  | 0 | 0
MC044-B03 | MC044-B03/G32 | Logic 32 |  |  |  |  | Energy sensor | G32 |  |  |  | MC044 | Faraday Building |  |  | 0 | 0
MC044-B03 | MC044-B03/G33 | Logic 33 |  |  |  |  | Energy sensor | G33 |  |  |  | MC044 | Faraday Building |  |  | 0 | 0
MC044-B03 | MC044-B03/G34 | Logic 34 |  |  |  |  | Energy sensor | G34 |  |  |  | MC044 | Faraday Building |  |  | 0 | 0
MC044-B03 | MC044-B03/G35 | Logic 35 |  |  |  |  | Energy sensor | G35 |  |  |  | MC044 | Faraday Building |  |  | 0 | 0
MC044-B03 | MC044-B03/G36 | Logic 36 |  |  |  |  | Energy sensor | G36 |  |  |  | MC044 | Faraday Building |  |  | 0 | 0
MC044-B03 | MC044-B03/G37 | Logic 37 |  |  |  |  | Energy sensor | G37 |  |  |  | MC044 | Faraday Building |  |  | 0 | 0
MC044-B03 | MC044-B03/G38 | Logic 38 |  |  |  |  | Energy sensor | G38 |  |  |  | MC044 | Faraday Building |  |  | 0 | 0
MC044-B03 | MC044-B03/G39 | Logic 39 |  |  |  |  | Energy sensor | G39 |  |  |  | MC044 | Faraday Building |  |  | 0 | 0
MC044-B03 | MC044-B03/G4 | Valve Exercise |  |  |  |  | Energy sensor | G4 |  |  |  | MC044 | Faraday Building |  |  | 0 | 0
MC044-B03 | MC044-B03/G40 | Logic 40 |  |  |  |  | Energy sensor | G40 |  |  |  | MC044 | Faraday Building |  |  | 0 | 0
MC044-B03 | MC044-B03/G41 | Logic 41 |  |  |  |  | Energy sensor | G41 |  |  |  | MC044 | Faraday Building |  |  | 0 | 0
MC044-B03 | MC044-B03/G42 | Logic 42 |  |  |  |  | Energy sensor | G42 |  |  |  | MC044 | Faraday Building |  |  | 0 | 0
MC044-B03 | MC044-B03/G43 | Logic 43 |  |  |  |  | Energy sensor | G43 |  |  |  | MC044 | Faraday Building |  |  | 0 | 0
MC044-B03 | MC044-B03/G44 | Logic 44 |  |  |  |  | Energy sensor | G44 |  |  |  | MC044 | Faraday Building |  |  | 0 | 0
MC044-B03 | MC044-B03/G45 | Logic 45 |  |  |  |  | Energy sensor | G45 |  |  |  | MC044 | Faraday Building |  |  | 0 | 0
MC044-B03 | MC044-B03/G46 | Logic 46 |  |  |  |  | Energy sensor | G46 |  |  |  | MC044 | Faraday Building |  |  | 0 | 0
MC044-B03 | MC044-B03/G47 | Logic 47 |  |  |  |  | Energy sensor | G47 |  |  |  | MC044 | Faraday Building |  |  | 0 | 0
MC044-B03 | MC044-B03/G48 | Logic 48 |  |  |  |  | Energy sensor | G48 |  |  |  | MC044 | Faraday Building |  |  | 0 | 0
MC044-B03 | MC044-B03/G49 | Logic 49 |  |  |  |  | Energy sensor | G49 |  |  |  | MC044 | Faraday Building |  |  | 0 | 0
MC044-B03 | MC044-B03/G5 | Valve Exercise |  |  |  |  | Energy sensor | G5 |  |  |  | MC044 | Faraday Building |  |  | 0 | 0
MC044-B03 | MC044-B03/G50 | Logic 50 |  |  |  |  | Energy sensor | G50 |  |  |  | MC044 | Faraday Building |  |  | 0 | 0
MC044-B03 | MC044-B03/G51 | Logic 51 |  |  |  |  | Energy sensor | G51 |  |  |  | MC044 | Faraday Building |  |  | 0 | 0
MC044-B03 | MC044-B03/G6 | Logic 6 |  |  |  |  | Energy sensor | G6 |  |  |  | MC044 | Faraday Building |  |  | 0 | 0
MC044-B03 | MC044-B03/G7 | Logic 7 |  |  |  |  | Energy sensor | G7 |  |  |  | MC044 | Faraday Building |  |  | 0 | 0
MC044-B03 | MC044-B03/G8 | Logic 8 |  |  |  |  | Energy sensor | G8 |  |  |  | MC044 | Faraday Building |  |  | 0 | 0
MC044-B03 | MC044-B03/G9 | Logic 9 |  |  |  |  | Energy sensor | G9 |  |  |  | MC044 | Faraday Building |  |  | 0 | 0
MC044-B03 | MC044-B03/i1 | Module 1 |  |  |  |  | Energy sensor | i1 |  |  |  | MC044 | Faraday Building |  |  | 0 | 0
MC044-B03 | MC044-B03/I1 | UPS Low Battery |  |  |  |  | Energy sensor | I1 |  |  |  | MC044 | Faraday Building |  |  | 0 | 0
MC044-B03 | MC044-B03/I2 | UPS Lock |  |  |  |  | Energy sensor | I2 |  |  |  | MC044 | Faraday Building |  |  | 0 | 0
MC044-B03 | MC044-B03/i2 | Module 2 |  |  |  |  | Energy sensor | i2 |  |  |  | MC044 | Faraday Building |  |  | 0 | 0
MC044-B03 | MC044-B03/i3 | Module 3 |  |  |  |  | Energy sensor | i3 |  |  |  | MC044 | Faraday Building |  |  | 0 | 0
MC044-B03 | MC044-B03/I3 | CWS Tank S1 HI Level |  |  |  |  | Energy sensor | I3 |  |  |  | MC044 | Faraday Building |  |  | 0 | 0
MC044-B03 | MC044-B03/I31 | Critical CWS Tank S1 Temp |  |  | Degrees Celsius |  | Energy sensor | I31 |  |  |  | MC044 | Faraday Building |  |  | 0 | 0
MC044-B03 | MC044-B03/I32 | Critical CWS Tank S2 Temp |  |  | Degrees Celsius |  | Energy sensor | I32 |  |  |  | MC044 | Faraday Building |  |  | 0 | 0
MC044-B03 | MC044-B03/I4 | CWS Tank S1 LO Level |  |  |  |  | Energy sensor | I4 |  |  |  | MC044 | Faraday Building |  |  | 0 | 0
MC044-B03 | MC044-B03/I5 | CWS Tank S2 HI Level |  |  |  |  | Energy sensor | I5 |  |  |  | MC044 | Faraday Building |  |  | 0 | 0
MC044-B03 | MC044-B03/I6 | CWS Tank S2 LO Level |  |  |  |  | Energy sensor | I6 |  |  |  | MC044 | Faraday Building |  |  | 0 | 0
MC044-B03 | MC044-B03/I8 | Deionisation Sys Fault |  |  |  |  | Energy sensor | I8 |  |  |  | MC044 | Faraday Building |  |  | 0 | 0
MC044-B03 | MC044-B03/K1 | Physics Wshop Space SP |  |  |  |  | Energy sensor | K1 |  |  |  | MC044 | Faraday Building |  |  | 0 | 0
MC044-B03 | MC044-B03/K2 | Critical CWS Tank Temp |  |  | Degrees Celsius |  | Energy sensor | K2 |  |  |  | MC044 | Faraday Building |  |  | 0 | 0
MC044-B03 | MC044-B03/K3 | Lvl B Mtng Room Space SP |  |  |  |  | Energy sensor | K3 |  |  |  | MC044 | Faraday Building |  |  | 0 | 0
MC044-B03 | MC044-B03/K4 | Lvl C Mtng Room Space SP |  |  |  |  | Energy sensor | K4 |  |  |  | MC044 | Faraday Building |  |  | 0 | 0
MC044-B03 | MC044-B03/L1 | Loop 1 |  |  |  |  | Energy sensor | L1 |  |  |  | MC044 | Faraday Building |  |  | 0 | 0
MC044-B03 | MC044-B03/L2 | Loop 2 |  |  |  |  | Energy sensor | L2 |  |  |  | MC044 | Faraday Building |  |  | 0 | 0
MC044-B03 | MC044-B03/L3 | Loop 3 |  |  |  |  | Energy sensor | L3 |  |  |  | MC044 | Faraday Building |  |  | 0 | 0
MC044-B03 | MC044-B03/L4 | Loop 4 |  |  |  |  | Energy sensor | L4 |  |  |  | MC044 | Faraday Building |  |  | 0 | 0
MC044-B03 | MC044-B03/L5 | Loop 5 |  |  |  |  | Energy sensor | L5 |  |  |  | MC044 | Faraday Building |  |  | 0 | 0
MC044-B03 | MC044-B03/L6 | Loop 6 |  |  |  |  | Energy sensor | L6 |  |  |  | MC044 | Faraday Building |  |  | 0 | 0
MC044-B03 | MC044-B03/n1 | TREND_0C_AA_E1 |  |  |  |  | Energy sensor | n1 |  |  |  | MC044 | Faraday Building |  |  | 0 | 0
MC044-B03 | MC044-B03/n3 | BACnet IP |  |  |  |  | Energy sensor | n3 |  |  |  | MC044 | Faraday Building |  |  | 0 | 0
MC044-B03 | MC044-B03/n6 | BACnet Application |  |  |  |  | Energy sensor | n6 |  |  |  | MC044 | Faraday Building |  |  | 0 | 0
MC044-B03 | MC044-B03/o1 | Alarm Route 1 |  |  |  |  | Energy sensor | o1 |  |  |  | MC044 | Faraday Building |  |  | 0 | 0
MC044-B03 | MC044-B03/o2 | Alarm Route 2 |  |  |  |  | Energy sensor | o2 |  |  |  | MC044 | Faraday Building |  |  | 0 | 0
MC044-B03 | MC044-B03/o3 | Alarm Route 3 |  |  |  |  | Energy sensor | o3 |  |  |  | MC044 | Faraday Building |  |  | 0 | 0
MC044-B03 | MC044-B03/P1 | Rad Panel 1-4 Space Temp |  |  | Degrees Celsius |  | Energy sensor | P1 |  |  |  | MC044 | Faraday Building |  |  | 0 | 0
MC044-B03 | MC044-B03/P10 | CWS Tank S2 Temp |  |  | Degrees Celsius |  | Energy sensor | P10 |  |  |  | MC044 | Faraday Building |  |  | 0 | 0
MC044-B03 | MC044-B03/P2 | Rad Panel 1-4 SP Adjust |  |  |  |  | Energy sensor | P2 |  |  |  | MC044 | Faraday Building |  |  | 0 | 0
MC044-B03 | MC044-B03/P20 | Level C Mtng Room Temp |  |  | Degrees Celsius |  | Energy sensor | P20 |  |  |  | MC044 | Faraday Building |  |  | 0 | 0
MC044-B03 | MC044-B03/P3 | Rad Panel 5-6 Space Temp |  |  | Degrees Celsius |  | Energy sensor | P3 |  |  |  | MC044 | Faraday Building |  |  | 0 | 0
MC044-B03 | MC044-B03/P31 | Rad Panel 1-4 SP |  |  |  |  | Energy sensor | P31 |  |  |  | MC044 | Faraday Building |  |  | 0 | 0
MC044-B03 | MC044-B03/P32 | Rad Panel 1-4 Valve |  |  |  |  | Energy sensor | P32 |  |  |  | MC044 | Faraday Building |  |  | 0 | 0
MC044-B03 | MC044-B03/P33 | Rad Panel 5-6 SP |  |  |  |  | Energy sensor | P33 |  |  |  | MC044 | Faraday Building |  |  | 0 | 0
MC044-B03 | MC044-B03/P34 | Rad Panel 5-6 Valve |  |  |  |  | Energy sensor | P34 |  |  |  | MC044 | Faraday Building |  |  | 0 | 0
MC044-B03 | MC044-B03/P35 | Rad Panel 7 SP |  |  |  |  | Energy sensor | P35 |  |  |  | MC044 | Faraday Building |  |  | 0 | 0
MC044-B03 | MC044-B03/P36 | Rad Panel 7 Valve |  |  |  |  | Energy sensor | P36 |  |  |  | MC044 | Faraday Building |  |  | 0 | 0
MC044-B03 | MC044-B03/P37 | Rad Panel 8 SP |  |  |  |  | Energy sensor | P37 |  |  |  | MC044 | Faraday Building |  |  | 0 | 0
MC044-B03 | MC044-B03/P38 | Rad Panel 8 Valve |  |  |  |  | Energy sensor | P38 |  |  |  | MC044 | Faraday Building |  |  | 0 | 0
MC044-B03 | MC044-B03/P39 | LA 500 WM 1 CW 30M Data |  |  |  |  | Energy sensor | P39 |  |  |  | MC044 | Faraday Building |  |  | 0 | 0
MC044-B03 | MC044-B03/P4 | Rad Panel 5-6 SP Adjust |  |  |  |  | Energy sensor | P4 |  |  |  | MC044 | Faraday Building |  |  | 0 | 0
MC044-B03 | MC044-B03/P40 | LA 500 WM 1 CW Daily |  |  |  |  | Energy sensor | P40 |  |  |  | MC044 | Faraday Building |  |  | 0 | 0
MC044-B03 | MC044-B03/P41 | LA 500 WM 1 CW Flow Rate |  |  |  |  | Energy sensor | P41 |  |  |  | MC044 | Faraday Building |  |  | 0 | 0
MC044-B03 | MC044-B03/P42 | LA 500 WM 2 CW 30M Data |  |  |  |  | Energy sensor | P42 |  |  |  | MC044 | Faraday Building |  |  | 0 | 0
MC044-B03 | MC044-B03/P43 | LA 500 WM 2 CW Daily |  |  |  |  | Energy sensor | P43 |  |  |  | MC044 | Faraday Building |  |  | 0 | 0
MC044-B03 | MC044-B03/P44 | LA 500 WM 2 CW Flow Rate |  |  |  |  | Energy sensor | P44 |  |  |  | MC044 | Faraday Building |  |  | 0 | 0
MC044-B03 | MC044-B03/P45 | CWS Feed 30M Data |  |  |  |  | Energy sensor | P45 |  |  |  | MC044 | Faraday Building |  |  | 0 | 0
MC044-B03 | MC044-B03/P46 | CWS Feed Daily |  |  |  |  | Energy sensor | P46 |  |  |  | MC044 | Faraday Building |  |  | 0 | 0
MC044-B03 | MC044-B03/P47 | CWS Feed Flow Rate |  |  |  |  | Energy sensor | P47 |  |  |  | MC044 | Faraday Building |  |  | 0 | 0
MC044-B03 | MC044-B03/P48 | Lab HWS MakeUp CW 30M Data |  |  |  |  | Energy sensor | P48 |  |  |  | MC044 | Faraday Building |  |  | 0 | 0
MC044-B03 | MC044-B03/P49 | Lab HWS MakeUp CW Daily |  |  |  |  | Energy sensor | P49 |  |  |  | MC044 | Faraday Building |  |  | 0 | 0
MC044-B03 | MC044-B03/P5 | Rad Panel 7 Space Temp |  |  | Degrees Celsius |  | Energy sensor | P5 |  |  |  | MC044 | Faraday Building |  |  | 0 | 0
MC044-B03 | MC044-B03/P50 | Lab HWS MakeUp CW Flow Rate |  |  |  |  | Energy sensor | P50 |  |  |  | MC044 | Faraday Building |  |  | 0 | 0
MC044-B03 | MC044-B03/P51 | Gen HWS MakeUp CW 30M Data |  |  |  |  | Energy sensor | P51 |  |  |  | MC044 | Faraday Building |  |  | 0 | 0
MC044-B03 | MC044-B03/P52 | Gen HWS MakeUp CW Daily |  |  |  |  | Energy sensor | P52 |  |  |  | MC044 | Faraday Building |  |  | 0 | 0
MC044-B03 | MC044-B03/P53 | Gen HWS MakeUp CW Flow Rate |  |  |  |  | Energy sensor | P53 |  |  |  | MC044 | Faraday Building |  |  | 0 | 0
MC044-B03 | MC044-B03/P6 | Rad Panel 7 SP Adjust |  |  |  |  | Energy sensor | P6 |  |  |  | MC044 | Faraday Building |  |  | 0 | 0
MC044-B03 | MC044-B03/P7 | Rad Panel 8 Space Temp |  |  | Degrees Celsius |  | Energy sensor | P7 |  |  |  | MC044 | Faraday Building |  |  | 0 | 0
MC044-B03 | MC044-B03/P8 | Rad Panel 8 SP Adjust |  |  |  |  | Energy sensor | P8 |  |  |  | MC044 | Faraday Building |  |  | 0 | 0
MC044-B03 | MC044-B03/P9 | CWS Tank S1 Temp |  |  | Degrees Celsius |  | Energy sensor | P9 |  |  |  | MC044 | Faraday Building |  |  | 0 | 0
MC044-B03 | MC044-B03/Q1 | Sequence Table 1 |  |  |  |  | Energy sensor | Q1 |  |  |  | MC044 | Faraday Building |  |  | 0 | 0
MC044-B03 | MC044-B03/S1 | Rad Panel 1-4 Space Temp |  |  | Degrees Celsius |  | Energy sensor | S1 |  |  |  | MC044 | Faraday Building |  |  | 0 | 0
MC044-B03 | MC044-B03/S10 | CWS Tank S2 Temp |  |  | Degrees Celsius |  | Energy sensor | S10 |  |  |  | MC044 | Faraday Building |  |  | 0 | 0
MC044-B03 | MC044-B03/S2 | Rad Panel 1-4 SP Adjust |  |  |  |  | Energy sensor | S2 |  |  |  | MC044 | Faraday Building |  |  | 0 | 0
MC044-B03 | MC044-B03/S20 | Level C Mtng Room Temp |  |  | Degrees Celsius |  | Energy sensor | S20 |  |  |  | MC044 | Faraday Building |  |  | 0 | 0
MC044-B03 | MC044-B03/S3 | Rad Panel 5-6 Space Temp |  |  | Degrees Celsius |  | Energy sensor | S3 |  |  |  | MC044 | Faraday Building |  |  | 0 | 0
MC044-B03 | MC044-B03/S31 | Rad Panel 1-4 SP |  |  |  |  | Energy sensor | S31 |  |  |  | MC044 | Faraday Building |  |  | 0 | 0
MC044-B03 | MC044-B03/S32 | Rad Panel 1-4 Valve |  |  |  |  | Energy sensor | S32 |  |  |  | MC044 | Faraday Building |  |  | 0 | 0
MC044-B03 | MC044-B03/S33 | Rad Panel 5-6 SP |  |  |  |  | Energy sensor | S33 |  |  |  | MC044 | Faraday Building |  |  | 0 | 0
MC044-B03 | MC044-B03/S34 | Rad Panel 5-6 Valve |  |  |  |  | Energy sensor | S34 |  |  |  | MC044 | Faraday Building |  |  | 0 | 0
MC044-B03 | MC044-B03/S35 | Rad Panel 7 SP |  |  |  |  | Energy sensor | S35 |  |  |  | MC044 | Faraday Building |  |  | 0 | 0
MC044-B03 | MC044-B03/S36 | Rad Panel 7 Valve |  |  |  |  | Energy sensor | S36 |  |  |  | MC044 | Faraday Building |  |  | 0 | 0
MC044-B03 | MC044-B03/S37 | Rad Panel 8 SP |  |  |  |  | Energy sensor | S37 |  |  |  | MC044 | Faraday Building |  |  | 0 | 0
MC044-B03 | MC044-B03/S38 | Rad Panel 8 Valve |  |  |  |  | Energy sensor | S38 |  |  |  | MC044 | Faraday Building |  |  | 0 | 0
MC044-B03 | MC044-B03/S39 | LA 500 WM 1 CW Total |  |  |  |  | Energy sensor | S39 |  |  |  | MC044 | Faraday Building |  |  | 0 | 0
MC044-B03 | MC044-B03/S4 | Rad Panel 5-6 SP Adjust |  |  |  |  | Energy sensor | S4 |  |  |  | MC044 | Faraday Building |  |  | 0 | 0
MC044-B03 | MC044-B03/S40 | LA 500 WM 1 CW 30M Data |  |  |  |  | Energy sensor | S40 |  |  |  | MC044 | Faraday Building |  |  | 0 | 0
MC044-B03 | MC044-B03/S41 | LA 500 WM 1 CW Daily |  |  |  |  | Energy sensor | S41 |  |  |  | MC044 | Faraday Building |  |  | 0 | 0
MC044-B03 | MC044-B03/S42 | LA 500 WM 1 CW Weekly |  |  |  |  | Energy sensor | S42 |  |  |  | MC044 | Faraday Building |  |  | 0 | 0
MC044-B03 | MC044-B03/S43 | LA 500 WM 1 CW Mnthly |  |  |  |  | Energy sensor | S43 |  |  |  | MC044 | Faraday Building |  |  | 0 | 0
MC044-B03 | MC044-B03/S44 | LA 500 WM 1 CW Flow Rate |  |  |  |  | Energy sensor | S44 |  |  |  | MC044 | Faraday Building |  |  | 0 | 0
MC044-B03 | MC044-B03/S45 | LA 500 WM 2 CW Total |  |  |  |  | Energy sensor | S45 |  |  |  | MC044 | Faraday Building |  |  | 0 | 0
MC044-B03 | MC044-B03/S46 | LA 500 WM 2 CW 30M Data |  |  |  |  | Energy sensor | S46 |  |  |  | MC044 | Faraday Building |  |  | 0 | 0
MC044-B03 | MC044-B03/S47 | LA 500 WM 2 CW Daily |  |  |  |  | Energy sensor | S47 |  |  |  | MC044 | Faraday Building |  |  | 0 | 0
MC044-B03 | MC044-B03/S48 | LA 500 WM 2 CW Weekly |  |  |  |  | Energy sensor | S48 |  |  |  | MC044 | Faraday Building |  |  | 0 | 0
MC044-B03 | MC044-B03/S49 | LA 500 WM 2 CW Mnthly |  |  |  |  | Energy sensor | S49 |  |  |  | MC044 | Faraday Building |  |  | 0 | 0
MC044-B03 | MC044-B03/S5 | Rad Panel 7 Space Temp |  |  | Degrees Celsius |  | Energy sensor | S5 |  |  |  | MC044 | Faraday Building |  |  | 0 | 0
MC044-B03 | MC044-B03/S50 | LA 500 WM 2 CW Flow Rate |  |  |  |  | Energy sensor | S50 |  |  |  | MC044 | Faraday Building |  |  | 0 | 0
MC044-B03 | MC044-B03/S51 | CWS Feed Total |  |  |  |  | Energy sensor | S51 |  |  |  | MC044 | Faraday Building |  |  | 0 | 0
MC044-B03 | MC044-B03/S52 | CWS Feed 30M Data |  |  |  |  | Energy sensor | S52 |  |  |  | MC044 | Faraday Building |  |  | 0 | 0
MC044-B03 | MC044-B03/S53 | CWS Feed Daily |  |  |  |  | Energy sensor | S53 |  |  |  | MC044 | Faraday Building |  |  | 0 | 0
MC044-B03 | MC044-B03/S54 | CWS Feed Weekly |  |  |  |  | Energy sensor | S54 |  |  |  | MC044 | Faraday Building |  |  | 0 | 0
MC044-B03 | MC044-B03/S55 | CWS Feed Mnthly |  |  |  |  | Energy sensor | S55 |  |  |  | MC044 | Faraday Building |  |  | 0 | 0
MC044-B03 | MC044-B03/S56 | CWS Feed Flow Rate |  |  |  |  | Energy sensor | S56 |  |  |  | MC044 | Faraday Building |  |  | 0 | 0
MC044-B03 | MC044-B03/S57 | Lab HWS MakeUp CW Total |  |  |  |  | Energy sensor | S57 |  |  |  | MC044 | Faraday Building |  |  | 0 | 0
MC044-B03 | MC044-B03/S58 | Lab HWS MakeUp CW 30M Data |  |  |  |  | Energy sensor | S58 |  |  |  | MC044 | Faraday Building |  |  | 0 | 0
MC044-B03 | MC044-B03/S59 | Lab HWS MakeUp CW Daily |  |  |  |  | Energy sensor | S59 |  |  |  | MC044 | Faraday Building |  |  | 0 | 0
MC044-B03 | MC044-B03/S6 | Rad Panel 7 SP Adjust |  |  |  |  | Energy sensor | S6 |  |  |  | MC044 | Faraday Building |  |  | 0 | 0
MC044-B03 | MC044-B03/S60 | Lab HWS MakeUp CW Weekly |  |  |  |  | Energy sensor | S60 |  |  |  | MC044 | Faraday Building |  |  | 0 | 0
MC044-B03 | MC044-B03/S61 | Lab HWS MakeUp CW Mnthly |  |  |  |  | Energy sensor | S61 |  |  |  | MC044 | Faraday Building |  |  | 0 | 0
MC044-B03 | MC044-B03/S62 | Lab HWS MakeUp CW Flow Rate |  |  |  |  | Energy sensor | S62 |  |  |  | MC044 | Faraday Building |  |  | 0 | 0
MC044-B03 | MC044-B03/S63 | Gen HWS MakeUp CW Total |  |  |  |  | Energy sensor | S63 |  |  |  | MC044 | Faraday Building |  |  | 0 | 0
MC044-B03 | MC044-B03/S64 | Gen HWS MakeUp CW 30M Data |  |  |  |  | Energy sensor | S64 |  |  |  | MC044 | Faraday Building |  |  | 0 | 0
MC044-B03 | MC044-B03/S65 | Gen HWS MakeUp CW Daily |  |  |  |  | Energy sensor | S65 |  |  |  | MC044 | Faraday Building |  |  | 0 | 0
MC044-B03 | MC044-B03/S66 | Gen HWS MakeUp CW Weekly |  |  |  |  | Energy sensor | S66 |  |  |  | MC044 | Faraday Building |  |  | 0 | 0
MC044-B03 | MC044-B03/S67 | Gen HWS MakeUp CW Mnthly |  |  |  |  | Energy sensor | S67 |  |  |  | MC044 | Faraday Building |  |  | 0 | 0
MC044-B03 | MC044-B03/S68 | Gen HWS MakeUp CW Flow Rate |  |  |  |  | Energy sensor | S68 |  |  |  | MC044 | Faraday Building |  |  | 0 | 0
MC044-B03 | MC044-B03/S7 | Rad Panel 8 Space Temp |  |  | Degrees Celsius |  | Energy sensor | S7 |  |  |  | MC044 | Faraday Building |  |  | 0 | 0
MC044-B03 | MC044-B03/S8 | Level B Mtng Room Temp |  |  | Degrees Celsius |  | Energy sensor | S8 |  |  |  | MC044 | Faraday Building |  |  | 0 | 0
MC044-B03 | MC044-B03/S9 | CWS Tank S1 Temp |  |  | Degrees Celsius |  | Energy sensor | S9 |  |  |  | MC044 | Faraday Building |  |  | 0 | 0
MC044-B03 | MC044-B03/V1 | [5 empty] | Energy sensor | V1 |  |  |  | MC044 | Faraday Building |  |  | 0 | 0
MC044-B03 | MC044-B03/V2 | [5 empty] | Energy sensor | V2 |  |  |  | MC044 | Faraday Building |  |  | 0 | 0
MC044-B03 | MC044-B03/W11 | LA 500 WM 1 CW Reset |  |  |  |  | Energy sensor | W11 |  |  |  | MC044 | Faraday Building |  |  | 0 | 0
MC044-B03 | MC044-B03/W12 | LA 500 WM 2 CW Reset |  |  |  |  | Energy sensor | W12 |  |  |  | MC044 | Faraday Building |  |  | 0 | 0
MC044-B03 | MC044-B03/W13 | CWS Feed Reset |  |  |  |  | Energy sensor | W13 |  |  |  | MC044 | Faraday Building |  |  | 0 | 0
MC044-B03 | MC044-B03/W14 | Lab HWS MakeUp CW Reset |  |  |  |  | Energy sensor | W14 |  |  |  | MC044 | Faraday Building |  |  | 0 | 0
MC044-B03 | MC044-B03/W15 | Gen HWS MakeUp CW Reset |  |  |  |  | Energy sensor | W15 |  |  |  | MC044 | Faraday Building |  |  | 0 | 0
MC044-B03 | MC044-B03/Y1 | Outside air temperature |  |  | Degrees Celsius |  | Energy sensor | Y1 |  |  |  | MC044 | Faraday Building |  |  | 0 | 0
MC044-B03 | MC044-B03/Y2 | Thermistor TBTI |  |  | Degrees Celsius |  | Energy sensor | Y2 |  |  |  | MC044 | Faraday Building |  |  | 0 | 0
MC044-B03 | MC044-B03/Y3 | Room temperature |  |  | Degrees Celsius |  | Energy sensor | Y3 |  |  |  | MC044 | Faraday Building |  |  | 0 | 0
MC044-B03 | MC044-B03/Y4 | Knob TB 3deg trim |  |  |  |  | Energy sensor | Y4 |  |  |  | MC044 | Faraday Building |  |  | 0 | 0
MC044-B03 | MC044-B03/Y5 | Sensor Type 5 |  |  |  |  | Energy sensor | Y5 |  |  |  | MC044 | Faraday Building |  |  | 0 | 0
MC202-B03 | MC202-B03/~1 | [5 empty] | Energy sensor | ~1 |  |  |  | MC202 | Charles Carter Building |  |  | 0 | 0
MC202-B03 | MC202-B03/~10 | [5 empty] | Energy sensor | ~10 |  |  |  | MC202 | Charles Carter Building |  |  | 0 | 0
MC202-B03 | MC202-B03/~11 | [5 empty] | Energy sensor | ~11 |  |  |  | MC202 | Charles Carter Building |  |  | 0 | 0
MC202-B03 | MC202-B03/~12 | [5 empty] | Energy sensor | ~12 |  |  |  | MC202 | Charles Carter Building |  |  | 0 | 0
MC202-B03 | MC202-B03/~13 | [5 empty] | Energy sensor | ~13 |  |  |  | MC202 | Charles Carter Building |  |  | 0 | 0
MC202-B03 | MC202-B03/~14 | [5 empty] | Energy sensor | ~14 |  |  |  | MC202 | Charles Carter Building |  |  | 0 | 0
MC202-B03 | MC202-B03/~15 | [5 empty] | Energy sensor | ~15 |  |  |  | MC202 | Charles Carter Building |  |  | 0 | 0
MC202-B03 | MC202-B03/~16 | [5 empty] | Energy sensor | ~16 |  |  |  | MC202 | Charles Carter Building |  |  | 0 | 0
MC202-B03 | MC202-B03/~17 | [5 empty] | Energy sensor | ~17 |  |  |  | MC202 | Charles Carter Building |  |  | 0 | 0
MC202-B03 | MC202-B03/~18 | [5 empty] | Energy sensor | ~18 |  |  |  | MC202 | Charles Carter Building |  |  | 0 | 0
MC202-B03 | MC202-B03/~19 | [5 empty] | Energy sensor | ~19 |  |  |  | MC202 | Charles Carter Building |  |  | 0 | 0
MC202-B03 | MC202-B03/~2 | [5 empty] | Energy sensor | ~2 |  |  |  | MC202 | Charles Carter Building |  |  | 0 | 0
MC202-B03 | MC202-B03/~20 | [5 empty] | Energy sensor | ~20 |  |  |  | MC202 | Charles Carter Building |  |  | 0 | 0
MC202-B03 | MC202-B03/~21 | [5 empty] | Energy sensor | ~21 |  |  |  | MC202 | Charles Carter Building |  |  | 0 | 0
MC202-B03 | MC202-B03/~22 | [5 empty] | Energy sensor | ~22 |  |  |  | MC202 | Charles Carter Building |  |  | 0 | 0
MC202-B03 | MC202-B03/~23 | [5 empty] | Energy sensor | ~23 |  |  |  | MC202 | Charles Carter Building |  |  | 0 | 0
MC202-B03 | MC202-B03/~24 | [5 empty] | Energy sensor | ~24 |  |  |  | MC202 | Charles Carter Building |  |  | 0 | 0
MC202-B03 | MC202-B03/~25 | [5 empty] | Energy sensor | ~25 |  |  |  | MC202 | Charles Carter Building |  |  | 0 | 0
MC202-B03 | MC202-B03/~26 | [5 empty] | Energy sensor | ~26 |  |  |  | MC202 | Charles Carter Building |  |  | 0 | 0
MC202-B03 | MC202-B03/~27 | [5 empty] | Energy sensor | ~27 |  |  |  | MC202 | Charles Carter Building |  |  | 0 | 0
MC202-B03 | MC202-B03/~28 | [5 empty] | Energy sensor | ~28 |  |  |  | MC202 | Charles Carter Building |  |  | 0 | 0
MC202-B03 | MC202-B03/~29 | [5 empty] | Energy sensor | ~29 |  |  |  | MC202 | Charles Carter Building |  |  | 0 | 0
MC202-B03 | MC202-B03/~3 | [5 empty] | Energy sensor | ~3 |  |  |  | MC202 | Charles Carter Building |  |  | 0 | 0
MC202-B03 | MC202-B03/~30 | [5 empty] | Energy sensor | ~30 |  |  |  | MC202 | Charles Carter Building |  |  | 0 | 0
MC202-B03 | MC202-B03/~31 | [5 empty] | Energy sensor | ~31 |  |  |  | MC202 | Charles Carter Building |  |  | 0 | 0
MC202-B03 | MC202-B03/~32 | [5 empty] | Energy sensor | ~32 |  |  |  | MC202 | Charles Carter Building |  |  | 0 | 0
MC202-B03 | MC202-B03/~33 | [5 empty] | Energy sensor | ~33 |  |  |  | MC202 | Charles Carter Building |  |  | 0 | 0
MC202-B03 | MC202-B03/~34 | [5 empty] | Energy sensor | ~34 |  |  |  | MC202 | Charles Carter Building |  |  | 0 | 0
MC202-B03 | MC202-B03/~35 | [5 empty] | Energy sensor | ~35 |  |  |  | MC202 | Charles Carter Building |  |  | 0 | 0
MC202-B03 | MC202-B03/~36 | [5 empty] | Energy sensor | ~36 |  |  |  | MC202 | Charles Carter Building |  |  | 0 | 0
MC202-B03 | MC202-B03/~37 | [5 empty] | Energy sensor | ~37 |  |  |  | MC202 | Charles Carter Building |  |  | 0 | 0
MC202-B03 | MC202-B03/~38 | [5 empty] | Energy sensor | ~38 |  |  |  | MC202 | Charles Carter Building |  |  | 0 | 0
MC202-B03 | MC202-B03/~39 | [5 empty] | Energy sensor | ~39 |  |  |  | MC202 | Charles Carter Building |  |  | 0 | 0
MC202-B03 | MC202-B03/~4 | [5 empty] | Energy sensor | ~4 |  |  |  | MC202 | Charles Carter Building |  |  | 0 | 0
MC202-B03 | MC202-B03/~40 | [5 empty] | Energy sensor | ~40 |  |  |  | MC202 | Charles Carter Building |  |  | 0 | 0
MC202-B03 | MC202-B03/~41 | [5 empty] | Energy sensor | ~41 |  |  |  | MC202 | Charles Carter Building |  |  | 0 | 0
MC202-B03 | MC202-B03/~42 | [5 empty] | Energy sensor | ~42 |  |  |  | MC202 | Charles Carter Building |  |  | 0 | 0
MC202-B03 | MC202-B03/~43 | [5 empty] | Energy sensor | ~43 |  |  |  | MC202 | Charles Carter Building |  |  | 0 | 0
MC202-B03 | MC202-B03/~44 | [5 empty] | Energy sensor | ~44 |  |  |  | MC202 | Charles Carter Building |  |  | 0 | 0
MC202-B03 | MC202-B03/~45 | [5 empty] | Energy sensor | ~45 |  |  |  | MC202 | Charles Carter Building |  |  | 0 | 0
MC202-B03 | MC202-B03/~46 | Adjustments (knobs) |  |  |  |  | Energy sensor | ~46 |  |  |  | MC202 | Charles Carter Building |  |  | 0 | 0
MC202-B03 | MC202-B03/~47 | Adjustments (switches) |  |  |  |  | Energy sensor | ~47 |  |  |  | MC202 | Charles Carter Building |  |  | 0 | 0
MC202-B03 | MC202-B03/~48 | [5 empty] | Energy sensor | ~48 |  |  |  | MC202 | Charles Carter Building |  |  | 0 | 0
MC202-B03 | MC202-B03/~49 | [5 empty] | Energy sensor | ~49 |  |  |  | MC202 | Charles Carter Building |  |  | 0 | 0
MC202-B03 | MC202-B03/~5 | [5 empty] | Energy sensor | ~5 |  |  |  | MC202 | Charles Carter Building |  |  | 0 | 0
MC202-B03 | MC202-B03/~50 | [5 empty] | Energy sensor | ~50 |  |  |  | MC202 | Charles Carter Building |  |  | 0 | 0
MC202-B03 | MC202-B03/~51 | [5 empty] | Energy sensor | ~51 |  |  |  | MC202 | Charles Carter Building |  |  | 0 | 0
MC202-B03 | MC202-B03/~52 | [5 empty] | Energy sensor | ~52 |  |  |  | MC202 | Charles Carter Building |  |  | 0 | 0
MC202-B03 | MC202-B03/~53 | Adjustments (night cool knobs) |  |  |  |  | Energy sensor | ~53 |  |  |  | MC202 | Charles Carter Building |  |  | 0 | 0
MC202-B03 | MC202-B03/~54 | [5 empty] | Energy sensor | ~54 |  |  |  | MC202 | Charles Carter Building |  |  | 0 | 0
MC202-B03 | MC202-B03/~55 | Adjustments |  |  |  |  | Energy sensor | ~55 |  |  |  | MC202 | Charles Carter Building |  |  | 0 | 0
MC202-B03 | MC202-B03/~56 | Knobs |  |  |  |  | Energy sensor | ~56 |  |  |  | MC202 | Charles Carter Building |  |  | 0 | 0
MC202-B03 | MC202-B03/~57 | Switches |  |  |  |  | Energy sensor | ~57 |  |  |  | MC202 | Charles Carter Building |  |  | 0 | 0
MC202-B03 | MC202-B03/~58 | [5 empty] | Energy sensor | ~58 |  |  |  | MC202 | Charles Carter Building |  |  | 0 | 0
MC202-B03 | MC202-B03/~59 | [5 empty] | Energy sensor | ~59 |  |  |  | MC202 | Charles Carter Building |  |  | 0 | 0
MC202-B03 | MC202-B03/~6 | [5 empty] | Energy sensor | ~6 |  |  |  | MC202 | Charles Carter Building |  |  | 0 | 0
MC202-B03 | MC202-B03/~60 | [5 empty] | Energy sensor | ~60 |  |  |  | MC202 | Charles Carter Building |  |  | 0 | 0
MC202-B03 | MC202-B03/~7 | [5 empty] | Energy sensor | ~7 |  |  |  | MC202 | Charles Carter Building |  |  | 0 | 0
MC202-B03 | MC202-B03/~8 | [5 empty] | Energy sensor | ~8 |  |  |  | MC202 | Charles Carter Building |  |  | 0 | 0
MC202-B03 | MC202-B03/~9 | [5 empty] | Energy sensor | ~9 |  |  |  | MC202 | Charles Carter Building |  |  | 0 | 0
MC202-B03 | MC202-B03/A14 | Outside air temperature |  |  | Degrees Celsius |  | Energy sensor | A14 |  |  |  | MC202 | Charles Carter Building |  |  | 0 | 0
MC202-B03 | MC202-B03/B1 | Frost from MCP |  |  |  |  | Energy sensor | B1 |  |  |  | MC202 | Charles Carter Building |  |  | 0 | 0
MC202-B03 | MC202-B03/B2 | Remote signals |  |  |  |  | Energy sensor | B2 |  |  |  | MC202 | Charles Carter Building |  |  | 0 | 0
MC202-B03 | MC202-B03/C1 | Virtual CNC 1 |  |  |  |  | Energy sensor | C1 |  |  |  | MC202 | Charles Carter Building |  |  | 0 | 0
MC202-B03 | MC202-B03/D1 | Unit enable and fresh air damper |  |  |  |  | Energy sensor | D1 |  |  |  | MC202 | Charles Carter Building | A16 |  | 0 | 0
MC202-B03 | MC202-B03/D2 | Bypass damper |  |  | 0 = Closed , 1 = Open |  | Energy sensor | D2 |  |  |  | MC202 | Charles Carter Building | A16 |  | 0 | 0
MC202-B03 | MC202-B03/D4 | Heating valve |  |  |  |  | Energy sensor | D4 |  |  |  | MC202 | Charles Carter Building | A16 |  | 0 | 0
MC202-B03 | MC202-B03/D5 | Supply fan speed |  |  | RPM |  | Energy sensor | D5 |  |  |  | MC202 | Charles Carter Building | A16 |  | 0 | 0
MC202-B03 | MC202-B03/D6 | Extract fan speed |  |  | RPM |  | Energy sensor | D6 |  |  |  | MC202 | Charles Carter Building | A16 |  | 0 | 0
MC202-B03 | MC202-B03/e1 | 963 Supervisor |  |  |  |  | Energy sensor | e1 |  |  |  | MC202 | Charles Carter Building |  |  | 0 | 0
MC202-B03 | MC202-B03/F1 | Function 1 |  |  |  |  | Energy sensor | F1 |  |  |  | MC202 | Charles Carter Building |  |  | 0 | 0
MC202-B03 | MC202-B03/F10 | Function 10 |  |  |  |  | Energy sensor | F10 |  |  |  | MC202 | Charles Carter Building |  |  | 0 | 0
MC202-B03 | MC202-B03/F11 | Function 11 |  |  |  |  | Energy sensor | F11 |  |  |  | MC202 | Charles Carter Building |  |  | 0 | 0
MC202-B03 | MC202-B03/F12 | Function 12 |  |  |  |  | Energy sensor | F12 |  |  |  | MC202 | Charles Carter Building |  |  | 0 | 0
MC202-B03 | MC202-B03/F13 | Function 13 |  |  |  |  | Energy sensor | F13 |  |  |  | MC202 | Charles Carter Building |  |  | 0 | 0
MC202-B03 | MC202-B03/F14 | Auto boost setpoint exceeded |  |  |  |  | Energy sensor | F14 |  |  |  | MC202 | Charles Carter Building |  |  | 0 | 0
MC202-B03 | MC202-B03/F15 | Function 15 |  |  |  |  | Energy sensor | F15 |  |  |  | MC202 | Charles Carter Building |  |  | 0 | 0
MC202-B03 | MC202-B03/F16 | Function 16 |  |  |  |  | Energy sensor | F16 |  |  |  | MC202 | Charles Carter Building |  |  | 0 | 0
MC202-B03 | MC202-B03/F17 | Function 17 |  |  |  |  | Energy sensor | F17 |  |  |  | MC202 | Charles Carter Building |  |  | 0 | 0
MC202-B03 | MC202-B03/F18 | Function 18 |  |  |  |  | Energy sensor | F18 |  |  |  | MC202 | Charles Carter Building |  |  | 0 | 0
MC202-B03 | MC202-B03/F19 | Supply fan speed |  |  | RPM |  | Energy sensor | F19 |  |  |  | MC202 | Charles Carter Building |  |  | 0 | 0
MC202-B03 | MC202-B03/F20 | Function 20 |  |  |  |  | Energy sensor | F20 |  |  |  | MC202 | Charles Carter Building |  |  | 0 | 0
MC202-B03 | MC202-B03/F21 | Function 21 |  |  |  |  | Energy sensor | F21 |  |  |  | MC202 | Charles Carter Building |  |  | 0 | 0
MC202-B03 | MC202-B03/F22 | Function 22 |  |  |  |  | Energy sensor | F22 |  |  |  | MC202 | Charles Carter Building |  |  | 0 | 0
MC202-B03 | MC202-B03/F23 | Function 23 |  |  |  |  | Energy sensor | F23 |  |  |  | MC202 | Charles Carter Building |  |  | 0 | 0
MC202-B03 | MC202-B03/F24 | Function 24 |  |  |  |  | Energy sensor | F24 |  |  |  | MC202 | Charles Carter Building |  |  | 0 | 0
MC202-B03 | MC202-B03/F25 | Function 25 |  |  |  |  | Energy sensor | F25 |  |  |  | MC202 | Charles Carter Building |  |  | 0 | 0
MC202-B03 | MC202-B03/F26 | Function 26 |  |  |  |  | Energy sensor | F26 |  |  |  | MC202 | Charles Carter Building |  |  | 0 | 0
MC202-B03 | MC202-B03/F27 | Function 27 |  |  |  |  | Energy sensor | F27 |  |  |  | MC202 | Charles Carter Building |  |  | 0 | 0
MC202-B03 | MC202-B03/F28 | Function 28 |  |  |  |  | Energy sensor | F28 |  |  |  | MC202 | Charles Carter Building |  |  | 0 | 0
MC202-B03 | MC202-B03/F29 | Full Fresh Air [Clg] |  |  |  |  | Energy sensor | F29 |  |  |  | MC202 | Charles Carter Building |  |  | 0 | 0
MC202-B03 | MC202-B03/F3 | Function 3 |  |  |  |  | Energy sensor | F3 |  |  |  | MC202 | Charles Carter Building |  |  | 0 | 0
MC202-B03 | MC202-B03/F30 | Function 30 |  |  |  |  | Energy sensor | F30 |  |  |  | MC202 | Charles Carter Building |  |  | 0 | 0
MC202-B03 | MC202-B03/F31 | Function 31 |  |  |  |  | Energy sensor | F31 |  |  |  | MC202 | Charles Carter Building |  |  | 0 | 0
MC202-B03 | MC202-B03/F32 | Function 32 |  |  |  |  | Energy sensor | F32 |  |  |  | MC202 | Charles Carter Building |  |  | 0 | 0
MC202-B03 | MC202-B03/F33 | Function 33 |  |  |  |  | Energy sensor | F33 |  |  |  | MC202 | Charles Carter Building |  |  | 0 | 0
MC202-B03 | MC202-B03/F34 | Function 34 |  |  |  |  | Energy sensor | F34 |  |  |  | MC202 | Charles Carter Building |  |  | 0 | 0
MC202-B03 | MC202-B03/F35 | Function 35 |  |  |  |  | Energy sensor | F35 |  |  |  | MC202 | Charles Carter Building |  |  | 0 | 0
MC202-B03 | MC202-B03/F36 | Function 36 |  |  |  |  | Energy sensor | F36 |  |  |  | MC202 | Charles Carter Building |  |  | 0 | 0
MC202-B03 | MC202-B03/F37 | Function 37 |  |  |  |  | Energy sensor | F37 |  |  |  | MC202 | Charles Carter Building |  |  | 0 | 0
MC202-B03 | MC202-B03/F38 | Function 38 |  |  |  |  | Energy sensor | F38 |  |  |  | MC202 | Charles Carter Building |  |  | 0 | 0
MC202-B03 | MC202-B03/F39 | Extract fan speed |  |  | RPM |  | Energy sensor | F39 |  |  |  | MC202 | Charles Carter Building |  |  | 0 | 0
MC202-B03 | MC202-B03/F4 | Function 4 |  |  |  |  | Energy sensor | F4 |  |  |  | MC202 | Charles Carter Building |  |  | 0 | 0
MC202-B03 | MC202-B03/F40 | Function 40 |  |  |  |  | Energy sensor | F40 |  |  |  | MC202 | Charles Carter Building |  |  | 0 | 0
MC202-B03 | MC202-B03/F41 | Function 41 |  |  |  |  | Energy sensor | F41 |  |  |  | MC202 | Charles Carter Building |  |  | 0 | 0
MC202-B03 | MC202-B03/F42 | Function 42 |  |  |  |  | Energy sensor | F42 |  |  |  | MC202 | Charles Carter Building |  |  | 0 | 0
MC202-B03 | MC202-B03/F43 | Function 43 |  |  |  |  | Energy sensor | F43 |  |  |  | MC202 | Charles Carter Building |  |  | 0 | 0
MC202-B03 | MC202-B03/F44 | Function 44 |  |  |  |  | Energy sensor | F44 |  |  |  | MC202 | Charles Carter Building |  |  | 0 | 0
MC202-B03 | MC202-B03/F45 | Function 45 |  |  |  |  | Energy sensor | F45 |  |  |  | MC202 | Charles Carter Building |  |  | 0 | 0
MC202-B03 | MC202-B03/F47 | Function 47 |  |  |  |  | Energy sensor | F47 |  |  |  | MC202 | Charles Carter Building |  |  | 0 | 0
MC202-B03 | MC202-B03/F48 | Function 48 |  |  |  |  | Energy sensor | F48 |  |  |  | MC202 | Charles Carter Building |  |  | 0 | 0
MC202-B03 | MC202-B03/F6 | Function 6 |  |  |  |  | Energy sensor | F6 |  |  |  | MC202 | Charles Carter Building |  |  | 0 | 0
MC202-B03 | MC202-B03/F7 | Function 7 |  |  |  |  | Energy sensor | F7 |  |  |  | MC202 | Charles Carter Building |  |  | 0 | 0
MC202-B03 | MC202-B03/F8 | Fan speed (heating) |  |  |  |  | Energy sensor | F8 |  |  |  | MC202 | Charles Carter Building |  |  | 0 | 0
MC202-B03 | MC202-B03/F9 | Function 9 |  |  |  |  | Energy sensor | F9 |  |  |  | MC202 | Charles Carter Building |  |  | 0 | 0
MC202-B03 | MC202-B03/G1 | Logic 1 |  |  |  |  | Energy sensor | G1 |  |  |  | MC202 | Charles Carter Building |  |  | 0 | 0
MC202-B03 | MC202-B03/G10 | Logic 10 |  |  |  |  | Energy sensor | G10 |  |  |  | MC202 | Charles Carter Building |  |  | 0 | 0
MC202-B03 | MC202-B03/G11 | Logic 11 |  |  |  |  | Energy sensor | G11 |  |  |  | MC202 | Charles Carter Building |  |  | 0 | 0
MC202-B03 | MC202-B03/G12 | Logic 12 |  |  |  |  | Energy sensor | G12 |  |  |  | MC202 | Charles Carter Building |  |  | 0 | 0
MC202-B03 | MC202-B03/G13 | Logic 13 |  |  |  |  | Energy sensor | G13 |  |  |  | MC202 | Charles Carter Building |  |  | 0 | 0
MC202-B03 | MC202-B03/G14 | Boost mode |  |  |  |  | Energy sensor | G14 |  |  |  | MC202 | Charles Carter Building |  |  | 0 | 0
MC202-B03 | MC202-B03/G15 | Logic 15 |  |  |  |  | Energy sensor | G15 |  |  |  | MC202 | Charles Carter Building |  |  | 0 | 0
MC202-B03 | MC202-B03/G16 | Logic 16 |  |  |  |  | Energy sensor | G16 |  |  |  | MC202 | Charles Carter Building |  |  | 0 | 0
MC202-B03 | MC202-B03/G17 | Occ Htg SP Achieved [Full FA] |  |  |  |  | Energy sensor | G17 |  |  |  | MC202 | Charles Carter Building |  |  | 0 | 0
MC202-B03 | MC202-B03/G18 | Logic 18 |  |  |  |  | Energy sensor | G18 |  |  |  | MC202 | Charles Carter Building |  |  | 0 | 0
MC202-B03 | MC202-B03/G19 | Logic 19 |  |  |  |  | Energy sensor | G19 |  |  |  | MC202 | Charles Carter Building |  |  | 0 | 0
MC202-B03 | MC202-B03/G2 | Logic 2 |  |  |  |  | Energy sensor | G2 |  |  |  | MC202 | Charles Carter Building |  |  | 0 | 0
MC202-B03 | MC202-B03/G20 | Logic 20 |  |  |  |  | Energy sensor | G20 |  |  |  | MC202 | Charles Carter Building |  |  | 0 | 0
MC202-B03 | MC202-B03/G21 | Logic 21 |  |  |  |  | Energy sensor | G21 |  |  |  | MC202 | Charles Carter Building |  |  | 0 | 0
MC202-B03 | MC202-B03/G22 | Logic 22 |  |  |  |  | Energy sensor | G22 |  |  |  | MC202 | Charles Carter Building |  |  | 0 | 0
MC202-B03 | MC202-B03/G23 | Logic 23 |  |  |  |  | Energy sensor | G23 |  |  |  | MC202 | Charles Carter Building |  |  | 0 | 0
MC202-B03 | MC202-B03/G24 | Bypass damper control |  |  | 0 = Closed , 1 = Open |  | Energy sensor | G24 |  |  |  | MC202 | Charles Carter Building |  |  | 0 | 0
MC202-B03 | MC202-B03/G25 | Logic 25 |  |  |  |  | Energy sensor | G25 |  |  |  | MC202 | Charles Carter Building |  |  | 0 | 0
MC202-B03 | MC202-B03/G26 | Supply fan max speed |  |  | RPM |  | Energy sensor | G26 |  |  |  | MC202 | Charles Carter Building |  |  | 0 | 0
MC202-B03 | MC202-B03/G27 | Logic 27 |  |  |  |  | Energy sensor | G27 |  |  |  | MC202 | Charles Carter Building |  |  | 0 | 0
MC202-B03 | MC202-B03/G28 | Logic 28 |  |  |  |  | Energy sensor | G28 |  |  |  | MC202 | Charles Carter Building |  |  | 0 | 0
MC202-B03 | MC202-B03/G29 | Logic 29 |  |  |  |  | Energy sensor | G29 |  |  |  | MC202 | Charles Carter Building |  |  | 0 | 0
MC202-B03 | MC202-B03/G3 | Logic 3 |  |  |  |  | Energy sensor | G3 |  |  |  | MC202 | Charles Carter Building |  |  | 0 | 0
MC202-B03 | MC202-B03/G30 | Logic 30 |  |  |  |  | Energy sensor | G30 |  |  |  | MC202 | Charles Carter Building |  |  | 0 | 0
MC202-B03 | MC202-B03/G31 | Logic 31 |  |  |  |  | Energy sensor | G31 |  |  |  | MC202 | Charles Carter Building |  |  | 0 | 0
MC202-B03 | MC202-B03/G32 | Logic 32 |  |  |  |  | Energy sensor | G32 |  |  |  | MC202 | Charles Carter Building |  |  | 0 | 0
MC202-B03 | MC202-B03/G33 | Logic 33 |  |  |  |  | Energy sensor | G33 |  |  |  | MC202 | Charles Carter Building |  |  | 0 | 0
MC202-B03 | MC202-B03/G34 | Logic 34 |  |  |  |  | Energy sensor | G34 |  |  |  | MC202 | Charles Carter Building |  |  | 0 | 0
MC202-B03 | MC202-B03/G35 | Remote night cooling available |  |  | 0 = No, 1 = Yes |  | Energy sensor | G35 |  |  |  | MC202 | Charles Carter Building |  |  | 0 | 0
MC202-B03 | MC202-B03/G36 | Logic 36 |  |  |  |  | Energy sensor | G36 |  |  |  | MC202 | Charles Carter Building |  |  | 0 | 0
MC202-B03 | MC202-B03/G37 | Logic 37 |  |  |  |  | Energy sensor | G37 |  |  |  | MC202 | Charles Carter Building |  |  | 0 | 0
MC202-B03 | MC202-B03/G38 | Logic 38 |  |  |  |  | Energy sensor | G38 |  |  |  | MC202 | Charles Carter Building |  |  | 0 | 0
MC202-B03 | MC202-B03/G4 | Logic 4 |  |  |  |  | Energy sensor | G4 |  |  |  | MC202 | Charles Carter Building |  |  | 0 | 0
MC202-B03 | MC202-B03/G5 | Timeclock enable |  |  | 0 = No, 1 = Yes |  | Energy sensor | G5 |  |  |  | MC202 | Charles Carter Building |  |  | 0 | 0
MC202-B03 | MC202-B03/G6 | Class vent required |  |  | 0 = No, 1 = Yes |  | Energy sensor | G6 |  |  |  | MC202 | Charles Carter Building |  |  | 0 | 0
MC202-B03 | MC202-B03/G7 | Logic 7 |  |  |  |  | Energy sensor | G7 |  |  |  | MC202 | Charles Carter Building |  |  | 0 | 0
MC202-B03 | MC202-B03/G8 | Logic 8 |  |  |  |  | Energy sensor | G8 |  |  |  | MC202 | Charles Carter Building |  |  | 0 | 0
MC202-B03 | MC202-B03/G9 | Class vent enable |  |  | 0 = No, 1 = Yes |  | Energy sensor | G9 |  |  |  | MC202 | Charles Carter Building |  |  | 0 | 0
MC202-B03 | MC202-B03/I11 | Filter dirty |  |  | 0 = No, 1 = Yes |  | Energy sensor | I11 |  |  |  | MC202 | Charles Carter Building | A16 |  | 0 | 0
MC202-B03 | MC202-B03/I12 | Supply fan inverter status |  |  |  |  | Energy sensor | I12 |  |  |  | MC202 | Charles Carter Building | A16 |  | 0 | 0
MC202-B03 | MC202-B03/I13 | Extract fan inverter status |  |  |  |  | Energy sensor | I13 |  |  |  | MC202 | Charles Carter Building | A16 |  | 0 | 0
MC202-B03 | MC202-B03/I14 | Condensate pump alarm |  |  | 0 = No, 1 = Yes |  | Energy sensor | I14 |  |  |  | MC202 | Charles Carter Building | A16 |  | 0 | 0
MC202-B03 | MC202-B03/I15 | Unit occupancy |  |  |  |  | Energy sensor | I15 |  |  |  | MC202 | Charles Carter Building | A16 |  | 0 | 0
MC202-B03 | MC202-B03/I16 | Room frost protection |  |  |  |  | Energy sensor | I16 |  |  |  | MC202 | Charles Carter Building | A16 |  | 0 | 0
MC202-B03 | MC202-B03/I17 | Staff boost mode |  |  | 0 = Off, 1 = On |  | Energy sensor | I17 |  |  |  | MC202 | Charles Carter Building | A16 |  | 0 | 0
MC202-B03 | MC202-B03/I18 | Auto boost mode |  |  | 0 = Off, 1 = On |  | Energy sensor | I18 |  |  |  | MC202 | Charles Carter Building | A16 |  | 0 | 0
MC202-B03 | MC202-B03/I19 | Night cooling |  |  | 0 = Off, 1 = On |  | Energy sensor | I19 |  |  |  | MC202 | Charles Carter Building | A16 |  | 0 | 0
MC202-B03 | MC202-B03/I20 | Full fresh air |  |  | 0 = Off, 1 = On |  | Energy sensor | I20 |  |  |  | MC202 | Charles Carter Building | A16 |  | 0 | 0
MC202-B03 | MC202-B03/I21 | Open bypass damper |  |  | 0 = Closed , 1 = Open |  | Energy sensor | I21 |  |  |  | MC202 | Charles Carter Building | A16 |  | 0 | 0
MC202-B03 | MC202-B03/I22 | Unit freeze protection |  |  |  |  | Energy sensor | I22 |  |  |  | MC202 | Charles Carter Building | A16 |  | 0 | 0
MC202-B03 | MC202-B03/I23 | Supply fan fault |  |  | 0 = No, 1 = Yes |  | Energy sensor | I23 |  |  |  | MC202 | Charles Carter Building | A16 |  | 0 | 0
MC202-B03 | MC202-B03/I24 | Extract fan fault |  |  | 0 = No, 1 = Yes |  | Energy sensor | I24 |  |  |  | MC202 | Charles Carter Building | A16 |  | 0 | 0
MC202-B03 | MC202-B03/I25 | Class vent enable |  |  | 0 = Off, 1 = On |  | Energy sensor | I25 |  |  |  | MC202 | Charles Carter Building | A16 |  | 0 | 0
MC202-B03 | MC202-B03/I30 | Common fault signal |  |  | 0 = No fault, 1 = Fault |  | Energy sensor | I30 |  |  |  | MC202 | Charles Carter Building | A16 |  | 0 | 0
MC202-B03 | MC202-B03/I5 | On-Off selector |  |  | 0 = Off, 1 = On |  | Energy sensor | I5 |  |  |  | MC202 | Charles Carter Building | A16 |  | 0 | 0
MC202-B03 | MC202-B03/I6 | Frost thermostat trip |  |  |  |  | Energy sensor | I6 |  |  |  | MC202 | Charles Carter Building | A16 |  | 0 | 0
MC202-B03 | MC202-B03/K1 | Spare |  |  |  |  | Energy sensor | K1 |  |  |  | MC202 | Charles Carter Building | A16 |  | 0 | 0
MC202-B03 | MC202-B03/K10 | Extract fan min speed |  |  | RPM |  | Energy sensor | K10 |  |  |  | MC202 | Charles Carter Building | A16 |  | 0 | 0
MC202-B03 | MC202-B03/K11 | Extract fan max speed |  |  | RPM |  | Energy sensor | K11 |  |  |  | MC202 | Charles Carter Building | A16 |  | 0 | 0
MC202-B03 | MC202-B03/K12 | Spare |  |  |  |  | Energy sensor | K12 |  |  |  | MC202 | Charles Carter Building | A16 |  | 0 | 0
MC202-B03 | MC202-B03/K14 | Occupancy CO2 level |  |  | Parts per million |  | Energy sensor | K14 |  |  |  | MC202 | Charles Carter Building | A16 |  | 0 | 0
MC202-B03 | MC202-B03/K15 | Outside air night cooling level |  |  | Degrees Celsius |  | Energy sensor | K15 |  |  |  | MC202 | Charles Carter Building | A16 |  | 0 | 0
MC202-B03 | MC202-B03/K16 | Supply air high limit |  |  |  |  | Energy sensor | K16 |  |  |  | MC202 | Charles Carter Building | A16 |  | 0 | 0
MC202-B03 | MC202-B03/K17 | Supply fan minimum speed |  |  | RPM |  | Energy sensor | K17 |  |  |  | MC202 | Charles Carter Building | A16 |  | 0 | 0
MC202-B03 | MC202-B03/K18 | Supply fan max speed |  |  | RPM |  | Energy sensor | K18 |  |  |  | MC202 | Charles Carter Building | A16 |  | 0 | 0
MC202-B03 | MC202-B03/K19 | Supply fan startup speed |  |  | RPM |  | Energy sensor | K19 |  |  |  | MC202 | Charles Carter Building | A16 |  | 0 | 0
MC202-B03 | MC202-B03/K2 | Unit freeze protection |  |  |  |  | Energy sensor | K2 |  |  |  | MC202 | Charles Carter Building | A16 |  | 0 | 0
MC202-B03 | MC202-B03/K20 | Extract fan startup speed |  |  | RPM |  | Energy sensor | K20 |  |  |  | MC202 | Charles Carter Building | A16 |  | 0 | 0
MC202-B03 | MC202-B03/K21 | Night time cooling supply fan speed |  |  | RPM |  | Energy sensor | K21 |  |  |  | MC202 | Charles Carter Building | A16 |  | 0 | 0
MC202-B03 | MC202-B03/K22 | Night time cooling extract fan speed |  |  | RPM |  | Energy sensor | K22 |  |  |  | MC202 | Charles Carter Building | A16 |  | 0 | 0
MC202-B03 | MC202-B03/K23 | Night time cool temperature setpoint |  |  | Degrees Celsius |  | Energy sensor | K23 |  |  |  | MC202 | Charles Carter Building | A16 |  | 0 | 0
MC202-B03 | MC202-B03/K24 | Night cooling supply air low limit |  |  |  |  | Energy sensor | K24 |  |  |  | MC202 | Charles Carter Building | A16 |  | 0 | 0
MC202-B03 | MC202-B03/K3 | Room frost protection |  |  |  |  | Energy sensor | K3 |  |  |  | MC202 | Charles Carter Building | A16 |  | 0 | 0
MC202-B03 | MC202-B03/K4 | Spare |  |  |  |  | Energy sensor | K4 |  |  |  | MC202 | Charles Carter Building | A16 |  | 0 | 0
MC202-B03 | MC202-B03/K5 | Occupancy heating temperature setpoint |  |  | Degrees Celsius |  | Energy sensor | K5 |  |  |  | MC202 | Charles Carter Building | A16 |  | 0 | 0
MC202-B03 | MC202-B03/K6 | OccupancyClgTempSP |  |  | Degrees Celsius |  | Energy sensor | K6 |  |  |  | MC202 | Charles Carter Building | A16 |  | 0 | 0
MC202-B03 | MC202-B03/K7 | Free cooling temperature setpoint |  |  | Degrees Celsius |  | Energy sensor | K7 |  |  |  | MC202 | Charles Carter Building | A16 |  | 0 | 0
MC202-B03 | MC202-B03/K8 | Spare |  |  |  |  | Energy sensor | K8 |  |  |  | MC202 | Charles Carter Building | A16 |  | 0 | 0
MC202-B03 | MC202-B03/K9 | Supply air low limit |  |  |  |  | Energy sensor | K9 |  |  |  | MC202 | Charles Carter Building | A16 |  | 0 | 0
MC202-B03 | MC202-B03/L1 | Loop 1 |  |  |  |  | Energy sensor | L1 |  |  |  | MC202 | Charles Carter Building | A16 |  | 0 | 0
MC202-B03 | MC202-B03/L2 | Supply air low limit |  |  |  |  | Energy sensor | L2 |  |  |  | MC202 | Charles Carter Building | A16 |  | 0 | 0
MC202-B03 | MC202-B03/L3 | Fan Speed [CO2] |  |  |  |  | Energy sensor | L3 |  |  |  | MC202 | Charles Carter Building | A16 |  | 0 | 0
MC202-B03 | MC202-B03/L4 | Fan Speed [Clg] |  |  |  |  | Energy sensor | L4 |  |  |  | MC202 | Charles Carter Building | A16 |  | 0 | 0
MC202-B03 | MC202-B03/L5 | Loop 5 |  |  |  |  | Energy sensor | L5 |  |  |  | MC202 | Charles Carter Building | A16 |  | 0 | 0
MC202-B03 | MC202-B03/L6 | Loop 6 |  |  |  |  | Energy sensor | L6 |  |  |  | MC202 | Charles Carter Building | A16 |  | 0 | 0
MC202-B03 | MC202-B03/n1 | Waterside |  |  |  |  | Energy sensor | n1 |  |  |  | MC202 | Charles Carter Building |  |  | 0 | 0
MC202-B03 | MC202-B03/N1 | IC Comms 1 |  |  |  |  | Energy sensor | N1 |  |  |  | MC202 | Charles Carter Building |  |  | 0 | 0
MC202-B03 | MC202-B03/o1 | Alarm Route 1 |  |  |  |  | Energy sensor | o1 |  |  |  | MC202 | Charles Carter Building |  |  | 0 | 0
MC202-B03 | MC202-B03/P1 | Supply air temperature |  |  | Degrees Celsius |  | Energy sensor | P1 |  |  |  | MC202 | Charles Carter Building |  |  | 0 | 0
MC202-B03 | MC202-B03/P11 | Class vent heating demand |  |  |  |  | Energy sensor | P11 |  |  |  | MC202 | Charles Carter Building |  |  | 0 | 0
MC202-B03 | MC202-B03/P12 | Supply fan speed |  |  | RPM |  | Energy sensor | P12 |  |  |  | MC202 | Charles Carter Building |  |  | 0 | 0
MC202-B03 | MC202-B03/P13 | Extract fan speed |  |  | RPM |  | Energy sensor | P13 |  |  |  | MC202 | Charles Carter Building |  |  | 0 | 0
MC202-B03 | MC202-B03/P14 | Outside air temperature |  |  | Degrees Celsius |  | Energy sensor | P14 |  |  |  | MC202 | Charles Carter Building |  |  | 0 | 0
MC202-B03 | MC202-B03/P15 | Bypass damper |  |  | 0 = Closed , 1 = Open |  | Energy sensor | P15 |  |  |  | MC202 | Charles Carter Building |  |  | 0 | 0
MC202-B03 | MC202-B03/P2 | Return temperature |  |  | Degrees Celsius |  | Energy sensor | P2 |  |  |  | MC202 | Charles Carter Building |  |  | 0 | 0
MC202-B03 | MC202-B03/P3 | Extract CO2 level |  |  | Parts per million |  | Energy sensor | P3 |  |  |  | MC202 | Charles Carter Building |  |  | 0 | 0
MC202-B03 | MC202-B03/P4 | DIM Module |  |  |  |  | Energy sensor | P4 |  |  |  | MC202 | Charles Carter Building |  |  | 0 | 0
MC202-B03 | MC202-B03/Q1 | Sequence Table 1 |  |  |  |  | Energy sensor | Q1 |  |  |  | MC202 | Charles Carter Building |  |  | 0 | 0
MC202-B03 | MC202-B03/S1 | Supply air temperature |  |  | Degrees Celsius |  | Energy sensor | S1 |  |  |  | MC202 | Charles Carter Building | A16 |  | 0 | 0
MC202-B03 | MC202-B03/S11 | Class vent heating demand |  |  |  |  | Energy sensor | S11 |  |  |  | MC202 | Charles Carter Building | A16 |  | 0 | 0
MC202-B03 | MC202-B03/S12 | Supply fan speed |  |  | RPM |  | Energy sensor | S12 |  |  |  | MC202 | Charles Carter Building | A16 |  | 0 | 0
MC202-B03 | MC202-B03/S13 | Extract fan speed |  |  | RPM |  | Energy sensor | S13 |  |  |  | MC202 | Charles Carter Building | A16 |  | 0 | 0
MC202-B03 | MC202-B03/S14 | Outside air temperature |  |  | Degrees Celsius |  | Energy sensor | S14 |  |  |  | MC202 | Charles Carter Building | A16 |  | 0 | 0
MC202-B03 | MC202-B03/S15 | Bypass damper |  |  | 0 = Closed , 1 = Open |  | Energy sensor | S15 |  |  |  | MC202 | Charles Carter Building | A16 |  | 0 | 0
MC202-B03 | MC202-B03/S2 | Return temperature |  |  | Degrees Celsius |  | Energy sensor | S2 |  |  |  | MC202 | Charles Carter Building | A16 |  | 0 | 0
MC202-B03 | MC202-B03/S3 | Extract CO2 level |  |  | Parts per million |  | Energy sensor | S3 |  |  |  | MC202 | Charles Carter Building | A16 |  | 0 | 0
MC202-B03 | MC202-B03/S4 | DIM Module |  |  |  |  | Energy sensor | S4 |  |  |  | MC202 | Charles Carter Building | A16 |  | 0 | 0
MC202-B03 | MC202-B03/V1 | [5 empty] | Energy sensor | V1 |  |  |  | MC202 | Charles Carter Building |  |  | 0 | 0
MC202-B03 | MC202-B03/W2 | Commissioning mode |  |  | 0 = Off, 1 = On |  | Energy sensor | W2 |  |  |  | MC202 | Charles Carter Building | A16 |  | 0 | 0
MC202-B03 | MC202-B03/W3 | Enable boost mode |  |  | 0 = Off, 1 = On |  | Energy sensor | W3 |  |  |  | MC202 | Charles Carter Building | A16 |  | 0 | 0
MC202-B03 | MC202-B03/W4 | Freeze protection reset |  |  | 0 = Off, 1 = On |  | Energy sensor | W4 |  |  |  | MC202 | Charles Carter Building | A16 |  | 0 | 0
MC202-B03 | MC202-B03/W5 | Enable alarms |  |  | 0 = Off, 1 = On |  | Energy sensor | W5 |  |  |  | MC202 | Charles Carter Building | A16 |  | 0 | 0
MC202-B03 | MC202-B03/W6 | Manual off |  |  |  |  | Energy sensor | W6 |  |  |  | MC202 | Charles Carter Building | A16 |  | 0 | 0
MC202-B03 | MC202-B03/Y1 | Trend Thermistor |  |  |  |  | Energy sensor | Y1 |  |  |  | MC202 | Charles Carter Building |  |  | 0 | 0
MC202-B03 | MC202-B03/Y2 | CO2 V |  |  |  |  | Energy sensor | Y2 |  |  |  | MC202 | Charles Carter Building |  |  | 0 | 0
MC202-B03 | MC202-B03/Y3 | 4DIX V |  |  |  |  | Energy sensor | Y3 |  |  |  | MC202 | Charles Carter Building |  |  | 0 | 0
MC202-B03 | MC202-B03/Z1 | Local time clock |  |  |  |  | Energy sensor | Z1 |  |  |  | MC202 | Charles Carter Building | A16 |  | 0 | 0
MC070-B03 | MC070-B03/A1 | Outside air temperature |  |  | Degrees Celsius |  | Energy sensor | A1 |  |  |  | MC070 | LEC 1 & 2 |  |  | 0 | 0
MC070-B03 | MC070-B03/C1 | Virtual CNC 1 |  |  |  |  | Energy sensor | C1 |  |  |  | MC070 | LEC 1 & 2 |  |  | 0 | 0
MC070-B03 | MC070-B03/D1 | Air Curtain Valve |  |  |  |  | Energy sensor | D1 |  |  |  | MC070 | LEC 1 & 2 |  |  | 0 | 0
MC070-B03 | MC070-B03/D11 | Ahu Supply Fan Enable |  |  |  |  | Energy sensor | D11 |  |  |  | MC070 | LEC 1 & 2 |  |  | 0 | 0
MC070-B03 | MC070-B03/D12 | Ahu Extract Fan Enable |  |  |  |  | Energy sensor | D12 |  |  |  | MC070 | LEC 1 & 2 |  |  | 0 | 0
MC070-B03 | MC070-B03/D2 | Window Control Signal |  |  |  |  | Energy sensor | D2 |  |  |  | MC070 | LEC 1 & 2 |  |  | 0 | 0
MC070-B03 | MC070-B03/D3 | Ahu Supply Fan Signal |  |  |  |  | Energy sensor | D3 |  |  |  | MC070 | LEC 1 & 2 |  |  | 0 | 0
MC070-B03 | MC070-B03/D4 | Ahu Extract Fan Signal |  |  |  |  | Energy sensor | D4 |  |  |  | MC070 | LEC 1 & 2 |  |  | 0 | 0
MC070-B03 | MC070-B03/D5 | Ahu Heater Battery Valve |  |  |  |  | Energy sensor | D5 |  |  |  | MC070 | LEC 1 & 2 |  |  | 0 | 0
MC070-B03 | MC070-B03/D6 | Vav Control |  |  |  |  | Energy sensor | D6 |  |  |  | MC070 | LEC 1 & 2 |  |  | 0 | 0
MC070-B03 | MC070-B03/D7 | Overdoor Htr Low Speed |  |  |  |  | Energy sensor | D7 |  |  |  | MC070 | LEC 1 & 2 |  |  | 0 | 0
MC070-B03 | MC070-B03/D8 | Overdoor Htr High Speed |  |  |  |  | Energy sensor | D8 |  |  |  | MC070 | LEC 1 & 2 |  |  | 0 | 0
MC070-B03 | MC070-B03/D9 | Toilet Extract Fan |  |  |  |  | Energy sensor | D9 |  |  |  | MC070 | LEC 1 & 2 |  |  | 0 | 0
MC070-B03 | MC070-B03/e1 | Alarm Dest 1 |  |  |  |  | Energy sensor | e1 |  |  |  | MC070 | LEC 1 & 2 |  |  | 0 | 0
MC070-B03 | MC070-B03/e2 | Alarm Dest 1 |  |  |  |  | Energy sensor | e2 |  |  |  | MC070 | LEC 1 & 2 |  |  | 0 | 0
MC070-B03 | MC070-B03/F1 | Function 1 |  |  |  |  | Energy sensor | F1 |  |  |  | MC070 | LEC 1 & 2 |  |  | 0 | 0
MC070-B03 | MC070-B03/F10 | Function 10 |  |  |  |  | Energy sensor | F10 |  |  |  | MC070 | LEC 1 & 2 |  |  | 0 | 0
MC070-B03 | MC070-B03/F11 | Exract Fan Signal |  |  |  |  | Energy sensor | F11 |  |  |  | MC070 | LEC 1 & 2 |  |  | 0 | 0
MC070-B03 | MC070-B03/F12 | Function 12 |  |  |  |  | Energy sensor | F12 |  |  |  | MC070 | LEC 1 & 2 |  |  | 0 | 0
MC070-B03 | MC070-B03/F14 | Function 14 |  |  |  |  | Energy sensor | F14 |  |  |  | MC070 | LEC 1 & 2 |  |  | 0 | 0
MC070-B03 | MC070-B03/F15 | Function 15 |  |  |  |  | Energy sensor | F15 |  |  |  | MC070 | LEC 1 & 2 |  |  | 0 | 0
MC070-B03 | MC070-B03/F16 | Function 16 |  |  |  |  | Energy sensor | F16 |  |  |  | MC070 | LEC 1 & 2 |  |  | 0 | 0
MC070-B03 | MC070-B03/F17 | Function 17 |  |  |  |  | Energy sensor | F17 |  |  |  | MC070 | LEC 1 & 2 |  |  | 0 | 0
MC070-B03 | MC070-B03/F18 | Function 18 |  |  |  |  | Energy sensor | F18 |  |  |  | MC070 | LEC 1 & 2 |  |  | 0 | 0
MC070-B03 | MC070-B03/F19 | Function 19 |  |  |  |  | Energy sensor | F19 |  |  |  | MC070 | LEC 1 & 2 |  |  | 0 | 0
MC070-B03 | MC070-B03/F2 | Function 2 |  |  |  |  | Energy sensor | F2 |  |  |  | MC070 | LEC 1 & 2 |  |  | 0 | 0
MC070-B03 | MC070-B03/F20 | Function 20 |  |  |  |  | Energy sensor | F20 |  |  |  | MC070 | LEC 1 & 2 |  |  | 0 | 0
MC070-B03 | MC070-B03/F21 | Function 21 |  |  |  |  | Energy sensor | F21 |  |  |  | MC070 | LEC 1 & 2 |  |  | 0 | 0
MC070-B03 | MC070-B03/F22 | Function 22 |  |  |  |  | Energy sensor | F22 |  |  |  | MC070 | LEC 1 & 2 |  |  | 0 | 0
MC070-B03 | MC070-B03/F23 | Function 23 |  |  |  |  | Energy sensor | F23 |  |  |  | MC070 | LEC 1 & 2 |  |  | 0 | 0
MC070-B03 | MC070-B03/F24 | OS Frost |  |  |  |  | Energy sensor | F24 |  |  |  | MC070 | LEC 1 & 2 |  |  | 0 | 0
MC070-B03 | MC070-B03/F25 | Function 25 |  |  |  |  | Energy sensor | F25 |  |  |  | MC070 | LEC 1 & 2 |  |  | 0 | 0
MC070-B03 | MC070-B03/F26 | Function 26 |  |  |  |  | Energy sensor | F26 |  |  |  | MC070 | LEC 1 & 2 |  |  | 0 | 0
MC070-B03 | MC070-B03/F27 | Function 27 |  |  |  |  | Energy sensor | F27 |  |  |  | MC070 | LEC 1 & 2 |  |  | 0 | 0
MC070-B03 | MC070-B03/F28 | Function 28 |  |  |  |  | Energy sensor | F28 |  |  |  | MC070 | LEC 1 & 2 |  |  | 0 | 0
MC070-B03 | MC070-B03/F29 | OS Frost |  |  |  |  | Energy sensor | F29 |  |  |  | MC070 | LEC 1 & 2 |  |  | 0 | 0
MC070-B03 | MC070-B03/F3 | Function 3 |  |  |  |  | Energy sensor | F3 |  |  |  | MC070 | LEC 1 & 2 |  |  | 0 | 0
MC070-B03 | MC070-B03/F4 | Function 4 |  |  |  |  | Energy sensor | F4 |  |  |  | MC070 | LEC 1 & 2 |  |  | 0 | 0
MC070-B03 | MC070-B03/F7 | Function 7 |  |  |  |  | Energy sensor | F7 |  |  |  | MC070 | LEC 1 & 2 |  |  | 0 | 0
MC070-B03 | MC070-B03/F8 | Supply Fan Signal |  |  |  |  | Energy sensor | F8 |  |  |  | MC070 | LEC 1 & 2 |  |  | 0 | 0
MC070-B03 | MC070-B03/F9 | Function 9 |  |  |  |  | Energy sensor | F9 |  |  |  | MC070 | LEC 1 & 2 |  |  | 0 | 0
MC070-B03 | MC070-B03/G11 | Logic 11 |  |  |  |  | Energy sensor | G11 |  |  |  | MC070 | LEC 1 & 2 |  |  | 0 | 0
MC070-B03 | MC070-B03/G12 | Toilet Extract Enable |  |  |  |  | Energy sensor | G12 |  |  |  | MC070 | LEC 1 & 2 |  |  | 0 | 0
MC070-B03 | MC070-B03/G13 | Logic 13 |  |  |  |  | Energy sensor | G13 |  |  |  | MC070 | LEC 1 & 2 |  |  | 0 | 0
MC070-B03 | MC070-B03/G14 | Logic 14 |  |  |  |  | Energy sensor | G14 |  |  |  | MC070 | LEC 1 & 2 |  |  | 0 | 0
MC070-B03 | MC070-B03/G15 | 1 Fume Cupboard Running |  |  |  |  | Energy sensor | G15 |  |  |  | MC070 | LEC 1 & 2 |  |  | 0 | 0
MC070-B03 | MC070-B03/G16 | Logic 16 |  |  |  |  | Energy sensor | G16 |  |  |  | MC070 | LEC 1 & 2 |  |  | 0 | 0
MC070-B03 | MC070-B03/G17 | Logic 17 |  |  |  |  | Energy sensor | G17 |  |  |  | MC070 | LEC 1 & 2 |  |  | 0 | 0
MC070-B03 | MC070-B03/G18 | Logic 18 |  |  |  |  | Energy sensor | G18 |  |  |  | MC070 | LEC 1 & 2 |  |  | 0 | 0
MC070-B03 | MC070-B03/G19 | Window vent Requ |  |  |  |  | Energy sensor | G19 |  |  |  | MC070 | LEC 1 & 2 |  |  | 0 | 0
MC070-B03 | MC070-B03/G20 | 2 Fume Cupboards Running |  |  |  |  | Energy sensor | G20 |  |  |  | MC070 | LEC 1 & 2 |  |  | 0 | 0
MC070-B03 | MC070-B03/G21 | Logic 21 |  |  |  |  | Energy sensor | G21 |  |  |  | MC070 | LEC 1 & 2 |  |  | 0 | 0
MC070-B03 | MC070-B03/G22 | Logic 22 |  |  |  |  | Energy sensor | G22 |  |  |  | MC070 | LEC 1 & 2 |  |  | 0 | 0
MC070-B03 | MC070-B03/G23 | Logic 23 |  |  |  |  | Energy sensor | G23 |  |  |  | MC070 | LEC 1 & 2 |  |  | 0 | 0
MC070-B03 | MC070-B03/G24 | Logic 24 |  |  |  |  | Energy sensor | G24 |  |  |  | MC070 | LEC 1 & 2 |  |  | 0 | 0
MC070-B03 | MC070-B03/G25 | 1st stage frost active |  |  | 0 = Off, 1 = On |  | Energy sensor | G25 |  |  |  | MC070 | LEC 1 & 2 |  |  | 0 | 0
MC070-B03 | MC070-B03/G26 | Logic 26 |  |  |  |  | Energy sensor | G26 |  |  |  | MC070 | LEC 1 & 2 |  |  | 0 | 0
MC070-B03 | MC070-B03/G27 | 1st stage frost active |  |  | 0 = Off, 1 = On |  | Energy sensor | G27 |  |  |  | MC070 | LEC 1 & 2 |  |  | 0 | 0
MC070-B03 | MC070-B03/G6 | Vent Requ |  |  |  |  | Energy sensor | G6 |  |  |  | MC070 | LEC 1 & 2 |  |  | 0 | 0
MC070-B03 | MC070-B03/G7 | Vent Reqd |  |  |  |  | Energy sensor | G7 |  |  |  | MC070 | LEC 1 & 2 |  |  | 0 | 0
MC070-B03 | MC070-B03/I1 | Toilet Extract Flow |  |  |  |  | Energy sensor | I1 |  |  |  | MC070 | LEC 1 & 2 |  |  | 0 | 0
MC070-B03 | MC070-B03/i1 | IO Module 1 |  |  |  |  | Energy sensor | i1 |  |  |  | MC070 | LEC 1 & 2 |  |  | 0 | 0
MC070-B03 | MC070-B03/I10 | Supply Fan Flow Fail |  |  |  |  | Energy sensor | I10 |  |  |  | MC070 | LEC 1 & 2 |  |  | 0 | 0
MC070-B03 | MC070-B03/I11 | Fire Alarm |  |  |  |  | Energy sensor | I11 |  |  |  | MC070 | LEC 1 & 2 |  |  | 0 | 0
MC070-B03 | MC070-B03/I12 | Toilet Ext Flow Fail |  |  |  |  | Energy sensor | I12 |  |  |  | MC070 | LEC 1 & 2 |  |  | 0 | 0
MC070-B03 | MC070-B03/I13 | Edxtract Fan Flow Fail |  |  |  |  | Energy sensor | I13 |  |  |  | MC070 | LEC 1 & 2 |  |  | 0 | 0
MC070-B03 | MC070-B03/I14 | Low Supply Air Temp |  |  | Degrees Celsius |  | Energy sensor | I14 |  |  |  | MC070 | LEC 1 & 2 |  |  | 0 | 0
MC070-B03 | MC070-B03/I2 | Ahu Supply Fan Run |  |  |  |  | Energy sensor | I2 |  |  |  | MC070 | LEC 1 & 2 |  |  | 0 | 0
MC070-B03 | MC070-B03/i2 | IO Module 2 |  |  |  |  | Energy sensor | i2 |  |  |  | MC070 | LEC 1 & 2 |  |  | 0 | 0
MC070-B03 | MC070-B03/I3 | Ahu Supply Fan Fault |  |  |  |  | Energy sensor | I3 |  |  |  | MC070 | LEC 1 & 2 |  |  | 0 | 0
MC070-B03 | MC070-B03/I4 | Ahu Supply Fan Flow |  |  |  |  | Energy sensor | I4 |  |  |  | MC070 | LEC 1 & 2 |  |  | 0 | 0
MC070-B03 | MC070-B03/I5 | Ahu Extract Fan Run |  |  |  |  | Energy sensor | I5 |  |  |  | MC070 | LEC 1 & 2 |  |  | 0 | 0
MC070-B03 | MC070-B03/I6 | Ahu Extract Fan Fault |  |  |  |  | Energy sensor | I6 |  |  |  | MC070 | LEC 1 & 2 |  |  | 0 | 0
MC070-B03 | MC070-B03/I7 | Ahu Extarct Fan Flow |  |  |  |  | Energy sensor | I7 |  |  |  | MC070 | LEC 1 & 2 |  |  | 0 | 0
MC070-B03 | MC070-B03/I8 | Fume Extract 1 Flow |  |  |  |  | Energy sensor | I8 |  |  |  | MC070 | LEC 1 & 2 |  |  | 0 | 0
MC070-B03 | MC070-B03/I9 | Fume Extract 2 Flow |  |  |  |  | Energy sensor | I9 |  |  |  | MC070 | LEC 1 & 2 |  |  | 0 | 0
MC070-B03 | MC070-B03/K1 | AHU Supply PressureSetpt |  |  |  |  | Energy sensor | K1 |  |  |  | MC070 | LEC 1 & 2 |  |  | 0 | 0
MC070-B03 | MC070-B03/K10 | Door Curtain OAT Cut Off Low |  |  |  |  | Energy sensor | K10 |  |  |  | MC070 | LEC 1 & 2 |  |  | 0 | 0
MC070-B03 | MC070-B03/K2 | AHU Extract PressureSetpt |  |  |  |  | Energy sensor | K2 |  |  |  | MC070 | LEC 1 & 2 |  |  | 0 | 0
MC070-B03 | MC070-B03/K3 | AHU Min Supply Level |  |  |  |  | Energy sensor | K3 |  |  |  | MC070 | LEC 1 & 2 |  |  | 0 | 0
MC070-B03 | MC070-B03/K4 | Supply Air Setpoint |  |  |  |  | Energy sensor | K4 |  |  |  | MC070 | LEC 1 & 2 |  |  | 0 | 0
MC070-B03 | MC070-B03/K5 | AHU Max Supply Level |  |  |  |  | Energy sensor | K5 |  |  |  | MC070 | LEC 1 & 2 |  |  | 0 | 0
MC070-B03 | MC070-B03/K6 | Lobby Windows Vent SP |  |  |  |  | Energy sensor | K6 |  |  |  | MC070 | LEC 1 & 2 |  |  | 0 | 0
MC070-B03 | MC070-B03/K7 | AHU Frost SP |  |  |  |  | Energy sensor | K7 |  |  |  | MC070 | LEC 1 & 2 |  |  | 0 | 0
MC070-B03 | MC070-B03/K8 | Door Curtain OAT Cut Off High |  |  |  |  | Energy sensor | K8 |  |  |  | MC070 | LEC 1 & 2 |  |  | 0 | 0
MC070-B03 | MC070-B03/K9 | AHU Low Supply Air SP |  |  |  |  | Energy sensor | K9 |  |  |  | MC070 | LEC 1 & 2 |  |  | 0 | 0
MC070-B03 | MC070-B03/L1 | Ahu Supply Pressure |  |  |  |  | Energy sensor | L1 |  |  |  | MC070 | LEC 1 & 2 |  |  | 0 | 0
MC070-B03 | MC070-B03/L2 | Ahu Extract Pressure |  |  |  |  | Energy sensor | L2 |  |  |  | MC070 | LEC 1 & 2 |  |  | 0 | 0
MC070-B03 | MC070-B03/L3 | Loop 3 |  |  |  |  | Energy sensor | L3 |  |  |  | MC070 | LEC 1 & 2 |  |  | 0 | 0
MC070-B03 | MC070-B03/L4 | Loop 4 |  |  |  |  | Energy sensor | L4 |  |  |  | MC070 | LEC 1 & 2 |  |  | 0 | 0
MC070-B03 | MC070-B03/L6 | Loop 6 |  |  |  |  | Energy sensor | L6 |  |  |  | MC070 | LEC 1 & 2 |  |  | 0 | 0
MC070-B03 | MC070-B03/L7 | Window Blind Control |  |  |  |  | Energy sensor | L7 |  |  |  | MC070 | LEC 1 & 2 |  |  | 0 | 0
MC070-B03 | MC070-B03/N1 | IC Comms 1 |  |  |  |  | Energy sensor | N1 |  |  |  | MC070 | LEC 1 & 2 |  |  | 0 | 0
MC070-B03 | MC070-B03/n1 | TREND_0B_02_C1 |  |  |  |  | Energy sensor | n1 |  |  |  | MC070 | LEC 1 & 2 |  |  | 0 | 0
MC070-B03 | MC070-B03/N2 | IC Comms 2 |  |  |  |  | Energy sensor | N2 |  |  |  | MC070 | LEC 1 & 2 |  |  | 0 | 0
MC070-B03 | MC070-B03/o1 | Alarm Route 1 |  |  |  |  | Energy sensor | o1 |  |  |  | MC070 | LEC 1 & 2 |  |  | 0 | 0
MC070-B03 | MC070-B03/o2 | Alarm Route 2 |  |  |  |  | Energy sensor | o2 |  |  |  | MC070 | LEC 1 & 2 |  |  | 0 | 0
MC070-B03 | MC070-B03/P1 | Room temperature |  |  | Degrees Celsius |  | Energy sensor | P1 |  |  |  | MC070 | LEC 1 & 2 |  |  | 0 | 0
MC070-B03 | MC070-B03/P2 | Ahu Supply Air Pressure |  |  |  |  | Energy sensor | P2 |  |  |  | MC070 | LEC 1 & 2 |  |  | 0 | 0
MC070-B03 | MC070-B03/P24 | Room temperature |  |  | Degrees Celsius |  | Energy sensor | P24 |  |  |  | MC070 | LEC 1 & 2 |  |  | 0 | 0
MC070-B03 | MC070-B03/P3 | Ahu Extract Air Pressure |  |  |  |  | Energy sensor | P3 |  |  |  | MC070 | LEC 1 & 2 |  |  | 0 | 0
MC070-B03 | MC070-B03/P4 | Ahu Supply Air Temp |  |  | Degrees Celsius |  | Energy sensor | P4 |  |  |  | MC070 | LEC 1 & 2 |  |  | 0 | 0
MC070-B03 | MC070-B03/P5 | Window Temp |  |  | Degrees Celsius |  | Energy sensor | P5 |  |  |  | MC070 | LEC 1 & 2 |  |  | 0 | 0
MC070-B03 | MC070-B03/P6 | Calculated AHU valve setting |  |  |  |  | Energy sensor | P6 |  |  |  | MC070 | LEC 1 & 2 |  |  | 0 | 0
MC070-B03 | MC070-B03/Q1 | Sequence Table 1 |  |  |  |  | Energy sensor | Q1 |  |  |  | MC070 | LEC 1 & 2 |  |  | 0 | 0
MC070-B03 | MC070-B03/S1 | Foryer Temp |  |  | Degrees Celsius |  | Energy sensor | S1 |  |  |  | MC070 | LEC 1 & 2 |  |  | 0 | 0
MC070-B03 | MC070-B03/S2 | Ahu Supply Air Pressure |  |  |  |  | Energy sensor | S2 |  |  |  | MC070 | LEC 1 & 2 |  |  | 0 | 0
MC070-B03 | MC070-B03/S3 | Ahu Extract Air Pressure |  |  |  |  | Energy sensor | S3 |  |  |  | MC070 | LEC 1 & 2 |  |  | 0 | 0
MC070-B03 | MC070-B03/S4 | Ahu Supply Air Temp |  |  | Degrees Celsius |  | Energy sensor | S4 |  |  |  | MC070 | LEC 1 & 2 |  |  | 0 | 0
MC070-B03 | MC070-B03/S5 | Window ORide |  |  |  |  | Energy sensor | S5 |  |  |  | MC070 | LEC 1 & 2 |  |  | 0 | 0
MC070-B03 | MC070-B03/S6 | Theatre Temp |  |  | Degrees Celsius |  | Energy sensor | S6 |  |  |  | MC070 | LEC 1 & 2 |  |  | 0 | 0
MC070-B03 | MC070-B03/S7 | Calculated AHU valve setting |  |  |  |  | Energy sensor | S7 |  |  |  | MC070 | LEC 1 & 2 |  |  | 0 | 0
MC070-B03 | MC070-B03/V1 | [5 empty] | Energy sensor | V1 |  |  |  | MC070 | LEC 1 & 2 |  |  | 0 | 0
MC070-B03 | MC070-B03/Y1 | Room temperature |  |  | Degrees Celsius |  | Energy sensor | Y1 |  |  |  | MC070 | LEC 1 & 2 |  |  | 0 | 0
MC070-B03 | MC070-B03/Y2 | Pressure |  |  |  |  | Energy sensor | Y2 |  |  |  | MC070 | LEC 1 & 2 |  |  | 0 | 0
MC070-B03 | MC070-B03/Y3 | Pressure I 1000Pa |  |  |  |  | Energy sensor | Y3 |  |  |  | MC070 | LEC 1 & 2 |  |  | 0 | 0
MC070-B03 | MC070-B03/Y4 | Pressure I 2500Pa |  |  |  |  | Energy sensor | Y4 |  |  |  | MC070 | LEC 1 & 2 |  |  | 0 | 0
MC070-B03 | MC070-B03/Y5 | PRT I -10+40 |  |  |  |  | Energy sensor | Y5 |  |  |  | MC070 | LEC 1 & 2 |  |  | 0 | 0
MC070-B03 | MC070-B03/Y6 | Window ORide |  |  |  |  | Energy sensor | Y6 |  |  |  | MC070 | LEC 1 & 2 |  |  | 0 | 0
MC070-B03 | MC070-B03/Z1 | Ventilation Schedule |  |  |  |  | Energy sensor | Z1 |  |  |  | MC070 | LEC 1 & 2 |  |  | 0 | 0
MC070-B03 | MC070-B03/Z2 | Toilet Extract |  |  |  |  | Energy sensor | Z2 |  |  |  | MC070 | LEC 1 & 2 |  |  | 0 | 0
MC070-B03 | MC070-B03/Z3 | Door Curtain Schedule |  |  |  |  | Energy sensor | Z3 |  |  |  | MC070 | LEC 1 & 2 |  |  | 0 | 0
MC070-B03 | MC070-B03/Z4 | Window Vent Schedule |  |  |  |  | Energy sensor | Z4 |  |  |  | MC070 | LEC 1 & 2 |  |  | 0 | 0
MC202-B16 | MC202-B16/~1 | [5 empty] | Energy sensor | ~1 |  |  |  | MC202 | Charles Carter Building |  |  | 0 | 0
MC202-B16 | MC202-B16/~10 | [5 empty] | Energy sensor | ~10 |  |  |  | MC202 | Charles Carter Building |  |  | 0 | 0
MC202-B16 | MC202-B16/~11 | [5 empty] | Energy sensor | ~11 |  |  |  | MC202 | Charles Carter Building |  |  | 0 | 0
MC202-B16 | MC202-B16/~12 | [5 empty] | Energy sensor | ~12 |  |  |  | MC202 | Charles Carter Building |  |  | 0 | 0
MC202-B16 | MC202-B16/~13 | [5 empty] | Energy sensor | ~13 |  |  |  | MC202 | Charles Carter Building |  |  | 0 | 0
MC202-B16 | MC202-B16/~14 | [5 empty] | Energy sensor | ~14 |  |  |  | MC202 | Charles Carter Building |  |  | 0 | 0
MC202-B16 | MC202-B16/~15 | [5 empty] | Energy sensor | ~15 |  |  |  | MC202 | Charles Carter Building |  |  | 0 | 0
MC202-B16 | MC202-B16/~16 | [5 empty] | Energy sensor | ~16 |  |  |  | MC202 | Charles Carter Building |  |  | 0 | 0
MC202-B16 | MC202-B16/~17 | [5 empty] | Energy sensor | ~17 |  |  |  | MC202 | Charles Carter Building |  |  | 0 | 0
MC202-B16 | MC202-B16/~18 | [5 empty] | Energy sensor | ~18 |  |  |  | MC202 | Charles Carter Building |  |  | 0 | 0
MC202-B16 | MC202-B16/~19 | [5 empty] | Energy sensor | ~19 |  |  |  | MC202 | Charles Carter Building |  |  | 0 | 0
MC202-B16 | MC202-B16/~2 | [5 empty] | Energy sensor | ~2 |  |  |  | MC202 | Charles Carter Building |  |  | 0 | 0
MC202-B16 | MC202-B16/~20 | [5 empty] | Energy sensor | ~20 |  |  |  | MC202 | Charles Carter Building |  |  | 0 | 0
MC202-B16 | MC202-B16/~21 | [5 empty] | Energy sensor | ~21 |  |  |  | MC202 | Charles Carter Building |  |  | 0 | 0
MC202-B16 | MC202-B16/~22 | [5 empty] | Energy sensor | ~22 |  |  |  | MC202 | Charles Carter Building |  |  | 0 | 0
MC202-B16 | MC202-B16/~23 | [5 empty] | Energy sensor | ~23 |  |  |  | MC202 | Charles Carter Building |  |  | 0 | 0
MC202-B16 | MC202-B16/~24 | [5 empty] | Energy sensor | ~24 |  |  |  | MC202 | Charles Carter Building |  |  | 0 | 0
MC202-B16 | MC202-B16/~25 | [5 empty] | Energy sensor | ~25 |  |  |  | MC202 | Charles Carter Building |  |  | 0 | 0
MC202-B16 | MC202-B16/~26 | [5 empty] | Energy sensor | ~26 |  |  |  | MC202 | Charles Carter Building |  |  | 0 | 0
MC202-B16 | MC202-B16/~27 | [5 empty] | Energy sensor | ~27 |  |  |  | MC202 | Charles Carter Building |  |  | 0 | 0
MC202-B16 | MC202-B16/~28 | [5 empty] | Energy sensor | ~28 |  |  |  | MC202 | Charles Carter Building |  |  | 0 | 0
MC202-B16 | MC202-B16/~29 | [5 empty] | Energy sensor | ~29 |  |  |  | MC202 | Charles Carter Building |  |  | 0 | 0
MC202-B16 | MC202-B16/~3 | [5 empty] | Energy sensor | ~3 |  |  |  | MC202 | Charles Carter Building |  |  | 0 | 0
MC202-B16 | MC202-B16/~30 | [5 empty] | Energy sensor | ~30 |  |  |  | MC202 | Charles Carter Building |  |  | 0 | 0
MC202-B16 | MC202-B16/~31 | [5 empty] | Energy sensor | ~31 |  |  |  | MC202 | Charles Carter Building |  |  | 0 | 0
MC202-B16 | MC202-B16/~32 | [5 empty] | Energy sensor | ~32 |  |  |  | MC202 | Charles Carter Building |  |  | 0 | 0
MC202-B16 | MC202-B16/~33 | [5 empty] | Energy sensor | ~33 |  |  |  | MC202 | Charles Carter Building |  |  | 0 | 0
MC202-B16 | MC202-B16/~34 | [5 empty] | Energy sensor | ~34 |  |  |  | MC202 | Charles Carter Building |  |  | 0 | 0
MC202-B16 | MC202-B16/~35 | [5 empty] | Energy sensor | ~35 |  |  |  | MC202 | Charles Carter Building |  |  | 0 | 0
MC202-B16 | MC202-B16/~36 | [5 empty] | Energy sensor | ~36 |  |  |  | MC202 | Charles Carter Building |  |  | 0 | 0
MC202-B16 | MC202-B16/~37 | [5 empty] | Energy sensor | ~37 |  |  |  | MC202 | Charles Carter Building |  |  | 0 | 0
MC202-B16 | MC202-B16/~38 | [5 empty] | Energy sensor | ~38 |  |  |  | MC202 | Charles Carter Building |  |  | 0 | 0
MC202-B16 | MC202-B16/~39 | [5 empty] | Energy sensor | ~39 |  |  |  | MC202 | Charles Carter Building |  |  | 0 | 0
MC202-B16 | MC202-B16/~4 | [5 empty] | Energy sensor | ~4 |  |  |  | MC202 | Charles Carter Building |  |  | 0 | 0
MC202-B16 | MC202-B16/~40 | [5 empty] | Energy sensor | ~40 |  |  |  | MC202 | Charles Carter Building |  |  | 0 | 0
MC202-B16 | MC202-B16/~41 | [5 empty] | Energy sensor | ~41 |  |  |  | MC202 | Charles Carter Building |  |  | 0 | 0
MC202-B16 | MC202-B16/~42 | [5 empty] | Energy sensor | ~42 |  |  |  | MC202 | Charles Carter Building |  |  | 0 | 0
MC202-B16 | MC202-B16/~43 | [5 empty] | Energy sensor | ~43 |  |  |  | MC202 | Charles Carter Building |  |  | 0 | 0
MC202-B16 | MC202-B16/~44 | [5 empty] | Energy sensor | ~44 |  |  |  | MC202 | Charles Carter Building |  |  | 0 | 0
MC202-B16 | MC202-B16/~45 | [5 empty] | Energy sensor | ~45 |  |  |  | MC202 | Charles Carter Building |  |  | 0 | 0
MC202-B16 | MC202-B16/~46 | Adjustments (knobs) |  |  |  |  | Energy sensor | ~46 |  |  |  | MC202 | Charles Carter Building |  |  | 0 | 0
MC202-B16 | MC202-B16/~47 | Adjustments (switches) |  |  |  |  | Energy sensor | ~47 |  |  |  | MC202 | Charles Carter Building |  |  | 0 | 0
MC202-B16 | MC202-B16/~48 | [5 empty] | Energy sensor | ~48 |  |  |  | MC202 | Charles Carter Building |  |  | 0 | 0
MC202-B16 | MC202-B16/~49 | [5 empty] | Energy sensor | ~49 |  |  |  | MC202 | Charles Carter Building |  |  | 0 | 0
MC202-B16 | MC202-B16/~5 | [5 empty] | Energy sensor | ~5 |  |  |  | MC202 | Charles Carter Building |  |  | 0 | 0
MC202-B16 | MC202-B16/~50 | [5 empty] | Energy sensor | ~50 |  |  |  | MC202 | Charles Carter Building |  |  | 0 | 0
MC202-B16 | MC202-B16/~51 | [5 empty] | Energy sensor | ~51 |  |  |  | MC202 | Charles Carter Building |  |  | 0 | 0
MC202-B16 | MC202-B16/~52 | [5 empty] | Energy sensor | ~52 |  |  |  | MC202 | Charles Carter Building |  |  | 0 | 0
MC202-B16 | MC202-B16/~53 | Adjustments (night cool knobs) |  |  |  |  | Energy sensor | ~53 |  |  |  | MC202 | Charles Carter Building |  |  | 0 | 0
MC202-B16 | MC202-B16/~54 | [5 empty] | Energy sensor | ~54 |  |  |  | MC202 | Charles Carter Building |  |  | 0 | 0
MC202-B16 | MC202-B16/~55 | Adjustments |  |  |  |  | Energy sensor | ~55 |  |  |  | MC202 | Charles Carter Building |  |  | 0 | 0
MC202-B16 | MC202-B16/~56 | Knobs |  |  |  |  | Energy sensor | ~56 |  |  |  | MC202 | Charles Carter Building |  |  | 0 | 0
MC202-B16 | MC202-B16/~57 | Switches |  |  |  |  | Energy sensor | ~57 |  |  |  | MC202 | Charles Carter Building |  |  | 0 | 0
MC202-B16 | MC202-B16/~58 | [5 empty] | Energy sensor | ~58 |  |  |  | MC202 | Charles Carter Building |  |  | 0 | 0
MC202-B16 | MC202-B16/~59 | [5 empty] | Energy sensor | ~59 |  |  |  | MC202 | Charles Carter Building |  |  | 0 | 0
MC202-B16 | MC202-B16/~6 | [5 empty] | Energy sensor | ~6 |  |  |  | MC202 | Charles Carter Building |  |  | 0 | 0
MC202-B16 | MC202-B16/~60 | [5 empty] | Energy sensor | ~60 |  |  |  | MC202 | Charles Carter Building |  |  | 0 | 0
MC202-B16 | MC202-B16/~7 | [5 empty] | Energy sensor | ~7 |  |  |  | MC202 | Charles Carter Building |  |  | 0 | 0
MC202-B16 | MC202-B16/~8 | [5 empty] | Energy sensor | ~8 |  |  |  | MC202 | Charles Carter Building |  |  | 0 | 0
MC202-B16 | MC202-B16/~9 | [5 empty] | Energy sensor | ~9 |  |  |  | MC202 | Charles Carter Building |  |  | 0 | 0
MC202-B16 | MC202-B16/A14 | Outside air temperature |  |  | Degrees Celsius |  | Energy sensor | A14 |  |  |  | MC202 | Charles Carter Building |  |  | 0 | 0
MC202-B16 | MC202-B16/B1 | Frost from MCP |  |  |  |  | Energy sensor | B1 |  |  |  | MC202 | Charles Carter Building |  |  | 0 | 0
MC202-B16 | MC202-B16/B2 | Remote signals |  |  |  |  | Energy sensor | B2 |  |  |  | MC202 | Charles Carter Building |  |  | 0 | 0
MC202-B16 | MC202-B16/C1 | Virtual CNC 1 |  |  |  |  | Energy sensor | C1 |  |  |  | MC202 | Charles Carter Building |  |  | 0 | 0
MC202-B16 | MC202-B16/D1 | Unit enable and fresh air damper |  |  |  |  | Energy sensor | D1 |  |  |  | MC202 | Charles Carter Building | D5,D6,D7,D8,D9,D10,D11 |  | 0 | 0
MC202-B16 | MC202-B16/D2 | Bypass damper |  |  | 0 = Closed , 1 = Open |  | Energy sensor | D2 |  |  |  | MC202 | Charles Carter Building | D5,D6,D7,D8,D9,D10,D11 |  | 0 | 0
MC202-B16 | MC202-B16/D4 | Heating valve |  |  |  |  | Energy sensor | D4 |  |  |  | MC202 | Charles Carter Building | D5,D6,D7,D8,D9,D10,D11 |  | 0 | 0
MC202-B16 | MC202-B16/D5 | Supply fan speed |  |  | RPM |  | Energy sensor | D5 |  |  |  | MC202 | Charles Carter Building | D5,D6,D7,D8,D9,D10,D11 |  | 0 | 0
MC202-B16 | MC202-B16/D6 | Extract fan speed |  |  | RPM |  | Energy sensor | D6 |  |  |  | MC202 | Charles Carter Building | D5,D6,D7,D8,D9,D10,D11 |  | 0 | 0
MC202-B16 | MC202-B16/e1 | 963 Supervisor |  |  |  |  | Energy sensor | e1 |  |  |  | MC202 | Charles Carter Building |  |  | 0 | 0
MC202-B16 | MC202-B16/F1 | Function 1 |  |  |  |  | Energy sensor | F1 |  |  |  | MC202 | Charles Carter Building |  |  | 0 | 0
MC202-B16 | MC202-B16/F10 | Function 10 |  |  |  |  | Energy sensor | F10 |  |  |  | MC202 | Charles Carter Building |  |  | 0 | 0
MC202-B16 | MC202-B16/F11 | Function 11 |  |  |  |  | Energy sensor | F11 |  |  |  | MC202 | Charles Carter Building |  |  | 0 | 0
MC202-B16 | MC202-B16/F12 | Function 12 |  |  |  |  | Energy sensor | F12 |  |  |  | MC202 | Charles Carter Building |  |  | 0 | 0
MC202-B16 | MC202-B16/F13 | Function 13 |  |  |  |  | Energy sensor | F13 |  |  |  | MC202 | Charles Carter Building |  |  | 0 | 0
MC202-B16 | MC202-B16/F14 | Auto boost setpoint exceeded |  |  |  |  | Energy sensor | F14 |  |  |  | MC202 | Charles Carter Building |  |  | 0 | 0
MC202-B16 | MC202-B16/F15 | Function 15 |  |  |  |  | Energy sensor | F15 |  |  |  | MC202 | Charles Carter Building |  |  | 0 | 0
MC202-B16 | MC202-B16/F16 | Function 16 |  |  |  |  | Energy sensor | F16 |  |  |  | MC202 | Charles Carter Building |  |  | 0 | 0
MC202-B16 | MC202-B16/F17 | Function 17 |  |  |  |  | Energy sensor | F17 |  |  |  | MC202 | Charles Carter Building |  |  | 0 | 0
MC202-B16 | MC202-B16/F18 | Function 18 |  |  |  |  | Energy sensor | F18 |  |  |  | MC202 | Charles Carter Building |  |  | 0 | 0
MC202-B16 | MC202-B16/F19 | Supply fan speed |  |  | RPM |  | Energy sensor | F19 |  |  |  | MC202 | Charles Carter Building |  |  | 0 | 0
MC202-B16 | MC202-B16/F2 | Function 2 |  |  |  |  | Energy sensor | F2 |  |  |  | MC202 | Charles Carter Building |  |  | 0 | 0
MC202-B16 | MC202-B16/F20 | Function 20 |  |  |  |  | Energy sensor | F20 |  |  |  | MC202 | Charles Carter Building |  |  | 0 | 0
MC202-B16 | MC202-B16/F21 | Function 21 |  |  |  |  | Energy sensor | F21 |  |  |  | MC202 | Charles Carter Building |  |  | 0 | 0
MC202-B16 | MC202-B16/F22 | Function 22 |  |  |  |  | Energy sensor | F22 |  |  |  | MC202 | Charles Carter Building |  |  | 0 | 0
MC202-B16 | MC202-B16/F23 | Function 23 |  |  |  |  | Energy sensor | F23 |  |  |  | MC202 | Charles Carter Building |  |  | 0 | 0
MC202-B16 | MC202-B16/F24 | Function 24 |  |  |  |  | Energy sensor | F24 |  |  |  | MC202 | Charles Carter Building |  |  | 0 | 0
MC202-B16 | MC202-B16/F25 | Function 25 |  |  |  |  | Energy sensor | F25 |  |  |  | MC202 | Charles Carter Building |  |  | 0 | 0
MC202-B16 | MC202-B16/F26 | Function 26 |  |  |  |  | Energy sensor | F26 |  |  |  | MC202 | Charles Carter Building |  |  | 0 | 0
MC202-B16 | MC202-B16/F27 | Function 27 |  |  |  |  | Energy sensor | F27 |  |  |  | MC202 | Charles Carter Building |  |  | 0 | 0
MC202-B16 | MC202-B16/F28 | Function 28 |  |  |  |  | Energy sensor | F28 |  |  |  | MC202 | Charles Carter Building |  |  | 0 | 0
MC202-B16 | MC202-B16/F29 | Full Fresh Air [Clg] |  |  |  |  | Energy sensor | F29 |  |  |  | MC202 | Charles Carter Building |  |  | 0 | 0
MC202-B16 | MC202-B16/F3 | Function 3 |  |  |  |  | Energy sensor | F3 |  |  |  | MC202 | Charles Carter Building |  |  | 0 | 0
MC202-B16 | MC202-B16/F30 | Function 30 |  |  |  |  | Energy sensor | F30 |  |  |  | MC202 | Charles Carter Building |  |  | 0 | 0
MC202-B16 | MC202-B16/F31 | Function 31 |  |  |  |  | Energy sensor | F31 |  |  |  | MC202 | Charles Carter Building |  |  | 0 | 0
MC202-B16 | MC202-B16/F32 | Function 32 |  |  |  |  | Energy sensor | F32 |  |  |  | MC202 | Charles Carter Building |  |  | 0 | 0
MC202-B16 | MC202-B16/F33 | Function 33 |  |  |  |  | Energy sensor | F33 |  |  |  | MC202 | Charles Carter Building |  |  | 0 | 0
MC202-B16 | MC202-B16/F34 | Function 34 |  |  |  |  | Energy sensor | F34 |  |  |  | MC202 | Charles Carter Building |  |  | 0 | 0
MC202-B16 | MC202-B16/F35 | Function 35 |  |  |  |  | Energy sensor | F35 |  |  |  | MC202 | Charles Carter Building |  |  | 0 | 0
MC202-B16 | MC202-B16/F36 | Function 36 |  |  |  |  | Energy sensor | F36 |  |  |  | MC202 | Charles Carter Building |  |  | 0 | 0
MC202-B16 | MC202-B16/F37 | Function 37 |  |  |  |  | Energy sensor | F37 |  |  |  | MC202 | Charles Carter Building |  |  | 0 | 0
MC202-B16 | MC202-B16/F38 | Function 38 |  |  |  |  | Energy sensor | F38 |  |  |  | MC202 | Charles Carter Building |  |  | 0 | 0
MC202-B16 | MC202-B16/F39 | Extract fan speed |  |  | RPM |  | Energy sensor | F39 |  |  |  | MC202 | Charles Carter Building |  |  | 0 | 0
MC202-B16 | MC202-B16/F4 | Function 4 |  |  |  |  | Energy sensor | F4 |  |  |  | MC202 | Charles Carter Building |  |  | 0 | 0
MC202-B16 | MC202-B16/F40 | Function 40 |  |  |  |  | Energy sensor | F40 |  |  |  | MC202 | Charles Carter Building |  |  | 0 | 0
MC202-B16 | MC202-B16/F41 | Function 41 |  |  |  |  | Energy sensor | F41 |  |  |  | MC202 | Charles Carter Building |  |  | 0 | 0
MC202-B16 | MC202-B16/F42 | Function 42 |  |  |  |  | Energy sensor | F42 |  |  |  | MC202 | Charles Carter Building |  |  | 0 | 0
MC202-B16 | MC202-B16/F43 | Function 43 |  |  |  |  | Energy sensor | F43 |  |  |  | MC202 | Charles Carter Building |  |  | 0 | 0
MC202-B16 | MC202-B16/F44 | Function 44 |  |  |  |  | Energy sensor | F44 |  |  |  | MC202 | Charles Carter Building |  |  | 0 | 0
MC202-B16 | MC202-B16/F45 | Function 45 |  |  |  |  | Energy sensor | F45 |  |  |  | MC202 | Charles Carter Building |  |  | 0 | 0
MC202-B16 | MC202-B16/F47 | Function 47 |  |  |  |  | Energy sensor | F47 |  |  |  | MC202 | Charles Carter Building |  |  | 0 | 0
MC202-B16 | MC202-B16/F48 | Function 48 |  |  |  |  | Energy sensor | F48 |  |  |  | MC202 | Charles Carter Building |  |  | 0 | 0
MC202-B16 | MC202-B16/F6 | Function 6 |  |  |  |  | Energy sensor | F6 |  |  |  | MC202 | Charles Carter Building |  |  | 0 | 0
MC202-B16 | MC202-B16/F7 | Function 7 |  |  |  |  | Energy sensor | F7 |  |  |  | MC202 | Charles Carter Building |  |  | 0 | 0
MC202-B16 | MC202-B16/F8 | Fan speed (heating) |  |  |  |  | Energy sensor | F8 |  |  |  | MC202 | Charles Carter Building |  |  | 0 | 0
MC202-B16 | MC202-B16/F9 | Function 9 |  |  |  |  | Energy sensor | F9 |  |  |  | MC202 | Charles Carter Building |  |  | 0 | 0
MC202-B16 | MC202-B16/G1 | Logic 1 |  |  |  |  | Energy sensor | G1 |  |  |  | MC202 | Charles Carter Building |  |  | 0 | 0
MC202-B16 | MC202-B16/G10 | Logic 10 |  |  |  |  | Energy sensor | G10 |  |  |  | MC202 | Charles Carter Building |  |  | 0 | 0
MC202-B16 | MC202-B16/G11 | Logic 11 |  |  |  |  | Energy sensor | G11 |  |  |  | MC202 | Charles Carter Building |  |  | 0 | 0
MC202-B16 | MC202-B16/G12 | Logic 12 |  |  |  |  | Energy sensor | G12 |  |  |  | MC202 | Charles Carter Building |  |  | 0 | 0
MC202-B16 | MC202-B16/G13 | Logic 13 |  |  |  |  | Energy sensor | G13 |  |  |  | MC202 | Charles Carter Building |  |  | 0 | 0
MC202-B16 | MC202-B16/G14 | Boost mode |  |  |  |  | Energy sensor | G14 |  |  |  | MC202 | Charles Carter Building |  |  | 0 | 0
MC202-B16 | MC202-B16/G15 | Logic 15 |  |  |  |  | Energy sensor | G15 |  |  |  | MC202 | Charles Carter Building |  |  | 0 | 0
MC202-B16 | MC202-B16/G16 | Logic 16 |  |  |  |  | Energy sensor | G16 |  |  |  | MC202 | Charles Carter Building |  |  | 0 | 0
MC202-B16 | MC202-B16/G17 | Occ Htg SP Achieved [Full FA] |  |  |  |  | Energy sensor | G17 |  |  |  | MC202 | Charles Carter Building |  |  | 0 | 0
MC202-B16 | MC202-B16/G18 | Logic 18 |  |  |  |  | Energy sensor | G18 |  |  |  | MC202 | Charles Carter Building |  |  | 0 | 0
MC202-B16 | MC202-B16/G19 | Logic 19 |  |  |  |  | Energy sensor | G19 |  |  |  | MC202 | Charles Carter Building |  |  | 0 | 0
MC202-B16 | MC202-B16/G2 | Logic 2 |  |  |  |  | Energy sensor | G2 |  |  |  | MC202 | Charles Carter Building |  |  | 0 | 0
MC202-B16 | MC202-B16/G20 | Logic 20 |  |  |  |  | Energy sensor | G20 |  |  |  | MC202 | Charles Carter Building |  |  | 0 | 0
MC202-B16 | MC202-B16/G21 | Logic 21 |  |  |  |  | Energy sensor | G21 |  |  |  | MC202 | Charles Carter Building |  |  | 0 | 0
MC202-B16 | MC202-B16/G22 | Logic 22 |  |  |  |  | Energy sensor | G22 |  |  |  | MC202 | Charles Carter Building |  |  | 0 | 0
MC202-B16 | MC202-B16/G23 | Logic 23 |  |  |  |  | Energy sensor | G23 |  |  |  | MC202 | Charles Carter Building |  |  | 0 | 0
MC202-B16 | MC202-B16/G24 | Bypass damper control |  |  | 0 = Closed , 1 = Open |  | Energy sensor | G24 |  |  |  | MC202 | Charles Carter Building |  |  | 0 | 0
MC202-B16 | MC202-B16/G25 | Logic 25 |  |  |  |  | Energy sensor | G25 |  |  |  | MC202 | Charles Carter Building |  |  | 0 | 0
MC202-B16 | MC202-B16/G26 | Supply fan max speed |  |  | RPM |  | Energy sensor | G26 |  |  |  | MC202 | Charles Carter Building |  |  | 0 | 0
MC202-B16 | MC202-B16/G27 | Logic 27 |  |  |  |  | Energy sensor | G27 |  |  |  | MC202 | Charles Carter Building |  |  | 0 | 0
MC202-B16 | MC202-B16/G28 | Logic 28 |  |  |  |  | Energy sensor | G28 |  |  |  | MC202 | Charles Carter Building |  |  | 0 | 0
MC202-B16 | MC202-B16/G29 | Logic 29 |  |  |  |  | Energy sensor | G29 |  |  |  | MC202 | Charles Carter Building |  |  | 0 | 0
MC202-B16 | MC202-B16/G3 | Logic 3 |  |  |  |  | Energy sensor | G3 |  |  |  | MC202 | Charles Carter Building |  |  | 0 | 0
MC202-B16 | MC202-B16/G30 | Logic 30 |  |  |  |  | Energy sensor | G30 |  |  |  | MC202 | Charles Carter Building |  |  | 0 | 0
MC202-B16 | MC202-B16/G31 | Logic 31 |  |  |  |  | Energy sensor | G31 |  |  |  | MC202 | Charles Carter Building |  |  | 0 | 0
MC202-B16 | MC202-B16/G32 | Logic 32 |  |  |  |  | Energy sensor | G32 |  |  |  | MC202 | Charles Carter Building |  |  | 0 | 0
MC202-B16 | MC202-B16/G33 | Logic 33 |  |  |  |  | Energy sensor | G33 |  |  |  | MC202 | Charles Carter Building |  |  | 0 | 0
MC202-B16 | MC202-B16/G34 | Logic 34 |  |  |  |  | Energy sensor | G34 |  |  |  | MC202 | Charles Carter Building |  |  | 0 | 0
MC202-B16 | MC202-B16/G35 | Remote night cooling available |  |  | 0 = No, 1 = Yes |  | Energy sensor | G35 |  |  |  | MC202 | Charles Carter Building |  |  | 0 | 0
MC202-B16 | MC202-B16/G36 | Logic 36 |  |  |  |  | Energy sensor | G36 |  |  |  | MC202 | Charles Carter Building |  |  | 0 | 0
MC202-B16 | MC202-B16/G37 | Logic 37 |  |  |  |  | Energy sensor | G37 |  |  |  | MC202 | Charles Carter Building |  |  | 0 | 0
MC202-B16 | MC202-B16/G38 | Logic 38 |  |  |  |  | Energy sensor | G38 |  |  |  | MC202 | Charles Carter Building |  |  | 0 | 0
MC202-B16 | MC202-B16/G4 | Logic 4 |  |  |  |  | Energy sensor | G4 |  |  |  | MC202 | Charles Carter Building |  |  | 0 | 0
MC202-B16 | MC202-B16/G5 | Timeclock enable |  |  | 0 = No, 1 = Yes |  | Energy sensor | G5 |  |  |  | MC202 | Charles Carter Building |  |  | 0 | 0
MC202-B16 | MC202-B16/G6 | Class vent required |  |  | 0 = No, 1 = Yes |  | Energy sensor | G6 |  |  |  | MC202 | Charles Carter Building |  |  | 0 | 0
MC202-B16 | MC202-B16/G7 | Logic 7 |  |  |  |  | Energy sensor | G7 |  |  |  | MC202 | Charles Carter Building |  |  | 0 | 0
MC202-B16 | MC202-B16/G8 | Logic 8 |  |  |  |  | Energy sensor | G8 |  |  |  | MC202 | Charles Carter Building |  |  | 0 | 0
MC202-B16 | MC202-B16/G9 | Class vent enable |  |  | 0 = No, 1 = Yes |  | Energy sensor | G9 |  |  |  | MC202 | Charles Carter Building |  |  | 0 | 0
MC202-B16 | MC202-B16/I1 | Forced Cooling Required |  |  |  |  | Energy sensor | I1 |  |  |  | MC202 | Charles Carter Building | D5,D6,D7,D8,D9,D10,D11 |  | 0 | 0
MC202-B16 | MC202-B16/I11 | Filter dirty |  |  | 0 = No, 1 = Yes |  | Energy sensor | I11 |  |  |  | MC202 | Charles Carter Building | D5,D6,D7,D8,D9,D10,D11 |  | 0 | 0
MC202-B16 | MC202-B16/I12 | Supply fan inverter status |  |  |  |  | Energy sensor | I12 |  |  |  | MC202 | Charles Carter Building | D5,D6,D7,D8,D9,D10,D11 |  | 0 | 0
MC202-B16 | MC202-B16/I13 | Extract fan inverter status |  |  |  |  | Energy sensor | I13 |  |  |  | MC202 | Charles Carter Building | D5,D6,D7,D8,D9,D10,D11 |  | 0 | 0
MC202-B16 | MC202-B16/I14 | Condensate pump alarm |  |  | 0 = No, 1 = Yes |  | Energy sensor | I14 |  |  |  | MC202 | Charles Carter Building | D5,D6,D7,D8,D9,D10,D11 |  | 0 | 0
MC202-B16 | MC202-B16/I15 | Unit occupancy |  |  |  |  | Energy sensor | I15 |  |  |  | MC202 | Charles Carter Building | D5,D6,D7,D8,D9,D10,D11 |  | 0 | 0
MC202-B16 | MC202-B16/I16 | Room frost protection |  |  |  |  | Energy sensor | I16 |  |  |  | MC202 | Charles Carter Building | D5,D6,D7,D8,D9,D10,D11 |  | 0 | 0
MC202-B16 | MC202-B16/I17 | Staff boost mode |  |  | 0 = Off, 1 = On |  | Energy sensor | I17 |  |  |  | MC202 | Charles Carter Building | D5,D6,D7,D8,D9,D10,D11 |  | 0 | 0
MC202-B16 | MC202-B16/I18 | Auto boost mode |  |  | 0 = Off, 1 = On |  | Energy sensor | I18 |  |  |  | MC202 | Charles Carter Building | D5,D6,D7,D8,D9,D10,D11 |  | 0 | 0
MC202-B16 | MC202-B16/I19 | Night cooling |  |  | 0 = Off, 1 = On |  | Energy sensor | I19 |  |  |  | MC202 | Charles Carter Building | D5,D6,D7,D8,D9,D10,D11 |  | 0 | 0
MC202-B16 | MC202-B16/I20 | Full fresh air |  |  | 0 = Off, 1 = On |  | Energy sensor | I20 |  |  |  | MC202 | Charles Carter Building | D5,D6,D7,D8,D9,D10,D11 |  | 0 | 0
MC202-B16 | MC202-B16/I21 | Open bypass damper |  |  | 0 = Closed , 1 = Open |  | Energy sensor | I21 |  |  |  | MC202 | Charles Carter Building | D5,D6,D7,D8,D9,D10,D11 |  | 0 | 0
MC202-B16 | MC202-B16/I22 | Unit freeze protection |  |  |  |  | Energy sensor | I22 |  |  |  | MC202 | Charles Carter Building | D5,D6,D7,D8,D9,D10,D11 |  | 0 | 0
MC202-B16 | MC202-B16/I23 | Supply fan fault |  |  | 0 = No, 1 = Yes |  | Energy sensor | I23 |  |  |  | MC202 | Charles Carter Building | D5,D6,D7,D8,D9,D10,D11 |  | 0 | 0
MC202-B16 | MC202-B16/I24 | Extract fan fault |  |  | 0 = No, 1 = Yes |  | Energy sensor | I24 |  |  |  | MC202 | Charles Carter Building | D5,D6,D7,D8,D9,D10,D11 |  | 0 | 0
MC202-B16 | MC202-B16/I25 | Class vent enable |  |  | 0 = Off, 1 = On |  | Energy sensor | I25 |  |  |  | MC202 | Charles Carter Building | D5,D6,D7,D8,D9,D10,D11 |  | 0 | 0
MC202-B16 | MC202-B16/I30 | Common fault signal |  |  | 0 = No fault, 1 = Fault |  | Energy sensor | I30 |  |  |  | MC202 | Charles Carter Building | D5,D6,D7,D8,D9,D10,D11 |  | 0 | 0
MC202-B16 | MC202-B16/I5 | On-Off selector |  |  | 0 = Off, 1 = On |  | Energy sensor | I5 |  |  |  | MC202 | Charles Carter Building | D5,D6,D7,D8,D9,D10,D11 |  | 0 | 0
MC202-B16 | MC202-B16/I6 | Frost thermostat trip |  |  |  |  | Energy sensor | I6 |  |  |  | MC202 | Charles Carter Building | D5,D6,D7,D8,D9,D10,D11 |  | 0 | 0
MC202-B16 | MC202-B16/K1 | Spare |  |  |  |  | Energy sensor | K1 |  |  |  | MC202 | Charles Carter Building | D5,D6,D7,D8,D9,D10,D11 |  | 0 | 0
MC202-B16 | MC202-B16/K10 | Extract fan min speed |  |  | RPM |  | Energy sensor | K10 |  |  |  | MC202 | Charles Carter Building | D5,D6,D7,D8,D9,D10,D11 |  | 0 | 0
MC202-B16 | MC202-B16/K11 | Extract fan max speed |  |  | RPM |  | Energy sensor | K11 |  |  |  | MC202 | Charles Carter Building | D5,D6,D7,D8,D9,D10,D11 |  | 0 | 0
MC202-B16 | MC202-B16/K12 | Spare |  |  |  |  | Energy sensor | K12 |  |  |  | MC202 | Charles Carter Building | D5,D6,D7,D8,D9,D10,D11 |  | 0 | 0
MC202-B16 | MC202-B16/K14 | Occupancy CO2 level |  |  | Parts per million |  | Energy sensor | K14 |  |  |  | MC202 | Charles Carter Building | D5,D6,D7,D8,D9,D10,D11 |  | 0 | 0
MC202-B16 | MC202-B16/K15 | Outside air night cooling level |  |  | Degrees Celsius |  | Energy sensor | K15 |  |  |  | MC202 | Charles Carter Building | D5,D6,D7,D8,D9,D10,D11 |  | 0 | 0
MC202-B16 | MC202-B16/K16 | Supply air high limit |  |  |  |  | Energy sensor | K16 |  |  |  | MC202 | Charles Carter Building | D5,D6,D7,D8,D9,D10,D11 |  | 0 | 0
MC202-B16 | MC202-B16/K17 | Supply fan minimum speed |  |  | RPM |  | Energy sensor | K17 |  |  |  | MC202 | Charles Carter Building | D5,D6,D7,D8,D9,D10,D11 |  | 0 | 0
MC202-B16 | MC202-B16/K18 | Supply fan max speed |  |  | RPM |  | Energy sensor | K18 |  |  |  | MC202 | Charles Carter Building | D5,D6,D7,D8,D9,D10,D11 |  | 0 | 0
MC202-B16 | MC202-B16/K19 | Supply fan startup speed |  |  | RPM |  | Energy sensor | K19 |  |  |  | MC202 | Charles Carter Building | D5,D6,D7,D8,D9,D10,D11 |  | 0 | 0
MC202-B16 | MC202-B16/K2 | Unit freeze protection |  |  |  |  | Energy sensor | K2 |  |  |  | MC202 | Charles Carter Building | D5,D6,D7,D8,D9,D10,D11 |  | 0 | 0
MC202-B16 | MC202-B16/K20 | Extract fan startup speed |  |  | RPM |  | Energy sensor | K20 |  |  |  | MC202 | Charles Carter Building | D5,D6,D7,D8,D9,D10,D11 |  | 0 | 0
MC202-B16 | MC202-B16/K21 | Night time cooling supply fan speed |  |  | RPM |  | Energy sensor | K21 |  |  |  | MC202 | Charles Carter Building | D5,D6,D7,D8,D9,D10,D11 |  | 0 | 0
MC202-B16 | MC202-B16/K22 | Night time cooling extract fan speed |  |  | RPM |  | Energy sensor | K22 |  |  |  | MC202 | Charles Carter Building | D5,D6,D7,D8,D9,D10,D11 |  | 0 | 0
MC202-B16 | MC202-B16/K23 | Night time cool temperature setpoint |  |  | Degrees Celsius |  | Energy sensor | K23 |  |  |  | MC202 | Charles Carter Building | D5,D6,D7,D8,D9,D10,D11 |  | 0 | 0
MC202-B16 | MC202-B16/K24 | Night cooling supply air low limit |  |  |  |  | Energy sensor | K24 |  |  |  | MC202 | Charles Carter Building | D5,D6,D7,D8,D9,D10,D11 |  | 0 | 0
MC202-B16 | MC202-B16/K3 | Room frost protection |  |  |  |  | Energy sensor | K3 |  |  |  | MC202 | Charles Carter Building | D5,D6,D7,D8,D9,D10,D11 |  | 0 | 0
MC202-B16 | MC202-B16/K4 | Spare |  |  |  |  | Energy sensor | K4 |  |  |  | MC202 | Charles Carter Building | D5,D6,D7,D8,D9,D10,D11 |  | 0 | 0
MC202-B16 | MC202-B16/K5 | Occupancy heating temperature setpoint |  |  | Degrees Celsius |  | Energy sensor | K5 |  |  |  | MC202 | Charles Carter Building | D5,D6,D7,D8,D9,D10,D11 |  | 0 | 0
MC202-B16 | MC202-B16/K6 | OccupancyClgTempSP |  |  | Degrees Celsius |  | Energy sensor | K6 |  |  |  | MC202 | Charles Carter Building | D5,D6,D7,D8,D9,D10,D11 |  | 0 | 0
MC202-B16 | MC202-B16/K7 | Free cooling temperature setpoint |  |  | Degrees Celsius |  | Energy sensor | K7 |  |  |  | MC202 | Charles Carter Building | D5,D6,D7,D8,D9,D10,D11 |  | 0 | 0
MC202-B16 | MC202-B16/K8 | Spare |  |  |  |  | Energy sensor | K8 |  |  |  | MC202 | Charles Carter Building | D5,D6,D7,D8,D9,D10,D11 |  | 0 | 0
MC202-B16 | MC202-B16/K9 | Supply air low limit |  |  |  |  | Energy sensor | K9 |  |  |  | MC202 | Charles Carter Building | D5,D6,D7,D8,D9,D10,D11 |  | 0 | 0
MC202-B16 | MC202-B16/L1 | Loop 1 |  |  |  |  | Energy sensor | L1 |  |  |  | MC202 | Charles Carter Building | D5,D6,D7,D8,D9,D10,D11 |  | 0 | 0
MC202-B16 | MC202-B16/L2 | Supply air low limit |  |  |  |  | Energy sensor | L2 |  |  |  | MC202 | Charles Carter Building | D5,D6,D7,D8,D9,D10,D11 |  | 0 | 0
MC202-B16 | MC202-B16/L3 | Fan Speed [CO2] |  |  |  |  | Energy sensor | L3 |  |  |  | MC202 | Charles Carter Building | D5,D6,D7,D8,D9,D10,D11 |  | 0 | 0
MC202-B16 | MC202-B16/L4 | Fan Speed [Clg] |  |  |  |  | Energy sensor | L4 |  |  |  | MC202 | Charles Carter Building | D5,D6,D7,D8,D9,D10,D11 |  | 0 | 0
MC202-B16 | MC202-B16/L5 | Loop 5 |  |  |  |  | Energy sensor | L5 |  |  |  | MC202 | Charles Carter Building | D5,D6,D7,D8,D9,D10,D11 |  | 0 | 0
MC202-B16 | MC202-B16/L6 | Loop 6 |  |  |  |  | Energy sensor | L6 |  |  |  | MC202 | Charles Carter Building | D5,D6,D7,D8,D9,D10,D11 |  | 0 | 0
MC202-B16 | MC202-B16/N1 | IC Comms 1 |  |  |  |  | Energy sensor | N1 |  |  |  | MC202 | Charles Carter Building |  |  | 0 | 0
MC202-B16 | MC202-B16/n1 | Waterside |  |  |  |  | Energy sensor | n1 |  |  |  | MC202 | Charles Carter Building |  |  | 0 | 0
MC202-B16 | MC202-B16/N2 | IC Comms 2 |  |  |  |  | Energy sensor | N2 |  |  |  | MC202 | Charles Carter Building |  |  | 0 | 0
MC202-B16 | MC202-B16/o1 | Alarm Route 1 |  |  |  |  | Energy sensor | o1 |  |  |  | MC202 | Charles Carter Building |  |  | 0 | 0
MC202-B16 | MC202-B16/P1 | Supply air temperature |  |  | Degrees Celsius |  | Energy sensor | P1 |  |  |  | MC202 | Charles Carter Building |  |  | 0 | 0
MC202-B16 | MC202-B16/P11 | Class vent heating demand |  |  |  |  | Energy sensor | P11 |  |  |  | MC202 | Charles Carter Building |  |  | 0 | 0
MC202-B16 | MC202-B16/P12 | Supply fan speed |  |  | RPM |  | Energy sensor | P12 |  |  |  | MC202 | Charles Carter Building |  |  | 0 | 0
MC202-B16 | MC202-B16/P13 | Extract fan speed |  |  | RPM |  | Energy sensor | P13 |  |  |  | MC202 | Charles Carter Building |  |  | 0 | 0
MC202-B16 | MC202-B16/P14 | Outside air temperature |  |  | Degrees Celsius |  | Energy sensor | P14 |  |  |  | MC202 | Charles Carter Building |  |  | 0 | 0
MC202-B16 | MC202-B16/P15 | Bypass damper |  |  | 0 = Closed , 1 = Open |  | Energy sensor | P15 |  |  |  | MC202 | Charles Carter Building |  |  | 0 | 0
MC202-B16 | MC202-B16/P2 | Return temperature |  |  | Degrees Celsius |  | Energy sensor | P2 |  |  |  | MC202 | Charles Carter Building |  |  | 0 | 0
MC202-B16 | MC202-B16/P3 | Extract CO2 level |  |  | Parts per million |  | Energy sensor | P3 |  |  |  | MC202 | Charles Carter Building |  |  | 0 | 0
MC202-B16 | MC202-B16/P4 | DIM Module |  |  |  |  | Energy sensor | P4 |  |  |  | MC202 | Charles Carter Building |  |  | 0 | 0
MC202-B16 | MC202-B16/P6 | Common fault signal |  |  | 0 = No fault, 1 = Fault |  | Energy sensor | P6 |  |  |  | MC202 | Charles Carter Building |  |  | 0 | 0
MC202-B16 | MC202-B16/P7 | Common fault signal |  |  | 0 = No fault, 1 = Fault |  | Energy sensor | P7 |  |  |  | MC202 | Charles Carter Building |  |  | 0 | 0
MC202-B16 | MC202-B16/Q1 | Sequence Table 1 |  |  |  |  | Energy sensor | Q1 |  |  |  | MC202 | Charles Carter Building |  |  | 0 | 0
MC202-B16 | MC202-B16/S1 | Supply air temperature |  |  | Degrees Celsius |  | Energy sensor | S1 |  |  |  | MC202 | Charles Carter Building | D5,D6,D7,D8,D9,D10,D11 |  | 0 | 0
MC202-B16 | MC202-B16/S11 | Class vent heating demand |  |  |  |  | Energy sensor | S11 |  |  |  | MC202 | Charles Carter Building | D5,D6,D7,D8,D9,D10,D11 |  | 0 | 0
MC202-B16 | MC202-B16/S12 | Supply fan speed |  |  | RPM |  | Energy sensor | S12 |  |  |  | MC202 | Charles Carter Building | D5,D6,D7,D8,D9,D10,D11 |  | 0 | 0
MC202-B16 | MC202-B16/S13 | Extract fan speed |  |  | RPM |  | Energy sensor | S13 |  |  |  | MC202 | Charles Carter Building | D5,D6,D7,D8,D9,D10,D11 |  | 0 | 0
MC202-B16 | MC202-B16/S14 | Outside air temperature |  |  | Degrees Celsius |  | Energy sensor | S14 |  |  |  | MC202 | Charles Carter Building | D5,D6,D7,D8,D9,D10,D11 |  | 0 | 0
MC202-B16 | MC202-B16/S15 | Bypass damper |  |  | 0 = Closed , 1 = Open |  | Energy sensor | S15 |  |  |  | MC202 | Charles Carter Building | D5,D6,D7,D8,D9,D10,D11 |  | 0 | 0
MC202-B16 | MC202-B16/S2 | Return temperature |  |  | Degrees Celsius |  | Energy sensor | S2 |  |  |  | MC202 | Charles Carter Building | D5,D6,D7,D8,D9,D10,D11 |  | 0 | 0
MC202-B16 | MC202-B16/S3 | Extract CO2 level |  |  | Parts per million |  | Energy sensor | S3 |  |  |  | MC202 | Charles Carter Building | D5,D6,D7,D8,D9,D10,D11 |  | 0 | 0
MC202-B16 | MC202-B16/S4 | DIM Module |  |  |  |  | Energy sensor | S4 |  |  |  | MC202 | Charles Carter Building | D5,D6,D7,D8,D9,D10,D11 |  | 0 | 0
MC202-B16 | MC202-B16/V1 | [5 empty] | Energy sensor | V1 |  |  |  | MC202 | Charles Carter Building |  |  | 0 | 0
MC202-B16 | MC202-B16/W2 | Commissioning mode |  |  | 0 = Off, 1 = On |  | Energy sensor | W2 |  |  |  | MC202 | Charles Carter Building | D5,D6,D7,D8,D9,D10,D11 |  | 0 | 0
MC202-B16 | MC202-B16/W3 | Enable boost mode |  |  | 0 = Off, 1 = On |  | Energy sensor | W3 |  |  |  | MC202 | Charles Carter Building | D5,D6,D7,D8,D9,D10,D11 |  | 0 | 0
MC202-B16 | MC202-B16/W4 | Freeze protection reset |  |  | 0 = Off, 1 = On |  | Energy sensor | W4 |  |  |  | MC202 | Charles Carter Building | D5,D6,D7,D8,D9,D10,D11 |  | 0 | 0
MC202-B16 | MC202-B16/W5 | Enable alarms |  |  | 0 = Off, 1 = On |  | Energy sensor | W5 |  |  |  | MC202 | Charles Carter Building | D5,D6,D7,D8,D9,D10,D11 |  | 0 | 0
MC202-B16 | MC202-B16/W6 | Manual off |  |  |  |  | Energy sensor | W6 |  |  |  | MC202 | Charles Carter Building | D5,D6,D7,D8,D9,D10,D11 |  | 0 | 0
MC202-B16 | MC202-B16/Y1 | Trend Thermistor |  |  |  |  | Energy sensor | Y1 |  |  |  | MC202 | Charles Carter Building |  |  | 0 | 0
MC202-B16 | MC202-B16/Y2 | CO2 V |  |  |  |  | Energy sensor | Y2 |  |  |  | MC202 | Charles Carter Building |  |  | 0 | 0
MC202-B16 | MC202-B16/Y3 | 4DIX V |  |  |  |  | Energy sensor | Y3 |  |  |  | MC202 | Charles Carter Building |  |  | 0 | 0
MC202-B16 | MC202-B16/Z1 | Local time clock |  |  |  |  | Energy sensor | Z1 |  |  |  | MC202 | Charles Carter Building | D5,D6,D7,D8,D9,D10,D11 |  | 0 | 0
MC061-B03 | MC061-B03/C1 | Virtual CNC 1 |  |  |  |  | Energy sensor | C1 |  |  |  | MC061 | Energy Centre |  |  | 0 | 0
MC061-B03 | MC061-B03/D1 | CHP Sec Pump 0-10V |  |  |  |  | Energy sensor | D1 |  |  |  | MC061 | Energy Centre |  |  | 0 | 0
MC061-B03 | MC061-B03/D2 | TS S_Pump 0-10V |  |  |  |  | Energy sensor | D2 |  |  |  | MC061 | Energy Centre |  |  | 0 | 0
MC061-B03 | MC061-B03/D3 | CHP Valve |  |  |  |  | Energy sensor | D3 |  |  |  | MC061 | Energy Centre |  |  | 0 | 0
MC061-B03 | MC061-B03/D4 | CHP Sec Pump Enable |  |  |  |  | Energy sensor | D4 |  |  |  | MC061 | Energy Centre |  |  | 0 | 0
MC061-B03 | MC061-B03/D5 | TS S_Pump Enable |  |  |  |  | Energy sensor | D5 |  |  |  | MC061 | Energy Centre |  |  | 0 | 0
MC061-B03 | MC061-B03/D6 | CHP Enable |  |  |  |  | Energy sensor | D6 |  |  |  | MC061 | Energy Centre |  |  | 0 | 0
MC061-B03 | MC061-B03/F1 | CHP Valve Demand |  |  |  |  | Energy sensor | F1 |  |  |  | MC061 | Energy Centre |  |  | 0 | 0
MC061-B03 | MC061-B03/F10 | Function 10 |  |  |  |  | Energy sensor | F10 |  |  |  | MC061 | Energy Centre |  |  | 0 | 0
MC061-B03 | MC061-B03/F11 | Function 11 |  |  |  |  | Energy sensor | F11 |  |  |  | MC061 | Energy Centre |  |  | 0 | 0
MC061-B03 | MC061-B03/F12 | Function 12 |  |  |  |  | Energy sensor | F12 |  |  |  | MC061 | Energy Centre |  |  | 0 | 0
MC061-B03 | MC061-B03/F13 | Function 13 |  |  |  |  | Energy sensor | F13 |  |  |  | MC061 | Energy Centre |  |  | 0 | 0
MC061-B03 | MC061-B03/F14 | CV-02 Enable on Common Ret |  |  |  |  | Energy sensor | F14 |  |  |  | MC061 | Energy Centre |  |  | 0 | 0
MC061-B03 | MC061-B03/F15 | Function 15 |  |  |  |  | Energy sensor | F15 |  |  |  | MC061 | Energy Centre |  |  | 0 | 0
MC061-B03 | MC061-B03/F16 | Function 16 |  |  |  |  | Energy sensor | F16 |  |  |  | MC061 | Energy Centre |  |  | 0 | 0
MC061-B03 | MC061-B03/F17 | Function 17 |  |  |  |  | Energy sensor | F17 |  |  |  | MC061 | Energy Centre |  |  | 0 | 0
MC061-B03 | MC061-B03/F18 | Function 18 |  |  |  |  | Energy sensor | F18 |  |  |  | MC061 | Energy Centre |  |  | 0 | 0
MC061-B03 | MC061-B03/F19 | Function 19 |  |  |  |  | Energy sensor | F19 |  |  |  | MC061 | Energy Centre |  |  | 0 | 0
MC061-B03 | MC061-B03/F2 | Function 2 |  |  |  |  | Energy sensor | F2 |  |  |  | MC061 | Energy Centre |  |  | 0 | 0
MC061-B03 | MC061-B03/F20 | PM-A-02 Demand |  |  |  |  | Energy sensor | F20 |  |  |  | MC061 | Energy Centre |  |  | 0 | 0
MC061-B03 | MC061-B03/F21 | PM-A-02 Frost Protection |  |  |  |  | Energy sensor | F21 |  |  |  | MC061 | Energy Centre |  |  | 0 | 0
MC061-B03 | MC061-B03/F22 | Function 22 |  |  |  |  | Energy sensor | F22 |  |  |  | MC061 | Energy Centre |  |  | 0 | 0
MC061-B03 | MC061-B03/F23 | 5 Minute Frost Run |  |  |  |  | Energy sensor | F23 |  |  |  | MC061 | Energy Centre |  |  | 0 | 0
MC061-B03 | MC061-B03/F24 | Function 24 |  |  |  |  | Energy sensor | F24 |  |  |  | MC061 | Energy Centre |  |  | 0 | 0
MC061-B03 | MC061-B03/F25 | Function 25 |  |  |  |  | Energy sensor | F25 |  |  |  | MC061 | Energy Centre |  |  | 0 | 0
MC061-B03 | MC061-B03/F26 | Function 26 |  |  |  |  | Energy sensor | F26 |  |  |  | MC061 | Energy Centre |  |  | 0 | 0
MC061-B03 | MC061-B03/F27 | Function 27 |  |  |  |  | Energy sensor | F27 |  |  |  | MC061 | Energy Centre |  |  | 0 | 0
MC061-B03 | MC061-B03/F28 | Function 28 |  |  |  |  | Energy sensor | F28 |  |  |  | MC061 | Energy Centre |  |  | 0 | 0
MC061-B03 | MC061-B03/F29 | Topup Ltrs min |  |  |  |  | Energy sensor | F29 |  |  |  | MC061 | Energy Centre |  |  | 0 | 0
MC061-B03 | MC061-B03/F3 | Function 3 |  |  |  |  | Energy sensor | F3 |  |  |  | MC061 | Energy Centre |  |  | 0 | 0
MC061-B03 | MC061-B03/F30 | Main Ltrs per min |  |  |  |  | Energy sensor | F30 |  |  |  | MC061 | Energy Centre |  |  | 0 | 0
MC061-B03 | MC061-B03/F31 | Function 31 |  |  |  |  | Energy sensor | F31 |  |  |  | MC061 | Energy Centre |  |  | 0 | 0
MC061-B03 | MC061-B03/F32 | Combined Ltrs Min |  |  |  |  | Energy sensor | F32 |  |  |  | MC061 | Energy Centre |  |  | 0 | 0
MC061-B03 | MC061-B03/F33 | Combined Ltrs 24hr |  |  |  |  | Energy sensor | F33 |  |  |  | MC061 | Energy Centre |  |  | 0 | 0
MC061-B03 | MC061-B03/F4 | Function 4 |  |  |  |  | Energy sensor | F4 |  |  |  | MC061 | Energy Centre |  |  | 0 | 0
MC061-B03 | MC061-B03/F5 | Function 5 |  |  |  |  | Energy sensor | F5 |  |  |  | MC061 | Energy Centre |  |  | 0 | 0
MC061-B03 | MC061-B03/F6 | Function 6 |  |  |  |  | Energy sensor | F6 |  |  |  | MC061 | Energy Centre |  |  | 0 | 0
MC061-B03 | MC061-B03/F7 | Function 7 |  |  |  |  | Energy sensor | F7 |  |  |  | MC061 | Energy Centre |  |  | 0 | 0
MC061-B03 | MC061-B03/F8 | Function 8 |  |  |  |  | Energy sensor | F8 |  |  |  | MC061 | Energy Centre |  |  | 0 | 0
MC061-B03 | MC061-B03/F9 | Function 9 |  |  |  |  | Energy sensor | F9 |  |  |  | MC061 | Energy Centre |  |  | 0 | 0
MC061-B03 | MC061-B03/G1 | CHP Enable |  |  |  |  | Energy sensor | G1 |  |  |  | MC061 | Energy Centre |  |  | 0 | 0
MC061-B03 | MC061-B03/G10 | Logic 10 |  |  |  |  | Energy sensor | G10 |  |  |  | MC061 | Energy Centre |  |  | 0 | 0
MC061-B03 | MC061-B03/G11 | PM-A-02 Demand |  |  |  |  | Energy sensor | G11 |  |  |  | MC061 | Energy Centre |  |  | 0 | 0
MC061-B03 | MC061-B03/G12 | Enable 5min Run |  |  |  |  | Energy sensor | G12 |  |  |  | MC061 | Energy Centre |  |  | 0 | 0
MC061-B03 | MC061-B03/G13 | Logic 13 |  |  |  |  | Energy sensor | G13 |  |  |  | MC061 | Energy Centre |  |  | 0 | 0
MC061-B03 | MC061-B03/G14 | Logic 14 |  |  |  |  | Energy sensor | G14 |  |  |  | MC061 | Energy Centre |  |  | 0 | 0
MC061-B03 | MC061-B03/G15 | Logic 15 |  |  |  |  | Energy sensor | G15 |  |  |  | MC061 | Energy Centre |  |  | 0 | 0
MC061-B03 | MC061-B03/G17 | Logic 17 |  |  |  |  | Energy sensor | G17 |  |  |  | MC061 | Energy Centre |  |  | 0 | 0
MC061-B03 | MC061-B03/G18 | Logic 18 |  |  |  |  | Energy sensor | G18 |  |  |  | MC061 | Energy Centre |  |  | 0 | 0
MC061-B03 | MC061-B03/G19 | Logic 19 |  |  |  |  | Energy sensor | G19 |  |  |  | MC061 | Energy Centre |  |  | 0 | 0
MC061-B03 | MC061-B03/G2 | CHP Startup on Temp |  |  | Degrees Celsius |  | Energy sensor | G2 |  |  |  | MC061 | Energy Centre |  |  | 0 | 0
MC061-B03 | MC061-B03/G3 | Logic 3 |  |  |  |  | Energy sensor | G3 |  |  |  | MC061 | Energy Centre |  |  | 0 | 0
MC061-B03 | MC061-B03/G4 | Logic 4 |  |  |  |  | Energy sensor | G4 |  |  |  | MC061 | Energy Centre |  |  | 0 | 0
MC061-B03 | MC061-B03/G5 | PM-A-01 Enable |  |  |  |  | Energy sensor | G5 |  |  |  | MC061 | Energy Centre |  |  | 0 | 0
MC061-B03 | MC061-B03/G6 | Logic 6 |  |  |  |  | Energy sensor | G6 |  |  |  | MC061 | Energy Centre |  |  | 0 | 0
MC061-B03 | MC061-B03/G7 | Logic 7 |  |  |  |  | Energy sensor | G7 |  |  |  | MC061 | Energy Centre |  |  | 0 | 0
MC061-B03 | MC061-B03/G9 | Logic 9 |  |  |  |  | Energy sensor | G9 |  |  |  | MC061 | Energy Centre |  |  | 0 | 0
MC061-B03 | MC061-B03/i1 | Sensors &amp; DI |  |  |  |  | Energy sensor | i1 |  |  |  | MC061 | Energy Centre |  |  | 0 | 0
MC061-B03 | MC061-B03/I1 | PM-A-01 Pump Fault |  |  |  |  | Energy sensor | I1 |  |  |  | MC061 | Energy Centre |  |  | 0 | 0
MC061-B03 | MC061-B03/I10 | CHP Enable |  |  |  |  | Energy sensor | I10 |  |  |  | MC061 | Energy Centre |  |  | 0 | 0
MC061-B03 | MC061-B03/I11 | CHP enable relay status |  |  |  |  | Energy sensor | I11 |  |  |  | MC061 | Energy Centre |  |  | 0 | 0
MC061-B03 | MC061-B03/i2 | Spare |  |  |  |  | Energy sensor | i2 |  |  |  | MC061 | Energy Centre |  |  | 0 | 0
MC061-B03 | MC061-B03/I2 | PM-A-01 Pump Run |  |  |  |  | Energy sensor | I2 |  |  |  | MC061 | Energy Centre |  |  | 0 | 0
MC061-B03 | MC061-B03/I20 | CHP Enable Heating From OS 11 |  |  |  |  | Energy sensor | I20 |  |  |  | MC061 | Energy Centre |  |  | 0 | 0
MC061-B03 | MC061-B03/I21 | CHP Enable Elec Gen From OS 11 |  |  |  |  | Energy sensor | I21 |  |  |  | MC061 | Energy Centre |  |  | 0 | 0
MC061-B03 | MC061-B03/I22 | Pressure OK From OS 11 |  |  |  |  | Energy sensor | I22 |  |  |  | MC061 | Energy Centre |  |  | 0 | 0
MC061-B03 | MC061-B03/I23 | CHP Valve Feedback Alarm |  |  |  |  | Energy sensor | I23 |  |  |  | MC061 | Energy Centre |  |  | 0 | 0
MC061-B03 | MC061-B03/I24 | Input 1 |  |  |  |  | Energy sensor | I24 |  |  |  | MC061 | Energy Centre |  |  | 0 | 0
MC061-B03 | MC061-B03/I25 | Input 2 |  |  |  |  | Energy sensor | I25 |  |  |  | MC061 | Energy Centre |  |  | 0 | 0
MC061-B03 | MC061-B03/I26 | Input 3 |  |  |  |  | Energy sensor | I26 |  |  |  | MC061 | Energy Centre |  |  | 0 | 0
MC061-B03 | MC061-B03/I27 | Input 4 |  |  |  |  | Energy sensor | I27 |  |  |  | MC061 | Energy Centre |  |  | 0 | 0
MC061-B03 | MC061-B03/I28 | Input 5 |  |  |  |  | Energy sensor | I28 |  |  |  | MC061 | Energy Centre |  |  | 0 | 0
MC061-B03 | MC061-B03/I29 | Input 6 |  |  |  |  | Energy sensor | I29 |  |  |  | MC061 | Energy Centre |  |  | 0 | 0
MC061-B03 | MC061-B03/I3 | PM-A-02 Pump Fault |  |  |  |  | Energy sensor | I3 |  |  |  | MC061 | Energy Centre |  |  | 0 | 0
MC061-B03 | MC061-B03/I30 | Input 7 |  |  |  |  | Energy sensor | I30 |  |  |  | MC061 | Energy Centre |  |  | 0 | 0
MC061-B03 | MC061-B03/I31 | Input 8 |  |  |  |  | Energy sensor | I31 |  |  |  | MC061 | Energy Centre |  |  | 0 | 0
MC061-B03 | MC061-B03/I4 | PM-A-02 Pump Run |  |  |  |  | Energy sensor | I4 |  |  |  | MC061 | Energy Centre |  |  | 0 | 0
MC061-B03 | MC061-B03/I5 | PM-A-01 Pump Flow Sts |  |  |  |  | Energy sensor | I5 |  |  |  | MC061 | Energy Centre |  |  | 0 | 0
MC061-B03 | MC061-B03/I6 | PM-A-02 Pump Flow Sts |  |  |  |  | Energy sensor | I6 |  |  |  | MC061 | Energy Centre |  |  | 0 | 0
MC061-B03 | MC061-B03/I7 | CV-A-02 Position |  |  |  |  | Energy sensor | I7 |  |  |  | MC061 | Energy Centre |  |  | 0 | 0
MC061-B03 | MC061-B03/I8 | CHP_running by Deduction |  |  |  |  | Energy sensor | I8 |  |  |  | MC061 | Energy Centre |  |  | 0 | 0
MC061-B03 | MC061-B03/I9 | Max Store Temp Reached |  |  | Degrees Celsius |  | Energy sensor | I9 |  |  |  | MC061 | Energy Centre |  |  | 0 | 0
MC061-B03 | MC061-B03/K1 | CHP Backend Temp |  |  | Degrees Celsius |  | Energy sensor | K1 |  |  |  | MC061 | Energy Centre |  |  | 0 | 0
MC061-B03 | MC061-B03/K10 | O-R CHP Pump Speed |  |  |  |  | Energy sensor | K10 |  |  |  | MC061 | Energy Centre |  |  | 0 | 0
MC061-B03 | MC061-B03/K15 | CHP max pump speed |  |  |  |  | Energy sensor | K15 |  |  |  | MC061 | Energy Centre |  |  | 0 | 0
MC061-B03 | MC061-B03/K16 | TS Max Pump speed |  |  |  |  | Energy sensor | K16 |  |  |  | MC061 | Energy Centre |  |  | 0 | 0
MC061-B03 | MC061-B03/K17 | TS Pump O-R Valve |  |  |  |  | Energy sensor | K17 |  |  |  | MC061 | Energy Centre |  |  | 0 | 0
MC061-B03 | MC061-B03/K2 | CHP Valve Override % |  |  |  |  | Energy sensor | K2 |  |  |  | MC061 | Energy Centre |  |  | 0 | 0
MC061-B03 | MC061-B03/K3 | PM-A-02 Spt |  |  |  |  | Energy sensor | K3 |  |  |  | MC061 | Energy Centre |  |  | 0 | 0
MC061-B03 | MC061-B03/K4 | PM-A-02 Off Delay |  |  |  |  | Energy sensor | K4 |  |  |  | MC061 | Energy Centre |  |  | 0 | 0
MC061-B03 | MC061-B03/K5 | TS-A-05 Spt |  |  |  |  | Energy sensor | K5 |  |  |  | MC061 | Energy Centre |  |  | 0 | 0
MC061-B03 | MC061-B03/K6 | OAT PM-A-02 Frost Spt |  |  |  |  | Energy sensor | K6 |  |  |  | MC061 | Energy Centre |  |  | 0 | 0
MC061-B03 | MC061-B03/K7 | Minutes Frost Run |  |  |  |  | Energy sensor | K7 |  |  |  | MC061 | Energy Centre |  |  | 0 | 0
MC061-B03 | MC061-B03/K8 | Frost run In Every x Mins |  |  |  |  | Energy sensor | K8 |  |  |  | MC061 | Energy Centre |  |  | 0 | 0
MC061-B03 | MC061-B03/K9 | Common Return Enable Spt |  |  |  |  | Energy sensor | K9 |  |  |  | MC061 | Energy Centre |  |  | 0 | 0
MC061-B03 | MC061-B03/L1 | Loop 1 |  |  |  |  | Energy sensor | L1 |  |  |  | MC061 | Energy Centre |  |  | 0 | 0
MC061-B03 | MC061-B03/L2 | Loop 2 |  |  |  |  | Energy sensor | L2 |  |  |  | MC061 | Energy Centre |  |  | 0 | 0
MC061-B03 | MC061-B03/N1 | Pressure OK OS 11 |  |  |  |  | Energy sensor | N1 |  |  |  | MC061 | Energy Centre |  |  | 0 | 0
MC061-B03 | MC061-B03/n1 | TREND_0B_94_73 |  |  |  |  | Energy sensor | n1 |  |  |  | MC061 | Energy Centre |  |  | 0 | 0
MC061-B03 | MC061-B03/N10 | IC Comms 10 |  |  |  |  | Energy sensor | N10 |  |  |  | MC061 | Energy Centre |  |  | 0 | 0
MC061-B03 | MC061-B03/N11 | IC Comms 11 |  |  |  |  | Energy sensor | N11 |  |  |  | MC061 | Energy Centre |  |  | 0 | 0
MC061-B03 | MC061-B03/N12 | IC Comms 12 |  |  |  |  | Energy sensor | N12 |  |  |  | MC061 | Energy Centre |  |  | 0 | 0
MC061-B03 | MC061-B03/N13 | IC Comms 13 |  |  |  |  | Energy sensor | N13 |  |  |  | MC061 | Energy Centre |  |  | 0 | 0
MC061-B03 | MC061-B03/N14 | IC Comms 14 |  |  |  |  | Energy sensor | N14 |  |  |  | MC061 | Energy Centre |  |  | 0 | 0
MC061-B03 | MC061-B03/N15 | IC Comms 15 |  |  |  |  | Energy sensor | N15 |  |  |  | MC061 | Energy Centre |  |  | 0 | 0
MC061-B03 | MC061-B03/N16 | IC Comms 16 |  |  |  |  | Energy sensor | N16 |  |  |  | MC061 | Energy Centre |  |  | 0 | 0
MC061-B03 | MC061-B03/N2 | IC Comms 2 |  |  |  |  | Energy sensor | N2 |  |  |  | MC061 | Energy Centre |  |  | 0 | 0
MC061-B03 | MC061-B03/N3 | IC Comms 3 |  |  |  |  | Energy sensor | N3 |  |  |  | MC061 | Energy Centre |  |  | 0 | 0
MC061-B03 | MC061-B03/N4 | Common Return Temperature |  |  | Degrees Celsius |  | Energy sensor | N4 |  |  |  | MC061 | Energy Centre |  |  | 0 | 0
MC061-B03 | MC061-B03/N5 | CHP_running by Deduction |  |  |  |  | Energy sensor | N5 |  |  |  | MC061 | Energy Centre |  |  | 0 | 0
MC061-B03 | MC061-B03/N6 | Outside air temperature |  |  | Degrees Celsius |  | Energy sensor | N6 |  |  |  | MC061 | Energy Centre |  |  | 0 | 0
MC061-B03 | MC061-B03/N7 | IC Comms 7 |  |  |  |  | Energy sensor | N7 |  |  |  | MC061 | Energy Centre |  |  | 0 | 0
MC061-B03 | MC061-B03/N8 | IC Comms 8 |  |  |  |  | Energy sensor | N8 |  |  |  | MC061 | Energy Centre |  |  | 0 | 0
MC061-B03 | MC061-B03/N9 | IC Comms 9 |  |  |  |  | Energy sensor | N9 |  |  |  | MC061 | Energy Centre |  |  | 0 | 0
MC061-B03 | MC061-B03/P1 | TS-A-01Temp |  |  | Degrees Celsius |  | Energy sensor | P1 |  |  |  | MC061 | Energy Centre |  |  | 0 | 0
MC061-B03 | MC061-B03/P10 | PS-A-03 |  |  |  |  | Energy sensor | P10 |  |  |  | MC061 | Energy Centre |  |  | 0 | 0
MC061-B03 | MC061-B03/P11 | TS-A-04Temp |  |  | Degrees Celsius |  | Energy sensor | P11 |  |  |  | MC061 | Energy Centre |  |  | 0 | 0
MC061-B03 | MC061-B03/P12 | TS-A-05 Temp |  |  | Degrees Celsius |  | Energy sensor | P12 |  |  |  | MC061 | Energy Centre |  |  | 0 | 0
MC061-B03 | MC061-B03/P13 | TS-A-06 Temp |  |  | Degrees Celsius |  | Energy sensor | P13 |  |  |  | MC061 | Energy Centre |  |  | 0 | 0
MC061-B03 | MC061-B03/P14 | TS-A-07Temp |  |  | Degrees Celsius |  | Energy sensor | P14 |  |  |  | MC061 | Energy Centre |  |  | 0 | 0
MC061-B03 | MC061-B03/P15 | TS-A-08 Temp |  |  | Degrees Celsius |  | Energy sensor | P15 |  |  |  | MC061 | Energy Centre |  |  | 0 | 0
MC061-B03 | MC061-B03/P16 | TS-A-09Temp |  |  | Degrees Celsius |  | Energy sensor | P16 |  |  |  | MC061 | Energy Centre |  |  | 0 | 0
MC061-B03 | MC061-B03/P17 | TS-A-10 Temp |  |  | Degrees Celsius |  | Energy sensor | P17 |  |  |  | MC061 | Energy Centre |  |  | 0 | 0
MC061-B03 | MC061-B03/P18 | TS-A-11 Temp |  |  | Degrees Celsius |  | Energy sensor | P18 |  |  |  | MC061 | Energy Centre |  |  | 0 | 0
MC061-B03 | MC061-B03/P19 | Main Meter Flow Rate |  |  |  |  | Energy sensor | P19 |  |  |  | MC061 | Energy Centre |  |  | 0 | 0
MC061-B03 | MC061-B03/P2 | TS-A-02 Temp |  |  | Degrees Celsius |  | Energy sensor | P2 |  |  |  | MC061 | Energy Centre |  |  | 0 | 0
MC061-B03 | MC061-B03/P20 | CHP Valve Demand |  |  |  |  | Energy sensor | P20 |  |  |  | MC061 | Energy Centre |  |  | 0 | 0
MC061-B03 | MC061-B03/P21 | Sensor 23 |  |  |  |  | Energy sensor | P21 |  |  |  | MC061 | Energy Centre |  |  | 0 | 0
MC061-B03 | MC061-B03/P22 | TS S_Pump 0-10V |  |  |  |  | Energy sensor | P22 |  |  |  | MC061 | Energy Centre |  |  | 0 | 0
MC061-B03 | MC061-B03/P23 | CHP Sec Pump Enable |  |  |  |  | Energy sensor | P23 |  |  |  | MC061 | Energy Centre |  |  | 0 | 0
MC061-B03 | MC061-B03/P24 | CHP enable relay status |  |  |  |  | Energy sensor | P24 |  |  |  | MC061 | Energy Centre |  |  | 0 | 0
MC061-B03 | MC061-B03/P25 | Top Up Meter Flow |  |  |  |  | Energy sensor | P25 |  |  |  | MC061 | Energy Centre |  |  | 0 | 0
MC061-B03 | MC061-B03/P26 | Combined Flow |  |  |  |  | Energy sensor | P26 |  |  |  | MC061 | Energy Centre |  |  | 0 | 0
MC061-B03 | MC061-B03/P27 | Main Meter Flow Rate |  |  |  |  | Energy sensor | P27 |  |  |  | MC061 | Energy Centre |  |  | 0 | 0
MC061-B03 | MC061-B03/P28 | Main Meter Flow Rate |  |  |  |  | Energy sensor | P28 |  |  |  | MC061 | Energy Centre |  |  | 0 | 0
MC061-B03 | MC061-B03/P29 | Top Up Meter Flow Rate |  |  |  |  | Energy sensor | P29 |  |  |  | MC061 | Energy Centre |  |  | 0 | 0
MC061-B03 | MC061-B03/P3 | TS-A-03Temp |  |  | Degrees Celsius |  | Energy sensor | P3 |  |  |  | MC061 | Energy Centre |  |  | 0 | 0
MC061-B03 | MC061-B03/P30 | Main Ltrs Hr |  |  |  |  | Energy sensor | P30 |  |  |  | MC061 | Energy Centre |  |  | 0 | 0
MC061-B03 | MC061-B03/P31 | Topup Ltrs Hr |  |  |  |  | Energy sensor | P31 |  |  |  | MC061 | Energy Centre |  |  | 0 | 0
MC061-B03 | MC061-B03/P32 | Main Ltrs per min |  |  |  |  | Energy sensor | P32 |  |  |  | MC061 | Energy Centre |  |  | 0 | 0
MC061-B03 | MC061-B03/P33 | Combined Ltrs Min |  |  |  |  | Energy sensor | P33 |  |  |  | MC061 | Energy Centre |  |  | 0 | 0
MC061-B03 | MC061-B03/P34 | Topup Ltrs min |  |  |  |  | Energy sensor | P34 |  |  |  | MC061 | Energy Centre |  |  | 0 | 0
MC061-B03 | MC061-B03/P35 | Combined Ltrs 24hr |  |  |  |  | Energy sensor | P35 |  |  |  | MC061 | Energy Centre |  |  | 0 | 0
MC061-B03 | MC061-B03/P4 | TS-A-14 Temp |  |  | Degrees Celsius |  | Energy sensor | P4 |  |  |  | MC061 | Energy Centre |  |  | 0 | 0
MC061-B03 | MC061-B03/P5 | TS-A-13 Temp |  |  | Degrees Celsius |  | Energy sensor | P5 |  |  |  | MC061 | Energy Centre |  |  | 0 | 0
MC061-B03 | MC061-B03/P6 | TS-A-12 Temp |  |  | Degrees Celsius |  | Energy sensor | P6 |  |  |  | MC061 | Energy Centre |  |  | 0 | 0
MC061-B03 | MC061-B03/P7 | Act-A-01 Feedback |  |  |  |  | Energy sensor | P7 |  |  |  | MC061 | Energy Centre |  |  | 0 | 0
MC061-B03 | MC061-B03/P8 | PS-A-01 |  |  |  |  | Energy sensor | P8 |  |  |  | MC061 | Energy Centre |  |  | 0 | 0
MC061-B03 | MC061-B03/P9 | PS-A-02 |  |  |  |  | Energy sensor | P9 |  |  |  | MC061 | Energy Centre |  |  | 0 | 0
MC061-B03 | MC061-B03/Q1 | Sequence Table 1 |  |  |  |  | Energy sensor | Q1 |  |  |  | MC061 | Energy Centre |  |  | 0 | 0
MC061-B03 | MC061-B03/S1 | TS-A-01Temp |  |  | Degrees Celsius |  | Energy sensor | S1 |  |  |  | MC061 | Energy Centre |  |  | 0 | 0
MC061-B03 | MC061-B03/S10 | PS-A-03 |  |  |  |  | Energy sensor | S10 |  |  |  | MC061 | Energy Centre |  |  | 0 | 0
MC061-B03 | MC061-B03/S11 | TS-A-04Temp |  |  | Degrees Celsius |  | Energy sensor | S11 |  |  |  | MC061 | Energy Centre |  |  | 0 | 0
MC061-B03 | MC061-B03/S12 | TS-A-05 Temp |  |  | Degrees Celsius |  | Energy sensor | S12 |  |  |  | MC061 | Energy Centre |  |  | 0 | 0
MC061-B03 | MC061-B03/S13 | TS-A-06 Temp |  |  | Degrees Celsius |  | Energy sensor | S13 |  |  |  | MC061 | Energy Centre |  |  | 0 | 0
MC061-B03 | MC061-B03/S14 | TS-A-07Temp |  |  | Degrees Celsius |  | Energy sensor | S14 |  |  |  | MC061 | Energy Centre |  |  | 0 | 0
MC061-B03 | MC061-B03/S15 | TS-A-08 Temp |  |  | Degrees Celsius |  | Energy sensor | S15 |  |  |  | MC061 | Energy Centre |  |  | 0 | 0
MC061-B03 | MC061-B03/S16 | TS-A-09Temp |  |  | Degrees Celsius |  | Energy sensor | S16 |  |  |  | MC061 | Energy Centre |  |  | 0 | 0
MC061-B03 | MC061-B03/S17 | TS-A-10 Temp |  |  | Degrees Celsius |  | Energy sensor | S17 |  |  |  | MC061 | Energy Centre |  |  | 0 | 0
MC061-B03 | MC061-B03/S18 | TS-A-11 Temp |  |  | Degrees Celsius |  | Energy sensor | S18 |  |  |  | MC061 | Energy Centre |  |  | 0 | 0
MC061-B03 | MC061-B03/S19 | Common Return Temperature |  |  | Degrees Celsius |  | Energy sensor | S19 |  |  |  | MC061 | Energy Centre |  |  | 0 | 0
MC061-B03 | MC061-B03/S2 | TS-A-02 Temp |  |  | Degrees Celsius |  | Energy sensor | S2 |  |  |  | MC061 | Energy Centre |  |  | 0 | 0
MC061-B03 | MC061-B03/S20 | Outside Air Temperature |  |  | Degrees Celsius |  | Energy sensor | S20 |  |  |  | MC061 | Energy Centre |  |  | 0 | 0
MC061-B03 | MC061-B03/S21 | CHP enable relay status |  |  |  |  | Energy sensor | S21 |  |  |  | MC061 | Energy Centre |  |  | 0 | 0
MC061-B03 | MC061-B03/S22 | CHP Valve Demand |  |  |  |  | Energy sensor | S22 |  |  |  | MC061 | Energy Centre |  |  | 0 | 0
MC061-B03 | MC061-B03/S23 | CHP Sec Pump 0-10V |  |  |  |  | Energy sensor | S23 |  |  |  | MC061 | Energy Centre |  |  | 0 | 0
MC061-B03 | MC061-B03/S24 | TS S_Pump 0-10V |  |  |  |  | Energy sensor | S24 |  |  |  | MC061 | Energy Centre |  |  | 0 | 0
MC061-B03 | MC061-B03/S25 | Main Meter Flow |  |  |  |  | Energy sensor | S25 |  |  |  | MC061 | Energy Centre |  |  | 0 | 0
MC061-B03 | MC061-B03/S26 | Top Up Meter Flow |  |  |  |  | Energy sensor | S26 |  |  |  | MC061 | Energy Centre |  |  | 0 | 0
MC061-B03 | MC061-B03/S27 | Combined Flow |  |  |  |  | Energy sensor | S27 |  |  |  | MC061 | Energy Centre |  |  | 0 | 0
MC061-B03 | MC061-B03/S28 | Main Meter Flow Rate |  |  |  |  | Energy sensor | S28 |  |  |  | MC061 | Energy Centre |  |  | 0 | 0
MC061-B03 | MC061-B03/S29 | Top Up Meter Flow Rate |  |  |  |  | Energy sensor | S29 |  |  |  | MC061 | Energy Centre |  |  | 0 | 0
MC061-B03 | MC061-B03/S3 | TS-A-03Temp |  |  | Degrees Celsius |  | Energy sensor | S3 |  |  |  | MC061 | Energy Centre |  |  | 0 | 0
MC061-B03 | MC061-B03/S30 | Combined Meter Flow Rate |  |  |  |  | Energy sensor | S30 |  |  |  | MC061 | Energy Centre |  |  | 0 | 0
MC061-B03 | MC061-B03/S31 | Main Ltrs Hr |  |  |  |  | Energy sensor | S31 |  |  |  | MC061 | Energy Centre |  |  | 0 | 0
MC061-B03 | MC061-B03/S32 | Topup Ltrs Hr |  |  |  |  | Energy sensor | S32 |  |  |  | MC061 | Energy Centre |  |  | 0 | 0
MC061-B03 | MC061-B03/S33 | Main Ltrs per min |  |  |  |  | Energy sensor | S33 |  |  |  | MC061 | Energy Centre |  |  | 0 | 0
MC061-B03 | MC061-B03/S34 | Combined Ltrs Min |  |  |  |  | Energy sensor | S34 |  |  |  | MC061 | Energy Centre |  |  | 0 | 0
MC061-B03 | MC061-B03/S35 | Topup Ltrs min |  |  |  |  | Energy sensor | S35 |  |  |  | MC061 | Energy Centre |  |  | 0 | 0
MC061-B03 | MC061-B03/S36 | Combined Ltrs 24hr |  |  |  |  | Energy sensor | S36 |  |  |  | MC061 | Energy Centre |  |  | 0 | 0
MC061-B03 | MC061-B03/S4 | TS-A-14 Temp |  |  | Degrees Celsius |  | Energy sensor | S4 |  |  |  | MC061 | Energy Centre |  |  | 0 | 0
MC061-B03 | MC061-B03/S5 | TS-A-13 Temp |  |  | Degrees Celsius |  | Energy sensor | S5 |  |  |  | MC061 | Energy Centre |  |  | 0 | 0
MC061-B03 | MC061-B03/S6 | TS-A-12 Temp |  |  | Degrees Celsius |  | Energy sensor | S6 |  |  |  | MC061 | Energy Centre |  |  | 0 | 0
MC061-B03 | MC061-B03/S7 | Act-A-01 Feedback |  |  |  |  | Energy sensor | S7 |  |  |  | MC061 | Energy Centre |  |  | 0 | 0
MC061-B03 | MC061-B03/S8 | PS-A-01 |  |  |  |  | Energy sensor | S8 |  |  |  | MC061 | Energy Centre |  |  | 0 | 0
MC061-B03 | MC061-B03/S9 | PS-A-02 |  |  |  |  | Energy sensor | S9 |  |  |  | MC061 | Energy Centre |  |  | 0 | 0
MC061-B03 | MC061-B03/U1 | [5 empty] | Energy sensor | U1 |  |  |  | MC061 | Energy Centre |  |  | 0 | 0
MC061-B03 | MC061-B03/V1 | [5 empty] | Energy sensor | V1 |  |  |  | MC061 | Energy Centre |  |  | 0 | 0
MC061-B03 | MC061-B03/W1 | CHP Valve Override Enable |  |  |  |  | Energy sensor | W1 |  |  |  | MC061 | Energy Centre |  |  | 0 | 0
MC061-B03 | MC061-B03/W3 | CHP pump OR on |  |  |  |  | Energy sensor | W3 |  |  |  | MC061 | Energy Centre |  |  | 0 | 0
MC061-B03 | MC061-B03/W4 | CHP pump speed OR |  |  |  |  | Energy sensor | W4 |  |  |  | MC061 | Energy Centre |  |  | 0 | 0
MC061-B03 | MC061-B03/W5 | CHP Off Auto Auto=On |  |  |  |  | Energy sensor | W5 |  |  |  | MC061 | Energy Centre |  |  | 0 | 0
MC061-B03 | MC061-B03/W6 | Buffer vessel auto ON |  |  |  |  | Energy sensor | W6 |  |  |  | MC061 | Energy Centre |  |  | 0 | 0
MC061-B03 | MC061-B03/W7 | TS pump Override speed |  |  |  |  | Energy sensor | W7 |  |  |  | MC061 | Energy Centre |  |  | 0 | 0
MC061-B03 | MC061-B03/W9 | Thermal store Override |  |  |  |  | Energy sensor | W9 |  |  |  | MC061 | Energy Centre |  |  | 0 | 0
MC061-B03 | MC061-B03/Y1 | Thermistor TBTI |  |  | Degrees Celsius |  | Energy sensor | Y1 |  |  |  | MC061 | Energy Centre |  |  | 0 | 0
MC061-B03 | MC061-B03/Y2 | Pressure I 4bar |  |  |  |  | Energy sensor | Y2 |  |  |  | MC061 | Energy Centre |  |  | 0 | 0
MC061-B03 | MC061-B03/Y3 | Trend Thermistor TB |  |  |  |  | Energy sensor | Y3 |  |  |  | MC061 | Energy Centre |  |  | 0 | 0
MC061-B03 | MC061-B03/Y4 | 4DIX V |  |  |  |  | Energy sensor | Y4 |  |  |  | MC061 | Energy Centre |  |  | 0 | 0
MC061-B03 | MC061-B03/Y5 | Humidity V |  |  |  |  | Energy sensor | Y5 |  |  |  | MC061 | Energy Centre |  |  | 0 | 0
MC061-B03 | MC061-B03/Y6 | Feedback V 0+10 |  |  |  |  | Energy sensor | Y6 |  |  |  | MC061 | Energy Centre |  |  | 0 | 0
MC061-B03 | MC061-B03/Y7 | Thermal Store Sensor |  |  |  |  | Energy sensor | Y7 |  |  |  | MC061 | Energy Centre |  |  | 0 | 0
MC077-B01 | MC077-B01/C1 | Virtual CNC 1 |  |  |  |  | Energy sensor | C1 |  |  |  | MC077 | Whewell Building |  |  | 0 | 0
MC077-B01 | MC077-B01/C2 | Virtual CNC 2 |  |  |  |  | Energy sensor | C2 |  |  |  | MC077 | Whewell Building |  |  | 0 | 0
MC077-B01 | MC077-B01/C3 | Virtual CNC 3 |  |  |  |  | Energy sensor | C3 |  |  |  | MC077 | Whewell Building |  |  | 0 | 0
MC077-B01 | MC077-B01/D1 | Heating &amp; HWS |  |  |  |  | Energy sensor | D1 |  |  |  | MC077 | Whewell Building |  |  | 0 | 0
MC077-B01 | MC077-B01/D2 | Works Labs AC Enable |  |  |  |  | Energy sensor | D2 |  |  |  | MC077 | Whewell Building |  |  | 0 | 0
MC077-B01 | MC077-B01/e1 | Alarm Dest 1 |  |  |  |  | Energy sensor | e1 |  |  |  | MC077 | Whewell Building |  |  | 0 | 0
MC077-B01 | MC077-B01/F1 | Function 1 |  |  |  |  | Energy sensor | F1 |  |  |  | MC077 | Whewell Building |  |  | 0 | 0
MC077-B01 | MC077-B01/F10 | Heating demand |  |  |  |  | Energy sensor | F10 |  |  |  | MC077 | Whewell Building |  |  | 0 | 0
MC077-B01 | MC077-B01/F11 | Space low limit |  |  |  |  | Energy sensor | F11 |  |  |  | MC077 | Whewell Building |  |  | 0 | 0
MC077-B01 | MC077-B01/F12 | Works Lab No1 AC Unit |  |  |  |  | Energy sensor | F12 |  |  |  | MC077 | Whewell Building |  |  | 0 | 0
MC077-B01 | MC077-B01/F13 | Works Lab No2 AC Unit |  |  |  |  | Energy sensor | F13 |  |  |  | MC077 | Whewell Building |  |  | 0 | 0
MC077-B01 | MC077-B01/F14 | Works Labs AC select |  |  |  |  | Energy sensor | F14 |  |  |  | MC077 | Whewell Building |  |  | 0 | 0
MC077-B01 | MC077-B01/F15 | Function 15 |  |  |  |  | Energy sensor | F15 |  |  |  | MC077 | Whewell Building |  |  | 0 | 0
MC077-B01 | MC077-B01/F16 | HWS Demand |  |  |  |  | Energy sensor | F16 |  |  |  | MC077 | Whewell Building |  |  | 0 | 0
MC077-B01 | MC077-B01/F17 | Function 17 |  |  |  |  | Energy sensor | F17 |  |  |  | MC077 | Whewell Building |  |  | 0 | 0
MC077-B01 | MC077-B01/F18 | Function 18 |  |  |  |  | Energy sensor | F18 |  |  |  | MC077 | Whewell Building |  |  | 0 | 0
MC077-B01 | MC077-B01/F19 | Function 19 |  |  |  |  | Energy sensor | F19 |  |  |  | MC077 | Whewell Building |  |  | 0 | 0
MC077-B01 | MC077-B01/F2 | Function 2 |  |  |  |  | Energy sensor | F2 |  |  |  | MC077 | Whewell Building |  |  | 0 | 0
MC077-B01 | MC077-B01/F3 | Function 3 |  |  |  |  | Energy sensor | F3 |  |  |  | MC077 | Whewell Building |  |  | 0 | 0
MC077-B01 | MC077-B01/F4 | OAT Eco Off 1=Heating Off |  |  |  |  | Energy sensor | F4 |  |  |  | MC077 | Whewell Building |  |  | 0 | 0
MC077-B01 | MC077-B01/F5 | Function 5 |  |  |  |  | Energy sensor | F5 |  |  |  | MC077 | Whewell Building |  |  | 0 | 0
MC077-B01 | MC077-B01/F6 | 1st stage frost protection |  |  |  |  | Energy sensor | F6 |  |  |  | MC077 | Whewell Building |  |  | 0 | 0
MC077-B01 | MC077-B01/F7 | Function 7 |  |  |  |  | Energy sensor | F7 |  |  |  | MC077 | Whewell Building |  |  | 0 | 0
MC077-B01 | MC077-B01/G1 | HWS Demand |  |  |  |  | Energy sensor | G1 |  |  |  | MC077 | Whewell Building |  |  | 0 | 0
MC077-B01 | MC077-B01/G10 | Logic 10 |  |  |  |  | Energy sensor | G10 |  |  |  | MC077 | Whewell Building |  |  | 0 | 0
MC077-B01 | MC077-B01/G11 | Summer &amp; Holiday |  |  |  |  | Energy sensor | G11 |  |  |  | MC077 | Whewell Building |  |  | 0 | 0
MC077-B01 | MC077-B01/G12 | Hot water service enable |  |  | 0 = Off, 1 = On |  | Energy sensor | G12 |  |  |  | MC077 | Whewell Building |  |  | 0 | 0
MC077-B01 | MC077-B01/G13 | Low Limit &amp; Frost |  |  |  |  | Energy sensor | G13 |  |  |  | MC077 | Whewell Building |  |  | 0 | 0
MC077-B01 | MC077-B01/G14 | Works Lab No1 Air Con Enable |  |  |  |  | Energy sensor | G14 |  |  |  | MC077 | Whewell Building |  |  | 0 | 0
MC077-B01 | MC077-B01/G15 | Works Lab No2 Air Con Enable |  |  |  |  | Energy sensor | G15 |  |  |  | MC077 | Whewell Building |  |  | 0 | 0
MC077-B01 | MC077-B01/G16 | Heating enable |  |  | 0 = Off, 1 = On |  | Energy sensor | G16 |  |  |  | MC077 | Whewell Building |  |  | 0 | 0
MC077-B01 | MC077-B01/G17 | 2nd stage frost protection |  |  | Degrees Celsius |  | Energy sensor | G17 |  |  |  | MC077 | Whewell Building |  |  | 0 | 0
MC077-B01 | MC077-B01/G18 | Logic 18 |  |  |  |  | Energy sensor | G18 |  |  |  | MC077 | Whewell Building |  |  | 0 | 0
MC077-B01 | MC077-B01/G19 | Logic 19 |  |  |  |  | Energy sensor | G19 |  |  |  | MC077 | Whewell Building |  |  | 0 | 0
MC077-B01 | MC077-B01/G2 | Logic 2 |  |  |  |  | Energy sensor | G2 |  |  |  | MC077 | Whewell Building |  |  | 0 | 0
MC077-B01 | MC077-B01/G20 | Summer Mode |  |  |  |  | Energy sensor | G20 |  |  |  | MC077 | Whewell Building |  |  | 0 | 0
MC077-B01 | MC077-B01/G21 | Holiday Mode |  |  |  |  | Energy sensor | G21 |  |  |  | MC077 | Whewell Building |  |  | 0 | 0
MC077-B01 | MC077-B01/G3 | Logic 3 |  |  |  |  | Energy sensor | G3 |  |  |  | MC077 | Whewell Building |  |  | 0 | 0
MC077-B01 | MC077-B01/G4 | Logic 4 |  |  |  |  | Energy sensor | G4 |  |  |  | MC077 | Whewell Building |  |  | 0 | 0
MC077-B01 | MC077-B01/G5 | Logic 5 |  |  |  |  | Energy sensor | G5 |  |  |  | MC077 | Whewell Building |  |  | 0 | 0
MC077-B01 | MC077-B01/G6 | Logic 6 |  |  |  |  | Energy sensor | G6 |  |  |  | MC077 | Whewell Building |  |  | 0 | 0
MC077-B01 | MC077-B01/G7 | Logic 7 |  |  |  |  | Energy sensor | G7 |  |  |  | MC077 | Whewell Building |  |  | 0 | 0
MC077-B01 | MC077-B01/G8 | Logic 8 |  |  |  |  | Energy sensor | G8 |  |  |  | MC077 | Whewell Building |  |  | 0 | 0
MC077-B01 | MC077-B01/G9 | Logic 9 |  |  |  |  | Energy sensor | G9 |  |  |  | MC077 | Whewell Building |  |  | 0 | 0
MC077-B01 | MC077-B01/I2 | Fire Alarm Stsat |  |  |  |  | Energy sensor | I2 |  |  |  | MC077 | Whewell Building |  |  | 0 | 0
MC077-B01 | MC077-B01/I3 | Digital Input 2 |  |  |  |  | Energy sensor | I3 |  |  |  | MC077 | Whewell Building |  |  | 0 | 0
MC077-B01 | MC077-B01/I4 | Digital Input 3 |  |  |  |  | Energy sensor | I4 |  |  |  | MC077 | Whewell Building |  |  | 0 | 0
MC077-B01 | MC077-B01/I5 | Digital Input 4 |  |  |  |  | Energy sensor | I5 |  |  |  | MC077 | Whewell Building |  |  | 0 | 0
MC077-B01 | MC077-B01/K1 | 1st stage frost protection |  |  |  |  | Energy sensor | K1 |  |  |  | MC077 | Whewell Building |  |  | 0 | 0
MC077-B01 | MC077-B01/K3 | Eco Off |  |  |  |  | Energy sensor | K3 |  |  |  | MC077 | Whewell Building |  |  | 0 | 0
MC077-B01 | MC077-B01/K4 | Space Temp SP |  |  | Degrees Celsius |  | Energy sensor | K4 |  |  |  | MC077 | Whewell Building |  |  | 0 | 0
MC077-B01 | MC077-B01/K5 | Hot water service flow temperature |  |  | Degrees Celsius |  | Energy sensor | K5 |  |  |  | MC077 | Whewell Building |  |  | 0 | 0
MC077-B01 | MC077-B01/K6 | Space Temp Low Limit SP |  |  | Degrees Celsius |  | Energy sensor | K6 |  |  |  | MC077 | Whewell Building |  |  | 0 | 0
MC077-B01 | MC077-B01/K7 | 2nd stage frost protection |  |  | Degrees Celsius |  | Energy sensor | K7 |  |  |  | MC077 | Whewell Building |  |  | 0 | 0
MC077-B01 | MC077-B01/K8 | Heat Outside Hold Off |  |  |  |  | Energy sensor | K8 |  |  |  | MC077 | Whewell Building |  |  | 0 | 0
MC077-B01 | MC077-B01/n1 | TREND_0C_C7_8D |  |  |  |  | Energy sensor | n1 |  |  |  | MC077 | Whewell Building |  |  | 0 | 0
MC077-B01 | MC077-B01/o1 | Alarm Route 1 |  |  |  |  | Energy sensor | o1 |  |  |  | MC077 | Whewell Building |  |  | 0 | 0
MC077-B01 | MC077-B01/O1 | Heating |  |  |  |  | Energy sensor | O1 |  |  |  | MC077 | Whewell Building |  |  | 0 | 0
MC077-B01 | MC077-B01/P1 | Outside air temperature |  |  | Degrees Celsius |  | Energy sensor | P1 |  |  |  | MC077 | Whewell Building |  |  | 0 | 0
MC077-B01 | MC077-B01/P2 | Space Temperature |  |  | Degrees Celsius |  | Energy sensor | P2 |  |  |  | MC077 | Whewell Building |  |  | 0 | 0
MC077-B01 | MC077-B01/P3 | HWS Temp |  |  | Degrees Celsius |  | Energy sensor | P3 |  |  |  | MC077 | Whewell Building |  |  | 0 | 0
MC077-B01 | MC077-B01/P4 | Memory Allocated |  |  |  |  | Energy sensor | P4 |  |  |  | MC077 | Whewell Building |  |  | 0 | 0
MC077-B01 | MC077-B01/P5 | CPU Usage % |  |  |  |  | Energy sensor | P5 |  |  |  | MC077 | Whewell Building |  |  | 0 | 0
MC077-B01 | MC077-B01/P6 | Memory Usage % |  |  |  |  | Energy sensor | P6 |  |  |  | MC077 | Whewell Building |  |  | 0 | 0
MC077-B01 | MC077-B01/P7 | Seq. Table Execution Time % |  |  |  |  | Energy sensor | P7 |  |  |  | MC077 | Whewell Building |  |  | 0 | 0
MC077-B01 | MC077-B01/P8 | Sensor 5 |  |  |  |  | Energy sensor | P8 |  |  |  | MC077 | Whewell Building |  |  | 0 | 0
MC077-B01 | MC077-B01/Q1 | Sequence Table 1 |  |  |  |  | Energy sensor | Q1 |  |  |  | MC077 | Whewell Building |  |  | 0 | 0
MC077-B01 | MC077-B01/S1 | Outside air temperature |  |  | Degrees Celsius |  | Energy sensor | S1 |  |  |  | MC077 | Whewell Building |  |  | 0 | 0
MC077-B01 | MC077-B01/S2 | Space Temperature |  |  | Degrees Celsius |  | Energy sensor | S2 |  |  |  | MC077 | Whewell Building |  |  | 0 | 0
MC077-B01 | MC077-B01/S3 | HWS Temp |  |  | Degrees Celsius |  | Energy sensor | S3 |  |  |  | MC077 | Whewell Building |  |  | 0 | 0
MC077-B01 | MC077-B01/S4 | 4 Dix Unit |  |  |  |  | Energy sensor | S4 |  |  |  | MC077 | Whewell Building |  |  | 0 | 0
MC077-B01 | MC077-B01/S5 | Heating enable |  |  | 0 = Off, 1 = On |  | Energy sensor | S5 |  |  |  | MC077 | Whewell Building |  |  | 0 | 0
MC077-B01 | MC077-B01/U1 | [5 empty] | Energy sensor | U1 |  |  |  | MC077 | Whewell Building |  |  | 0 | 0
MC077-B01 | MC077-B01/U2 | [5 empty] | Energy sensor | U2 |  |  |  | MC077 | Whewell Building |  |  | 0 | 0
MC077-B01 | MC077-B01/U3 | [5 empty] | Energy sensor | U3 |  |  |  | MC077 | Whewell Building |  |  | 0 | 0
MC077-B01 | MC077-B01/U4 | [5 empty] | Energy sensor | U4 |  |  |  | MC077 | Whewell Building |  |  | 0 | 0
MC077-B01 | MC077-B01/V1 | [5 empty] | Energy sensor | V1 |  |  |  | MC077 | Whewell Building |  |  | 0 | 0
MC077-B01 | MC077-B01/W1 | Works Lab No1 Auto-Off. 1=Auto |  |  |  |  | Energy sensor | W1 |  |  |  | MC077 | Whewell Building |  |  | 0 | 0
MC077-B01 | MC077-B01/W2 | Works Lab No2 Auto-Off. 1=Auto |  |  |  |  | Energy sensor | W2 |  |  |  | MC077 | Whewell Building |  |  | 0 | 0
MC077-B01 | MC077-B01/W3 | Summer Switch On=Sum |  |  |  |  | Energy sensor | W3 |  |  |  | MC077 | Whewell Building |  |  | 0 | 0
MC077-B01 | MC077-B01/W5 | Holiday Switch On= Hol |  |  |  |  | Energy sensor | W5 |  |  |  | MC077 | Whewell Building |  |  | 0 | 0
MC077-B01 | MC077-B01/W6 | AC Summer Op Only=On |  |  |  |  | Energy sensor | W6 |  |  |  | MC077 | Whewell Building |  |  | 0 | 0
MC077-B01 | MC077-B01/Y1 | Outside air temperature |  |  | Degrees Celsius |  | Energy sensor | Y1 |  |  |  | MC077 | Whewell Building |  |  | 0 | 0
MC077-B01 | MC077-B01/Y2 | Room temperature |  |  | Degrees Celsius |  | Energy sensor | Y2 |  |  |  | MC077 | Whewell Building |  |  | 0 | 0
MC077-B01 | MC077-B01/Y3 | Thermistor TBTI |  |  | Degrees Celsius |  | Energy sensor | Y3 |  |  |  | MC077 | Whewell Building |  |  | 0 | 0
MC077-B01 | MC077-B01/Y4 | 4DIX V Sontay |  |  |  |  | Energy sensor | Y4 |  |  |  | MC077 | Whewell Building |  |  | 0 | 0
MC077-B01 | MC077-B01/Z1 | Heating Time Zone |  |  |  |  | Energy sensor | Z1 |  |  |  | MC077 | Whewell Building |  |  | 0 | 0
MC077-B01 | MC077-B01/Z2 | HWS Time Zone |  |  |  |  | Energy sensor | Z2 |  |  |  | MC077 | Whewell Building |  |  | 0 | 0
MC077-B01 | MC077-B01/Z3 | Works Lab No1 Air Conditioning |  |  |  |  | Energy sensor | Z3 |  |  |  | MC077 | Whewell Building |  |  | 0 | 0
MC077-B01 | MC077-B01/Z4 | Works Lab No2 Air Conditioning |  |  |  |  | Energy sensor | Z4 |  |  |  | MC077 | Whewell Building |  |  | 0 | 0
MC077-B01 | MC077-B01/Z5 | Whewell Bldg Summer Time Zone |  |  |  |  | Energy sensor | Z5 |  |  |  | MC077 | Whewell Building |  |  | 0 | 0
MC077-B01 | MC077-B01/Z6 | Whewell Bldg Holiday Time Zone |  |  |  |  | Energy sensor | Z6 |  |  |  | MC077 | Whewell Building |  |  | 0 | 0
MC044-B10 | MC044-B10/B1 | FC Interface |  |  |  |  | Energy sensor | B1 |  |  |  | MC044 | Faraday Building |  |  | 0 | 0
MC044-B10 | MC044-B10/C1 | Virtual CNC 1 |  |  |  |  | Energy sensor | C1 |  |  |  | MC044 | Faraday Building |  |  | 0 | 0
MC044-B10 | MC044-B10/C2 | Virtual CNC 2 |  |  |  |  | Energy sensor | C2 |  |  |  | MC044 | Faraday Building |  |  | 0 | 0
MC044-B10 | MC044-B10/C3 | Virtual CNC 3 |  |  |  |  | Energy sensor | C3 |  |  |  | MC044 | Faraday Building |  |  | 0 | 0
MC044-B10 | MC044-B10/C4 | Virtual CNC 4 |  |  |  |  | Energy sensor | C4 |  |  |  | MC044 | Faraday Building |  |  | 0 | 0
MC044-B10 | MC044-B10/e1 | 963 |  |  |  |  | Energy sensor | e1 |  |  |  | MC044 | Faraday Building |  |  | 0 | 0
MC044-B10 | MC044-B10/f1 | [5 empty] | Energy sensor | f1 |  |  |  | MC044 | Faraday Building |  |  | 0 | 0
MC044-B10 | MC044-B10/f10 | [5 empty] | Energy sensor | f10 |  |  |  | MC044 | Faraday Building |  |  | 0 | 0
MC044-B10 | MC044-B10/f11 | [5 empty] | Energy sensor | f11 |  |  |  | MC044 | Faraday Building |  |  | 0 | 0
MC044-B10 | MC044-B10/f12 | [5 empty] | Energy sensor | f12 |  |  |  | MC044 | Faraday Building |  |  | 0 | 0
MC044-B10 | MC044-B10/f13 | [5 empty] | Energy sensor | f13 |  |  |  | MC044 | Faraday Building |  |  | 0 | 0
MC044-B10 | MC044-B10/f14 | [5 empty] | Energy sensor | f14 |  |  |  | MC044 | Faraday Building |  |  | 0 | 0
MC044-B10 | MC044-B10/f15 | [5 empty] | Energy sensor | f15 |  |  |  | MC044 | Faraday Building |  |  | 0 | 0
MC044-B10 | MC044-B10/f16 | [5 empty] | Energy sensor | f16 |  |  |  | MC044 | Faraday Building |  |  | 0 | 0
MC044-B10 | MC044-B10/f17 | [5 empty] | Energy sensor | f17 |  |  |  | MC044 | Faraday Building |  |  | 0 | 0
MC044-B10 | MC044-B10/f18 | [5 empty] | Energy sensor | f18 |  |  |  | MC044 | Faraday Building |  |  | 0 | 0
MC044-B10 | MC044-B10/f19 | [5 empty] | Energy sensor | f19 |  |  |  | MC044 | Faraday Building |  |  | 0 | 0
MC044-B10 | MC044-B10/f2 | [5 empty] | Energy sensor | f2 |  |  |  | MC044 | Faraday Building |  |  | 0 | 0
MC044-B10 | MC044-B10/f20 | [5 empty] | Energy sensor | f20 |  |  |  | MC044 | Faraday Building |  |  | 0 | 0
MC044-B10 | MC044-B10/f21 | [5 empty] | Energy sensor | f21 |  |  |  | MC044 | Faraday Building |  |  | 0 | 0
MC044-B10 | MC044-B10/f22 | [5 empty] | Energy sensor | f22 |  |  |  | MC044 | Faraday Building |  |  | 0 | 0
MC044-B10 | MC044-B10/f23 | [5 empty] | Energy sensor | f23 |  |  |  | MC044 | Faraday Building |  |  | 0 | 0
MC044-B10 | MC044-B10/f3 | [5 empty] | Energy sensor | f3 |  |  |  | MC044 | Faraday Building |  |  | 0 | 0
MC044-B10 | MC044-B10/f4 | [5 empty] | Energy sensor | f4 |  |  |  | MC044 | Faraday Building |  |  | 0 | 0
MC044-B10 | MC044-B10/f5 | [5 empty] | Energy sensor | f5 |  |  |  | MC044 | Faraday Building |  |  | 0 | 0
MC044-B10 | MC044-B10/f6 | [5 empty] | Energy sensor | f6 |  |  |  | MC044 | Faraday Building |  |  | 0 | 0
MC044-B10 | MC044-B10/f7 | [5 empty] | Energy sensor | f7 |  |  |  | MC044 | Faraday Building |  |  | 0 | 0
MC044-B10 | MC044-B10/f8 | [5 empty] | Energy sensor | f8 |  |  |  | MC044 | Faraday Building |  |  | 0 | 0
MC044-B10 | MC044-B10/f9 | [5 empty] | Energy sensor | f9 |  |  |  | MC044 | Faraday Building |  |  | 0 | 0
MC044-B10 | MC044-B10/G104 | LC02SPXE4 Mute |  |  |  |  | Energy sensor | G104 |  |  |  | MC044 | Faraday Building |  |  | 0 | 0
MC044-B10 | MC044-B10/G105 | Logic 105 |  |  |  |  | Energy sensor | G105 |  |  |  | MC044 | Faraday Building |  |  | 0 | 0
MC044-B10 | MC044-B10/G106 | Logic 106 |  |  |  |  | Energy sensor | G106 |  |  |  | MC044 | Faraday Building |  |  | 0 | 0
MC044-B10 | MC044-B10/G107 | Logic 107 |  |  |  |  | Energy sensor | G107 |  |  |  | MC044 | Faraday Building |  |  | 0 | 0
MC044-B10 | MC044-B10/G108 | Logic 108 |  |  |  |  | Energy sensor | G108 |  |  |  | MC044 | Faraday Building |  |  | 0 | 0
MC044-B10 | MC044-B10/G109 | Logic 109 |  |  |  |  | Energy sensor | G109 |  |  |  | MC044 | Faraday Building |  |  | 0 | 0
MC044-B10 | MC044-B10/G110 | LC02SPXE5 Mute |  |  |  |  | Energy sensor | G110 |  |  |  | MC044 | Faraday Building |  |  | 0 | 0
MC044-B10 | MC044-B10/G111 | Logic 111 |  |  |  |  | Energy sensor | G111 |  |  |  | MC044 | Faraday Building |  |  | 0 | 0
MC044-B10 | MC044-B10/G112 | Logic 112 |  |  |  |  | Energy sensor | G112 |  |  |  | MC044 | Faraday Building |  |  | 0 | 0
MC044-B10 | MC044-B10/G113 | Logic 113 |  |  |  |  | Energy sensor | G113 |  |  |  | MC044 | Faraday Building |  |  | 0 | 0
MC044-B10 | MC044-B10/G114 | Logic 114 |  |  |  |  | Energy sensor | G114 |  |  |  | MC044 | Faraday Building |  |  | 0 | 0
MC044-B10 | MC044-B10/G115 | Logic 115 |  |  |  |  | Energy sensor | G115 |  |  |  | MC044 | Faraday Building |  |  | 0 | 0
MC044-B10 | MC044-B10/G116 | Logic 116 |  |  |  |  | Energy sensor | G116 |  |  |  | MC044 | Faraday Building |  |  | 0 | 0
MC044-B10 | MC044-B10/G117 | Logic 117 |  |  |  |  | Energy sensor | G117 |  |  |  | MC044 | Faraday Building |  |  | 0 | 0
MC044-B10 | MC044-B10/G118 | Logic 118 |  |  |  |  | Energy sensor | G118 |  |  |  | MC044 | Faraday Building |  |  | 0 | 0
MC044-B10 | MC044-B10/G119 | Logic 119 |  |  |  |  | Energy sensor | G119 |  |  |  | MC044 | Faraday Building |  |  | 0 | 0
MC044-B10 | MC044-B10/G120 | Logic 120 |  |  |  |  | Energy sensor | G120 |  |  |  | MC044 | Faraday Building |  |  | 0 | 0
MC044-B10 | MC044-B10/G121 | LC02SPXE7 Mute |  |  |  |  | Energy sensor | G121 |  |  |  | MC044 | Faraday Building |  |  | 0 | 0
MC044-B10 | MC044-B10/G122 | Logic 122 |  |  |  |  | Energy sensor | G122 |  |  |  | MC044 | Faraday Building |  |  | 0 | 0
MC044-B10 | MC044-B10/G123 | Logic 123 |  |  |  |  | Energy sensor | G123 |  |  |  | MC044 | Faraday Building |  |  | 0 | 0
MC044-B10 | MC044-B10/G124 | Logic 124 |  |  |  |  | Energy sensor | G124 |  |  |  | MC044 | Faraday Building |  |  | 0 | 0
MC044-B10 | MC044-B10/G125 | Logic 125 |  |  |  |  | Energy sensor | G125 |  |  |  | MC044 | Faraday Building |  |  | 0 | 0
MC044-B10 | MC044-B10/G126 | Logic 126 |  |  |  |  | Energy sensor | G126 |  |  |  | MC044 | Faraday Building |  |  | 0 | 0
MC044-B10 | MC044-B10/G39 | LC02SPXE4 ON |  |  |  |  | Energy sensor | G39 |  |  |  | MC044 | Faraday Building |  |  | 0 | 0
MC044-B10 | MC044-B10/G40 | LC02SPXE4 Boost |  |  |  |  | Energy sensor | G40 |  |  |  | MC044 | Faraday Building |  |  | 0 | 0
MC044-B10 | MC044-B10/G41 | Logic 41 |  |  |  |  | Energy sensor | G41 |  |  |  | MC044 | Faraday Building |  |  | 0 | 0
MC044-B10 | MC044-B10/G42 | Logic 42 |  |  |  |  | Energy sensor | G42 |  |  |  | MC044 | Faraday Building |  |  | 0 | 0
MC044-B10 | MC044-B10/G43 | Logic 43 |  |  |  |  | Energy sensor | G43 |  |  |  | MC044 | Faraday Building |  |  | 0 | 0
MC044-B10 | MC044-B10/G44 | Logic 44 |  |  |  |  | Energy sensor | G44 |  |  |  | MC044 | Faraday Building |  |  | 0 | 0
MC044-B10 | MC044-B10/G45 | Logic 45 |  |  |  |  | Energy sensor | G45 |  |  |  | MC044 | Faraday Building |  |  | 0 | 0
MC044-B10 | MC044-B10/G46 | Logic 46 |  |  |  |  | Energy sensor | G46 |  |  |  | MC044 | Faraday Building |  |  | 0 | 0
MC044-B10 | MC044-B10/G47 | Logic 47 |  |  |  |  | Energy sensor | G47 |  |  |  | MC044 | Faraday Building |  |  | 0 | 0
MC044-B10 | MC044-B10/G48 | Logic 48 |  |  |  |  | Energy sensor | G48 |  |  |  | MC044 | Faraday Building |  |  | 0 | 0
MC044-B10 | MC044-B10/G49 | Logic 49 |  |  |  |  | Energy sensor | G49 |  |  |  | MC044 | Faraday Building |  |  | 0 | 0
MC044-B10 | MC044-B10/G50 | Logic 50 |  |  |  |  | Energy sensor | G50 |  |  |  | MC044 | Faraday Building |  |  | 0 | 0
MC044-B10 | MC044-B10/G51 | LC02SPXE5 ON |  |  |  |  | Energy sensor | G51 |  |  |  | MC044 | Faraday Building |  |  | 0 | 0
MC044-B10 | MC044-B10/G52 | Logic 52 |  |  |  |  | Energy sensor | G52 |  |  |  | MC044 | Faraday Building |  |  | 0 | 0
MC044-B10 | MC044-B10/G53 | Logic 53 |  |  |  |  | Energy sensor | G53 |  |  |  | MC044 | Faraday Building |  |  | 0 | 0
MC044-B10 | MC044-B10/G54 | Logic 54 |  |  |  |  | Energy sensor | G54 |  |  |  | MC044 | Faraday Building |  |  | 0 | 0
MC044-B10 | MC044-B10/G55 | Logic 55 |  |  |  |  | Energy sensor | G55 |  |  |  | MC044 | Faraday Building |  |  | 0 | 0
MC044-B10 | MC044-B10/G56 | Logic 56 |  |  |  |  | Energy sensor | G56 |  |  |  | MC044 | Faraday Building |  |  | 0 | 0
MC044-B10 | MC044-B10/G57 | Logic 57 |  |  |  |  | Energy sensor | G57 |  |  |  | MC044 | Faraday Building |  |  | 0 | 0
MC044-B10 | MC044-B10/G58 | Logic 58 |  |  |  |  | Energy sensor | G58 |  |  |  | MC044 | Faraday Building |  |  | 0 | 0
MC044-B10 | MC044-B10/G59 | Logic 59 |  |  |  |  | Energy sensor | G59 |  |  |  | MC044 | Faraday Building |  |  | 0 | 0
MC044-B10 | MC044-B10/G60 | Logic 60 |  |  |  |  | Energy sensor | G60 |  |  |  | MC044 | Faraday Building |  |  | 0 | 0
MC044-B10 | MC044-B10/G61 | Logic 61 |  |  |  |  | Energy sensor | G61 |  |  |  | MC044 | Faraday Building |  |  | 0 | 0
MC044-B10 | MC044-B10/G62 | LC02SPXE5 Boost |  |  |  |  | Energy sensor | G62 |  |  |  | MC044 | Faraday Building |  |  | 0 | 0
MC044-B10 | MC044-B10/G63 | Logic 63 |  |  |  |  | Energy sensor | G63 |  |  |  | MC044 | Faraday Building |  |  | 0 | 0
MC044-B10 | MC044-B10/G64 | Logic 64 |  |  |  |  | Energy sensor | G64 |  |  |  | MC044 | Faraday Building |  |  | 0 | 0
MC044-B10 | MC044-B10/G65 | Logic 65 |  |  |  |  | Energy sensor | G65 |  |  |  | MC044 | Faraday Building |  |  | 0 | 0
MC044-B10 | MC044-B10/G66 | Logic 66 |  |  |  |  | Energy sensor | G66 |  |  |  | MC044 | Faraday Building |  |  | 0 | 0
MC044-B10 | MC044-B10/G67 | Logic 67 |  |  |  |  | Energy sensor | G67 |  |  |  | MC044 | Faraday Building |  |  | 0 | 0
MC044-B10 | MC044-B10/G68 | Logic 68 |  |  |  |  | Energy sensor | G68 |  |  |  | MC044 | Faraday Building |  |  | 0 | 0
MC044-B10 | MC044-B10/G69 | Logic 69 |  |  |  |  | Energy sensor | G69 |  |  |  | MC044 | Faraday Building |  |  | 0 | 0
MC044-B10 | MC044-B10/G70 | Logic 70 |  |  |  |  | Energy sensor | G70 |  |  |  | MC044 | Faraday Building |  |  | 0 | 0
MC044-B10 | MC044-B10/G71 | Logic 71 |  |  |  |  | Energy sensor | G71 |  |  |  | MC044 | Faraday Building |  |  | 0 | 0
MC044-B10 | MC044-B10/G72 | Logic 72 |  |  |  |  | Energy sensor | G72 |  |  |  | MC044 | Faraday Building |  |  | 0 | 0
MC044-B10 | MC044-B10/G73 | LC02SPXE7 ON |  |  |  |  | Energy sensor | G73 |  |  |  | MC044 | Faraday Building |  |  | 0 | 0
MC044-B10 | MC044-B10/G74 | LC02SPXE7 Boost |  |  |  |  | Energy sensor | G74 |  |  |  | MC044 | Faraday Building |  |  | 0 | 0
MC044-B10 | MC044-B10/G75 | Logic 75 |  |  |  |  | Energy sensor | G75 |  |  |  | MC044 | Faraday Building |  |  | 0 | 0
MC044-B10 | MC044-B10/G76 | Logic 76 |  |  |  |  | Energy sensor | G76 |  |  |  | MC044 | Faraday Building |  |  | 0 | 0
MC044-B10 | MC044-B10/G77 | Logic 77 |  |  |  |  | Energy sensor | G77 |  |  |  | MC044 | Faraday Building |  |  | 0 | 0
MC044-B10 | MC044-B10/G78 | Logic 78 |  |  |  |  | Energy sensor | G78 |  |  |  | MC044 | Faraday Building |  |  | 0 | 0
MC044-B10 | MC044-B10/G79 | Logic 79 |  |  |  |  | Energy sensor | G79 |  |  |  | MC044 | Faraday Building |  |  | 0 | 0
MC044-B10 | MC044-B10/G80 | Logic 80 |  |  |  |  | Energy sensor | G80 |  |  |  | MC044 | Faraday Building |  |  | 0 | 0
MC044-B10 | MC044-B10/G81 | Logic 81 |  |  |  |  | Energy sensor | G81 |  |  |  | MC044 | Faraday Building |  |  | 0 | 0
MC044-B10 | MC044-B10/G82 | Logic 82 |  |  |  |  | Energy sensor | G82 |  |  |  | MC044 | Faraday Building |  |  | 0 | 0
MC044-B10 | MC044-B10/G83 | Logic 83 |  |  |  |  | Energy sensor | G83 |  |  |  | MC044 | Faraday Building |  |  | 0 | 0
MC044-B10 | MC044-B10/G84 | Logic 84 |  |  |  |  | Energy sensor | G84 |  |  |  | MC044 | Faraday Building |  |  | 0 | 0
MC044-B10 | MC044-B10/I1 | FC 38 Mode On-Off |  |  |  |  | Energy sensor | I1 |  |  |  | MC044 | Faraday Building |  |  | 0 | 0
MC044-B10 | MC044-B10/I11 | FC 40 Mode On-Off |  |  |  |  | Energy sensor | I11 |  |  |  | MC044 | Faraday Building |  |  | 0 | 0
MC044-B10 | MC044-B10/I12 | FC 40 Mode Normal-Reduced |  |  |  |  | Energy sensor | I12 |  |  |  | MC044 | Faraday Building |  |  | 0 | 0
MC044-B10 | MC044-B10/I13 | FC 40 Mode Normal-Vmax |  |  |  |  | Energy sensor | I13 |  |  |  | MC044 | Faraday Building |  |  | 0 | 0
MC044-B10 | MC044-B10/I14 | FC 40 Fault |  |  |  |  | Energy sensor | I14 |  |  |  | MC044 | Faraday Building |  |  | 0 | 0
MC044-B10 | MC044-B10/I16 | FC 41 Mode On-Off |  |  |  |  | Energy sensor | I16 |  |  |  | MC044 | Faraday Building |  |  | 0 | 0
MC044-B10 | MC044-B10/I17 | FC 41 Mode Normal-Reduced |  |  |  |  | Energy sensor | I17 |  |  |  | MC044 | Faraday Building |  |  | 0 | 0
MC044-B10 | MC044-B10/I18 | FC 41 Mode Normal-Vmax |  |  |  |  | Energy sensor | I18 |  |  |  | MC044 | Faraday Building |  |  | 0 | 0
MC044-B10 | MC044-B10/I19 | FC 41 Fault |  |  |  |  | Energy sensor | I19 |  |  |  | MC044 | Faraday Building |  |  | 0 | 0
MC044-B10 | MC044-B10/I2 | FC 38 Mode Normal-Reduced |  |  |  |  | Energy sensor | I2 |  |  |  | MC044 | Faraday Building |  |  | 0 | 0
MC044-B10 | MC044-B10/I21 | FC 42 Mode On-Off |  |  |  |  | Energy sensor | I21 |  |  |  | MC044 | Faraday Building |  |  | 0 | 0
MC044-B10 | MC044-B10/I22 | FC 42 Mode Normal-Reduced |  |  |  |  | Energy sensor | I22 |  |  |  | MC044 | Faraday Building |  |  | 0 | 0
MC044-B10 | MC044-B10/I23 | FC 42 Mode Normal-Vmax |  |  |  |  | Energy sensor | I23 |  |  |  | MC044 | Faraday Building |  |  | 0 | 0
MC044-B10 | MC044-B10/I24 | FC 42 Fault |  |  |  |  | Energy sensor | I24 |  |  |  | MC044 | Faraday Building |  |  | 0 | 0
MC044-B10 | MC044-B10/I26 | FC 43 Mode On-Off |  |  |  |  | Energy sensor | I26 |  |  |  | MC044 | Faraday Building |  |  | 0 | 0
MC044-B10 | MC044-B10/I27 | FC 43 Mode Normal-Reduced |  |  |  |  | Energy sensor | I27 |  |  |  | MC044 | Faraday Building |  |  | 0 | 0
MC044-B10 | MC044-B10/I28 | FC 43 Mode Normal-Vmax |  |  |  |  | Energy sensor | I28 |  |  |  | MC044 | Faraday Building |  |  | 0 | 0
MC044-B10 | MC044-B10/I29 | FC 43 Fault |  |  |  |  | Energy sensor | I29 |  |  |  | MC044 | Faraday Building |  |  | 0 | 0
MC044-B10 | MC044-B10/I3 | FC 38 Mode Normal-Vmax |  |  |  |  | Energy sensor | I3 |  |  |  | MC044 | Faraday Building |  |  | 0 | 0
MC044-B10 | MC044-B10/I31 | FC 44 Mode On-Off |  |  |  |  | Energy sensor | I31 |  |  |  | MC044 | Faraday Building |  |  | 0 | 0
MC044-B10 | MC044-B10/I32 | FC 44 Mode Normal-Reduced |  |  |  |  | Energy sensor | I32 |  |  |  | MC044 | Faraday Building |  |  | 0 | 0
MC044-B10 | MC044-B10/I33 | FC 44 Mode Normal-Vmax |  |  |  |  | Energy sensor | I33 |  |  |  | MC044 | Faraday Building |  |  | 0 | 0
MC044-B10 | MC044-B10/I34 | FC 44 Fault |  |  |  |  | Energy sensor | I34 |  |  |  | MC044 | Faraday Building |  |  | 0 | 0
MC044-B10 | MC044-B10/I36 | FC 45 Mode On-Off |  |  |  |  | Energy sensor | I36 |  |  |  | MC044 | Faraday Building |  |  | 0 | 0
MC044-B10 | MC044-B10/I37 | FC 45 Mode Normal-Reduced |  |  |  |  | Energy sensor | I37 |  |  |  | MC044 | Faraday Building |  |  | 0 | 0
MC044-B10 | MC044-B10/I38 | FC 45 Mode Normal-Vmax |  |  |  |  | Energy sensor | I38 |  |  |  | MC044 | Faraday Building |  |  | 0 | 0
MC044-B10 | MC044-B10/I39 | FC 45 Fault |  |  |  |  | Energy sensor | I39 |  |  |  | MC044 | Faraday Building |  |  | 0 | 0
MC044-B10 | MC044-B10/I4 | FC 38 Fault |  |  |  |  | Energy sensor | I4 |  |  |  | MC044 | Faraday Building |  |  | 0 | 0
MC044-B10 | MC044-B10/I41 | FC 46 Mode On-Off |  |  |  |  | Energy sensor | I41 |  |  |  | MC044 | Faraday Building |  |  | 0 | 0
MC044-B10 | MC044-B10/I42 | FC 46 Mode Normal-Reduced |  |  |  |  | Energy sensor | I42 |  |  |  | MC044 | Faraday Building |  |  | 0 | 0
MC044-B10 | MC044-B10/I43 | FC 46 Mode Normal-Vmax |  |  |  |  | Energy sensor | I43 |  |  |  | MC044 | Faraday Building |  |  | 0 | 0
MC044-B10 | MC044-B10/I44 | FC 46 Fault |  |  |  |  | Energy sensor | I44 |  |  |  | MC044 | Faraday Building |  |  | 0 | 0
MC044-B10 | MC044-B10/I46 | FC 47 Mode On-Off |  |  |  |  | Energy sensor | I46 |  |  |  | MC044 | Faraday Building |  |  | 0 | 0
MC044-B10 | MC044-B10/I47 | FC 47 Mode Normal-Reduced |  |  |  |  | Energy sensor | I47 |  |  |  | MC044 | Faraday Building |  |  | 0 | 0
MC044-B10 | MC044-B10/I48 | FC 47 Mode Normal-Vmax |  |  |  |  | Energy sensor | I48 |  |  |  | MC044 | Faraday Building |  |  | 0 | 0
MC044-B10 | MC044-B10/I49 | FC 47 Fault |  |  |  |  | Energy sensor | I49 |  |  |  | MC044 | Faraday Building |  |  | 0 | 0
MC044-B10 | MC044-B10/I51 | FC 48 Mode On-Off |  |  |  |  | Energy sensor | I51 |  |  |  | MC044 | Faraday Building |  |  | 0 | 0
MC044-B10 | MC044-B10/I52 | FC 48 Mode Normal-Reduced |  |  |  |  | Energy sensor | I52 |  |  |  | MC044 | Faraday Building |  |  | 0 | 0
MC044-B10 | MC044-B10/I53 | FC 48 Mode Normal-Vmax |  |  |  |  | Energy sensor | I53 |  |  |  | MC044 | Faraday Building |  |  | 0 | 0
MC044-B10 | MC044-B10/I54 | FC 48 Fault |  |  |  |  | Energy sensor | I54 |  |  |  | MC044 | Faraday Building |  |  | 0 | 0
MC044-B10 | MC044-B10/I56 | FC 49 Mode On-Off |  |  |  |  | Energy sensor | I56 |  |  |  | MC044 | Faraday Building |  |  | 0 | 0
MC044-B10 | MC044-B10/I57 | FC 49 Mode Normal-Reduced |  |  |  |  | Energy sensor | I57 |  |  |  | MC044 | Faraday Building |  |  | 0 | 0
MC044-B10 | MC044-B10/I58 | FC 49 Mode Normal-Vmax |  |  |  |  | Energy sensor | I58 |  |  |  | MC044 | Faraday Building |  |  | 0 | 0
MC044-B10 | MC044-B10/I59 | FC 49 Fault |  |  |  |  | Energy sensor | I59 |  |  |  | MC044 | Faraday Building |  |  | 0 | 0
MC044-B10 | MC044-B10/I6 | FC 39 Mode On-Off |  |  |  |  | Energy sensor | I6 |  |  |  | MC044 | Faraday Building |  |  | 0 | 0
MC044-B10 | MC044-B10/I61 | FC 50 Mode On-Off |  |  |  |  | Energy sensor | I61 |  |  |  | MC044 | Faraday Building |  |  | 0 | 0
MC044-B10 | MC044-B10/I62 | FC 50 Mode Normal-Reduced |  |  |  |  | Energy sensor | I62 |  |  |  | MC044 | Faraday Building |  |  | 0 | 0
MC044-B10 | MC044-B10/I63 | FC 50 Mode Normal-Vmax |  |  |  |  | Energy sensor | I63 |  |  |  | MC044 | Faraday Building |  |  | 0 | 0
MC044-B10 | MC044-B10/I64 | FC 50 Fault |  |  |  |  | Energy sensor | I64 |  |  |  | MC044 | Faraday Building |  |  | 0 | 0
MC044-B10 | MC044-B10/I66 | FC 51 Mode On-Off |  |  |  |  | Energy sensor | I66 |  |  |  | MC044 | Faraday Building |  |  | 0 | 0
MC044-B10 | MC044-B10/I67 | FC 51 Mode Normal-Reduced |  |  |  |  | Energy sensor | I67 |  |  |  | MC044 | Faraday Building |  |  | 0 | 0
MC044-B10 | MC044-B10/I68 | FC 51 Mode Normal-Vmax |  |  |  |  | Energy sensor | I68 |  |  |  | MC044 | Faraday Building |  |  | 0 | 0
MC044-B10 | MC044-B10/I69 | FC 51 Fault |  |  |  |  | Energy sensor | I69 |  |  |  | MC044 | Faraday Building |  |  | 0 | 0
MC044-B10 | MC044-B10/I7 | FC 39 Mode Normal-Reduced |  |  |  |  | Energy sensor | I7 |  |  |  | MC044 | Faraday Building |  |  | 0 | 0
MC044-B10 | MC044-B10/I71 | FC 52 Mode On-Off |  |  |  |  | Energy sensor | I71 |  |  |  | MC044 | Faraday Building |  |  | 0 | 0
MC044-B10 | MC044-B10/I72 | FC 52 Mode Normal-Reduced |  |  |  |  | Energy sensor | I72 |  |  |  | MC044 | Faraday Building |  |  | 0 | 0
MC044-B10 | MC044-B10/I73 | FC 52 Mode Normal-Vmax |  |  |  |  | Energy sensor | I73 |  |  |  | MC044 | Faraday Building |  |  | 0 | 0
MC044-B10 | MC044-B10/I74 | FC 52 Fault |  |  |  |  | Energy sensor | I74 |  |  |  | MC044 | Faraday Building |  |  | 0 | 0
MC044-B10 | MC044-B10/I76 | FC 53 Mode On-Off |  |  |  |  | Energy sensor | I76 |  |  |  | MC044 | Faraday Building |  |  | 0 | 0
MC044-B10 | MC044-B10/I77 | FC 53 Mode Normal-Reduced |  |  |  |  | Energy sensor | I77 |  |  |  | MC044 | Faraday Building |  |  | 0 | 0
MC044-B10 | MC044-B10/I78 | FC 53 Mode Normal-Vmax |  |  |  |  | Energy sensor | I78 |  |  |  | MC044 | Faraday Building |  |  | 0 | 0
MC044-B10 | MC044-B10/I79 | FC 53 Fault |  |  |  |  | Energy sensor | I79 |  |  |  | MC044 | Faraday Building |  |  | 0 | 0
MC044-B10 | MC044-B10/I8 | FC 39 Mode Normal-Vmax |  |  |  |  | Energy sensor | I8 |  |  |  | MC044 | Faraday Building |  |  | 0 | 0
MC044-B10 | MC044-B10/I81 | FC 54 Mode On-Off |  |  |  |  | Energy sensor | I81 |  |  |  | MC044 | Faraday Building |  |  | 0 | 0
MC044-B10 | MC044-B10/I82 | FC 54 Mode Normal-Reduced |  |  |  |  | Energy sensor | I82 |  |  |  | MC044 | Faraday Building |  |  | 0 | 0
MC044-B10 | MC044-B10/I83 | FC 54 Mode Normal-Vmax |  |  |  |  | Energy sensor | I83 |  |  |  | MC044 | Faraday Building |  |  | 0 | 0
MC044-B10 | MC044-B10/I84 | FC 54 Fault |  |  |  |  | Energy sensor | I84 |  |  |  | MC044 | Faraday Building |  |  | 0 | 0
MC044-B10 | MC044-B10/I86 | FC 55 Mode On-Off |  |  |  |  | Energy sensor | I86 |  |  |  | MC044 | Faraday Building |  |  | 0 | 0
MC044-B10 | MC044-B10/I87 | FC 55 Mode Normal-Reduced |  |  |  |  | Energy sensor | I87 |  |  |  | MC044 | Faraday Building |  |  | 0 | 0
MC044-B10 | MC044-B10/I88 | FC 55 Mode Normal-Vmax |  |  |  |  | Energy sensor | I88 |  |  |  | MC044 | Faraday Building |  |  | 0 | 0
MC044-B10 | MC044-B10/I89 | FC 55 Fault |  |  |  |  | Energy sensor | I89 |  |  |  | MC044 | Faraday Building |  |  | 0 | 0
MC044-B10 | MC044-B10/I9 | FC 39 Fault |  |  |  |  | Energy sensor | I9 |  |  |  | MC044 | Faraday Building |  |  | 0 | 0
MC044-B10 | MC044-B10/I91 | FC 56 Mode On-Off |  |  |  |  | Energy sensor | I91 |  |  |  | MC044 | Faraday Building |  |  | 0 | 0
MC044-B10 | MC044-B10/I92 | FC 56 Mode Normal-Reduced |  |  |  |  | Energy sensor | I92 |  |  |  | MC044 | Faraday Building |  |  | 0 | 0
MC044-B10 | MC044-B10/I93 | FC 56 Mode Normal-Vmax |  |  |  |  | Energy sensor | I93 |  |  |  | MC044 | Faraday Building |  |  | 0 | 0
MC044-B10 | MC044-B10/I94 | FC 56 Fault |  |  |  |  | Energy sensor | I94 |  |  |  | MC044 | Faraday Building |  |  | 0 | 0
MC044-B10 | MC044-B10/I96 | FC 57 Mode On-Off |  |  |  |  | Energy sensor | I96 |  |  |  | MC044 | Faraday Building |  |  | 0 | 0
MC044-B10 | MC044-B10/I97 | FC 57 Mode Normal-Reduced |  |  |  |  | Energy sensor | I97 |  |  |  | MC044 | Faraday Building |  |  | 0 | 0
MC044-B10 | MC044-B10/I98 | FC 57 Mode Normal-Vmax |  |  |  |  | Energy sensor | I98 |  |  |  | MC044 | Faraday Building |  |  | 0 | 0
MC044-B10 | MC044-B10/I99 | FC 57 Fault |  |  |  |  | Energy sensor | I99 |  |  |  | MC044 | Faraday Building |  |  | 0 | 0
MC044-B10 | MC044-B10/N1 | Variable air volume C E38 |  |  |  |  | Energy sensor | N1 |  |  |  | MC044 | Faraday Building |  |  | 0 | 0
MC044-B10 | MC044-B10/n1 | TREND_0C_B1_A3 |  |  |  |  | Energy sensor | n1 |  |  |  | MC044 | Faraday Building |  |  | 0 | 0
MC044-B10 | MC044-B10/N10 | Variable air volume C E39 |  |  |  |  | Energy sensor | N10 |  |  |  | MC044 | Faraday Building |  |  | 0 | 0
MC044-B10 | MC044-B10/N100 | Variable air volume C E49 |  |  |  |  | Energy sensor | N100 |  |  |  | MC044 | Faraday Building |  |  | 0 | 0
MC044-B10 | MC044-B10/N101 | Variable air volume C E50 |  |  |  |  | Energy sensor | N101 |  |  |  | MC044 | Faraday Building |  |  | 0 | 0
MC044-B10 | MC044-B10/N102 | Variable air volume C E51 |  |  |  |  | Energy sensor | N102 |  |  |  | MC044 | Faraday Building |  |  | 0 | 0
MC044-B10 | MC044-B10/N103 | Variable air volume C E52 |  |  |  |  | Energy sensor | N103 |  |  |  | MC044 | Faraday Building |  |  | 0 | 0
MC044-B10 | MC044-B10/N104 | Variable air volume C E53 |  |  |  |  | Energy sensor | N104 |  |  |  | MC044 | Faraday Building |  |  | 0 | 0
MC044-B10 | MC044-B10/N105 | Variable air volume C E54 |  |  |  |  | Energy sensor | N105 |  |  |  | MC044 | Faraday Building |  |  | 0 | 0
MC044-B10 | MC044-B10/N106 | Variable air volume C E55 |  |  |  |  | Energy sensor | N106 |  |  |  | MC044 | Faraday Building |  |  | 0 | 0
MC044-B10 | MC044-B10/N107 | Variable air volume C E56 |  |  |  |  | Energy sensor | N107 |  |  |  | MC044 | Faraday Building |  |  | 0 | 0
MC044-B10 | MC044-B10/N108 | Variable air volume C E57 |  |  |  |  | Energy sensor | N108 |  |  |  | MC044 | Faraday Building |  |  | 0 | 0
MC044-B10 | MC044-B10/N109 | Variable air volume C E44 |  |  |  |  | Energy sensor | N109 |  |  |  | MC044 | Faraday Building |  |  | 0 | 0
MC044-B10 | MC044-B10/N11 | Variable air volume C E39 |  |  |  |  | Energy sensor | N11 |  |  |  | MC044 | Faraday Building |  |  | 0 | 0
MC044-B10 | MC044-B10/N110 | Variable air volume C E44 |  |  |  |  | Energy sensor | N110 |  |  |  | MC044 | Faraday Building |  |  | 0 | 0
MC044-B10 | MC044-B10/N111 | Variable air volume C E44 |  |  |  |  | Energy sensor | N111 |  |  |  | MC044 | Faraday Building |  |  | 0 | 0
MC044-B10 | MC044-B10/N112 | Variable air volume C E44 |  |  |  |  | Energy sensor | N112 |  |  |  | MC044 | Faraday Building |  |  | 0 | 0
MC044-B10 | MC044-B10/N113 | Variable air volume C E44 |  |  |  |  | Energy sensor | N113 |  |  |  | MC044 | Faraday Building |  |  | 0 | 0
MC044-B10 | MC044-B10/N114 | Variable air volume C E44 |  |  |  |  | Energy sensor | N114 |  |  |  | MC044 | Faraday Building |  |  | 0 | 0
MC044-B10 | MC044-B10/N115 | Variable air volume C E44 |  |  |  |  | Energy sensor | N115 |  |  |  | MC044 | Faraday Building |  |  | 0 | 0
MC044-B10 | MC044-B10/N116 | Variable air volume C E44 |  |  |  |  | Energy sensor | N116 |  |  |  | MC044 | Faraday Building |  |  | 0 | 0
MC044-B10 | MC044-B10/N117 | Variable air volume C E45 |  |  |  |  | Energy sensor | N117 |  |  |  | MC044 | Faraday Building |  |  | 0 | 0
MC044-B10 | MC044-B10/N118 | Variable air volume C E45 |  |  |  |  | Energy sensor | N118 |  |  |  | MC044 | Faraday Building |  |  | 0 | 0
MC044-B10 | MC044-B10/N119 | Variable air volume C E45 |  |  |  |  | Energy sensor | N119 |  |  |  | MC044 | Faraday Building |  |  | 0 | 0
MC044-B10 | MC044-B10/N12 | Variable air volume C E39 |  |  |  |  | Energy sensor | N12 |  |  |  | MC044 | Faraday Building |  |  | 0 | 0
MC044-B10 | MC044-B10/N120 | Variable air volume C E45 |  |  |  |  | Energy sensor | N120 |  |  |  | MC044 | Faraday Building |  |  | 0 | 0
MC044-B10 | MC044-B10/N121 | Variable air volume C E45 |  |  |  |  | Energy sensor | N121 |  |  |  | MC044 | Faraday Building |  |  | 0 | 0
MC044-B10 | MC044-B10/N122 | Variable air volume C E45 |  |  |  |  | Energy sensor | N122 |  |  |  | MC044 | Faraday Building |  |  | 0 | 0
MC044-B10 | MC044-B10/N123 | Variable air volume C E45 |  |  |  |  | Energy sensor | N123 |  |  |  | MC044 | Faraday Building |  |  | 0 | 0
MC044-B10 | MC044-B10/N124 | Variable air volume C E45 |  |  |  |  | Energy sensor | N124 |  |  |  | MC044 | Faraday Building |  |  | 0 | 0
MC044-B10 | MC044-B10/N125 | Variable air volume C E46 |  |  |  |  | Energy sensor | N125 |  |  |  | MC044 | Faraday Building |  |  | 0 | 0
MC044-B10 | MC044-B10/N126 | Variable air volume C E46 |  |  |  |  | Energy sensor | N126 |  |  |  | MC044 | Faraday Building |  |  | 0 | 0
MC044-B10 | MC044-B10/N127 | Variable air volume C E46 |  |  |  |  | Energy sensor | N127 |  |  |  | MC044 | Faraday Building |  |  | 0 | 0
MC044-B10 | MC044-B10/N128 | Variable air volume C E46 |  |  |  |  | Energy sensor | N128 |  |  |  | MC044 | Faraday Building |  |  | 0 | 0
MC044-B10 | MC044-B10/N129 | Variable air volume C E46 |  |  |  |  | Energy sensor | N129 |  |  |  | MC044 | Faraday Building |  |  | 0 | 0
MC044-B10 | MC044-B10/N13 | Variable air volume C E39 |  |  |  |  | Energy sensor | N13 |  |  |  | MC044 | Faraday Building |  |  | 0 | 0
MC044-B10 | MC044-B10/N130 | Variable air volume C E46 |  |  |  |  | Energy sensor | N130 |  |  |  | MC044 | Faraday Building |  |  | 0 | 0
MC044-B10 | MC044-B10/N131 | Variable air volume C E46 |  |  |  |  | Energy sensor | N131 |  |  |  | MC044 | Faraday Building |  |  | 0 | 0
MC044-B10 | MC044-B10/N132 | Variable air volume C E46 |  |  |  |  | Energy sensor | N132 |  |  |  | MC044 | Faraday Building |  |  | 0 | 0
MC044-B10 | MC044-B10/N133 | Variable air volume C E47 |  |  |  |  | Energy sensor | N133 |  |  |  | MC044 | Faraday Building |  |  | 0 | 0
MC044-B10 | MC044-B10/N134 | Variable air volume C E47 |  |  |  |  | Energy sensor | N134 |  |  |  | MC044 | Faraday Building |  |  | 0 | 0
MC044-B10 | MC044-B10/N135 | Variable air volume C E47 |  |  |  |  | Energy sensor | N135 |  |  |  | MC044 | Faraday Building |  |  | 0 | 0
MC044-B10 | MC044-B10/N136 | Variable air volume C E47 |  |  |  |  | Energy sensor | N136 |  |  |  | MC044 | Faraday Building |  |  | 0 | 0
MC044-B10 | MC044-B10/N137 | Variable air volume C E47 |  |  |  |  | Energy sensor | N137 |  |  |  | MC044 | Faraday Building |  |  | 0 | 0
MC044-B10 | MC044-B10/N138 | Variable air volume C E47 |  |  |  |  | Energy sensor | N138 |  |  |  | MC044 | Faraday Building |  |  | 0 | 0
MC044-B10 | MC044-B10/N139 | Variable air volume C E47 |  |  |  |  | Energy sensor | N139 |  |  |  | MC044 | Faraday Building |  |  | 0 | 0
MC044-B10 | MC044-B10/N14 | Variable air volume C E39 |  |  |  |  | Energy sensor | N14 |  |  |  | MC044 | Faraday Building |  |  | 0 | 0
MC044-B10 | MC044-B10/N140 | Variable air volume C E47 |  |  |  |  | Energy sensor | N140 |  |  |  | MC044 | Faraday Building |  |  | 0 | 0
MC044-B10 | MC044-B10/N141 | Variable air volume C E48 |  |  |  |  | Energy sensor | N141 |  |  |  | MC044 | Faraday Building |  |  | 0 | 0
MC044-B10 | MC044-B10/N142 | Variable air volume C E48 |  |  |  |  | Energy sensor | N142 |  |  |  | MC044 | Faraday Building |  |  | 0 | 0
MC044-B10 | MC044-B10/N143 | Variable air volume C E48 |  |  |  |  | Energy sensor | N143 |  |  |  | MC044 | Faraday Building |  |  | 0 | 0
MC044-B10 | MC044-B10/N144 | Variable air volume C E48 |  |  |  |  | Energy sensor | N144 |  |  |  | MC044 | Faraday Building |  |  | 0 | 0
MC044-B10 | MC044-B10/N145 | Variable air volume C E48 |  |  |  |  | Energy sensor | N145 |  |  |  | MC044 | Faraday Building |  |  | 0 | 0
MC044-B10 | MC044-B10/N146 | Variable air volume C E48 |  |  |  |  | Energy sensor | N146 |  |  |  | MC044 | Faraday Building |  |  | 0 | 0
MC044-B10 | MC044-B10/N147 | Variable air volume C E48 |  |  |  |  | Energy sensor | N147 |  |  |  | MC044 | Faraday Building |  |  | 0 | 0
MC044-B10 | MC044-B10/N148 | Variable air volume C E48 |  |  |  |  | Energy sensor | N148 |  |  |  | MC044 | Faraday Building |  |  | 0 | 0
MC044-B10 | MC044-B10/N149 | Variable air volume C E49 |  |  |  |  | Energy sensor | N149 |  |  |  | MC044 | Faraday Building |  |  | 0 | 0
MC044-B10 | MC044-B10/N15 | Variable air volume C E39 |  |  |  |  | Energy sensor | N15 |  |  |  | MC044 | Faraday Building |  |  | 0 | 0
MC044-B10 | MC044-B10/N150 | Variable air volume C E49 |  |  |  |  | Energy sensor | N150 |  |  |  | MC044 | Faraday Building |  |  | 0 | 0
MC044-B10 | MC044-B10/N151 | Variable air volume C E49 |  |  |  |  | Energy sensor | N151 |  |  |  | MC044 | Faraday Building |  |  | 0 | 0
MC044-B10 | MC044-B10/N152 | Variable air volume C E49 |  |  |  |  | Energy sensor | N152 |  |  |  | MC044 | Faraday Building |  |  | 0 | 0
MC044-B10 | MC044-B10/N153 | Variable air volume C E49 |  |  |  |  | Energy sensor | N153 |  |  |  | MC044 | Faraday Building |  |  | 0 | 0
MC044-B10 | MC044-B10/N154 | Variable air volume C E49 |  |  |  |  | Energy sensor | N154 |  |  |  | MC044 | Faraday Building |  |  | 0 | 0
MC044-B10 | MC044-B10/N155 | Variable air volume C E49 |  |  |  |  | Energy sensor | N155 |  |  |  | MC044 | Faraday Building |  |  | 0 | 0
MC044-B10 | MC044-B10/N156 | Variable air volume C E49 |  |  |  |  | Energy sensor | N156 |  |  |  | MC044 | Faraday Building |  |  | 0 | 0
MC044-B10 | MC044-B10/N157 | Variable air volume C E50 |  |  |  |  | Energy sensor | N157 |  |  |  | MC044 | Faraday Building |  |  | 0 | 0
MC044-B10 | MC044-B10/N158 | Variable air volume C E50 |  |  |  |  | Energy sensor | N158 |  |  |  | MC044 | Faraday Building |  |  | 0 | 0
MC044-B10 | MC044-B10/N159 | Variable air volume C E50 |  |  |  |  | Energy sensor | N159 |  |  |  | MC044 | Faraday Building |  |  | 0 | 0
MC044-B10 | MC044-B10/N16 | Variable air volume C E39 |  |  |  |  | Energy sensor | N16 |  |  |  | MC044 | Faraday Building |  |  | 0 | 0
MC044-B10 | MC044-B10/N160 | Variable air volume C E50 |  |  |  |  | Energy sensor | N160 |  |  |  | MC044 | Faraday Building |  |  | 0 | 0
MC044-B10 | MC044-B10/N161 | Variable air volume C E50 |  |  |  |  | Energy sensor | N161 |  |  |  | MC044 | Faraday Building |  |  | 0 | 0
MC044-B10 | MC044-B10/N162 | Variable air volume C E50 |  |  |  |  | Energy sensor | N162 |  |  |  | MC044 | Faraday Building |  |  | 0 | 0
MC044-B10 | MC044-B10/N163 | Variable air volume C E50 |  |  |  |  | Energy sensor | N163 |  |  |  | MC044 | Faraday Building |  |  | 0 | 0
MC044-B10 | MC044-B10/N164 | Variable air volume C E50 |  |  |  |  | Energy sensor | N164 |  |  |  | MC044 | Faraday Building |  |  | 0 | 0
MC044-B10 | MC044-B10/N165 | Variable air volume C E51 |  |  |  |  | Energy sensor | N165 |  |  |  | MC044 | Faraday Building |  |  | 0 | 0
MC044-B10 | MC044-B10/N166 | Variable air volume C E51 |  |  |  |  | Energy sensor | N166 |  |  |  | MC044 | Faraday Building |  |  | 0 | 0
MC044-B10 | MC044-B10/N167 | Variable air volume C E51 |  |  |  |  | Energy sensor | N167 |  |  |  | MC044 | Faraday Building |  |  | 0 | 0
MC044-B10 | MC044-B10/N168 | Variable air volume C E51 |  |  |  |  | Energy sensor | N168 |  |  |  | MC044 | Faraday Building |  |  | 0 | 0
MC044-B10 | MC044-B10/N169 | Variable air volume C E51 |  |  |  |  | Energy sensor | N169 |  |  |  | MC044 | Faraday Building |  |  | 0 | 0
MC044-B10 | MC044-B10/N17 | Variable air volume C E40 |  |  |  |  | Energy sensor | N17 |  |  |  | MC044 | Faraday Building |  |  | 0 | 0
MC044-B10 | MC044-B10/N170 | Variable air volume C E51 |  |  |  |  | Energy sensor | N170 |  |  |  | MC044 | Faraday Building |  |  | 0 | 0
MC044-B10 | MC044-B10/N171 | Variable air volume C E51 |  |  |  |  | Energy sensor | N171 |  |  |  | MC044 | Faraday Building |  |  | 0 | 0
MC044-B10 | MC044-B10/N172 | Variable air volume C E51 |  |  |  |  | Energy sensor | N172 |  |  |  | MC044 | Faraday Building |  |  | 0 | 0
MC044-B10 | MC044-B10/N173 | Variable air volume C E52 |  |  |  |  | Energy sensor | N173 |  |  |  | MC044 | Faraday Building |  |  | 0 | 0
MC044-B10 | MC044-B10/N174 | Variable air volume C E52 |  |  |  |  | Energy sensor | N174 |  |  |  | MC044 | Faraday Building |  |  | 0 | 0
MC044-B10 | MC044-B10/N175 | Variable air volume C E52 |  |  |  |  | Energy sensor | N175 |  |  |  | MC044 | Faraday Building |  |  | 0 | 0
MC044-B10 | MC044-B10/N176 | Variable air volume C E52 |  |  |  |  | Energy sensor | N176 |  |  |  | MC044 | Faraday Building |  |  | 0 | 0
MC044-B10 | MC044-B10/N177 | Variable air volume C E52 |  |  |  |  | Energy sensor | N177 |  |  |  | MC044 | Faraday Building |  |  | 0 | 0
MC044-B10 | MC044-B10/N178 | Variable air volume C E52 |  |  |  |  | Energy sensor | N178 |  |  |  | MC044 | Faraday Building |  |  | 0 | 0
MC044-B10 | MC044-B10/N179 | Variable air volume C E52 |  |  |  |  | Energy sensor | N179 |  |  |  | MC044 | Faraday Building |  |  | 0 | 0
MC044-B10 | MC044-B10/N18 | Variable air volume C E40 |  |  |  |  | Energy sensor | N18 |  |  |  | MC044 | Faraday Building |  |  | 0 | 0
MC044-B10 | MC044-B10/N180 | Variable air volume C E52 |  |  |  |  | Energy sensor | N180 |  |  |  | MC044 | Faraday Building |  |  | 0 | 0
MC044-B10 | MC044-B10/N181 | Variable air volume C E53 |  |  |  |  | Energy sensor | N181 |  |  |  | MC044 | Faraday Building |  |  | 0 | 0
MC044-B10 | MC044-B10/N182 | Variable air volume C E53 |  |  |  |  | Energy sensor | N182 |  |  |  | MC044 | Faraday Building |  |  | 0 | 0
MC044-B10 | MC044-B10/N183 | Variable air volume C E53 |  |  |  |  | Energy sensor | N183 |  |  |  | MC044 | Faraday Building |  |  | 0 | 0
MC044-B10 | MC044-B10/N184 | Variable air volume C E53 |  |  |  |  | Energy sensor | N184 |  |  |  | MC044 | Faraday Building |  |  | 0 | 0
MC044-B10 | MC044-B10/N185 | Variable air volume C E53 |  |  |  |  | Energy sensor | N185 |  |  |  | MC044 | Faraday Building |  |  | 0 | 0
MC044-B10 | MC044-B10/N186 | Variable air volume C E53 |  |  |  |  | Energy sensor | N186 |  |  |  | MC044 | Faraday Building |  |  | 0 | 0
MC044-B10 | MC044-B10/N187 | Variable air volume C E53 |  |  |  |  | Energy sensor | N187 |  |  |  | MC044 | Faraday Building |  |  | 0 | 0
MC044-B10 | MC044-B10/N188 | Variable air volume C E53 |  |  |  |  | Energy sensor | N188 |  |  |  | MC044 | Faraday Building |  |  | 0 | 0
MC044-B10 | MC044-B10/N189 | Variable air volume C E54 |  |  |  |  | Energy sensor | N189 |  |  |  | MC044 | Faraday Building |  |  | 0 | 0
MC044-B10 | MC044-B10/N19 | Variable air volume C E40 |  |  |  |  | Energy sensor | N19 |  |  |  | MC044 | Faraday Building |  |  | 0 | 0
MC044-B10 | MC044-B10/N190 | Variable air volume C E54 |  |  |  |  | Energy sensor | N190 |  |  |  | MC044 | Faraday Building |  |  | 0 | 0
MC044-B10 | MC044-B10/N191 | Variable air volume C E54 |  |  |  |  | Energy sensor | N191 |  |  |  | MC044 | Faraday Building |  |  | 0 | 0
MC044-B10 | MC044-B10/N192 | Variable air volume C E54 |  |  |  |  | Energy sensor | N192 |  |  |  | MC044 | Faraday Building |  |  | 0 | 0
MC044-B10 | MC044-B10/N193 | Variable air volume C E54 |  |  |  |  | Energy sensor | N193 |  |  |  | MC044 | Faraday Building |  |  | 0 | 0
MC044-B10 | MC044-B10/N194 | Variable air volume C E54 |  |  |  |  | Energy sensor | N194 |  |  |  | MC044 | Faraday Building |  |  | 0 | 0
MC044-B10 | MC044-B10/N195 | Variable air volume C E54 |  |  |  |  | Energy sensor | N195 |  |  |  | MC044 | Faraday Building |  |  | 0 | 0
MC044-B10 | MC044-B10/N196 | Variable air volume C E54 |  |  |  |  | Energy sensor | N196 |  |  |  | MC044 | Faraday Building |  |  | 0 | 0
MC044-B10 | MC044-B10/N197 | Variable air volume C E55 |  |  |  |  | Energy sensor | N197 |  |  |  | MC044 | Faraday Building |  |  | 0 | 0
MC044-B10 | MC044-B10/N198 | Variable air volume C E55 |  |  |  |  | Energy sensor | N198 |  |  |  | MC044 | Faraday Building |  |  | 0 | 0
MC044-B10 | MC044-B10/N199 | Variable air volume C E55 |  |  |  |  | Energy sensor | N199 |  |  |  | MC044 | Faraday Building |  |  | 0 | 0
MC044-B10 | MC044-B10/N2 | Variable air volume C E38 |  |  |  |  | Energy sensor | N2 |  |  |  | MC044 | Faraday Building |  |  | 0 | 0
MC044-B10 | MC044-B10/n2 | Network 2 |  |  |  |  | Energy sensor | n2 |  |  |  | MC044 | Faraday Building |  |  | 0 | 0
MC044-B10 | MC044-B10/N20 | Variable air volume C E40 |  |  |  |  | Energy sensor | N20 |  |  |  | MC044 | Faraday Building |  |  | 0 | 0
MC044-B10 | MC044-B10/N200 | Variable air volume C E55 |  |  |  |  | Energy sensor | N200 |  |  |  | MC044 | Faraday Building |  |  | 0 | 0
MC044-B10 | MC044-B10/N201 | Variable air volume C E55 |  |  |  |  | Energy sensor | N201 |  |  |  | MC044 | Faraday Building |  |  | 0 | 0
MC044-B10 | MC044-B10/N202 | Variable air volume C E55 |  |  |  |  | Energy sensor | N202 |  |  |  | MC044 | Faraday Building |  |  | 0 | 0
MC044-B10 | MC044-B10/N203 | Variable air volume C E55 |  |  |  |  | Energy sensor | N203 |  |  |  | MC044 | Faraday Building |  |  | 0 | 0
MC044-B10 | MC044-B10/N204 | Variable air volume C E55 |  |  |  |  | Energy sensor | N204 |  |  |  | MC044 | Faraday Building |  |  | 0 | 0
MC044-B10 | MC044-B10/N205 | Variable air volume C E56 |  |  |  |  | Energy sensor | N205 |  |  |  | MC044 | Faraday Building |  |  | 0 | 0
MC044-B10 | MC044-B10/N206 | Variable air volume C E56 |  |  |  |  | Energy sensor | N206 |  |  |  | MC044 | Faraday Building |  |  | 0 | 0
MC044-B10 | MC044-B10/N207 | Variable air volume C E56 |  |  |  |  | Energy sensor | N207 |  |  |  | MC044 | Faraday Building |  |  | 0 | 0
MC044-B10 | MC044-B10/N208 | Variable air volume C E56 |  |  |  |  | Energy sensor | N208 |  |  |  | MC044 | Faraday Building |  |  | 0 | 0
MC044-B10 | MC044-B10/N209 | Variable air volume C E56 |  |  |  |  | Energy sensor | N209 |  |  |  | MC044 | Faraday Building |  |  | 0 | 0
MC044-B10 | MC044-B10/N21 | Variable air volume C E40 |  |  |  |  | Energy sensor | N21 |  |  |  | MC044 | Faraday Building |  |  | 0 | 0
MC044-B10 | MC044-B10/N210 | Variable air volume C E56 |  |  |  |  | Energy sensor | N210 |  |  |  | MC044 | Faraday Building |  |  | 0 | 0
MC044-B10 | MC044-B10/N211 | Variable air volume C E56 |  |  |  |  | Energy sensor | N211 |  |  |  | MC044 | Faraday Building |  |  | 0 | 0
MC044-B10 | MC044-B10/N212 | Variable air volume C E56 |  |  |  |  | Energy sensor | N212 |  |  |  | MC044 | Faraday Building |  |  | 0 | 0
MC044-B10 | MC044-B10/N213 | Variable air volume C E57 |  |  |  |  | Energy sensor | N213 |  |  |  | MC044 | Faraday Building |  |  | 0 | 0
MC044-B10 | MC044-B10/N214 | Variable air volume C E57 |  |  |  |  | Energy sensor | N214 |  |  |  | MC044 | Faraday Building |  |  | 0 | 0
MC044-B10 | MC044-B10/N215 | Variable air volume C E57 |  |  |  |  | Energy sensor | N215 |  |  |  | MC044 | Faraday Building |  |  | 0 | 0
MC044-B10 | MC044-B10/N216 | Variable air volume C E57 |  |  |  |  | Energy sensor | N216 |  |  |  | MC044 | Faraday Building |  |  | 0 | 0
MC044-B10 | MC044-B10/N217 | Variable air volume C E57 |  |  |  |  | Energy sensor | N217 |  |  |  | MC044 | Faraday Building |  |  | 0 | 0
MC044-B10 | MC044-B10/N218 | Variable air volume C E57 |  |  |  |  | Energy sensor | N218 |  |  |  | MC044 | Faraday Building |  |  | 0 | 0
MC044-B10 | MC044-B10/N219 | Variable air volume C E57 |  |  |  |  | Energy sensor | N219 |  |  |  | MC044 | Faraday Building |  |  | 0 | 0
MC044-B10 | MC044-B10/N22 | Variable air volume C E40 |  |  |  |  | Energy sensor | N22 |  |  |  | MC044 | Faraday Building |  |  | 0 | 0
MC044-B10 | MC044-B10/N220 | Variable air volume C E57 |  |  |  |  | Energy sensor | N220 |  |  |  | MC044 | Faraday Building |  |  | 0 | 0
MC044-B10 | MC044-B10/N23 | Variable air volume C E40 |  |  |  |  | Energy sensor | N23 |  |  |  | MC044 | Faraday Building |  |  | 0 | 0
MC044-B10 | MC044-B10/N24 | Variable air volume C E40 |  |  |  |  | Energy sensor | N24 |  |  |  | MC044 | Faraday Building |  |  | 0 | 0
MC044-B10 | MC044-B10/N25 | Variable air volume C E41 |  |  |  |  | Energy sensor | N25 |  |  |  | MC044 | Faraday Building |  |  | 0 | 0
MC044-B10 | MC044-B10/N26 | Variable air volume C E41 |  |  |  |  | Energy sensor | N26 |  |  |  | MC044 | Faraday Building |  |  | 0 | 0
MC044-B10 | MC044-B10/N27 | Variable air volume C E41 |  |  |  |  | Energy sensor | N27 |  |  |  | MC044 | Faraday Building |  |  | 0 | 0
MC044-B10 | MC044-B10/N28 | Variable air volume C E41 |  |  |  |  | Energy sensor | N28 |  |  |  | MC044 | Faraday Building |  |  | 0 | 0
MC044-B10 | MC044-B10/N29 | Variable air volume C E41 |  |  |  |  | Energy sensor | N29 |  |  |  | MC044 | Faraday Building |  |  | 0 | 0
MC044-B10 | MC044-B10/N3 | Variable air volume C E38 |  |  |  |  | Energy sensor | N3 |  |  |  | MC044 | Faraday Building |  |  | 0 | 0
MC044-B10 | MC044-B10/n3 | BACnet IP |  |  |  |  | Energy sensor | n3 |  |  |  | MC044 | Faraday Building |  |  | 0 | 0
MC044-B10 | MC044-B10/N30 | Variable air volume C E41 |  |  |  |  | Energy sensor | N30 |  |  |  | MC044 | Faraday Building |  |  | 0 | 0
MC044-B10 | MC044-B10/N31 | Variable air volume C E41 |  |  |  |  | Energy sensor | N31 |  |  |  | MC044 | Faraday Building |  |  | 0 | 0
MC044-B10 | MC044-B10/N32 | Variable air volume C E41 |  |  |  |  | Energy sensor | N32 |  |  |  | MC044 | Faraday Building |  |  | 0 | 0
MC044-B10 | MC044-B10/N33 | Variable air volume C E38 |  |  |  |  | Energy sensor | N33 |  |  |  | MC044 | Faraday Building |  |  | 0 | 0
MC044-B10 | MC044-B10/N34 | Variable air volume C E39 |  |  |  |  | Energy sensor | N34 |  |  |  | MC044 | Faraday Building |  |  | 0 | 0
MC044-B10 | MC044-B10/N35 | Variable air volume C E40 |  |  |  |  | Energy sensor | N35 |  |  |  | MC044 | Faraday Building |  |  | 0 | 0
MC044-B10 | MC044-B10/N36 | Variable air volume C E41 |  |  |  |  | Energy sensor | N36 |  |  |  | MC044 | Faraday Building |  |  | 0 | 0
MC044-B10 | MC044-B10/N37 | Variable air volume C E42 |  |  |  |  | Energy sensor | N37 |  |  |  | MC044 | Faraday Building |  |  | 0 | 0
MC044-B10 | MC044-B10/N38 | Variable air volume C E38 |  |  |  |  | Energy sensor | N38 |  |  |  | MC044 | Faraday Building |  |  | 0 | 0
MC044-B10 | MC044-B10/N39 | Variable air volume C E39 |  |  |  |  | Energy sensor | N39 |  |  |  | MC044 | Faraday Building |  |  | 0 | 0
MC044-B10 | MC044-B10/N4 | Variable air volume C E38 |  |  |  |  | Energy sensor | N4 |  |  |  | MC044 | Faraday Building |  |  | 0 | 0
MC044-B10 | MC044-B10/N40 | Variable air volume C E40 |  |  |  |  | Energy sensor | N40 |  |  |  | MC044 | Faraday Building |  |  | 0 | 0
MC044-B10 | MC044-B10/N41 | Variable air volume C E41 |  |  |  |  | Energy sensor | N41 |  |  |  | MC044 | Faraday Building |  |  | 0 | 0
MC044-B10 | MC044-B10/N42 | Variable air volume C E42 |  |  |  |  | Energy sensor | N42 |  |  |  | MC044 | Faraday Building |  |  | 0 | 0
MC044-B10 | MC044-B10/N43 | Variable air volume C E43 |  |  |  |  | Energy sensor | N43 |  |  |  | MC044 | Faraday Building |  |  | 0 | 0
MC044-B10 | MC044-B10/N44 | Variable air volume C E44 |  |  |  |  | Energy sensor | N44 |  |  |  | MC044 | Faraday Building |  |  | 0 | 0
MC044-B10 | MC044-B10/N45 | Variable air volume C E45 |  |  |  |  | Energy sensor | N45 |  |  |  | MC044 | Faraday Building |  |  | 0 | 0
MC044-B10 | MC044-B10/N46 | Variable air volume C E46 |  |  |  |  | Energy sensor | N46 |  |  |  | MC044 | Faraday Building |  |  | 0 | 0
MC044-B10 | MC044-B10/N47 | Variable air volume C E47 |  |  |  |  | Energy sensor | N47 |  |  |  | MC044 | Faraday Building |  |  | 0 | 0
MC044-B10 | MC044-B10/N48 | Variable air volume C E48 |  |  |  |  | Energy sensor | N48 |  |  |  | MC044 | Faraday Building |  |  | 0 | 0
MC044-B10 | MC044-B10/N49 | Variable air volume C E49 |  |  |  |  | Energy sensor | N49 |  |  |  | MC044 | Faraday Building |  |  | 0 | 0
MC044-B10 | MC044-B10/N5 | Variable air volume C E38 |  |  |  |  | Energy sensor | N5 |  |  |  | MC044 | Faraday Building |  |  | 0 | 0
MC044-B10 | MC044-B10/n5 | BACnet MSTP |  |  |  |  | Energy sensor | n5 |  |  |  | MC044 | Faraday Building |  |  | 0 | 0
MC044-B10 | MC044-B10/N50 | Variable air volume C E50 |  |  |  |  | Energy sensor | N50 |  |  |  | MC044 | Faraday Building |  |  | 0 | 0
MC044-B10 | MC044-B10/N51 | Variable air volume C E51 |  |  |  |  | Energy sensor | N51 |  |  |  | MC044 | Faraday Building |  |  | 0 | 0
MC044-B10 | MC044-B10/N52 | Variable air volume C E52 |  |  |  |  | Energy sensor | N52 |  |  |  | MC044 | Faraday Building |  |  | 0 | 0
MC044-B10 | MC044-B10/N53 | Variable air volume C E43 |  |  |  |  | Energy sensor | N53 |  |  |  | MC044 | Faraday Building |  |  | 0 | 0
MC044-B10 | MC044-B10/N54 | Variable air volume C E44 |  |  |  |  | Energy sensor | N54 |  |  |  | MC044 | Faraday Building |  |  | 0 | 0
MC044-B10 | MC044-B10/N55 | Variable air volume C E45 |  |  |  |  | Energy sensor | N55 |  |  |  | MC044 | Faraday Building |  |  | 0 | 0
MC044-B10 | MC044-B10/N56 | Variable air volume C E46 |  |  |  |  | Energy sensor | N56 |  |  |  | MC044 | Faraday Building |  |  | 0 | 0
MC044-B10 | MC044-B10/N57 | Variable air volume C E47 |  |  |  |  | Energy sensor | N57 |  |  |  | MC044 | Faraday Building |  |  | 0 | 0
MC044-B10 | MC044-B10/N58 | Variable air volume C E48 |  |  |  |  | Energy sensor | N58 |  |  |  | MC044 | Faraday Building |  |  | 0 | 0
MC044-B10 | MC044-B10/N59 | Variable air volume C E49 |  |  |  |  | Energy sensor | N59 |  |  |  | MC044 | Faraday Building |  |  | 0 | 0
MC044-B10 | MC044-B10/n6 | BACnet Application |  |  |  |  | Energy sensor | n6 |  |  |  | MC044 | Faraday Building |  |  | 0 | 0
MC044-B10 | MC044-B10/N6 | Variable air volume C E38 |  |  |  |  | Energy sensor | N6 |  |  |  | MC044 | Faraday Building |  |  | 0 | 0
MC044-B10 | MC044-B10/N60 | Variable air volume C E50 |  |  |  |  | Energy sensor | N60 |  |  |  | MC044 | Faraday Building |  |  | 0 | 0
MC044-B10 | MC044-B10/N61 | Variable air volume C E51 |  |  |  |  | Energy sensor | N61 |  |  |  | MC044 | Faraday Building |  |  | 0 | 0
MC044-B10 | MC044-B10/N62 | Variable air volume C E52 |  |  |  |  | Energy sensor | N62 |  |  |  | MC044 | Faraday Building |  |  | 0 | 0
MC044-B10 | MC044-B10/N63 | Variable air volume C E53 |  |  |  |  | Energy sensor | N63 |  |  |  | MC044 | Faraday Building |  |  | 0 | 0
MC044-B10 | MC044-B10/N64 | Variable air volume C E54 |  |  |  |  | Energy sensor | N64 |  |  |  | MC044 | Faraday Building |  |  | 0 | 0
MC044-B10 | MC044-B10/N65 | Variable air volume C E55 |  |  |  |  | Energy sensor | N65 |  |  |  | MC044 | Faraday Building |  |  | 0 | 0
MC044-B10 | MC044-B10/N66 | Variable air volume C E56 |  |  |  |  | Energy sensor | N66 |  |  |  | MC044 | Faraday Building |  |  | 0 | 0
MC044-B10 | MC044-B10/N67 | Variable air volume C E57 |  |  |  |  | Energy sensor | N67 |  |  |  | MC044 | Faraday Building |  |  | 0 | 0
MC044-B10 | MC044-B10/N68 | Variable air volume C E53 |  |  |  |  | Energy sensor | N68 |  |  |  | MC044 | Faraday Building |  |  | 0 | 0
MC044-B10 | MC044-B10/N69 | Variable air volume C E54 |  |  |  |  | Energy sensor | N69 |  |  |  | MC044 | Faraday Building |  |  | 0 | 0
MC044-B10 | MC044-B10/N7 | Variable air volume C E38 |  |  |  |  | Energy sensor | N7 |  |  |  | MC044 | Faraday Building |  |  | 0 | 0
MC044-B10 | MC044-B10/N70 | Variable air volume C E55 |  |  |  |  | Energy sensor | N70 |  |  |  | MC044 | Faraday Building |  |  | 0 | 0
MC044-B10 | MC044-B10/N71 | Variable air volume C E56 |  |  |  |  | Energy sensor | N71 |  |  |  | MC044 | Faraday Building |  |  | 0 | 0
MC044-B10 | MC044-B10/N72 | Variable air volume C E57 |  |  |  |  | Energy sensor | N72 |  |  |  | MC044 | Faraday Building |  |  | 0 | 0
MC044-B10 | MC044-B10/N73 | Variable air volume C E42 |  |  |  |  | Energy sensor | N73 |  |  |  | MC044 | Faraday Building |  |  | 0 | 0
MC044-B10 | MC044-B10/N74 | Variable air volume C E42 |  |  |  |  | Energy sensor | N74 |  |  |  | MC044 | Faraday Building |  |  | 0 | 0
MC044-B10 | MC044-B10/N75 | Variable air volume C E42 |  |  |  |  | Energy sensor | N75 |  |  |  | MC044 | Faraday Building |  |  | 0 | 0
MC044-B10 | MC044-B10/N76 | Variable air volume C E42 |  |  |  |  | Energy sensor | N76 |  |  |  | MC044 | Faraday Building |  |  | 0 | 0
MC044-B10 | MC044-B10/N77 | Variable air volume C E42 |  |  |  |  | Energy sensor | N77 |  |  |  | MC044 | Faraday Building |  |  | 0 | 0
MC044-B10 | MC044-B10/N78 | Variable air volume C E42 |  |  |  |  | Energy sensor | N78 |  |  |  | MC044 | Faraday Building |  |  | 0 | 0
MC044-B10 | MC044-B10/N79 | Variable air volume C E42 |  |  |  |  | Energy sensor | N79 |  |  |  | MC044 | Faraday Building |  |  | 0 | 0
MC044-B10 | MC044-B10/N8 | Variable air volume C E38 |  |  |  |  | Energy sensor | N8 |  |  |  | MC044 | Faraday Building |  |  | 0 | 0
MC044-B10 | MC044-B10/N80 | Variable air volume C E42 |  |  |  |  | Energy sensor | N80 |  |  |  | MC044 | Faraday Building |  |  | 0 | 0
MC044-B10 | MC044-B10/N81 | Variable air volume C E43 |  |  |  |  | Energy sensor | N81 |  |  |  | MC044 | Faraday Building |  |  | 0 | 0
MC044-B10 | MC044-B10/N82 | Variable air volume C E43 |  |  |  |  | Energy sensor | N82 |  |  |  | MC044 | Faraday Building |  |  | 0 | 0
MC044-B10 | MC044-B10/N83 | Variable air volume C E43 |  |  |  |  | Energy sensor | N83 |  |  |  | MC044 | Faraday Building |  |  | 0 | 0
MC044-B10 | MC044-B10/N84 | Variable air volume C E43 |  |  |  |  | Energy sensor | N84 |  |  |  | MC044 | Faraday Building |  |  | 0 | 0
MC044-B10 | MC044-B10/N85 | Variable air volume C E43 |  |  |  |  | Energy sensor | N85 |  |  |  | MC044 | Faraday Building |  |  | 0 | 0
MC044-B10 | MC044-B10/N86 | Variable air volume C E43 |  |  |  |  | Energy sensor | N86 |  |  |  | MC044 | Faraday Building |  |  | 0 | 0
MC044-B10 | MC044-B10/N87 | Variable air volume C E43 |  |  |  |  | Energy sensor | N87 |  |  |  | MC044 | Faraday Building |  |  | 0 | 0
MC044-B10 | MC044-B10/N88 | Variable air volume C E43 |  |  |  |  | Energy sensor | N88 |  |  |  | MC044 | Faraday Building |  |  | 0 | 0
MC044-B10 | MC044-B10/N89 | Variable air volume C E38 |  |  |  |  | Energy sensor | N89 |  |  |  | MC044 | Faraday Building |  |  | 0 | 0
MC044-B10 | MC044-B10/N9 | Variable air volume C E39 |  |  |  |  | Energy sensor | N9 |  |  |  | MC044 | Faraday Building |  |  | 0 | 0
MC044-B10 | MC044-B10/N90 | Variable air volume C E39 |  |  |  |  | Energy sensor | N90 |  |  |  | MC044 | Faraday Building |  |  | 0 | 0
MC044-B10 | MC044-B10/N91 | Variable air volume C E40 |  |  |  |  | Energy sensor | N91 |  |  |  | MC044 | Faraday Building |  |  | 0 | 0
MC044-B10 | MC044-B10/N92 | Variable air volume C E41 |  |  |  |  | Energy sensor | N92 |  |  |  | MC044 | Faraday Building |  |  | 0 | 0
MC044-B10 | MC044-B10/N93 | Variable air volume C E42 |  |  |  |  | Energy sensor | N93 |  |  |  | MC044 | Faraday Building |  |  | 0 | 0
MC044-B10 | MC044-B10/N94 | Variable air volume C E43 |  |  |  |  | Energy sensor | N94 |  |  |  | MC044 | Faraday Building |  |  | 0 | 0
MC044-B10 | MC044-B10/N95 | Variable air volume C E44 |  |  |  |  | Energy sensor | N95 |  |  |  | MC044 | Faraday Building |  |  | 0 | 0
MC044-B10 | MC044-B10/N96 | Variable air volume C E45 |  |  |  |  | Energy sensor | N96 |  |  |  | MC044 | Faraday Building |  |  | 0 | 0
MC044-B10 | MC044-B10/N97 | Variable air volume C E46 |  |  |  |  | Energy sensor | N97 |  |  |  | MC044 | Faraday Building |  |  | 0 | 0
MC044-B10 | MC044-B10/N98 | Variable air volume C E47 |  |  |  |  | Energy sensor | N98 |  |  |  | MC044 | Faraday Building |  |  | 0 | 0
MC044-B10 | MC044-B10/N99 | Variable air volume C E48 |  |  |  |  | Energy sensor | N99 |  |  |  | MC044 | Faraday Building |  |  | 0 | 0
MC044-B10 | MC044-B10/o1 | Alarm Route 1 |  |  |  |  | Energy sensor | o1 |  |  |  | MC044 | Faraday Building |  |  | 0 | 0
MC044-B10 | MC044-B10/o2 | Alarm Route 2 |  |  |  |  | Energy sensor | o2 |  |  |  | MC044 | Faraday Building |  |  | 0 | 0
MC044-B10 | MC044-B10/o3 | Alarm Route 3 |  |  |  |  | Energy sensor | o3 |  |  |  | MC044 | Faraday Building |  |  | 0 | 0
MC044-B10 | MC044-B10/Q1 | Sequence Table 1 |  |  |  |  | Energy sensor | Q1 |  |  |  | MC044 | Faraday Building |  |  | 0 | 0
MC044-B10 | MC044-B10/S1 | FC 38 Mode |  |  |  |  | Energy sensor | S1 |  |  |  | MC044 | Faraday Building |  |  | 0 | 0
MC044-B10 | MC044-B10/S11 | FC 40 Mode |  |  |  |  | Energy sensor | S11 |  |  |  | MC044 | Faraday Building |  |  | 0 | 0
MC044-B10 | MC044-B10/S12 | FC 40 Damper Position |  |  |  |  | Energy sensor | S12 |  |  |  | MC044 | Faraday Building |  |  | 0 | 0
MC044-B10 | MC044-B10/S13 | FC 40 Volume Flow |  |  |  |  | Energy sensor | S13 |  |  |  | MC044 | Faraday Building |  |  | 0 | 0
MC044-B10 | MC044-B10/S14 | FC 40 Face Velocity |  |  |  |  | Energy sensor | S14 |  |  |  | MC044 | Faraday Building |  |  | 0 | 0
MC044-B10 | MC044-B10/S16 | FC 41 Mode |  |  |  |  | Energy sensor | S16 |  |  |  | MC044 | Faraday Building |  |  | 0 | 0
MC044-B10 | MC044-B10/S17 | FC 41 Damper Position |  |  |  |  | Energy sensor | S17 |  |  |  | MC044 | Faraday Building |  |  | 0 | 0
MC044-B10 | MC044-B10/S18 | FC 41 Volume Flow |  |  |  |  | Energy sensor | S18 |  |  |  | MC044 | Faraday Building |  |  | 0 | 0
MC044-B10 | MC044-B10/S19 | FC 41 Face Velocity |  |  |  |  | Energy sensor | S19 |  |  |  | MC044 | Faraday Building |  |  | 0 | 0
MC044-B10 | MC044-B10/S2 | FC 38 Damper Position |  |  |  |  | Energy sensor | S2 |  |  |  | MC044 | Faraday Building |  |  | 0 | 0
MC044-B10 | MC044-B10/S21 | FC 42 Mode |  |  |  |  | Energy sensor | S21 |  |  |  | MC044 | Faraday Building |  |  | 0 | 0
MC044-B10 | MC044-B10/S22 | FC 42 Damper Position |  |  |  |  | Energy sensor | S22 |  |  |  | MC044 | Faraday Building |  |  | 0 | 0
MC044-B10 | MC044-B10/S23 | FC 42 Volume Flow |  |  |  |  | Energy sensor | S23 |  |  |  | MC044 | Faraday Building |  |  | 0 | 0
MC044-B10 | MC044-B10/S24 | FC 42 Face Velocity |  |  |  |  | Energy sensor | S24 |  |  |  | MC044 | Faraday Building |  |  | 0 | 0
MC044-B10 | MC044-B10/S26 | FC 43 Mode |  |  |  |  | Energy sensor | S26 |  |  |  | MC044 | Faraday Building |  |  | 0 | 0
MC044-B10 | MC044-B10/S27 | FC 43 Damper Position |  |  |  |  | Energy sensor | S27 |  |  |  | MC044 | Faraday Building |  |  | 0 | 0
MC044-B10 | MC044-B10/S28 | FC 43 Volume Flow |  |  |  |  | Energy sensor | S28 |  |  |  | MC044 | Faraday Building |  |  | 0 | 0
MC044-B10 | MC044-B10/S29 | FC 43 Face Velocity |  |  |  |  | Energy sensor | S29 |  |  |  | MC044 | Faraday Building |  |  | 0 | 0
MC044-B10 | MC044-B10/S3 | FC 38 Volume Flow |  |  |  |  | Energy sensor | S3 |  |  |  | MC044 | Faraday Building |  |  | 0 | 0
MC044-B10 | MC044-B10/S31 | FC 44 Mode |  |  |  |  | Energy sensor | S31 |  |  |  | MC044 | Faraday Building |  |  | 0 | 0
MC044-B10 | MC044-B10/S32 | FC 44 Damper Position |  |  |  |  | Energy sensor | S32 |  |  |  | MC044 | Faraday Building |  |  | 0 | 0
MC044-B10 | MC044-B10/S33 | FC 44 Volume Flow |  |  |  |  | Energy sensor | S33 |  |  |  | MC044 | Faraday Building |  |  | 0 | 0
MC044-B10 | MC044-B10/S34 | FC 44 Face Velocity |  |  |  |  | Energy sensor | S34 |  |  |  | MC044 | Faraday Building |  |  | 0 | 0
MC044-B10 | MC044-B10/S36 | FC 45 Mode |  |  |  |  | Energy sensor | S36 |  |  |  | MC044 | Faraday Building |  |  | 0 | 0
MC044-B10 | MC044-B10/S37 | FC 45 Damper Position |  |  |  |  | Energy sensor | S37 |  |  |  | MC044 | Faraday Building |  |  | 0 | 0
MC044-B10 | MC044-B10/S38 | FC 45 Volume Flow |  |  |  |  | Energy sensor | S38 |  |  |  | MC044 | Faraday Building |  |  | 0 | 0
MC044-B10 | MC044-B10/S39 | FC 45 Face Velocity |  |  |  |  | Energy sensor | S39 |  |  |  | MC044 | Faraday Building |  |  | 0 | 0
MC044-B10 | MC044-B10/S4 | FC 38 Face Velocity |  |  |  |  | Energy sensor | S4 |  |  |  | MC044 | Faraday Building |  |  | 0 | 0
MC044-B10 | MC044-B10/S41 | FC 46 Mode |  |  |  |  | Energy sensor | S41 |  |  |  | MC044 | Faraday Building |  |  | 0 | 0
MC044-B10 | MC044-B10/S42 | FC 46 Damper Position |  |  |  |  | Energy sensor | S42 |  |  |  | MC044 | Faraday Building |  |  | 0 | 0
MC044-B10 | MC044-B10/S43 | FC 46 Volume Flow |  |  |  |  | Energy sensor | S43 |  |  |  | MC044 | Faraday Building |  |  | 0 | 0
MC044-B10 | MC044-B10/S44 | FC 46 Face Velocity |  |  |  |  | Energy sensor | S44 |  |  |  | MC044 | Faraday Building |  |  | 0 | 0
MC044-B10 | MC044-B10/S46 | FC 47 Mode |  |  |  |  | Energy sensor | S46 |  |  |  | MC044 | Faraday Building |  |  | 0 | 0
MC044-B10 | MC044-B10/S47 | FC 47 Damper Position |  |  |  |  | Energy sensor | S47 |  |  |  | MC044 | Faraday Building |  |  | 0 | 0
MC044-B10 | MC044-B10/S48 | FC 47 Volume Flow |  |  |  |  | Energy sensor | S48 |  |  |  | MC044 | Faraday Building |  |  | 0 | 0
MC044-B10 | MC044-B10/S49 | FC 47 Face Velocity |  |  |  |  | Energy sensor | S49 |  |  |  | MC044 | Faraday Building |  |  | 0 | 0
MC044-B10 | MC044-B10/S51 | FC 48 Mode |  |  |  |  | Energy sensor | S51 |  |  |  | MC044 | Faraday Building |  |  | 0 | 0
MC044-B10 | MC044-B10/S52 | FC 48 Damper Position |  |  |  |  | Energy sensor | S52 |  |  |  | MC044 | Faraday Building |  |  | 0 | 0
MC044-B10 | MC044-B10/S53 | FC 48 Volume Flow |  |  |  |  | Energy sensor | S53 |  |  |  | MC044 | Faraday Building |  |  | 0 | 0
MC044-B10 | MC044-B10/S54 | FC 48 Face Velocity |  |  |  |  | Energy sensor | S54 |  |  |  | MC044 | Faraday Building |  |  | 0 | 0
MC044-B10 | MC044-B10/S56 | FC 49 Mode |  |  |  |  | Energy sensor | S56 |  |  |  | MC044 | Faraday Building |  |  | 0 | 0
MC044-B10 | MC044-B10/S57 | FC 49 Damper Position |  |  |  |  | Energy sensor | S57 |  |  |  | MC044 | Faraday Building |  |  | 0 | 0
MC044-B10 | MC044-B10/S58 | FC 49 Volume Flow |  |  |  |  | Energy sensor | S58 |  |  |  | MC044 | Faraday Building |  |  | 0 | 0
MC044-B10 | MC044-B10/S59 | FC 49 Face Velocity |  |  |  |  | Energy sensor | S59 |  |  |  | MC044 | Faraday Building |  |  | 0 | 0
MC044-B10 | MC044-B10/S6 | FC 39 Mode |  |  |  |  | Energy sensor | S6 |  |  |  | MC044 | Faraday Building |  |  | 0 | 0
MC044-B10 | MC044-B10/S61 | FC 50 Mode |  |  |  |  | Energy sensor | S61 |  |  |  | MC044 | Faraday Building |  |  | 0 | 0
MC044-B10 | MC044-B10/S62 | FC 50 Damper Position |  |  |  |  | Energy sensor | S62 |  |  |  | MC044 | Faraday Building |  |  | 0 | 0
MC044-B10 | MC044-B10/S63 | FC 50 Volume Flow |  |  |  |  | Energy sensor | S63 |  |  |  | MC044 | Faraday Building |  |  | 0 | 0
MC044-B10 | MC044-B10/S64 | FC 50 Face Velocity |  |  |  |  | Energy sensor | S64 |  |  |  | MC044 | Faraday Building |  |  | 0 | 0
MC044-B10 | MC044-B10/S66 | FC 51 Mode |  |  |  |  | Energy sensor | S66 |  |  |  | MC044 | Faraday Building |  |  | 0 | 0
MC044-B10 | MC044-B10/S67 | FC 51 Damper Position |  |  |  |  | Energy sensor | S67 |  |  |  | MC044 | Faraday Building |  |  | 0 | 0
MC044-B10 | MC044-B10/S68 | FC 51 Volume Flow |  |  |  |  | Energy sensor | S68 |  |  |  | MC044 | Faraday Building |  |  | 0 | 0
MC044-B10 | MC044-B10/S69 | FC 51 Face Velocity |  |  |  |  | Energy sensor | S69 |  |  |  | MC044 | Faraday Building |  |  | 0 | 0
MC044-B10 | MC044-B10/S7 | FC 39 Damper Position |  |  |  |  | Energy sensor | S7 |  |  |  | MC044 | Faraday Building |  |  | 0 | 0
MC044-B10 | MC044-B10/S71 | FC 52 Mode |  |  |  |  | Energy sensor | S71 |  |  |  | MC044 | Faraday Building |  |  | 0 | 0
MC044-B10 | MC044-B10/S72 | FC 52 Damper Position |  |  |  |  | Energy sensor | S72 |  |  |  | MC044 | Faraday Building |  |  | 0 | 0
MC044-B10 | MC044-B10/S73 | FC 52 Volume Flow |  |  |  |  | Energy sensor | S73 |  |  |  | MC044 | Faraday Building |  |  | 0 | 0
MC044-B10 | MC044-B10/S74 | FC 52 Face Velocity |  |  |  |  | Energy sensor | S74 |  |  |  | MC044 | Faraday Building |  |  | 0 | 0
MC044-B10 | MC044-B10/S76 | FC 53 Mode |  |  |  |  | Energy sensor | S76 |  |  |  | MC044 | Faraday Building |  |  | 0 | 0
MC044-B10 | MC044-B10/S77 | FC 53 Damper Position |  |  |  |  | Energy sensor | S77 |  |  |  | MC044 | Faraday Building |  |  | 0 | 0
MC044-B10 | MC044-B10/S78 | FC 53 Volume Flow |  |  |  |  | Energy sensor | S78 |  |  |  | MC044 | Faraday Building |  |  | 0 | 0
MC044-B10 | MC044-B10/S79 | FC 53 Face Velocity |  |  |  |  | Energy sensor | S79 |  |  |  | MC044 | Faraday Building |  |  | 0 | 0
MC044-B10 | MC044-B10/S8 | FC 39 Volume Flow |  |  |  |  | Energy sensor | S8 |  |  |  | MC044 | Faraday Building |  |  | 0 | 0
MC044-B10 | MC044-B10/S81 | FC 54 Mode |  |  |  |  | Energy sensor | S81 |  |  |  | MC044 | Faraday Building |  |  | 0 | 0
MC044-B10 | MC044-B10/S82 | FC 54 Damper Position |  |  |  |  | Energy sensor | S82 |  |  |  | MC044 | Faraday Building |  |  | 0 | 0
MC044-B10 | MC044-B10/S83 | FC 54 Volume Flow |  |  |  |  | Energy sensor | S83 |  |  |  | MC044 | Faraday Building |  |  | 0 | 0
MC044-B10 | MC044-B10/S84 | FC 54 Face Velocity |  |  |  |  | Energy sensor | S84 |  |  |  | MC044 | Faraday Building |  |  | 0 | 0
MC044-B10 | MC044-B10/S86 | FC 55 Mode |  |  |  |  | Energy sensor | S86 |  |  |  | MC044 | Faraday Building |  |  | 0 | 0
MC044-B10 | MC044-B10/S87 | FC 55 Damper Position |  |  |  |  | Energy sensor | S87 |  |  |  | MC044 | Faraday Building |  |  | 0 | 0
MC044-B10 | MC044-B10/S88 | FC 55 Volume Flow |  |  |  |  | Energy sensor | S88 |  |  |  | MC044 | Faraday Building |  |  | 0 | 0
MC044-B10 | MC044-B10/S89 | FC 55 Face Velocity |  |  |  |  | Energy sensor | S89 |  |  |  | MC044 | Faraday Building |  |  | 0 | 0
MC044-B10 | MC044-B10/S9 | FC 39 Face Velocity |  |  |  |  | Energy sensor | S9 |  |  |  | MC044 | Faraday Building |  |  | 0 | 0
MC044-B10 | MC044-B10/S91 | FC 56 Mode |  |  |  |  | Energy sensor | S91 |  |  |  | MC044 | Faraday Building |  |  | 0 | 0
MC044-B10 | MC044-B10/S92 | FC 56 Damper Position |  |  |  |  | Energy sensor | S92 |  |  |  | MC044 | Faraday Building |  |  | 0 | 0
MC044-B10 | MC044-B10/S93 | FC 56 Volume Flow |  |  |  |  | Energy sensor | S93 |  |  |  | MC044 | Faraday Building |  |  | 0 | 0
MC044-B10 | MC044-B10/S94 | FC 56 Face Velocity |  |  |  |  | Energy sensor | S94 |  |  |  | MC044 | Faraday Building |  |  | 0 | 0
MC044-B10 | MC044-B10/S96 | FC 57 Mode |  |  |  |  | Energy sensor | S96 |  |  |  | MC044 | Faraday Building |  |  | 0 | 0
MC044-B10 | MC044-B10/S97 | FC 57 Damper Position |  |  |  |  | Energy sensor | S97 |  |  |  | MC044 | Faraday Building |  |  | 0 | 0
MC044-B10 | MC044-B10/S98 | FC 57 Volume Flow |  |  |  |  | Energy sensor | S98 |  |  |  | MC044 | Faraday Building |  |  | 0 | 0
MC044-B10 | MC044-B10/S99 | FC 57 Face Velocity |  |  |  |  | Energy sensor | S99 |  |  |  | MC044 | Faraday Building |  |  | 0 | 0
MC044-B10 | MC044-B10/U1 | [5 empty] | Energy sensor | U1 |  |  |  | MC044 | Faraday Building |  |  | 0 | 0
MC044-B10 | MC044-B10/U2 | [5 empty] | Energy sensor | U2 |  |  |  | MC044 | Faraday Building |  |  | 0 | 0
MC044-B10 | MC044-B10/V1 | [5 empty] | Energy sensor | V1 |  |  |  | MC044 | Faraday Building |  |  | 0 | 0
MC044-B10 | MC044-B10/V2 | [5 empty] | Energy sensor | V2 |  |  |  | MC044 | Faraday Building |  |  | 0 | 0
MC044-B10 | MC044-B10/V3 | [5 empty] | Energy sensor | V3 |  |  |  | MC044 | Faraday Building |  |  | 0 | 0
MC044-B10 | MC044-B10/V4 | [5 empty] | Energy sensor | V4 |  |  |  | MC044 | Faraday Building |  |  | 0 | 0
MC044-B10 | MC044-B10/V5 | [5 empty] | Energy sensor | V5 |  |  |  | MC044 | Faraday Building |  |  | 0 | 0
MC044-B10 | MC044-B10/W1 | NeverSendReducedFlow=1 |  |  |  |  | Energy sensor | W1 |  |  |  | MC044 | Faraday Building |  |  | 0 | 0
MC078-B02 | MC078-B02/A1 | Outside air temperature |  |  | Degrees Celsius |  | Energy sensor | A1 |  |  |  | MC078 | George Fox Building |  |  | 0 | 0
MC078-B02 | MC078-B02/A2 | Space frost protection setpoint |  |  | Degrees Celsius |  | Energy sensor | A2 |  |  |  | MC078 | George Fox Building |  |  | 0 | 0
MC078-B02 | MC078-B02/B1 | Digital Byte 1 |  |  |  |  | Energy sensor | B1 |  |  |  | MC078 | George Fox Building |  |  | 0 | 0
MC078-B02 | MC078-B02/C1 | Virtual CNC 1 |  |  |  |  | Energy sensor | C1 |  |  |  | MC078 | George Fox Building |  |  | 0 | 0
MC078-B02 | MC078-B02/D1 | Main Supply Fan Enable |  |  |  |  | Energy sensor | D1 |  |  |  | MC078 | George Fox Building |  |  | 0 | 0
MC078-B02 | MC078-B02/D10 | Lecture 14 Extract Fan |  |  |  |  | Energy sensor | D10 |  |  |  | MC078 | George Fox Building |  |  | 0 | 0
MC078-B02 | MC078-B02/D11 | Lecture 15 Supply Fan |  |  |  |  | Energy sensor | D11 |  |  |  | MC078 | George Fox Building |  |  | 0 | 0
MC078-B02 | MC078-B02/D12 | Lecture 15 Extract Fan |  |  |  |  | Energy sensor | D12 |  |  |  | MC078 | George Fox Building |  |  | 0 | 0
MC078-B02 | MC078-B02/D13 | Lecture 18 Supply Fan |  |  |  |  | Energy sensor | D13 |  |  |  | MC078 | George Fox Building |  |  | 0 | 0
MC078-B02 | MC078-B02/D14 | Lecture 18 Extract Fan |  |  |  |  | Energy sensor | D14 |  |  |  | MC078 | George Fox Building |  |  | 0 | 0
MC078-B02 | MC078-B02/D15 | Lecture 23 Supply Fan |  |  |  |  | Energy sensor | D15 |  |  |  | MC078 | George Fox Building |  |  | 0 | 0
MC078-B02 | MC078-B02/D16 | Lecture 23 Extract Fan |  |  |  |  | Energy sensor | D16 |  |  |  | MC078 | George Fox Building |  |  | 0 | 0
MC078-B02 | MC078-B02/D17 | L14 Valve |  |  |  |  | Energy sensor | D17 |  |  |  | MC078 | George Fox Building |  |  | 0 | 0
MC078-B02 | MC078-B02/D18 | L15 Valve |  |  |  |  | Energy sensor | D18 |  |  |  | MC078 | George Fox Building |  |  | 0 | 0
MC078-B02 | MC078-B02/D19 | L18 Valve |  |  |  |  | Energy sensor | D19 |  |  |  | MC078 | George Fox Building |  |  | 0 | 0
MC078-B02 | MC078-B02/D2 | Main Extract Enable |  |  |  |  | Energy sensor | D2 |  |  |  | MC078 | George Fox Building |  |  | 0 | 0
MC078-B02 | MC078-B02/D20 | L23 VAlve |  |  |  |  | Energy sensor | D20 |  |  |  | MC078 | George Fox Building |  |  | 0 | 0
MC078-B02 | MC078-B02/D21 | Main Heater Battery |  |  |  |  | Energy sensor | D21 |  |  |  | MC078 | George Fox Building |  |  | 0 | 0
MC078-B02 | MC078-B02/D22 | ReCirc Damper |  |  |  |  | Energy sensor | D22 |  |  |  | MC078 | George Fox Building |  |  | 0 | 0
MC078-B02 | MC078-B02/D23 | Lecture Theatre 1 SF Demand |  |  |  |  | Energy sensor | D23 |  |  |  | MC078 | George Fox Building |  |  | 0 | 0
MC078-B02 | MC078-B02/D24 | Main Heater Battery |  |  |  |  | Energy sensor | D24 |  |  |  | MC078 | George Fox Building |  |  | 0 | 0
MC078-B02 | MC078-B02/D25 | Main Bistro Dampers |  |  |  |  | Energy sensor | D25 |  |  |  | MC078 | George Fox Building |  |  | 0 | 0
MC078-B02 | MC078-B02/D26 | Hood VAlve |  |  |  |  | Energy sensor | D26 |  |  |  | MC078 | George Fox Building |  |  | 0 | 0
MC078-B02 | MC078-B02/D27 | Supply &amp; Extract Dampers |  |  |  |  | Energy sensor | D27 |  |  |  | MC078 | George Fox Building |  |  | 0 | 0
MC078-B02 | MC078-B02/D28 | Lecture Theatre 1 EF Demand |  |  |  |  | Energy sensor | D28 |  |  |  | MC078 | George Fox Building |  |  | 0 | 0
MC078-B02 | MC078-B02/D3 | Runaround Pump Enable |  |  |  |  | Energy sensor | D3 |  |  |  | MC078 | George Fox Building |  |  | 0 | 0
MC078-B02 | MC078-B02/D4 | Bistro Supply Fan Enable |  |  |  |  | Energy sensor | D4 |  |  |  | MC078 | George Fox Building |  |  | 0 | 0
MC078-B02 | MC078-B02/D5 | Hood Supply Enable |  |  |  |  | Energy sensor | D5 |  |  |  | MC078 | George Fox Building |  |  | 0 | 0
MC078-B02 | MC078-B02/D6 | Hood Extract Enable |  |  |  |  | Energy sensor | D6 |  |  |  | MC078 | George Fox Building |  |  | 0 | 0
MC078-B02 | MC078-B02/D7 | Projector Room Extract Enable |  |  |  |  | Energy sensor | D7 |  |  |  | MC078 | George Fox Building |  |  | 0 | 0
MC078-B02 | MC078-B02/D8 | Lift Motor Room Extract |  |  |  |  | Energy sensor | D8 |  |  |  | MC078 | George Fox Building |  |  | 0 | 0
MC078-B02 | MC078-B02/D9 | Lecture 14 Supply Fan |  |  |  |  | Energy sensor | D9 |  |  |  | MC078 | George Fox Building |  |  | 0 | 0
MC078-B02 | MC078-B02/e1 | Alarm Dest 1 |  |  |  |  | Energy sensor | e1 |  |  |  | MC078 | George Fox Building |  |  | 0 | 0
MC078-B02 | MC078-B02/F1 | Function 1 |  |  |  |  | Energy sensor | F1 |  |  |  | MC078 | George Fox Building |  |  | 0 | 0
MC078-B02 | MC078-B02/F10 | Function 10 |  |  |  |  | Energy sensor | F10 |  |  |  | MC078 | George Fox Building |  |  | 0 | 0
MC078-B02 | MC078-B02/F11 | Function 11 |  |  |  |  | Energy sensor | F11 |  |  |  | MC078 | George Fox Building |  |  | 0 | 0
MC078-B02 | MC078-B02/F12 | Run Around Enable |  |  |  |  | Energy sensor | F12 |  |  |  | MC078 | George Fox Building |  |  | 0 | 0
MC078-B02 | MC078-B02/F13 | Function 13 |  |  |  |  | Energy sensor | F13 |  |  |  | MC078 | George Fox Building |  |  | 0 | 0
MC078-B02 | MC078-B02/F14 | Function 14 |  |  |  |  | Energy sensor | F14 |  |  |  | MC078 | George Fox Building |  |  | 0 | 0
MC078-B02 | MC078-B02/F15 | Function 15 |  |  |  |  | Energy sensor | F15 |  |  |  | MC078 | George Fox Building |  |  | 0 | 0
MC078-B02 | MC078-B02/F16 | Function 16 |  |  |  |  | Energy sensor | F16 |  |  |  | MC078 | George Fox Building |  |  | 0 | 0
MC078-B02 | MC078-B02/F17 | Function 17 |  |  |  |  | Energy sensor | F17 |  |  |  | MC078 | George Fox Building |  |  | 0 | 0
MC078-B02 | MC078-B02/F18 | Function 18 |  |  |  |  | Energy sensor | F18 |  |  |  | MC078 | George Fox Building |  |  | 0 | 0
MC078-B02 | MC078-B02/F19 | Function 19 |  |  |  |  | Energy sensor | F19 |  |  |  | MC078 | George Fox Building |  |  | 0 | 0
MC078-B02 | MC078-B02/F2 | Function 2 |  |  |  |  | Energy sensor | F2 |  |  |  | MC078 | George Fox Building |  |  | 0 | 0
MC078-B02 | MC078-B02/F21 | Function 21 |  |  |  |  | Energy sensor | F21 |  |  |  | MC078 | George Fox Building |  |  | 0 | 0
MC078-B02 | MC078-B02/F23 | Function 23 |  |  |  |  | Energy sensor | F23 |  |  |  | MC078 | George Fox Building |  |  | 0 | 0
MC078-B02 | MC078-B02/F26 | Function 26 |  |  |  |  | Energy sensor | F26 |  |  |  | MC078 | George Fox Building |  |  | 0 | 0
MC078-B02 | MC078-B02/F27 | Function 27 |  |  |  |  | Energy sensor | F27 |  |  |  | MC078 | George Fox Building |  |  | 0 | 0
MC078-B02 | MC078-B02/F28 | Function 28 |  |  |  |  | Energy sensor | F28 |  |  |  | MC078 | George Fox Building |  |  | 0 | 0
MC078-B02 | MC078-B02/F29 | Damper Demand |  |  |  |  | Energy sensor | F29 |  |  |  | MC078 | George Fox Building |  |  | 0 | 0
MC078-B02 | MC078-B02/F3 | Function 3 |  |  |  |  | Energy sensor | F3 |  |  |  | MC078 | George Fox Building |  |  | 0 | 0
MC078-B02 | MC078-B02/F30 | Function 30 |  |  |  |  | Energy sensor | F30 |  |  |  | MC078 | George Fox Building |  |  | 0 | 0
MC078-B02 | MC078-B02/F31 | Function 31 |  |  |  |  | Energy sensor | F31 |  |  |  | MC078 | George Fox Building |  |  | 0 | 0
MC078-B02 | MC078-B02/F32 | Function 32 |  |  |  |  | Energy sensor | F32 |  |  |  | MC078 | George Fox Building |  |  | 0 | 0
MC078-B02 | MC078-B02/F33 | Function 33 |  |  |  |  | Energy sensor | F33 |  |  |  | MC078 | George Fox Building |  |  | 0 | 0
MC078-B02 | MC078-B02/F34 | Function 34 |  |  |  |  | Energy sensor | F34 |  |  |  | MC078 | George Fox Building |  |  | 0 | 0
MC078-B02 | MC078-B02/F35 | Function 35 |  |  |  |  | Energy sensor | F35 |  |  |  | MC078 | George Fox Building |  |  | 0 | 0
MC078-B02 | MC078-B02/F36 | Function 36 |  |  |  |  | Energy sensor | F36 |  |  |  | MC078 | George Fox Building |  |  | 0 | 0
MC078-B02 | MC078-B02/F37 | Function 37 |  |  |  |  | Energy sensor | F37 |  |  |  | MC078 | George Fox Building |  |  | 0 | 0
MC078-B02 | MC078-B02/F38 | Function 38 |  |  |  |  | Energy sensor | F38 |  |  |  | MC078 | George Fox Building |  |  | 0 | 0
MC078-B02 | MC078-B02/F39 | Run Around Enable |  |  |  |  | Energy sensor | F39 |  |  |  | MC078 | George Fox Building |  |  | 0 | 0
MC078-B02 | MC078-B02/F4 | Function 4 |  |  |  |  | Energy sensor | F4 |  |  |  | MC078 | George Fox Building |  |  | 0 | 0
MC078-B02 | MC078-B02/F40 | Function 40 |  |  |  |  | Energy sensor | F40 |  |  |  | MC078 | George Fox Building |  |  | 0 | 0
MC078-B02 | MC078-B02/F41 | Function 41 |  |  |  |  | Energy sensor | F41 |  |  |  | MC078 | George Fox Building |  |  | 0 | 0
MC078-B02 | MC078-B02/F42 | Function 42 |  |  |  |  | Energy sensor | F42 |  |  |  | MC078 | George Fox Building |  |  | 0 | 0
MC078-B02 | MC078-B02/F43 | Function 43 |  |  |  |  | Energy sensor | F43 |  |  |  | MC078 | George Fox Building |  |  | 0 | 0
MC078-B02 | MC078-B02/F44 | Function 44 |  |  |  |  | Energy sensor | F44 |  |  |  | MC078 | George Fox Building |  |  | 0 | 0
MC078-B02 | MC078-B02/F45 | Function 45 |  |  |  |  | Energy sensor | F45 |  |  |  | MC078 | George Fox Building |  |  | 0 | 0
MC078-B02 | MC078-B02/F46 | Function 46 |  |  |  |  | Energy sensor | F46 |  |  |  | MC078 | George Fox Building |  |  | 0 | 0
MC078-B02 | MC078-B02/F47 | Function 47 |  |  |  |  | Energy sensor | F47 |  |  |  | MC078 | George Fox Building |  |  | 0 | 0
MC078-B02 | MC078-B02/F48 | Function 48 |  |  |  |  | Energy sensor | F48 |  |  |  | MC078 | George Fox Building |  |  | 0 | 0
MC078-B02 | MC078-B02/F49 | Function 49 |  |  |  |  | Energy sensor | F49 |  |  |  | MC078 | George Fox Building |  |  | 0 | 0
MC078-B02 | MC078-B02/F5 | Function 5 |  |  |  |  | Energy sensor | F5 |  |  |  | MC078 | George Fox Building |  |  | 0 | 0
MC078-B02 | MC078-B02/F50 | Function 50 |  |  |  |  | Energy sensor | F50 |  |  |  | MC078 | George Fox Building |  |  | 0 | 0
MC078-B02 | MC078-B02/F51 | Function 51 |  |  |  |  | Energy sensor | F51 |  |  |  | MC078 | George Fox Building |  |  | 0 | 0
MC078-B02 | MC078-B02/F52 | Function 52 |  |  |  |  | Energy sensor | F52 |  |  |  | MC078 | George Fox Building |  |  | 0 | 0
MC078-B02 | MC078-B02/F53 | Run Around Enable |  |  |  |  | Energy sensor | F53 |  |  |  | MC078 | George Fox Building |  |  | 0 | 0
MC078-B02 | MC078-B02/F54 | Function 54 |  |  |  |  | Energy sensor | F54 |  |  |  | MC078 | George Fox Building |  |  | 0 | 0
MC078-B02 | MC078-B02/F55 | Function 55 |  |  |  |  | Energy sensor | F55 |  |  |  | MC078 | George Fox Building |  |  | 0 | 0
MC078-B02 | MC078-B02/F56 | Function 56 |  |  |  |  | Energy sensor | F56 |  |  |  | MC078 | George Fox Building |  |  | 0 | 0
MC078-B02 | MC078-B02/F57 | Function 57 |  |  |  |  | Energy sensor | F57 |  |  |  | MC078 | George Fox Building |  |  | 0 | 0
MC078-B02 | MC078-B02/F58 | Function 58 |  |  |  |  | Energy sensor | F58 |  |  |  | MC078 | George Fox Building |  |  | 0 | 0
MC078-B02 | MC078-B02/F6 | Function 6 |  |  |  |  | Energy sensor | F6 |  |  |  | MC078 | George Fox Building |  |  | 0 | 0
MC078-B02 | MC078-B02/F60 | Function 60 |  |  |  |  | Energy sensor | F60 |  |  |  | MC078 | George Fox Building |  |  | 0 | 0
MC078-B02 | MC078-B02/F61 | Function 61 |  |  |  |  | Energy sensor | F61 |  |  |  | MC078 | George Fox Building |  |  | 0 | 0
MC078-B02 | MC078-B02/F62 | Function 62 |  |  |  |  | Energy sensor | F62 |  |  |  | MC078 | George Fox Building |  |  | 0 | 0
MC078-B02 | MC078-B02/F63 | Function 63 |  |  |  |  | Energy sensor | F63 |  |  |  | MC078 | George Fox Building |  |  | 0 | 0
MC078-B02 | MC078-B02/F7 | Function 7 |  |  |  |  | Energy sensor | F7 |  |  |  | MC078 | George Fox Building |  |  | 0 | 0
MC078-B02 | MC078-B02/F8 | Function 8 |  |  |  |  | Energy sensor | F8 |  |  |  | MC078 | George Fox Building |  |  | 0 | 0
MC078-B02 | MC078-B02/G1 | Logic 1 |  |  |  |  | Energy sensor | G1 |  |  |  | MC078 | George Fox Building |  |  | 0 | 0
MC078-B02 | MC078-B02/G14 | L14 Enable |  |  |  |  | Energy sensor | G14 |  |  |  | MC078 | George Fox Building |  |  | 0 | 0
MC078-B02 | MC078-B02/G15 | L15 Enable |  |  |  |  | Energy sensor | G15 |  |  |  | MC078 | George Fox Building |  |  | 0 | 0
MC078-B02 | MC078-B02/G16 | L18 Enable |  |  |  |  | Energy sensor | G16 |  |  |  | MC078 | George Fox Building |  |  | 0 | 0
MC078-B02 | MC078-B02/G17 | L23 Enable |  |  |  |  | Energy sensor | G17 |  |  |  | MC078 | George Fox Building |  |  | 0 | 0
MC078-B02 | MC078-B02/G18 | Logic 18 |  |  |  |  | Energy sensor | G18 |  |  |  | MC078 | George Fox Building |  |  | 0 | 0
MC078-B02 | MC078-B02/G19 | Logic 19 |  |  |  |  | Energy sensor | G19 |  |  |  | MC078 | George Fox Building |  |  | 0 | 0
MC078-B02 | MC078-B02/G2 | Logic 2 |  |  |  |  | Energy sensor | G2 |  |  |  | MC078 | George Fox Building |  |  | 0 | 0
MC078-B02 | MC078-B02/G20 | Logic 20 |  |  |  |  | Energy sensor | G20 |  |  |  | MC078 | George Fox Building |  |  | 0 | 0
MC078-B02 | MC078-B02/G21 | Fan Enable |  |  |  |  | Energy sensor | G21 |  |  |  | MC078 | George Fox Building |  |  | 0 | 0
MC078-B02 | MC078-B02/G23 | Logic 23 |  |  |  |  | Energy sensor | G23 |  |  |  | MC078 | George Fox Building |  |  | 0 | 0
MC078-B02 | MC078-B02/G24 | Logic 24 |  |  |  |  | Energy sensor | G24 |  |  |  | MC078 | George Fox Building |  |  | 0 | 0
MC078-B02 | MC078-B02/G25 | Logic 25 |  |  |  |  | Energy sensor | G25 |  |  |  | MC078 | George Fox Building |  |  | 0 | 0
MC078-B02 | MC078-B02/G26 | Logic 26 |  |  |  |  | Energy sensor | G26 |  |  |  | MC078 | George Fox Building |  |  | 0 | 0
MC078-B02 | MC078-B02/G27 | Logic 27 |  |  |  |  | Energy sensor | G27 |  |  |  | MC078 | George Fox Building |  |  | 0 | 0
MC078-B02 | MC078-B02/G3 | Logic 3 |  |  |  |  | Energy sensor | G3 |  |  |  | MC078 | George Fox Building |  |  | 0 | 0
MC078-B02 | MC078-B02/G4 | Logic 4 |  |  |  |  | Energy sensor | G4 |  |  |  | MC078 | George Fox Building |  |  | 0 | 0
MC078-B02 | MC078-B02/i1 | xcite/IO/8UI |  |  |  |  | Energy sensor | i1 |  |  |  | MC078 | George Fox Building |  |  | 0 | 0
MC078-B02 | MC078-B02/I1 | Main Supply Fan |  |  |  |  | Energy sensor | I1 |  |  |  | MC078 | George Fox Building |  |  | 0 | 0
MC078-B02 | MC078-B02/I10 | Main Heater Battery Frost Trip |  |  |  |  | Energy sensor | I10 |  |  |  | MC078 | George Fox Building |  |  | 0 | 0
MC078-B02 | MC078-B02/I11 | Bistro Supply Fan Flow Proven |  |  |  |  | Energy sensor | I11 |  |  |  | MC078 | George Fox Building |  |  | 0 | 0
MC078-B02 | MC078-B02/I12 | Bistro Filter Dirty |  |  |  |  | Energy sensor | I12 |  |  |  | MC078 | George Fox Building |  |  | 0 | 0
MC078-B02 | MC078-B02/I13 | Bistro Freeze Trip |  |  |  |  | Energy sensor | I13 |  |  |  | MC078 | George Fox Building |  |  | 0 | 0
MC078-B02 | MC078-B02/I14 | Bistro Hood Supply Fan Proven |  |  |  |  | Energy sensor | I14 |  |  |  | MC078 | George Fox Building |  |  | 0 | 0
MC078-B02 | MC078-B02/I15 | Bistro Hood Filter Dirty |  |  |  |  | Energy sensor | I15 |  |  |  | MC078 | George Fox Building |  |  | 0 | 0
MC078-B02 | MC078-B02/I16 | Bistro Hood Freeze Trip |  |  |  |  | Energy sensor | I16 |  |  |  | MC078 | George Fox Building |  |  | 0 | 0
MC078-B02 | MC078-B02/I17 | L14 Supply Fan Proven |  |  |  |  | Energy sensor | I17 |  |  |  | MC078 | George Fox Building |  |  | 0 | 0
MC078-B02 | MC078-B02/I18 | L14 Extract Fan Flow Proven |  |  |  |  | Energy sensor | I18 |  |  |  | MC078 | George Fox Building |  |  | 0 | 0
MC078-B02 | MC078-B02/I19 | L14 Filter Dirty |  |  |  |  | Energy sensor | I19 |  |  |  | MC078 | George Fox Building |  |  | 0 | 0
MC078-B02 | MC078-B02/I2 | Main Extract FAn |  |  |  |  | Energy sensor | I2 |  |  |  | MC078 | George Fox Building |  |  | 0 | 0
MC078-B02 | MC078-B02/i2 | xcite/IO/8UI |  |  |  |  | Energy sensor | i2 |  |  |  | MC078 | George Fox Building |  |  | 0 | 0
MC078-B02 | MC078-B02/I20 | L14 Frost Trip |  |  |  |  | Energy sensor | I20 |  |  |  | MC078 | George Fox Building |  |  | 0 | 0
MC078-B02 | MC078-B02/I21 | L15 Supply Fan Proven |  |  |  |  | Energy sensor | I21 |  |  |  | MC078 | George Fox Building |  |  | 0 | 0
MC078-B02 | MC078-B02/I22 | L14 Extract Fan Flow Proven |  |  |  |  | Energy sensor | I22 |  |  |  | MC078 | George Fox Building |  |  | 0 | 0
MC078-B02 | MC078-B02/I23 | L14 Filter Dirty |  |  |  |  | Energy sensor | I23 |  |  |  | MC078 | George Fox Building |  |  | 0 | 0
MC078-B02 | MC078-B02/I24 | L14 Frost Trip |  |  |  |  | Energy sensor | I24 |  |  |  | MC078 | George Fox Building |  |  | 0 | 0
MC078-B02 | MC078-B02/I25 | L14 Supply Fan Proven |  |  |  |  | Energy sensor | I25 |  |  |  | MC078 | George Fox Building |  |  | 0 | 0
MC078-B02 | MC078-B02/I26 | L14 Extract Fan Flow Proven |  |  |  |  | Energy sensor | I26 |  |  |  | MC078 | George Fox Building |  |  | 0 | 0
MC078-B02 | MC078-B02/I27 | L14 Filter Dirty |  |  |  |  | Energy sensor | I27 |  |  |  | MC078 | George Fox Building |  |  | 0 | 0
MC078-B02 | MC078-B02/I28 | L14 Frost Trip |  |  |  |  | Energy sensor | I28 |  |  |  | MC078 | George Fox Building |  |  | 0 | 0
MC078-B02 | MC078-B02/I29 | L14 Supply Fan Proven |  |  |  |  | Energy sensor | I29 |  |  |  | MC078 | George Fox Building |  |  | 0 | 0
MC078-B02 | MC078-B02/i3 | xcite/IO/8AO |  |  |  |  | Energy sensor | i3 |  |  |  | MC078 | George Fox Building |  |  | 0 | 0
MC078-B02 | MC078-B02/I3 | Heat Recovery Pump |  |  |  |  | Energy sensor | I3 |  |  |  | MC078 | George Fox Building |  |  | 0 | 0
MC078-B02 | MC078-B02/I30 | L14 Extract Fan Flow Proven |  |  |  |  | Energy sensor | I30 |  |  |  | MC078 | George Fox Building |  |  | 0 | 0
MC078-B02 | MC078-B02/I31 | L14 Filter Dirty |  |  |  |  | Energy sensor | I31 |  |  |  | MC078 | George Fox Building |  |  | 0 | 0
MC078-B02 | MC078-B02/I32 | L14 Frost Trip |  |  |  |  | Energy sensor | I32 |  |  |  | MC078 | George Fox Building |  |  | 0 | 0
MC078-B02 | MC078-B02/I33 | L14 Supply Fan Proven |  |  |  |  | Energy sensor | I33 |  |  |  | MC078 | George Fox Building |  |  | 0 | 0
MC078-B02 | MC078-B02/I34 | L14 Extract Fan Flow Proven |  |  |  |  | Energy sensor | I34 |  |  |  | MC078 | George Fox Building |  |  | 0 | 0
MC078-B02 | MC078-B02/I35 | L14 Filter Dirty |  |  |  |  | Energy sensor | I35 |  |  |  | MC078 | George Fox Building |  |  | 0 | 0
MC078-B02 | MC078-B02/I36 | L14 Frost Trip |  |  |  |  | Energy sensor | I36 |  |  |  | MC078 | George Fox Building |  |  | 0 | 0
MC078-B02 | MC078-B02/I37 | L15 Supply Fan Proven |  |  |  |  | Energy sensor | I37 |  |  |  | MC078 | George Fox Building |  |  | 0 | 0
MC078-B02 | MC078-B02/I38 | L14 Extract Fan Flow Proven |  |  |  |  | Energy sensor | I38 |  |  |  | MC078 | George Fox Building |  |  | 0 | 0
MC078-B02 | MC078-B02/I39 | L14 Filter Dirty |  |  |  |  | Energy sensor | I39 |  |  |  | MC078 | George Fox Building |  |  | 0 | 0
MC078-B02 | MC078-B02/I4 | Heat Recovery Press Unit |  |  |  |  | Energy sensor | I4 |  |  |  | MC078 | George Fox Building |  |  | 0 | 0
MC078-B02 | MC078-B02/i4 | xcite/IO/8AO |  |  |  |  | Energy sensor | i4 |  |  |  | MC078 | George Fox Building |  |  | 0 | 0
MC078-B02 | MC078-B02/I40 | L14 Frost Trip |  |  |  |  | Energy sensor | I40 |  |  |  | MC078 | George Fox Building |  |  | 0 | 0
MC078-B02 | MC078-B02/I41 | L14 Supply Fan Proven |  |  |  |  | Energy sensor | I41 |  |  |  | MC078 | George Fox Building |  |  | 0 | 0
MC078-B02 | MC078-B02/I42 | L14 Extract Fan Flow Proven |  |  |  |  | Energy sensor | I42 |  |  |  | MC078 | George Fox Building |  |  | 0 | 0
MC078-B02 | MC078-B02/I43 | L14 Filter Dirty |  |  |  |  | Energy sensor | I43 |  |  |  | MC078 | George Fox Building |  |  | 0 | 0
MC078-B02 | MC078-B02/I44 | L14 Frost Trip |  |  |  |  | Energy sensor | I44 |  |  |  | MC078 | George Fox Building |  |  | 0 | 0
MC078-B02 | MC078-B02/I45 | L14 Supply Fan Proven |  |  |  |  | Energy sensor | I45 |  |  |  | MC078 | George Fox Building |  |  | 0 | 0
MC078-B02 | MC078-B02/I46 | L14 Extract Fan Flow Proven |  |  |  |  | Energy sensor | I46 |  |  |  | MC078 | George Fox Building |  |  | 0 | 0
MC078-B02 | MC078-B02/I47 | L14 Filter Dirty |  |  |  |  | Energy sensor | I47 |  |  |  | MC078 | George Fox Building |  |  | 0 | 0
MC078-B02 | MC078-B02/I48 | L14 Frost Trip |  |  |  |  | Energy sensor | I48 |  |  |  | MC078 | George Fox Building |  |  | 0 | 0
MC078-B02 | MC078-B02/I5 | Main Supply Fan Air Flow |  |  |  |  | Energy sensor | I5 |  |  |  | MC078 | George Fox Building |  |  | 0 | 0
MC078-B02 | MC078-B02/i5 | xcite/IO/4AO |  |  |  |  | Energy sensor | i5 |  |  |  | MC078 | George Fox Building |  |  | 0 | 0
MC078-B02 | MC078-B02/I6 | Main Supply Filter Dirty |  |  |  |  | Energy sensor | I6 |  |  |  | MC078 | George Fox Building |  |  | 0 | 0
MC078-B02 | MC078-B02/i6 | xcite/IO/16DI |  |  |  |  | Energy sensor | i6 |  |  |  | MC078 | George Fox Building |  |  | 0 | 0
MC078-B02 | MC078-B02/i7 | xcite/IO/16DI |  |  |  |  | Energy sensor | i7 |  |  |  | MC078 | George Fox Building |  |  | 0 | 0
MC078-B02 | MC078-B02/I7 | Main Extract Air Flow Proved |  |  |  |  | Energy sensor | I7 |  |  |  | MC078 | George Fox Building |  |  | 0 | 0
MC078-B02 | MC078-B02/I8 | Main Extract Filter Dirty |  |  |  |  | Energy sensor | I8 |  |  |  | MC078 | George Fox Building |  |  | 0 | 0
MC078-B02 | MC078-B02/i8 | xcite/IO/16DI |  |  |  |  | Energy sensor | i8 |  |  |  | MC078 | George Fox Building |  |  | 0 | 0
MC078-B02 | MC078-B02/i9 | IO Module 9 |  |  |  |  | Energy sensor | i9 |  |  |  | MC078 | George Fox Building |  |  | 0 | 0
MC078-B02 | MC078-B02/I9 | Heat Recovery Pump Flow Proven |  |  |  |  | Energy sensor | I9 |  |  |  | MC078 | George Fox Building |  |  | 0 | 0
MC078-B02 | MC078-B02/K1 | L14 Space Setpoint |  |  |  |  | Energy sensor | K1 |  |  |  | MC078 | George Fox Building |  |  | 0 | 0
MC078-B02 | MC078-B02/K10 | Bistro Min Fresh Air |  |  |  |  | Energy sensor | K10 |  |  |  | MC078 | George Fox Building |  |  | 0 | 0
MC078-B02 | MC078-B02/K11 | Lecture Theatre 1 CO2 Setpoint |  |  |  |  | Energy sensor | K11 |  |  |  | MC078 | George Fox Building |  |  | 0 | 0
MC078-B02 | MC078-B02/K12 | DamperFanSpeedChangeover |  |  |  |  | Energy sensor | K12 |  |  |  | MC078 | George Fox Building |  |  | 0 | 0
MC078-B02 | MC078-B02/K13 | Supply Fan Hz |  |  |  |  | Energy sensor | K13 |  |  |  | MC078 | George Fox Building |  |  | 0 | 0
MC078-B02 | MC078-B02/K14 | Extract Fan Hz |  |  |  |  | Energy sensor | K14 |  |  |  | MC078 | George Fox Building |  |  | 0 | 0
MC078-B02 | MC078-B02/K15 | OAT Eco Off |  |  |  |  | Energy sensor | K15 |  |  |  | MC078 | George Fox Building |  |  | 0 | 0
MC078-B02 | MC078-B02/K16 | Knob 4 |  |  |  |  | Energy sensor | K16 |  |  |  | MC078 | George Fox Building |  |  | 0 | 0
MC078-B02 | MC078-B02/K17 | Knob 5 |  |  |  |  | Energy sensor | K17 |  |  |  | MC078 | George Fox Building |  |  | 0 | 0
MC078-B02 | MC078-B02/K18 | Knob 6 |  |  |  |  | Energy sensor | K18 |  |  |  | MC078 | George Fox Building |  |  | 0 | 0
MC078-B02 | MC078-B02/K19 | Knob 1 |  |  |  |  | Energy sensor | K19 |  |  |  | MC078 | George Fox Building |  |  | 0 | 0
MC078-B02 | MC078-B02/K2 | L15 Space Setpoint |  |  |  |  | Energy sensor | K2 |  |  |  | MC078 | George Fox Building |  |  | 0 | 0
MC078-B02 | MC078-B02/K20 | Knob 2 |  |  |  |  | Energy sensor | K20 |  |  |  | MC078 | George Fox Building |  |  | 0 | 0
MC078-B02 | MC078-B02/K21 | Knob 3 |  |  |  |  | Energy sensor | K21 |  |  |  | MC078 | George Fox Building |  |  | 0 | 0
MC078-B02 | MC078-B02/K22 | Knob 4 |  |  |  |  | Energy sensor | K22 |  |  |  | MC078 | George Fox Building |  |  | 0 | 0
MC078-B02 | MC078-B02/K23 | Knob 5 |  |  |  |  | Energy sensor | K23 |  |  |  | MC078 | George Fox Building |  |  | 0 | 0
MC078-B02 | MC078-B02/K24 | Knob 6 |  |  |  |  | Energy sensor | K24 |  |  |  | MC078 | George Fox Building |  |  | 0 | 0
MC078-B02 | MC078-B02/K25 | Knob 25 |  |  |  |  | Energy sensor | K25 |  |  |  | MC078 | George Fox Building |  |  | 0 | 0
MC078-B02 | MC078-B02/K26 | OAT Frost Setpoint |  |  |  |  | Energy sensor | K26 |  |  |  | MC078 | George Fox Building |  |  | 0 | 0
MC078-B02 | MC078-B02/K27 | Boiler Frost Setpoint |  |  |  |  | Energy sensor | K27 |  |  |  | MC078 | George Fox Building |  |  | 0 | 0
MC078-B02 | MC078-B02/K28 | AHU Setpoint |  |  |  |  | Energy sensor | K28 |  |  |  | MC078 | George Fox Building |  |  | 0 | 0
MC078-B02 | MC078-B02/K29 | Cooling Deadband |  |  |  |  | Energy sensor | K29 |  |  |  | MC078 | George Fox Building |  |  | 0 | 0
MC078-B02 | MC078-B02/K3 | L18 Space Setpoint |  |  |  |  | Energy sensor | K3 |  |  |  | MC078 | George Fox Building |  |  | 0 | 0
MC078-B02 | MC078-B02/K30 | MinSuppTempHtg |  |  | Degrees Celsius |  | Energy sensor | K30 |  |  |  | MC078 | George Fox Building |  |  | 0 | 0
MC078-B02 | MC078-B02/K31 | MinSupTempCooling |  |  | Degrees Celsius |  | Energy sensor | K31 |  |  |  | MC078 | George Fox Building |  |  | 0 | 0
MC078-B02 | MC078-B02/K32 | Hood Supply Air StPt |  |  |  |  | Energy sensor | K32 |  |  |  | MC078 | George Fox Building |  |  | 0 | 0
MC078-B02 | MC078-B02/K4 | L23 Space Setpoint |  |  |  |  | Energy sensor | K4 |  |  |  | MC078 | George Fox Building |  |  | 0 | 0
MC078-B02 | MC078-B02/K5 | Main AHU Min Fresh Air |  |  |  |  | Energy sensor | K5 |  |  |  | MC078 | George Fox Building |  |  | 0 | 0
MC078-B02 | MC078-B02/K6 | AHU Setpoint |  |  |  |  | Energy sensor | K6 |  |  |  | MC078 | George Fox Building |  |  | 0 | 0
MC078-B02 | MC078-B02/K7 | Cooling Deadband |  |  |  |  | Energy sensor | K7 |  |  |  | MC078 | George Fox Building |  |  | 0 | 0
MC078-B02 | MC078-B02/K8 | MinSuppTempHtg |  |  | Degrees Celsius |  | Energy sensor | K8 |  |  |  | MC078 | George Fox Building |  |  | 0 | 0
MC078-B02 | MC078-B02/K9 | MinSupTempCooling |  |  | Degrees Celsius |  | Energy sensor | K9 |  |  |  | MC078 | George Fox Building |  |  | 0 | 0
MC078-B02 | MC078-B02/L1 | Loop 1 |  |  |  |  | Energy sensor | L1 |  |  |  | MC078 | George Fox Building |  |  | 0 | 0
MC078-B02 | MC078-B02/L10 | Loop 10 |  |  |  |  | Energy sensor | L10 |  |  |  | MC078 | George Fox Building |  |  | 0 | 0
MC078-B02 | MC078-B02/L11 | Cooling Loop |  |  |  |  | Energy sensor | L11 |  |  |  | MC078 | George Fox Building |  |  | 0 | 0
MC078-B02 | MC078-B02/L12 | Htg Loop |  |  |  |  | Energy sensor | L12 |  |  |  | MC078 | George Fox Building |  |  | 0 | 0
MC078-B02 | MC078-B02/L13 | Loop 13 |  |  |  |  | Energy sensor | L13 |  |  |  | MC078 | George Fox Building |  |  | 0 | 0
MC078-B02 | MC078-B02/L14 | Loop 14 |  |  |  |  | Energy sensor | L14 |  |  |  | MC078 | George Fox Building |  |  | 0 | 0
MC078-B02 | MC078-B02/L15 | Cooling Loop |  |  |  |  | Energy sensor | L15 |  |  |  | MC078 | George Fox Building |  |  | 0 | 0
MC078-B02 | MC078-B02/L16 | Htg Loop |  |  |  |  | Energy sensor | L16 |  |  |  | MC078 | George Fox Building |  |  | 0 | 0
MC078-B02 | MC078-B02/L17 | Loop 17 |  |  |  |  | Energy sensor | L17 |  |  |  | MC078 | George Fox Building |  |  | 0 | 0
MC078-B02 | MC078-B02/L18 | Loop 18 |  |  |  |  | Energy sensor | L18 |  |  |  | MC078 | George Fox Building |  |  | 0 | 0
MC078-B02 | MC078-B02/L2 | Loop 2 |  |  |  |  | Energy sensor | L2 |  |  |  | MC078 | George Fox Building |  |  | 0 | 0
MC078-B02 | MC078-B02/L3 | Loop 3 |  |  |  |  | Energy sensor | L3 |  |  |  | MC078 | George Fox Building |  |  | 0 | 0
MC078-B02 | MC078-B02/L4 | Loop 4 |  |  |  |  | Energy sensor | L4 |  |  |  | MC078 | George Fox Building |  |  | 0 | 0
MC078-B02 | MC078-B02/L9 | Loop 9 |  |  |  |  | Energy sensor | L9 |  |  |  | MC078 | George Fox Building |  |  | 0 | 0
MC078-B02 | MC078-B02/n1 | TREND_05_50_40 |  |  |  |  | Energy sensor | n1 |  |  |  | MC078 | George Fox Building |  |  | 0 | 0
MC078-B02 | MC078-B02/N1 | IC Comms 1 |  |  |  |  | Energy sensor | N1 |  |  |  | MC078 | George Fox Building |  |  | 0 | 0
MC078-B02 | MC078-B02/N2 | IC Comms 2 |  |  |  |  | Energy sensor | N2 |  |  |  | MC078 | George Fox Building |  |  | 0 | 0
MC078-B02 | MC078-B02/N3 | IC Comms 3 |  |  |  |  | Energy sensor | N3 |  |  |  | MC078 | George Fox Building |  |  | 0 | 0
MC078-B02 | MC078-B02/N4 | IC Comms 4 |  |  |  |  | Energy sensor | N4 |  |  |  | MC078 | George Fox Building |  |  | 0 | 0
MC078-B02 | MC078-B02/o1 | Alarm Route 1 |  |  |  |  | Energy sensor | o1 |  |  |  | MC078 | George Fox Building |  |  | 0 | 0
MC078-B02 | MC078-B02/o2 | Alarm Route 2 |  |  |  |  | Energy sensor | o2 |  |  |  | MC078 | George Fox Building |  |  | 0 | 0
MC078-B02 | MC078-B02/P1 | Main AHU Supply Temp |  |  | Degrees Celsius |  | Energy sensor | P1 |  |  |  | MC078 | George Fox Building |  |  | 0 | 0
MC078-B02 | MC078-B02/P10 | Bistro Htr Battery Position |  |  |  |  | Energy sensor | P10 |  |  |  | MC078 | George Fox Building |  |  | 0 | 0
MC078-B02 | MC078-B02/P11 | L14 Supply Air Temp |  |  | Degrees Celsius |  | Energy sensor | P11 |  |  |  | MC078 | George Fox Building |  |  | 0 | 0
MC078-B02 | MC078-B02/P12 | L14 Return Air Temp |  |  | Degrees Celsius |  | Energy sensor | P12 |  |  |  | MC078 | George Fox Building |  |  | 0 | 0
MC078-B02 | MC078-B02/P13 | L14 Htr Battery Flow Temp |  |  | Degrees Celsius |  | Energy sensor | P13 |  |  |  | MC078 | George Fox Building |  |  | 0 | 0
MC078-B02 | MC078-B02/P14 | L14 Htr Batt Valve |  |  |  |  | Energy sensor | P14 |  |  |  | MC078 | George Fox Building |  |  | 0 | 0
MC078-B02 | MC078-B02/P15 | L15 Supply Air Temp |  |  | Degrees Celsius |  | Energy sensor | P15 |  |  |  | MC078 | George Fox Building |  |  | 0 | 0
MC078-B02 | MC078-B02/P16 | L15 Return Air Temp |  |  | Degrees Celsius |  | Energy sensor | P16 |  |  |  | MC078 | George Fox Building |  |  | 0 | 0
MC078-B02 | MC078-B02/P17 | L15 Htr Batt Flow Temp |  |  | Degrees Celsius |  | Energy sensor | P17 |  |  |  | MC078 | George Fox Building |  |  | 0 | 0
MC078-B02 | MC078-B02/P18 | L15 Htr Batt Valve |  |  |  |  | Energy sensor | P18 |  |  |  | MC078 | George Fox Building |  |  | 0 | 0
MC078-B02 | MC078-B02/P19 | Supply &amp; Extract Dampers |  |  |  |  | Energy sensor | P19 |  |  |  | MC078 | George Fox Building |  |  | 0 | 0
MC078-B02 | MC078-B02/P2 | Main AHU Return Temp |  |  | Degrees Celsius |  | Energy sensor | P2 |  |  |  | MC078 | George Fox Building |  |  | 0 | 0
MC078-B02 | MC078-B02/P20 | ReCirc Damper |  |  |  |  | Energy sensor | P20 |  |  |  | MC078 | George Fox Building |  |  | 0 | 0
MC078-B02 | MC078-B02/P24 | L18 Supply Air Temp |  |  | Degrees Celsius |  | Energy sensor | P24 |  |  |  | MC078 | George Fox Building |  |  | 0 | 0
MC078-B02 | MC078-B02/P26 | L23 Htr Batt Flow Temp |  |  | Degrees Celsius |  | Energy sensor | P26 |  |  |  | MC078 | George Fox Building |  |  | 0 | 0
MC078-B02 | MC078-B02/P3 | Main Htr Batt Flow Temp |  |  | Degrees Celsius |  | Energy sensor | P3 |  |  |  | MC078 | George Fox Building |  |  | 0 | 0
MC078-B02 | MC078-B02/P32 | Lecture Theatre 1 Space Temp 1 |  |  | Degrees Celsius |  | Energy sensor | P32 |  |  |  | MC078 | George Fox Building |  |  | 0 | 0
MC078-B02 | MC078-B02/P33 | Lecture Theatre 1 Space Temp 2 |  |  | Degrees Celsius |  | Energy sensor | P33 |  |  |  | MC078 | George Fox Building |  |  | 0 | 0
MC078-B02 | MC078-B02/P34 | Lecture Theatre 1 CO2 |  |  |  |  | Energy sensor | P34 |  |  |  | MC078 | George Fox Building |  |  | 0 | 0
MC078-B02 | MC078-B02/P35 | L18 Return Air Temp |  |  | Degrees Celsius |  | Energy sensor | P35 |  |  |  | MC078 | George Fox Building |  |  | 0 | 0
MC078-B02 | MC078-B02/P36 | L18 Htr Batt Flow Temp |  |  | Degrees Celsius |  | Energy sensor | P36 |  |  |  | MC078 | George Fox Building |  |  | 0 | 0
MC078-B02 | MC078-B02/P37 | L18 Htr Batt Valve |  |  |  |  | Energy sensor | P37 |  |  |  | MC078 | George Fox Building |  |  | 0 | 0
MC078-B02 | MC078-B02/P38 | L23 Supply Air Temp |  |  | Degrees Celsius |  | Energy sensor | P38 |  |  |  | MC078 | George Fox Building |  |  | 0 | 0
MC078-B02 | MC078-B02/P39 | L23 Return Air Temp |  |  | Degrees Celsius |  | Energy sensor | P39 |  |  |  | MC078 | George Fox Building |  |  | 0 | 0
MC078-B02 | MC078-B02/P4 | Bistro Supply Air Temp |  |  | Degrees Celsius |  | Energy sensor | P4 |  |  |  | MC078 | George Fox Building |  |  | 0 | 0
MC078-B02 | MC078-B02/P40 | L23 Htr Batt Valve |  |  |  |  | Energy sensor | P40 |  |  |  | MC078 | George Fox Building |  |  | 0 | 0
MC078-B02 | MC078-B02/P41 | Ave Lecture Theatre 1Temp |  |  | Degrees Celsius |  | Energy sensor | P41 |  |  |  | MC078 | George Fox Building |  |  | 0 | 0
MC078-B02 | MC078-B02/P5 | Bistro Return Air Temp |  |  | Degrees Celsius |  | Energy sensor | P5 |  |  |  | MC078 | George Fox Building |  |  | 0 | 0
MC078-B02 | MC078-B02/P6 | Bistro Htr Batt Flow Temp |  |  | Degrees Celsius |  | Energy sensor | P6 |  |  |  | MC078 | George Fox Building |  |  | 0 | 0
MC078-B02 | MC078-B02/P7 | Bistro Hood Supply Air Temp |  |  | Degrees Celsius |  | Energy sensor | P7 |  |  |  | MC078 | George Fox Building |  |  | 0 | 0
MC078-B02 | MC078-B02/P8 | Bistro Htr Batt Flow Temp |  |  | Degrees Celsius |  | Energy sensor | P8 |  |  |  | MC078 | George Fox Building |  |  | 0 | 0
MC078-B02 | MC078-B02/P9 | Main Htr Batt Valve Position |  |  |  |  | Energy sensor | P9 |  |  |  | MC078 | George Fox Building |  |  | 0 | 0
MC078-B02 | MC078-B02/Q1 | Sequence Table 1 |  |  |  |  | Energy sensor | Q1 |  |  |  | MC078 | George Fox Building |  |  | 0 | 0
MC078-B02 | MC078-B02/S1 | Main AHU Supply Temp |  |  | Degrees Celsius |  | Energy sensor | S1 |  |  |  | MC078 | George Fox Building |  |  | 0 | 0
MC078-B02 | MC078-B02/S10 | Bistro Htr Battery Position |  |  |  |  | Energy sensor | S10 |  |  |  | MC078 | George Fox Building |  |  | 0 | 0
MC078-B02 | MC078-B02/S11 | L14 Supply Air Temp |  |  | Degrees Celsius |  | Energy sensor | S11 |  |  |  | MC078 | George Fox Building |  |  | 0 | 0
MC078-B02 | MC078-B02/S12 | L14 Return Air Temp |  |  | Degrees Celsius |  | Energy sensor | S12 |  |  |  | MC078 | George Fox Building |  |  | 0 | 0
MC078-B02 | MC078-B02/S13 | L14 Htr Battery Flow Temp |  |  | Degrees Celsius |  | Energy sensor | S13 |  |  |  | MC078 | George Fox Building |  |  | 0 | 0
MC078-B02 | MC078-B02/S14 | L14 Htr Batt Valve |  |  |  |  | Energy sensor | S14 |  |  |  | MC078 | George Fox Building |  |  | 0 | 0
MC078-B02 | MC078-B02/S15 | L15 Supply Air Temp |  |  | Degrees Celsius |  | Energy sensor | S15 |  |  |  | MC078 | George Fox Building |  |  | 0 | 0
MC078-B02 | MC078-B02/S16 | L15 Return Air Temp |  |  | Degrees Celsius |  | Energy sensor | S16 |  |  |  | MC078 | George Fox Building |  |  | 0 | 0
MC078-B02 | MC078-B02/S17 | L15 Htr Batt Flow Temp |  |  | Degrees Celsius |  | Energy sensor | S17 |  |  |  | MC078 | George Fox Building |  |  | 0 | 0
MC078-B02 | MC078-B02/S18 | L15 Htr Batt Valve |  |  |  |  | Energy sensor | S18 |  |  |  | MC078 | George Fox Building |  |  | 0 | 0
MC078-B02 | MC078-B02/S19 | Supply &amp; Extract Dampers |  |  |  |  | Energy sensor | S19 |  |  |  | MC078 | George Fox Building |  |  | 0 | 0
MC078-B02 | MC078-B02/S2 | Main AHU Return Temp |  |  | Degrees Celsius |  | Energy sensor | S2 |  |  |  | MC078 | George Fox Building |  |  | 0 | 0
MC078-B02 | MC078-B02/S20 | ReCirc Damper |  |  |  |  | Energy sensor | S20 |  |  |  | MC078 | George Fox Building |  |  | 0 | 0
MC078-B02 | MC078-B02/S21 | Lecture Theatre 1 Space Temp 1 |  |  | Degrees Celsius |  | Energy sensor | S21 |  |  |  | MC078 | George Fox Building |  |  | 0 | 0
MC078-B02 | MC078-B02/S22 | LT 1 Space Temp RHS |  |  | Degrees Celsius |  | Energy sensor | S22 |  |  |  | MC078 | George Fox Building |  |  | 0 | 0
MC078-B02 | MC078-B02/S23 | Lecture Theatre 1 CO2 |  |  |  |  | Energy sensor | S23 |  |  |  | MC078 | George Fox Building |  |  | 0 | 0
MC078-B02 | MC078-B02/S24 | L18 Supply Air Temp |  |  | Degrees Celsius |  | Energy sensor | S24 |  |  |  | MC078 | George Fox Building |  |  | 0 | 0
MC078-B02 | MC078-B02/S25 | Sensor 25 |  |  |  |  | Energy sensor | S25 |  |  |  | MC078 | George Fox Building |  |  | 0 | 0
MC078-B02 | MC078-B02/S26 | L23 Htr Batt Flow Temp |  |  | Degrees Celsius |  | Energy sensor | S26 |  |  |  | MC078 | George Fox Building |  |  | 0 | 0
MC078-B02 | MC078-B02/S27 | Boiler Flow Temperature |  |  | Degrees Celsius |  | Energy sensor | S27 |  |  |  | MC078 | George Fox Building |  |  | 0 | 0
MC078-B02 | MC078-B02/S28 | Boiler Return Temperature |  |  | Degrees Celsius |  | Energy sensor | S28 |  |  |  | MC078 | George Fox Building |  |  | 0 | 0
MC078-B02 | MC078-B02/S3 | Outside Air Temperature |  |  | Degrees Celsius |  | Energy sensor | S3 |  |  |  | MC078 | George Fox Building |  |  | 0 | 0
MC078-B02 | MC078-B02/S35 | L18 Return Air Temp |  |  | Degrees Celsius |  | Energy sensor | S35 |  |  |  | MC078 | George Fox Building |  |  | 0 | 0
MC078-B02 | MC078-B02/S36 | L18 Htr Batt Flow Temp |  |  | Degrees Celsius |  | Energy sensor | S36 |  |  |  | MC078 | George Fox Building |  |  | 0 | 0
MC078-B02 | MC078-B02/S37 | L18 Htr Batt Valve |  |  |  |  | Energy sensor | S37 |  |  |  | MC078 | George Fox Building |  |  | 0 | 0
MC078-B02 | MC078-B02/S38 | L23 Supply Air Temp |  |  | Degrees Celsius |  | Energy sensor | S38 |  |  |  | MC078 | George Fox Building |  |  | 0 | 0
MC078-B02 | MC078-B02/S39 | L23 Return Air Temp |  |  | Degrees Celsius |  | Energy sensor | S39 |  |  |  | MC078 | George Fox Building |  |  | 0 | 0
MC078-B02 | MC078-B02/S4 | Bistro Supply Air Temp |  |  | Degrees Celsius |  | Energy sensor | S4 |  |  |  | MC078 | George Fox Building |  |  | 0 | 0
MC078-B02 | MC078-B02/S40 | L23 Htr Batt Valve |  |  |  |  | Energy sensor | S40 |  |  |  | MC078 | George Fox Building |  |  | 0 | 0
MC078-B02 | MC078-B02/S41 | Ave Lecture Theatre 1Temp |  |  | Degrees Celsius |  | Energy sensor | S41 |  |  |  | MC078 | George Fox Building |  |  | 0 | 0
MC078-B02 | MC078-B02/S5 | Bistro Return Air Temp |  |  | Degrees Celsius |  | Energy sensor | S5 |  |  |  | MC078 | George Fox Building |  |  | 0 | 0
MC078-B02 | MC078-B02/S6 | Main AHU1 Htr Batt return Temp |  |  | Degrees Celsius |  | Energy sensor | S6 |  |  |  | MC078 | George Fox Building |  |  | 0 | 0
MC078-B02 | MC078-B02/S7 | Bistro Hood Supply Air Temp |  |  | Degrees Celsius |  | Energy sensor | S7 |  |  |  | MC078 | George Fox Building |  |  | 0 | 0
MC078-B02 | MC078-B02/S8 | Bistro Htr Batt Flow Temp |  |  | Degrees Celsius |  | Energy sensor | S8 |  |  |  | MC078 | George Fox Building |  |  | 0 | 0
MC078-B02 | MC078-B02/S9 | Main Htr Batt Valve Position |  |  |  |  | Energy sensor | S9 |  |  |  | MC078 | George Fox Building |  |  | 0 | 0
MC078-B02 | MC078-B02/V1 | [5 empty] | Energy sensor | V1 |  |  |  | MC078 | George Fox Building |  |  | 0 | 0
MC078-B02 | MC078-B02/W1 | LT1 Rtn Space Control |  |  |  |  | Energy sensor | W1 |  |  |  | MC078 | George Fox Building |  |  | 0 | 0
MC078-B02 | MC078-B02/W10 | Switch 4 |  |  |  |  | Energy sensor | W10 |  |  |  | MC078 | George Fox Building |  |  | 0 | 0
MC078-B02 | MC078-B02/W11 | Switch 5 |  |  |  |  | Energy sensor | W11 |  |  |  | MC078 | George Fox Building |  |  | 0 | 0
MC078-B02 | MC078-B02/W12 | Switch 6 |  |  |  |  | Energy sensor | W12 |  |  |  | MC078 | George Fox Building |  |  | 0 | 0
MC078-B02 | MC078-B02/W13 | Switch 1 |  |  |  |  | Energy sensor | W13 |  |  |  | MC078 | George Fox Building |  |  | 0 | 0
MC078-B02 | MC078-B02/W14 | Switch 2 |  |  |  |  | Energy sensor | W14 |  |  |  | MC078 | George Fox Building |  |  | 0 | 0
MC078-B02 | MC078-B02/W15 | Switch 3 |  |  |  |  | Energy sensor | W15 |  |  |  | MC078 | George Fox Building |  |  | 0 | 0
MC078-B02 | MC078-B02/W16 | Switch 4 |  |  |  |  | Energy sensor | W16 |  |  |  | MC078 | George Fox Building |  |  | 0 | 0
MC078-B02 | MC078-B02/W17 | Switch 5 |  |  |  |  | Energy sensor | W17 |  |  |  | MC078 | George Fox Building |  |  | 0 | 0
MC078-B02 | MC078-B02/W18 | Switch 6 |  |  |  |  | Energy sensor | W18 |  |  |  | MC078 | George Fox Building |  |  | 0 | 0
MC078-B02 | MC078-B02/W19 | Switch 1 |  |  |  |  | Energy sensor | W19 |  |  |  | MC078 | George Fox Building |  |  | 0 | 0
MC078-B02 | MC078-B02/W2 | Switch 2 |  |  |  |  | Energy sensor | W2 |  |  |  | MC078 | George Fox Building |  |  | 0 | 0
MC078-B02 | MC078-B02/W20 | Switch 2 |  |  |  |  | Energy sensor | W20 |  |  |  | MC078 | George Fox Building |  |  | 0 | 0
MC078-B02 | MC078-B02/W21 | Switch 3 |  |  |  |  | Energy sensor | W21 |  |  |  | MC078 | George Fox Building |  |  | 0 | 0
MC078-B02 | MC078-B02/W22 | Switch 4 |  |  |  |  | Energy sensor | W22 |  |  |  | MC078 | George Fox Building |  |  | 0 | 0
MC078-B02 | MC078-B02/W23 | Switch 5 |  |  |  |  | Energy sensor | W23 |  |  |  | MC078 | George Fox Building |  |  | 0 | 0
MC078-B02 | MC078-B02/W24 | Switch 6 |  |  |  |  | Energy sensor | W24 |  |  |  | MC078 | George Fox Building |  |  | 0 | 0
MC078-B02 | MC078-B02/W3 | Switch 3 |  |  |  |  | Energy sensor | W3 |  |  |  | MC078 | George Fox Building |  |  | 0 | 0
MC078-B02 | MC078-B02/W4 | Switch 4 |  |  |  |  | Energy sensor | W4 |  |  |  | MC078 | George Fox Building |  |  | 0 | 0
MC078-B02 | MC078-B02/W5 | Switch 5 |  |  |  |  | Energy sensor | W5 |  |  |  | MC078 | George Fox Building |  |  | 0 | 0
MC078-B02 | MC078-B02/W6 | Switch 6 |  |  |  |  | Energy sensor | W6 |  |  |  | MC078 | George Fox Building |  |  | 0 | 0
MC078-B02 | MC078-B02/W7 | Switch 1 |  |  |  |  | Energy sensor | W7 |  |  |  | MC078 | George Fox Building |  |  | 0 | 0
MC078-B02 | MC078-B02/W8 | Switch 2 |  |  |  |  | Energy sensor | W8 |  |  |  | MC078 | George Fox Building |  |  | 0 | 0
MC078-B02 | MC078-B02/W9 | Switch 3 |  |  |  |  | Energy sensor | W9 |  |  |  | MC078 | George Fox Building |  |  | 0 | 0
MC078-B02 | MC078-B02/Y1 | Outside air temperature |  |  | Degrees Celsius |  | Energy sensor | Y1 |  |  |  | MC078 | George Fox Building |  |  | 0 | 0
MC078-B02 | MC078-B02/Y2 | Thermistor TBTI |  |  | Degrees Celsius |  | Energy sensor | Y2 |  |  |  | MC078 | George Fox Building |  |  | 0 | 0
MC078-B02 | MC078-B02/Y3 | Room temperature |  |  | Degrees Celsius |  | Energy sensor | Y3 |  |  |  | MC078 | George Fox Building |  |  | 0 | 0
MC078-B02 | MC078-B02/Y4 | 0-10 V input |  |  |  |  | Energy sensor | Y4 |  |  |  | MC078 | George Fox Building |  |  | 0 | 0
MC078-B02 | MC078-B02/Y5 | 4DIX V |  |  |  |  | Energy sensor | Y5 |  |  |  | MC078 | George Fox Building |  |  | 0 | 0
MC078-B02 | MC078-B02/Y6 | Balco 500 |  |  |  |  | Energy sensor | Y6 |  |  |  | MC078 | George Fox Building |  |  | 0 | 0
MC078-B02 | MC078-B02/Y7 | Balco 500 |  |  |  |  | Energy sensor | Y7 |  |  |  | MC078 | George Fox Building |  |  | 0 | 0
MC078-B02 | MC078-B02/Y8 | CO2 V |  |  |  |  | Energy sensor | Y8 |  |  |  | MC078 | George Fox Building |  |  | 0 | 0
MC078-B02 | MC078-B02/Z1 | L14 TimeZone |  |  |  |  | Energy sensor | Z1 |  |  |  | MC078 | George Fox Building |  |  | 0 | 0
MC078-B02 | MC078-B02/Z2 | L15 Timezone |  |  |  |  | Energy sensor | Z2 |  |  |  | MC078 | George Fox Building |  |  | 0 | 0
MC078-B02 | MC078-B02/Z3 | L18 Timezone |  |  |  |  | Energy sensor | Z3 |  |  |  | MC078 | George Fox Building |  |  | 0 | 0
MC078-B02 | MC078-B02/Z4 | L23 Timezone |  |  |  |  | Energy sensor | Z4 |  |  |  | MC078 | George Fox Building |  |  | 0 | 0
MC078-B02 | MC078-B02/Z5 | Main AHU Timezone |  |  |  |  | Energy sensor | Z5 |  |  |  | MC078 | George Fox Building |  |  | 0 | 0
MC078-B02 | MC078-B02/Z6 | Bistro Time Zone |  |  |  |  | Energy sensor | Z6 |  |  |  | MC078 | George Fox Building |  |  | 0 | 0
MC078-B02 | MC078-B02/Z7 | Lift Extract Timezone |  |  |  |  | Energy sensor | Z7 |  |  |  | MC078 | George Fox Building |  |  | 0 | 0
MC014-B01 | MC014-B01/C1 | Virtual CNC 1 |  |  |  |  | Energy sensor | C1 |  |  |  | MC014 | Bowland Hall |  |  | 0 | 0
MC014-B01 | MC014-B01/D1 | Hot water service valve |  |  |  |  | Energy sensor | D1 |  |  |  | MC014 | Bowland Hall |  |  | 0 | 0
MC014-B01 | MC014-B01/D2 | Boiler No2 |  |  |  |  | Energy sensor | D2 |  |  |  | MC014 | Bowland Hall |  |  | 0 | 0
MC014-B01 | MC014-B01/D3 | Variable temperature circuit valve |  |  | 0 = Closed , 1 = Open |  | Energy sensor | D3 |  |  |  | MC014 | Bowland Hall |  |  | 0 | 0
MC014-B01 | MC014-B01/D4 | Variable temperature pump |  |  |  |  | Energy sensor | D4 |  |  |  | MC014 | Bowland Hall |  |  | 0 | 0
MC014-B01 | MC014-B01/D5 | Domestic hot water primary pump |  |  |  |  | Energy sensor | D5 |  |  |  | MC014 | Bowland Hall |  |  | 0 | 0
MC014-B01 | MC014-B01/D6 | Domestic hot water secondary pump |  |  |  |  | Energy sensor | D6 |  |  |  | MC014 | Bowland Hall |  |  | 0 | 0
MC014-B01 | MC014-B01/e1 | Supervisor |  |  |  |  | Energy sensor | e1 |  |  |  | MC014 | Bowland Hall |  |  | 0 | 0
MC014-B01 | MC014-B01/F1 | 1st stage frost enabled |  |  | 0 = Off, 1 = On |  | Energy sensor | F1 |  |  |  | MC014 | Bowland Hall |  |  | 0 | 0
MC014-B01 | MC014-B01/F10 | Function 10 |  |  |  |  | Energy sensor | F10 |  |  |  | MC014 | Bowland Hall |  |  | 0 | 0
MC014-B01 | MC014-B01/F11 | Function 11 |  |  |  |  | Energy sensor | F11 |  |  |  | MC014 | Bowland Hall |  |  | 0 | 0
MC014-B01 | MC014-B01/F12 | Function 12 |  |  |  |  | Energy sensor | F12 |  |  |  | MC014 | Bowland Hall |  |  | 0 | 0
MC014-B01 | MC014-B01/F13 | limit at |  |  |  |  | Energy sensor | F13 |  |  |  | MC014 | Bowland Hall |  |  | 0 | 0
MC014-B01 | MC014-B01/F14 | Function 14 |  |  |  |  | Energy sensor | F14 |  |  |  | MC014 | Bowland Hall |  |  | 0 | 0
MC014-B01 | MC014-B01/F15 | Function 15 |  |  |  |  | Energy sensor | F15 |  |  |  | MC014 | Bowland Hall |  |  | 0 | 0
MC014-B01 | MC014-B01/F16 | Function 16 |  |  |  |  | Energy sensor | F16 |  |  |  | MC014 | Bowland Hall |  |  | 0 | 0
MC014-B01 | MC014-B01/F17 | Function 17 |  |  |  |  | Energy sensor | F17 |  |  |  | MC014 | Bowland Hall |  |  | 0 | 0
MC014-B01 | MC014-B01/F18 | Function 18 |  |  |  |  | Energy sensor | F18 |  |  |  | MC014 | Bowland Hall |  |  | 0 | 0
MC014-B01 | MC014-B01/F19 | Room high limit |  |  |  |  | Energy sensor | F19 |  |  |  | MC014 | Bowland Hall |  |  | 0 | 0
MC014-B01 | MC014-B01/F2 | 2nd stage frost protection enabled |  |  |  |  | Energy sensor | F2 |  |  |  | MC014 | Bowland Hall |  |  | 0 | 0
MC014-B01 | MC014-B01/F20 | Function 20 |  |  |  |  | Energy sensor | F20 |  |  |  | MC014 | Bowland Hall |  |  | 0 | 0
MC014-B01 | MC014-B01/F21 | Function 21 |  |  |  |  | Energy sensor | F21 |  |  |  | MC014 | Bowland Hall |  |  | 0 | 0
MC014-B01 | MC014-B01/F22 | Calculated variable temperature circuit setpoint |  |  | Degrees Celsius |  | Energy sensor | F22 |  |  |  | MC014 | Bowland Hall |  |  | 0 | 0
MC014-B01 | MC014-B01/F23 | Function 23 |  |  |  |  | Energy sensor | F23 |  |  |  | MC014 | Bowland Hall |  |  | 0 | 0
MC014-B01 | MC014-B01/F24 | Function 24 |  |  |  |  | Energy sensor | F24 |  |  |  | MC014 | Bowland Hall |  |  | 0 | 0
MC014-B01 | MC014-B01/F25 | Function 25 |  |  |  |  | Energy sensor | F25 |  |  |  | MC014 | Bowland Hall |  |  | 0 | 0
MC014-B01 | MC014-B01/F26 | Function 26 |  |  |  |  | Energy sensor | F26 |  |  |  | MC014 | Bowland Hall |  |  | 0 | 0
MC014-B01 | MC014-B01/F27 | Function 27 |  |  |  |  | Energy sensor | F27 |  |  |  | MC014 | Bowland Hall |  |  | 0 | 0
MC014-B01 | MC014-B01/F28 | Lead boiler enable |  |  | 0 = Off, 1 = On |  | Energy sensor | F28 |  |  |  | MC014 | Bowland Hall |  |  | 0 | 0
MC014-B01 | MC014-B01/F29 | Lag Boiler Enable |  |  |  |  | Energy sensor | F29 |  |  |  | MC014 | Bowland Hall |  |  | 0 | 0
MC014-B01 | MC014-B01/F3 | 3rd stage frost enabled |  |  |  |  | Energy sensor | F3 |  |  |  | MC014 | Bowland Hall |  |  | 0 | 0
MC014-B01 | MC014-B01/F30 | Function 30 |  |  |  |  | Energy sensor | F30 |  |  |  | MC014 | Bowland Hall |  |  | 0 | 0
MC014-B01 | MC014-B01/F4 | Economy off enabled |  |  | 0 = Off, 1 = On |  | Energy sensor | F4 |  |  |  | MC014 | Bowland Hall |  |  | 0 | 0
MC014-B01 | MC014-B01/F5 | Function 5 |  |  |  |  | Energy sensor | F5 |  |  |  | MC014 | Bowland Hall |  |  | 0 | 0
MC014-B01 | MC014-B01/F6 | 1 hour |  |  |  |  | Energy sensor | F6 |  |  |  | MC014 | Bowland Hall |  |  | 0 | 0
MC014-B01 | MC014-B01/F7 | Function 7 |  |  |  |  | Energy sensor | F7 |  |  |  | MC014 | Bowland Hall |  |  | 0 | 0
MC014-B01 | MC014-B01/F8 | Function 8 |  |  |  |  | Energy sensor | F8 |  |  |  | MC014 | Bowland Hall |  |  | 0 | 0
MC014-B01 | MC014-B01/F9 | Function 9 |  |  |  |  | Energy sensor | F9 |  |  |  | MC014 | Bowland Hall |  |  | 0 | 0
MC014-B01 | MC014-B01/G1 | Logic 1 |  |  |  |  | Energy sensor | G1 |  |  |  | MC014 | Bowland Hall |  |  | 0 | 0
MC014-B01 | MC014-B01/G10 | Boiler heating hot water service enable |  |  | 0 = Off, 1 = On |  | Energy sensor | G10 |  |  |  | MC014 | Bowland Hall |  |  | 0 | 0
MC014-B01 | MC014-B01/G11 | Logic 11 |  |  |  |  | Energy sensor | G11 |  |  |  | MC014 | Bowland Hall |  |  | 0 | 0
MC014-B01 | MC014-B01/G12 | Logic 12 |  |  |  |  | Energy sensor | G12 |  |  |  | MC014 | Bowland Hall |  |  | 0 | 0
MC014-B01 | MC014-B01/G13 | Logic 13 |  |  |  |  | Energy sensor | G13 |  |  |  | MC014 | Bowland Hall |  |  | 0 | 0
MC014-B01 | MC014-B01/G14 | Logic 14 |  |  |  |  | Energy sensor | G14 |  |  |  | MC014 | Bowland Hall |  |  | 0 | 0
MC014-B01 | MC014-B01/G15 | Logic 15 |  |  |  |  | Energy sensor | G15 |  |  |  | MC014 | Bowland Hall |  |  | 0 | 0
MC014-B01 | MC014-B01/G16 | Domestic hot water demand |  |  |  |  | Energy sensor | G16 |  |  |  | MC014 | Bowland Hall |  |  | 0 | 0
MC014-B01 | MC014-B01/G17 | Logic 17 |  |  |  |  | Energy sensor | G17 |  |  |  | MC014 | Bowland Hall |  |  | 0 | 0
MC014-B01 | MC014-B01/G18 | Heat dissipation |  |  |  |  | Energy sensor | G18 |  |  |  | MC014 | Bowland Hall |  |  | 0 | 0
MC014-B01 | MC014-B01/G19 | Logic 19 |  |  |  |  | Energy sensor | G19 |  |  |  | MC014 | Bowland Hall |  |  | 0 | 0
MC014-B01 | MC014-B01/G2 | Logic 2 |  |  |  |  | Energy sensor | G2 |  |  |  | MC014 | Bowland Hall |  |  | 0 | 0
MC014-B01 | MC014-B01/G20 | 2nd stage frost protection enabled |  |  |  |  | Energy sensor | G20 |  |  |  | MC014 | Bowland Hall |  |  | 0 | 0
MC014-B01 | MC014-B01/G21 | Logic 21 |  |  |  |  | Energy sensor | G21 |  |  |  | MC014 | Bowland Hall |  |  | 0 | 0
MC014-B01 | MC014-B01/G22 | Hot water service enable |  |  | 0 = Off, 1 = On |  | Energy sensor | G22 |  |  |  | MC014 | Bowland Hall |  |  | 0 | 0
MC014-B01 | MC014-B01/G23 | Heating enable |  |  | 0 = Off, 1 = On |  | Energy sensor | G23 |  |  |  | MC014 | Bowland Hall |  |  | 0 | 0
MC014-B01 | MC014-B01/G26 | Logic 26 |  |  |  |  | Energy sensor | G26 |  |  |  | MC014 | Bowland Hall |  |  | 0 | 0
MC014-B01 | MC014-B01/G27 | Logic 27 |  |  |  |  | Energy sensor | G27 |  |  |  | MC014 | Bowland Hall |  |  | 0 | 0
MC014-B01 | MC014-B01/G28 | Logic 28 |  |  |  |  | Energy sensor | G28 |  |  |  | MC014 | Bowland Hall |  |  | 0 | 0
MC014-B01 | MC014-B01/G29 | Logic 29 |  |  |  |  | Energy sensor | G29 |  |  |  | MC014 | Bowland Hall |  |  | 0 | 0
MC014-B01 | MC014-B01/G3 | Logic 3 |  |  |  |  | Energy sensor | G3 |  |  |  | MC014 | Bowland Hall |  |  | 0 | 0
MC014-B01 | MC014-B01/G4 | Logic 4 |  |  |  |  | Energy sensor | G4 |  |  |  | MC014 | Bowland Hall |  |  | 0 | 0
MC014-B01 | MC014-B01/G5 | Logic 5 |  |  |  |  | Energy sensor | G5 |  |  |  | MC014 | Bowland Hall |  |  | 0 | 0
MC014-B01 | MC014-B01/G6 | Logic 6 |  |  |  |  | Energy sensor | G6 |  |  |  | MC014 | Bowland Hall |  |  | 0 | 0
MC014-B01 | MC014-B01/G7 | boiler start delay for HWS val |  |  |  |  | Energy sensor | G7 |  |  |  | MC014 | Bowland Hall |  |  | 0 | 0
MC014-B01 | MC014-B01/G8 | Logic 8 |  |  |  |  | Energy sensor | G8 |  |  |  | MC014 | Bowland Hall |  |  | 0 | 0
MC014-B01 | MC014-B01/G9 | Boost |  |  | 0 = Off, 1 = On |  | Energy sensor | G9 |  |  |  | MC014 | Bowland Hall |  |  | 0 | 0
MC014-B01 | MC014-B01/I1 | Bowland Hall 1Boiler Failed |  |  |  |  | Energy sensor | I1 |  |  |  | MC014 | Bowland Hall |  |  | 0 | 0
MC014-B01 | MC014-B01/I3 | Hand or automatic |  |  |  |  | Energy sensor | I3 |  |  |  | MC014 | Bowland Hall |  |  | 0 | 0
MC014-B01 | MC014-B01/I4 | Digital Input 4 |  |  |  |  | Energy sensor | I4 |  |  |  | MC014 | Bowland Hall |  |  | 0 | 0
MC014-B01 | MC014-B01/K1 | 1st stage frost setpoint |  |  |  |  | Energy sensor | K1 |  |  |  | MC014 | Bowland Hall |  |  | 0 | 0
MC014-B01 | MC014-B01/K10 | Boiler Valve Diff |  |  |  |  | Energy sensor | K10 |  |  |  | MC014 | Bowland Hall |  |  | 0 | 0
MC014-B01 | MC014-B01/K11 | Boiler fail alarm limit |  |  |  |  | Energy sensor | K11 |  |  |  | MC014 | Bowland Hall |  |  | 0 | 0
MC014-B01 | MC014-B01/K12 | Boiler fail alarm timer |  |  |  |  | Energy sensor | K12 |  |  |  | MC014 | Bowland Hall |  |  | 0 | 0
MC014-B01 | MC014-B01/K13 | Domestic hot water servvice setpoint |  |  |  |  | Energy sensor | K13 |  |  |  | MC014 | Bowland Hall |  |  | 0 | 0
MC014-B01 | MC014-B01/K14 | Space Hil Limit Diff |  |  |  |  | Energy sensor | K14 |  |  |  | MC014 | Bowland Hall |  |  | 0 | 0
MC014-B01 | MC014-B01/K16 | Hot water service dead band |  |  |  |  | Energy sensor | K16 |  |  |  | MC014 | Bowland Hall |  |  | 0 | 0
MC014-B01 | MC014-B01/K17 | HWS Primary pump run on |  |  |  |  | Energy sensor | K17 |  |  |  | MC014 | Bowland Hall |  |  | 0 | 0
MC014-B01 | MC014-B01/K18 | Boiler temperature setpoint |  |  | Degrees Celsius |  | Energy sensor | K18 |  |  |  | MC014 | Bowland Hall |  |  | 0 | 0
MC014-B01 | MC014-B01/K2 | 2nd stage frost setpoint |  |  | Degrees Celsius |  | Energy sensor | K2 |  |  |  | MC014 | Bowland Hall |  |  | 0 | 0
MC014-B01 | MC014-B01/K3 | 3rd stage frost setpoint |  |  | 0 = Off, 1 = On |  | Energy sensor | K3 |  |  |  | MC014 | Bowland Hall |  |  | 0 | 0
MC014-B01 | MC014-B01/K4 | Outside air temperature economy off setpoint |  |  |  |  | Energy sensor | K4 |  |  |  | MC014 | Bowland Hall |  |  | 0 | 0
MC014-B01 | MC014-B01/K5 | Occupied setpoint |  |  |  |  | Energy sensor | K5 |  |  |  | MC014 | Bowland Hall |  |  | 0 | 0
MC014-B01 | MC014-B01/K6 | VT Flow@0 degC |  |  |  |  | Energy sensor | K6 |  |  |  | MC014 | Bowland Hall |  |  | 0 | 0
MC014-B01 | MC014-B01/K7 | VT Flow@ 20oC OAT |  |  |  |  | Energy sensor | K7 |  |  |  | MC014 | Bowland Hall |  |  | 0 | 0
MC014-B01 | MC014-B01/K8 | Room influence |  |  |  |  | Energy sensor | K8 |  |  |  | MC014 | Bowland Hall |  |  | 0 | 0
MC014-B01 | MC014-B01/K9 | Boiler hot water service diff |  |  |  |  | Energy sensor | K9 |  |  |  | MC014 | Bowland Hall |  |  | 0 | 0
MC014-B01 | MC014-B01/L1 | Loop 1 |  |  |  |  | Energy sensor | L1 |  |  |  | MC014 | Bowland Hall |  |  | 0 | 0
MC014-B01 | MC014-B01/L3 | compensator |  |  |  |  | Energy sensor | L3 |  |  |  | MC014 | Bowland Hall |  |  | 0 | 0
MC014-B01 | MC014-B01/L4 | [5 empty] | Energy sensor | L4 |  |  |  | MC014 | Bowland Hall |  |  | 0 | 0
MC014-B01 | MC014-B01/n1 | TREND_0C_27_DC |  |  |  |  | Energy sensor | n1 |  |  |  | MC014 | Bowland Hall |  |  | 0 | 0
MC014-B01 | MC014-B01/O1 | Heating times |  |  |  |  | Energy sensor | O1 |  |  |  | MC014 | Bowland Hall |  |  | 0 | 0
MC014-B01 | MC014-B01/o1 | Alarm Route 1 |  |  |  |  | Energy sensor | o1 |  |  |  | MC014 | Bowland Hall |  |  | 0 | 0
MC014-B01 | MC014-B01/o2 | Alarm Route 2 |  |  |  |  | Energy sensor | o2 |  |  |  | MC014 | Bowland Hall |  |  | 0 | 0
MC014-B01 | MC014-B01/o3 | Alarm Route 3 |  |  |  |  | Energy sensor | o3 |  |  |  | MC014 | Bowland Hall |  |  | 0 | 0
MC014-B01 | MC014-B01/P1 | Outside air temperature |  |  | Degrees Celsius |  | Energy sensor | P1 |  |  |  | MC014 | Bowland Hall |  |  | 0 | 0
MC014-B01 | MC014-B01/P2 | Room temperature |  |  | Degrees Celsius |  | Energy sensor | P2 |  |  |  | MC014 | Bowland Hall |  |  | 0 | 0
MC014-B01 | MC014-B01/P3 | Variable temperature circuit flow temperature |  |  | Degrees Celsius |  | Energy sensor | P3 |  |  |  | MC014 | Bowland Hall |  |  | 0 | 0
MC014-B01 | MC014-B01/P4 | Domestic hot water service temperature |  |  | Degrees Celsius |  | Energy sensor | P4 |  |  |  | MC014 | Bowland Hall |  |  | 0 | 0
MC014-B01 | MC014-B01/P5 | Sensor 6 |  |  |  |  | Energy sensor | P5 |  |  |  | MC014 | Bowland Hall |  |  | 0 | 0
MC014-B01 | MC014-B01/P6 | Boiler temperature |  |  | Degrees Celsius |  | Energy sensor | P6 |  |  |  | MC014 | Bowland Hall |  |  | 0 | 0
MC014-B01 | MC014-B01/Q1 | Sequence Table 1 |  |  |  |  | Energy sensor | Q1 |  |  |  | MC014 | Bowland Hall |  |  | 0 | 0
MC014-B01 | MC014-B01/S1 | Outside air temperature |  |  | Degrees Celsius |  | Energy sensor | S1 |  |  |  | MC014 | Bowland Hall |  |  | 0 | 0
MC014-B01 | MC014-B01/S10 | Calculated temperature variable temperature circuit flow |  |  |  |  | Energy sensor | S10 |  |  |  | MC014 | Bowland Hall |  |  | 0 | 0
MC014-B01 | MC014-B01/S2 | Room temperature |  |  | Degrees Celsius |  | Energy sensor | S2 |  |  |  | MC014 | Bowland Hall |  |  | 0 | 0
MC014-B01 | MC014-B01/S3 | Variable temperature circuit flow temperature |  |  | Degrees Celsius |  | Energy sensor | S3 |  |  |  | MC014 | Bowland Hall |  |  | 0 | 0
MC014-B01 | MC014-B01/S4 | Domestic hot water service temperature |  |  | Degrees Celsius |  | Energy sensor | S4 |  |  |  | MC014 | Bowland Hall |  |  | 0 | 0
MC014-B01 | MC014-B01/S5 | Boiler temperature |  |  | Degrees Celsius |  | Energy sensor | S5 |  |  |  | MC014 | Bowland Hall |  |  | 0 | 0
MC014-B01 | MC014-B01/S6 | Boiler on |  |  | 0 = Off, 1 = On |  | Energy sensor | S6 |  |  |  | MC014 | Bowland Hall |  |  | 0 | 0
MC014-B01 | MC014-B01/V1 | [5 empty] | Energy sensor | V1 |  |  |  | MC014 | Bowland Hall |  |  | 0 | 0
MC014-B01 | MC014-B01/W1 | Lead Boiler |  |  |  |  | Energy sensor | W1 |  |  |  | MC014 | Bowland Hall |  |  | 0 | 0
MC014-B01 | MC014-B01/W2 | Summer winter switch |  |  | S = Summer, W = Winter |  | Energy sensor | W2 |  |  |  | MC014 | Bowland Hall |  |  | 0 | 0
MC014-B01 | MC014-B01/W3 | Hol Auto A=On |  |  |  |  | Energy sensor | W3 |  |  |  | MC014 | Bowland Hall |  |  | 0 | 0
MC014-B01 | MC014-B01/W4 | Enable If 2 Blrs Installed |  |  |  |  | Energy sensor | W4 |  |  |  | MC014 | Bowland Hall |  |  | 0 | 0
MC014-B01 | MC014-B01/Y1 | Satchwell T Range |  |  |  |  | Energy sensor | Y1 |  |  |  | MC014 | Bowland Hall |  |  | 0 | 0
MC014-B01 | MC014-B01/Y2 | Thermistor TBTC |  |  |  |  | Energy sensor | Y2 |  |  |  | MC014 | Bowland Hall |  |  | 0 | 0
MC014-B01 | MC014-B01/Y3 | Room temperature |  |  | Degrees Celsius |  | Energy sensor | Y3 |  |  |  | MC014 | Bowland Hall |  |  | 0 | 0
MC014-B01 | MC014-B01/Z1 | Heating times |  |  |  |  | Energy sensor | Z1 |  |  |  | MC014 | Bowland Hall |  |  | 0 | 0
MC014-B01 | MC014-B01/Z2 | Domestic hot water service times |  |  |  |  | Energy sensor | Z2 |  |  |  | MC014 | Bowland Hall |  |  | 0 | 0
MC043-B01 | MC043-B01/C1 | Virtual CNC 1 |  |  |  |  | Energy sensor | C1 |  |  |  | MC043 | Bowland North |  |  | 0 | 0
MC043-B01 | MC043-B01/C2 | Virtual CNC 2 |  |  |  |  | Energy sensor | C2 |  |  |  | MC043 | Bowland North |  |  | 0 | 0
MC043-B01 | MC043-B01/C3 | Virtual CNC 3 |  |  |  |  | Energy sensor | C3 |  |  |  | MC043 | Bowland North |  |  | 0 | 0
MC043-B01 | MC043-B01/D1 | RM3 Heat Exchangers |  |  |  |  | Energy sensor | D1 |  |  |  | MC043 | Bowland North |  |  | 0 | 0
MC043-B01 | MC043-B01/D10 | AHU 7 Enable |  |  |  |  | Energy sensor | D10 |  |  |  | MC043 | Bowland North |  |  | 0 | 0
MC043-B01 | MC043-B01/D11 | AHU 8 Enable |  |  |  |  | Energy sensor | D11 |  |  |  | MC043 | Bowland North |  |  | 0 | 0
MC043-B01 | MC043-B01/D12 | Heat Exch&apos; 1 Valve |  |  |  |  | Energy sensor | D12 |  |  |  | MC043 | Bowland North |  |  | 0 | 0
MC043-B01 | MC043-B01/D13 | Heat Exch&apos; 2 Valve |  |  |  |  | Energy sensor | D13 |  |  |  | MC043 | Bowland North |  |  | 0 | 0
MC043-B01 | MC043-B01/D14 | Variable temperature circuit valve |  |  | 0 = Closed , 1 = Open |  | Energy sensor | D14 |  |  |  | MC043 | Bowland North |  |  | 0 | 0
MC043-B01 | MC043-B01/D15 | AHU 1 Heating Valve |  |  |  |  | Energy sensor | D15 |  |  |  | MC043 | Bowland North |  |  | 0 | 0
MC043-B01 | MC043-B01/D16 | Passivent No1 |  |  |  |  | Energy sensor | D16 |  |  |  | MC043 | Bowland North |  |  | 0 | 0
MC043-B01 | MC043-B01/D17 | Passivent No2 |  |  |  |  | Energy sensor | D17 |  |  |  | MC043 | Bowland North |  |  | 0 | 0
MC043-B01 | MC043-B01/D18 | AHU 2 Heating Valve |  |  |  |  | Energy sensor | D18 |  |  |  | MC043 | Bowland North |  |  | 0 | 0
MC043-B01 | MC043-B01/D19 | AHU 3 Heating Valve |  |  |  |  | Energy sensor | D19 |  |  |  | MC043 | Bowland North |  |  | 0 | 0
MC043-B01 | MC043-B01/D2 | CT Htg Pumps 2RM |  |  |  |  | Energy sensor | D2 |  |  |  | MC043 | Bowland North |  |  | 0 | 0
MC043-B01 | MC043-B01/D20 | AHU 4 Heating Valve |  |  |  |  | Energy sensor | D20 |  |  |  | MC043 | Bowland North |  |  | 0 | 0
MC043-B01 | MC043-B01/D21 | AHU 5 Heating Valve |  |  |  |  | Energy sensor | D21 |  |  |  | MC043 | Bowland North |  |  | 0 | 0
MC043-B01 | MC043-B01/D22 | AHU 6 Heating Valve |  |  |  |  | Energy sensor | D22 |  |  |  | MC043 | Bowland North |  |  | 0 | 0
MC043-B01 | MC043-B01/D23 | AHU 7 Heating Valve |  |  |  |  | Energy sensor | D23 |  |  |  | MC043 | Bowland North |  |  | 0 | 0
MC043-B01 | MC043-B01/D24 | AHU 8 Heating Valve |  |  |  |  | Energy sensor | D24 |  |  |  | MC043 | Bowland North |  |  | 0 | 0
MC043-B01 | MC043-B01/D25 | Plant Poom Extract |  |  |  |  | Energy sensor | D25 |  |  |  | MC043 | Bowland North |  |  | 0 | 0
MC043-B01 | MC043-B01/D26 | LTHW Primary Pump |  |  |  |  | Energy sensor | D26 |  |  |  | MC043 | Bowland North |  |  | 0 | 0
MC043-B01 | MC043-B01/D27 | Computer Suite 1 AC |  |  |  |  | Energy sensor | D27 |  |  |  | MC043 | Bowland North |  |  | 0 | 0
MC043-B01 | MC043-B01/D28 | Computer Suite 1 AC |  |  |  |  | Energy sensor | D28 |  |  |  | MC043 | Bowland North |  |  | 0 | 0
MC043-B01 | MC043-B01/D29 | Inverter Demand |  |  |  |  | Energy sensor | D29 |  |  |  | MC043 | Bowland North |  |  | 0 | 0
MC043-B01 | MC043-B01/D3 | VT Htg Pumps 2RM |  |  |  |  | Energy sensor | D3 |  |  |  | MC043 | Bowland North |  |  | 0 | 0
MC043-B01 | MC043-B01/D4 | AHU 1 Enable |  |  |  |  | Energy sensor | D4 |  |  |  | MC043 | Bowland North |  |  | 0 | 0
MC043-B01 | MC043-B01/D5 | AHU 2 Enable |  |  |  |  | Energy sensor | D5 |  |  |  | MC043 | Bowland North |  |  | 0 | 0
MC043-B01 | MC043-B01/D6 | AHU 3 Enable |  |  |  |  | Energy sensor | D6 |  |  |  | MC043 | Bowland North |  |  | 0 | 0
MC043-B01 | MC043-B01/D7 | AHU 4 Enable |  |  |  |  | Energy sensor | D7 |  |  |  | MC043 | Bowland North |  |  | 0 | 0
MC043-B01 | MC043-B01/D8 | AHU 5 Enable |  |  |  |  | Energy sensor | D8 |  |  |  | MC043 | Bowland North |  |  | 0 | 0
MC043-B01 | MC043-B01/D9 | AHU 6 Enable |  |  |  |  | Energy sensor | D9 |  |  |  | MC043 | Bowland North |  |  | 0 | 0
MC043-B01 | MC043-B01/e1 | Alarm Dest 1 |  |  |  |  | Energy sensor | e1 |  |  |  | MC043 | Bowland North |  |  | 0 | 0
MC043-B01 | MC043-B01/F1 | Function 1 |  |  |  |  | Energy sensor | F1 |  |  |  | MC043 | Bowland North |  |  | 0 | 0
MC043-B01 | MC043-B01/F10 | Function 10 |  |  |  |  | Energy sensor | F10 |  |  |  | MC043 | Bowland North |  |  | 0 | 0
MC043-B01 | MC043-B01/F11 | Function 11 |  |  |  |  | Energy sensor | F11 |  |  |  | MC043 | Bowland North |  |  | 0 | 0
MC043-B01 | MC043-B01/F12 | Function 12 |  |  |  |  | Energy sensor | F12 |  |  |  | MC043 | Bowland North |  |  | 0 | 0
MC043-B01 | MC043-B01/F13 | Function 13 |  |  |  |  | Energy sensor | F13 |  |  |  | MC043 | Bowland North |  |  | 0 | 0
MC043-B01 | MC043-B01/F14 | Function 14 |  |  |  |  | Energy sensor | F14 |  |  |  | MC043 | Bowland North |  |  | 0 | 0
MC043-B01 | MC043-B01/F15 | Function 15 |  |  |  |  | Energy sensor | F15 |  |  |  | MC043 | Bowland North |  |  | 0 | 0
MC043-B01 | MC043-B01/F16 | Function 16 |  |  |  |  | Energy sensor | F16 |  |  |  | MC043 | Bowland North |  |  | 0 | 0
MC043-B01 | MC043-B01/F17 | Function 17 |  |  |  |  | Energy sensor | F17 |  |  |  | MC043 | Bowland North |  |  | 0 | 0
MC043-B01 | MC043-B01/F18 | Function 18 |  |  |  |  | Energy sensor | F18 |  |  |  | MC043 | Bowland North |  |  | 0 | 0
MC043-B01 | MC043-B01/F2 | Function 2 |  |  |  |  | Energy sensor | F2 |  |  |  | MC043 | Bowland North |  |  | 0 | 0
MC043-B01 | MC043-B01/F20 | Function 20 |  |  |  |  | Energy sensor | F20 |  |  |  | MC043 | Bowland North |  |  | 0 | 0
MC043-B01 | MC043-B01/F21 | Function 21 |  |  |  |  | Energy sensor | F21 |  |  |  | MC043 | Bowland North |  |  | 0 | 0
MC043-B01 | MC043-B01/F22 | Function 22 |  |  |  |  | Energy sensor | F22 |  |  |  | MC043 | Bowland North |  |  | 0 | 0
MC043-B01 | MC043-B01/F23 | Function 23 |  |  |  |  | Energy sensor | F23 |  |  |  | MC043 | Bowland North |  |  | 0 | 0
MC043-B01 | MC043-B01/F24 | Function 24 |  |  |  |  | Energy sensor | F24 |  |  |  | MC043 | Bowland North |  |  | 0 | 0
MC043-B01 | MC043-B01/F25 | Function 25 |  |  |  |  | Energy sensor | F25 |  |  |  | MC043 | Bowland North |  |  | 0 | 0
MC043-B01 | MC043-B01/F26 | Function 26 |  |  |  |  | Energy sensor | F26 |  |  |  | MC043 | Bowland North |  |  | 0 | 0
MC043-B01 | MC043-B01/F27 | Litres per second |  |  |  |  | Energy sensor | F27 |  |  |  | MC043 | Bowland North |  |  | 0 | 0
MC043-B01 | MC043-B01/F28 | Function 28 |  |  |  |  | Energy sensor | F28 |  |  |  | MC043 | Bowland North |  |  | 0 | 0
MC043-B01 | MC043-B01/F29 | Function 29 |  |  |  |  | Energy sensor | F29 |  |  |  | MC043 | Bowland North |  |  | 0 | 0
MC043-B01 | MC043-B01/F3 | Function 3 |  |  |  |  | Energy sensor | F3 |  |  |  | MC043 | Bowland North |  |  | 0 | 0
MC043-B01 | MC043-B01/F30 | Function 30 |  |  |  |  | Energy sensor | F30 |  |  |  | MC043 | Bowland North |  |  | 0 | 0
MC043-B01 | MC043-B01/F31 | Subtract for delta-T |  |  |  |  | Energy sensor | F31 |  |  |  | MC043 | Bowland North |  |  | 0 | 0
MC043-B01 | MC043-B01/F32 | Function 32 |  |  |  |  | Energy sensor | F32 |  |  |  | MC043 | Bowland North |  |  | 0 | 0
MC043-B01 | MC043-B01/F33 | Function 33 |  |  |  |  | Energy sensor | F33 |  |  |  | MC043 | Bowland North |  |  | 0 | 0
MC043-B01 | MC043-B01/F34 | Function 34 |  |  |  |  | Energy sensor | F34 |  |  |  | MC043 | Bowland North |  |  | 0 | 0
MC043-B01 | MC043-B01/F35 | Function 35 |  |  |  |  | Energy sensor | F35 |  |  |  | MC043 | Bowland North |  |  | 0 | 0
MC043-B01 | MC043-B01/F36 | Space Eco |  |  |  |  | Energy sensor | F36 |  |  |  | MC043 | Bowland North |  |  | 0 | 0
MC043-B01 | MC043-B01/F37 | Function 37 |  |  |  |  | Energy sensor | F37 |  |  |  | MC043 | Bowland North |  |  | 0 | 0
MC043-B01 | MC043-B01/F38 | Function 38 |  |  |  |  | Energy sensor | F38 |  |  |  | MC043 | Bowland North |  |  | 0 | 0
MC043-B01 | MC043-B01/F39 | Function 39 |  |  |  |  | Energy sensor | F39 |  |  |  | MC043 | Bowland North |  |  | 0 | 0
MC043-B01 | MC043-B01/F4 | Function 4 |  |  |  |  | Energy sensor | F4 |  |  |  | MC043 | Bowland North |  |  | 0 | 0
MC043-B01 | MC043-B01/F40 | Function 40 |  |  |  |  | Energy sensor | F40 |  |  |  | MC043 | Bowland North |  |  | 0 | 0
MC043-B01 | MC043-B01/F41 | Function 41 |  |  |  |  | Energy sensor | F41 |  |  |  | MC043 | Bowland North |  |  | 0 | 0
MC043-B01 | MC043-B01/F42 | Function 42 |  |  |  |  | Energy sensor | F42 |  |  |  | MC043 | Bowland North |  |  | 0 | 0
MC043-B01 | MC043-B01/F43 | Function 43 |  |  |  |  | Energy sensor | F43 |  |  |  | MC043 | Bowland North |  |  | 0 | 0
MC043-B01 | MC043-B01/F44 | Function 44 |  |  |  |  | Energy sensor | F44 |  |  |  | MC043 | Bowland North |  |  | 0 | 0
MC043-B01 | MC043-B01/F45 | Function 45 |  |  |  |  | Energy sensor | F45 |  |  |  | MC043 | Bowland North |  |  | 0 | 0
MC043-B01 | MC043-B01/F46 | Function 46 |  |  |  |  | Energy sensor | F46 |  |  |  | MC043 | Bowland North |  |  | 0 | 0
MC043-B01 | MC043-B01/F47 | Function 47 |  |  |  |  | Energy sensor | F47 |  |  |  | MC043 | Bowland North |  |  | 0 | 0
MC043-B01 | MC043-B01/F48 | Function 48 |  |  |  |  | Energy sensor | F48 |  |  |  | MC043 | Bowland North |  |  | 0 | 0
MC043-B01 | MC043-B01/F49 | Function 49 |  |  |  |  | Energy sensor | F49 |  |  |  | MC043 | Bowland North |  |  | 0 | 0
MC043-B01 | MC043-B01/F5 | Function 5 |  |  |  |  | Energy sensor | F5 |  |  |  | MC043 | Bowland North |  |  | 0 | 0
MC043-B01 | MC043-B01/F50 | Function 50 |  |  |  |  | Energy sensor | F50 |  |  |  | MC043 | Bowland North |  |  | 0 | 0
MC043-B01 | MC043-B01/F51 | Function 51 |  |  |  |  | Energy sensor | F51 |  |  |  | MC043 | Bowland North |  |  | 0 | 0
MC043-B01 | MC043-B01/F52 | Function 52 |  |  |  |  | Energy sensor | F52 |  |  |  | MC043 | Bowland North |  |  | 0 | 0
MC043-B01 | MC043-B01/F53 | Function 53 |  |  |  |  | Energy sensor | F53 |  |  |  | MC043 | Bowland North |  |  | 0 | 0
MC043-B01 | MC043-B01/F54 | Function 54 |  |  |  |  | Energy sensor | F54 |  |  |  | MC043 | Bowland North |  |  | 0 | 0
MC043-B01 | MC043-B01/F55 | Function 55 |  |  |  |  | Energy sensor | F55 |  |  |  | MC043 | Bowland North |  |  | 0 | 0
MC043-B01 | MC043-B01/F56 | Function 56 |  |  |  |  | Energy sensor | F56 |  |  |  | MC043 | Bowland North |  |  | 0 | 0
MC043-B01 | MC043-B01/F57 | Function 57 |  |  |  |  | Energy sensor | F57 |  |  |  | MC043 | Bowland North |  |  | 0 | 0
MC043-B01 | MC043-B01/F58 | Function 58 |  |  |  |  | Energy sensor | F58 |  |  |  | MC043 | Bowland North |  |  | 0 | 0
MC043-B01 | MC043-B01/F59 | Function 59 |  |  |  |  | Energy sensor | F59 |  |  |  | MC043 | Bowland North |  |  | 0 | 0
MC043-B01 | MC043-B01/F6 | Function 6 |  |  |  |  | Energy sensor | F6 |  |  |  | MC043 | Bowland North |  |  | 0 | 0
MC043-B01 | MC043-B01/F60 | Function 60 |  |  |  |  | Energy sensor | F60 |  |  |  | MC043 | Bowland North |  |  | 0 | 0
MC043-B01 | MC043-B01/F61 | Function 61 |  |  |  |  | Energy sensor | F61 |  |  |  | MC043 | Bowland North |  |  | 0 | 0
MC043-B01 | MC043-B01/F62 | Function 62 |  |  |  |  | Energy sensor | F62 |  |  |  | MC043 | Bowland North |  |  | 0 | 0
MC043-B01 | MC043-B01/F63 | Function 63 |  |  |  |  | Energy sensor | F63 |  |  |  | MC043 | Bowland North |  |  | 0 | 0
MC043-B01 | MC043-B01/F64 | Sys31 P4 InverterDemand |  |  |  |  | Energy sensor | F64 |  |  |  | MC043 | Bowland North |  |  | 0 | 0
MC043-B01 | MC043-B01/F65 | Function 65 |  |  |  |  | Energy sensor | F65 |  |  |  | MC043 | Bowland North |  |  | 0 | 0
MC043-B01 | MC043-B01/F7 | Function 7 |  |  |  |  | Energy sensor | F7 |  |  |  | MC043 | Bowland North |  |  | 0 | 0
MC043-B01 | MC043-B01/F8 | Function 8 |  |  |  |  | Energy sensor | F8 |  |  |  | MC043 | Bowland North |  |  | 0 | 0
MC043-B01 | MC043-B01/F9 | Function 9 |  |  |  |  | Energy sensor | F9 |  |  |  | MC043 | Bowland North |  |  | 0 | 0
MC043-B01 | MC043-B01/G1 | OAT Frost Active |  |  |  |  | Energy sensor | G1 |  |  |  | MC043 | Bowland North |  |  | 0 | 0
MC043-B01 | MC043-B01/G100 | Logic 100 |  |  |  |  | Energy sensor | G100 |  |  |  | MC043 | Bowland North |  |  | 0 | 0
MC043-B01 | MC043-B01/G101 | Logic 101 |  |  |  |  | Energy sensor | G101 |  |  |  | MC043 | Bowland North |  |  | 0 | 0
MC043-B01 | MC043-B01/G102 | Logic 102 |  |  |  |  | Energy sensor | G102 |  |  |  | MC043 | Bowland North |  |  | 0 | 0
MC043-B01 | MC043-B01/G103 | Logic 103 |  |  |  |  | Energy sensor | G103 |  |  |  | MC043 | Bowland North |  |  | 0 | 0
MC043-B01 | MC043-B01/G104 | Logic 104 |  |  |  |  | Energy sensor | G104 |  |  |  | MC043 | Bowland North |  |  | 0 | 0
MC043-B01 | MC043-B01/G105 | Logic 105 |  |  |  |  | Energy sensor | G105 |  |  |  | MC043 | Bowland North |  |  | 0 | 0
MC043-B01 | MC043-B01/G106 | Logic 106 |  |  |  |  | Energy sensor | G106 |  |  |  | MC043 | Bowland North |  |  | 0 | 0
MC043-B01 | MC043-B01/G107 | Logic 107 |  |  |  |  | Energy sensor | G107 |  |  |  | MC043 | Bowland North |  |  | 0 | 0
MC043-B01 | MC043-B01/G108 | Logic 108 |  |  |  |  | Energy sensor | G108 |  |  |  | MC043 | Bowland North |  |  | 0 | 0
MC043-B01 | MC043-B01/G109 | Logic 109 |  |  |  |  | Energy sensor | G109 |  |  |  | MC043 | Bowland North |  |  | 0 | 0
MC043-B01 | MC043-B01/G110 | Logic 110 |  |  |  |  | Energy sensor | G110 |  |  |  | MC043 | Bowland North |  |  | 0 | 0
MC043-B01 | MC043-B01/G111 | Logic 111 |  |  |  |  | Energy sensor | G111 |  |  |  | MC043 | Bowland North |  |  | 0 | 0
MC043-B01 | MC043-B01/G112 | Logic 112 |  |  |  |  | Energy sensor | G112 |  |  |  | MC043 | Bowland North |  |  | 0 | 0
MC043-B01 | MC043-B01/G113 | Logic 113 |  |  |  |  | Energy sensor | G113 |  |  |  | MC043 | Bowland North |  |  | 0 | 0
MC043-B01 | MC043-B01/G114 | Logic 114 |  |  |  |  | Energy sensor | G114 |  |  |  | MC043 | Bowland North |  |  | 0 | 0
MC043-B01 | MC043-B01/G115 | Logic 115 |  |  |  |  | Energy sensor | G115 |  |  |  | MC043 | Bowland North |  |  | 0 | 0
MC043-B01 | MC043-B01/G116 | Logic 116 |  |  |  |  | Energy sensor | G116 |  |  |  | MC043 | Bowland North |  |  | 0 | 0
MC043-B01 | MC043-B01/G117 | Logic 117 |  |  |  |  | Energy sensor | G117 |  |  |  | MC043 | Bowland North |  |  | 0 | 0
MC043-B01 | MC043-B01/G118 | Logic 118 |  |  |  |  | Energy sensor | G118 |  |  |  | MC043 | Bowland North |  |  | 0 | 0
MC043-B01 | MC043-B01/G119 | Logic 119 |  |  |  |  | Energy sensor | G119 |  |  |  | MC043 | Bowland North |  |  | 0 | 0
MC043-B01 | MC043-B01/G12 | CT Pump&apos;s Demand |  |  |  |  | Energy sensor | G12 |  |  |  | MC043 | Bowland North |  |  | 0 | 0
MC043-B01 | MC043-B01/G120 | Logic 120 |  |  |  |  | Energy sensor | G120 |  |  |  | MC043 | Bowland North |  |  | 0 | 0
MC043-B01 | MC043-B01/G121 | Logic 121 |  |  |  |  | Energy sensor | G121 |  |  |  | MC043 | Bowland North |  |  | 0 | 0
MC043-B01 | MC043-B01/G122 | Logic 122 |  |  |  |  | Energy sensor | G122 |  |  |  | MC043 | Bowland North |  |  | 0 | 0
MC043-B01 | MC043-B01/G123 | Logic 123 |  |  |  |  | Energy sensor | G123 |  |  |  | MC043 | Bowland North |  |  | 0 | 0
MC043-B01 | MC043-B01/G124 | Logic 124 |  |  |  |  | Energy sensor | G124 |  |  |  | MC043 | Bowland North |  |  | 0 | 0
MC043-B01 | MC043-B01/G125 | Logic 125 |  |  |  |  | Energy sensor | G125 |  |  |  | MC043 | Bowland North |  |  | 0 | 0
MC043-B01 | MC043-B01/G13 | Logic 13 |  |  |  |  | Energy sensor | G13 |  |  |  | MC043 | Bowland North |  |  | 0 | 0
MC043-B01 | MC043-B01/G15 | Logic 15 |  |  |  |  | Energy sensor | G15 |  |  |  | MC043 | Bowland North |  |  | 0 | 0
MC043-B01 | MC043-B01/G16 | Logic 16 |  |  |  |  | Energy sensor | G16 |  |  |  | MC043 | Bowland North |  |  | 0 | 0
MC043-B01 | MC043-B01/G17 | Logic 17 |  |  |  |  | Energy sensor | G17 |  |  |  | MC043 | Bowland North |  |  | 0 | 0
MC043-B01 | MC043-B01/G18 | Logic 18 |  |  |  |  | Energy sensor | G18 |  |  |  | MC043 | Bowland North |  |  | 0 | 0
MC043-B01 | MC043-B01/G19 | Logic 19 |  |  |  |  | Energy sensor | G19 |  |  |  | MC043 | Bowland North |  |  | 0 | 0
MC043-B01 | MC043-B01/G2 | Water Frost Active |  |  |  |  | Energy sensor | G2 |  |  |  | MC043 | Bowland North |  |  | 0 | 0
MC043-B01 | MC043-B01/G20 | Logic 20 |  |  |  |  | Energy sensor | G20 |  |  |  | MC043 | Bowland North |  |  | 0 | 0
MC043-B01 | MC043-B01/G21 | Logic 21 |  |  |  |  | Energy sensor | G21 |  |  |  | MC043 | Bowland North |  |  | 0 | 0
MC043-B01 | MC043-B01/G22 | Logic 22 |  |  |  |  | Energy sensor | G22 |  |  |  | MC043 | Bowland North |  |  | 0 | 0
MC043-B01 | MC043-B01/G23 | Logic 23 |  |  |  |  | Energy sensor | G23 |  |  |  | MC043 | Bowland North |  |  | 0 | 0
MC043-B01 | MC043-B01/G24 | Logic 24 |  |  |  |  | Energy sensor | G24 |  |  |  | MC043 | Bowland North |  |  | 0 | 0
MC043-B01 | MC043-B01/G25 | Logic 25 |  |  |  |  | Energy sensor | G25 |  |  |  | MC043 | Bowland North |  |  | 0 | 0
MC043-B01 | MC043-B01/G27 | Logic 27 |  |  |  |  | Energy sensor | G27 |  |  |  | MC043 | Bowland North |  |  | 0 | 0
MC043-B01 | MC043-B01/G28 | Logic 28 |  |  |  |  | Energy sensor | G28 |  |  |  | MC043 | Bowland North |  |  | 0 | 0
MC043-B01 | MC043-B01/G29 | Logic 29 |  |  |  |  | Energy sensor | G29 |  |  |  | MC043 | Bowland North |  |  | 0 | 0
MC043-B01 | MC043-B01/G3 | Logic 3 |  |  |  |  | Energy sensor | G3 |  |  |  | MC043 | Bowland North |  |  | 0 | 0
MC043-B01 | MC043-B01/G30 | Logic 30 |  |  |  |  | Energy sensor | G30 |  |  |  | MC043 | Bowland North |  |  | 0 | 0
MC043-B01 | MC043-B01/G31 | Logic 31 |  |  |  |  | Energy sensor | G31 |  |  |  | MC043 | Bowland North |  |  | 0 | 0
MC043-B01 | MC043-B01/G32 | Logic 32 |  |  |  |  | Energy sensor | G32 |  |  |  | MC043 | Bowland North |  |  | 0 | 0
MC043-B01 | MC043-B01/G33 | Logic 33 |  |  |  |  | Energy sensor | G33 |  |  |  | MC043 | Bowland North |  |  | 0 | 0
MC043-B01 | MC043-B01/G34 | Logic 34 |  |  |  |  | Energy sensor | G34 |  |  |  | MC043 | Bowland North |  |  | 0 | 0
MC043-B01 | MC043-B01/G35 | Logic 35 |  |  |  |  | Energy sensor | G35 |  |  |  | MC043 | Bowland North |  |  | 0 | 0
MC043-B01 | MC043-B01/G36 | Logic 36 |  |  |  |  | Energy sensor | G36 |  |  |  | MC043 | Bowland North |  |  | 0 | 0
MC043-B01 | MC043-B01/G37 | Logic 37 |  |  |  |  | Energy sensor | G37 |  |  |  | MC043 | Bowland North |  |  | 0 | 0
MC043-B01 | MC043-B01/G38 | Logic 38 |  |  |  |  | Energy sensor | G38 |  |  |  | MC043 | Bowland North |  |  | 0 | 0
MC043-B01 | MC043-B01/G39 | Logic 39 |  |  |  |  | Energy sensor | G39 |  |  |  | MC043 | Bowland North |  |  | 0 | 0
MC043-B01 | MC043-B01/G4 | Logic 4 |  |  |  |  | Energy sensor | G4 |  |  |  | MC043 | Bowland North |  |  | 0 | 0
MC043-B01 | MC043-B01/G40 | Logic 40 |  |  |  |  | Energy sensor | G40 |  |  |  | MC043 | Bowland North |  |  | 0 | 0
MC043-B01 | MC043-B01/G41 | Logic 41 |  |  |  |  | Energy sensor | G41 |  |  |  | MC043 | Bowland North |  |  | 0 | 0
MC043-B01 | MC043-B01/G43 | Logic 43 |  |  |  |  | Energy sensor | G43 |  |  |  | MC043 | Bowland North |  |  | 0 | 0
MC043-B01 | MC043-B01/G44 | Logic 44 |  |  |  |  | Energy sensor | G44 |  |  |  | MC043 | Bowland North |  |  | 0 | 0
MC043-B01 | MC043-B01/G45 | Logic 45 |  |  |  |  | Energy sensor | G45 |  |  |  | MC043 | Bowland North |  |  | 0 | 0
MC043-B01 | MC043-B01/G46 | Logic 46 |  |  |  |  | Energy sensor | G46 |  |  |  | MC043 | Bowland North |  |  | 0 | 0
MC043-B01 | MC043-B01/G47 | Logic 47 |  |  |  |  | Energy sensor | G47 |  |  |  | MC043 | Bowland North |  |  | 0 | 0
MC043-B01 | MC043-B01/G48 | Logic 48 |  |  |  |  | Energy sensor | G48 |  |  |  | MC043 | Bowland North |  |  | 0 | 0
MC043-B01 | MC043-B01/G49 | Logic 49 |  |  |  |  | Energy sensor | G49 |  |  |  | MC043 | Bowland North |  |  | 0 | 0
MC043-B01 | MC043-B01/G5 | Logic 5 |  |  |  |  | Energy sensor | G5 |  |  |  | MC043 | Bowland North |  |  | 0 | 0
MC043-B01 | MC043-B01/G50 | Logic 50 |  |  |  |  | Energy sensor | G50 |  |  |  | MC043 | Bowland North |  |  | 0 | 0
MC043-B01 | MC043-B01/G51 | Logic 51 |  |  |  |  | Energy sensor | G51 |  |  |  | MC043 | Bowland North |  |  | 0 | 0
MC043-B01 | MC043-B01/G52 | Logic 52 |  |  |  |  | Energy sensor | G52 |  |  |  | MC043 | Bowland North |  |  | 0 | 0
MC043-B01 | MC043-B01/G53 | Seminar Room 1 Time Extnd |  |  |  |  | Energy sensor | G53 |  |  |  | MC043 | Bowland North |  |  | 0 | 0
MC043-B01 | MC043-B01/G54 | Logic 54 |  |  |  |  | Energy sensor | G54 |  |  |  | MC043 | Bowland North |  |  | 0 | 0
MC043-B01 | MC043-B01/G55 | Logic 55 |  |  |  |  | Energy sensor | G55 |  |  |  | MC043 | Bowland North |  |  | 0 | 0
MC043-B01 | MC043-B01/G56 | Logic 56 |  |  |  |  | Energy sensor | G56 |  |  |  | MC043 | Bowland North |  |  | 0 | 0
MC043-B01 | MC043-B01/G57 | Logic 57 |  |  |  |  | Energy sensor | G57 |  |  |  | MC043 | Bowland North |  |  | 0 | 0
MC043-B01 | MC043-B01/G58 | 3rd stage frost protection |  |  |  |  | Energy sensor | G58 |  |  |  | MC043 | Bowland North |  |  | 0 | 0
MC043-B01 | MC043-B01/G6 | Logic 6 |  |  |  |  | Energy sensor | G6 |  |  |  | MC043 | Bowland North |  |  | 0 | 0
MC043-B01 | MC043-B01/G60 | Logic 60 |  |  |  |  | Energy sensor | G60 |  |  |  | MC043 | Bowland North |  |  | 0 | 0
MC043-B01 | MC043-B01/G61 | Logic 61 |  |  |  |  | Energy sensor | G61 |  |  |  | MC043 | Bowland North |  |  | 0 | 0
MC043-B01 | MC043-B01/G62 | Logic 62 |  |  |  |  | Energy sensor | G62 |  |  |  | MC043 | Bowland North |  |  | 0 | 0
MC043-B01 | MC043-B01/G63 | Logic 63 |  |  |  |  | Energy sensor | G63 |  |  |  | MC043 | Bowland North |  |  | 0 | 0
MC043-B01 | MC043-B01/G64 | Seminar Room 2 Time Extnd |  |  |  |  | Energy sensor | G64 |  |  |  | MC043 | Bowland North |  |  | 0 | 0
MC043-B01 | MC043-B01/G65 | Logic 65 |  |  |  |  | Energy sensor | G65 |  |  |  | MC043 | Bowland North |  |  | 0 | 0
MC043-B01 | MC043-B01/G66 | Logic 66 |  |  |  |  | Energy sensor | G66 |  |  |  | MC043 | Bowland North |  |  | 0 | 0
MC043-B01 | MC043-B01/G67 | Logic 67 |  |  |  |  | Energy sensor | G67 |  |  |  | MC043 | Bowland North |  |  | 0 | 0
MC043-B01 | MC043-B01/G68 | Seminar Room 3 Time Extnd |  |  |  |  | Energy sensor | G68 |  |  |  | MC043 | Bowland North |  |  | 0 | 0
MC043-B01 | MC043-B01/G69 | Logic 69 |  |  |  |  | Energy sensor | G69 |  |  |  | MC043 | Bowland North |  |  | 0 | 0
MC043-B01 | MC043-B01/G7 | Logic 7 |  |  |  |  | Energy sensor | G7 |  |  |  | MC043 | Bowland North |  |  | 0 | 0
MC043-B01 | MC043-B01/G70 | Logic 70 |  |  |  |  | Energy sensor | G70 |  |  |  | MC043 | Bowland North |  |  | 0 | 0
MC043-B01 | MC043-B01/G71 | Logic 71 |  |  |  |  | Energy sensor | G71 |  |  |  | MC043 | Bowland North |  |  | 0 | 0
MC043-B01 | MC043-B01/G75 | Logic 75 |  |  |  |  | Energy sensor | G75 |  |  |  | MC043 | Bowland North |  |  | 0 | 0
MC043-B01 | MC043-B01/G76 | Logic 76 |  |  |  |  | Energy sensor | G76 |  |  |  | MC043 | Bowland North |  |  | 0 | 0
MC043-B01 | MC043-B01/G77 | Logic 77 |  |  |  |  | Energy sensor | G77 |  |  |  | MC043 | Bowland North |  |  | 0 | 0
MC043-B01 | MC043-B01/G78 | Logic 78 |  |  |  |  | Energy sensor | G78 |  |  |  | MC043 | Bowland North |  |  | 0 | 0
MC043-B01 | MC043-B01/G79 | Logic 79 |  |  |  |  | Energy sensor | G79 |  |  |  | MC043 | Bowland North |  |  | 0 | 0
MC043-B01 | MC043-B01/G8 | Safety Interlock |  |  |  |  | Energy sensor | G8 |  |  |  | MC043 | Bowland North |  |  | 0 | 0
MC043-B01 | MC043-B01/G80 | Logic 80 |  |  |  |  | Energy sensor | G80 |  |  |  | MC043 | Bowland North |  |  | 0 | 0
MC043-B01 | MC043-B01/G81 | Logic 81 |  |  |  |  | Energy sensor | G81 |  |  |  | MC043 | Bowland North |  |  | 0 | 0
MC043-B01 | MC043-B01/G82 | Logic 82 |  |  |  |  | Energy sensor | G82 |  |  |  | MC043 | Bowland North |  |  | 0 | 0
MC043-B01 | MC043-B01/G83 | Logic 83 |  |  |  |  | Energy sensor | G83 |  |  |  | MC043 | Bowland North |  |  | 0 | 0
MC043-B01 | MC043-B01/G84 | Logic 84 |  |  |  |  | Energy sensor | G84 |  |  |  | MC043 | Bowland North |  |  | 0 | 0
MC043-B01 | MC043-B01/G85 | Logic 85 |  |  |  |  | Energy sensor | G85 |  |  |  | MC043 | Bowland North |  |  | 0 | 0
MC043-B01 | MC043-B01/G86 | Logic 86 |  |  |  |  | Energy sensor | G86 |  |  |  | MC043 | Bowland North |  |  | 0 | 0
MC043-B01 | MC043-B01/G87 | Logic 87 |  |  |  |  | Energy sensor | G87 |  |  |  | MC043 | Bowland North |  |  | 0 | 0
MC043-B01 | MC043-B01/G88 | Logic 88 |  |  |  |  | Energy sensor | G88 |  |  |  | MC043 | Bowland North |  |  | 0 | 0
MC043-B01 | MC043-B01/G89 | Logic 89 |  |  |  |  | Energy sensor | G89 |  |  |  | MC043 | Bowland North |  |  | 0 | 0
MC043-B01 | MC043-B01/G90 | Logic 90 |  |  |  |  | Energy sensor | G90 |  |  |  | MC043 | Bowland North |  |  | 0 | 0
MC043-B01 | MC043-B01/G91 | Logic 91 |  |  |  |  | Energy sensor | G91 |  |  |  | MC043 | Bowland North |  |  | 0 | 0
MC043-B01 | MC043-B01/G92 | Logic 92 |  |  |  |  | Energy sensor | G92 |  |  |  | MC043 | Bowland North |  |  | 0 | 0
MC043-B01 | MC043-B01/G93 | Logic 93 |  |  |  |  | Energy sensor | G93 |  |  |  | MC043 | Bowland North |  |  | 0 | 0
MC043-B01 | MC043-B01/G94 | Logic 94 |  |  |  |  | Energy sensor | G94 |  |  |  | MC043 | Bowland North |  |  | 0 | 0
MC043-B01 | MC043-B01/G95 | Logic 95 |  |  |  |  | Energy sensor | G95 |  |  |  | MC043 | Bowland North |  |  | 0 | 0
MC043-B01 | MC043-B01/G96 | Logic 96 |  |  |  |  | Energy sensor | G96 |  |  |  | MC043 | Bowland North |  |  | 0 | 0
MC043-B01 | MC043-B01/G97 | Logic 97 |  |  |  |  | Energy sensor | G97 |  |  |  | MC043 | Bowland North |  |  | 0 | 0
MC043-B01 | MC043-B01/G98 | Logic 98 |  |  |  |  | Energy sensor | G98 |  |  |  | MC043 | Bowland North |  |  | 0 | 0
MC043-B01 | MC043-B01/G99 | Logic 99 |  |  |  |  | Energy sensor | G99 |  |  |  | MC043 | Bowland North |  |  | 0 | 0
MC043-B01 | MC043-B01/i1 | Mod 1 |  |  |  |  | Energy sensor | i1 |  |  |  | MC043 | Bowland North |  |  | 0 | 0
MC043-B01 | MC043-B01/I1 | Fire Alarm |  |  |  |  | Energy sensor | I1 |  |  |  | MC043 | Bowland North |  |  | 0 | 0
MC043-B01 | MC043-B01/I10 | Heat Meter Pls |  |  |  |  | Energy sensor | I10 |  |  |  | MC043 | Bowland North |  |  | 0 | 0
MC043-B01 | MC043-B01/I11 | Heat Ex 1 High Limit |  |  |  |  | Energy sensor | I11 |  |  |  | MC043 | Bowland North |  |  | 0 | 0
MC043-B01 | MC043-B01/I12 | Heat Ex 2 High Limit |  |  |  |  | Energy sensor | I12 |  |  |  | MC043 | Bowland North |  |  | 0 | 0
MC043-B01 | MC043-B01/I13 | AHU 1 Frost Stat FLT |  |  |  |  | Energy sensor | I13 |  |  |  | MC043 | Bowland North |  |  | 0 | 0
MC043-B01 | MC043-B01/I14 | AHU 2 Frost Stat FLT |  |  |  |  | Energy sensor | I14 |  |  |  | MC043 | Bowland North |  |  | 0 | 0
MC043-B01 | MC043-B01/I15 | AHU 3 Frost Stat FLT |  |  |  |  | Energy sensor | I15 |  |  |  | MC043 | Bowland North |  |  | 0 | 0
MC043-B01 | MC043-B01/I16 | AHU 4 Frost Stat FLT |  |  |  |  | Energy sensor | I16 |  |  |  | MC043 | Bowland North |  |  | 0 | 0
MC043-B01 | MC043-B01/I17 | AHU 5 Frost Stat FLT |  |  |  |  | Energy sensor | I17 |  |  |  | MC043 | Bowland North |  |  | 0 | 0
MC043-B01 | MC043-B01/I18 | AHU 6 Frost Stat FLT |  |  |  |  | Energy sensor | I18 |  |  |  | MC043 | Bowland North |  |  | 0 | 0
MC043-B01 | MC043-B01/I19 | AHU 7 Frost Stat FLT |  |  |  |  | Energy sensor | I19 |  |  |  | MC043 | Bowland North |  |  | 0 | 0
MC043-B01 | MC043-B01/i2 | Mod 2 |  |  |  |  | Energy sensor | i2 |  |  |  | MC043 | Bowland North |  |  | 0 | 0
MC043-B01 | MC043-B01/I2 | Pressure Unit Fault |  |  |  |  | Energy sensor | I2 |  |  |  | MC043 | Bowland North |  |  | 0 | 0
MC043-B01 | MC043-B01/I20 | AHU 8 Frost Stat FLT |  |  |  |  | Energy sensor | I20 |  |  |  | MC043 | Bowland North |  |  | 0 | 0
MC043-B01 | MC043-B01/I21 | Plantroom Extract DP |  |  |  |  | Energy sensor | I21 |  |  |  | MC043 | Bowland North |  |  | 0 | 0
MC043-B01 | MC043-B01/I22 | Primary Pump DP |  |  |  |  | Energy sensor | I22 |  |  |  | MC043 | Bowland North |  |  | 0 | 0
MC043-B01 | MC043-B01/I23 | Seminar Rm 1 Man&apos; SW |  |  |  |  | Energy sensor | I23 |  |  |  | MC043 | Bowland North |  |  | 0 | 0
MC043-B01 | MC043-B01/I24 | Seminar Rm 2 Man&apos; SW |  |  |  |  | Energy sensor | I24 |  |  |  | MC043 | Bowland North |  |  | 0 | 0
MC043-B01 | MC043-B01/I25 | Seminar Rm 3 Man&apos; SW |  |  |  |  | Energy sensor | I25 |  |  |  | MC043 | Bowland North |  |  | 0 | 0
MC043-B01 | MC043-B01/I26 | Leak Detection Alarm |  |  |  |  | Energy sensor | I26 |  |  |  | MC043 | Bowland North |  |  | 0 | 0
MC043-B01 | MC043-B01/I27 | Comp Suite 1 AC1 Flt |  |  |  |  | Energy sensor | I27 |  |  |  | MC043 | Bowland North |  |  | 0 | 0
MC043-B01 | MC043-B01/I3 | Heat EX Pump 1 Trip |  |  |  |  | Energy sensor | I3 |  |  |  | MC043 | Bowland North |  |  | 0 | 0
MC043-B01 | MC043-B01/i3 | Mod 3 |  |  |  |  | Energy sensor | i3 |  |  |  | MC043 | Bowland North |  |  | 0 | 0
MC043-B01 | MC043-B01/I30 | Seminar Rm 1 Man&apos; SW |  |  |  |  | Energy sensor | I30 |  |  |  | MC043 | Bowland North |  |  | 0 | 0
MC043-B01 | MC043-B01/I31 | Seminar Rm 2 Man&apos; SW |  |  |  |  | Energy sensor | I31 |  |  |  | MC043 | Bowland North |  |  | 0 | 0
MC043-B01 | MC043-B01/I32 | Seminar Rm 3 Man&apos; SW |  |  |  |  | Energy sensor | I32 |  |  |  | MC043 | Bowland North |  |  | 0 | 0
MC043-B01 | MC043-B01/I33 | CWS Tank 1 High Temp |  |  | Degrees Celsius |  | Energy sensor | I33 |  |  |  | MC043 | Bowland North |  |  | 0 | 0
MC043-B01 | MC043-B01/I34 | CWS Tank 2 High Temp |  |  | Degrees Celsius |  | Energy sensor | I34 |  |  |  | MC043 | Bowland North |  |  | 0 | 0
MC043-B01 | MC043-B01/I35 | CWS Tank 3 High Temp |  |  | Degrees Celsius |  | Energy sensor | I35 |  |  |  | MC043 | Bowland North |  |  | 0 | 0
MC043-B01 | MC043-B01/I36 | CWS Tank 4 High Temp |  |  | Degrees Celsius |  | Energy sensor | I36 |  |  |  | MC043 | Bowland North |  |  | 0 | 0
MC043-B01 | MC043-B01/I37 | CWS Tank 5 High Temp |  |  | Degrees Celsius |  | Energy sensor | I37 |  |  |  | MC043 | Bowland North |  |  | 0 | 0
MC043-B01 | MC043-B01/I38 | AHU 1 Frost Stat FLT |  |  |  |  | Energy sensor | I38 |  |  |  | MC043 | Bowland North |  |  | 0 | 0
MC043-B01 | MC043-B01/I39 | AHU 1 Frost Alarm |  |  |  |  | Energy sensor | I39 |  |  |  | MC043 | Bowland North |  |  | 0 | 0
MC043-B01 | MC043-B01/i4 | Mod 4 |  |  |  |  | Energy sensor | i4 |  |  |  | MC043 | Bowland North |  |  | 0 | 0
MC043-B01 | MC043-B01/I4 | Heat EX Pump 2 Trip |  |  |  |  | Energy sensor | I4 |  |  |  | MC043 | Bowland North |  |  | 0 | 0
MC043-B01 | MC043-B01/I40 | AHU 2 Frost Stat FLT |  |  |  |  | Energy sensor | I40 |  |  |  | MC043 | Bowland North |  |  | 0 | 0
MC043-B01 | MC043-B01/I41 | AHU 2 Frost Alarm |  |  |  |  | Energy sensor | I41 |  |  |  | MC043 | Bowland North |  |  | 0 | 0
MC043-B01 | MC043-B01/I42 | AHU 3 Frost Stat FLT |  |  |  |  | Energy sensor | I42 |  |  |  | MC043 | Bowland North |  |  | 0 | 0
MC043-B01 | MC043-B01/I43 | AHU 3 Frost Alarm |  |  |  |  | Energy sensor | I43 |  |  |  | MC043 | Bowland North |  |  | 0 | 0
MC043-B01 | MC043-B01/I44 | AHU 4 Frost Stat FLT |  |  |  |  | Energy sensor | I44 |  |  |  | MC043 | Bowland North |  |  | 0 | 0
MC043-B01 | MC043-B01/I45 | AHU 4 Frost Alarm |  |  |  |  | Energy sensor | I45 |  |  |  | MC043 | Bowland North |  |  | 0 | 0
MC043-B01 | MC043-B01/I46 | AHU 5 Frost Stat FLT |  |  |  |  | Energy sensor | I46 |  |  |  | MC043 | Bowland North |  |  | 0 | 0
MC043-B01 | MC043-B01/I47 | AHU 5 Frost Alarm |  |  |  |  | Energy sensor | I47 |  |  |  | MC043 | Bowland North |  |  | 0 | 0
MC043-B01 | MC043-B01/I48 | AHU 6 Frost Stat FLT |  |  |  |  | Energy sensor | I48 |  |  |  | MC043 | Bowland North |  |  | 0 | 0
MC043-B01 | MC043-B01/I49 | AHU 6 Frost Alarm |  |  |  |  | Energy sensor | I49 |  |  |  | MC043 | Bowland North |  |  | 0 | 0
MC043-B01 | MC043-B01/i5 | Mod 5 |  |  |  |  | Energy sensor | i5 |  |  |  | MC043 | Bowland North |  |  | 0 | 0
MC043-B01 | MC043-B01/I5 | CT Htg Pump 1 Trip |  |  |  |  | Energy sensor | I5 |  |  |  | MC043 | Bowland North |  |  | 0 | 0
MC043-B01 | MC043-B01/I50 | AHU 7 Frost Stat FLT |  |  |  |  | Energy sensor | I50 |  |  |  | MC043 | Bowland North |  |  | 0 | 0
MC043-B01 | MC043-B01/I51 | AHU 7 Frost Alarm |  |  |  |  | Energy sensor | I51 |  |  |  | MC043 | Bowland North |  |  | 0 | 0
MC043-B01 | MC043-B01/I52 | AHU 8 Frost Stat FLT |  |  |  |  | Energy sensor | I52 |  |  |  | MC043 | Bowland North |  |  | 0 | 0
MC043-B01 | MC043-B01/I53 | AHU 8 Frost Alarm |  |  |  |  | Energy sensor | I53 |  |  |  | MC043 | Bowland North |  |  | 0 | 0
MC043-B01 | MC043-B01/I55 | Primary Pump DP |  |  |  |  | Energy sensor | I55 |  |  |  | MC043 | Bowland North |  |  | 0 | 0
MC043-B01 | MC043-B01/I56 | Plant Ext Flow Fail |  |  |  |  | Energy sensor | I56 |  |  |  | MC043 | Bowland North |  |  | 0 | 0
MC043-B01 | MC043-B01/I57 | LTHW Pri Pump Fail |  |  |  |  | Energy sensor | I57 |  |  |  | MC043 | Bowland North |  |  | 0 | 0
MC043-B01 | MC043-B01/I59 | Comp Suite 1 AC2 Flt |  |  |  |  | Energy sensor | I59 |  |  |  | MC043 | Bowland North |  |  | 0 | 0
MC043-B01 | MC043-B01/I6 | CT Htg Pump 2 Trip |  |  |  |  | Energy sensor | I6 |  |  |  | MC043 | Bowland North |  |  | 0 | 0
MC043-B01 | MC043-B01/i6 | Mod 6 |  |  |  |  | Energy sensor | i6 |  |  |  | MC043 | Bowland North |  |  | 0 | 0
MC043-B01 | MC043-B01/I60 | Comp suite 2 AC Flt |  |  |  |  | Energy sensor | I60 |  |  |  | MC043 | Bowland North |  |  | 0 | 0
MC043-B01 | MC043-B01/I7 | VT Htg Pump 1 Trip |  |  |  |  | Energy sensor | I7 |  |  |  | MC043 | Bowland North |  |  | 0 | 0
MC043-B01 | MC043-B01/i7 | Mod 7 |  |  |  |  | Energy sensor | i7 |  |  |  | MC043 | Bowland North |  |  | 0 | 0
MC043-B01 | MC043-B01/i8 | Mod 8 |  |  |  |  | Energy sensor | i8 |  |  |  | MC043 | Bowland North |  |  | 0 | 0
MC043-B01 | MC043-B01/I8 | VT Htg Pump 2 Trip |  |  |  |  | Energy sensor | I8 |  |  |  | MC043 | Bowland North |  |  | 0 | 0
MC043-B01 | MC043-B01/I9 | Water Meter Pls |  |  |  |  | Energy sensor | I9 |  |  |  | MC043 | Bowland North |  |  | 0 | 0
MC043-B01 | MC043-B01/K1 | 1st stage frost protection |  |  |  |  | Energy sensor | K1 |  |  |  | MC043 | Bowland North |  |  | 0 | 0
MC043-B01 | MC043-B01/K10 | 3rd stage frost protection |  |  |  |  | Energy sensor | K10 |  |  |  | MC043 | Bowland North |  |  | 0 | 0
MC043-B01 | MC043-B01/K12 | Knob 12 |  |  |  |  | Energy sensor | K12 |  |  |  | MC043 | Bowland North |  |  | 0 | 0
MC043-B01 | MC043-B01/K13 | Extension Time Sem 1 |  |  |  |  | Energy sensor | K13 |  |  |  | MC043 | Bowland North |  |  | 0 | 0
MC043-B01 | MC043-B01/K14 | Extension Time Sem 2 |  |  |  |  | Energy sensor | K14 |  |  |  | MC043 | Bowland North |  |  | 0 | 0
MC043-B01 | MC043-B01/K15 | Extension Time Sem 2 |  |  |  |  | Energy sensor | K15 |  |  |  | MC043 | Bowland North |  |  | 0 | 0
MC043-B01 | MC043-B01/K16 | AHU 1 Supply Air SP |  |  |  |  | Energy sensor | K16 |  |  |  | MC043 | Bowland North |  |  | 0 | 0
MC043-B01 | MC043-B01/K17 | Supply Air Frost SP |  |  |  |  | Energy sensor | K17 |  |  |  | MC043 | Bowland North |  |  | 0 | 0
MC043-B01 | MC043-B01/K18 | Supply Air Frost SP |  |  |  |  | Energy sensor | K18 |  |  |  | MC043 | Bowland North |  |  | 0 | 0
MC043-B01 | MC043-B01/K19 | AHU 2 Supply Air SP |  |  |  |  | Energy sensor | K19 |  |  |  | MC043 | Bowland North |  |  | 0 | 0
MC043-B01 | MC043-B01/K2 | 2nd stage frost protection |  |  | Degrees Celsius |  | Energy sensor | K2 |  |  |  | MC043 | Bowland North |  |  | 0 | 0
MC043-B01 | MC043-B01/K20 | Supply Air Frost SP |  |  |  |  | Energy sensor | K20 |  |  |  | MC043 | Bowland North |  |  | 0 | 0
MC043-B01 | MC043-B01/K21 | AHU 3 Supply Air SP |  |  |  |  | Energy sensor | K21 |  |  |  | MC043 | Bowland North |  |  | 0 | 0
MC043-B01 | MC043-B01/K22 | Supply Air Frost SP |  |  |  |  | Energy sensor | K22 |  |  |  | MC043 | Bowland North |  |  | 0 | 0
MC043-B01 | MC043-B01/K23 | AHU 4 Supply Air SP |  |  |  |  | Energy sensor | K23 |  |  |  | MC043 | Bowland North |  |  | 0 | 0
MC043-B01 | MC043-B01/K24 | Supply Air Frost SP |  |  |  |  | Energy sensor | K24 |  |  |  | MC043 | Bowland North |  |  | 0 | 0
MC043-B01 | MC043-B01/K25 | AHU 5 Supply Air SP |  |  |  |  | Energy sensor | K25 |  |  |  | MC043 | Bowland North |  |  | 0 | 0
MC043-B01 | MC043-B01/K26 | Supply Air Frost SP |  |  |  |  | Energy sensor | K26 |  |  |  | MC043 | Bowland North |  |  | 0 | 0
MC043-B01 | MC043-B01/K27 | AHU 6 Supply Air SP |  |  |  |  | Energy sensor | K27 |  |  |  | MC043 | Bowland North |  |  | 0 | 0
MC043-B01 | MC043-B01/K28 | Supply Air Frost SP |  |  |  |  | Energy sensor | K28 |  |  |  | MC043 | Bowland North |  |  | 0 | 0
MC043-B01 | MC043-B01/K29 | AHU 7 Supply Air SP |  |  |  |  | Energy sensor | K29 |  |  |  | MC043 | Bowland North |  |  | 0 | 0
MC043-B01 | MC043-B01/K3 | Outside air temperature eco override |  |  | 0 = Off, 1 = On |  | Energy sensor | K3 |  |  |  | MC043 | Bowland North |  |  | 0 | 0
MC043-B01 | MC043-B01/K30 | Supply Air Frost SP |  |  |  |  | Energy sensor | K30 |  |  |  | MC043 | Bowland North |  |  | 0 | 0
MC043-B01 | MC043-B01/K31 | AHU 8 Supply Air SP |  |  |  |  | Energy sensor | K31 |  |  |  | MC043 | Bowland North |  |  | 0 | 0
MC043-B01 | MC043-B01/K32 | Sys31 CHW PressureSetpt |  |  |  |  | Energy sensor | K32 |  |  |  | MC043 | Bowland North |  |  | 0 | 0
MC043-B01 | MC043-B01/K4 | Heat Ex Flow SP |  |  |  |  | Energy sensor | K4 |  |  |  | MC043 | Bowland North |  |  | 0 | 0
MC043-B01 | MC043-B01/K5 | VT @ 0degC OS |  |  |  |  | Energy sensor | K5 |  |  |  | MC043 | Bowland North |  |  | 0 | 0
MC043-B01 | MC043-B01/K6 | VT @ 20degC OS |  |  |  |  | Energy sensor | K6 |  |  |  | MC043 | Bowland North |  |  | 0 | 0
MC043-B01 | MC043-B01/K7 | CWS High Temp SP |  |  | Degrees Celsius |  | Energy sensor | K7 |  |  |  | MC043 | Bowland North |  |  | 0 | 0
MC043-B01 | MC043-B01/K8 | Space Set Point |  |  |  |  | Energy sensor | K8 |  |  |  | MC043 | Bowland North |  |  | 0 | 0
MC043-B01 | MC043-B01/K9 | Max Inside VT Space |  |  |  |  | Energy sensor | K9 |  |  |  | MC043 | Bowland North |  |  | 0 | 0
MC043-B01 | MC043-B01/L1 | [5 empty] | Energy sensor | L1 |  |  |  | MC043 | Bowland North |  |  | 0 | 0
MC043-B01 | MC043-B01/L10 | Loop 10 |  |  |  |  | Energy sensor | L10 |  |  |  | MC043 | Bowland North |  |  | 0 | 0
MC043-B01 | MC043-B01/L11 | Loop 11 |  |  |  |  | Energy sensor | L11 |  |  |  | MC043 | Bowland North |  |  | 0 | 0
MC043-B01 | MC043-B01/L12 | Loop 12 |  |  |  |  | Energy sensor | L12 |  |  |  | MC043 | Bowland North |  |  | 0 | 0
MC043-B01 | MC043-B01/L2 | [5 empty] | Energy sensor | L2 |  |  |  | MC043 | Bowland North |  |  | 0 | 0
MC043-B01 | MC043-B01/L3 | [5 empty] | Energy sensor | L3 |  |  |  | MC043 | Bowland North |  |  | 0 | 0
MC043-B01 | MC043-B01/L4 | [5 empty] | Energy sensor | L4 |  |  |  | MC043 | Bowland North |  |  | 0 | 0
MC043-B01 | MC043-B01/L5 | [5 empty] | Energy sensor | L5 |  |  |  | MC043 | Bowland North |  |  | 0 | 0
MC043-B01 | MC043-B01/L6 | [5 empty] | Energy sensor | L6 |  |  |  | MC043 | Bowland North |  |  | 0 | 0
MC043-B01 | MC043-B01/L7 | [5 empty] | Energy sensor | L7 |  |  |  | MC043 | Bowland North |  |  | 0 | 0
MC043-B01 | MC043-B01/L8 | Loop 8 |  |  |  |  | Energy sensor | L8 |  |  |  | MC043 | Bowland North |  |  | 0 | 0
MC043-B01 | MC043-B01/L9 | Loop 9 |  |  |  |  | Energy sensor | L9 |  |  |  | MC043 | Bowland North |  |  | 0 | 0
MC043-B01 | MC043-B01/n1 | TREND_0B_EF_89 |  |  |  |  | Energy sensor | n1 |  |  |  | MC043 | Bowland North |  |  | 0 | 0
MC043-B01 | MC043-B01/n10 | Network 10 |  |  |  |  | Energy sensor | n10 |  |  |  | MC043 | Bowland North |  |  | 0 | 0
MC043-B01 | MC043-B01/n11 | Network 11 |  |  |  |  | Energy sensor | n11 |  |  |  | MC043 | Bowland North |  |  | 0 | 0
MC043-B01 | MC043-B01/n3 | BACnet IP |  |  |  |  | Energy sensor | n3 |  |  |  | MC043 | Bowland North |  |  | 0 | 0
MC043-B01 | MC043-B01/n6 | BACnet Application |  |  |  |  | Energy sensor | n6 |  |  |  | MC043 | Bowland North |  |  | 0 | 0
MC043-B01 | MC043-B01/o1 | Alarm Route 1 |  |  |  |  | Energy sensor | o1 |  |  |  | MC043 | Bowland North |  |  | 0 | 0
MC043-B01 | MC043-B01/O1 | [5 empty] | Energy sensor | O1 |  |  |  | MC043 | Bowland North |  |  | 0 | 0
MC043-B01 | MC043-B01/P1 | Outside Air |  |  |  |  | Energy sensor | P1 |  |  |  | MC043 | Bowland North |  |  | 0 | 0
MC043-B01 | MC043-B01/P10 | CW Flow Temp No 5 NW |  |  | Degrees Celsius |  | Energy sensor | P10 |  |  |  | MC043 | Bowland North |  |  | 0 | 0
MC043-B01 | MC043-B01/P11 | Constant temperature circuit flow temperature |  |  | Degrees Celsius |  | Energy sensor | P11 |  |  |  | MC043 | Bowland North |  |  | 0 | 0
MC043-B01 | MC043-B01/P12 | Liz Livingston Rm |  |  |  |  | Energy sensor | P12 |  |  |  | MC043 | Bowland North |  |  | 0 | 0
MC043-B01 | MC043-B01/P13 | Cal Fow meter MTHW Ltrs Min |  |  |  |  | Energy sensor | P13 |  |  |  | MC043 | Bowland North |  |  | 0 | 0
MC043-B01 | MC043-B01/P14 | Heat Exch&apos; 1 Valve |  |  |  |  | Energy sensor | P14 |  |  |  | MC043 | Bowland North |  |  | 0 | 0
MC043-B01 | MC043-B01/P15 | Heat Exch&apos; 2 Valve |  |  |  |  | Energy sensor | P15 |  |  |  | MC043 | Bowland North |  |  | 0 | 0
MC043-B01 | MC043-B01/P16 | AHU 1 Supply Duct |  |  |  |  | Energy sensor | P16 |  |  |  | MC043 | Bowland North |  |  | 0 | 0
MC043-B01 | MC043-B01/P17 | AHU 2 Supply Duct |  |  |  |  | Energy sensor | P17 |  |  |  | MC043 | Bowland North |  |  | 0 | 0
MC043-B01 | MC043-B01/P18 | Plot 18 |  |  |  |  | Energy sensor | P18 |  |  |  | MC043 | Bowland North |  |  | 0 | 0
MC043-B01 | MC043-B01/P19 | Plot 19 |  |  |  |  | Energy sensor | P19 |  |  |  | MC043 | Bowland North |  |  | 0 | 0
MC043-B01 | MC043-B01/P2 | Primary Flow Temp |  |  | Degrees Celsius |  | Energy sensor | P2 |  |  |  | MC043 | Bowland North |  |  | 0 | 0
MC043-B01 | MC043-B01/P20 | AHU 3 Supply Duct |  |  |  |  | Energy sensor | P20 |  |  |  | MC043 | Bowland North |  |  | 0 | 0
MC043-B01 | MC043-B01/P21 | AHU 4 Supply Duct |  |  |  |  | Energy sensor | P21 |  |  |  | MC043 | Bowland North |  |  | 0 | 0
MC043-B01 | MC043-B01/P22 | Variable temperature circuit flow temperature |  |  | Degrees Celsius |  | Energy sensor | P22 |  |  |  | MC043 | Bowland North |  |  | 0 | 0
MC043-B01 | MC043-B01/P23 | Inside Space Temp |  |  | Degrees Celsius |  | Energy sensor | P23 |  |  |  | MC043 | Bowland North |  |  | 0 | 0
MC043-B01 | MC043-B01/P24 | Plot 24 |  |  |  |  | Energy sensor | P24 |  |  |  | MC043 | Bowland North |  |  | 0 | 0
MC043-B01 | MC043-B01/P25 | Plot 25 |  |  |  |  | Energy sensor | P25 |  |  |  | MC043 | Bowland North |  |  | 0 | 0
MC043-B01 | MC043-B01/P26 | Plot 26 |  |  |  |  | Energy sensor | P26 |  |  |  | MC043 | Bowland North |  |  | 0 | 0
MC043-B01 | MC043-B01/P27 | AHU 5 Supply Duct |  |  |  |  | Energy sensor | P27 |  |  |  | MC043 | Bowland North |  |  | 0 | 0
MC043-B01 | MC043-B01/P28 | AHU 6 Supply Duct |  |  |  |  | Energy sensor | P28 |  |  |  | MC043 | Bowland North |  |  | 0 | 0
MC043-B01 | MC043-B01/P29 | AHU 7 Supply Duct |  |  |  |  | Energy sensor | P29 |  |  |  | MC043 | Bowland North |  |  | 0 | 0
MC043-B01 | MC043-B01/P3 | Primary Return Temp |  |  | Degrees Celsius |  | Energy sensor | P3 |  |  |  | MC043 | Bowland North |  |  | 0 | 0
MC043-B01 | MC043-B01/P30 | AHU 8 Supply Duct |  |  |  |  | Energy sensor | P30 |  |  |  | MC043 | Bowland North |  |  | 0 | 0
MC043-B01 | MC043-B01/P31 | Building kwh |  |  |  |  | Energy sensor | P31 |  |  |  | MC043 | Bowland North |  |  | 0 | 0
MC043-B01 | MC043-B01/P32 | Temperature difference |  |  | Degrees Celsius |  | Energy sensor | P32 |  |  |  | MC043 | Bowland North |  |  | 0 | 0
MC043-B01 | MC043-B01/P33 | Sensor 27 |  |  |  |  | Energy sensor | P33 |  |  |  | MC043 | Bowland North |  |  | 0 | 0
MC043-B01 | MC043-B01/P34 | Sys31 P4 InverterDemand |  |  |  |  | Energy sensor | P34 |  |  |  | MC043 | Bowland North |  |  | 0 | 0
MC043-B01 | MC043-B01/P35 | Sys31 P4 InverterDemand |  |  |  |  | Energy sensor | P35 |  |  |  | MC043 | Bowland North |  |  | 0 | 0
MC043-B01 | MC043-B01/P4 | Heat Ex 1 Flow Temp |  |  | Degrees Celsius |  | Energy sensor | P4 |  |  |  | MC043 | Bowland North |  |  | 0 | 0
MC043-B01 | MC043-B01/P5 | Heat EX 2 Flow Temp |  |  | Degrees Celsius |  | Energy sensor | P5 |  |  |  | MC043 | Bowland North |  |  | 0 | 0
MC043-B01 | MC043-B01/P6 | CW Flow Temp No 1 |  |  | Degrees Celsius |  | Energy sensor | P6 |  |  |  | MC043 | Bowland North |  |  | 0 | 0
MC043-B01 | MC043-B01/P7 | CW Flow Temp No 2 |  |  | Degrees Celsius |  | Energy sensor | P7 |  |  |  | MC043 | Bowland North |  |  | 0 | 0
MC043-B01 | MC043-B01/P8 | CW Flow Temp No 3 |  |  | Degrees Celsius |  | Energy sensor | P8 |  |  |  | MC043 | Bowland North |  |  | 0 | 0
MC043-B01 | MC043-B01/P9 | CW Flow 4 SW |  |  |  |  | Energy sensor | P9 |  |  |  | MC043 | Bowland North |  |  | 0 | 0
MC043-B01 | MC043-B01/Q1 | Sequence Table 1 |  |  |  |  | Energy sensor | Q1 |  |  |  | MC043 | Bowland North |  |  | 0 | 0
MC043-B01 | MC043-B01/S1 | Outside Air |  |  |  |  | Energy sensor | S1 |  |  |  | MC043 | Bowland North |  |  | 0 | 0
MC043-B01 | MC043-B01/S10 | CW Flow Temp No 5 NW |  |  | Degrees Celsius |  | Energy sensor | S10 |  |  |  | MC043 | Bowland North |  |  | 0 | 0
MC043-B01 | MC043-B01/S11 | Variable temperature circuit flow temperature |  |  | Degrees Celsius |  | Energy sensor | S11 |  |  |  | MC043 | Bowland North |  |  | 0 | 0
MC043-B01 | MC043-B01/S12 | Inside Space Temp |  |  | Degrees Celsius |  | Energy sensor | S12 |  |  |  | MC043 | Bowland North |  |  | 0 | 0
MC043-B01 | MC043-B01/S13 | Constant temperature circuit flow temperature |  |  | Degrees Celsius |  | Energy sensor | S13 |  |  |  | MC043 | Bowland North |  |  | 0 | 0
MC043-B01 | MC043-B01/S14 | Liz Livingston Rm |  |  |  |  | Energy sensor | S14 |  |  |  | MC043 | Bowland North |  |  | 0 | 0
MC043-B01 | MC043-B01/S15 | Max Inside VT Space |  |  |  |  | Energy sensor | S15 |  |  |  | MC043 | Bowland North |  |  | 0 | 0
MC043-B01 | MC043-B01/S16 | Outside air temperature eco override |  |  | 0 = Off, 1 = On |  | Energy sensor | S16 |  |  |  | MC043 | Bowland North |  |  | 0 | 0
MC043-B01 | MC043-B01/S17 | Heat Exch&apos; 1 Valve |  |  |  |  | Energy sensor | S17 |  |  |  | MC043 | Bowland North |  |  | 0 | 0
MC043-B01 | MC043-B01/S18 | Heat Exch&apos; 2 Valve |  |  |  |  | Energy sensor | S18 |  |  |  | MC043 | Bowland North |  |  | 0 | 0
MC043-B01 | MC043-B01/S19 | AHU 1 Supply Duct |  |  |  |  | Energy sensor | S19 |  |  |  | MC043 | Bowland North |  |  | 0 | 0
MC043-B01 | MC043-B01/S2 | Primary Flow Temp |  |  | Degrees Celsius |  | Energy sensor | S2 |  |  |  | MC043 | Bowland North |  |  | 0 | 0
MC043-B01 | MC043-B01/S20 | AHU 2 Supply Duct |  |  |  |  | Energy sensor | S20 |  |  |  | MC043 | Bowland North |  |  | 0 | 0
MC043-B01 | MC043-B01/S21 | AHU 3 Supply Duct |  |  |  |  | Energy sensor | S21 |  |  |  | MC043 | Bowland North |  |  | 0 | 0
MC043-B01 | MC043-B01/S22 | AHU 4 Supply Duct |  |  |  |  | Energy sensor | S22 |  |  |  | MC043 | Bowland North |  |  | 0 | 0
MC043-B01 | MC043-B01/S23 | AHU 5 Supply Duct |  |  |  |  | Energy sensor | S23 |  |  |  | MC043 | Bowland North |  |  | 0 | 0
MC043-B01 | MC043-B01/S24 | AHU 6 Supply Duct |  |  |  |  | Energy sensor | S24 |  |  |  | MC043 | Bowland North |  |  | 0 | 0
MC043-B01 | MC043-B01/S25 | AHU 7 Supply Duct |  |  |  |  | Energy sensor | S25 |  |  |  | MC043 | Bowland North |  |  | 0 | 0
MC043-B01 | MC043-B01/S26 | AHU 8 Supply Duct |  |  |  |  | Energy sensor | S26 |  |  |  | MC043 | Bowland North |  |  | 0 | 0
MC043-B01 | MC043-B01/S27 | VT Pressure |  |  |  |  | Energy sensor | S27 |  |  |  | MC043 | Bowland North |  |  | 0 | 0
MC043-B01 | MC043-B01/S28 | Cal Fow meter MTHW Ltrs Min |  |  |  |  | Energy sensor | S28 |  |  |  | MC043 | Bowland North |  |  | 0 | 0
MC043-B01 | MC043-B01/S29 | Building kwh |  |  |  |  | Energy sensor | S29 |  |  |  | MC043 | Bowland North |  |  | 0 | 0
MC043-B01 | MC043-B01/S3 | Primary Return Temp |  |  | Degrees Celsius |  | Energy sensor | S3 |  |  |  | MC043 | Bowland North |  |  | 0 | 0
MC043-B01 | MC043-B01/S30 | Temperature difference |  |  | Degrees Celsius |  | Energy sensor | S30 |  |  |  | MC043 | Bowland North |  |  | 0 | 0
MC043-B01 | MC043-B01/S33 | Hourly Water Consump |  |  |  |  | Energy sensor | S33 |  |  |  | MC043 | Bowland North |  |  | 0 | 0
MC043-B01 | MC043-B01/S34 | Daily Water Usage |  |  |  |  | Energy sensor | S34 |  |  |  | MC043 | Bowland North |  |  | 0 | 0
MC043-B01 | MC043-B01/S37 | Calculated variable temperature circuit flow temperature |  |  | Degrees Celsius |  | Energy sensor | S37 |  |  |  | MC043 | Bowland North |  |  | 0 | 0
MC043-B01 | MC043-B01/S38 | Weekly Water Usage |  |  |  |  | Energy sensor | S38 |  |  |  | MC043 | Bowland North |  |  | 0 | 0
MC043-B01 | MC043-B01/S39 | Monthly Water Usage |  |  |  |  | Energy sensor | S39 |  |  |  | MC043 | Bowland North |  |  | 0 | 0
MC043-B01 | MC043-B01/S4 | Heat Ex 1 Flow Temp |  |  | Degrees Celsius |  | Energy sensor | S4 |  |  |  | MC043 | Bowland North |  |  | 0 | 0
MC043-B01 | MC043-B01/S40 | Anual Water Usage |  |  |  |  | Energy sensor | S40 |  |  |  | MC043 | Bowland North |  |  | 0 | 0
MC043-B01 | MC043-B01/S5 | Heat EX 2 Flow Temp |  |  | Degrees Celsius |  | Energy sensor | S5 |  |  |  | MC043 | Bowland North |  |  | 0 | 0
MC043-B01 | MC043-B01/S50 | Raw 4-20ma MTHW flow |  |  |  |  | Energy sensor | S50 |  |  |  | MC043 | Bowland North |  |  | 0 | 0
MC043-B01 | MC043-B01/S51 | Sensor 51 |  |  |  |  | Energy sensor | S51 |  |  |  | MC043 | Bowland North |  |  | 0 | 0
MC043-B01 | MC043-B01/S6 | CW Flow Temp No 1 |  |  | Degrees Celsius |  | Energy sensor | S6 |  |  |  | MC043 | Bowland North |  |  | 0 | 0
MC043-B01 | MC043-B01/S7 | CW Flow Temp No 2 |  |  | Degrees Celsius |  | Energy sensor | S7 |  |  |  | MC043 | Bowland North |  |  | 0 | 0
MC043-B01 | MC043-B01/S8 | CW Flow Temp No 3 |  |  | Degrees Celsius |  | Energy sensor | S8 |  |  |  | MC043 | Bowland North |  |  | 0 | 0
MC043-B01 | MC043-B01/S9 | CW Flow 4 SW |  |  |  |  | Energy sensor | S9 |  |  |  | MC043 | Bowland North |  |  | 0 | 0
MC043-B01 | MC043-B01/U1 | [5 empty] | Energy sensor | U1 |  |  |  | MC043 | Bowland North |  |  | 0 | 0
MC043-B01 | MC043-B01/U2 | [5 empty] | Energy sensor | U2 |  |  |  | MC043 | Bowland North |  |  | 0 | 0
MC043-B01 | MC043-B01/V1 | [5 empty] | Energy sensor | V1 |  |  |  | MC043 | Bowland North |  |  | 0 | 0
MC043-B01 | MC043-B01/V2 | [5 empty] | Energy sensor | V2 |  |  |  | MC043 | Bowland North |  |  | 0 | 0
MC043-B01 | MC043-B01/W1 | 24Hr Fault Reset |  |  |  |  | Energy sensor | W1 |  |  |  | MC043 | Bowland North |  |  | 0 | 0
MC043-B01 | MC043-B01/W10 | Fault reset |  |  |  |  | Energy sensor | W10 |  |  |  | MC043 | Bowland North |  |  | 0 | 0
MC043-B01 | MC043-B01/W11 | Fault reset |  |  |  |  | Energy sensor | W11 |  |  |  | MC043 | Bowland North |  |  | 0 | 0
MC043-B01 | MC043-B01/W12 | Fault reset |  |  |  |  | Energy sensor | W12 |  |  |  | MC043 | Bowland North |  |  | 0 | 0
MC043-B01 | MC043-B01/W13 | Fault reset |  |  |  |  | Energy sensor | W13 |  |  |  | MC043 | Bowland North |  |  | 0 | 0
MC043-B01 | MC043-B01/W14 | Fault reset |  |  |  |  | Energy sensor | W14 |  |  |  | MC043 | Bowland North |  |  | 0 | 0
MC043-B01 | MC043-B01/W15 | Fault reset |  |  |  |  | Energy sensor | W15 |  |  |  | MC043 | Bowland North |  |  | 0 | 0
MC043-B01 | MC043-B01/W2 | CT Htg Pumps Duty |  |  |  |  | Energy sensor | W2 |  |  |  | MC043 | Bowland North |  |  | 0 | 0
MC043-B01 | MC043-B01/W3 | VT Htg Pumps Duty |  |  |  |  | Energy sensor | W3 |  |  |  | MC043 | Bowland North |  |  | 0 | 0
MC043-B01 | MC043-B01/W4 | VT Maint Off |  |  |  |  | Energy sensor | W4 |  |  |  | MC043 | Bowland North |  |  | 0 | 0
MC043-B01 | MC043-B01/W5 | Summer Winter SW |  |  |  |  | Energy sensor | W5 |  |  |  | MC043 | Bowland North |  |  | 0 | 0
MC043-B01 | MC043-B01/W6 | Fault reset |  |  |  |  | Energy sensor | W6 |  |  |  | MC043 | Bowland North |  |  | 0 | 0
MC043-B01 | MC043-B01/W7 | Fault reset |  |  |  |  | Energy sensor | W7 |  |  |  | MC043 | Bowland North |  |  | 0 | 0
MC043-B01 | MC043-B01/W8 | Fault reset |  |  |  |  | Energy sensor | W8 |  |  |  | MC043 | Bowland North |  |  | 0 | 0
MC043-B01 | MC043-B01/W9 | Fault reset |  |  |  |  | Energy sensor | W9 |  |  |  | MC043 | Bowland North |  |  | 0 | 0
MC043-B01 | MC043-B01/Y1 | Trend T -20+50 |  |  |  |  | Energy sensor | Y1 |  |  |  | MC043 | Bowland North |  |  | 0 | 0
MC043-B01 | MC043-B01/Y2 | Trend Thermistor |  |  |  |  | Energy sensor | Y2 |  |  |  | MC043 | Bowland North |  |  | 0 | 0
MC043-B01 | MC043-B01/Y3 | Thermistor HMDT |  |  |  |  | Energy sensor | Y3 |  |  |  | MC043 | Bowland North |  |  | 0 | 0
MC043-B01 | MC043-B01/Y4 | Current 4-20ma |  |  |  |  | Energy sensor | Y4 |  |  |  | MC043 | Bowland North |  |  | 0 | 0
MC043-B01 | MC043-B01/Y5 | Pressure I 4bar |  |  |  |  | Energy sensor | Y5 |  |  |  | MC043 | Bowland North |  |  | 0 | 0
MC043-B01 | MC043-B01/Y6 | Current 4-20ma |  |  |  |  | Energy sensor | Y6 |  |  |  | MC043 | Bowland North |  |  | 0 | 0
MC043-B01 | MC043-B01/Z1 | Heating |  |  |  |  | Energy sensor | Z1 |  |  |  | MC043 | Bowland North |  |  | 0 | 0
MC043-B01 | MC043-B01/Z10 | Plant Room Extract |  |  |  |  | Energy sensor | Z10 |  |  |  | MC043 | Bowland North |  |  | 0 | 0
MC043-B01 | MC043-B01/Z2 | AHU No 1 Times |  |  |  |  | Energy sensor | Z2 |  |  |  | MC043 | Bowland North |  |  | 0 | 0
MC043-B01 | MC043-B01/Z3 | AHU No 2 Times |  |  |  |  | Energy sensor | Z3 |  |  |  | MC043 | Bowland North |  |  | 0 | 0
MC043-B01 | MC043-B01/Z4 | AHU No 3 Times |  |  |  |  | Energy sensor | Z4 |  |  |  | MC043 | Bowland North |  |  | 0 | 0
MC043-B01 | MC043-B01/Z5 | AHU No 4 Times |  |  |  |  | Energy sensor | Z5 |  |  |  | MC043 | Bowland North |  |  | 0 | 0
MC043-B01 | MC043-B01/Z6 | AHU No 5 Times |  |  |  |  | Energy sensor | Z6 |  |  |  | MC043 | Bowland North |  |  | 0 | 0
MC043-B01 | MC043-B01/Z7 | AHU No 6 Times |  |  |  |  | Energy sensor | Z7 |  |  |  | MC043 | Bowland North |  |  | 0 | 0
MC043-B01 | MC043-B01/Z8 | AHU No 7 Times |  |  |  |  | Energy sensor | Z8 |  |  |  | MC043 | Bowland North |  |  | 0 | 0
MC043-B01 | MC043-B01/Z9 | AHU No 8 Times |  |  |  |  | Energy sensor | Z9 |  |  |  | MC043 | Bowland North |  |  | 0 | 0
MC014-B07 | MC014-B07/C1 | Virtual CNC 1 |  |  |  |  | Energy sensor | C1 |  |  |  | MC014 | Bowland Hall |  |  | 0 | 0
MC014-B07 | MC014-B07/D1 | Hot water service valve |  |  |  |  | Energy sensor | D1 |  |  |  | MC014 | Bowland Hall |  |  | 0 | 0
MC014-B07 | MC014-B07/D2 | Boiler No2 |  |  |  |  | Energy sensor | D2 |  |  |  | MC014 | Bowland Hall |  |  | 0 | 0
MC014-B07 | MC014-B07/D3 | Variable temperature circuit valve |  |  | 0 = Closed , 1 = Open |  | Energy sensor | D3 |  |  |  | MC014 | Bowland Hall |  |  | 0 | 0
MC014-B07 | MC014-B07/D4 | Variable temperature pump |  |  |  |  | Energy sensor | D4 |  |  |  | MC014 | Bowland Hall |  |  | 0 | 0
MC014-B07 | MC014-B07/D5 | Domestic hot water primary pump |  |  |  |  | Energy sensor | D5 |  |  |  | MC014 | Bowland Hall |  |  | 0 | 0
MC014-B07 | MC014-B07/D6 | Domestic hot water secondary pump |  |  |  |  | Energy sensor | D6 |  |  |  | MC014 | Bowland Hall |  |  | 0 | 0
MC014-B07 | MC014-B07/e1 | Supervisor |  |  |  |  | Energy sensor | e1 |  |  |  | MC014 | Bowland Hall |  |  | 0 | 0
MC014-B07 | MC014-B07/F1 | 1st stage frost enabled |  |  | 0 = Off, 1 = On |  | Energy sensor | F1 |  |  |  | MC014 | Bowland Hall |  |  | 0 | 0
MC014-B07 | MC014-B07/F10 | Function 10 |  |  |  |  | Energy sensor | F10 |  |  |  | MC014 | Bowland Hall |  |  | 0 | 0
MC014-B07 | MC014-B07/F11 | Function 11 |  |  |  |  | Energy sensor | F11 |  |  |  | MC014 | Bowland Hall |  |  | 0 | 0
MC014-B07 | MC014-B07/F12 | Function 12 |  |  |  |  | Energy sensor | F12 |  |  |  | MC014 | Bowland Hall |  |  | 0 | 0
MC014-B07 | MC014-B07/F13 | limit at |  |  |  |  | Energy sensor | F13 |  |  |  | MC014 | Bowland Hall |  |  | 0 | 0
MC014-B07 | MC014-B07/F14 | Function 14 |  |  |  |  | Energy sensor | F14 |  |  |  | MC014 | Bowland Hall |  |  | 0 | 0
MC014-B07 | MC014-B07/F15 | Function 15 |  |  |  |  | Energy sensor | F15 |  |  |  | MC014 | Bowland Hall |  |  | 0 | 0
MC014-B07 | MC014-B07/F16 | Function 16 |  |  |  |  | Energy sensor | F16 |  |  |  | MC014 | Bowland Hall |  |  | 0 | 0
MC014-B07 | MC014-B07/F17 | Function 17 |  |  |  |  | Energy sensor | F17 |  |  |  | MC014 | Bowland Hall |  |  | 0 | 0
MC014-B07 | MC014-B07/F18 | Function 18 |  |  |  |  | Energy sensor | F18 |  |  |  | MC014 | Bowland Hall |  |  | 0 | 0
MC014-B07 | MC014-B07/F19 | Room high limit |  |  |  |  | Energy sensor | F19 |  |  |  | MC014 | Bowland Hall |  |  | 0 | 0
MC014-B07 | MC014-B07/F2 | 2nd stage frost protection enabled |  |  |  |  | Energy sensor | F2 |  |  |  | MC014 | Bowland Hall |  |  | 0 | 0
MC014-B07 | MC014-B07/F20 | Function 20 |  |  |  |  | Energy sensor | F20 |  |  |  | MC014 | Bowland Hall |  |  | 0 | 0
MC014-B07 | MC014-B07/F21 | Function 21 |  |  |  |  | Energy sensor | F21 |  |  |  | MC014 | Bowland Hall |  |  | 0 | 0
MC014-B07 | MC014-B07/F22 | Calculated variable temperature circuit setpoint |  |  | Degrees Celsius |  | Energy sensor | F22 |  |  |  | MC014 | Bowland Hall |  |  | 0 | 0
MC014-B07 | MC014-B07/F23 | Function 23 |  |  |  |  | Energy sensor | F23 |  |  |  | MC014 | Bowland Hall |  |  | 0 | 0
MC014-B07 | MC014-B07/F24 | Function 24 |  |  |  |  | Energy sensor | F24 |  |  |  | MC014 | Bowland Hall |  |  | 0 | 0
MC014-B07 | MC014-B07/F25 | Function 25 |  |  |  |  | Energy sensor | F25 |  |  |  | MC014 | Bowland Hall |  |  | 0 | 0
MC014-B07 | MC014-B07/F26 | Function 26 |  |  |  |  | Energy sensor | F26 |  |  |  | MC014 | Bowland Hall |  |  | 0 | 0
MC014-B07 | MC014-B07/F27 | Function 27 |  |  |  |  | Energy sensor | F27 |  |  |  | MC014 | Bowland Hall |  |  | 0 | 0
MC014-B07 | MC014-B07/F28 | Lead boiler enable |  |  | 0 = Off, 1 = On |  | Energy sensor | F28 |  |  |  | MC014 | Bowland Hall |  |  | 0 | 0
MC014-B07 | MC014-B07/F3 | 3rd stage frost enabled |  |  |  |  | Energy sensor | F3 |  |  |  | MC014 | Bowland Hall |  |  | 0 | 0
MC014-B07 | MC014-B07/F30 | Function 30 |  |  |  |  | Energy sensor | F30 |  |  |  | MC014 | Bowland Hall |  |  | 0 | 0
MC014-B07 | MC014-B07/F4 | Economy off enabled |  |  | 0 = Off, 1 = On |  | Energy sensor | F4 |  |  |  | MC014 | Bowland Hall |  |  | 0 | 0
MC014-B07 | MC014-B07/F5 | Function 5 |  |  |  |  | Energy sensor | F5 |  |  |  | MC014 | Bowland Hall |  |  | 0 | 0
MC014-B07 | MC014-B07/F6 | 1 hour |  |  |  |  | Energy sensor | F6 |  |  |  | MC014 | Bowland Hall |  |  | 0 | 0
MC014-B07 | MC014-B07/F7 | Function 7 |  |  |  |  | Energy sensor | F7 |  |  |  | MC014 | Bowland Hall |  |  | 0 | 0
MC014-B07 | MC014-B07/F8 | Function 8 |  |  |  |  | Energy sensor | F8 |  |  |  | MC014 | Bowland Hall |  |  | 0 | 0
MC014-B07 | MC014-B07/F9 | Function 9 |  |  |  |  | Energy sensor | F9 |  |  |  | MC014 | Bowland Hall |  |  | 0 | 0
MC014-B07 | MC014-B07/G1 | Logic 1 |  |  |  |  | Energy sensor | G1 |  |  |  | MC014 | Bowland Hall |  |  | 0 | 0
MC014-B07 | MC014-B07/G10 | Boiler heating hot water service enable |  |  | 0 = Off, 1 = On |  | Energy sensor | G10 |  |  |  | MC014 | Bowland Hall |  |  | 0 | 0
MC014-B07 | MC014-B07/G12 | Logic 12 |  |  |  |  | Energy sensor | G12 |  |  |  | MC014 | Bowland Hall |  |  | 0 | 0
MC014-B07 | MC014-B07/G14 | Logic 14 |  |  |  |  | Energy sensor | G14 |  |  |  | MC014 | Bowland Hall |  |  | 0 | 0
MC014-B07 | MC014-B07/G15 | Logic 15 |  |  |  |  | Energy sensor | G15 |  |  |  | MC014 | Bowland Hall |  |  | 0 | 0
MC014-B07 | MC014-B07/G16 | Domestic hot water demand |  |  |  |  | Energy sensor | G16 |  |  |  | MC014 | Bowland Hall |  |  | 0 | 0
MC014-B07 | MC014-B07/G17 | Logic 17 |  |  |  |  | Energy sensor | G17 |  |  |  | MC014 | Bowland Hall |  |  | 0 | 0
MC014-B07 | MC014-B07/G18 | Heat dissipation |  |  |  |  | Energy sensor | G18 |  |  |  | MC014 | Bowland Hall |  |  | 0 | 0
MC014-B07 | MC014-B07/G19 | Logic 19 |  |  |  |  | Energy sensor | G19 |  |  |  | MC014 | Bowland Hall |  |  | 0 | 0
MC014-B07 | MC014-B07/G2 | Logic 2 |  |  |  |  | Energy sensor | G2 |  |  |  | MC014 | Bowland Hall |  |  | 0 | 0
MC014-B07 | MC014-B07/G20 | 2nd stage frost protection enabled |  |  |  |  | Energy sensor | G20 |  |  |  | MC014 | Bowland Hall |  |  | 0 | 0
MC014-B07 | MC014-B07/G21 | Logic 21 |  |  |  |  | Energy sensor | G21 |  |  |  | MC014 | Bowland Hall |  |  | 0 | 0
MC014-B07 | MC014-B07/G22 | Hot water service enable |  |  | 0 = Off, 1 = On |  | Energy sensor | G22 |  |  |  | MC014 | Bowland Hall |  |  | 0 | 0
MC014-B07 | MC014-B07/G23 | Heating enable |  |  | 0 = Off, 1 = On |  | Energy sensor | G23 |  |  |  | MC014 | Bowland Hall |  |  | 0 | 0
MC014-B07 | MC014-B07/G24 | Logic 24 |  |  |  |  | Energy sensor | G24 |  |  |  | MC014 | Bowland Hall |  |  | 0 | 0
MC014-B07 | MC014-B07/G26 | Logic 26 |  |  |  |  | Energy sensor | G26 |  |  |  | MC014 | Bowland Hall |  |  | 0 | 0
MC014-B07 | MC014-B07/G27 | Logic 27 |  |  |  |  | Energy sensor | G27 |  |  |  | MC014 | Bowland Hall |  |  | 0 | 0
MC014-B07 | MC014-B07/G28 | Logic 28 |  |  |  |  | Energy sensor | G28 |  |  |  | MC014 | Bowland Hall |  |  | 0 | 0
MC014-B07 | MC014-B07/G3 | Logic 3 |  |  |  |  | Energy sensor | G3 |  |  |  | MC014 | Bowland Hall |  |  | 0 | 0
MC014-B07 | MC014-B07/G5 | Logic 5 |  |  |  |  | Energy sensor | G5 |  |  |  | MC014 | Bowland Hall |  |  | 0 | 0
MC014-B07 | MC014-B07/G6 | Logic 6 |  |  |  |  | Energy sensor | G6 |  |  |  | MC014 | Bowland Hall |  |  | 0 | 0
MC014-B07 | MC014-B07/G7 | boiler start delay for HWS val |  |  |  |  | Energy sensor | G7 |  |  |  | MC014 | Bowland Hall |  |  | 0 | 0
MC014-B07 | MC014-B07/G8 | Logic 8 |  |  |  |  | Energy sensor | G8 |  |  |  | MC014 | Bowland Hall |  |  | 0 | 0
MC014-B07 | MC014-B07/G9 | Boost |  |  | 0 = Off, 1 = On |  | Energy sensor | G9 |  |  |  | MC014 | Bowland Hall |  |  | 0 | 0
MC014-B07 | MC014-B07/I1 | Bowland Hall 7 Boiler Failed |  |  |  |  | Energy sensor | I1 |  |  |  | MC014 | Bowland Hall |  |  | 0 | 0
MC014-B07 | MC014-B07/I2 | Digital Input 4 |  |  |  |  | Energy sensor | I2 |  |  |  | MC014 | Bowland Hall |  |  | 0 | 0
MC014-B07 | MC014-B07/I3 | Hand or automatic |  |  |  |  | Energy sensor | I3 |  |  |  | MC014 | Bowland Hall |  |  | 0 | 0
MC014-B07 | MC014-B07/K1 | 1st stage frost setpoint |  |  |  |  | Energy sensor | K1 |  |  |  | MC014 | Bowland Hall |  |  | 0 | 0
MC014-B07 | MC014-B07/K10 | Boiler Valve Diff |  |  |  |  | Energy sensor | K10 |  |  |  | MC014 | Bowland Hall |  |  | 0 | 0
MC014-B07 | MC014-B07/K11 | Boiler fail alarm limit |  |  |  |  | Energy sensor | K11 |  |  |  | MC014 | Bowland Hall |  |  | 0 | 0
MC014-B07 | MC014-B07/K12 | Boiler fail alarm timer |  |  |  |  | Energy sensor | K12 |  |  |  | MC014 | Bowland Hall |  |  | 0 | 0
MC014-B07 | MC014-B07/K13 | Domestic hot water servvice setpoint |  |  |  |  | Energy sensor | K13 |  |  |  | MC014 | Bowland Hall |  |  | 0 | 0
MC014-B07 | MC014-B07/K14 | Space Hil Limit Diff |  |  |  |  | Energy sensor | K14 |  |  |  | MC014 | Bowland Hall |  |  | 0 | 0
MC014-B07 | MC014-B07/K16 | Hot water service dead band |  |  |  |  | Energy sensor | K16 |  |  |  | MC014 | Bowland Hall |  |  | 0 | 0
MC014-B07 | MC014-B07/K17 | Boiler temperature setpoint |  |  | Degrees Celsius |  | Energy sensor | K17 |  |  |  | MC014 | Bowland Hall |  |  | 0 | 0
MC014-B07 | MC014-B07/K2 | 2nd stage frost setpoint |  |  | Degrees Celsius |  | Energy sensor | K2 |  |  |  | MC014 | Bowland Hall |  |  | 0 | 0
MC014-B07 | MC014-B07/K3 | 3rd stage frost setpoint |  |  | 0 = Off, 1 = On |  | Energy sensor | K3 |  |  |  | MC014 | Bowland Hall |  |  | 0 | 0
MC014-B07 | MC014-B07/K4 | Outside air temperature economy off setpoint |  |  |  |  | Energy sensor | K4 |  |  |  | MC014 | Bowland Hall |  |  | 0 | 0
MC014-B07 | MC014-B07/K5 | Occupied setpoint |  |  |  |  | Energy sensor | K5 |  |  |  | MC014 | Bowland Hall |  |  | 0 | 0
MC014-B07 | MC014-B07/K6 | VT Flow@0 degC |  |  |  |  | Energy sensor | K6 |  |  |  | MC014 | Bowland Hall |  |  | 0 | 0
MC014-B07 | MC014-B07/K7 | VT Flow@ 20oC OAT |  |  |  |  | Energy sensor | K7 |  |  |  | MC014 | Bowland Hall |  |  | 0 | 0
MC014-B07 | MC014-B07/K8 | Room influence |  |  |  |  | Energy sensor | K8 |  |  |  | MC014 | Bowland Hall |  |  | 0 | 0
MC014-B07 | MC014-B07/K9 | Boiler hot water service diff |  |  |  |  | Energy sensor | K9 |  |  |  | MC014 | Bowland Hall |  |  | 0 | 0
MC014-B07 | MC014-B07/L1 | Loop 1 |  |  |  |  | Energy sensor | L1 |  |  |  | MC014 | Bowland Hall |  |  | 0 | 0
MC014-B07 | MC014-B07/L3 | compensator |  |  |  |  | Energy sensor | L3 |  |  |  | MC014 | Bowland Hall |  |  | 0 | 0
MC014-B07 | MC014-B07/L4 | [5 empty] | Energy sensor | L4 |  |  |  | MC014 | Bowland Hall |  |  | 0 | 0
MC014-B07 | MC014-B07/n1 | TREND_0E_1E_96 |  |  |  |  | Energy sensor | n1 |  |  |  | MC014 | Bowland Hall |  |  | 0 | 0
MC014-B07 | MC014-B07/o1 | Alarm Route 1 |  |  |  |  | Energy sensor | o1 |  |  |  | MC014 | Bowland Hall |  |  | 0 | 0
MC014-B07 | MC014-B07/O1 | Heating times |  |  |  |  | Energy sensor | O1 |  |  |  | MC014 | Bowland Hall |  |  | 0 | 0
MC014-B07 | MC014-B07/o2 | Alarm Route 2 |  |  |  |  | Energy sensor | o2 |  |  |  | MC014 | Bowland Hall |  |  | 0 | 0
MC014-B07 | MC014-B07/o3 | Alarm Route 3 |  |  |  |  | Energy sensor | o3 |  |  |  | MC014 | Bowland Hall |  |  | 0 | 0
MC014-B07 | MC014-B07/P1 | Outside air temperature |  |  | Degrees Celsius |  | Energy sensor | P1 |  |  |  | MC014 | Bowland Hall |  |  | 0 | 0
MC014-B07 | MC014-B07/P2 | Room temperature |  |  | Degrees Celsius |  | Energy sensor | P2 |  |  |  | MC014 | Bowland Hall |  |  | 0 | 0
MC014-B07 | MC014-B07/P3 | Variable temperature circuit flow temperature |  |  | Degrees Celsius |  | Energy sensor | P3 |  |  |  | MC014 | Bowland Hall |  |  | 0 | 0
MC014-B07 | MC014-B07/P4 | Domestic hot water service temperature |  |  | Degrees Celsius |  | Energy sensor | P4 |  |  |  | MC014 | Bowland Hall |  |  | 0 | 0
MC014-B07 | MC014-B07/P5 | Boiler on |  |  | 0 = Off, 1 = On |  | Energy sensor | P5 |  |  |  | MC014 | Bowland Hall |  |  | 0 | 0
MC014-B07 | MC014-B07/P6 | Boiler temperature |  |  | Degrees Celsius |  | Energy sensor | P6 |  |  |  | MC014 | Bowland Hall |  |  | 0 | 0
MC014-B07 | MC014-B07/Q1 | Sequence Table 1 |  |  |  |  | Energy sensor | Q1 |  |  |  | MC014 | Bowland Hall |  |  | 0 | 0
MC014-B07 | MC014-B07/S1 | Outside air temperature |  |  | Degrees Celsius |  | Energy sensor | S1 |  |  |  | MC014 | Bowland Hall |  |  | 0 | 0
MC014-B07 | MC014-B07/S10 | Calculated temperature variable temperature circuit flow |  |  |  |  | Energy sensor | S10 |  |  |  | MC014 | Bowland Hall |  |  | 0 | 0
MC014-B07 | MC014-B07/S2 | Room temperature |  |  | Degrees Celsius |  | Energy sensor | S2 |  |  |  | MC014 | Bowland Hall |  |  | 0 | 0
MC014-B07 | MC014-B07/S3 | Variable temperature circuit flow temperature |  |  | Degrees Celsius |  | Energy sensor | S3 |  |  |  | MC014 | Bowland Hall |  |  | 0 | 0
MC014-B07 | MC014-B07/S4 | Domestic hot water service temperature |  |  | Degrees Celsius |  | Energy sensor | S4 |  |  |  | MC014 | Bowland Hall |  |  | 0 | 0
MC014-B07 | MC014-B07/S5 | Boiler temperature |  |  | Degrees Celsius |  | Energy sensor | S5 |  |  |  | MC014 | Bowland Hall |  |  | 0 | 0
MC014-B07 | MC014-B07/S6 | Boiler on |  |  | 0 = Off, 1 = On |  | Energy sensor | S6 |  |  |  | MC014 | Bowland Hall |  |  | 0 | 0
MC014-B07 | MC014-B07/V1 | [5 empty] | Energy sensor | V1 |  |  |  | MC014 | Bowland Hall |  |  | 0 | 0
MC014-B07 | MC014-B07/W2 | Summer winter switch |  |  | S = Summer, W = Winter |  | Energy sensor | W2 |  |  |  | MC014 | Bowland Hall |  |  | 0 | 0
MC014-B07 | MC014-B07/W3 | Hol Auto A=On |  |  |  |  | Energy sensor | W3 |  |  |  | MC014 | Bowland Hall |  |  | 0 | 0
MC014-B07 | MC014-B07/Y1 | Satchwell T Range |  |  |  |  | Energy sensor | Y1 |  |  |  | MC014 | Bowland Hall |  |  | 0 | 0
MC014-B07 | MC014-B07/Y2 | Thermistor TBTC |  |  |  |  | Energy sensor | Y2 |  |  |  | MC014 | Bowland Hall |  |  | 0 | 0
MC014-B07 | MC014-B07/Z1 | Heating times |  |  |  |  | Energy sensor | Z1 |  |  |  | MC014 | Bowland Hall |  |  | 0 | 0
MC014-B07 | MC014-B07/Z2 | Domestic hot water service times |  |  |  |  | Energy sensor | Z2 |  |  |  | MC014 | Bowland Hall |  |  | 0 | 0
MC032-B04 | MC032-B04/C1 | Virtual CNC 1 |  |  |  |  | Energy sensor | C1 |  |  |  | MC032 | County South |  |  | 0 | 0
MC032-B04 | MC032-B04/D1 | AHU1 Supply Dmpr &amp; Fan |  |  |  |  | Energy sensor | D1 |  |  |  | MC032 | County South |  |  | 0 | 0
MC032-B04 | MC032-B04/D10 | AHU1 DX Enable |  |  |  |  | Energy sensor | D10 |  |  |  | MC032 | County South |  |  | 0 | 0
MC032-B04 | MC032-B04/D2 | AHU1 Extract Dmpr &amp; Fan |  |  |  |  | Energy sensor | D2 |  |  |  | MC032 | County South |  |  | 0 | 0
MC032-B04 | MC032-B04/D3 | AHU1SupplyInverterDemand |  |  |  |  | Energy sensor | D3 |  |  |  | MC032 | County South |  |  | 0 | 0
MC032-B04 | MC032-B04/D4 | AHU1ExtInverterDemand |  |  |  |  | Energy sensor | D4 |  |  |  | MC032 | County South |  |  | 0 | 0
MC032-B04 | MC032-B04/D5 | AHU1 Frost Coil Valve |  |  |  |  | Energy sensor | D5 |  |  |  | MC032 | County South |  |  | 0 | 0
MC032-B04 | MC032-B04/D6 | AHU1 Heating Valve |  |  |  |  | Energy sensor | D6 |  |  |  | MC032 | County South |  |  | 0 | 0
MC032-B04 | MC032-B04/D7 | AHU1 DX Clg Demand |  |  |  |  | Energy sensor | D7 |  |  |  | MC032 | County South |  |  | 0 | 0
MC032-B04 | MC032-B04/D8 | AHU1 Thermal Wheel Demand |  |  |  |  | Energy sensor | D8 |  |  |  | MC032 | County South |  |  | 0 | 0
MC032-B04 | MC032-B04/D9 | AHU1 Thermal Wheel |  |  |  |  | Energy sensor | D9 |  |  |  | MC032 | County South |  |  | 0 | 0
MC032-B04 | MC032-B04/e1 | Alarms 963 |  |  |  |  | Energy sensor | e1 |  |  |  | MC032 | County South |  |  | 0 | 0
MC032-B04 | MC032-B04/F1 | Function 1 |  |  |  |  | Energy sensor | F1 |  |  |  | MC032 | County South |  |  | 0 | 0
MC032-B04 | MC032-B04/F10 | Function 10 |  |  |  |  | Energy sensor | F10 |  |  |  | MC032 | County South |  |  | 0 | 0
MC032-B04 | MC032-B04/F11 | Function 11 |  |  |  |  | Energy sensor | F11 |  |  |  | MC032 | County South |  |  | 0 | 0
MC032-B04 | MC032-B04/F12 | AHU HtgClg Dmprs |  |  |  |  | Energy sensor | F12 |  |  |  | MC032 | County South |  |  | 0 | 0
MC032-B04 | MC032-B04/F13 | Htg Valve |  |  |  |  | Energy sensor | F13 |  |  |  | MC032 | County South |  |  | 0 | 0
MC032-B04 | MC032-B04/F14 | Function 14 |  |  |  |  | Energy sensor | F14 |  |  |  | MC032 | County South |  |  | 0 | 0
MC032-B04 | MC032-B04/F15 | Function 15 |  |  |  |  | Energy sensor | F15 |  |  |  | MC032 | County South |  |  | 0 | 0
MC032-B04 | MC032-B04/F16 | Function 16 |  |  |  |  | Energy sensor | F16 |  |  |  | MC032 | County South |  |  | 0 | 0
MC032-B04 | MC032-B04/F17 | Function 17 |  |  |  |  | Energy sensor | F17 |  |  |  | MC032 | County South |  |  | 0 | 0
MC032-B04 | MC032-B04/F18 | Function 18 |  |  |  |  | Energy sensor | F18 |  |  |  | MC032 | County South |  |  | 0 | 0
MC032-B04 | MC032-B04/F19 | Function 19 |  |  |  |  | Energy sensor | F19 |  |  |  | MC032 | County South |  |  | 0 | 0
MC032-B04 | MC032-B04/F2 | Function 2 |  |  |  |  | Energy sensor | F2 |  |  |  | MC032 | County South |  |  | 0 | 0
MC032-B04 | MC032-B04/F20 | Function 20 |  |  |  |  | Energy sensor | F20 |  |  |  | MC032 | County South |  |  | 0 | 0
MC032-B04 | MC032-B04/F21 | Function 21 |  |  |  |  | Energy sensor | F21 |  |  |  | MC032 | County South |  |  | 0 | 0
MC032-B04 | MC032-B04/F22 | Function 22 |  |  |  |  | Energy sensor | F22 |  |  |  | MC032 | County South |  |  | 0 | 0
MC032-B04 | MC032-B04/F23 | 3rd stage frost protection |  |  |  |  | Energy sensor | F23 |  |  |  | MC032 | County South |  |  | 0 | 0
MC032-B04 | MC032-B04/F24 | Function 24 |  |  |  |  | Energy sensor | F24 |  |  |  | MC032 | County South |  |  | 0 | 0
MC032-B04 | MC032-B04/F25 | Function 25 |  |  |  |  | Energy sensor | F25 |  |  |  | MC032 | County South |  |  | 0 | 0
MC032-B04 | MC032-B04/F3 | Function 3 |  |  |  |  | Energy sensor | F3 |  |  |  | MC032 | County South |  |  | 0 | 0
MC032-B04 | MC032-B04/F4 | Function 4 |  |  |  |  | Energy sensor | F4 |  |  |  | MC032 | County South |  |  | 0 | 0
MC032-B04 | MC032-B04/F5 | CT Dmd AHU Frost |  |  |  |  | Energy sensor | F5 |  |  |  | MC032 | County South |  |  | 0 | 0
MC032-B04 | MC032-B04/F6 | Function 6 |  |  |  |  | Energy sensor | F6 |  |  |  | MC032 | County South |  |  | 0 | 0
MC032-B04 | MC032-B04/F7 | Function 7 |  |  |  |  | Energy sensor | F7 |  |  |  | MC032 | County South |  |  | 0 | 0
MC032-B04 | MC032-B04/F8 | Htg Clg Dmd |  |  |  |  | Energy sensor | F8 |  |  |  | MC032 | County South |  |  | 0 | 0
MC032-B04 | MC032-B04/F9 | Clg Recoup Available |  |  |  |  | Energy sensor | F9 |  |  |  | MC032 | County South |  |  | 0 | 0
MC032-B04 | MC032-B04/G1 | Logic 1 |  |  |  |  | Energy sensor | G1 |  |  |  | MC032 | County South |  |  | 0 | 0
MC032-B04 | MC032-B04/G10 | Logic 10 |  |  |  |  | Energy sensor | G10 |  |  |  | MC032 | County South |  |  | 0 | 0
MC032-B04 | MC032-B04/G11 | Logic 11 |  |  |  |  | Energy sensor | G11 |  |  |  | MC032 | County South |  |  | 0 | 0
MC032-B04 | MC032-B04/G12 | Logic 12 |  |  |  |  | Energy sensor | G12 |  |  |  | MC032 | County South |  |  | 0 | 0
MC032-B04 | MC032-B04/G13 | Logic 13 |  |  |  |  | Energy sensor | G13 |  |  |  | MC032 | County South |  |  | 0 | 0
MC032-B04 | MC032-B04/G14 | Logic 14 |  |  |  |  | Energy sensor | G14 |  |  |  | MC032 | County South |  |  | 0 | 0
MC032-B04 | MC032-B04/G15 | Logic 15 |  |  |  |  | Energy sensor | G15 |  |  |  | MC032 | County South |  |  | 0 | 0
MC032-B04 | MC032-B04/G16 | Logic 16 |  |  |  |  | Energy sensor | G16 |  |  |  | MC032 | County South |  |  | 0 | 0
MC032-B04 | MC032-B04/G17 | CT Reqd AHU |  |  |  |  | Energy sensor | G17 |  |  |  | MC032 | County South |  |  | 0 | 0
MC032-B04 | MC032-B04/G18 | Logic 18 |  |  |  |  | Energy sensor | G18 |  |  |  | MC032 | County South |  |  | 0 | 0
MC032-B04 | MC032-B04/G19 | Logic 19 |  |  |  |  | Energy sensor | G19 |  |  |  | MC032 | County South |  |  | 0 | 0
MC032-B04 | MC032-B04/G2 | Logic 2 |  |  |  |  | Energy sensor | G2 |  |  |  | MC032 | County South |  |  | 0 | 0
MC032-B04 | MC032-B04/G20 | Logic 20 |  |  |  |  | Energy sensor | G20 |  |  |  | MC032 | County South |  |  | 0 | 0
MC032-B04 | MC032-B04/G3 | Logic 3 |  |  |  |  | Energy sensor | G3 |  |  |  | MC032 | County South |  |  | 0 | 0
MC032-B04 | MC032-B04/G4 | Logic 4 |  |  |  |  | Energy sensor | G4 |  |  |  | MC032 | County South |  |  | 0 | 0
MC032-B04 | MC032-B04/G5 | AHU Reqd |  |  |  |  | Energy sensor | G5 |  |  |  | MC032 | County South |  |  | 0 | 0
MC032-B04 | MC032-B04/G6 | Logic 6 |  |  |  |  | Energy sensor | G6 |  |  |  | MC032 | County South |  |  | 0 | 0
MC032-B04 | MC032-B04/G7 | AHU Fans Reqd |  |  |  |  | Energy sensor | G7 |  |  |  | MC032 | County South |  |  | 0 | 0
MC032-B04 | MC032-B04/G8 | Logic 8 |  |  |  |  | Energy sensor | G8 |  |  |  | MC032 | County South |  |  | 0 | 0
MC032-B04 | MC032-B04/G9 | Logic 9 |  |  |  |  | Energy sensor | G9 |  |  |  | MC032 | County South |  |  | 0 | 0
MC032-B04 | MC032-B04/i1 | xcite/IO/8DI |  |  |  |  | Energy sensor | i1 |  |  |  | MC032 | County South |  |  | 0 | 0
MC032-B04 | MC032-B04/I1 | Thermal Wheel Fault |  |  |  |  | Energy sensor | I1 |  |  |  | MC032 | County South |  |  | 0 | 0
MC032-B04 | MC032-B04/I10 | AHU1 Frost Stat |  |  |  |  | Energy sensor | I10 |  |  |  | MC032 | County South |  |  | 0 | 0
MC032-B04 | MC032-B04/I11 | AHU1 Pre Filter Dirty |  |  |  |  | Energy sensor | I11 |  |  |  | MC032 | County South |  |  | 0 | 0
MC032-B04 | MC032-B04/I12 | AHU1 Bag Filter Dirty |  |  |  |  | Energy sensor | I12 |  |  |  | MC032 | County South |  |  | 0 | 0
MC032-B04 | MC032-B04/I13 | AHU1 Extract Filter Dirty |  |  |  |  | Energy sensor | I13 |  |  |  | MC032 | County South |  |  | 0 | 0
MC032-B04 | MC032-B04/I14 | AHU1 Inlet Damper Fail |  |  |  |  | Energy sensor | I14 |  |  |  | MC032 | County South |  |  | 0 | 0
MC032-B04 | MC032-B04/I15 | AHU1 Supply Flow Fail |  |  |  |  | Energy sensor | I15 |  |  |  | MC032 | County South |  |  | 0 | 0
MC032-B04 | MC032-B04/I16 | AHU1 Exhaust Damper Fail |  |  |  |  | Energy sensor | I16 |  |  |  | MC032 | County South |  |  | 0 | 0
MC032-B04 | MC032-B04/I17 | AHU1 Extract Flow Fail |  |  |  |  | Energy sensor | I17 |  |  |  | MC032 | County South |  |  | 0 | 0
MC032-B04 | MC032-B04/I2 | Fire alarm active |  |  | 0 = Off, 1 = On |  | Energy sensor | I2 |  |  |  | MC032 | County South |  |  | 0 | 0
MC032-B04 | MC032-B04/i2 | xcite/IO/8AO |  |  |  |  | Energy sensor | i2 |  |  |  | MC032 | County South |  |  | 0 | 0
MC032-B04 | MC032-B04/I3 | AHU1 Inlet Damper Open |  |  |  |  | Energy sensor | I3 |  |  |  | MC032 | County South |  |  | 0 | 0
MC032-B04 | MC032-B04/I4 | AHU1 Supply Inverter Fault |  |  |  |  | Energy sensor | I4 |  |  |  | MC032 | County South |  |  | 0 | 0
MC032-B04 | MC032-B04/I5 | AHU1 Supply Flow Prove |  |  |  |  | Energy sensor | I5 |  |  |  | MC032 | County South |  |  | 0 | 0
MC032-B04 | MC032-B04/I6 | AHU1 Exhaust Damper Open |  |  |  |  | Energy sensor | I6 |  |  |  | MC032 | County South |  |  | 0 | 0
MC032-B04 | MC032-B04/I7 | AHU1 Extract Inverter Fault |  |  |  |  | Energy sensor | I7 |  |  |  | MC032 | County South |  |  | 0 | 0
MC032-B04 | MC032-B04/I8 | AHU1 Extract Flow Prove |  |  |  |  | Energy sensor | I8 |  |  |  | MC032 | County South |  |  | 0 | 0
MC032-B04 | MC032-B04/I9 | AHU1 DX Clg Fault |  |  |  |  | Energy sensor | I9 |  |  |  | MC032 | County South |  |  | 0 | 0
MC032-B04 | MC032-B04/K1 | Lecture Theatre CO2 Level |  |  |  |  | Energy sensor | K1 |  |  |  | MC032 | County South |  |  | 0 | 0
MC032-B04 | MC032-B04/K2 | AHU1 Normal Speed |  |  |  |  | Energy sensor | K2 |  |  |  | MC032 | County South |  |  | 0 | 0
MC032-B04 | MC032-B04/K3 | AHU1 Frost Coil Setpt |  |  |  |  | Energy sensor | K3 |  |  |  | MC032 | County South |  |  | 0 | 0
MC032-B04 | MC032-B04/K4 | AHU1 Room Setpt |  |  |  |  | Energy sensor | K4 |  |  |  | MC032 | County South |  |  | 0 | 0
MC032-B04 | MC032-B04/K5 | AHU1 Supply Lo Limit |  |  |  |  | Energy sensor | K5 |  |  |  | MC032 | County South |  |  | 0 | 0
MC032-B04 | MC032-B04/K6 | 3rd stage frost protection |  |  |  |  | Energy sensor | K6 |  |  |  | MC032 | County South |  |  | 0 | 0
MC032-B04 | MC032-B04/L1 | Loop 1 |  |  |  |  | Energy sensor | L1 |  |  |  | MC032 | County South |  |  | 0 | 0
MC032-B04 | MC032-B04/L2 | Frost Coil Dmd |  |  |  |  | Energy sensor | L2 |  |  |  | MC032 | County South |  |  | 0 | 0
MC032-B04 | MC032-B04/L3 | Loop 3 |  |  |  |  | Energy sensor | L3 |  |  |  | MC032 | County South |  |  | 0 | 0
MC032-B04 | MC032-B04/L4 | Loop 4 |  |  |  |  | Energy sensor | L4 |  |  |  | MC032 | County South |  |  | 0 | 0
MC032-B04 | MC032-B04/L5 | Loop 5 |  |  |  |  | Energy sensor | L5 |  |  |  | MC032 | County South |  |  | 0 | 0
MC032-B04 | MC032-B04/n1 | TREND_04_44_EE |  |  |  |  | Energy sensor | n1 |  |  |  | MC032 | County South |  |  | 0 | 0
MC032-B04 | MC032-B04/N1 | IC Comms 1 |  |  |  |  | Energy sensor | N1 |  |  |  | MC032 | County South |  |  | 0 | 0
MC032-B04 | MC032-B04/o1 | Alarm Route 1 |  |  |  |  | Energy sensor | o1 |  |  |  | MC032 | County South |  |  | 0 | 0
MC032-B04 | MC032-B04/P1 | AHU1Supply Temp |  |  | Degrees Celsius |  | Energy sensor | P1 |  |  |  | MC032 | County South |  |  | 0 | 0
MC032-B04 | MC032-B04/P2 | AHU2 Extract Air Temp |  |  | Degrees Celsius |  | Energy sensor | P2 |  |  |  | MC032 | County South |  |  | 0 | 0
MC032-B04 | MC032-B04/P3 | AHU1 air supply temp |  |  |  |  | Energy sensor | P3 |  |  |  | MC032 | County South |  |  | 0 | 0
MC032-B04 | MC032-B04/P4 | AHU2 Extract CO2 |  |  |  |  | Energy sensor | P4 |  |  |  | MC032 | County South |  |  | 0 | 0
MC032-B04 | MC032-B04/P5 | Room Air Temp No1 |  |  | Degrees Celsius |  | Energy sensor | P5 |  |  |  | MC032 | County South |  |  | 0 | 0
MC032-B04 | MC032-B04/P6 | Room Air Temp No2 |  |  | Degrees Celsius |  | Energy sensor | P6 |  |  |  | MC032 | County South |  |  | 0 | 0
MC032-B04 | MC032-B04/P7 | Off Cooling Coil Temp |  |  | Degrees Celsius |  | Energy sensor | P7 |  |  |  | MC032 | County South |  |  | 0 | 0
MC032-B04 | MC032-B04/Q1 | Sequence Table 1 |  |  |  |  | Energy sensor | Q1 |  |  |  | MC032 | County South |  |  | 0 | 0
MC032-B04 | MC032-B04/S1 | AHU1Supply Temp |  |  | Degrees Celsius |  | Energy sensor | S1 |  |  |  | MC032 | County South |  |  | 0 | 0
MC032-B04 | MC032-B04/S2 | AHU2 Extract Air Temp |  |  | Degrees Celsius |  | Energy sensor | S2 |  |  |  | MC032 | County South |  |  | 0 | 0
MC032-B04 | MC032-B04/S3 | CT water temp |  |  |  |  | Energy sensor | S3 |  |  |  | MC032 | County South |  |  | 0 | 0
MC032-B04 | MC032-B04/S4 | Room Air Temp No1 |  |  | Degrees Celsius |  | Energy sensor | S4 |  |  |  | MC032 | County South |  |  | 0 | 0
MC032-B04 | MC032-B04/S5 | Room Air Temp No2 |  |  | Degrees Celsius |  | Energy sensor | S5 |  |  |  | MC032 | County South |  |  | 0 | 0
MC032-B04 | MC032-B04/S6 | Off Cooling Coil Temp |  |  | Degrees Celsius |  | Energy sensor | S6 |  |  |  | MC032 | County South |  |  | 0 | 0
MC032-B04 | MC032-B04/S7 | AHU2 Extract CO2 |  |  |  |  | Energy sensor | S7 |  |  |  | MC032 | County South |  |  | 0 | 0
MC032-B04 | MC032-B04/S8 | 4 DIX |  |  |  |  | Energy sensor | S8 |  |  |  | MC032 | County South |  |  | 0 | 0
MC032-B04 | MC032-B04/S9 | Adv Room Temp |  |  | Degrees Celsius |  | Energy sensor | S9 |  |  |  | MC032 | County South |  |  | 0 | 0
MC032-B04 | MC032-B04/U1 | [5 empty] | Energy sensor | U1 |  |  |  | MC032 | County South |  |  | 0 | 0
MC032-B04 | MC032-B04/V1 | [5 empty] | Energy sensor | V1 |  |  |  | MC032 | County South |  |  | 0 | 0
MC032-B04 | MC032-B04/W1 | Switch 1 |  |  |  |  | Energy sensor | W1 |  |  |  | MC032 | County South |  |  | 0 | 0
MC032-B04 | MC032-B04/Y1 | Trend T -20+50 |  |  |  |  | Energy sensor | Y1 |  |  |  | MC032 | County South |  |  | 0 | 0
MC032-B04 | MC032-B04/Y2 | Trend T -20+50 |  |  |  |  | Energy sensor | Y2 |  |  |  | MC032 | County South |  |  | 0 | 0
MC032-B04 | MC032-B04/Y3 | 4DIX V |  |  |  |  | Energy sensor | Y3 |  |  |  | MC032 | County South |  |  | 0 | 0
MC032-B04 | MC032-B04/Y4 | CO2 V |  |  |  |  | Energy sensor | Y4 |  |  |  | MC032 | County South |  |  | 0 | 0
MC032-B04 | MC032-B04/Z1 | Lecture Theatre Vent |  |  |  |  | Energy sensor | Z1 |  |  |  | MC032 | County South |  |  | 0 | 0
MC204-B05 | MC204-B05/A1 | Outside air temperature |  |  | Degrees Celsius |  | Energy sensor | A1 |  |  |  | MC204 | Sports Centre |  |  | 0 | 0
MC204-B05 | MC204-B05/A2 | o11 n1 |  |  |  |  | Energy sensor | A2 |  |  |  | MC204 | Sports Centre |  |  | 0 | 0
MC204-B05 | MC204-B05/A3 | Fault o11 |  |  |  |  | Energy sensor | A3 |  |  |  | MC204 | Sports Centre |  |  | 0 | 0
MC204-B05 | MC204-B05/A4 | Fault o13 |  |  |  |  | Energy sensor | A4 |  |  |  | MC204 | Sports Centre |  |  | 0 | 0
MC204-B05 | MC204-B05/A5 | Fault o14 |  |  |  |  | Energy sensor | A5 |  |  |  | MC204 | Sports Centre |  |  | 0 | 0
MC204-B05 | MC204-B05/C1 | Virtual CNC 1 |  |  |  |  | Energy sensor | C1 |  |  |  | MC204 | Sports Centre |  |  | 0 | 0
MC204-B05 | MC204-B05/D1 | VT Pump 3A En |  |  |  |  | Energy sensor | D1 |  |  |  | MC204 | Sports Centre |  |  | 0 | 0
MC204-B05 | MC204-B05/D10 | DHW Pri Pump 4A En |  |  |  |  | Energy sensor | D10 |  |  |  | MC204 | Sports Centre |  |  | 0 | 0
MC204-B05 | MC204-B05/D11 | DHW Pri Pump 4B En |  |  |  |  | Energy sensor | D11 |  |  |  | MC204 | Sports Centre |  |  | 0 | 0
MC204-B05 | MC204-B05/D12 | DHW PHE En |  |  |  |  | Energy sensor | D12 |  |  |  | MC204 | Sports Centre |  |  | 0 | 0
MC204-B05 | MC204-B05/D13 | DHW Setpoint |  |  |  |  | Energy sensor | D13 |  |  |  | MC204 | Sports Centre |  |  | 0 | 0
MC204-B05 | MC204-B05/D14 | Door Curtains |  |  |  |  | Energy sensor | D14 |  |  |  | MC204 | Sports Centre |  |  | 0 | 0
MC204-B05 | MC204-B05/D15 | Alarm Sounder |  |  |  |  | Energy sensor | D15 |  |  |  | MC204 | Sports Centre |  |  | 0 | 0
MC204-B05 | MC204-B05/D2 | VT Pump 3A Dmd |  |  |  |  | Energy sensor | D2 |  |  |  | MC204 | Sports Centre |  |  | 0 | 0
MC204-B05 | MC204-B05/D3 | VT Pump 3B En |  |  |  |  | Energy sensor | D3 |  |  |  | MC204 | Sports Centre |  |  | 0 | 0
MC204-B05 | MC204-B05/D4 | VT Pump 3B Dmd |  |  |  |  | Energy sensor | D4 |  |  |  | MC204 | Sports Centre |  |  | 0 | 0
MC204-B05 | MC204-B05/D5 | Variable temperature circuit valve |  |  | 0 = Closed , 1 = Open |  | Energy sensor | D5 |  |  |  | MC204 | Sports Centre |  |  | 0 | 0
MC204-B05 | MC204-B05/D6 | UFHM1 Zone En |  |  |  |  | Energy sensor | D6 |  |  |  | MC204 | Sports Centre |  |  | 0 | 0
MC204-B05 | MC204-B05/D7 | UFHM2 Zone En |  |  |  |  | Energy sensor | D7 |  |  |  | MC204 | Sports Centre |  |  | 0 | 0
MC204-B05 | MC204-B05/D8 | UFHM3 Zone En |  |  |  |  | Energy sensor | D8 |  |  |  | MC204 | Sports Centre |  |  | 0 | 0
MC204-B05 | MC204-B05/D9 | UFHM4 Zone En |  |  |  |  | Energy sensor | D9 |  |  |  | MC204 | Sports Centre |  |  | 0 | 0
MC204-B05 | MC204-B05/e1 | Supervisor |  |  |  |  | Energy sensor | e1 |  |  |  | MC204 | Sports Centre |  |  | 0 | 0
MC204-B05 | MC204-B05/e2 | IQ View |  |  |  |  | Energy sensor | e2 |  |  |  | MC204 | Sports Centre |  |  | 0 | 0
MC204-B05 | MC204-B05/F1 | Function 1 |  |  |  |  | Energy sensor | F1 |  |  |  | MC204 | Sports Centre |  |  | 0 | 0
MC204-B05 | MC204-B05/F10 | Function 10 |  |  |  |  | Energy sensor | F10 |  |  |  | MC204 | Sports Centre |  |  | 0 | 0
MC204-B05 | MC204-B05/F11 | Function 11 |  |  |  |  | Energy sensor | F11 |  |  |  | MC204 | Sports Centre |  |  | 0 | 0
MC204-B05 | MC204-B05/F12 | Function 12 |  |  |  |  | Energy sensor | F12 |  |  |  | MC204 | Sports Centre |  |  | 0 | 0
MC204-B05 | MC204-B05/F13 | Function 13 |  |  |  |  | Energy sensor | F13 |  |  |  | MC204 | Sports Centre |  |  | 0 | 0
MC204-B05 | MC204-B05/F14 | Function 14 |  |  |  |  | Energy sensor | F14 |  |  |  | MC204 | Sports Centre |  |  | 0 | 0
MC204-B05 | MC204-B05/F15 | Function 15 |  |  |  |  | Energy sensor | F15 |  |  |  | MC204 | Sports Centre |  |  | 0 | 0
MC204-B05 | MC204-B05/F16 | Function 16 |  |  |  |  | Energy sensor | F16 |  |  |  | MC204 | Sports Centre |  |  | 0 | 0
MC204-B05 | MC204-B05/F17 | Function 17 |  |  |  |  | Energy sensor | F17 |  |  |  | MC204 | Sports Centre |  |  | 0 | 0
MC204-B05 | MC204-B05/F18 | Function 18 |  |  |  |  | Energy sensor | F18 |  |  |  | MC204 | Sports Centre |  |  | 0 | 0
MC204-B05 | MC204-B05/F19 | Function 19 |  |  |  |  | Energy sensor | F19 |  |  |  | MC204 | Sports Centre |  |  | 0 | 0
MC204-B05 | MC204-B05/F2 | Function 2 |  |  |  |  | Energy sensor | F2 |  |  |  | MC204 | Sports Centre |  |  | 0 | 0
MC204-B05 | MC204-B05/F20 | Function 20 |  |  |  |  | Energy sensor | F20 |  |  |  | MC204 | Sports Centre |  |  | 0 | 0
MC204-B05 | MC204-B05/F21 | Function 21 |  |  |  |  | Energy sensor | F21 |  |  |  | MC204 | Sports Centre |  |  | 0 | 0
MC204-B05 | MC204-B05/F22 | Function 22 |  |  |  |  | Energy sensor | F22 |  |  |  | MC204 | Sports Centre |  |  | 0 | 0
MC204-B05 | MC204-B05/F23 | Function 23 |  |  |  |  | Energy sensor | F23 |  |  |  | MC204 | Sports Centre |  |  | 0 | 0
MC204-B05 | MC204-B05/F24 | Function 24 |  |  |  |  | Energy sensor | F24 |  |  |  | MC204 | Sports Centre |  |  | 0 | 0
MC204-B05 | MC204-B05/F25 | Function 25 |  |  |  |  | Energy sensor | F25 |  |  |  | MC204 | Sports Centre |  |  | 0 | 0
MC204-B05 | MC204-B05/F26 | Function 26 |  |  |  |  | Energy sensor | F26 |  |  |  | MC204 | Sports Centre |  |  | 0 | 0
MC204-B05 | MC204-B05/F27 | Function 27 |  |  |  |  | Energy sensor | F27 |  |  |  | MC204 | Sports Centre |  |  | 0 | 0
MC204-B05 | MC204-B05/F28 | Function 28 |  |  |  |  | Energy sensor | F28 |  |  |  | MC204 | Sports Centre |  |  | 0 | 0
MC204-B05 | MC204-B05/F29 | Min VT Room Temp |  |  | Degrees Celsius |  | Energy sensor | F29 |  |  |  | MC204 | Sports Centre |  |  | 0 | 0
MC204-B05 | MC204-B05/F3 | Function 3 |  |  |  |  | Energy sensor | F3 |  |  |  | MC204 | Sports Centre |  |  | 0 | 0
MC204-B05 | MC204-B05/F30 | Function 30 |  |  |  |  | Energy sensor | F30 |  |  |  | MC204 | Sports Centre |  |  | 0 | 0
MC204-B05 | MC204-B05/F31 | Function 31 |  |  |  |  | Energy sensor | F31 |  |  |  | MC204 | Sports Centre |  |  | 0 | 0
MC204-B05 | MC204-B05/F32 | Function 32 |  |  |  |  | Energy sensor | F32 |  |  |  | MC204 | Sports Centre |  |  | 0 | 0
MC204-B05 | MC204-B05/F33 | Function 33 |  |  |  |  | Energy sensor | F33 |  |  |  | MC204 | Sports Centre |  |  | 0 | 0
MC204-B05 | MC204-B05/F34 | Function 34 |  |  |  |  | Energy sensor | F34 |  |  |  | MC204 | Sports Centre |  |  | 0 | 0
MC204-B05 | MC204-B05/F35 | UFHM3 Min Space |  |  |  |  | Energy sensor | F35 |  |  |  | MC204 | Sports Centre |  |  | 0 | 0
MC204-B05 | MC204-B05/F36 | Function 36 |  |  |  |  | Energy sensor | F36 |  |  |  | MC204 | Sports Centre |  |  | 0 | 0
MC204-B05 | MC204-B05/F37 | UFHM4 Min Space |  |  |  |  | Energy sensor | F37 |  |  |  | MC204 | Sports Centre |  |  | 0 | 0
MC204-B05 | MC204-B05/F38 | Function 38 |  |  |  |  | Energy sensor | F38 |  |  |  | MC204 | Sports Centre |  |  | 0 | 0
MC204-B05 | MC204-B05/F39 | o11 n1 |  |  |  |  | Energy sensor | F39 |  |  |  | MC204 | Sports Centre |  |  | 0 | 0
MC204-B05 | MC204-B05/F4 | Function 4 |  |  |  |  | Energy sensor | F4 |  |  |  | MC204 | Sports Centre |  |  | 0 | 0
MC204-B05 | MC204-B05/F40 | Function 40 |  |  |  |  | Energy sensor | F40 |  |  |  | MC204 | Sports Centre |  |  | 0 | 0
MC204-B05 | MC204-B05/F41 | Function 41 |  |  |  |  | Energy sensor | F41 |  |  |  | MC204 | Sports Centre |  |  | 0 | 0
MC204-B05 | MC204-B05/F42 | Function 42 |  |  |  |  | Energy sensor | F42 |  |  |  | MC204 | Sports Centre |  |  | 0 | 0
MC204-B05 | MC204-B05/F43 | Function 43 |  |  |  |  | Energy sensor | F43 |  |  |  | MC204 | Sports Centre |  |  | 0 | 0
MC204-B05 | MC204-B05/F44 | Function 44 |  |  |  |  | Energy sensor | F44 |  |  |  | MC204 | Sports Centre |  |  | 0 | 0
MC204-B05 | MC204-B05/F45 | Function 45 |  |  |  |  | Energy sensor | F45 |  |  |  | MC204 | Sports Centre |  |  | 0 | 0
MC204-B05 | MC204-B05/F46 | Function 46 |  |  |  |  | Energy sensor | F46 |  |  |  | MC204 | Sports Centre |  |  | 0 | 0
MC204-B05 | MC204-B05/F47 | Function 47 |  |  |  |  | Energy sensor | F47 |  |  |  | MC204 | Sports Centre |  |  | 0 | 0
MC204-B05 | MC204-B05/F48 | Function 48 |  |  |  |  | Energy sensor | F48 |  |  |  | MC204 | Sports Centre |  |  | 0 | 0
MC204-B05 | MC204-B05/F49 | Function 49 |  |  |  |  | Energy sensor | F49 |  |  |  | MC204 | Sports Centre |  |  | 0 | 0
MC204-B05 | MC204-B05/F5 | Function 5 |  |  |  |  | Energy sensor | F5 |  |  |  | MC204 | Sports Centre |  |  | 0 | 0
MC204-B05 | MC204-B05/F50 | DHW HI Alarm |  |  |  |  | Energy sensor | F50 |  |  |  | MC204 | Sports Centre |  |  | 0 | 0
MC204-B05 | MC204-B05/F51 | DHW LO Alarm |  |  |  |  | Energy sensor | F51 |  |  |  | MC204 | Sports Centre |  |  | 0 | 0
MC204-B05 | MC204-B05/F52 | Function 52 |  |  |  |  | Energy sensor | F52 |  |  |  | MC204 | Sports Centre |  |  | 0 | 0
MC204-B05 | MC204-B05/F53 | Fault o12 |  |  |  |  | Energy sensor | F53 |  |  |  | MC204 | Sports Centre |  |  | 0 | 0
MC204-B05 | MC204-B05/F54 | Function 54 |  |  |  |  | Energy sensor | F54 |  |  |  | MC204 | Sports Centre |  |  | 0 | 0
MC204-B05 | MC204-B05/F55 | Function 55 |  |  |  |  | Energy sensor | F55 |  |  |  | MC204 | Sports Centre |  |  | 0 | 0
MC204-B05 | MC204-B05/F56 | Function 56 |  |  |  |  | Energy sensor | F56 |  |  |  | MC204 | Sports Centre |  |  | 0 | 0
MC204-B05 | MC204-B05/F57 | Function 57 |  |  |  |  | Energy sensor | F57 |  |  |  | MC204 | Sports Centre |  |  | 0 | 0
MC204-B05 | MC204-B05/F58 | Function 58 |  |  |  |  | Energy sensor | F58 |  |  |  | MC204 | Sports Centre |  |  | 0 | 0
MC204-B05 | MC204-B05/F59 | Function 59 |  |  |  |  | Energy sensor | F59 |  |  |  | MC204 | Sports Centre |  |  | 0 | 0
MC204-B05 | MC204-B05/F6 | Function 6 |  |  |  |  | Energy sensor | F6 |  |  |  | MC204 | Sports Centre |  |  | 0 | 0
MC204-B05 | MC204-B05/F60 | Min Group Change Temp |  |  | Degrees Celsius |  | Energy sensor | F60 |  |  |  | MC204 | Sports Centre |  |  | 0 | 0
MC204-B05 | MC204-B05/F61 | Function 61 |  |  |  |  | Energy sensor | F61 |  |  |  | MC204 | Sports Centre |  |  | 0 | 0
MC204-B05 | MC204-B05/F62 | DHW Heat Dmd |  |  |  |  | Energy sensor | F62 |  |  |  | MC204 | Sports Centre |  |  | 0 | 0
MC204-B05 | MC204-B05/F7 | Function 7 |  |  |  |  | Energy sensor | F7 |  |  |  | MC204 | Sports Centre |  |  | 0 | 0
MC204-B05 | MC204-B05/F8 | Function 8 |  |  |  |  | Energy sensor | F8 |  |  |  | MC204 | Sports Centre |  |  | 0 | 0
MC204-B05 | MC204-B05/F9 | Function 9 |  |  |  |  | Energy sensor | F9 |  |  |  | MC204 | Sports Centre |  |  | 0 | 0
MC204-B05 | MC204-B05/G1 | Logic 1 |  |  |  |  | Energy sensor | G1 |  |  |  | MC204 | Sports Centre |  |  | 0 | 0
MC204-B05 | MC204-B05/G10 | UFH1 Space Frost |  |  |  |  | Energy sensor | G10 |  |  |  | MC204 | Sports Centre |  |  | 0 | 0
MC204-B05 | MC204-B05/G11 | UFH2 Space Frost |  |  |  |  | Energy sensor | G11 |  |  |  | MC204 | Sports Centre |  |  | 0 | 0
MC204-B05 | MC204-B05/G12 | UFH3 Space Frost |  |  |  |  | Energy sensor | G12 |  |  |  | MC204 | Sports Centre |  |  | 0 | 0
MC204-B05 | MC204-B05/G13 | UFH4 Space Frost |  |  |  |  | Energy sensor | G13 |  |  |  | MC204 | Sports Centre |  |  | 0 | 0
MC204-B05 | MC204-B05/G14 | UFH Space Frost |  |  |  |  | Energy sensor | G14 |  |  |  | MC204 | Sports Centre |  |  | 0 | 0
MC204-B05 | MC204-B05/G15 | o12 n1 |  |  |  |  | Energy sensor | G15 |  |  |  | MC204 | Sports Centre |  |  | 0 | 0
MC204-B05 | MC204-B05/G16 | Reset |  |  |  |  | Energy sensor | G16 |  |  |  | MC204 | Sports Centre |  |  | 0 | 0
MC204-B05 | MC204-B05/G17 | Logic 17 |  |  |  |  | Energy sensor | G17 |  |  |  | MC204 | Sports Centre |  |  | 0 | 0
MC204-B05 | MC204-B05/G18 | Logic 18 |  |  |  |  | Energy sensor | G18 |  |  |  | MC204 | Sports Centre |  |  | 0 | 0
MC204-B05 | MC204-B05/G19 | Pump Interlock |  |  |  |  | Energy sensor | G19 |  |  |  | MC204 | Sports Centre |  |  | 0 | 0
MC204-B05 | MC204-B05/G2 | Logic 2 |  |  |  |  | Energy sensor | G2 |  |  |  | MC204 | Sports Centre |  |  | 0 | 0
MC204-B05 | MC204-B05/G20 | Logic 20 |  |  |  |  | Energy sensor | G20 |  |  |  | MC204 | Sports Centre |  |  | 0 | 0
MC204-B05 | MC204-B05/G21 | VT Dmd |  |  |  |  | Energy sensor | G21 |  |  |  | MC204 | Sports Centre |  |  | 0 | 0
MC204-B05 | MC204-B05/G22 | Logic 22 |  |  |  |  | Energy sensor | G22 |  |  |  | MC204 | Sports Centre |  |  | 0 | 0
MC204-B05 | MC204-B05/G23 | VT Pumps |  |  |  |  | Energy sensor | G23 |  |  |  | MC204 | Sports Centre |  |  | 0 | 0
MC204-B05 | MC204-B05/G24 | Logic 24 |  |  |  |  | Energy sensor | G24 |  |  |  | MC204 | Sports Centre |  |  | 0 | 0
MC204-B05 | MC204-B05/G25 | Variable flow circuit pump duty |  |  |  |  | Energy sensor | G25 |  |  |  | MC204 | Sports Centre |  |  | 0 | 0
MC204-B05 | MC204-B05/G26 | Logic 26 |  |  |  |  | Energy sensor | G26 |  |  |  | MC204 | Sports Centre |  |  | 0 | 0
MC204-B05 | MC204-B05/G27 | Logic 27 |  |  |  |  | Energy sensor | G27 |  |  |  | MC204 | Sports Centre |  |  | 0 | 0
MC204-B05 | MC204-B05/G28 | Logic 28 |  |  |  |  | Energy sensor | G28 |  |  |  | MC204 | Sports Centre |  |  | 0 | 0
MC204-B05 | MC204-B05/G29 | Logic 29 |  |  |  |  | Energy sensor | G29 |  |  |  | MC204 | Sports Centre |  |  | 0 | 0
MC204-B05 | MC204-B05/G3 | Logic 3 |  |  |  |  | Energy sensor | G3 |  |  |  | MC204 | Sports Centre |  |  | 0 | 0
MC204-B05 | MC204-B05/G30 | Logic 30 |  |  |  |  | Energy sensor | G30 |  |  |  | MC204 | Sports Centre |  |  | 0 | 0
MC204-B05 | MC204-B05/G31 | Logic 31 |  |  |  |  | Energy sensor | G31 |  |  |  | MC204 | Sports Centre |  |  | 0 | 0
MC204-B05 | MC204-B05/G32 | P1 |  |  |  |  | Energy sensor | G32 |  |  |  | MC204 | Sports Centre |  |  | 0 | 0
MC204-B05 | MC204-B05/G33 | P2 |  |  |  |  | Energy sensor | G33 |  |  |  | MC204 | Sports Centre |  |  | 0 | 0
MC204-B05 | MC204-B05/G34 | Logic 34 |  |  |  |  | Energy sensor | G34 |  |  |  | MC204 | Sports Centre |  |  | 0 | 0
MC204-B05 | MC204-B05/G35 | Logic 35 |  |  |  |  | Energy sensor | G35 |  |  |  | MC204 | Sports Centre |  |  | 0 | 0
MC204-B05 | MC204-B05/G36 | Logic 36 |  |  |  |  | Energy sensor | G36 |  |  |  | MC204 | Sports Centre |  |  | 0 | 0
MC204-B05 | MC204-B05/G37 | Logic 37 |  |  |  |  | Energy sensor | G37 |  |  |  | MC204 | Sports Centre |  |  | 0 | 0
MC204-B05 | MC204-B05/G38 | Logic 38 |  |  |  |  | Energy sensor | G38 |  |  |  | MC204 | Sports Centre |  |  | 0 | 0
MC204-B05 | MC204-B05/G39 | Logic 39 |  |  |  |  | Energy sensor | G39 |  |  |  | MC204 | Sports Centre |  |  | 0 | 0
MC204-B05 | MC204-B05/G4 | Logic 4 |  |  |  |  | Energy sensor | G4 |  |  |  | MC204 | Sports Centre |  |  | 0 | 0
MC204-B05 | MC204-B05/G40 | UFHM1 Heat Dmd |  |  |  |  | Energy sensor | G40 |  |  |  | MC204 | Sports Centre |  |  | 0 | 0
MC204-B05 | MC204-B05/G41 | Logic 41 |  |  |  |  | Energy sensor | G41 |  |  |  | MC204 | Sports Centre |  |  | 0 | 0
MC204-B05 | MC204-B05/G42 | Logic 42 |  |  |  |  | Energy sensor | G42 |  |  |  | MC204 | Sports Centre |  |  | 0 | 0
MC204-B05 | MC204-B05/G43 | UFHM2 Heat Dmd |  |  |  |  | Energy sensor | G43 |  |  |  | MC204 | Sports Centre |  |  | 0 | 0
MC204-B05 | MC204-B05/G44 | Logic 44 |  |  |  |  | Energy sensor | G44 |  |  |  | MC204 | Sports Centre |  |  | 0 | 0
MC204-B05 | MC204-B05/G45 | Logic 45 |  |  |  |  | Energy sensor | G45 |  |  |  | MC204 | Sports Centre |  |  | 0 | 0
MC204-B05 | MC204-B05/G46 | UFHM3 Heat Dmd |  |  |  |  | Energy sensor | G46 |  |  |  | MC204 | Sports Centre |  |  | 0 | 0
MC204-B05 | MC204-B05/G47 | Logic 47 |  |  |  |  | Energy sensor | G47 |  |  |  | MC204 | Sports Centre |  |  | 0 | 0
MC204-B05 | MC204-B05/G48 | Logic 48 |  |  |  |  | Energy sensor | G48 |  |  |  | MC204 | Sports Centre |  |  | 0 | 0
MC204-B05 | MC204-B05/G49 | UFHM4 Heat Dmd |  |  |  |  | Energy sensor | G49 |  |  |  | MC204 | Sports Centre |  |  | 0 | 0
MC204-B05 | MC204-B05/G5 | Logic 5 |  |  |  |  | Energy sensor | G5 |  |  |  | MC204 | Sports Centre |  |  | 0 | 0
MC204-B05 | MC204-B05/G50 | Logic 50 |  |  |  |  | Energy sensor | G50 |  |  |  | MC204 | Sports Centre |  |  | 0 | 0
MC204-B05 | MC204-B05/G51 | DHW Dmd |  |  |  |  | Energy sensor | G51 |  |  |  | MC204 | Sports Centre |  |  | 0 | 0
MC204-B05 | MC204-B05/G52 | Logic 52 |  |  |  |  | Energy sensor | G52 |  |  |  | MC204 | Sports Centre |  |  | 0 | 0
MC204-B05 | MC204-B05/G53 | DHW Pri Pumps |  |  |  |  | Energy sensor | G53 |  |  |  | MC204 | Sports Centre |  |  | 0 | 0
MC204-B05 | MC204-B05/G54 | UFHM Heat Dmd |  |  |  |  | Energy sensor | G54 |  |  |  | MC204 | Sports Centre |  |  | 0 | 0
MC204-B05 | MC204-B05/G55 | Logic 55 |  |  |  |  | Energy sensor | G55 |  |  |  | MC204 | Sports Centre |  |  | 0 | 0
MC204-B05 | MC204-B05/G56 | DHW Pri Pump Duty |  |  |  |  | Energy sensor | G56 |  |  |  | MC204 | Sports Centre |  |  | 0 | 0
MC204-B05 | MC204-B05/G57 | Logic 57 |  |  |  |  | Energy sensor | G57 |  |  |  | MC204 | Sports Centre |  |  | 0 | 0
MC204-B05 | MC204-B05/G58 | Logic 58 |  |  |  |  | Energy sensor | G58 |  |  |  | MC204 | Sports Centre |  |  | 0 | 0
MC204-B05 | MC204-B05/G59 | Logic 59 |  |  |  |  | Energy sensor | G59 |  |  |  | MC204 | Sports Centre |  |  | 0 | 0
MC204-B05 | MC204-B05/G6 | Logic 6 |  |  |  |  | Energy sensor | G6 |  |  |  | MC204 | Sports Centre |  |  | 0 | 0
MC204-B05 | MC204-B05/G60 | Logic 60 |  |  |  |  | Energy sensor | G60 |  |  |  | MC204 | Sports Centre |  |  | 0 | 0
MC204-B05 | MC204-B05/G61 | Logic 61 |  |  |  |  | Energy sensor | G61 |  |  |  | MC204 | Sports Centre |  |  | 0 | 0
MC204-B05 | MC204-B05/G62 | Logic 62 |  |  |  |  | Energy sensor | G62 |  |  |  | MC204 | Sports Centre |  |  | 0 | 0
MC204-B05 | MC204-B05/G63 | P1 |  |  |  |  | Energy sensor | G63 |  |  |  | MC204 | Sports Centre |  |  | 0 | 0
MC204-B05 | MC204-B05/G64 | P2 |  |  |  |  | Energy sensor | G64 |  |  |  | MC204 | Sports Centre |  |  | 0 | 0
MC204-B05 | MC204-B05/G65 | Logic 65 |  |  |  |  | Energy sensor | G65 |  |  |  | MC204 | Sports Centre |  |  | 0 | 0
MC204-B05 | MC204-B05/G66 | Logic 66 |  |  |  |  | Energy sensor | G66 |  |  |  | MC204 | Sports Centre |  |  | 0 | 0
MC204-B05 | MC204-B05/G67 | DHW Alarms |  |  |  |  | Energy sensor | G67 |  |  |  | MC204 | Sports Centre |  |  | 0 | 0
MC204-B05 | MC204-B05/G68 | Logic 68 |  |  |  |  | Energy sensor | G68 |  |  |  | MC204 | Sports Centre |  |  | 0 | 0
MC204-B05 | MC204-B05/G69 | Logic 69 |  |  |  |  | Energy sensor | G69 |  |  |  | MC204 | Sports Centre |  |  | 0 | 0
MC204-B05 | MC204-B05/G7 | Logic 7 |  |  |  |  | Energy sensor | G7 |  |  |  | MC204 | Sports Centre |  |  | 0 | 0
MC204-B05 | MC204-B05/G70 | Logic 70 |  |  |  |  | Energy sensor | G70 |  |  |  | MC204 | Sports Centre |  |  | 0 | 0
MC204-B05 | MC204-B05/G71 | Door Curtain Occ |  |  |  |  | Energy sensor | G71 |  |  |  | MC204 | Sports Centre |  |  | 0 | 0
MC204-B05 | MC204-B05/G72 | Logic 72 |  |  |  |  | Energy sensor | G72 |  |  |  | MC204 | Sports Centre |  |  | 0 | 0
MC204-B05 | MC204-B05/G73 | Logic 73 |  |  |  |  | Energy sensor | G73 |  |  |  | MC204 | Sports Centre |  |  | 0 | 0
MC204-B05 | MC204-B05/G74 | Logic 74 |  |  |  |  | Energy sensor | G74 |  |  |  | MC204 | Sports Centre |  |  | 0 | 0
MC204-B05 | MC204-B05/G75 | Logic 75 |  |  |  |  | Energy sensor | G75 |  |  |  | MC204 | Sports Centre |  |  | 0 | 0
MC204-B05 | MC204-B05/G76 | Logic 76 |  |  |  |  | Energy sensor | G76 |  |  |  | MC204 | Sports Centre |  |  | 0 | 0
MC204-B05 | MC204-B05/G77 | Logic 77 |  |  |  |  | Energy sensor | G77 |  |  |  | MC204 | Sports Centre |  |  | 0 | 0
MC204-B05 | MC204-B05/G78 | Logic 78 |  |  |  |  | Energy sensor | G78 |  |  |  | MC204 | Sports Centre |  |  | 0 | 0
MC204-B05 | MC204-B05/G79 | Logic 79 |  |  |  |  | Energy sensor | G79 |  |  |  | MC204 | Sports Centre |  |  | 0 | 0
MC204-B05 | MC204-B05/G8 | Logic 8 |  |  |  |  | Energy sensor | G8 |  |  |  | MC204 | Sports Centre |  |  | 0 | 0
MC204-B05 | MC204-B05/G80 | Logic 80 |  |  |  |  | Energy sensor | G80 |  |  |  | MC204 | Sports Centre |  |  | 0 | 0
MC204-B05 | MC204-B05/G81 | Door Curtain CT Dmd |  |  |  |  | Energy sensor | G81 |  |  |  | MC204 | Sports Centre |  |  | 0 | 0
MC204-B05 | MC204-B05/G82 | Logic 82 |  |  |  |  | Energy sensor | G82 |  |  |  | MC204 | Sports Centre |  |  | 0 | 0
MC204-B05 | MC204-B05/G83 | Logic 83 |  |  |  |  | Energy sensor | G83 |  |  |  | MC204 | Sports Centre |  |  | 0 | 0
MC204-B05 | MC204-B05/G84 | Logic 84 |  |  |  |  | Energy sensor | G84 |  |  |  | MC204 | Sports Centre |  |  | 0 | 0
MC204-B05 | MC204-B05/G85 | Logic 85 |  |  |  |  | Energy sensor | G85 |  |  |  | MC204 | Sports Centre |  |  | 0 | 0
MC204-B05 | MC204-B05/G86 | Logic 86 |  |  |  |  | Energy sensor | G86 |  |  |  | MC204 | Sports Centre |  |  | 0 | 0
MC204-B05 | MC204-B05/G87 | Logic 87 |  |  |  |  | Energy sensor | G87 |  |  |  | MC204 | Sports Centre |  |  | 0 | 0
MC204-B05 | MC204-B05/G88 | Logic 88 |  |  |  |  | Energy sensor | G88 |  |  |  | MC204 | Sports Centre |  |  | 0 | 0
MC204-B05 | MC204-B05/G89 | Logic 89 |  |  |  |  | Energy sensor | G89 |  |  |  | MC204 | Sports Centre |  |  | 0 | 0
MC204-B05 | MC204-B05/G9 | VT Space Frost |  |  |  |  | Energy sensor | G9 |  |  |  | MC204 | Sports Centre |  |  | 0 | 0
MC204-B05 | MC204-B05/I1 | VT Pump 3A Fault |  |  |  |  | Energy sensor | I1 |  |  |  | MC204 | Sports Centre |  |  | 0 | 0
MC204-B05 | MC204-B05/i1 | Module 1 |  |  |  |  | Energy sensor | i1 |  |  |  | MC204 | Sports Centre |  |  | 0 | 0
MC204-B05 | MC204-B05/I10 | UFHM3 Heat Dmd |  |  |  |  | Energy sensor | I10 |  |  |  | MC204 | Sports Centre |  |  | 0 | 0
MC204-B05 | MC204-B05/I11 | UFHM3 Pump Flow |  |  |  |  | Energy sensor | I11 |  |  |  | MC204 | Sports Centre |  |  | 0 | 0
MC204-B05 | MC204-B05/I12 | UFHM3 HTCO |  |  |  |  | Energy sensor | I12 |  |  |  | MC204 | Sports Centre |  |  | 0 | 0
MC204-B05 | MC204-B05/I13 | UFHM4 Heat Dmd |  |  |  |  | Energy sensor | I13 |  |  |  | MC204 | Sports Centre |  |  | 0 | 0
MC204-B05 | MC204-B05/I14 | UFHM4 Pump Flow |  |  |  |  | Energy sensor | I14 |  |  |  | MC204 | Sports Centre |  |  | 0 | 0
MC204-B05 | MC204-B05/I15 | UFHM4 HTCO |  |  |  |  | Energy sensor | I15 |  |  |  | MC204 | Sports Centre |  |  | 0 | 0
MC204-B05 | MC204-B05/I16 | Summer ECO active |  |  |  |  | Energy sensor | I16 |  |  |  | MC204 | Sports Centre |  |  | 0 | 0
MC204-B05 | MC204-B05/I17 | DHW Pri Pump 4A Fault |  |  |  |  | Energy sensor | I17 |  |  |  | MC204 | Sports Centre |  |  | 0 | 0
MC204-B05 | MC204-B05/I18 | DHW Pri Pump 4B Fault |  |  |  |  | Energy sensor | I18 |  |  |  | MC204 | Sports Centre |  |  | 0 | 0
MC204-B05 | MC204-B05/I19 | DHW Pri Pumps Flow |  |  |  |  | Energy sensor | I19 |  |  |  | MC204 | Sports Centre |  |  | 0 | 0
MC204-B05 | MC204-B05/I2 | VT Pump 3B Fault |  |  |  |  | Energy sensor | I2 |  |  |  | MC204 | Sports Centre |  |  | 0 | 0
MC204-B05 | MC204-B05/i2 | Module 2 |  |  |  |  | Energy sensor | i2 |  |  |  | MC204 | Sports Centre |  |  | 0 | 0
MC204-B05 | MC204-B05/I20 | DHW Buffer HTCO |  |  |  |  | Energy sensor | I20 |  |  |  | MC204 | Sports Centre |  |  | 0 | 0
MC204-B05 | MC204-B05/I21 | DHW PHE Fault |  |  |  |  | Energy sensor | I21 |  |  |  | MC204 | Sports Centre |  |  | 0 | 0
MC204-B05 | MC204-B05/I25 | VT Heat Meter |  |  |  |  | Energy sensor | I25 |  |  |  | MC204 | Sports Centre |  |  | 0 | 0
MC204-B05 | MC204-B05/I26 | DHW Heat Meter |  |  |  |  | Energy sensor | I26 |  |  |  | MC204 | Sports Centre |  |  | 0 | 0
MC204-B05 | MC204-B05/I3 | VT Pumps Flow |  |  |  |  | Energy sensor | I3 |  |  |  | MC204 | Sports Centre |  |  | 0 | 0
MC204-B05 | MC204-B05/i3 | Module 3 |  |  |  |  | Energy sensor | i3 |  |  |  | MC204 | Sports Centre |  |  | 0 | 0
MC204-B05 | MC204-B05/I33 | VT Pump 3A Fail |  |  |  |  | Energy sensor | I33 |  |  |  | MC204 | Sports Centre |  |  | 0 | 0
MC204-B05 | MC204-B05/I34 | VT Pump 3B Fail |  |  |  |  | Energy sensor | I34 |  |  |  | MC204 | Sports Centre |  |  | 0 | 0
MC204-B05 | MC204-B05/I35 | DHW Pri Pump 4A Fail |  |  |  |  | Energy sensor | I35 |  |  |  | MC204 | Sports Centre |  |  | 0 | 0
MC204-B05 | MC204-B05/I36 | DHW Pri Pump 4B Fail |  |  |  |  | Energy sensor | I36 |  |  |  | MC204 | Sports Centre |  |  | 0 | 0
MC204-B05 | MC204-B05/I37 | UFHM1 Pump Fail |  |  |  |  | Energy sensor | I37 |  |  |  | MC204 | Sports Centre |  |  | 0 | 0
MC204-B05 | MC204-B05/I38 | UFHM2 Pump Fail |  |  |  |  | Energy sensor | I38 |  |  |  | MC204 | Sports Centre |  |  | 0 | 0
MC204-B05 | MC204-B05/I39 | UFHM3 Pump Fail |  |  |  |  | Energy sensor | I39 |  |  |  | MC204 | Sports Centre |  |  | 0 | 0
MC204-B05 | MC204-B05/i4 | Module 4 |  |  |  |  | Energy sensor | i4 |  |  |  | MC204 | Sports Centre |  |  | 0 | 0
MC204-B05 | MC204-B05/I4 | UFHM1 Heat Dmd |  |  |  |  | Energy sensor | I4 |  |  |  | MC204 | Sports Centre |  |  | 0 | 0
MC204-B05 | MC204-B05/I40 | UFHM4 Pump Fail |  |  |  |  | Energy sensor | I40 |  |  |  | MC204 | Sports Centre |  |  | 0 | 0
MC204-B05 | MC204-B05/I5 | UFHM1 Pump Flow |  |  |  |  | Energy sensor | I5 |  |  |  | MC204 | Sports Centre |  |  | 0 | 0
MC204-B05 | MC204-B05/i5 | Module 5 |  |  |  |  | Energy sensor | i5 |  |  |  | MC204 | Sports Centre |  |  | 0 | 0
MC204-B05 | MC204-B05/i6 | Module 6 |  |  |  |  | Energy sensor | i6 |  |  |  | MC204 | Sports Centre |  |  | 0 | 0
MC204-B05 | MC204-B05/I6 | UFHM1 HTCO |  |  |  |  | Energy sensor | I6 |  |  |  | MC204 | Sports Centre |  |  | 0 | 0
MC204-B05 | MC204-B05/I7 | UFHM2 Heat Dmd |  |  |  |  | Energy sensor | I7 |  |  |  | MC204 | Sports Centre |  |  | 0 | 0
MC204-B05 | MC204-B05/I8 | UFHM2 Pump Flow |  |  |  |  | Energy sensor | I8 |  |  |  | MC204 | Sports Centre |  |  | 0 | 0
MC204-B05 | MC204-B05/I9 | UFHM2 HTCO |  |  |  |  | Energy sensor | I9 |  |  |  | MC204 | Sports Centre |  |  | 0 | 0
MC204-B05 | MC204-B05/K1 | VT Space Frost Protect |  |  |  |  | Energy sensor | K1 |  |  |  | MC204 | Sports Centre |  |  | 0 | 0
MC204-B05 | MC204-B05/K10 | UFHM2 Htg OSS SP |  |  |  |  | Energy sensor | K10 |  |  |  | MC204 | Sports Centre |  |  | 0 | 0
MC204-B05 | MC204-B05/K11 | UFHM4 Htg OSS SP |  |  |  |  | Energy sensor | K11 |  |  |  | MC204 | Sports Centre |  |  | 0 | 0
MC204-B05 | MC204-B05/K12 | UFHM4 Htg OSS SP |  |  |  |  | Energy sensor | K12 |  |  |  | MC204 | Sports Centre |  |  | 0 | 0
MC204-B05 | MC204-B05/K13 | DHW PHE Setpoint |  |  |  |  | Energy sensor | K13 |  |  |  | MC204 | Sports Centre |  |  | 0 | 0
MC204-B05 | MC204-B05/K14 | Door Curtain DET |  |  |  |  | Energy sensor | K14 |  |  |  | MC204 | Sports Centre |  |  | 0 | 0
MC204-B05 | MC204-B05/K15 | Door Curtain Htg Inhibit |  |  |  |  | Energy sensor | K15 |  |  |  | MC204 | Sports Centre |  |  | 0 | 0
MC204-B05 | MC204-B05/K2 | UFH Space Frost Protect |  |  |  |  | Energy sensor | K2 |  |  |  | MC204 | Sports Centre |  |  | 0 | 0
MC204-B05 | MC204-B05/K3 | VT Htg OSS SP |  |  |  |  | Energy sensor | K3 |  |  |  | MC204 | Sports Centre |  |  | 0 | 0
MC204-B05 | MC204-B05/K4 | VT Pump DP SP |  |  |  |  | Energy sensor | K4 |  |  |  | MC204 | Sports Centre |  |  | 0 | 0
MC204-B05 | MC204-B05/K5 | Min VT Flow At |  |  |  |  | Energy sensor | K5 |  |  |  | MC204 | Sports Centre |  |  | 0 | 0
MC204-B05 | MC204-B05/K6 | Max VT Flow At |  |  |  |  | Energy sensor | K6 |  |  |  | MC204 | Sports Centre |  |  | 0 | 0
MC204-B05 | MC204-B05/K7 | Min VT Flow SP |  |  |  |  | Energy sensor | K7 |  |  |  | MC204 | Sports Centre |  |  | 0 | 0
MC204-B05 | MC204-B05/K8 | Max VT Flow SP |  |  |  |  | Energy sensor | K8 |  |  |  | MC204 | Sports Centre |  |  | 0 | 0
MC204-B05 | MC204-B05/K9 | UFHM1 Htg OSS SP |  |  |  |  | Energy sensor | K9 |  |  |  | MC204 | Sports Centre |  |  | 0 | 0
MC204-B05 | MC204-B05/L1 | Loop 1 |  |  |  |  | Energy sensor | L1 |  |  |  | MC204 | Sports Centre |  |  | 0 | 0
MC204-B05 | MC204-B05/L2 | Variable temperature circuit valve |  |  | 0 = Closed , 1 = Open |  | Energy sensor | L2 |  |  |  | MC204 | Sports Centre |  |  | 0 | 0
MC204-B05 | MC204-B05/N1 | o12 n1 |  |  |  |  | Energy sensor | N1 |  |  |  | MC204 | Sports Centre |  |  | 0 | 0
MC204-B05 | MC204-B05/n1 | TREND_04_60_12 |  |  |  |  | Energy sensor | n1 |  |  |  | MC204 | Sports Centre |  |  | 0 | 0
MC204-B05 | MC204-B05/N2 | IC Comms 2 |  |  |  |  | Energy sensor | N2 |  |  |  | MC204 | Sports Centre |  |  | 0 | 0
MC204-B05 | MC204-B05/o1 | Alarm Route 1 |  |  |  |  | Energy sensor | o1 |  |  |  | MC204 | Sports Centre |  |  | 0 | 0
MC204-B05 | MC204-B05/O1 | VT Heating |  |  |  |  | Energy sensor | O1 |  |  |  | MC204 | Sports Centre |  |  | 0 | 0
MC204-B05 | MC204-B05/O2 | UFHM1-Foyer |  |  |  |  | Energy sensor | O2 |  |  |  | MC204 | Sports Centre |  |  | 0 | 0
MC204-B05 | MC204-B05/o2 | Alarm Route 2 |  |  |  |  | Energy sensor | o2 |  |  |  | MC204 | Sports Centre |  |  | 0 | 0
MC204-B05 | MC204-B05/o3 | Alarm Route 3 |  |  |  |  | Energy sensor | o3 |  |  |  | MC204 | Sports Centre |  |  | 0 | 0
MC204-B05 | MC204-B05/O3 | UFHM2-Group Change M |  |  |  |  | Energy sensor | O3 |  |  |  | MC204 | Sports Centre |  |  | 0 | 0
MC204-B05 | MC204-B05/o4 | Alarm Route 4 |  |  |  |  | Energy sensor | o4 |  |  |  | MC204 | Sports Centre |  |  | 0 | 0
MC204-B05 | MC204-B05/O4 | UFHM3-Group Change F |  |  |  |  | Energy sensor | O4 |  |  |  | MC204 | Sports Centre |  |  | 0 | 0
MC204-B05 | MC204-B05/o5 | Alarm Route 5 |  |  |  |  | Energy sensor | o5 |  |  |  | MC204 | Sports Centre |  |  | 0 | 0
MC204-B05 | MC204-B05/O5 | UFHM4-Pool Change |  |  |  |  | Energy sensor | O5 |  |  |  | MC204 | Sports Centre |  |  | 0 | 0
MC204-B05 | MC204-B05/o6 | Alarm Route 6 |  |  |  |  | Energy sensor | o6 |  |  |  | MC204 | Sports Centre |  |  | 0 | 0
MC204-B05 | MC204-B05/P1 | Constant temperature circuit flow temperature |  |  | Degrees Celsius |  | Energy sensor | P1 |  |  |  | MC204 | Sports Centre |  |  | 0 | 0
MC204-B05 | MC204-B05/P10 | Group Change M Temp |  |  | Degrees Celsius |  | Energy sensor | P10 |  |  |  | MC204 | Sports Centre |  |  | 0 | 0
MC204-B05 | MC204-B05/P11 | UFHM2 Flow Temp |  |  | Degrees Celsius |  | Energy sensor | P11 |  |  |  | MC204 | Sports Centre |  |  | 0 | 0
MC204-B05 | MC204-B05/P12 | Group Change F Temp |  |  | Degrees Celsius |  | Energy sensor | P12 |  |  |  | MC204 | Sports Centre |  |  | 0 | 0
MC204-B05 | MC204-B05/P13 | Corridor 1 Space Temp |  |  | Degrees Celsius |  | Energy sensor | P13 |  |  |  | MC204 | Sports Centre |  |  | 0 | 0
MC204-B05 | MC204-B05/P14 | UFHM3 Flow Temp |  |  | Degrees Celsius |  | Energy sensor | P14 |  |  |  | MC204 | Sports Centre |  |  | 0 | 0
MC204-B05 | MC204-B05/P15 | Pool Change M Temp |  |  | Degrees Celsius |  | Energy sensor | P15 |  |  |  | MC204 | Sports Centre |  |  | 0 | 0
MC204-B05 | MC204-B05/P16 | Pool Change F Temp |  |  | Degrees Celsius |  | Energy sensor | P16 |  |  |  | MC204 | Sports Centre |  |  | 0 | 0
MC204-B05 | MC204-B05/P17 | UFHM4 Flow Temp |  |  | Degrees Celsius |  | Energy sensor | P17 |  |  |  | MC204 | Sports Centre |  |  | 0 | 0
MC204-B05 | MC204-B05/P18 | DHW Pri Flow Temp |  |  | Degrees Celsius |  | Energy sensor | P18 |  |  |  | MC204 | Sports Centre |  |  | 0 | 0
MC204-B05 | MC204-B05/P19 | DHW Pri Retn Temp |  |  | Degrees Celsius |  | Energy sensor | P19 |  |  |  | MC204 | Sports Centre |  |  | 0 | 0
MC204-B05 | MC204-B05/P2 | Rm1107 Space Temp |  |  | Degrees Celsius |  | Energy sensor | P2 |  |  |  | MC204 | Sports Centre |  |  | 0 | 0
MC204-B05 | MC204-B05/P20 | DHW Temp |  |  | Degrees Celsius |  | Energy sensor | P20 |  |  |  | MC204 | Sports Centre |  |  | 0 | 0
MC204-B05 | MC204-B05/P21 | VT kWh Daily |  |  |  |  | Energy sensor | P21 |  |  |  | MC204 | Sports Centre |  |  | 0 | 0
MC204-B05 | MC204-B05/P22 | VT kWh Daily |  |  |  |  | Energy sensor | P22 |  |  |  | MC204 | Sports Centre |  |  | 0 | 0
MC204-B05 | MC204-B05/P23 | VT kWh Data |  |  |  |  | Energy sensor | P23 |  |  |  | MC204 | Sports Centre |  |  | 0 | 0
MC204-B05 | MC204-B05/P24 | DHW kWh Daily |  |  |  |  | Energy sensor | P24 |  |  |  | MC204 | Sports Centre |  |  | 0 | 0
MC204-B05 | MC204-B05/P25 | DHW kWh Daily |  |  |  |  | Energy sensor | P25 |  |  |  | MC204 | Sports Centre |  |  | 0 | 0
MC204-B05 | MC204-B05/P26 | DHW kWh Data |  |  |  |  | Energy sensor | P26 |  |  |  | MC204 | Sports Centre |  |  | 0 | 0
MC204-B05 | MC204-B05/P27 | Calculated variable temperature circuit flow setpoint |  |  |  |  | Energy sensor | P27 |  |  |  | MC204 | Sports Centre |  |  | 0 | 0
MC204-B05 | MC204-B05/P3 | Imagination Lab Temp |  |  | Degrees Celsius |  | Energy sensor | P3 |  |  |  | MC204 | Sports Centre |  |  | 0 | 0
MC204-B05 | MC204-B05/P4 | Variable temperature circuit flow temperature |  |  | Degrees Celsius |  | Energy sensor | P4 |  |  |  | MC204 | Sports Centre |  |  | 0 | 0
MC204-B05 | MC204-B05/P5 | VT Zone 1 Diff Press |  |  |  |  | Energy sensor | P5 |  |  |  | MC204 | Sports Centre |  |  | 0 | 0
MC204-B05 | MC204-B05/P6 | VT Zone 2 Diff Press |  |  |  |  | Energy sensor | P6 |  |  |  | MC204 | Sports Centre |  |  | 0 | 0
MC204-B05 | MC204-B05/P8 | Foyer Space Temp |  |  | Degrees Celsius |  | Energy sensor | P8 |  |  |  | MC204 | Sports Centre |  |  | 0 | 0
MC204-B05 | MC204-B05/P9 | UFHM1 Flow Temp |  |  | Degrees Celsius |  | Energy sensor | P9 |  |  |  | MC204 | Sports Centre |  |  | 0 | 0
MC204-B05 | MC204-B05/Q1 | Sequence Table 1 |  |  |  |  | Energy sensor | Q1 |  |  |  | MC204 | Sports Centre |  |  | 0 | 0
MC204-B05 | MC204-B05/S1 | Constant temperature circuit flow temperature |  |  | Degrees Celsius |  | Energy sensor | S1 |  |  |  | MC204 | Sports Centre |  |  | 0 | 0
MC204-B05 | MC204-B05/S10 | Group Change M Temp |  |  | Degrees Celsius |  | Energy sensor | S10 |  |  |  | MC204 | Sports Centre |  |  | 0 | 0
MC204-B05 | MC204-B05/S11 | UFHM2 Flow Temp |  |  | Degrees Celsius |  | Energy sensor | S11 |  |  |  | MC204 | Sports Centre |  |  | 0 | 0
MC204-B05 | MC204-B05/S12 | Group Change F Temp |  |  | Degrees Celsius |  | Energy sensor | S12 |  |  |  | MC204 | Sports Centre |  |  | 0 | 0
MC204-B05 | MC204-B05/S13 | Corridor 1 Space Temp |  |  | Degrees Celsius |  | Energy sensor | S13 |  |  |  | MC204 | Sports Centre |  |  | 0 | 0
MC204-B05 | MC204-B05/S14 | UFHM3 Flow Temp |  |  | Degrees Celsius |  | Energy sensor | S14 |  |  |  | MC204 | Sports Centre |  |  | 0 | 0
MC204-B05 | MC204-B05/S15 | Pool Change M Temp |  |  | Degrees Celsius |  | Energy sensor | S15 |  |  |  | MC204 | Sports Centre |  |  | 0 | 0
MC204-B05 | MC204-B05/S16 | Pool Change F Temp |  |  | Degrees Celsius |  | Energy sensor | S16 |  |  |  | MC204 | Sports Centre |  |  | 0 | 0
MC204-B05 | MC204-B05/S17 | UFHM4 Flow Temp |  |  | Degrees Celsius |  | Energy sensor | S17 |  |  |  | MC204 | Sports Centre |  |  | 0 | 0
MC204-B05 | MC204-B05/S18 | DHW Pri Flow Temp |  |  | Degrees Celsius |  | Energy sensor | S18 |  |  |  | MC204 | Sports Centre |  |  | 0 | 0
MC204-B05 | MC204-B05/S19 | DHW Pri Retn Temp |  |  | Degrees Celsius |  | Energy sensor | S19 |  |  |  | MC204 | Sports Centre |  |  | 0 | 0
MC204-B05 | MC204-B05/S2 | Rm1107 Space Temp |  |  | Degrees Celsius |  | Energy sensor | S2 |  |  |  | MC204 | Sports Centre |  |  | 0 | 0
MC204-B05 | MC204-B05/S20 | DHW PHE Temp |  |  | Degrees Celsius |  | Energy sensor | S20 |  |  |  | MC204 | Sports Centre |  |  | 0 | 0
MC204-B05 | MC204-B05/S25 | VT kWh Daily |  |  |  |  | Energy sensor | S25 |  |  |  | MC204 | Sports Centre |  |  | 0 | 0
MC204-B05 | MC204-B05/S26 | VT kWh Total |  |  |  |  | Energy sensor | S26 |  |  |  | MC204 | Sports Centre |  |  | 0 | 0
MC204-B05 | MC204-B05/S27 | VT kWh Weekly |  |  |  |  | Energy sensor | S27 |  |  |  | MC204 | Sports Centre |  |  | 0 | 0
MC204-B05 | MC204-B05/S28 | VT kWh Week-1 |  |  |  |  | Energy sensor | S28 |  |  |  | MC204 | Sports Centre |  |  | 0 | 0
MC204-B05 | MC204-B05/S29 | VT kWh Mnthly |  |  |  |  | Energy sensor | S29 |  |  |  | MC204 | Sports Centre |  |  | 0 | 0
MC204-B05 | MC204-B05/S3 | Rm B07 Space Temp Comms |  |  | Degrees Celsius |  | Energy sensor | S3 |  |  |  | MC204 | Sports Centre |  |  | 0 | 0
MC204-B05 | MC204-B05/S30 | VT kWh Month-1 |  |  |  |  | Energy sensor | S30 |  |  |  | MC204 | Sports Centre |  |  | 0 | 0
MC204-B05 | MC204-B05/S31 | VT kWh Data |  |  |  |  | Energy sensor | S31 |  |  |  | MC204 | Sports Centre |  |  | 0 | 0
MC204-B05 | MC204-B05/S32 | DHW kWh Daily |  |  |  |  | Energy sensor | S32 |  |  |  | MC204 | Sports Centre |  |  | 0 | 0
MC204-B05 | MC204-B05/S33 | DHW kWh Total |  |  |  |  | Energy sensor | S33 |  |  |  | MC204 | Sports Centre |  |  | 0 | 0
MC204-B05 | MC204-B05/S34 | DHW kWh Weekly |  |  |  |  | Energy sensor | S34 |  |  |  | MC204 | Sports Centre |  |  | 0 | 0
MC204-B05 | MC204-B05/S35 | DHW kWh Week-1 |  |  |  |  | Energy sensor | S35 |  |  |  | MC204 | Sports Centre |  |  | 0 | 0
MC204-B05 | MC204-B05/S36 | DHW kWh Mnthly |  |  |  |  | Energy sensor | S36 |  |  |  | MC204 | Sports Centre |  |  | 0 | 0
MC204-B05 | MC204-B05/S37 | DHW kWh Month-1 |  |  |  |  | Energy sensor | S37 |  |  |  | MC204 | Sports Centre |  |  | 0 | 0
MC204-B05 | MC204-B05/S38 | DHW kWh Data |  |  |  |  | Energy sensor | S38 |  |  |  | MC204 | Sports Centre |  |  | 0 | 0
MC204-B05 | MC204-B05/S39 | Calculated variable temperature circuit flow setpoint |  |  |  |  | Energy sensor | S39 |  |  |  | MC204 | Sports Centre |  |  | 0 | 0
MC204-B05 | MC204-B05/S4 | Variable temperature circuit flow temperature |  |  | Degrees Celsius |  | Energy sensor | S4 |  |  |  | MC204 | Sports Centre |  |  | 0 | 0
MC204-B05 | MC204-B05/S5 | VT Zone 1 Diff Press |  |  |  |  | Energy sensor | S5 |  |  |  | MC204 | Sports Centre |  |  | 0 | 0
MC204-B05 | MC204-B05/S6 | VT Zone 2 Diff Press |  |  |  |  | Energy sensor | S6 |  |  |  | MC204 | Sports Centre |  |  | 0 | 0
MC204-B05 | MC204-B05/S8 | Foyer Space Temp |  |  | Degrees Celsius |  | Energy sensor | S8 |  |  |  | MC204 | Sports Centre |  |  | 0 | 0
MC204-B05 | MC204-B05/S9 | UFHM1 Flow Temp |  |  | Degrees Celsius |  | Energy sensor | S9 |  |  |  | MC204 | Sports Centre |  |  | 0 | 0
MC204-B05 | MC204-B05/V1 | [5 empty] | Energy sensor | V1 |  |  |  | MC204 | Sports Centre |  |  | 0 | 0
MC204-B05 | MC204-B05/W1 | VT kWh Reset |  |  |  |  | Energy sensor | W1 |  |  |  | MC204 | Sports Centre |  |  | 0 | 0
MC204-B05 | MC204-B05/W10 | UFHM3 24H Override |  |  |  |  | Energy sensor | W10 |  |  |  | MC204 | Sports Centre |  |  | 0 | 0
MC204-B05 | MC204-B05/W11 | UFHM4 in Auto |  |  |  |  | Energy sensor | W11 |  |  |  | MC204 | Sports Centre |  |  | 0 | 0
MC204-B05 | MC204-B05/W12 | UFHM4 24H Override |  |  |  |  | Energy sensor | W12 |  |  |  | MC204 | Sports Centre |  |  | 0 | 0
MC204-B05 | MC204-B05/W13 | DHW Pri Pump Duty |  |  |  |  | Energy sensor | W13 |  |  |  | MC204 | Sports Centre |  |  | 0 | 0
MC204-B05 | MC204-B05/W14 | Door Curtain DET |  |  |  |  | Energy sensor | W14 |  |  |  | MC204 | Sports Centre |  |  | 0 | 0
MC204-B05 | MC204-B05/W2 | DHW kWh Reset |  |  |  |  | Energy sensor | W2 |  |  |  | MC204 | Sports Centre |  |  | 0 | 0
MC204-B05 | MC204-B05/W3 | Plant Fault Reset |  |  |  |  | Energy sensor | W3 |  |  |  | MC204 | Sports Centre |  |  | 0 | 0
MC204-B05 | MC204-B05/W4 | Variable flow circuit pump duty |  |  |  |  | Energy sensor | W4 |  |  |  | MC204 | Sports Centre |  |  | 0 | 0
MC204-B05 | MC204-B05/W5 | UFHM1 in Auto |  |  |  |  | Energy sensor | W5 |  |  |  | MC204 | Sports Centre |  |  | 0 | 0
MC204-B05 | MC204-B05/W6 | UFHM1 24H Override |  |  |  |  | Energy sensor | W6 |  |  |  | MC204 | Sports Centre |  |  | 0 | 0
MC204-B05 | MC204-B05/W7 | UFHM2 in Auto |  |  |  |  | Energy sensor | W7 |  |  |  | MC204 | Sports Centre |  |  | 0 | 0
MC204-B05 | MC204-B05/W8 | UFHM2 24H Override |  |  |  |  | Energy sensor | W8 |  |  |  | MC204 | Sports Centre |  |  | 0 | 0
MC204-B05 | MC204-B05/W9 | UFHM3 in Auto |  |  |  |  | Energy sensor | W9 |  |  |  | MC204 | Sports Centre |  |  | 0 | 0
MC204-B05 | MC204-B05/Y1 | Trend T -20+50 |  |  |  |  | Energy sensor | Y1 |  |  |  | MC204 | Sports Centre |  |  | 0 | 0
MC204-B05 | MC204-B05/Y2 | Trend Thermistor |  |  |  |  | Energy sensor | Y2 |  |  |  | MC204 | Sports Centre |  |  | 0 | 0
MC204-B05 | MC204-B05/Y3 | Pressure I 2.5bar |  |  |  |  | Energy sensor | Y3 |  |  |  | MC204 | Sports Centre |  |  | 0 | 0
MC204-B05 | MC204-B05/Y4 | DHWSetpoint |  |  |  |  | Energy sensor | Y4 |  |  |  | MC204 | Sports Centre |  |  | 0 | 0
MC204-B05 | MC204-B05/Z1 | VT Heating |  |  |  |  | Energy sensor | Z1 |  |  |  | MC204 | Sports Centre |  |  | 0 | 0
MC204-B05 | MC204-B05/Z2 | UFHM1-Foyer |  |  |  |  | Energy sensor | Z2 |  |  |  | MC204 | Sports Centre |  |  | 0 | 0
MC204-B05 | MC204-B05/Z3 | UFHM2-Group Change M |  |  |  |  | Energy sensor | Z3 |  |  |  | MC204 | Sports Centre |  |  | 0 | 0
MC204-B05 | MC204-B05/Z4 | UFHM3-Group Change F |  |  |  |  | Energy sensor | Z4 |  |  |  | MC204 | Sports Centre |  |  | 0 | 0
MC204-B05 | MC204-B05/Z5 | UFHM4-Pool Change |  |  |  |  | Energy sensor | Z5 |  |  |  | MC204 | Sports Centre |  |  | 0 | 0
MC204-B05 | MC204-B05/Z6 | DHW Plant |  |  |  |  | Energy sensor | Z6 |  |  |  | MC204 | Sports Centre |  |  | 0 | 0
MC204-B05 | MC204-B05/Z7 | Door Curtains |  |  |  |  | Energy sensor | Z7 |  |  |  | MC204 | Sports Centre |  |  | 0 | 0
MC014-B14 | MC014-B14/C1 | Virtual CNC 1 |  |  |  |  | Energy sensor | C1 |  |  |  | MC014 | Bowland Hall |  |  | 0 | 0
MC014-B14 | MC014-B14/D1 | Hot water service valve |  |  |  |  | Energy sensor | D1 |  |  |  | MC014 | Bowland Hall |  |  | 0 | 0
MC014-B14 | MC014-B14/D2 | Boiler No2 |  |  |  |  | Energy sensor | D2 |  |  |  | MC014 | Bowland Hall |  |  | 0 | 0
MC014-B14 | MC014-B14/D3 | Variable temperature circuit valve |  |  | 0 = Closed , 1 = Open |  | Energy sensor | D3 |  |  |  | MC014 | Bowland Hall |  |  | 0 | 0
MC014-B14 | MC014-B14/D4 | Variable temperature pump |  |  |  |  | Energy sensor | D4 |  |  |  | MC014 | Bowland Hall |  |  | 0 | 0
MC014-B14 | MC014-B14/D5 | Domestic hot water primary pump |  |  |  |  | Energy sensor | D5 |  |  |  | MC014 | Bowland Hall |  |  | 0 | 0
MC014-B14 | MC014-B14/D6 | Domestic hot water secondary pump |  |  |  |  | Energy sensor | D6 |  |  |  | MC014 | Bowland Hall |  |  | 0 | 0
MC014-B14 | MC014-B14/e1 | Supervisor |  |  |  |  | Energy sensor | e1 |  |  |  | MC014 | Bowland Hall |  |  | 0 | 0
MC014-B14 | MC014-B14/F1 | 1st stage frost enabled |  |  | 0 = Off, 1 = On |  | Energy sensor | F1 |  |  |  | MC014 | Bowland Hall |  |  | 0 | 0
MC014-B14 | MC014-B14/F10 | Function 10 |  |  |  |  | Energy sensor | F10 |  |  |  | MC014 | Bowland Hall |  |  | 0 | 0
MC014-B14 | MC014-B14/F11 | Function 11 |  |  |  |  | Energy sensor | F11 |  |  |  | MC014 | Bowland Hall |  |  | 0 | 0
MC014-B14 | MC014-B14/F12 | Function 12 |  |  |  |  | Energy sensor | F12 |  |  |  | MC014 | Bowland Hall |  |  | 0 | 0
MC014-B14 | MC014-B14/F13 | limit at |  |  |  |  | Energy sensor | F13 |  |  |  | MC014 | Bowland Hall |  |  | 0 | 0
MC014-B14 | MC014-B14/F14 | Function 14 |  |  |  |  | Energy sensor | F14 |  |  |  | MC014 | Bowland Hall |  |  | 0 | 0
MC014-B14 | MC014-B14/F15 | Function 15 |  |  |  |  | Energy sensor | F15 |  |  |  | MC014 | Bowland Hall |  |  | 0 | 0
MC014-B14 | MC014-B14/F16 | Function 16 |  |  |  |  | Energy sensor | F16 |  |  |  | MC014 | Bowland Hall |  |  | 0 | 0
MC014-B14 | MC014-B14/F17 | Function 17 |  |  |  |  | Energy sensor | F17 |  |  |  | MC014 | Bowland Hall |  |  | 0 | 0
MC014-B14 | MC014-B14/F18 | Function 18 |  |  |  |  | Energy sensor | F18 |  |  |  | MC014 | Bowland Hall |  |  | 0 | 0
MC014-B14 | MC014-B14/F19 | Room high limit |  |  |  |  | Energy sensor | F19 |  |  |  | MC014 | Bowland Hall |  |  | 0 | 0
MC014-B14 | MC014-B14/F2 | 2nd stage frost protection enabled |  |  |  |  | Energy sensor | F2 |  |  |  | MC014 | Bowland Hall |  |  | 0 | 0
MC014-B14 | MC014-B14/F20 | Function 20 |  |  |  |  | Energy sensor | F20 |  |  |  | MC014 | Bowland Hall |  |  | 0 | 0
MC014-B14 | MC014-B14/F21 | Function 21 |  |  |  |  | Energy sensor | F21 |  |  |  | MC014 | Bowland Hall |  |  | 0 | 0
MC014-B14 | MC014-B14/F22 | Calculated variable temperature circuit setpoint |  |  | Degrees Celsius |  | Energy sensor | F22 |  |  |  | MC014 | Bowland Hall |  |  | 0 | 0
MC014-B14 | MC014-B14/F23 | Function 23 |  |  |  |  | Energy sensor | F23 |  |  |  | MC014 | Bowland Hall |  |  | 0 | 0
MC014-B14 | MC014-B14/F24 | Function 24 |  |  |  |  | Energy sensor | F24 |  |  |  | MC014 | Bowland Hall |  |  | 0 | 0
MC014-B14 | MC014-B14/F25 | Function 25 |  |  |  |  | Energy sensor | F25 |  |  |  | MC014 | Bowland Hall |  |  | 0 | 0
MC014-B14 | MC014-B14/F26 | Function 26 |  |  |  |  | Energy sensor | F26 |  |  |  | MC014 | Bowland Hall |  |  | 0 | 0
MC014-B14 | MC014-B14/F27 | Function 27 |  |  |  |  | Energy sensor | F27 |  |  |  | MC014 | Bowland Hall |  |  | 0 | 0
MC014-B14 | MC014-B14/F28 | Lead boiler enable |  |  | 0 = Off, 1 = On |  | Energy sensor | F28 |  |  |  | MC014 | Bowland Hall |  |  | 0 | 0
MC014-B14 | MC014-B14/F29 | Lag Boiler Enable |  |  |  |  | Energy sensor | F29 |  |  |  | MC014 | Bowland Hall |  |  | 0 | 0
MC014-B14 | MC014-B14/F3 | 3rd stage frost enabled |  |  |  |  | Energy sensor | F3 |  |  |  | MC014 | Bowland Hall |  |  | 0 | 0
MC014-B14 | MC014-B14/F30 | Function 30 |  |  |  |  | Energy sensor | F30 |  |  |  | MC014 | Bowland Hall |  |  | 0 | 0
MC014-B14 | MC014-B14/F4 | Economy off enabled |  |  | 0 = Off, 1 = On |  | Energy sensor | F4 |  |  |  | MC014 | Bowland Hall |  |  | 0 | 0
MC014-B14 | MC014-B14/F5 | Function 5 |  |  |  |  | Energy sensor | F5 |  |  |  | MC014 | Bowland Hall |  |  | 0 | 0
MC014-B14 | MC014-B14/F6 | 1 hour |  |  |  |  | Energy sensor | F6 |  |  |  | MC014 | Bowland Hall |  |  | 0 | 0
MC014-B14 | MC014-B14/F7 | Function 7 |  |  |  |  | Energy sensor | F7 |  |  |  | MC014 | Bowland Hall |  |  | 0 | 0
MC014-B14 | MC014-B14/F8 | Function 8 |  |  |  |  | Energy sensor | F8 |  |  |  | MC014 | Bowland Hall |  |  | 0 | 0
MC014-B14 | MC014-B14/F9 | Function 9 |  |  |  |  | Energy sensor | F9 |  |  |  | MC014 | Bowland Hall |  |  | 0 | 0
MC014-B14 | MC014-B14/G1 | Logic 1 |  |  |  |  | Energy sensor | G1 |  |  |  | MC014 | Bowland Hall |  |  | 0 | 0
MC014-B14 | MC014-B14/G10 | Boiler heating hot water service enable |  |  | 0 = Off, 1 = On |  | Energy sensor | G10 |  |  |  | MC014 | Bowland Hall |  |  | 0 | 0
MC014-B14 | MC014-B14/G11 | Logic 11 |  |  |  |  | Energy sensor | G11 |  |  |  | MC014 | Bowland Hall |  |  | 0 | 0
MC014-B14 | MC014-B14/G12 | Logic 12 |  |  |  |  | Energy sensor | G12 |  |  |  | MC014 | Bowland Hall |  |  | 0 | 0
MC014-B14 | MC014-B14/G13 | Logic 13 |  |  |  |  | Energy sensor | G13 |  |  |  | MC014 | Bowland Hall |  |  | 0 | 0
MC014-B14 | MC014-B14/G14 | Logic 14 |  |  |  |  | Energy sensor | G14 |  |  |  | MC014 | Bowland Hall |  |  | 0 | 0
MC014-B14 | MC014-B14/G15 | Logic 15 |  |  |  |  | Energy sensor | G15 |  |  |  | MC014 | Bowland Hall |  |  | 0 | 0
MC014-B14 | MC014-B14/G16 | Domestic hot water demand |  |  |  |  | Energy sensor | G16 |  |  |  | MC014 | Bowland Hall |  |  | 0 | 0
MC014-B14 | MC014-B14/G17 | Logic 17 |  |  |  |  | Energy sensor | G17 |  |  |  | MC014 | Bowland Hall |  |  | 0 | 0
MC014-B14 | MC014-B14/G18 | Heat dissipation |  |  |  |  | Energy sensor | G18 |  |  |  | MC014 | Bowland Hall |  |  | 0 | 0
MC014-B14 | MC014-B14/G19 | Logic 19 |  |  |  |  | Energy sensor | G19 |  |  |  | MC014 | Bowland Hall |  |  | 0 | 0
MC014-B14 | MC014-B14/G2 | Logic 2 |  |  |  |  | Energy sensor | G2 |  |  |  | MC014 | Bowland Hall |  |  | 0 | 0
MC014-B14 | MC014-B14/G20 | 2nd stage frost protection enabled |  |  |  |  | Energy sensor | G20 |  |  |  | MC014 | Bowland Hall |  |  | 0 | 0
MC014-B14 | MC014-B14/G21 | Logic 21 |  |  |  |  | Energy sensor | G21 |  |  |  | MC014 | Bowland Hall |  |  | 0 | 0
MC014-B14 | MC014-B14/G22 | Hot water service enable |  |  | 0 = Off, 1 = On |  | Energy sensor | G22 |  |  |  | MC014 | Bowland Hall |  |  | 0 | 0
MC014-B14 | MC014-B14/G23 | Heating enable |  |  | 0 = Off, 1 = On |  | Energy sensor | G23 |  |  |  | MC014 | Bowland Hall |  |  | 0 | 0
MC014-B14 | MC014-B14/G24 | Logic 24 |  |  |  |  | Energy sensor | G24 |  |  |  | MC014 | Bowland Hall |  |  | 0 | 0
MC014-B14 | MC014-B14/G25 | Logic 25 |  |  |  |  | Energy sensor | G25 |  |  |  | MC014 | Bowland Hall |  |  | 0 | 0
MC014-B14 | MC014-B14/G26 | Logic 26 |  |  |  |  | Energy sensor | G26 |  |  |  | MC014 | Bowland Hall |  |  | 0 | 0
MC014-B14 | MC014-B14/G27 | Logic 27 |  |  |  |  | Energy sensor | G27 |  |  |  | MC014 | Bowland Hall |  |  | 0 | 0
MC014-B14 | MC014-B14/G28 | Logic 28 |  |  |  |  | Energy sensor | G28 |  |  |  | MC014 | Bowland Hall |  |  | 0 | 0
MC014-B14 | MC014-B14/G3 | Logic 3 |  |  |  |  | Energy sensor | G3 |  |  |  | MC014 | Bowland Hall |  |  | 0 | 0
MC014-B14 | MC014-B14/G4 | Logic 4 |  |  |  |  | Energy sensor | G4 |  |  |  | MC014 | Bowland Hall |  |  | 0 | 0
MC014-B14 | MC014-B14/G5 | Logic 5 |  |  |  |  | Energy sensor | G5 |  |  |  | MC014 | Bowland Hall |  |  | 0 | 0
MC014-B14 | MC014-B14/G6 | Logic 6 |  |  |  |  | Energy sensor | G6 |  |  |  | MC014 | Bowland Hall |  |  | 0 | 0
MC014-B14 | MC014-B14/G7 | boiler start delay for HWS val |  |  |  |  | Energy sensor | G7 |  |  |  | MC014 | Bowland Hall |  |  | 0 | 0
MC014-B14 | MC014-B14/G8 | Logic 8 |  |  |  |  | Energy sensor | G8 |  |  |  | MC014 | Bowland Hall |  |  | 0 | 0
MC014-B14 | MC014-B14/G9 | Boost |  |  | 0 = Off, 1 = On |  | Energy sensor | G9 |  |  |  | MC014 | Bowland Hall |  |  | 0 | 0
MC014-B14 | MC014-B14/I1 | Bowland Hall 15 Boiler Failed |  |  |  |  | Energy sensor | I1 |  |  |  | MC014 | Bowland Hall |  |  | 0 | 0
MC014-B14 | MC014-B14/I3 | Hand or automatic |  |  |  |  | Energy sensor | I3 |  |  |  | MC014 | Bowland Hall |  |  | 0 | 0
MC014-B14 | MC014-B14/K1 | 1st stage frost setpoint |  |  |  |  | Energy sensor | K1 |  |  |  | MC014 | Bowland Hall |  |  | 0 | 0
MC014-B14 | MC014-B14/K10 | Boiler Valve Diff |  |  |  |  | Energy sensor | K10 |  |  |  | MC014 | Bowland Hall |  |  | 0 | 0
MC014-B14 | MC014-B14/K11 | Boiler fail alarm limit |  |  |  |  | Energy sensor | K11 |  |  |  | MC014 | Bowland Hall |  |  | 0 | 0
MC014-B14 | MC014-B14/K12 | Boiler fail alarm timer |  |  |  |  | Energy sensor | K12 |  |  |  | MC014 | Bowland Hall |  |  | 0 | 0
MC014-B14 | MC014-B14/K13 | Domestic hot water servvice setpoint |  |  |  |  | Energy sensor | K13 |  |  |  | MC014 | Bowland Hall |  |  | 0 | 0
MC014-B14 | MC014-B14/K14 | Space Hil Limit Diff |  |  |  |  | Energy sensor | K14 |  |  |  | MC014 | Bowland Hall |  |  | 0 | 0
MC014-B14 | MC014-B14/K16 | Hot water service dead band |  |  |  |  | Energy sensor | K16 |  |  |  | MC014 | Bowland Hall |  |  | 0 | 0
MC014-B14 | MC014-B14/K17 | Boiler temperature setpoint |  |  | Degrees Celsius |  | Energy sensor | K17 |  |  |  | MC014 | Bowland Hall |  |  | 0 | 0
MC014-B14 | MC014-B14/K2 | 2nd stage frost setpoint |  |  | Degrees Celsius |  | Energy sensor | K2 |  |  |  | MC014 | Bowland Hall |  |  | 0 | 0
MC014-B14 | MC014-B14/K3 | 3rd stage frost setpoint |  |  | 0 = Off, 1 = On |  | Energy sensor | K3 |  |  |  | MC014 | Bowland Hall |  |  | 0 | 0
MC014-B14 | MC014-B14/K4 | Outside air temperature economy off setpoint |  |  |  |  | Energy sensor | K4 |  |  |  | MC014 | Bowland Hall |  |  | 0 | 0
MC014-B14 | MC014-B14/K5 | Occupied setpoint |  |  |  |  | Energy sensor | K5 |  |  |  | MC014 | Bowland Hall |  |  | 0 | 0
MC014-B14 | MC014-B14/K6 | VT Flow@0 degC |  |  |  |  | Energy sensor | K6 |  |  |  | MC014 | Bowland Hall |  |  | 0 | 0
MC014-B14 | MC014-B14/K7 | VT Flow@ 20oC OAT |  |  |  |  | Energy sensor | K7 |  |  |  | MC014 | Bowland Hall |  |  | 0 | 0
MC014-B14 | MC014-B14/K8 | Room influence |  |  |  |  | Energy sensor | K8 |  |  |  | MC014 | Bowland Hall |  |  | 0 | 0
MC014-B14 | MC014-B14/K9 | Boiler hot water service diff |  |  |  |  | Energy sensor | K9 |  |  |  | MC014 | Bowland Hall |  |  | 0 | 0
MC014-B14 | MC014-B14/L1 | Loop 1 |  |  |  |  | Energy sensor | L1 |  |  |  | MC014 | Bowland Hall |  |  | 0 | 0
MC014-B14 | MC014-B14/L3 | compensator |  |  |  |  | Energy sensor | L3 |  |  |  | MC014 | Bowland Hall |  |  | 0 | 0
MC014-B14 | MC014-B14/L4 | [5 empty] | Energy sensor | L4 |  |  |  | MC014 | Bowland Hall |  |  | 0 | 0
MC014-B14 | MC014-B14/n1 | TREND_0B_29_1A |  |  |  |  | Energy sensor | n1 |  |  |  | MC014 | Bowland Hall |  |  | 0 | 0
MC014-B14 | MC014-B14/o1 | Alarm Route 1 |  |  |  |  | Energy sensor | o1 |  |  |  | MC014 | Bowland Hall |  |  | 0 | 0
MC014-B14 | MC014-B14/O1 | Heating times |  |  |  |  | Energy sensor | O1 |  |  |  | MC014 | Bowland Hall |  |  | 0 | 0
MC014-B14 | MC014-B14/o2 | Alarm Route 2 |  |  |  |  | Energy sensor | o2 |  |  |  | MC014 | Bowland Hall |  |  | 0 | 0
MC014-B14 | MC014-B14/o3 | Alarm Route 3 |  |  |  |  | Energy sensor | o3 |  |  |  | MC014 | Bowland Hall |  |  | 0 | 0
MC014-B14 | MC014-B14/P1 | Outside air temperature |  |  | Degrees Celsius |  | Energy sensor | P1 |  |  |  | MC014 | Bowland Hall |  |  | 0 | 0
MC014-B14 | MC014-B14/P2 | Room temperature |  |  | Degrees Celsius |  | Energy sensor | P2 |  |  |  | MC014 | Bowland Hall |  |  | 0 | 0
MC014-B14 | MC014-B14/P3 | Variable temperature circuit flow temperature |  |  | Degrees Celsius |  | Energy sensor | P3 |  |  |  | MC014 | Bowland Hall |  |  | 0 | 0
MC014-B14 | MC014-B14/P4 | Domestic hot water service temperature |  |  | Degrees Celsius |  | Energy sensor | P4 |  |  |  | MC014 | Bowland Hall |  |  | 0 | 0
MC014-B14 | MC014-B14/P6 | Boiler temperature |  |  | Degrees Celsius |  | Energy sensor | P6 |  |  |  | MC014 | Bowland Hall |  |  | 0 | 0
MC014-B14 | MC014-B14/Q1 | Sequence Table 1 |  |  |  |  | Energy sensor | Q1 |  |  |  | MC014 | Bowland Hall |  |  | 0 | 0
MC014-B14 | MC014-B14/S1 | Outside air temperature |  |  | Degrees Celsius |  | Energy sensor | S1 |  |  |  | MC014 | Bowland Hall |  |  | 0 | 0
MC014-B14 | MC014-B14/S10 | Calculated temperature variable temperature circuit flow |  |  |  |  | Energy sensor | S10 |  |  |  | MC014 | Bowland Hall |  |  | 0 | 0
MC014-B14 | MC014-B14/S2 | Room temperature |  |  | Degrees Celsius |  | Energy sensor | S2 |  |  |  | MC014 | Bowland Hall |  |  | 0 | 0
MC014-B14 | MC014-B14/S3 | Variable temperature circuit flow temperature |  |  | Degrees Celsius |  | Energy sensor | S3 |  |  |  | MC014 | Bowland Hall |  |  | 0 | 0
MC014-B14 | MC014-B14/S4 | Domestic hot water service temperature |  |  | Degrees Celsius |  | Energy sensor | S4 |  |  |  | MC014 | Bowland Hall |  |  | 0 | 0
MC014-B14 | MC014-B14/S5 | Boiler temperature |  |  | Degrees Celsius |  | Energy sensor | S5 |  |  |  | MC014 | Bowland Hall |  |  | 0 | 0
MC014-B14 | MC014-B14/V1 | [5 empty] | Energy sensor | V1 |  |  |  | MC014 | Bowland Hall |  |  | 0 | 0
MC014-B14 | MC014-B14/W1 | Lead Boiler |  |  |  |  | Energy sensor | W1 |  |  |  | MC014 | Bowland Hall |  |  | 0 | 0
MC014-B14 | MC014-B14/W2 | Summer winter switch |  |  | S = Summer, W = Winter |  | Energy sensor | W2 |  |  |  | MC014 | Bowland Hall |  |  | 0 | 0
MC014-B14 | MC014-B14/W3 | Hol Auto A=On |  |  |  |  | Energy sensor | W3 |  |  |  | MC014 | Bowland Hall |  |  | 0 | 0
MC014-B14 | MC014-B14/W4 | Enable If 2 Blrs Installed |  |  |  |  | Energy sensor | W4 |  |  |  | MC014 | Bowland Hall |  |  | 0 | 0
MC014-B14 | MC014-B14/Y1 | Satchwell T Range |  |  |  |  | Energy sensor | Y1 |  |  |  | MC014 | Bowland Hall |  |  | 0 | 0
MC014-B14 | MC014-B14/Y2 | Thermistor TBTC |  |  |  |  | Energy sensor | Y2 |  |  |  | MC014 | Bowland Hall |  |  | 0 | 0
MC014-B14 | MC014-B14/Z1 | Heating times |  |  |  |  | Energy sensor | Z1 |  |  |  | MC014 | Bowland Hall |  |  | 0 | 0
MC014-B14 | MC014-B14/Z2 | Domestic hot water service times |  |  |  |  | Energy sensor | Z2 |  |  |  | MC014 | Bowland Hall |  |  | 0 | 0
MC065-B06 | MC065-B06/C1 | Virtual CNC 1 |  |  |  |  | Energy sensor | C1 |  |  |  | MC065 | Library |  |  | 0 | 0
MC065-B06 | MC065-B06/D1 | AHU-NW Supply Fan Enable |  |  |  |  | Energy sensor | D1 |  |  |  | MC065 | Library |  |  | 0 | 0
MC065-B06 | MC065-B06/D10 | Level A HB A039 Valve |  |  |  |  | Energy sensor | D10 |  |  |  | MC065 | Library |  |  | 0 | 0
MC065-B06 | MC065-B06/D11 | Level B HB B001 Valve |  |  |  |  | Energy sensor | D11 |  |  |  | MC065 | Library |  |  | 0 | 0
MC065-B06 | MC065-B06/D12 | Level B HB B028 Valve |  |  |  |  | Energy sensor | D12 |  |  |  | MC065 | Library |  |  | 0 | 0
MC065-B06 | MC065-B06/D13 | Level B HB B029 Valve |  |  |  |  | Energy sensor | D13 |  |  |  | MC065 | Library |  |  | 0 | 0
MC065-B06 | MC065-B06/D14 | Level B HB C029 Valve |  |  |  |  | Energy sensor | D14 |  |  |  | MC065 | Library |  |  | 0 | 0
MC065-B06 | MC065-B06/D15 | Level B Rad V2-B-01 Valve |  |  |  |  | Energy sensor | D15 |  |  |  | MC065 | Library |  |  | 0 | 0
MC065-B06 | MC065-B06/D16 | Level D HB C028 Valve |  |  |  |  | Energy sensor | D16 |  |  |  | MC065 | Library |  |  | 0 | 0
MC065-B06 | MC065-B06/D17 | OdoorHeaterEnable |  |  |  |  | Energy sensor | D17 |  |  |  | MC065 | Library |  |  | 0 | 0
MC065-B06 | MC065-B06/D18 | ODoorHeatValve |  |  |  |  | Energy sensor | D18 |  |  |  | MC065 | Library |  |  | 0 | 0
MC065-B06 | MC065-B06/D2 | AHU-NW Extract Fan Enable |  |  |  |  | Energy sensor | D2 |  |  |  | MC065 | Library |  |  | 0 | 0
MC065-B06 | MC065-B06/D3 | AHU-NW Recoup Damper |  |  |  |  | Energy sensor | D3 |  |  |  | MC065 | Library |  |  | 0 | 0
MC065-B06 | MC065-B06/D4 | AHU-NW Heater Battery |  |  |  |  | Energy sensor | D4 |  |  |  | MC065 | Library |  |  | 0 | 0
MC065-B06 | MC065-B06/D5 | AHU-NW Sply Fan Speed |  |  |  |  | Energy sensor | D5 |  |  |  | MC065 | Library |  |  | 0 | 0
MC065-B06 | MC065-B06/D6 | AHU-NW Ext Fan Speed |  |  |  |  | Energy sensor | D6 |  |  |  | MC065 | Library |  |  | 0 | 0
MC065-B06 | MC065-B06/D7 | AHU-NW Mixing Damper |  |  |  |  | Energy sensor | D7 |  |  |  | MC065 | Library |  |  | 0 | 0
MC065-B06 | MC065-B06/D8 | Level A HB A001 Valve |  |  |  |  | Energy sensor | D8 |  |  |  | MC065 | Library |  |  | 0 | 0
MC065-B06 | MC065-B06/D9 | Level A HB A038 Valve |  |  |  |  | Energy sensor | D9 |  |  |  | MC065 | Library |  |  | 0 | 0
MC065-B06 | MC065-B06/e1 | General Alarms |  |  |  |  | Energy sensor | e1 |  |  |  | MC065 | Library |  |  | 0 | 0
MC065-B06 | MC065-B06/F1 | Outside air temperature frost |  |  | Degrees Celsius |  | Energy sensor | F1 |  |  |  | MC065 | Library |  |  | 0 | 0
MC065-B06 | MC065-B06/F10 | Function 10 |  |  |  |  | Energy sensor | F10 |  |  |  | MC065 | Library |  |  | 0 | 0
MC065-B06 | MC065-B06/F11 | Function 11 |  |  |  |  | Energy sensor | F11 |  |  |  | MC065 | Library |  |  | 0 | 0
MC065-B06 | MC065-B06/F12 | Function 12 |  |  |  |  | Energy sensor | F12 |  |  |  | MC065 | Library |  |  | 0 | 0
MC065-B06 | MC065-B06/F14 | Function 14 |  |  |  |  | Energy sensor | F14 |  |  |  | MC065 | Library |  |  | 0 | 0
MC065-B06 | MC065-B06/F15 | AHU Heat Recovery Active |  |  |  |  | Energy sensor | F15 |  |  |  | MC065 | Library |  |  | 0 | 0
MC065-B06 | MC065-B06/F17 | AHU-NW Recoup Dmnd |  |  |  |  | Energy sensor | F17 |  |  |  | MC065 | Library |  |  | 0 | 0
MC065-B06 | MC065-B06/F18 | Function 18 |  |  |  |  | Energy sensor | F18 |  |  |  | MC065 | Library |  |  | 0 | 0
MC065-B06 | MC065-B06/F19 | AHU-NW Htg Dmd |  |  |  |  | Energy sensor | F19 |  |  |  | MC065 | Library |  |  | 0 | 0
MC065-B06 | MC065-B06/F2 | Function 2 |  |  |  |  | Energy sensor | F2 |  |  |  | MC065 | Library |  |  | 0 | 0
MC065-B06 | MC065-B06/F20 | Function 20 |  |  |  |  | Energy sensor | F20 |  |  |  | MC065 | Library |  |  | 0 | 0
MC065-B06 | MC065-B06/F21 | Function 21 |  |  |  |  | Energy sensor | F21 |  |  |  | MC065 | Library |  |  | 0 | 0
MC065-B06 | MC065-B06/F22 | Function 22 |  |  |  |  | Energy sensor | F22 |  |  |  | MC065 | Library |  |  | 0 | 0
MC065-B06 | MC065-B06/F23 | Function 23 |  |  |  |  | Energy sensor | F23 |  |  |  | MC065 | Library |  |  | 0 | 0
MC065-B06 | MC065-B06/F24 | Function 24 |  |  |  |  | Energy sensor | F24 |  |  |  | MC065 | Library |  |  | 0 | 0
MC065-B06 | MC065-B06/F25 | Function 25 |  |  |  |  | Energy sensor | F25 |  |  |  | MC065 | Library |  |  | 0 | 0
MC065-B06 | MC065-B06/F26 | Function 26 |  |  |  |  | Energy sensor | F26 |  |  |  | MC065 | Library |  |  | 0 | 0
MC065-B06 | MC065-B06/F27 | Function 27 |  |  |  |  | Energy sensor | F27 |  |  |  | MC065 | Library |  |  | 0 | 0
MC065-B06 | MC065-B06/F31 | Function 31 |  |  |  |  | Energy sensor | F31 |  |  |  | MC065 | Library |  |  | 0 | 0
MC065-B06 | MC065-B06/F32 | HD |  |  |  |  | Energy sensor | F32 |  |  |  | MC065 | Library |  |  | 0 | 0
MC065-B06 | MC065-B06/F33 | Function 33 |  |  |  |  | Energy sensor | F33 |  |  |  | MC065 | Library |  |  | 0 | 0
MC065-B06 | MC065-B06/F34 | Function 34 |  |  |  |  | Energy sensor | F34 |  |  |  | MC065 | Library |  |  | 0 | 0
MC065-B06 | MC065-B06/F35 | Function 35 |  |  |  |  | Energy sensor | F35 |  |  |  | MC065 | Library |  |  | 0 | 0
MC065-B06 | MC065-B06/F36 | Function 36 |  |  |  |  | Energy sensor | F36 |  |  |  | MC065 | Library |  |  | 0 | 0
MC065-B06 | MC065-B06/F37 | Function 37 |  |  |  |  | Energy sensor | F37 |  |  |  | MC065 | Library |  |  | 0 | 0
MC065-B06 | MC065-B06/F38 | Function 38 |  |  |  |  | Energy sensor | F38 |  |  |  | MC065 | Library |  |  | 0 | 0
MC065-B06 | MC065-B06/F39 | Function 39 |  |  |  |  | Energy sensor | F39 |  |  |  | MC065 | Library |  |  | 0 | 0
MC065-B06 | MC065-B06/F4 | Function 4 |  |  |  |  | Energy sensor | F4 |  |  |  | MC065 | Library |  |  | 0 | 0
MC065-B06 | MC065-B06/F40 | HB A001 Htg Dmd |  |  |  |  | Energy sensor | F40 |  |  |  | MC065 | Library |  |  | 0 | 0
MC065-B06 | MC065-B06/F41 | HB A038 Htg Dmd |  |  |  |  | Energy sensor | F41 |  |  |  | MC065 | Library |  |  | 0 | 0
MC065-B06 | MC065-B06/F42 | HB A039 Htg Dmd |  |  |  |  | Energy sensor | F42 |  |  |  | MC065 | Library |  |  | 0 | 0
MC065-B06 | MC065-B06/F43 | HB B001 Htg Dmd |  |  |  |  | Energy sensor | F43 |  |  |  | MC065 | Library |  |  | 0 | 0
MC065-B06 | MC065-B06/F44 | Function 44 |  |  |  |  | Energy sensor | F44 |  |  |  | MC065 | Library |  |  | 0 | 0
MC065-B06 | MC065-B06/F45 | Function 45 |  |  |  |  | Energy sensor | F45 |  |  |  | MC065 | Library |  |  | 0 | 0
MC065-B06 | MC065-B06/F46 | HB B028 Htg Dmd |  |  |  |  | Energy sensor | F46 |  |  |  | MC065 | Library |  |  | 0 | 0
MC065-B06 | MC065-B06/F47 | Function 47 |  |  |  |  | Energy sensor | F47 |  |  |  | MC065 | Library |  |  | 0 | 0
MC065-B06 | MC065-B06/F48 | Function 48 |  |  |  |  | Energy sensor | F48 |  |  |  | MC065 | Library |  |  | 0 | 0
MC065-B06 | MC065-B06/F49 | HB B029 Htg Dmd |  |  |  |  | Energy sensor | F49 |  |  |  | MC065 | Library |  |  | 0 | 0
MC065-B06 | MC065-B06/F5 | Function 5 |  |  |  |  | Energy sensor | F5 |  |  |  | MC065 | Library |  |  | 0 | 0
MC065-B06 | MC065-B06/F50 | Function 50 |  |  |  |  | Energy sensor | F50 |  |  |  | MC065 | Library |  |  | 0 | 0
MC065-B06 | MC065-B06/F51 | Function 51 |  |  |  |  | Energy sensor | F51 |  |  |  | MC065 | Library |  |  | 0 | 0
MC065-B06 | MC065-B06/F52 | HB C029 Htg Dmd |  |  |  |  | Energy sensor | F52 |  |  |  | MC065 | Library |  |  | 0 | 0
MC065-B06 | MC065-B06/F53 | Function 53 |  |  |  |  | Energy sensor | F53 |  |  |  | MC065 | Library |  |  | 0 | 0
MC065-B06 | MC065-B06/F54 | Function 54 |  |  |  |  | Energy sensor | F54 |  |  |  | MC065 | Library |  |  | 0 | 0
MC065-B06 | MC065-B06/F56 | HB C028 Htg Dmd |  |  |  |  | Energy sensor | F56 |  |  |  | MC065 | Library |  |  | 0 | 0
MC065-B06 | MC065-B06/F58 | Function 58 |  |  |  |  | Energy sensor | F58 |  |  |  | MC065 | Library |  |  | 0 | 0
MC065-B06 | MC065-B06/F59 | HD |  |  |  |  | Energy sensor | F59 |  |  |  | MC065 | Library |  |  | 0 | 0
MC065-B06 | MC065-B06/F6 | Function 6 |  |  |  |  | Energy sensor | F6 |  |  |  | MC065 | Library |  |  | 0 | 0
MC065-B06 | MC065-B06/F60 | Function 60 |  |  |  |  | Energy sensor | F60 |  |  |  | MC065 | Library |  |  | 0 | 0
MC065-B06 | MC065-B06/F61 | Function 61 |  |  |  |  | Energy sensor | F61 |  |  |  | MC065 | Library |  |  | 0 | 0
MC065-B06 | MC065-B06/F62 | Function 62 |  |  |  |  | Energy sensor | F62 |  |  |  | MC065 | Library |  |  | 0 | 0
MC065-B06 | MC065-B06/F64 | Function 64 |  |  |  |  | Energy sensor | F64 |  |  |  | MC065 | Library |  |  | 0 | 0
MC065-B06 | MC065-B06/F65 | Function 65 |  |  |  |  | Energy sensor | F65 |  |  |  | MC065 | Library |  |  | 0 | 0
MC065-B06 | MC065-B06/F66 | Function 66 |  |  |  |  | Energy sensor | F66 |  |  |  | MC065 | Library |  |  | 0 | 0
MC065-B06 | MC065-B06/F68 | Function 68 |  |  |  |  | Energy sensor | F68 |  |  |  | MC065 | Library |  |  | 0 | 0
MC065-B06 | MC065-B06/F69 | Function 69 |  |  |  |  | Energy sensor | F69 |  |  |  | MC065 | Library |  |  | 0 | 0
MC065-B06 | MC065-B06/F7 | Function 7 |  |  |  |  | Energy sensor | F7 |  |  |  | MC065 | Library |  |  | 0 | 0
MC065-B06 | MC065-B06/F70 | Function 70 |  |  |  |  | Energy sensor | F70 |  |  |  | MC065 | Library |  |  | 0 | 0
MC065-B06 | MC065-B06/F71 | Function 71 |  |  |  |  | Energy sensor | F71 |  |  |  | MC065 | Library |  |  | 0 | 0
MC065-B06 | MC065-B06/F72 | Function 72 |  |  |  |  | Energy sensor | F72 |  |  |  | MC065 | Library |  |  | 0 | 0
MC065-B06 | MC065-B06/F73 | Function 73 |  |  |  |  | Energy sensor | F73 |  |  |  | MC065 | Library |  |  | 0 | 0
MC065-B06 | MC065-B06/F74 | Function 74 |  |  |  |  | Energy sensor | F74 |  |  |  | MC065 | Library |  |  | 0 | 0
MC065-B06 | MC065-B06/F75 | Function 75 |  |  |  |  | Energy sensor | F75 |  |  |  | MC065 | Library |  |  | 0 | 0
MC065-B06 | MC065-B06/F76 | Function 76 |  |  |  |  | Energy sensor | F76 |  |  |  | MC065 | Library |  |  | 0 | 0
MC065-B06 | MC065-B06/F77 | Function 77 |  |  |  |  | Energy sensor | F77 |  |  |  | MC065 | Library |  |  | 0 | 0
MC065-B06 | MC065-B06/F78 | Function 78 |  |  |  |  | Energy sensor | F78 |  |  |  | MC065 | Library |  |  | 0 | 0
MC065-B06 | MC065-B06/F79 | Function 79 |  |  |  |  | Energy sensor | F79 |  |  |  | MC065 | Library |  |  | 0 | 0
MC065-B06 | MC065-B06/F8 | Function 8 |  |  |  |  | Energy sensor | F8 |  |  |  | MC065 | Library |  |  | 0 | 0
MC065-B06 | MC065-B06/F80 | Function 80 |  |  |  |  | Energy sensor | F80 |  |  |  | MC065 | Library |  |  | 0 | 0
MC065-B06 | MC065-B06/F81 | Function 81 |  |  |  |  | Energy sensor | F81 |  |  |  | MC065 | Library |  |  | 0 | 0
MC065-B06 | MC065-B06/F82 | Function 82 |  |  |  |  | Energy sensor | F82 |  |  |  | MC065 | Library |  |  | 0 | 0
MC065-B06 | MC065-B06/F83 | Function 83 |  |  |  |  | Energy sensor | F83 |  |  |  | MC065 | Library |  |  | 0 | 0
MC065-B06 | MC065-B06/F84 | Function 84 |  |  |  |  | Energy sensor | F84 |  |  |  | MC065 | Library |  |  | 0 | 0
MC065-B06 | MC065-B06/F9 | Function 9 |  |  |  |  | Energy sensor | F9 |  |  |  | MC065 | Library |  |  | 0 | 0
MC065-B06 | MC065-B06/G10 | AHU-NW Temp Ctrl Active |  |  | Degrees Celsius |  | Energy sensor | G10 |  |  |  | MC065 | Library |  |  | 0 | 0
MC065-B06 | MC065-B06/G11 | Logic 11 |  |  |  |  | Energy sensor | G11 |  |  |  | MC065 | Library |  |  | 0 | 0
MC065-B06 | MC065-B06/G12 | AHU-LG Speed Enable |  |  |  |  | Energy sensor | G12 |  |  |  | MC065 | Library |  |  | 0 | 0
MC065-B06 | MC065-B06/G13 | Low Occupancy |  |  |  |  | Energy sensor | G13 |  |  |  | MC065 | Library |  |  | 0 | 0
MC065-B06 | MC065-B06/G14 | Logic 14 |  |  |  |  | Energy sensor | G14 |  |  |  | MC065 | Library |  |  | 0 | 0
MC065-B06 | MC065-B06/G15 | Logic 15 |  |  |  |  | Energy sensor | G15 |  |  |  | MC065 | Library |  |  | 0 | 0
MC065-B06 | MC065-B06/G16 | Logic 16 |  |  |  |  | Energy sensor | G16 |  |  |  | MC065 | Library |  |  | 0 | 0
MC065-B06 | MC065-B06/G17 | Logic 17 |  |  |  |  | Energy sensor | G17 |  |  |  | MC065 | Library |  |  | 0 | 0
MC065-B06 | MC065-B06/G18 | Logic 18 |  |  |  |  | Energy sensor | G18 |  |  |  | MC065 | Library |  |  | 0 | 0
MC065-B06 | MC065-B06/G19 | Logic 19 |  |  |  |  | Energy sensor | G19 |  |  |  | MC065 | Library |  |  | 0 | 0
MC065-B06 | MC065-B06/G2 | 3rd Stage Frost Protect |  |  |  |  | Energy sensor | G2 |  |  |  | MC065 | Library |  |  | 0 | 0
MC065-B06 | MC065-B06/G20 | Logic 20 |  |  |  |  | Energy sensor | G20 |  |  |  | MC065 | Library |  |  | 0 | 0
MC065-B06 | MC065-B06/G21 | Logic 21 |  |  |  |  | Energy sensor | G21 |  |  |  | MC065 | Library |  |  | 0 | 0
MC065-B06 | MC065-B06/G22 | Logic 22 |  |  |  |  | Energy sensor | G22 |  |  |  | MC065 | Library |  |  | 0 | 0
MC065-B06 | MC065-B06/G23 | Logic 23 |  |  |  |  | Energy sensor | G23 |  |  |  | MC065 | Library |  |  | 0 | 0
MC065-B06 | MC065-B06/G24 | Logic 24 |  |  |  |  | Energy sensor | G24 |  |  |  | MC065 | Library |  |  | 0 | 0
MC065-B06 | MC065-B06/G25 | Logic 25 |  |  |  |  | Energy sensor | G25 |  |  |  | MC065 | Library |  |  | 0 | 0
MC065-B06 | MC065-B06/G26 | Logic 26 |  |  |  |  | Energy sensor | G26 |  |  |  | MC065 | Library |  |  | 0 | 0
MC065-B06 | MC065-B06/G27 | Logic 27 |  |  |  |  | Energy sensor | G27 |  |  |  | MC065 | Library |  |  | 0 | 0
MC065-B06 | MC065-B06/G28 | Summer Eco mode |  |  |  |  | Energy sensor | G28 |  |  |  | MC065 | Library |  |  | 0 | 0
MC065-B06 | MC065-B06/G29 | Logic 29 |  |  |  |  | Energy sensor | G29 |  |  |  | MC065 | Library |  |  | 0 | 0
MC065-B06 | MC065-B06/G3 | AHU Enable |  |  |  |  | Energy sensor | G3 |  |  |  | MC065 | Library |  |  | 0 | 0
MC065-B06 | MC065-B06/G31 | Winter Mode |  |  |  |  | Energy sensor | G31 |  |  |  | MC065 | Library |  |  | 0 | 0
MC065-B06 | MC065-B06/G32 | Summer Mode |  |  |  |  | Energy sensor | G32 |  |  |  | MC065 | Library |  |  | 0 | 0
MC065-B06 | MC065-B06/G4 | Logic 4 |  |  |  |  | Energy sensor | G4 |  |  |  | MC065 | Library |  |  | 0 | 0
MC065-B06 | MC065-B06/G5 | Logic 5 |  |  |  |  | Energy sensor | G5 |  |  |  | MC065 | Library |  |  | 0 | 0
MC065-B06 | MC065-B06/G6 | Extract Delay On |  |  |  |  | Energy sensor | G6 |  |  |  | MC065 | Library |  |  | 0 | 0
MC065-B06 | MC065-B06/G7 | Logic 7 |  |  |  |  | Energy sensor | G7 |  |  |  | MC065 | Library |  |  | 0 | 0
MC065-B06 | MC065-B06/G8 | Logic 8 |  |  |  |  | Energy sensor | G8 |  |  |  | MC065 | Library |  |  | 0 | 0
MC065-B06 | MC065-B06/G9 | Logic 9 |  |  |  |  | Energy sensor | G9 |  |  |  | MC065 | Library |  |  | 0 | 0
MC065-B06 | MC065-B06/I1 | AHU-NW Supply VSD Fault |  |  |  |  | Energy sensor | I1 |  |  |  | MC065 | Library |  |  | 0 | 0
MC065-B06 | MC065-B06/i1 | xcite/IO/8UI |  |  |  |  | Energy sensor | i1 |  |  |  | MC065 | Library |  |  | 0 | 0
MC065-B06 | MC065-B06/I11 | C018 AC Fault |  |  |  |  | Energy sensor | I11 |  |  |  | MC065 | Library |  |  | 0 | 0
MC065-B06 | MC065-B06/I12 | OAT Frost Condition |  |  |  |  | Energy sensor | I12 |  |  |  | MC065 | Library |  |  | 0 | 0
MC065-B06 | MC065-B06/I15 | Space Frost Cond |  |  |  |  | Energy sensor | I15 |  |  |  | MC065 | Library |  |  | 0 | 0
MC065-B06 | MC065-B06/I18 | AHU-NW Supply Fan No Flow |  |  |  |  | Energy sensor | I18 |  |  |  | MC065 | Library |  |  | 0 | 0
MC065-B06 | MC065-B06/I19 | AHU-NW Extract Fan No Flow |  |  |  |  | Energy sensor | I19 |  |  |  | MC065 | Library |  |  | 0 | 0
MC065-B06 | MC065-B06/I2 | AHU-NW Supply Flow STS |  |  |  |  | Energy sensor | I2 |  |  |  | MC065 | Library |  |  | 0 | 0
MC065-B06 | MC065-B06/i2 | xcite/IO/8UI |  |  |  |  | Energy sensor | i2 |  |  |  | MC065 | Library |  |  | 0 | 0
MC065-B06 | MC065-B06/I20 | NW Zone 1 Low Occupancy |  |  |  |  | Energy sensor | I20 |  |  |  | MC065 | Library |  |  | 0 | 0
MC065-B06 | MC065-B06/I21 | Level B Rad V2-B-01 Valve HD |  |  |  |  | Energy sensor | I21 |  |  |  | MC065 | Library |  |  | 0 | 0
MC065-B06 | MC065-B06/I22 | OS12 Heating Demand |  |  |  |  | Energy sensor | I22 |  |  |  | MC065 | Library |  |  | 0 | 0
MC065-B06 | MC065-B06/I23 | Summer Eco mode |  |  |  |  | Energy sensor | I23 |  |  |  | MC065 | Library |  |  | 0 | 0
MC065-B06 | MC065-B06/I24 | Overdoor Heater Enable |  |  |  |  | Energy sensor | I24 |  |  |  | MC065 | Library |  |  | 0 | 0
MC065-B06 | MC065-B06/I25 | Winter Vent Mode |  |  |  |  | Energy sensor | I25 |  |  |  | MC065 | Library |  |  | 0 | 0
MC065-B06 | MC065-B06/I26 | Summer Vent Mode |  |  |  |  | Energy sensor | I26 |  |  |  | MC065 | Library |  |  | 0 | 0
MC065-B06 | MC065-B06/I3 | AHU-NW Extract VSD Fault |  |  |  |  | Energy sensor | I3 |  |  |  | MC065 | Library |  |  | 0 | 0
MC065-B06 | MC065-B06/i3 | xcite/IO/8UI |  |  |  |  | Energy sensor | i3 |  |  |  | MC065 | Library |  |  | 0 | 0
MC065-B06 | MC065-B06/I4 | AHU-NW Extract Flow STS |  |  |  |  | Energy sensor | I4 |  |  |  | MC065 | Library |  |  | 0 | 0
MC065-B06 | MC065-B06/i4 | xcite/IO/16DI |  |  |  |  | Energy sensor | i4 |  |  |  | MC065 | Library |  |  | 0 | 0
MC065-B06 | MC065-B06/i5 | xcite/IO/8AO |  |  |  |  | Energy sensor | i5 |  |  |  | MC065 | Library |  |  | 0 | 0
MC065-B06 | MC065-B06/I5 | AHU-NWSupplyPanelFilterSTS |  |  |  |  | Energy sensor | I5 |  |  |  | MC065 | Library |  |  | 0 | 0
MC065-B06 | MC065-B06/I6 | AHU-NWSupplyBagFilterSTS |  |  |  |  | Energy sensor | I6 |  |  |  | MC065 | Library |  |  | 0 | 0
MC065-B06 | MC065-B06/i6 | xcite/IO/8AO |  |  |  |  | Energy sensor | i6 |  |  |  | MC065 | Library |  |  | 0 | 0
MC065-B06 | MC065-B06/I7 | AHU-NWExtractlFilterSTS |  |  |  |  | Energy sensor | I7 |  |  |  | MC065 | Library |  |  | 0 | 0
MC065-B06 | MC065-B06/I8 | AHU-NW Frost Stat |  |  |  |  | Energy sensor | I8 |  |  |  | MC065 | Library |  |  | 0 | 0
MC065-B06 | MC065-B06/I9 | OdoorHeatersRunning |  |  |  |  | Energy sensor | I9 |  |  |  | MC065 | Library |  |  | 0 | 0
MC065-B06 | MC065-B06/K1 | NW Heater Battery OR |  |  |  |  | Energy sensor | K1 |  |  |  | MC065 | Library |  |  | 0 | 0
MC065-B06 | MC065-B06/K10 | LowCO2=LowOccupancySP |  |  |  |  | Energy sensor | K10 |  |  |  | MC065 | Library |  |  | 0 | 0
MC065-B06 | MC065-B06/K11 | Level A HB A001 Valve |  |  |  |  | Energy sensor | K11 |  |  |  | MC065 | Library |  |  | 0 | 0
MC065-B06 | MC065-B06/K12 | Level A HB A038 SP |  |  |  |  | Energy sensor | K12 |  |  |  | MC065 | Library |  |  | 0 | 0
MC065-B06 | MC065-B06/K13 | Level A HB A039 SP |  |  |  |  | Energy sensor | K13 |  |  |  | MC065 | Library |  |  | 0 | 0
MC065-B06 | MC065-B06/K14 | Level B HB B001 SP |  |  |  |  | Energy sensor | K14 |  |  |  | MC065 | Library |  |  | 0 | 0
MC065-B06 | MC065-B06/K15 | Level B HB B028 SP |  |  |  |  | Energy sensor | K15 |  |  |  | MC065 | Library |  |  | 0 | 0
MC065-B06 | MC065-B06/K16 | Level B HB B029 SP |  |  |  |  | Energy sensor | K16 |  |  |  | MC065 | Library |  |  | 0 | 0
MC065-B06 | MC065-B06/K17 | Level C HB C029 SP |  |  |  |  | Energy sensor | K17 |  |  |  | MC065 | Library |  |  | 0 | 0
MC065-B06 | MC065-B06/K18 | Level D HB C028 SP |  |  |  |  | Energy sensor | K18 |  |  |  | MC065 | Library |  |  | 0 | 0
MC065-B06 | MC065-B06/K20 | ODH Space SP |  |  |  |  | Energy sensor | K20 |  |  |  | MC065 | Library |  |  | 0 | 0
MC065-B06 | MC065-B06/K3 | AHU-NW Min Sply Temp SP |  |  | Degrees Celsius |  | Energy sensor | K3 |  |  |  | MC065 | Library |  |  | 0 | 0
MC065-B06 | MC065-B06/K4 | AHU-NW Max Sply Temp SP |  |  | Degrees Celsius |  | Energy sensor | K4 |  |  |  | MC065 | Library |  |  | 0 | 0
MC065-B06 | MC065-B06/K5 | AHU-NW Return Temp SP |  |  | Degrees Celsius |  | Energy sensor | K5 |  |  |  | MC065 | Library |  |  | 0 | 0
MC065-B06 | MC065-B06/K6 | AHU-NW Supply Pressure SP |  |  |  |  | Energy sensor | K6 |  |  |  | MC065 | Library |  |  | 0 | 0
MC065-B06 | MC065-B06/K7 | AHU-NW Minimum Sup Fan Speed |  |  |  |  | Energy sensor | K7 |  |  |  | MC065 | Library |  |  | 0 | 0
MC065-B06 | MC065-B06/K8 | AHU-NW Extract Pressure SP |  |  |  |  | Energy sensor | K8 |  |  |  | MC065 | Library |  |  | 0 | 0
MC065-B06 | MC065-B06/K9 | AHU-NW Minimum Ex Fan Speed |  |  |  |  | Energy sensor | K9 |  |  |  | MC065 | Library |  |  | 0 | 0
MC065-B06 | MC065-B06/L1 | AHU-NW Heating |  |  |  |  | Energy sensor | L1 |  |  |  | MC065 | Library |  |  | 0 | 0
MC065-B06 | MC065-B06/L10 | Loop 10 |  |  |  |  | Energy sensor | L10 |  |  |  | MC065 | Library |  |  | 0 | 0
MC065-B06 | MC065-B06/L11 | Loop 11 |  |  |  |  | Energy sensor | L11 |  |  |  | MC065 | Library |  |  | 0 | 0
MC065-B06 | MC065-B06/L12 | Loop 12 |  |  |  |  | Energy sensor | L12 |  |  |  | MC065 | Library |  |  | 0 | 0
MC065-B06 | MC065-B06/L13 | Loop 13 |  |  |  |  | Energy sensor | L13 |  |  |  | MC065 | Library |  |  | 0 | 0
MC065-B06 | MC065-B06/L14 | Loop 14 |  |  |  |  | Energy sensor | L14 |  |  |  | MC065 | Library |  |  | 0 | 0
MC065-B06 | MC065-B06/L2 | Loop 2 |  |  |  |  | Energy sensor | L2 |  |  |  | MC065 | Library |  |  | 0 | 0
MC065-B06 | MC065-B06/L3 | [5 empty] | Energy sensor | L3 |  |  |  | MC065 | Library |  |  | 0 | 0
MC065-B06 | MC065-B06/L4 | [5 empty] | Energy sensor | L4 |  |  |  | MC065 | Library |  |  | 0 | 0
MC065-B06 | MC065-B06/L5 | Loop 5 |  |  |  |  | Energy sensor | L5 |  |  |  | MC065 | Library |  |  | 0 | 0
MC065-B06 | MC065-B06/L6 | Loop 6 |  |  |  |  | Energy sensor | L6 |  |  |  | MC065 | Library |  |  | 0 | 0
MC065-B06 | MC065-B06/L7 | Loop 7 |  |  |  |  | Energy sensor | L7 |  |  |  | MC065 | Library |  |  | 0 | 0
MC065-B06 | MC065-B06/L8 | Loop 8 |  |  |  |  | Energy sensor | L8 |  |  |  | MC065 | Library |  |  | 0 | 0
MC065-B06 | MC065-B06/L9 | Loop 9 |  |  |  |  | Energy sensor | L9 |  |  |  | MC065 | Library |  |  | 0 | 0
MC065-B06 | MC065-B06/n1 | TREND_0B_B0_A0 |  |  |  |  | Energy sensor | n1 |  |  |  | MC065 | Library |  |  | 0 | 0
MC065-B06 | MC065-B06/N1 | OAT Frost Setpoint |  |  |  |  | Energy sensor | N1 |  |  |  | MC065 | Library |  |  | 0 | 0
MC065-B06 | MC065-B06/N2 | Space frost protection setpoint |  |  | Degrees Celsius |  | Energy sensor | N2 |  |  |  | MC065 | Library |  |  | 0 | 0
MC065-B06 | MC065-B06/N3 | Fire Alarm STS |  |  |  |  | Energy sensor | N3 |  |  |  | MC065 | Library |  |  | 0 | 0
MC065-B06 | MC065-B06/N4 | S32 Lev C HB-C030 |  |  |  |  | Energy sensor | N4 |  |  |  | MC065 | Library |  |  | 0 | 0
MC065-B06 | MC065-B06/N5 | S32 Lev C HB-C030 SP |  |  |  |  | Energy sensor | N5 |  |  |  | MC065 | Library |  |  | 0 | 0
MC065-B06 | MC065-B06/N6 | OAT Summer Eco Setpoint |  |  |  |  | Energy sensor | N6 |  |  |  | MC065 | Library |  |  | 0 | 0
MC065-B06 | MC065-B06/N7 | Space Summer Eco Setpoint |  |  |  |  | Energy sensor | N7 |  |  |  | MC065 | Library |  |  | 0 | 0
MC065-B06 | MC065-B06/N8 | Duct Frost Setpoint |  |  |  |  | Energy sensor | N8 |  |  |  | MC065 | Library |  |  | 0 | 0
MC065-B06 | MC065-B06/o1 | Alarm Route 1 |  |  |  |  | Energy sensor | o1 |  |  |  | MC065 | Library |  |  | 0 | 0
MC065-B06 | MC065-B06/O1 | NW Zone 1 Floor A OSS |  |  |  |  | Energy sensor | O1 |  |  |  | MC065 | Library |  |  | 0 | 0
MC065-B06 | MC065-B06/o2 | Alarm Route 1 |  |  |  |  | Energy sensor | o2 |  |  |  | MC065 | Library |  |  | 0 | 0
MC065-B06 | MC065-B06/O2 | NW Zone 1 Floor B OSS |  |  |  |  | Energy sensor | O2 |  |  |  | MC065 | Library |  |  | 0 | 0
MC065-B06 | MC065-B06/o3 | Alarm Route 1 |  |  |  |  | Energy sensor | o3 |  |  |  | MC065 | Library |  |  | 0 | 0
MC065-B06 | MC065-B06/O3 | NW Zone 1 Floor C OSS |  |  |  |  | Energy sensor | O3 |  |  |  | MC065 | Library |  |  | 0 | 0
MC065-B06 | MC065-B06/P1 | Outside air temperature |  |  | Degrees Celsius |  | Energy sensor | P1 |  |  |  | MC065 | Library |  |  | 0 | 0
MC065-B06 | MC065-B06/P10 | S31 Lev C HB-C280 Space CO2 |  |  |  |  | Energy sensor | P10 |  |  |  | MC065 | Library |  |  | 0 | 0
MC065-B06 | MC065-B06/P11 | S15 Lev B HB-B001 Space Temp |  |  | Degrees Celsius |  | Energy sensor | P11 |  |  |  | MC065 | Library |  |  | 0 | 0
MC065-B06 | MC065-B06/P12 | S15 Lev B HB-B001 Space CO2 |  |  |  |  | Energy sensor | P12 |  |  |  | MC065 | Library |  |  | 0 | 0
MC065-B06 | MC065-B06/P13 | S4 Lev A HB-A038 Space Temp |  |  | Degrees Celsius |  | Energy sensor | P13 |  |  |  | MC065 | Library |  |  | 0 | 0
MC065-B06 | MC065-B06/P14 | S4 Lev A HB-A038 SP Adj |  |  |  |  | Energy sensor | P14 |  |  |  | MC065 | Library |  |  | 0 | 0
MC065-B06 | MC065-B06/P15 | S3 Lev A HB-A039 Space Temp |  |  | Degrees Celsius |  | Energy sensor | P15 |  |  |  | MC065 | Library |  |  | 0 | 0
MC065-B06 | MC065-B06/P16 | S3 Lev A HB-A039 SP Adj |  |  |  |  | Energy sensor | P16 |  |  |  | MC065 | Library |  |  | 0 | 0
MC065-B06 | MC065-B06/P2 | AHU-NW Supply Air Temp |  |  | Degrees Celsius |  | Energy sensor | P2 |  |  |  | MC065 | Library |  |  | 0 | 0
MC065-B06 | MC065-B06/P21 | S16 Lev B HB-B028 Space Temp |  |  | Degrees Celsius |  | Energy sensor | P21 |  |  |  | MC065 | Library |  |  | 0 | 0
MC065-B06 | MC065-B06/P22 | S16 Lev B HB-B028 SP Adj |  |  |  |  | Energy sensor | P22 |  |  |  | MC065 | Library |  |  | 0 | 0
MC065-B06 | MC065-B06/P23 | S17 Lev B HB-B029 Space Temp |  |  | Degrees Celsius |  | Energy sensor | P23 |  |  |  | MC065 | Library |  |  | 0 | 0
MC065-B06 | MC065-B06/P24 | S17 Lev B HB-B029 SP Adj |  |  |  |  | Energy sensor | P24 |  |  |  | MC065 | Library |  |  | 0 | 0
MC065-B06 | MC065-B06/P25 | S30 Lev C HB-C029 Space Temp |  |  | Degrees Celsius |  | Energy sensor | P25 |  |  |  | MC065 | Library |  |  | 0 | 0
MC065-B06 | MC065-B06/P26 | S30 Lev C HB-C029 SP Adj |  |  |  |  | Energy sensor | P26 |  |  |  | MC065 | Library |  |  | 0 | 0
MC065-B06 | MC065-B06/P27 | AHU-NW Supply Damper Feedback |  |  |  |  | Energy sensor | P27 |  |  |  | MC065 | Library |  |  | 0 | 0
MC065-B06 | MC065-B06/P28 | AHU-NW Recirc Damper Feedback |  |  |  |  | Energy sensor | P28 |  |  |  | MC065 | Library |  |  | 0 | 0
MC065-B06 | MC065-B06/P29 | AHU-NW Extract Damper Feedback |  |  |  |  | Energy sensor | P29 |  |  |  | MC065 | Library |  |  | 0 | 0
MC065-B06 | MC065-B06/P3 | AHU-NW Extract Air Temp |  |  | Degrees Celsius |  | Energy sensor | P3 |  |  |  | MC065 | Library |  |  | 0 | 0
MC065-B06 | MC065-B06/P30 | AHU-NW Recoup Damper Feedback |  |  |  |  | Energy sensor | P30 |  |  |  | MC065 | Library |  |  | 0 | 0
MC065-B06 | MC065-B06/P34 | AHU-NW Calc Sply Temp SP |  |  | Degrees Celsius |  | Energy sensor | P34 |  |  |  | MC065 | Library |  |  | 0 | 0
MC065-B06 | MC065-B06/P35 | AHU-NW Recoup Dmnd |  |  |  |  | Energy sensor | P35 |  |  |  | MC065 | Library |  |  | 0 | 0
MC065-B06 | MC065-B06/P36 | AHU-NW Heating Coil Dmnd |  |  |  |  | Energy sensor | P36 |  |  |  | MC065 | Library |  |  | 0 | 0
MC065-B06 | MC065-B06/P37 | AHU-NW Sply Fan Speed |  |  |  |  | Energy sensor | P37 |  |  |  | MC065 | Library |  |  | 0 | 0
MC065-B06 | MC065-B06/P38 | AHU-NW Ext Fan Speed |  |  |  |  | Energy sensor | P38 |  |  |  | MC065 | Library |  |  | 0 | 0
MC065-B06 | MC065-B06/P39 | NW Zone 1 Maz CO2 |  |  |  |  | Energy sensor | P39 |  |  |  | MC065 | Library |  |  | 0 | 0
MC065-B06 | MC065-B06/P4 | AHU-NW Extract Air Pressure |  |  |  |  | Energy sensor | P4 |  |  |  | MC065 | Library |  |  | 0 | 0
MC065-B06 | MC065-B06/P40 | Low Occupancy |  |  |  |  | Energy sensor | P40 |  |  |  | MC065 | Library |  |  | 0 | 0
MC065-B06 | MC065-B06/P41 | AHU-NW Mixing Dampers Ctrl |  |  |  |  | Energy sensor | P41 |  |  |  | MC065 | Library |  |  | 0 | 0
MC065-B06 | MC065-B06/P42 | Level A HB A038 Adjusted SP |  |  |  |  | Energy sensor | P42 |  |  |  | MC065 | Library |  |  | 0 | 0
MC065-B06 | MC065-B06/P43 | Level A HB A039 Adjusted SP |  |  |  |  | Energy sensor | P43 |  |  |  | MC065 | Library |  |  | 0 | 0
MC065-B06 | MC065-B06/P44 | Level A HB A001 Valve |  |  |  |  | Energy sensor | P44 |  |  |  | MC065 | Library |  |  | 0 | 0
MC065-B06 | MC065-B06/P45 | Level A HB A038 Valve |  |  |  |  | Energy sensor | P45 |  |  |  | MC065 | Library |  |  | 0 | 0
MC065-B06 | MC065-B06/P46 | Level A HB A039 Valve |  |  |  |  | Energy sensor | P46 |  |  |  | MC065 | Library |  |  | 0 | 0
MC065-B06 | MC065-B06/P47 | Level B HB B001 Valve |  |  |  |  | Energy sensor | P47 |  |  |  | MC065 | Library |  |  | 0 | 0
MC065-B06 | MC065-B06/P48 | Level B HB B028 Adjusted SP |  |  |  |  | Energy sensor | P48 |  |  |  | MC065 | Library |  |  | 0 | 0
MC065-B06 | MC065-B06/P49 | Level B HB B028 Valve |  |  |  |  | Energy sensor | P49 |  |  |  | MC065 | Library |  |  | 0 | 0
MC065-B06 | MC065-B06/P5 | AHU-NW Supply Air Pressure |  |  |  |  | Energy sensor | P5 |  |  |  | MC065 | Library |  |  | 0 | 0
MC065-B06 | MC065-B06/P50 | Level B HB B029 Adjusted SP |  |  |  |  | Energy sensor | P50 |  |  |  | MC065 | Library |  |  | 0 | 0
MC065-B06 | MC065-B06/P51 | Level B HB B029 Valve |  |  |  |  | Energy sensor | P51 |  |  |  | MC065 | Library |  |  | 0 | 0
MC065-B06 | MC065-B06/P52 | Level C HB C029 Adjusted SP |  |  |  |  | Energy sensor | P52 |  |  |  | MC065 | Library |  |  | 0 | 0
MC065-B06 | MC065-B06/P53 | Level C HB C029 Valve |  |  |  |  | Energy sensor | P53 |  |  |  | MC065 | Library |  |  | 0 | 0
MC065-B06 | MC065-B06/P55 | Actual AHU-NW Supply Press SP |  |  |  |  | Energy sensor | P55 |  |  |  | MC065 | Library |  |  | 0 | 0
MC065-B06 | MC065-B06/P56 | Level D HB C028 Valve |  |  |  |  | Energy sensor | P56 |  |  |  | MC065 | Library |  |  | 0 | 0
MC065-B06 | MC065-B06/P57 | Actual AHU-NW Extract Press SP |  |  |  |  | Energy sensor | P57 |  |  |  | MC065 | Library |  |  | 0 | 0
MC065-B06 | MC065-B06/P58 | NW Pressure |  |  |  |  | Energy sensor | P58 |  |  |  | MC065 | Library |  |  | 0 | 0
MC065-B06 | MC065-B06/P6 | S1 Lev A HB-A001 Space Temp |  |  | Degrees Celsius |  | Energy sensor | P6 |  |  |  | MC065 | Library |  |  | 0 | 0
MC065-B06 | MC065-B06/P7 | S1 Lev A HB-A001 Space CO2 |  |  |  |  | Energy sensor | P7 |  |  |  | MC065 | Library |  |  | 0 | 0
MC065-B06 | MC065-B06/P8 | Overdoor Heater Space Temp |  |  | Degrees Celsius |  | Energy sensor | P8 |  |  |  | MC065 | Library |  |  | 0 | 0
MC065-B06 | MC065-B06/P9 | S31 Lev C HB-C280 Space Temp |  |  | Degrees Celsius |  | Energy sensor | P9 |  |  |  | MC065 | Library |  |  | 0 | 0
MC065-B06 | MC065-B06/Q1 | Sequence Table 1 |  |  |  |  | Energy sensor | Q1 |  |  |  | MC065 | Library |  |  | 0 | 0
MC065-B06 | MC065-B06/S1 | Outside air temperature |  |  | Degrees Celsius |  | Energy sensor | S1 |  |  |  | MC065 | Library |  |  | 0 | 0
MC065-B06 | MC065-B06/S10 | S31 Lev C HB-C280 Space CO2 |  |  |  |  | Energy sensor | S10 |  |  |  | MC065 | Library |  |  | 0 | 0
MC065-B06 | MC065-B06/S11 | S15 Lev B HB-B001 Space Temp |  |  | Degrees Celsius |  | Energy sensor | S11 |  |  |  | MC065 | Library |  |  | 0 | 0
MC065-B06 | MC065-B06/S12 | S15 Lev B HB-B001 Space CO2 |  |  |  |  | Energy sensor | S12 |  |  |  | MC065 | Library |  |  | 0 | 0
MC065-B06 | MC065-B06/S13 | S4 Lev A HB-A038 Space Temp |  |  | Degrees Celsius |  | Energy sensor | S13 |  |  |  | MC065 | Library |  |  | 0 | 0
MC065-B06 | MC065-B06/S14 | S4 Lev A HB-A038 SP Adj |  |  |  |  | Energy sensor | S14 |  |  |  | MC065 | Library |  |  | 0 | 0
MC065-B06 | MC065-B06/S15 | S3 Lev A HB-A039 Space Temp |  |  | Degrees Celsius |  | Energy sensor | S15 |  |  |  | MC065 | Library |  |  | 0 | 0
MC065-B06 | MC065-B06/S16 | S3 Lev A HB-A039 SP Adj |  |  |  |  | Energy sensor | S16 |  |  |  | MC065 | Library |  |  | 0 | 0
MC065-B06 | MC065-B06/S2 | AHU-NW Supply Air Temp |  |  | Degrees Celsius |  | Energy sensor | S2 |  |  |  | MC065 | Library |  |  | 0 | 0
MC065-B06 | MC065-B06/S21 | S16 Lev B HB-B028 Space Temp |  |  | Degrees Celsius |  | Energy sensor | S21 |  |  |  | MC065 | Library |  |  | 0 | 0
MC065-B06 | MC065-B06/S22 | S16 Lev B HB-B028 SP Adj |  |  |  |  | Energy sensor | S22 |  |  |  | MC065 | Library |  |  | 0 | 0
MC065-B06 | MC065-B06/S23 | S17 Lev B HB-B029 Space Temp |  |  | Degrees Celsius |  | Energy sensor | S23 |  |  |  | MC065 | Library |  |  | 0 | 0
MC065-B06 | MC065-B06/S24 | S17 Lev B HB-B029 SP Adj |  |  |  |  | Energy sensor | S24 |  |  |  | MC065 | Library |  |  | 0 | 0
MC065-B06 | MC065-B06/S25 | S30 Lev C HB-C029 Space Temp |  |  | Degrees Celsius |  | Energy sensor | S25 |  |  |  | MC065 | Library |  |  | 0 | 0
MC065-B06 | MC065-B06/S26 | S30 Lev C HB-C029 SP Adj |  |  |  |  | Energy sensor | S26 |  |  |  | MC065 | Library |  |  | 0 | 0
MC065-B06 | MC065-B06/S27 | AHU-NW Supply Damper Feedback |  |  |  |  | Energy sensor | S27 |  |  |  | MC065 | Library |  |  | 0 | 0
MC065-B06 | MC065-B06/S28 | AHU-NW Recirc Damper Feedback |  |  |  |  | Energy sensor | S28 |  |  |  | MC065 | Library |  |  | 0 | 0
MC065-B06 | MC065-B06/S29 | AHU-NW Extract Damper Feedback |  |  |  |  | Energy sensor | S29 |  |  |  | MC065 | Library |  |  | 0 | 0
MC065-B06 | MC065-B06/S3 | AHU-NW Extract Air Temp |  |  | Degrees Celsius |  | Energy sensor | S3 |  |  |  | MC065 | Library |  |  | 0 | 0
MC065-B06 | MC065-B06/S30 | AHU-NW Recoup Damper Feedback |  |  |  |  | Energy sensor | S30 |  |  |  | MC065 | Library |  |  | 0 | 0
MC065-B06 | MC065-B06/S38 | AHU-NW Calc Sply Temp SP |  |  | Degrees Celsius |  | Energy sensor | S38 |  |  |  | MC065 | Library |  |  | 0 | 0
MC065-B06 | MC065-B06/S39 | AHU-NW Sply Fan Speed |  |  |  |  | Energy sensor | S39 |  |  |  | MC065 | Library |  |  | 0 | 0
MC065-B06 | MC065-B06/S4 | AHU-NW Extract Air Pressure |  |  |  |  | Energy sensor | S4 |  |  |  | MC065 | Library |  |  | 0 | 0
MC065-B06 | MC065-B06/S40 | AHU-NW Recoup Dmnd |  |  |  |  | Energy sensor | S40 |  |  |  | MC065 | Library |  |  | 0 | 0
MC065-B06 | MC065-B06/S41 | AHU-NW Heating Coil Dmnd |  |  |  |  | Energy sensor | S41 |  |  |  | MC065 | Library |  |  | 0 | 0
MC065-B06 | MC065-B06/S42 | AHU-NW Ext Fan Speed |  |  |  |  | Energy sensor | S42 |  |  |  | MC065 | Library |  |  | 0 | 0
MC065-B06 | MC065-B06/S43 | NW Zone 1 Maz CO2 |  |  |  |  | Energy sensor | S43 |  |  |  | MC065 | Library |  |  | 0 | 0
MC065-B06 | MC065-B06/S44 | AHU-NW Mixing Dampers Ctrl |  |  |  |  | Energy sensor | S44 |  |  |  | MC065 | Library |  |  | 0 | 0
MC065-B06 | MC065-B06/S45 | Level A HB A038 Adjusted SP |  |  |  |  | Energy sensor | S45 |  |  |  | MC065 | Library |  |  | 0 | 0
MC065-B06 | MC065-B06/S46 | Level A HB A039 Adjusted SP |  |  |  |  | Energy sensor | S46 |  |  |  | MC065 | Library |  |  | 0 | 0
MC065-B06 | MC065-B06/S47 | Level A HB A001 Valve |  |  |  |  | Energy sensor | S47 |  |  |  | MC065 | Library |  |  | 0 | 0
MC065-B06 | MC065-B06/S48 | Level A HB A038 Valve |  |  |  |  | Energy sensor | S48 |  |  |  | MC065 | Library |  |  | 0 | 0
MC065-B06 | MC065-B06/S49 | Level A HB A039 Valve |  |  |  |  | Energy sensor | S49 |  |  |  | MC065 | Library |  |  | 0 | 0
MC065-B06 | MC065-B06/S5 | AHU-NW Supply Air Pressure |  |  |  |  | Energy sensor | S5 |  |  |  | MC065 | Library |  |  | 0 | 0
MC065-B06 | MC065-B06/S50 | Level B HB B001 Valve |  |  |  |  | Energy sensor | S50 |  |  |  | MC065 | Library |  |  | 0 | 0
MC065-B06 | MC065-B06/S51 | Level B HB B028 Adjusted SP |  |  |  |  | Energy sensor | S51 |  |  |  | MC065 | Library |  |  | 0 | 0
MC065-B06 | MC065-B06/S52 | Level B HB B028 Valve |  |  |  |  | Energy sensor | S52 |  |  |  | MC065 | Library |  |  | 0 | 0
MC065-B06 | MC065-B06/S53 | Level B HB B029 Adjusted SP |  |  |  |  | Energy sensor | S53 |  |  |  | MC065 | Library |  |  | 0 | 0
MC065-B06 | MC065-B06/S54 | Level B HB B029 Valve |  |  |  |  | Energy sensor | S54 |  |  |  | MC065 | Library |  |  | 0 | 0
MC065-B06 | MC065-B06/S55 | Level C HB C029 Adjusted SP |  |  |  |  | Energy sensor | S55 |  |  |  | MC065 | Library |  |  | 0 | 0
MC065-B06 | MC065-B06/S56 | Level C HB C029 Valve |  |  |  |  | Energy sensor | S56 |  |  |  | MC065 | Library |  |  | 0 | 0
MC065-B06 | MC065-B06/S57 | Actual AHU-NW Supply Press SP |  |  |  |  | Energy sensor | S57 |  |  |  | MC065 | Library |  |  | 0 | 0
MC065-B06 | MC065-B06/S58 | Level D HB C028 Valve |  |  |  |  | Energy sensor | S58 |  |  |  | MC065 | Library |  |  | 0 | 0
MC065-B06 | MC065-B06/S59 | Actual AHU-NW Extract Press SP |  |  |  |  | Energy sensor | S59 |  |  |  | MC065 | Library |  |  | 0 | 0
MC065-B06 | MC065-B06/S6 | S1 Lev A HB-A001 Space Temp |  |  | Degrees Celsius |  | Energy sensor | S6 |  |  |  | MC065 | Library |  |  | 0 | 0
MC065-B06 | MC065-B06/S60 | Z1 Open Plan Ave Temp |  |  | Degrees Celsius |  | Energy sensor | S60 |  |  |  | MC065 | Library |  |  | 0 | 0
MC065-B06 | MC065-B06/S61 | NW Water Pressure |  |  |  |  | Energy sensor | S61 |  |  |  | MC065 | Library |  |  | 0 | 0
MC065-B06 | MC065-B06/S7 | S1 Lev A HB-A001 Space CO2 |  |  |  |  | Energy sensor | S7 |  |  |  | MC065 | Library |  |  | 0 | 0
MC065-B06 | MC065-B06/S8 | Overdoor Heater Space Temp |  |  | Degrees Celsius |  | Energy sensor | S8 |  |  |  | MC065 | Library |  |  | 0 | 0
MC065-B06 | MC065-B06/S9 | S31 Lev C HB-C280 Space Temp |  |  | Degrees Celsius |  | Energy sensor | S9 |  |  |  | MC065 | Library |  |  | 0 | 0
MC065-B06 | MC065-B06/V1 | [5 empty] | Energy sensor | V1 |  |  |  | MC065 | Library |  |  | 0 | 0
MC065-B06 | MC065-B06/W1 | AHU-NW Off-Auto |  |  |  |  | Energy sensor | W1 |  |  |  | MC065 | Library |  |  | 0 | 0
MC065-B06 | MC065-B06/W2 | Manual Summer On-1 Auto-0 |  |  |  |  | Energy sensor | W2 |  |  |  | MC065 | Library |  |  | 0 | 0
MC065-B06 | MC065-B06/W3 | Summer ECO Detect Auto-1 Off-0 |  |  |  |  | Energy sensor | W3 |  |  |  | MC065 | Library |  |  | 0 | 0
MC065-B06 | MC065-B06/W4 | ODH Off-Auto |  |  |  |  | Energy sensor | W4 |  |  |  | MC065 | Library |  |  | 0 | 0
MC065-B06 | MC065-B06/W5 | NW Heater Battery OR |  |  |  |  | Energy sensor | W5 |  |  |  | MC065 | Library |  |  | 0 | 0
MC065-B06 | MC065-B06/Y1 | Temp V 0+40 |  |  | Degrees Celsius |  | Energy sensor | Y1 |  |  |  | MC065 | Library |  |  | 0 | 0
MC065-B06 | MC065-B06/Y10 | Pressure I 2.5bar |  |  |  |  | Energy sensor | Y10 |  |  |  | MC065 | Library |  |  | 0 | 0
MC065-B06 | MC065-B06/Y11 | Feedback V +10+2 |  |  |  |  | Energy sensor | Y11 |  |  |  | MC065 | Library |  |  | 0 | 0
MC065-B06 | MC065-B06/Y2 | CO2 V |  |  |  |  | Energy sensor | Y2 |  |  |  | MC065 | Library |  |  | 0 | 0
MC065-B06 | MC065-B06/Y3 | Feedback V +2+10 |  |  |  |  | Energy sensor | Y3 |  |  |  | MC065 | Library |  |  | 0 | 0
MC065-B06 | MC065-B06/Y4 | Outside air temperature |  |  | Degrees Celsius |  | Energy sensor | Y4 |  |  |  | MC065 | Library |  |  | 0 | 0
MC065-B06 | MC065-B06/Y5 | Thermistor TBTI |  |  | Degrees Celsius |  | Energy sensor | Y5 |  |  |  | MC065 | Library |  |  | 0 | 0
MC065-B06 | MC065-B06/Y6 | Pressure I 1000Pa |  |  |  |  | Energy sensor | Y6 |  |  |  | MC065 | Library |  |  | 0 | 0
MC065-B06 | MC065-B06/Y7 | Thermistor TBTI |  |  | Degrees Celsius |  | Energy sensor | Y7 |  |  |  | MC065 | Library |  |  | 0 | 0
MC065-B06 | MC065-B06/Y8 | Knob TB 3deg trim |  |  |  |  | Energy sensor | Y8 |  |  |  | MC065 | Library |  |  | 0 | 0
MC065-B06 | MC065-B06/Y9 | Trend Thermistor |  |  |  |  | Energy sensor | Y9 |  |  |  | MC065 | Library |  |  | 0 | 0
MC065-B06 | MC065-B06/Z1 | NW Zone 1 Floor A OSS |  |  |  |  | Energy sensor | Z1 |  |  |  | MC065 | Library |  |  | 0 | 0
MC065-B06 | MC065-B06/Z2 | NW Zone 1 Floor B OSS |  |  |  |  | Energy sensor | Z2 |  |  |  | MC065 | Library |  |  | 0 | 0
MC065-B06 | MC065-B06/Z3 | NW Zone 1 Floor C OSS |  |  |  |  | Energy sensor | Z3 |  |  |  | MC065 | Library |  |  | 0 | 0
MC065-B06 | MC065-B06/Z4 | Overdoor Heater Tz |  |  |  |  | Energy sensor | Z4 |  |  |  | MC065 | Library |  |  | 0 | 0
MC210-B03 | MC210-B03/A12 | Analogue Node 12 |  |  |  |  | Energy sensor | A12 |  |  |  | MC210 | Engineering Building |  |  | 0 | 0
MC210-B03 | MC210-B03/A21 | B27 VAV Dmd from OS12 |  |  |  |  | Energy sensor | A21 |  |  |  | MC210 | Engineering Building |  |  | 0 | 0
MC210-B03 | MC210-B03/A22 | C24 VAV Dmd |  |  |  |  | Energy sensor | A22 |  |  |  | MC210 | Engineering Building |  |  | 0 | 0
MC210-B03 | MC210-B03/A30 | Analogue Node 30 |  |  |  |  | Energy sensor | A30 |  |  |  | MC210 | Engineering Building |  |  | 0 | 0
MC210-B03 | MC210-B03/A31 | Room Temp A17 from OS11 |  |  | Degrees Celsius |  | Energy sensor | A31 |  |  |  | MC210 | Engineering Building |  |  | 0 | 0
MC210-B03 | MC210-B03/A32 | Room CO² A17 from OS11 |  |  |  |  | Energy sensor | A32 |  |  |  | MC210 | Engineering Building |  |  | 0 | 0
MC210-B03 | MC210-B03/A33 | Room Frost Value |  |  |  |  | Energy sensor | A33 |  |  |  | MC210 | Engineering Building |  |  | 0 | 0
MC210-B03 | MC210-B03/A34 | Analogue Node 34 |  |  |  |  | Energy sensor | A34 |  |  |  | MC210 | Engineering Building |  |  | 0 | 0
MC210-B03 | MC210-B03/C1 | Virtual CNC 1 |  |  |  |  | Energy sensor | C1 |  |  |  | MC210 | Engineering Building |  |  | 0 | 0
MC210-B03 | MC210-B03/D1 | D11 Zone Valves |  |  |  |  | Energy sensor | D1 |  |  |  | MC210 | Engineering Building |  |  | 0 | 0
MC210-B03 | MC210-B03/D10 | C24 Extract VAV Damper |  |  |  |  | Energy sensor | D10 |  |  |  | MC210 | Engineering Building |  |  | 0 | 0
MC210-B03 | MC210-B03/D13 | A17 work Summer Discharge Fans |  |  |  |  | Energy sensor | D13 |  |  |  | MC210 | Engineering Building |  |  | 0 | 0
MC210-B03 | MC210-B03/D15 | A14 Summer Discharge Fans |  |  |  |  | Energy sensor | D15 |  |  |  | MC210 | Engineering Building |  |  | 0 | 0
MC210-B03 | MC210-B03/D19 | A21 Summer Discharge Fans |  |  |  |  | Energy sensor | D19 |  |  |  | MC210 | Engineering Building |  |  | 0 | 0
MC210-B03 | MC210-B03/D2 | D06 Zone Valves |  |  |  |  | Energy sensor | D2 |  |  |  | MC210 | Engineering Building |  |  | 0 | 0
MC210-B03 | MC210-B03/D21 | A22 Summer Discharge Fans |  |  |  |  | Energy sensor | D21 |  |  |  | MC210 | Engineering Building |  |  | 0 | 0
MC210-B03 | MC210-B03/D22 | A22 Winter Inlet Fans |  |  |  |  | Energy sensor | D22 |  |  |  | MC210 | Engineering Building |  |  | 0 | 0
MC210-B03 | MC210-B03/D24 | A06 Summer Discharge Fans |  |  |  |  | Energy sensor | D24 |  |  |  | MC210 | Engineering Building |  |  | 0 | 0
MC210-B03 | MC210-B03/D26 | B31 Winter Inlet Fans |  |  |  |  | Energy sensor | D26 |  |  |  | MC210 | Engineering Building |  |  | 0 | 0
MC210-B03 | MC210-B03/D27 | B31 Summer Discharge Fans |  |  |  |  | Energy sensor | D27 |  |  |  | MC210 | Engineering Building |  |  | 0 | 0
MC210-B03 | MC210-B03/D28 | B31 Summer Discharge Fans |  |  |  |  | Energy sensor | D28 |  |  |  | MC210 | Engineering Building |  |  | 0 | 0
MC210-B03 | MC210-B03/D29 | B04 Summer Winter Fan |  |  |  |  | Energy sensor | D29 |  |  |  | MC210 | Engineering Building |  |  | 0 | 0
MC210-B03 | MC210-B03/D3 | D07 Zone Valves |  |  |  |  | Energy sensor | D3 |  |  |  | MC210 | Engineering Building |  |  | 0 | 0
MC210-B03 | MC210-B03/D30 | B04 Fresh Air Damper |  |  |  |  | Energy sensor | D30 |  |  |  | MC210 | Engineering Building |  |  | 0 | 0
MC210-B03 | MC210-B03/D31 | B04 Winter Inlet Fan |  |  |  |  | Energy sensor | D31 |  |  |  | MC210 | Engineering Building |  |  | 0 | 0
MC210-B03 | MC210-B03/D32 | B04 Winter Extract Fan Fan |  |  |  |  | Energy sensor | D32 |  |  |  | MC210 | Engineering Building |  |  | 0 | 0
MC210-B03 | MC210-B03/D34 | C28 Summer Winter Fan |  |  |  |  | Energy sensor | D34 |  |  |  | MC210 | Engineering Building |  |  | 0 | 0
MC210-B03 | MC210-B03/D35 | C28 Winter Inlet Fans |  |  |  |  | Energy sensor | D35 |  |  |  | MC210 | Engineering Building |  |  | 0 | 0
MC210-B03 | MC210-B03/D37 | C30 Summer Only Discharge Fans |  |  |  |  | Energy sensor | D37 |  |  |  | MC210 | Engineering Building |  |  | 0 | 0
MC210-B03 | MC210-B03/D38 | C30 Winter &amp; Sum Inlet Fan |  |  |  |  | Energy sensor | D38 |  |  |  | MC210 | Engineering Building |  |  | 0 | 0
MC210-B03 | MC210-B03/D39 | C30 Winter Fan |  |  |  |  | Energy sensor | D39 |  |  |  | MC210 | Engineering Building |  |  | 0 | 0
MC210-B03 | MC210-B03/D4 | D08 Zone Valves |  |  |  |  | Energy sensor | D4 |  |  |  | MC210 | Engineering Building |  |  | 0 | 0
MC210-B03 | MC210-B03/D41 | C04 Summer or Winter |  |  |  |  | Energy sensor | D41 |  |  |  | MC210 | Engineering Building |  |  | 0 | 0
MC210-B03 | MC210-B03/D42 | C04 Winter Inlet Fans |  |  |  |  | Energy sensor | D42 |  |  |  | MC210 | Engineering Building |  |  | 0 | 0
MC210-B03 | MC210-B03/D43 | C04 Summer Discharge Fan2 |  |  |  |  | Energy sensor | D43 |  |  |  | MC210 | Engineering Building |  |  | 0 | 0
MC210-B03 | MC210-B03/D44 | D30 Summer Damper |  |  |  |  | Energy sensor | D44 |  |  |  | MC210 | Engineering Building |  |  | 0 | 0
MC210-B03 | MC210-B03/D45 | D30 Summer Discharge Fan |  |  |  |  | Energy sensor | D45 |  |  |  | MC210 | Engineering Building |  |  | 0 | 0
MC210-B03 | MC210-B03/D46 | D30 Fresh Air Fan Enable |  |  |  |  | Energy sensor | D46 |  |  |  | MC210 | Engineering Building |  |  | 0 | 0
MC210-B03 | MC210-B03/D47 | D30 Winter Inlet Fan Fan |  |  |  |  | Energy sensor | D47 |  |  |  | MC210 | Engineering Building |  |  | 0 | 0
MC210-B03 | MC210-B03/D49 | D03 Summer &amp; Winter Fan |  |  |  |  | Energy sensor | D49 |  |  |  | MC210 | Engineering Building |  |  | 0 | 0
MC210-B03 | MC210-B03/D5 | D09 Zone Valves |  |  |  |  | Energy sensor | D5 |  |  |  | MC210 | Engineering Building |  |  | 0 | 0
MC210-B03 | MC210-B03/D50 | D03 Winter Inlet Fans |  |  |  |  | Energy sensor | D50 |  |  |  | MC210 | Engineering Building |  |  | 0 | 0
MC210-B03 | MC210-B03/D51 | D03 Summer Discharge Fan2 |  |  |  |  | Energy sensor | D51 |  |  |  | MC210 | Engineering Building |  |  | 0 | 0
MC210-B03 | MC210-B03/D54 | Atrium Zone2 Breakout LHS |  |  |  |  | Energy sensor | D54 |  |  |  | MC210 | Engineering Building |  |  | 0 | 0
MC210-B03 | MC210-B03/D55 | B30 Shunt Fan |  |  |  |  | Energy sensor | D55 |  |  |  | MC210 | Engineering Building |  |  | 0 | 0
MC210-B03 | MC210-B03/D56 | AHU03 Enable |  |  |  |  | Energy sensor | D56 |  |  |  | MC210 | Engineering Building |  |  | 0 | 0
MC210-B03 | MC210-B03/D57 | Rm D03 Heating Valve |  |  |  |  | Energy sensor | D57 |  |  |  | MC210 | Engineering Building |  |  | 0 | 0
MC210-B03 | MC210-B03/D58 | D03 AOV |  |  |  |  | Energy sensor | D58 |  |  |  | MC210 | Engineering Building |  |  | 0 | 0
MC210-B03 | MC210-B03/D59 | A17 Main Workshop windows |  |  |  |  | Energy sensor | D59 |  |  |  | MC210 | Engineering Building |  |  | 0 | 0
MC210-B03 | MC210-B03/D6 | D10 Zone Valves |  |  |  |  | Energy sensor | D6 |  |  |  | MC210 | Engineering Building |  |  | 0 | 0
MC210-B03 | MC210-B03/D60 | Atrium Level C breakout space |  |  |  |  | Energy sensor | D60 |  |  |  | MC210 | Engineering Building |  |  | 0 | 0
MC210-B03 | MC210-B03/D61 | A14 Windows |  |  |  |  | Energy sensor | D61 |  |  |  | MC210 | Engineering Building |  |  | 0 | 0
MC210-B03 | MC210-B03/D62 | A18 Windows |  |  |  |  | Energy sensor | D62 |  |  |  | MC210 | Engineering Building |  |  | 0 | 0
MC210-B03 | MC210-B03/D63 | A19 AOV |  |  |  |  | Energy sensor | D63 |  |  |  | MC210 | Engineering Building |  |  | 0 | 0
MC210-B03 | MC210-B03/D64 | A21 AOV |  |  |  |  | Energy sensor | D64 |  |  |  | MC210 | Engineering Building |  |  | 0 | 0
MC210-B03 | MC210-B03/D65 | A22 AOV |  |  |  |  | Energy sensor | D65 |  |  |  | MC210 | Engineering Building |  |  | 0 | 0
MC210-B03 | MC210-B03/D66 | A06 AOV |  |  |  |  | Energy sensor | D66 |  |  |  | MC210 | Engineering Building |  |  | 0 | 0
MC210-B03 | MC210-B03/D67 | B31 AOV |  |  |  |  | Energy sensor | D67 |  |  |  | MC210 | Engineering Building |  |  | 0 | 0
MC210-B03 | MC210-B03/D68 | C28 AOV |  |  |  |  | Energy sensor | D68 |  |  |  | MC210 | Engineering Building |  |  | 0 | 0
MC210-B03 | MC210-B03/D69 | C30 AOV |  |  |  |  | Energy sensor | D69 |  |  |  | MC210 | Engineering Building |  |  | 0 | 0
MC210-B03 | MC210-B03/D7 | B27 Supply VAV Damper |  |  |  |  | Energy sensor | D7 |  |  |  | MC210 | Engineering Building |  |  | 0 | 0
MC210-B03 | MC210-B03/D70 | C04 AOV |  |  |  |  | Energy sensor | D70 |  |  |  | MC210 | Engineering Building |  |  | 0 | 0
MC210-B03 | MC210-B03/D71 | Atrium LevA Windows |  |  |  |  | Energy sensor | D71 |  |  |  | MC210 | Engineering Building |  |  | 0 | 0
MC210-B03 | MC210-B03/D72 | B30 Window |  |  |  |  | Energy sensor | D72 |  |  |  | MC210 | Engineering Building |  |  | 0 | 0
MC210-B03 | MC210-B03/D73 | Atrium Zone1 Main RHS |  |  |  |  | Energy sensor | D73 |  |  |  | MC210 | Engineering Building |  |  | 0 | 0
MC210-B03 | MC210-B03/D8 | B27 Extract VAV Damper |  |  |  |  | Energy sensor | D8 |  |  |  | MC210 | Engineering Building |  |  | 0 | 0
MC210-B03 | MC210-B03/D9 | C24 Supply VAV Damper |  |  |  |  | Energy sensor | D9 |  |  |  | MC210 | Engineering Building |  |  | 0 | 0
MC210-B03 | MC210-B03/e1 | Alarms |  |  |  |  | Energy sensor | e1 |  |  |  | MC210 | Engineering Building |  |  | 0 | 0
MC210-B03 | MC210-B03/e2 | IQ ViewAlarms |  |  |  |  | Energy sensor | e2 |  |  |  | MC210 | Engineering Building |  |  | 0 | 0
MC210-B03 | MC210-B03/F1 | Function 1 |  |  |  |  | Energy sensor | F1 |  |  |  | MC210 | Engineering Building |  |  | 0 | 0
MC210-B03 | MC210-B03/F10 | Function 10 |  |  |  |  | Energy sensor | F10 |  |  |  | MC210 | Engineering Building |  |  | 0 | 0
MC210-B03 | MC210-B03/F100 | Function 100 |  |  |  |  | Energy sensor | F100 |  |  |  | MC210 | Engineering Building |  |  | 0 | 0
MC210-B03 | MC210-B03/F101 | Function 101 |  |  |  |  | Energy sensor | F101 |  |  |  | MC210 | Engineering Building |  |  | 0 | 0
MC210-B03 | MC210-B03/F102 | Function 102 |  |  |  |  | Energy sensor | F102 |  |  |  | MC210 | Engineering Building |  |  | 0 | 0
MC210-B03 | MC210-B03/F103 | Function 103 |  |  |  |  | Energy sensor | F103 |  |  |  | MC210 | Engineering Building |  |  | 0 | 0
MC210-B03 | MC210-B03/F104 | C28 Nat Vent Dmd |  |  |  |  | Energy sensor | F104 |  |  |  | MC210 | Engineering Building |  |  | 0 | 0
MC210-B03 | MC210-B03/F105 | Function 105 |  |  |  |  | Energy sensor | F105 |  |  |  | MC210 | Engineering Building |  |  | 0 | 0
MC210-B03 | MC210-B03/F108 | Function 108 |  |  |  |  | Energy sensor | F108 |  |  |  | MC210 | Engineering Building |  |  | 0 | 0
MC210-B03 | MC210-B03/F109 | Function 109 |  |  |  |  | Energy sensor | F109 |  |  |  | MC210 | Engineering Building |  |  | 0 | 0
MC210-B03 | MC210-B03/F110 | Function 110 |  |  |  |  | Energy sensor | F110 |  |  |  | MC210 | Engineering Building |  |  | 0 | 0
MC210-B03 | MC210-B03/F112 | Function 112 |  |  |  |  | Energy sensor | F112 |  |  |  | MC210 | Engineering Building |  |  | 0 | 0
MC210-B03 | MC210-B03/F113 | C28 Ave Temp |  |  | Degrees Celsius |  | Energy sensor | F113 |  |  |  | MC210 | Engineering Building |  |  | 0 | 0
MC210-B03 | MC210-B03/F114 | C28 Ave CO² |  |  |  |  | Energy sensor | F114 |  |  |  | MC210 | Engineering Building |  |  | 0 | 0
MC210-B03 | MC210-B03/F115 | Function 115 |  |  |  |  | Energy sensor | F115 |  |  |  | MC210 | Engineering Building |  |  | 0 | 0
MC210-B03 | MC210-B03/F116 | Function 116 |  |  |  |  | Energy sensor | F116 |  |  |  | MC210 | Engineering Building |  |  | 0 | 0
MC210-B03 | MC210-B03/F117 | C30 Nat Vent Dmd |  |  |  |  | Energy sensor | F117 |  |  |  | MC210 | Engineering Building |  |  | 0 | 0
MC210-B03 | MC210-B03/F118 | Function 118 |  |  |  |  | Energy sensor | F118 |  |  |  | MC210 | Engineering Building |  |  | 0 | 0
MC210-B03 | MC210-B03/F121 | C30 Ave Temp |  |  | Degrees Celsius |  | Energy sensor | F121 |  |  |  | MC210 | Engineering Building |  |  | 0 | 0
MC210-B03 | MC210-B03/F122 | Function 122 |  |  |  |  | Energy sensor | F122 |  |  |  | MC210 | Engineering Building |  |  | 0 | 0
MC210-B03 | MC210-B03/F123 | Function 123 |  |  |  |  | Energy sensor | F123 |  |  |  | MC210 | Engineering Building |  |  | 0 | 0
MC210-B03 | MC210-B03/F125 | Function 125 |  |  |  |  | Energy sensor | F125 |  |  |  | MC210 | Engineering Building |  |  | 0 | 0
MC210-B03 | MC210-B03/F126 | C30 Ave CO² |  |  |  |  | Energy sensor | F126 |  |  |  | MC210 | Engineering Building |  |  | 0 | 0
MC210-B03 | MC210-B03/F127 | Function 127 |  |  |  |  | Energy sensor | F127 |  |  |  | MC210 | Engineering Building |  |  | 0 | 0
MC210-B03 | MC210-B03/F128 | Function 128 |  |  |  |  | Energy sensor | F128 |  |  |  | MC210 | Engineering Building |  |  | 0 | 0
MC210-B03 | MC210-B03/F129 | Function 129 |  |  |  |  | Energy sensor | F129 |  |  |  | MC210 | Engineering Building |  |  | 0 | 0
MC210-B03 | MC210-B03/F13 | Function 13 |  |  |  |  | Energy sensor | F13 |  |  |  | MC210 | Engineering Building |  |  | 0 | 0
MC210-B03 | MC210-B03/F130 | C04 Nat Vent Dmd |  |  |  |  | Energy sensor | F130 |  |  |  | MC210 | Engineering Building |  |  | 0 | 0
MC210-B03 | MC210-B03/F131 | Function 131 |  |  |  |  | Energy sensor | F131 |  |  |  | MC210 | Engineering Building |  |  | 0 | 0
MC210-B03 | MC210-B03/F134 | Function 134 |  |  |  |  | Energy sensor | F134 |  |  |  | MC210 | Engineering Building |  |  | 0 | 0
MC210-B03 | MC210-B03/F135 | Function 135 |  |  |  |  | Energy sensor | F135 |  |  |  | MC210 | Engineering Building |  |  | 0 | 0
MC210-B03 | MC210-B03/F136 | Function 136 |  |  |  |  | Energy sensor | F136 |  |  |  | MC210 | Engineering Building |  |  | 0 | 0
MC210-B03 | MC210-B03/F138 | Function 138 |  |  |  |  | Energy sensor | F138 |  |  |  | MC210 | Engineering Building |  |  | 0 | 0
MC210-B03 | MC210-B03/F139 | Function 139 |  |  |  |  | Energy sensor | F139 |  |  |  | MC210 | Engineering Building |  |  | 0 | 0
MC210-B03 | MC210-B03/F14 | Function 14 |  |  |  |  | Energy sensor | F14 |  |  |  | MC210 | Engineering Building |  |  | 0 | 0
MC210-B03 | MC210-B03/F140 | D30 Nat Vent Dmd |  |  |  |  | Energy sensor | F140 |  |  |  | MC210 | Engineering Building |  |  | 0 | 0
MC210-B03 | MC210-B03/F141 | Function 141 |  |  |  |  | Energy sensor | F141 |  |  |  | MC210 | Engineering Building |  |  | 0 | 0
MC210-B03 | MC210-B03/F146 | Function 146 |  |  |  |  | Energy sensor | F146 |  |  |  | MC210 | Engineering Building |  |  | 0 | 0
MC210-B03 | MC210-B03/F148 | Function 148 |  |  |  |  | Energy sensor | F148 |  |  |  | MC210 | Engineering Building |  |  | 0 | 0
MC210-B03 | MC210-B03/F149 | Function 149 |  |  |  |  | Energy sensor | F149 |  |  |  | MC210 | Engineering Building |  |  | 0 | 0
MC210-B03 | MC210-B03/F15 | Function 15 |  |  |  |  | Energy sensor | F15 |  |  |  | MC210 | Engineering Building |  |  | 0 | 0
MC210-B03 | MC210-B03/F150 | D03 Nat Vent Dmd |  |  |  |  | Energy sensor | F150 |  |  |  | MC210 | Engineering Building |  |  | 0 | 0
MC210-B03 | MC210-B03/F151 | Function 151 |  |  |  |  | Energy sensor | F151 |  |  |  | MC210 | Engineering Building |  |  | 0 | 0
MC210-B03 | MC210-B03/F154 | Function 154 |  |  |  |  | Energy sensor | F154 |  |  |  | MC210 | Engineering Building |  |  | 0 | 0
MC210-B03 | MC210-B03/F155 | Function 155 |  |  |  |  | Energy sensor | F155 |  |  |  | MC210 | Engineering Building |  |  | 0 | 0
MC210-B03 | MC210-B03/F156 | Function 156 |  |  |  |  | Energy sensor | F156 |  |  |  | MC210 | Engineering Building |  |  | 0 | 0
MC210-B03 | MC210-B03/F158 | Function 158 |  |  |  |  | Energy sensor | F158 |  |  |  | MC210 | Engineering Building |  |  | 0 | 0
MC210-B03 | MC210-B03/F159 | Function 159 |  |  |  |  | Energy sensor | F159 |  |  |  | MC210 | Engineering Building |  |  | 0 | 0
MC210-B03 | MC210-B03/F16 | Function 16 |  |  |  |  | Energy sensor | F16 |  |  |  | MC210 | Engineering Building |  |  | 0 | 0
MC210-B03 | MC210-B03/F160 | Function 160 |  |  |  |  | Energy sensor | F160 |  |  |  | MC210 | Engineering Building |  |  | 0 | 0
MC210-B03 | MC210-B03/F161 | Function 161 |  |  |  |  | Energy sensor | F161 |  |  |  | MC210 | Engineering Building |  |  | 0 | 0
MC210-B03 | MC210-B03/F162 | Function 162 |  |  |  |  | Energy sensor | F162 |  |  |  | MC210 | Engineering Building |  |  | 0 | 0
MC210-B03 | MC210-B03/F163 | Function 163 |  |  |  |  | Energy sensor | F163 |  |  |  | MC210 | Engineering Building |  |  | 0 | 0
MC210-B03 | MC210-B03/F164 | Function 164 |  |  |  |  | Energy sensor | F164 |  |  |  | MC210 | Engineering Building |  |  | 0 | 0
MC210-B03 | MC210-B03/F165 | Atrium Setback Setpt |  |  |  |  | Energy sensor | F165 |  |  |  | MC210 | Engineering Building |  |  | 0 | 0
MC210-B03 | MC210-B03/F166 | OS13 Room Frost |  |  |  |  | Energy sensor | F166 |  |  |  | MC210 | Engineering Building |  |  | 0 | 0
MC210-B03 | MC210-B03/F167 | Atrium Nat Vent Dmd |  |  |  |  | Energy sensor | F167 |  |  |  | MC210 | Engineering Building |  |  | 0 | 0
MC210-B03 | MC210-B03/F168 | Function 168 |  |  |  |  | Energy sensor | F168 |  |  |  | MC210 | Engineering Building |  |  | 0 | 0
MC210-B03 | MC210-B03/F17 | Function 17 |  |  |  |  | Energy sensor | F17 |  |  |  | MC210 | Engineering Building |  |  | 0 | 0
MC210-B03 | MC210-B03/F170 | Function 170 |  |  |  |  | Energy sensor | F170 |  |  |  | MC210 | Engineering Building |  |  | 0 | 0
MC210-B03 | MC210-B03/F171 | Function 171 |  |  |  |  | Energy sensor | F171 |  |  |  | MC210 | Engineering Building |  |  | 0 | 0
MC210-B03 | MC210-B03/F172 | Function 172 |  |  |  |  | Energy sensor | F172 |  |  |  | MC210 | Engineering Building |  |  | 0 | 0
MC210-B03 | MC210-B03/F173 | Function 173 |  |  |  |  | Energy sensor | F173 |  |  |  | MC210 | Engineering Building |  |  | 0 | 0
MC210-B03 | MC210-B03/F175 | Function 175 |  |  |  |  | Energy sensor | F175 |  |  |  | MC210 | Engineering Building |  |  | 0 | 0
MC210-B03 | MC210-B03/F176 | Function 176 |  |  |  |  | Energy sensor | F176 |  |  |  | MC210 | Engineering Building |  |  | 0 | 0
MC210-B03 | MC210-B03/F177 | Function 177 |  |  |  |  | Energy sensor | F177 |  |  |  | MC210 | Engineering Building |  |  | 0 | 0
MC210-B03 | MC210-B03/F178 | Function 178 |  |  |  |  | Energy sensor | F178 |  |  |  | MC210 | Engineering Building |  |  | 0 | 0
MC210-B03 | MC210-B03/F18 | Function 18 |  |  |  |  | Energy sensor | F18 |  |  |  | MC210 | Engineering Building |  |  | 0 | 0
MC210-B03 | MC210-B03/F181 | Function 181 |  |  |  |  | Energy sensor | F181 |  |  |  | MC210 | Engineering Building |  |  | 0 | 0
MC210-B03 | MC210-B03/F182 | Function 182 |  |  |  |  | Energy sensor | F182 |  |  |  | MC210 | Engineering Building |  |  | 0 | 0
MC210-B03 | MC210-B03/F183 | Function 183 |  |  |  |  | Energy sensor | F183 |  |  |  | MC210 | Engineering Building |  |  | 0 | 0
MC210-B03 | MC210-B03/F184 | Function 184 |  |  |  |  | Energy sensor | F184 |  |  |  | MC210 | Engineering Building |  |  | 0 | 0
MC210-B03 | MC210-B03/F185 | Function 185 |  |  |  |  | Energy sensor | F185 |  |  |  | MC210 | Engineering Building |  |  | 0 | 0
MC210-B03 | MC210-B03/F186 | Function 186 |  |  |  |  | Energy sensor | F186 |  |  |  | MC210 | Engineering Building |  |  | 0 | 0
MC210-B03 | MC210-B03/F187 | Function 187 |  |  |  |  | Energy sensor | F187 |  |  |  | MC210 | Engineering Building |  |  | 0 | 0
MC210-B03 | MC210-B03/F188 | Function 188 |  |  |  |  | Energy sensor | F188 |  |  |  | MC210 | Engineering Building |  |  | 0 | 0
MC210-B03 | MC210-B03/F189 | B30 Nat Vent Dmd |  |  |  |  | Energy sensor | F189 |  |  |  | MC210 | Engineering Building |  |  | 0 | 0
MC210-B03 | MC210-B03/F19 | Function 19 |  |  |  |  | Energy sensor | F19 |  |  |  | MC210 | Engineering Building |  |  | 0 | 0
MC210-B03 | MC210-B03/F191 | Function 191 |  |  |  |  | Energy sensor | F191 |  |  |  | MC210 | Engineering Building |  |  | 0 | 0
MC210-B03 | MC210-B03/F195 | Function 195 |  |  |  |  | Energy sensor | F195 |  |  |  | MC210 | Engineering Building |  |  | 0 | 0
MC210-B03 | MC210-B03/F196 | Function 196 |  |  |  |  | Energy sensor | F196 |  |  |  | MC210 | Engineering Building |  |  | 0 | 0
MC210-B03 | MC210-B03/F197 | Function 197 |  |  |  |  | Energy sensor | F197 |  |  |  | MC210 | Engineering Building |  |  | 0 | 0
MC210-B03 | MC210-B03/F198 | Function 198 |  |  |  |  | Energy sensor | F198 |  |  |  | MC210 | Engineering Building |  |  | 0 | 0
MC210-B03 | MC210-B03/F199 | Function 199 |  |  |  |  | Energy sensor | F199 |  |  |  | MC210 | Engineering Building |  |  | 0 | 0
MC210-B03 | MC210-B03/F2 | B27 Extract VAV Closed |  |  |  |  | Energy sensor | F2 |  |  |  | MC210 | Engineering Building |  |  | 0 | 0
MC210-B03 | MC210-B03/F20 | Function 20 |  |  |  |  | Energy sensor | F20 |  |  |  | MC210 | Engineering Building |  |  | 0 | 0
MC210-B03 | MC210-B03/F200 | Function 200 |  |  |  |  | Energy sensor | F200 |  |  |  | MC210 | Engineering Building |  |  | 0 | 0
MC210-B03 | MC210-B03/F201 | Sup VAV Dmd |  |  |  |  | Energy sensor | F201 |  |  |  | MC210 | Engineering Building |  |  | 0 | 0
MC210-B03 | MC210-B03/F21 | Function 21 |  |  |  |  | Energy sensor | F21 |  |  |  | MC210 | Engineering Building |  |  | 0 | 0
MC210-B03 | MC210-B03/F22 | Function 22 |  |  |  |  | Energy sensor | F22 |  |  |  | MC210 | Engineering Building |  |  | 0 | 0
MC210-B03 | MC210-B03/F23 | A17 Nat Vent Dmd |  |  |  |  | Energy sensor | F23 |  |  |  | MC210 | Engineering Building |  |  | 0 | 0
MC210-B03 | MC210-B03/F24 | Function 24 |  |  |  |  | Energy sensor | F24 |  |  |  | MC210 | Engineering Building |  |  | 0 | 0
MC210-B03 | MC210-B03/F25 | Function 25 |  |  |  |  | Energy sensor | F25 |  |  |  | MC210 | Engineering Building |  |  | 0 | 0
MC210-B03 | MC210-B03/F26 | Sup VAV Dmd |  |  |  |  | Energy sensor | F26 |  |  |  | MC210 | Engineering Building |  |  | 0 | 0
MC210-B03 | MC210-B03/F27 | Atrium Zone1 Main RHS |  |  |  |  | Energy sensor | F27 |  |  |  | MC210 | Engineering Building |  |  | 0 | 0
MC210-B03 | MC210-B03/F28 | Function 28 |  |  |  |  | Energy sensor | F28 |  |  |  | MC210 | Engineering Building |  |  | 0 | 0
MC210-B03 | MC210-B03/F29 | Function 29 |  |  |  |  | Energy sensor | F29 |  |  |  | MC210 | Engineering Building |  |  | 0 | 0
MC210-B03 | MC210-B03/F3 | Function 3 |  |  |  |  | Energy sensor | F3 |  |  |  | MC210 | Engineering Building |  |  | 0 | 0
MC210-B03 | MC210-B03/F30 | Atrium Zone2 Breakout LHS |  |  |  |  | Energy sensor | F30 |  |  |  | MC210 | Engineering Building |  |  | 0 | 0
MC210-B03 | MC210-B03/F31 | Function 31 |  |  |  |  | Energy sensor | F31 |  |  |  | MC210 | Engineering Building |  |  | 0 | 0
MC210-B03 | MC210-B03/F32 | A14 Nat Vent Dmd |  |  |  |  | Energy sensor | F32 |  |  |  | MC210 | Engineering Building |  |  | 0 | 0
MC210-B03 | MC210-B03/F33 | Function 33 |  |  |  |  | Energy sensor | F33 |  |  |  | MC210 | Engineering Building |  |  | 0 | 0
MC210-B03 | MC210-B03/F34 | Atrium LevA Windows |  |  |  |  | Energy sensor | F34 |  |  |  | MC210 | Engineering Building |  |  | 0 | 0
MC210-B03 | MC210-B03/F35 | Function 35 |  |  |  |  | Energy sensor | F35 |  |  |  | MC210 | Engineering Building |  |  | 0 | 0
MC210-B03 | MC210-B03/F36 | A18 Nat Vent Dmd |  |  |  |  | Energy sensor | F36 |  |  |  | MC210 | Engineering Building |  |  | 0 | 0
MC210-B03 | MC210-B03/F37 | Function 37 |  |  |  |  | Energy sensor | F37 |  |  |  | MC210 | Engineering Building |  |  | 0 | 0
MC210-B03 | MC210-B03/F38 | Function 38 |  |  |  |  | Energy sensor | F38 |  |  |  | MC210 | Engineering Building |  |  | 0 | 0
MC210-B03 | MC210-B03/F39 | Function 39 |  |  |  |  | Energy sensor | F39 |  |  |  | MC210 | Engineering Building |  |  | 0 | 0
MC210-B03 | MC210-B03/F4 | Function 4 |  |  |  |  | Energy sensor | F4 |  |  |  | MC210 | Engineering Building |  |  | 0 | 0
MC210-B03 | MC210-B03/F40 | Function 40 |  |  |  |  | Energy sensor | F40 |  |  |  | MC210 | Engineering Building |  |  | 0 | 0
MC210-B03 | MC210-B03/F41 | Function 41 |  |  |  |  | Energy sensor | F41 |  |  |  | MC210 | Engineering Building |  |  | 0 | 0
MC210-B03 | MC210-B03/F42 | Function 42 |  |  |  |  | Energy sensor | F42 |  |  |  | MC210 | Engineering Building |  |  | 0 | 0
MC210-B03 | MC210-B03/F43 | Function 43 |  |  |  |  | Energy sensor | F43 |  |  |  | MC210 | Engineering Building |  |  | 0 | 0
MC210-B03 | MC210-B03/F44 | A19 Nat Vent Dmd |  |  |  |  | Energy sensor | F44 |  |  |  | MC210 | Engineering Building |  |  | 0 | 0
MC210-B03 | MC210-B03/F45 | Function 45 |  |  |  |  | Energy sensor | F45 |  |  |  | MC210 | Engineering Building |  |  | 0 | 0
MC210-B03 | MC210-B03/F46 | Function 46 |  |  |  |  | Energy sensor | F46 |  |  |  | MC210 | Engineering Building |  |  | 0 | 0
MC210-B03 | MC210-B03/F47 | Function 47 |  |  |  |  | Energy sensor | F47 |  |  |  | MC210 | Engineering Building |  |  | 0 | 0
MC210-B03 | MC210-B03/F48 | Function 48 |  |  |  |  | Energy sensor | F48 |  |  |  | MC210 | Engineering Building |  |  | 0 | 0
MC210-B03 | MC210-B03/F49 | Function 49 |  |  |  |  | Energy sensor | F49 |  |  |  | MC210 | Engineering Building |  |  | 0 | 0
MC210-B03 | MC210-B03/F5 | C24 Extract VAV Closed |  |  |  |  | Energy sensor | F5 |  |  |  | MC210 | Engineering Building |  |  | 0 | 0
MC210-B03 | MC210-B03/F50 | Function 50 |  |  |  |  | Energy sensor | F50 |  |  |  | MC210 | Engineering Building |  |  | 0 | 0
MC210-B03 | MC210-B03/F51 | Function 51 |  |  |  |  | Energy sensor | F51 |  |  |  | MC210 | Engineering Building |  |  | 0 | 0
MC210-B03 | MC210-B03/F52 | A21 Nat Vent Dmd |  |  |  |  | Energy sensor | F52 |  |  |  | MC210 | Engineering Building |  |  | 0 | 0
MC210-B03 | MC210-B03/F53 | Function 53 |  |  |  |  | Energy sensor | F53 |  |  |  | MC210 | Engineering Building |  |  | 0 | 0
MC210-B03 | MC210-B03/F54 | Function 54 |  |  |  |  | Energy sensor | F54 |  |  |  | MC210 | Engineering Building |  |  | 0 | 0
MC210-B03 | MC210-B03/F55 | Function 55 |  |  |  |  | Energy sensor | F55 |  |  |  | MC210 | Engineering Building |  |  | 0 | 0
MC210-B03 | MC210-B03/F56 | Function 56 |  |  |  |  | Energy sensor | F56 |  |  |  | MC210 | Engineering Building |  |  | 0 | 0
MC210-B03 | MC210-B03/F57 | Function 57 |  |  |  |  | Energy sensor | F57 |  |  |  | MC210 | Engineering Building |  |  | 0 | 0
MC210-B03 | MC210-B03/F58 | Function 58 |  |  |  |  | Energy sensor | F58 |  |  |  | MC210 | Engineering Building |  |  | 0 | 0
MC210-B03 | MC210-B03/F59 | Function 59 |  |  |  |  | Energy sensor | F59 |  |  |  | MC210 | Engineering Building |  |  | 0 | 0
MC210-B03 | MC210-B03/F6 | Max Space Temp |  |  | Degrees Celsius |  | Energy sensor | F6 |  |  |  | MC210 | Engineering Building |  |  | 0 | 0
MC210-B03 | MC210-B03/F60 | A22 Nat Vent Dmd |  |  |  |  | Energy sensor | F60 |  |  |  | MC210 | Engineering Building |  |  | 0 | 0
MC210-B03 | MC210-B03/F61 | Function 61 |  |  |  |  | Energy sensor | F61 |  |  |  | MC210 | Engineering Building |  |  | 0 | 0
MC210-B03 | MC210-B03/F62 | Function 62 |  |  |  |  | Energy sensor | F62 |  |  |  | MC210 | Engineering Building |  |  | 0 | 0
MC210-B03 | MC210-B03/F63 | Function 63 |  |  |  |  | Energy sensor | F63 |  |  |  | MC210 | Engineering Building |  |  | 0 | 0
MC210-B03 | MC210-B03/F64 | Function 64 |  |  |  |  | Energy sensor | F64 |  |  |  | MC210 | Engineering Building |  |  | 0 | 0
MC210-B03 | MC210-B03/F65 | Function 65 |  |  |  |  | Energy sensor | F65 |  |  |  | MC210 | Engineering Building |  |  | 0 | 0
MC210-B03 | MC210-B03/F66 | Function 66 |  |  |  |  | Energy sensor | F66 |  |  |  | MC210 | Engineering Building |  |  | 0 | 0
MC210-B03 | MC210-B03/F67 | Function 67 |  |  |  |  | Energy sensor | F67 |  |  |  | MC210 | Engineering Building |  |  | 0 | 0
MC210-B03 | MC210-B03/F69 | Function 69 |  |  |  |  | Energy sensor | F69 |  |  |  | MC210 | Engineering Building |  |  | 0 | 0
MC210-B03 | MC210-B03/F7 | Function 7 |  |  |  |  | Energy sensor | F7 |  |  |  | MC210 | Engineering Building |  |  | 0 | 0
MC210-B03 | MC210-B03/F70 | Function 70 |  |  |  |  | Energy sensor | F70 |  |  |  | MC210 | Engineering Building |  |  | 0 | 0
MC210-B03 | MC210-B03/F72 | Function 72 |  |  |  |  | Energy sensor | F72 |  |  |  | MC210 | Engineering Building |  |  | 0 | 0
MC210-B03 | MC210-B03/F73 | A06 Nat Vent Dmd |  |  |  |  | Energy sensor | F73 |  |  |  | MC210 | Engineering Building |  |  | 0 | 0
MC210-B03 | MC210-B03/F74 | Function 74 |  |  |  |  | Energy sensor | F74 |  |  |  | MC210 | Engineering Building |  |  | 0 | 0
MC210-B03 | MC210-B03/F77 | B31 Nat Vent Dmd |  |  |  |  | Energy sensor | F77 |  |  |  | MC210 | Engineering Building |  |  | 0 | 0
MC210-B03 | MC210-B03/F78 | Function 78 |  |  |  |  | Energy sensor | F78 |  |  |  | MC210 | Engineering Building |  |  | 0 | 0
MC210-B03 | MC210-B03/F79 | Function 79 |  |  |  |  | Energy sensor | F79 |  |  |  | MC210 | Engineering Building |  |  | 0 | 0
MC210-B03 | MC210-B03/F8 | Night Cooling Window OP |  |  |  |  | Energy sensor | F8 |  |  |  | MC210 | Engineering Building |  |  | 0 | 0
MC210-B03 | MC210-B03/F81 | Function 81 |  |  |  |  | Energy sensor | F81 |  |  |  | MC210 | Engineering Building |  |  | 0 | 0
MC210-B03 | MC210-B03/F82 | Function 82 |  |  |  |  | Energy sensor | F82 |  |  |  | MC210 | Engineering Building |  |  | 0 | 0
MC210-B03 | MC210-B03/F85 | B31 Ave Temp |  |  | Degrees Celsius |  | Energy sensor | F85 |  |  |  | MC210 | Engineering Building |  |  | 0 | 0
MC210-B03 | MC210-B03/F86 | Function 86 |  |  |  |  | Energy sensor | F86 |  |  |  | MC210 | Engineering Building |  |  | 0 | 0
MC210-B03 | MC210-B03/F87 | Function 87 |  |  |  |  | Energy sensor | F87 |  |  |  | MC210 | Engineering Building |  |  | 0 | 0
MC210-B03 | MC210-B03/F89 | Function 89 |  |  |  |  | Energy sensor | F89 |  |  |  | MC210 | Engineering Building |  |  | 0 | 0
MC210-B03 | MC210-B03/F9 | Function 9 |  |  |  |  | Energy sensor | F9 |  |  |  | MC210 | Engineering Building |  |  | 0 | 0
MC210-B03 | MC210-B03/F90 | B31 Ave CO² |  |  |  |  | Energy sensor | F90 |  |  |  | MC210 | Engineering Building |  |  | 0 | 0
MC210-B03 | MC210-B03/F91 | Function 91 |  |  |  |  | Energy sensor | F91 |  |  |  | MC210 | Engineering Building |  |  | 0 | 0
MC210-B03 | MC210-B03/F92 | Function 92 |  |  |  |  | Energy sensor | F92 |  |  |  | MC210 | Engineering Building |  |  | 0 | 0
MC210-B03 | MC210-B03/F93 | Function 93 |  |  |  |  | Energy sensor | F93 |  |  |  | MC210 | Engineering Building |  |  | 0 | 0
MC210-B03 | MC210-B03/F94 | B04 Nat Vent Dmd |  |  |  |  | Energy sensor | F94 |  |  |  | MC210 | Engineering Building |  |  | 0 | 0
MC210-B03 | MC210-B03/F95 | Function 95 |  |  |  |  | Energy sensor | F95 |  |  |  | MC210 | Engineering Building |  |  | 0 | 0
MC210-B03 | MC210-B03/F96 | Function 96 |  |  |  |  | Energy sensor | F96 |  |  |  | MC210 | Engineering Building |  |  | 0 | 0
MC210-B03 | MC210-B03/F98 | B04 Ave Temp |  |  | Degrees Celsius |  | Energy sensor | F98 |  |  |  | MC210 | Engineering Building |  |  | 0 | 0
MC210-B03 | MC210-B03/F99 | B04 Ave CO² |  |  |  |  | Energy sensor | F99 |  |  |  | MC210 | Engineering Building |  |  | 0 | 0
MC210-B03 | MC210-B03/G1 | Nat Vent Allow |  |  |  |  | Energy sensor | G1 |  |  |  | MC210 | Engineering Building |  |  | 0 | 0
MC210-B03 | MC210-B03/G10 | Logic 10 |  |  |  |  | Energy sensor | G10 |  |  |  | MC210 | Engineering Building |  |  | 0 | 0
MC210-B03 | MC210-B03/G100 | Damper Dig values to OS12 |  |  |  |  | Energy sensor | G100 |  |  |  | MC210 | Engineering Building |  |  | 0 | 0
MC210-B03 | MC210-B03/G101 | B04 Override |  |  |  |  | Energy sensor | G101 |  |  |  | MC210 | Engineering Building |  |  | 0 | 0
MC210-B03 | MC210-B03/G102 | Logic 102 |  |  |  |  | Energy sensor | G102 |  |  |  | MC210 | Engineering Building |  |  | 0 | 0
MC210-B03 | MC210-B03/G103 | Logic 103 |  |  |  |  | Energy sensor | G103 |  |  |  | MC210 | Engineering Building |  |  | 0 | 0
MC210-B03 | MC210-B03/G104 | Logic 104 |  |  |  |  | Energy sensor | G104 |  |  |  | MC210 | Engineering Building |  |  | 0 | 0
MC210-B03 | MC210-B03/G105 | Logic 105 |  |  |  |  | Energy sensor | G105 |  |  |  | MC210 | Engineering Building |  |  | 0 | 0
MC210-B03 | MC210-B03/G106 | Logic 106 |  |  |  |  | Energy sensor | G106 |  |  |  | MC210 | Engineering Building |  |  | 0 | 0
MC210-B03 | MC210-B03/G107 | B04 Nat Vent Oride Close |  |  |  |  | Energy sensor | G107 |  |  |  | MC210 | Engineering Building |  |  | 0 | 0
MC210-B03 | MC210-B03/G108 | B04 Nat Vent Oride Open |  |  |  |  | Energy sensor | G108 |  |  |  | MC210 | Engineering Building |  |  | 0 | 0
MC210-B03 | MC210-B03/G109 | Logic 109 |  |  |  |  | Energy sensor | G109 |  |  |  | MC210 | Engineering Building |  |  | 0 | 0
MC210-B03 | MC210-B03/G11 | Logic 11 |  |  |  |  | Energy sensor | G11 |  |  |  | MC210 | Engineering Building |  |  | 0 | 0
MC210-B03 | MC210-B03/G110 | Logic 110 |  |  |  |  | Energy sensor | G110 |  |  |  | MC210 | Engineering Building |  |  | 0 | 0
MC210-B03 | MC210-B03/G111 | Logic 111 |  |  |  |  | Energy sensor | G111 |  |  |  | MC210 | Engineering Building |  |  | 0 | 0
MC210-B03 | MC210-B03/G112 | Logic 112 |  |  |  |  | Energy sensor | G112 |  |  |  | MC210 | Engineering Building |  |  | 0 | 0
MC210-B03 | MC210-B03/G113 | B04 Air Makeup Fan |  |  |  |  | Energy sensor | G113 |  |  |  | MC210 | Engineering Building |  |  | 0 | 0
MC210-B03 | MC210-B03/G114 | B04 Heat Reqd |  |  |  |  | Energy sensor | G114 |  |  |  | MC210 | Engineering Building |  |  | 0 | 0
MC210-B03 | MC210-B03/G115 | B04 Rm Frost |  |  |  |  | Energy sensor | G115 |  |  |  | MC210 | Engineering Building |  |  | 0 | 0
MC210-B03 | MC210-B03/G116 | B04 Zone Valves |  |  |  |  | Energy sensor | G116 |  |  |  | MC210 | Engineering Building |  |  | 0 | 0
MC210-B03 | MC210-B03/G117 | C28 Override |  |  |  |  | Energy sensor | G117 |  |  |  | MC210 | Engineering Building |  |  | 0 | 0
MC210-B03 | MC210-B03/G118 | Logic 118 |  |  |  |  | Energy sensor | G118 |  |  |  | MC210 | Engineering Building |  |  | 0 | 0
MC210-B03 | MC210-B03/G119 | Logic 119 |  |  |  |  | Energy sensor | G119 |  |  |  | MC210 | Engineering Building |  |  | 0 | 0
MC210-B03 | MC210-B03/G12 | Logic 12 |  |  |  |  | Energy sensor | G12 |  |  |  | MC210 | Engineering Building |  |  | 0 | 0
MC210-B03 | MC210-B03/G120 | Logic 120 |  |  |  |  | Energy sensor | G120 |  |  |  | MC210 | Engineering Building |  |  | 0 | 0
MC210-B03 | MC210-B03/G121 | Logic 121 |  |  |  |  | Energy sensor | G121 |  |  |  | MC210 | Engineering Building |  |  | 0 | 0
MC210-B03 | MC210-B03/G122 | Logic 122 |  |  |  |  | Energy sensor | G122 |  |  |  | MC210 | Engineering Building |  |  | 0 | 0
MC210-B03 | MC210-B03/G123 | C28 Nat Vent Oride Close |  |  |  |  | Energy sensor | G123 |  |  |  | MC210 | Engineering Building |  |  | 0 | 0
MC210-B03 | MC210-B03/G124 | C28 Nat Vent Oride Open |  |  |  |  | Energy sensor | G124 |  |  |  | MC210 | Engineering Building |  |  | 0 | 0
MC210-B03 | MC210-B03/G125 | Logic 125 |  |  |  |  | Energy sensor | G125 |  |  |  | MC210 | Engineering Building |  |  | 0 | 0
MC210-B03 | MC210-B03/G126 | Summer |  |  |  |  | Energy sensor | G126 |  |  |  | MC210 | Engineering Building |  |  | 0 | 0
MC210-B03 | MC210-B03/G127 | Winter |  |  |  |  | Energy sensor | G127 |  |  |  | MC210 | Engineering Building |  |  | 0 | 0
MC210-B03 | MC210-B03/G128 | Logic 128 |  |  |  |  | Energy sensor | G128 |  |  |  | MC210 | Engineering Building |  |  | 0 | 0
MC210-B03 | MC210-B03/G129 | C28 Heat Reqd |  |  |  |  | Energy sensor | G129 |  |  |  | MC210 | Engineering Building |  |  | 0 | 0
MC210-B03 | MC210-B03/G13 | Logic 13 |  |  |  |  | Energy sensor | G13 |  |  |  | MC210 | Engineering Building |  |  | 0 | 0
MC210-B03 | MC210-B03/G130 | C28 Rm Frost |  |  |  |  | Energy sensor | G130 |  |  |  | MC210 | Engineering Building |  |  | 0 | 0
MC210-B03 | MC210-B03/G131 | C28 Zone Valves |  |  |  |  | Energy sensor | G131 |  |  |  | MC210 | Engineering Building |  |  | 0 | 0
MC210-B03 | MC210-B03/G132 | C30 Override |  |  |  |  | Energy sensor | G132 |  |  |  | MC210 | Engineering Building |  |  | 0 | 0
MC210-B03 | MC210-B03/G133 | Logic 133 |  |  |  |  | Energy sensor | G133 |  |  |  | MC210 | Engineering Building |  |  | 0 | 0
MC210-B03 | MC210-B03/G134 | Logic 134 |  |  |  |  | Energy sensor | G134 |  |  |  | MC210 | Engineering Building |  |  | 0 | 0
MC210-B03 | MC210-B03/G135 | Logic 135 |  |  |  |  | Energy sensor | G135 |  |  |  | MC210 | Engineering Building |  |  | 0 | 0
MC210-B03 | MC210-B03/G136 | Logic 136 |  |  |  |  | Energy sensor | G136 |  |  |  | MC210 | Engineering Building |  |  | 0 | 0
MC210-B03 | MC210-B03/G137 | Logic 137 |  |  |  |  | Energy sensor | G137 |  |  |  | MC210 | Engineering Building |  |  | 0 | 0
MC210-B03 | MC210-B03/G138 | C30 Nat Vent Oride Close |  |  |  |  | Energy sensor | G138 |  |  |  | MC210 | Engineering Building |  |  | 0 | 0
MC210-B03 | MC210-B03/G139 | C30 Nat Vent Oride Open |  |  |  |  | Energy sensor | G139 |  |  |  | MC210 | Engineering Building |  |  | 0 | 0
MC210-B03 | MC210-B03/G14 | A17 Nat Vent Oride Close |  |  |  |  | Energy sensor | G14 |  |  |  | MC210 | Engineering Building |  |  | 0 | 0
MC210-B03 | MC210-B03/G140 | Logic 140 |  |  |  |  | Energy sensor | G140 |  |  |  | MC210 | Engineering Building |  |  | 0 | 0
MC210-B03 | MC210-B03/G141 | Summer |  |  |  |  | Energy sensor | G141 |  |  |  | MC210 | Engineering Building |  |  | 0 | 0
MC210-B03 | MC210-B03/G142 | Winter |  |  |  |  | Energy sensor | G142 |  |  |  | MC210 | Engineering Building |  |  | 0 | 0
MC210-B03 | MC210-B03/G143 | Logic 143 |  |  |  |  | Energy sensor | G143 |  |  |  | MC210 | Engineering Building |  |  | 0 | 0
MC210-B03 | MC210-B03/G144 | C30 Heat Reqd |  |  |  |  | Energy sensor | G144 |  |  |  | MC210 | Engineering Building |  |  | 0 | 0
MC210-B03 | MC210-B03/G145 | C30 Rm Frost |  |  |  |  | Energy sensor | G145 |  |  |  | MC210 | Engineering Building |  |  | 0 | 0
MC210-B03 | MC210-B03/G146 | C30 Zone Valves |  |  |  |  | Energy sensor | G146 |  |  |  | MC210 | Engineering Building |  |  | 0 | 0
MC210-B03 | MC210-B03/G147 | C04 Override |  |  |  |  | Energy sensor | G147 |  |  |  | MC210 | Engineering Building |  |  | 0 | 0
MC210-B03 | MC210-B03/G148 | Logic 148 |  |  |  |  | Energy sensor | G148 |  |  |  | MC210 | Engineering Building |  |  | 0 | 0
MC210-B03 | MC210-B03/G149 | Logic 149 |  |  |  |  | Energy sensor | G149 |  |  |  | MC210 | Engineering Building |  |  | 0 | 0
MC210-B03 | MC210-B03/G15 | A17 Nat Vent Oride Open |  |  |  |  | Energy sensor | G15 |  |  |  | MC210 | Engineering Building |  |  | 0 | 0
MC210-B03 | MC210-B03/G150 | Logic 150 |  |  |  |  | Energy sensor | G150 |  |  |  | MC210 | Engineering Building |  |  | 0 | 0
MC210-B03 | MC210-B03/G151 | Logic 151 |  |  |  |  | Energy sensor | G151 |  |  |  | MC210 | Engineering Building |  |  | 0 | 0
MC210-B03 | MC210-B03/G152 | Logic 152 |  |  |  |  | Energy sensor | G152 |  |  |  | MC210 | Engineering Building |  |  | 0 | 0
MC210-B03 | MC210-B03/G153 | C04 Nat Vent Oride Close |  |  |  |  | Energy sensor | G153 |  |  |  | MC210 | Engineering Building |  |  | 0 | 0
MC210-B03 | MC210-B03/G154 | C04 Nat Vent Oride Open |  |  |  |  | Energy sensor | G154 |  |  |  | MC210 | Engineering Building |  |  | 0 | 0
MC210-B03 | MC210-B03/G155 | Logic 155 |  |  |  |  | Energy sensor | G155 |  |  |  | MC210 | Engineering Building |  |  | 0 | 0
MC210-B03 | MC210-B03/G156 | Logic 156 |  |  |  |  | Energy sensor | G156 |  |  |  | MC210 | Engineering Building |  |  | 0 | 0
MC210-B03 | MC210-B03/G157 | Logic 157 |  |  |  |  | Energy sensor | G157 |  |  |  | MC210 | Engineering Building |  |  | 0 | 0
MC210-B03 | MC210-B03/G158 | Logic 158 |  |  |  |  | Energy sensor | G158 |  |  |  | MC210 | Engineering Building |  |  | 0 | 0
MC210-B03 | MC210-B03/G159 | C04 Heat Reqd |  |  |  |  | Energy sensor | G159 |  |  |  | MC210 | Engineering Building |  |  | 0 | 0
MC210-B03 | MC210-B03/G16 | Logic 16 |  |  |  |  | Energy sensor | G16 |  |  |  | MC210 | Engineering Building |  |  | 0 | 0
MC210-B03 | MC210-B03/G160 | C04 Rm Frost |  |  |  |  | Energy sensor | G160 |  |  |  | MC210 | Engineering Building |  |  | 0 | 0
MC210-B03 | MC210-B03/G161 | C04 Zone Valves |  |  |  |  | Energy sensor | G161 |  |  |  | MC210 | Engineering Building |  |  | 0 | 0
MC210-B03 | MC210-B03/G162 | D30 Override |  |  |  |  | Energy sensor | G162 |  |  |  | MC210 | Engineering Building |  |  | 0 | 0
MC210-B03 | MC210-B03/G163 | Logic 163 |  |  |  |  | Energy sensor | G163 |  |  |  | MC210 | Engineering Building |  |  | 0 | 0
MC210-B03 | MC210-B03/G164 | Logic 164 |  |  |  |  | Energy sensor | G164 |  |  |  | MC210 | Engineering Building |  |  | 0 | 0
MC210-B03 | MC210-B03/G165 | Logic 165 |  |  |  |  | Energy sensor | G165 |  |  |  | MC210 | Engineering Building |  |  | 0 | 0
MC210-B03 | MC210-B03/G166 | Logic 166 |  |  |  |  | Energy sensor | G166 |  |  |  | MC210 | Engineering Building |  |  | 0 | 0
MC210-B03 | MC210-B03/G167 | Logic 167 |  |  |  |  | Energy sensor | G167 |  |  |  | MC210 | Engineering Building |  |  | 0 | 0
MC210-B03 | MC210-B03/G168 | D30 Nat Vent Oride Close |  |  |  |  | Energy sensor | G168 |  |  |  | MC210 | Engineering Building |  |  | 0 | 0
MC210-B03 | MC210-B03/G169 | D30 Nat Vent Oride Open |  |  |  |  | Energy sensor | G169 |  |  |  | MC210 | Engineering Building |  |  | 0 | 0
MC210-B03 | MC210-B03/G17 | Summer |  |  |  |  | Energy sensor | G17 |  |  |  | MC210 | Engineering Building |  |  | 0 | 0
MC210-B03 | MC210-B03/G170 | Logic 170 |  |  |  |  | Energy sensor | G170 |  |  |  | MC210 | Engineering Building |  |  | 0 | 0
MC210-B03 | MC210-B03/G171 | Logic 171 |  |  |  |  | Energy sensor | G171 |  |  |  | MC210 | Engineering Building |  |  | 0 | 0
MC210-B03 | MC210-B03/G172 | Logic 172 |  |  |  |  | Energy sensor | G172 |  |  |  | MC210 | Engineering Building |  |  | 0 | 0
MC210-B03 | MC210-B03/G173 | D30 Air Makeup Damper |  |  |  |  | Energy sensor | G173 |  |  |  | MC210 | Engineering Building |  |  | 0 | 0
MC210-B03 | MC210-B03/G174 | Logic 174 |  |  |  |  | Energy sensor | G174 |  |  |  | MC210 | Engineering Building |  |  | 0 | 0
MC210-B03 | MC210-B03/G175 | D30 Heat Reqd |  |  |  |  | Energy sensor | G175 |  |  |  | MC210 | Engineering Building |  |  | 0 | 0
MC210-B03 | MC210-B03/G176 | D30 Rm Frost |  |  |  |  | Energy sensor | G176 |  |  |  | MC210 | Engineering Building |  |  | 0 | 0
MC210-B03 | MC210-B03/G177 | D30 Zone Valves |  |  |  |  | Energy sensor | G177 |  |  |  | MC210 | Engineering Building |  |  | 0 | 0
MC210-B03 | MC210-B03/G178 | D03 Override |  |  |  |  | Energy sensor | G178 |  |  |  | MC210 | Engineering Building |  |  | 0 | 0
MC210-B03 | MC210-B03/G179 | Logic 179 |  |  |  |  | Energy sensor | G179 |  |  |  | MC210 | Engineering Building |  |  | 0 | 0
MC210-B03 | MC210-B03/G18 | Winter |  |  |  |  | Energy sensor | G18 |  |  |  | MC210 | Engineering Building |  |  | 0 | 0
MC210-B03 | MC210-B03/G180 | Logic 180 |  |  |  |  | Energy sensor | G180 |  |  |  | MC210 | Engineering Building |  |  | 0 | 0
MC210-B03 | MC210-B03/G181 | Logic 181 |  |  |  |  | Energy sensor | G181 |  |  |  | MC210 | Engineering Building |  |  | 0 | 0
MC210-B03 | MC210-B03/G182 | Logic 182 |  |  |  |  | Energy sensor | G182 |  |  |  | MC210 | Engineering Building |  |  | 0 | 0
MC210-B03 | MC210-B03/G183 | Logic 183 |  |  |  |  | Energy sensor | G183 |  |  |  | MC210 | Engineering Building |  |  | 0 | 0
MC210-B03 | MC210-B03/G184 | D03 Nat Vent Oride Close |  |  |  |  | Energy sensor | G184 |  |  |  | MC210 | Engineering Building |  |  | 0 | 0
MC210-B03 | MC210-B03/G185 | D03 Nat Vent Oride Open |  |  |  |  | Energy sensor | G185 |  |  |  | MC210 | Engineering Building |  |  | 0 | 0
MC210-B03 | MC210-B03/G186 | Logic 186 |  |  |  |  | Energy sensor | G186 |  |  |  | MC210 | Engineering Building |  |  | 0 | 0
MC210-B03 | MC210-B03/G187 | Summer |  |  |  |  | Energy sensor | G187 |  |  |  | MC210 | Engineering Building |  |  | 0 | 0
MC210-B03 | MC210-B03/G188 | Winter |  |  |  |  | Energy sensor | G188 |  |  |  | MC210 | Engineering Building |  |  | 0 | 0
MC210-B03 | MC210-B03/G189 | Logic 189 |  |  |  |  | Energy sensor | G189 |  |  |  | MC210 | Engineering Building |  |  | 0 | 0
MC210-B03 | MC210-B03/G19 | A14 Override |  |  |  |  | Energy sensor | G19 |  |  |  | MC210 | Engineering Building |  |  | 0 | 0
MC210-B03 | MC210-B03/G190 | A02 Heat Reqd |  |  |  |  | Energy sensor | G190 |  |  |  | MC210 | Engineering Building |  |  | 0 | 0
MC210-B03 | MC210-B03/G191 | A02 Setback Go |  |  |  |  | Energy sensor | G191 |  |  |  | MC210 | Engineering Building |  |  | 0 | 0
MC210-B03 | MC210-B03/G192 | A02 Uflr Reqd |  |  |  |  | Energy sensor | G192 |  |  |  | MC210 | Engineering Building |  |  | 0 | 0
MC210-B03 | MC210-B03/G193 | C25 Heat Reqd |  |  |  |  | Energy sensor | G193 |  |  |  | MC210 | Engineering Building |  |  | 0 | 0
MC210-B03 | MC210-B03/G194 | C25 Setback Go |  |  |  |  | Energy sensor | G194 |  |  |  | MC210 | Engineering Building |  |  | 0 | 0
MC210-B03 | MC210-B03/G195 | C25 Uflr Reqd |  |  |  |  | Energy sensor | G195 |  |  |  | MC210 | Engineering Building |  |  | 0 | 0
MC210-B03 | MC210-B03/G196 | Heat Reqd Uflr |  |  |  |  | Energy sensor | G196 |  |  |  | MC210 | Engineering Building |  |  | 0 | 0
MC210-B03 | MC210-B03/G197 | Logic 197 |  |  |  |  | Energy sensor | G197 |  |  |  | MC210 | Engineering Building |  |  | 0 | 0
MC210-B03 | MC210-B03/G198 | C25 Heat Reqd |  |  |  |  | Energy sensor | G198 |  |  |  | MC210 | Engineering Building |  |  | 0 | 0
MC210-B03 | MC210-B03/G199 | C25 Rm Frost |  |  |  |  | Energy sensor | G199 |  |  |  | MC210 | Engineering Building |  |  | 0 | 0
MC210-B03 | MC210-B03/G2 | Atrium &gt;SP |  |  |  |  | Energy sensor | G2 |  |  |  | MC210 | Engineering Building |  |  | 0 | 0
MC210-B03 | MC210-B03/G20 | Logic 20 |  |  |  |  | Energy sensor | G20 |  |  |  | MC210 | Engineering Building |  |  | 0 | 0
MC210-B03 | MC210-B03/G200 | C25 Zone Valves |  |  |  |  | Energy sensor | G200 |  |  |  | MC210 | Engineering Building |  |  | 0 | 0
MC210-B03 | MC210-B03/G201 | Logic 201 |  |  |  |  | Energy sensor | G201 |  |  |  | MC210 | Engineering Building |  |  | 0 | 0
MC210-B03 | MC210-B03/G202 | Logic 202 |  |  |  |  | Energy sensor | G202 |  |  |  | MC210 | Engineering Building |  |  | 0 | 0
MC210-B03 | MC210-B03/G203 | Logic 203 |  |  |  |  | Energy sensor | G203 |  |  |  | MC210 | Engineering Building |  |  | 0 | 0
MC210-B03 | MC210-B03/G204 | Logic 204 |  |  |  |  | Energy sensor | G204 |  |  |  | MC210 | Engineering Building |  |  | 0 | 0
MC210-B03 | MC210-B03/G205 | Logic 205 |  |  |  |  | Energy sensor | G205 |  |  |  | MC210 | Engineering Building |  |  | 0 | 0
MC210-B03 | MC210-B03/G206 | Summer Or Winter |  |  |  |  | Energy sensor | G206 |  |  |  | MC210 | Engineering Building |  |  | 0 | 0
MC210-B03 | MC210-B03/G207 | Logic 207 |  |  |  |  | Energy sensor | G207 |  |  |  | MC210 | Engineering Building |  |  | 0 | 0
MC210-B03 | MC210-B03/G208 | Logic 208 |  |  |  |  | Energy sensor | G208 |  |  |  | MC210 | Engineering Building |  |  | 0 | 0
MC210-B03 | MC210-B03/G209 | B31 Vent Allow |  |  |  |  | Energy sensor | G209 |  |  |  | MC210 | Engineering Building |  |  | 0 | 0
MC210-B03 | MC210-B03/G21 | Logic 21 |  |  |  |  | Energy sensor | G21 |  |  |  | MC210 | Engineering Building |  |  | 0 | 0
MC210-B03 | MC210-B03/G210 | Atrium OAT LowLimit |  |  |  |  | Energy sensor | G210 |  |  |  | MC210 | Engineering Building |  |  | 0 | 0
MC210-B03 | MC210-B03/G211 | D30 Heat Reqd |  |  |  |  | Energy sensor | G211 |  |  |  | MC210 | Engineering Building |  |  | 0 | 0
MC210-B03 | MC210-B03/G212 | D03 Rm Frost |  |  |  |  | Energy sensor | G212 |  |  |  | MC210 | Engineering Building |  |  | 0 | 0
MC210-B03 | MC210-B03/G213 | D03 Zone Valves |  |  |  |  | Energy sensor | G213 |  |  |  | MC210 | Engineering Building |  |  | 0 | 0
MC210-B03 | MC210-B03/G214 | Logic 214 |  |  |  |  | Energy sensor | G214 |  |  |  | MC210 | Engineering Building |  |  | 0 | 0
MC210-B03 | MC210-B03/G215 | OAT &gt;SP |  |  |  |  | Energy sensor | G215 |  |  |  | MC210 | Engineering Building |  |  | 0 | 0
MC210-B03 | MC210-B03/G216 | Summer or Winter |  |  |  |  | Energy sensor | G216 |  |  |  | MC210 | Engineering Building |  |  | 0 | 0
MC210-B03 | MC210-B03/G217 | Logic 217 |  |  |  |  | Energy sensor | G217 |  |  |  | MC210 | Engineering Building |  |  | 0 | 0
MC210-B03 | MC210-B03/G218 | Logic 218 |  |  |  |  | Energy sensor | G218 |  |  |  | MC210 | Engineering Building |  |  | 0 | 0
MC210-B03 | MC210-B03/G219 | Logic 219 |  |  |  |  | Energy sensor | G219 |  |  |  | MC210 | Engineering Building |  |  | 0 | 0
MC210-B03 | MC210-B03/G22 | Logic 22 |  |  |  |  | Energy sensor | G22 |  |  |  | MC210 | Engineering Building |  |  | 0 | 0
MC210-B03 | MC210-B03/G220 | Logic 220 |  |  |  |  | Energy sensor | G220 |  |  |  | MC210 | Engineering Building |  |  | 0 | 0
MC210-B03 | MC210-B03/G221 | Logic 221 |  |  |  |  | Energy sensor | G221 |  |  |  | MC210 | Engineering Building |  |  | 0 | 0
MC210-B03 | MC210-B03/G222 | Logic 222 |  |  |  |  | Energy sensor | G222 |  |  |  | MC210 | Engineering Building |  |  | 0 | 0
MC210-B03 | MC210-B03/G223 | Logic 223 |  |  |  |  | Energy sensor | G223 |  |  |  | MC210 | Engineering Building |  |  | 0 | 0
MC210-B03 | MC210-B03/G224 | Logic 224 |  |  |  |  | Energy sensor | G224 |  |  |  | MC210 | Engineering Building |  |  | 0 | 0
MC210-B03 | MC210-B03/G225 | Logic 225 |  |  |  |  | Energy sensor | G225 |  |  |  | MC210 | Engineering Building |  |  | 0 | 0
MC210-B03 | MC210-B03/G226 | Logic 226 |  |  |  |  | Energy sensor | G226 |  |  |  | MC210 | Engineering Building |  |  | 0 | 0
MC210-B03 | MC210-B03/G227 | Logic 227 |  |  |  |  | Energy sensor | G227 |  |  |  | MC210 | Engineering Building |  |  | 0 | 0
MC210-B03 | MC210-B03/G228 | Logic 228 |  |  |  |  | Energy sensor | G228 |  |  |  | MC210 | Engineering Building |  |  | 0 | 0
MC210-B03 | MC210-B03/G229 | OAT &lt;5 |  |  |  |  | Energy sensor | G229 |  |  |  | MC210 | Engineering Building |  |  | 0 | 0
MC210-B03 | MC210-B03/G23 | Logic 23 |  |  |  |  | Energy sensor | G23 |  |  |  | MC210 | Engineering Building |  |  | 0 | 0
MC210-B03 | MC210-B03/G230 | Logic 230 |  |  |  |  | Energy sensor | G230 |  |  |  | MC210 | Engineering Building |  |  | 0 | 0
MC210-B03 | MC210-B03/G231 | Logic 231 |  |  |  |  | Energy sensor | G231 |  |  |  | MC210 | Engineering Building |  |  | 0 | 0
MC210-B03 | MC210-B03/G232 | B30 Nat Vent Oride Close |  |  |  |  | Energy sensor | G232 |  |  |  | MC210 | Engineering Building |  |  | 0 | 0
MC210-B03 | MC210-B03/G233 | B30 Nat Vent Oride Open |  |  |  |  | Energy sensor | G233 |  |  |  | MC210 | Engineering Building |  |  | 0 | 0
MC210-B03 | MC210-B03/G234 | Summer |  |  |  |  | Energy sensor | G234 |  |  |  | MC210 | Engineering Building |  |  | 0 | 0
MC210-B03 | MC210-B03/G235 | Winter |  |  |  |  | Energy sensor | G235 |  |  |  | MC210 | Engineering Building |  |  | 0 | 0
MC210-B03 | MC210-B03/G236 | Logic 236 |  |  |  |  | Energy sensor | G236 |  |  |  | MC210 | Engineering Building |  |  | 0 | 0
MC210-B03 | MC210-B03/G237 | B30 Override |  |  |  |  | Energy sensor | G237 |  |  |  | MC210 | Engineering Building |  |  | 0 | 0
MC210-B03 | MC210-B03/G238 | Logic 238 |  |  |  |  | Energy sensor | G238 |  |  |  | MC210 | Engineering Building |  |  | 0 | 0
MC210-B03 | MC210-B03/G239 | Logic 239 |  |  |  |  | Energy sensor | G239 |  |  |  | MC210 | Engineering Building |  |  | 0 | 0
MC210-B03 | MC210-B03/G24 | Logic 24 |  |  |  |  | Energy sensor | G24 |  |  |  | MC210 | Engineering Building |  |  | 0 | 0
MC210-B03 | MC210-B03/G240 | Logic 240 |  |  |  |  | Energy sensor | G240 |  |  |  | MC210 | Engineering Building |  |  | 0 | 0
MC210-B03 | MC210-B03/G241 | Logic 241 |  |  |  |  | Energy sensor | G241 |  |  |  | MC210 | Engineering Building |  |  | 0 | 0
MC210-B03 | MC210-B03/G242 | Logic 242 |  |  |  |  | Energy sensor | G242 |  |  |  | MC210 | Engineering Building |  |  | 0 | 0
MC210-B03 | MC210-B03/G243 | Logic 243 |  |  |  |  | Energy sensor | G243 |  |  |  | MC210 | Engineering Building |  |  | 0 | 0
MC210-B03 | MC210-B03/G244 | Night Cooling Enabled |  |  |  |  | Energy sensor | G244 |  |  |  | MC210 | Engineering Building |  |  | 0 | 0
MC210-B03 | MC210-B03/G245 | Logic 245 |  |  |  |  | Energy sensor | G245 |  |  |  | MC210 | Engineering Building |  |  | 0 | 0
MC210-B03 | MC210-B03/G246 | Logic 246 |  |  |  |  | Energy sensor | G246 |  |  |  | MC210 | Engineering Building |  |  | 0 | 0
MC210-B03 | MC210-B03/G247 | Logic 247 |  |  |  |  | Energy sensor | G247 |  |  |  | MC210 | Engineering Building |  |  | 0 | 0
MC210-B03 | MC210-B03/G25 | A14 Nat Vent Oride Close |  |  |  |  | Energy sensor | G25 |  |  |  | MC210 | Engineering Building |  |  | 0 | 0
MC210-B03 | MC210-B03/G26 | A14 Nat Vent Oride Open |  |  |  |  | Energy sensor | G26 |  |  |  | MC210 | Engineering Building |  |  | 0 | 0
MC210-B03 | MC210-B03/G27 | Logic 27 |  |  |  |  | Energy sensor | G27 |  |  |  | MC210 | Engineering Building |  |  | 0 | 0
MC210-B03 | MC210-B03/G28 | Summer |  |  |  |  | Energy sensor | G28 |  |  |  | MC210 | Engineering Building |  |  | 0 | 0
MC210-B03 | MC210-B03/G29 | Winter |  |  |  |  | Energy sensor | G29 |  |  |  | MC210 | Engineering Building |  |  | 0 | 0
MC210-B03 | MC210-B03/G3 | Building Occupation |  |  |  |  | Energy sensor | G3 |  |  |  | MC210 | Engineering Building |  |  | 0 | 0
MC210-B03 | MC210-B03/G30 | A18 Override |  |  |  |  | Energy sensor | G30 |  |  |  | MC210 | Engineering Building |  |  | 0 | 0
MC210-B03 | MC210-B03/G31 | Logic 31 |  |  |  |  | Energy sensor | G31 |  |  |  | MC210 | Engineering Building |  |  | 0 | 0
MC210-B03 | MC210-B03/G32 | Logic 32 |  |  |  |  | Energy sensor | G32 |  |  |  | MC210 | Engineering Building |  |  | 0 | 0
MC210-B03 | MC210-B03/G33 | Logic 33 |  |  |  |  | Energy sensor | G33 |  |  |  | MC210 | Engineering Building |  |  | 0 | 0
MC210-B03 | MC210-B03/G34 | Logic 34 |  |  |  |  | Energy sensor | G34 |  |  |  | MC210 | Engineering Building |  |  | 0 | 0
MC210-B03 | MC210-B03/G35 | Logic 35 |  |  |  |  | Energy sensor | G35 |  |  |  | MC210 | Engineering Building |  |  | 0 | 0
MC210-B03 | MC210-B03/G36 | A18 Nat Vent Oride Close |  |  |  |  | Energy sensor | G36 |  |  |  | MC210 | Engineering Building |  |  | 0 | 0
MC210-B03 | MC210-B03/G37 | A18 Nat Vent Oride Open |  |  |  |  | Energy sensor | G37 |  |  |  | MC210 | Engineering Building |  |  | 0 | 0
MC210-B03 | MC210-B03/G38 | A19 Override |  |  |  |  | Energy sensor | G38 |  |  |  | MC210 | Engineering Building |  |  | 0 | 0
MC210-B03 | MC210-B03/G39 | Logic 39 |  |  |  |  | Energy sensor | G39 |  |  |  | MC210 | Engineering Building |  |  | 0 | 0
MC210-B03 | MC210-B03/G4 | VAVs Allow |  |  |  |  | Energy sensor | G4 |  |  |  | MC210 | Engineering Building |  |  | 0 | 0
MC210-B03 | MC210-B03/G40 | Logic 40 |  |  |  |  | Energy sensor | G40 |  |  |  | MC210 | Engineering Building |  |  | 0 | 0
MC210-B03 | MC210-B03/G41 | Logic 41 |  |  |  |  | Energy sensor | G41 |  |  |  | MC210 | Engineering Building |  |  | 0 | 0
MC210-B03 | MC210-B03/G42 | Logic 42 |  |  |  |  | Energy sensor | G42 |  |  |  | MC210 | Engineering Building |  |  | 0 | 0
MC210-B03 | MC210-B03/G43 | Logic 43 |  |  |  |  | Energy sensor | G43 |  |  |  | MC210 | Engineering Building |  |  | 0 | 0
MC210-B03 | MC210-B03/G44 | Logic 44 |  |  |  |  | Energy sensor | G44 |  |  |  | MC210 | Engineering Building |  |  | 0 | 0
MC210-B03 | MC210-B03/G45 | Logic 45 |  |  |  |  | Energy sensor | G45 |  |  |  | MC210 | Engineering Building |  |  | 0 | 0
MC210-B03 | MC210-B03/G46 | A19 Nat Vent Oride Close |  |  |  |  | Energy sensor | G46 |  |  |  | MC210 | Engineering Building |  |  | 0 | 0
MC210-B03 | MC210-B03/G47 | A19 Nat Vent Oride Open |  |  |  |  | Energy sensor | G47 |  |  |  | MC210 | Engineering Building |  |  | 0 | 0
MC210-B03 | MC210-B03/G48 | A21 Override |  |  |  |  | Energy sensor | G48 |  |  |  | MC210 | Engineering Building |  |  | 0 | 0
MC210-B03 | MC210-B03/G49 | Logic 49 |  |  |  |  | Energy sensor | G49 |  |  |  | MC210 | Engineering Building |  |  | 0 | 0
MC210-B03 | MC210-B03/G5 | Summer or Winter |  |  |  |  | Energy sensor | G5 |  |  |  | MC210 | Engineering Building |  |  | 0 | 0
MC210-B03 | MC210-B03/G50 | Logic 50 |  |  |  |  | Energy sensor | G50 |  |  |  | MC210 | Engineering Building |  |  | 0 | 0
MC210-B03 | MC210-B03/G51 | Logic 51 |  |  |  |  | Energy sensor | G51 |  |  |  | MC210 | Engineering Building |  |  | 0 | 0
MC210-B03 | MC210-B03/G52 | Logic 52 |  |  |  |  | Energy sensor | G52 |  |  |  | MC210 | Engineering Building |  |  | 0 | 0
MC210-B03 | MC210-B03/G53 | Logic 53 |  |  |  |  | Energy sensor | G53 |  |  |  | MC210 | Engineering Building |  |  | 0 | 0
MC210-B03 | MC210-B03/G54 | Logic 54 |  |  |  |  | Energy sensor | G54 |  |  |  | MC210 | Engineering Building |  |  | 0 | 0
MC210-B03 | MC210-B03/G55 | Logic 55 |  |  |  |  | Energy sensor | G55 |  |  |  | MC210 | Engineering Building |  |  | 0 | 0
MC210-B03 | MC210-B03/G56 | A21 Nat Vent Oride Close |  |  |  |  | Energy sensor | G56 |  |  |  | MC210 | Engineering Building |  |  | 0 | 0
MC210-B03 | MC210-B03/G57 | A21 Nat Vent Oride Open |  |  |  |  | Energy sensor | G57 |  |  |  | MC210 | Engineering Building |  |  | 0 | 0
MC210-B03 | MC210-B03/G58 | Logic 58 |  |  |  |  | Energy sensor | G58 |  |  |  | MC210 | Engineering Building |  |  | 0 | 0
MC210-B03 | MC210-B03/G59 | Logic 59 |  |  |  |  | Energy sensor | G59 |  |  |  | MC210 | Engineering Building |  |  | 0 | 0
MC210-B03 | MC210-B03/G6 | Logic 6 |  |  |  |  | Energy sensor | G6 |  |  |  | MC210 | Engineering Building |  |  | 0 | 0
MC210-B03 | MC210-B03/G60 | Logic 60 |  |  |  |  | Energy sensor | G60 |  |  |  | MC210 | Engineering Building |  |  | 0 | 0
MC210-B03 | MC210-B03/G61 | A22 Override |  |  |  |  | Energy sensor | G61 |  |  |  | MC210 | Engineering Building |  |  | 0 | 0
MC210-B03 | MC210-B03/G62 | Logic 62 |  |  |  |  | Energy sensor | G62 |  |  |  | MC210 | Engineering Building |  |  | 0 | 0
MC210-B03 | MC210-B03/G63 | Logic 63 |  |  |  |  | Energy sensor | G63 |  |  |  | MC210 | Engineering Building |  |  | 0 | 0
MC210-B03 | MC210-B03/G64 | Logic 64 |  |  |  |  | Energy sensor | G64 |  |  |  | MC210 | Engineering Building |  |  | 0 | 0
MC210-B03 | MC210-B03/G65 | Logic 65 |  |  |  |  | Energy sensor | G65 |  |  |  | MC210 | Engineering Building |  |  | 0 | 0
MC210-B03 | MC210-B03/G66 | Logic 66 |  |  |  |  | Energy sensor | G66 |  |  |  | MC210 | Engineering Building |  |  | 0 | 0
MC210-B03 | MC210-B03/G67 | A22 Nat Vent Oride Close |  |  |  |  | Energy sensor | G67 |  |  |  | MC210 | Engineering Building |  |  | 0 | 0
MC210-B03 | MC210-B03/G68 | A22 Nat Vent Oride Open |  |  |  |  | Energy sensor | G68 |  |  |  | MC210 | Engineering Building |  |  | 0 | 0
MC210-B03 | MC210-B03/G69 | Logic 69 |  |  |  |  | Energy sensor | G69 |  |  |  | MC210 | Engineering Building |  |  | 0 | 0
MC210-B03 | MC210-B03/G7 | Logic 7 |  |  |  |  | Energy sensor | G7 |  |  |  | MC210 | Engineering Building |  |  | 0 | 0
MC210-B03 | MC210-B03/G70 | Summer |  |  |  |  | Energy sensor | G70 |  |  |  | MC210 | Engineering Building |  |  | 0 | 0
MC210-B03 | MC210-B03/G71 | Winter |  |  |  |  | Energy sensor | G71 |  |  |  | MC210 | Engineering Building |  |  | 0 | 0
MC210-B03 | MC210-B03/G72 | Logic 72 |  |  |  |  | Energy sensor | G72 |  |  |  | MC210 | Engineering Building |  |  | 0 | 0
MC210-B03 | MC210-B03/G73 | A06 Override |  |  |  |  | Energy sensor | G73 |  |  |  | MC210 | Engineering Building |  |  | 0 | 0
MC210-B03 | MC210-B03/G74 | Logic 74 |  |  |  |  | Energy sensor | G74 |  |  |  | MC210 | Engineering Building |  |  | 0 | 0
MC210-B03 | MC210-B03/G75 | Logic 75 |  |  |  |  | Energy sensor | G75 |  |  |  | MC210 | Engineering Building |  |  | 0 | 0
MC210-B03 | MC210-B03/G76 | Logic 76 |  |  |  |  | Energy sensor | G76 |  |  |  | MC210 | Engineering Building |  |  | 0 | 0
MC210-B03 | MC210-B03/G77 | Logic 77 |  |  |  |  | Energy sensor | G77 |  |  |  | MC210 | Engineering Building |  |  | 0 | 0
MC210-B03 | MC210-B03/G78 | Logic 78 |  |  |  |  | Energy sensor | G78 |  |  |  | MC210 | Engineering Building |  |  | 0 | 0
MC210-B03 | MC210-B03/G79 | A06 Nat Vent Oride Close |  |  |  |  | Energy sensor | G79 |  |  |  | MC210 | Engineering Building |  |  | 0 | 0
MC210-B03 | MC210-B03/G8 | A17 Override |  |  |  |  | Energy sensor | G8 |  |  |  | MC210 | Engineering Building |  |  | 0 | 0
MC210-B03 | MC210-B03/G80 | A06 Nat Vent Oride Open |  |  |  |  | Energy sensor | G80 |  |  |  | MC210 | Engineering Building |  |  | 0 | 0
MC210-B03 | MC210-B03/G81 | Logic 81 |  |  |  |  | Energy sensor | G81 |  |  |  | MC210 | Engineering Building |  |  | 0 | 0
MC210-B03 | MC210-B03/G82 | Logic 82 |  |  |  |  | Energy sensor | G82 |  |  |  | MC210 | Engineering Building |  |  | 0 | 0
MC210-B03 | MC210-B03/G83 | Logic 83 |  |  |  |  | Energy sensor | G83 |  |  |  | MC210 | Engineering Building |  |  | 0 | 0
MC210-B03 | MC210-B03/G84 | B31 Override |  |  |  |  | Energy sensor | G84 |  |  |  | MC210 | Engineering Building |  |  | 0 | 0
MC210-B03 | MC210-B03/G85 | Logic 85 |  |  |  |  | Energy sensor | G85 |  |  |  | MC210 | Engineering Building |  |  | 0 | 0
MC210-B03 | MC210-B03/G86 | Logic 86 |  |  |  |  | Energy sensor | G86 |  |  |  | MC210 | Engineering Building |  |  | 0 | 0
MC210-B03 | MC210-B03/G87 | Logic 87 |  |  |  |  | Energy sensor | G87 |  |  |  | MC210 | Engineering Building |  |  | 0 | 0
MC210-B03 | MC210-B03/G88 | Logic 88 |  |  |  |  | Energy sensor | G88 |  |  |  | MC210 | Engineering Building |  |  | 0 | 0
MC210-B03 | MC210-B03/G89 | Logic 89 |  |  |  |  | Energy sensor | G89 |  |  |  | MC210 | Engineering Building |  |  | 0 | 0
MC210-B03 | MC210-B03/G9 | Logic 9 |  |  |  |  | Energy sensor | G9 |  |  |  | MC210 | Engineering Building |  |  | 0 | 0
MC210-B03 | MC210-B03/G90 | B31 Nat Vent Oride Close |  |  |  |  | Energy sensor | G90 |  |  |  | MC210 | Engineering Building |  |  | 0 | 0
MC210-B03 | MC210-B03/G91 | B31 Nat Vent Oride Open |  |  |  |  | Energy sensor | G91 |  |  |  | MC210 | Engineering Building |  |  | 0 | 0
MC210-B03 | MC210-B03/G92 | Logic 92 |  |  |  |  | Energy sensor | G92 |  |  |  | MC210 | Engineering Building |  |  | 0 | 0
MC210-B03 | MC210-B03/G93 | Logic 93 |  |  |  |  | Energy sensor | G93 |  |  |  | MC210 | Engineering Building |  |  | 0 | 0
MC210-B03 | MC210-B03/G94 | Logic 94 |  |  |  |  | Energy sensor | G94 |  |  |  | MC210 | Engineering Building |  |  | 0 | 0
MC210-B03 | MC210-B03/G95 | Logic 95 |  |  |  |  | Energy sensor | G95 |  |  |  | MC210 | Engineering Building |  |  | 0 | 0
MC210-B03 | MC210-B03/G96 | B31 Heat Reqd |  |  |  |  | Energy sensor | G96 |  |  |  | MC210 | Engineering Building |  |  | 0 | 0
MC210-B03 | MC210-B03/G97 | B31 Rm Frost |  |  |  |  | Energy sensor | G97 |  |  |  | MC210 | Engineering Building |  |  | 0 | 0
MC210-B03 | MC210-B03/G98 | B31 Zone Valves |  |  |  |  | Energy sensor | G98 |  |  |  | MC210 | Engineering Building |  |  | 0 | 0
MC210-B03 | MC210-B03/G99 | Logic 99 |  |  |  |  | Energy sensor | G99 |  |  |  | MC210 | Engineering Building |  |  | 0 | 0
MC210-B03 | MC210-B03/I1 | CompressedAirUnit1 Fault |  |  |  |  | Energy sensor | I1 |  |  |  | MC210 | Engineering Building |  |  | 0 | 0
MC210-B03 | MC210-B03/i1 | xcite/IO/8UI |  |  |  |  | Energy sensor | i1 |  |  |  | MC210 | Engineering Building |  |  | 0 | 0
MC210-B03 | MC210-B03/i10 | xcite/IO/8DO |  |  |  |  | Energy sensor | i10 |  |  |  | MC210 | Engineering Building |  |  | 0 | 0
MC210-B03 | MC210-B03/I10 | B30 Override |  |  |  |  | Energy sensor | I10 |  |  |  | MC210 | Engineering Building |  |  | 0 | 0
MC210-B03 | MC210-B03/i11 | xcite/IO/8DO |  |  |  |  | Energy sensor | i11 |  |  |  | MC210 | Engineering Building |  |  | 0 | 0
MC210-B03 | MC210-B03/I11 | A18 Override |  |  |  |  | Energy sensor | I11 |  |  |  | MC210 | Engineering Building |  |  | 0 | 0
MC210-B03 | MC210-B03/I12 | A19 Override |  |  |  |  | Energy sensor | I12 |  |  |  | MC210 | Engineering Building |  |  | 0 | 0
MC210-B03 | MC210-B03/i12 | xcite/IO/8AO |  |  |  |  | Energy sensor | i12 |  |  |  | MC210 | Engineering Building |  |  | 0 | 0
MC210-B03 | MC210-B03/I13 | B31 Override |  |  |  |  | Energy sensor | I13 |  |  |  | MC210 | Engineering Building |  |  | 0 | 0
MC210-B03 | MC210-B03/i13 | xcite/IO/8AO |  |  |  |  | Energy sensor | i13 |  |  |  | MC210 | Engineering Building |  |  | 0 | 0
MC210-B03 | MC210-B03/i14 | xcite/IO/8DO |  |  |  |  | Energy sensor | i14 |  |  |  | MC210 | Engineering Building |  |  | 0 | 0
MC210-B03 | MC210-B03/I14 | B04 Override |  |  |  |  | Energy sensor | I14 |  |  |  | MC210 | Engineering Building |  |  | 0 | 0
MC210-B03 | MC210-B03/I15 | C28 Override |  |  |  |  | Energy sensor | I15 |  |  |  | MC210 | Engineering Building |  |  | 0 | 0
MC210-B03 | MC210-B03/I16 | C30 Override |  |  |  |  | Energy sensor | I16 |  |  |  | MC210 | Engineering Building |  |  | 0 | 0
MC210-B03 | MC210-B03/I17 | C04 Override |  |  |  |  | Energy sensor | I17 |  |  |  | MC210 | Engineering Building |  |  | 0 | 0
MC210-B03 | MC210-B03/I18 | D30 Override |  |  |  |  | Energy sensor | I18 |  |  |  | MC210 | Engineering Building |  |  | 0 | 0
MC210-B03 | MC210-B03/I19 | D03 Override |  |  |  |  | Energy sensor | I19 |  |  |  | MC210 | Engineering Building |  |  | 0 | 0
MC210-B03 | MC210-B03/I2 | CompressedAirUnit2 Fault |  |  |  |  | Energy sensor | I2 |  |  |  | MC210 | Engineering Building |  |  | 0 | 0
MC210-B03 | MC210-B03/i2 | xcite/IO/8UI |  |  |  |  | Energy sensor | i2 |  |  |  | MC210 | Engineering Building |  |  | 0 | 0
MC210-B03 | MC210-B03/I20 | A06 Override |  |  |  |  | Energy sensor | I20 |  |  |  | MC210 | Engineering Building |  |  | 0 | 0
MC210-B03 | MC210-B03/I21 | A14 Override |  |  |  |  | Energy sensor | I21 |  |  |  | MC210 | Engineering Building |  |  | 0 | 0
MC210-B03 | MC210-B03/I22 | A21 Override |  |  |  |  | Energy sensor | I22 |  |  |  | MC210 | Engineering Building |  |  | 0 | 0
MC210-B03 | MC210-B03/I23 | A22 Override |  |  |  |  | Energy sensor | I23 |  |  |  | MC210 | Engineering Building |  |  | 0 | 0
MC210-B03 | MC210-B03/I24 | Atrium Zone1 Main RHS |  |  |  |  | Energy sensor | I24 |  |  |  | MC210 | Engineering Building |  |  | 0 | 0
MC210-B03 | MC210-B03/I25 | Atrium Zone2 Breakout LHS |  |  |  |  | Energy sensor | I25 |  |  |  | MC210 | Engineering Building |  |  | 0 | 0
MC210-B03 | MC210-B03/I26 | Atrium LevA Windows |  |  |  |  | Energy sensor | I26 |  |  |  | MC210 | Engineering Building |  |  | 0 | 0
MC210-B03 | MC210-B03/I27 | Summer Winter mode W=1 |  |  |  |  | Energy sensor | I27 |  |  |  | MC210 | Engineering Building |  |  | 0 | 0
MC210-B03 | MC210-B03/I28 | Rain Sensor |  |  |  |  | Energy sensor | I28 |  |  |  | MC210 | Engineering Building |  |  | 0 | 0
MC210-B03 | MC210-B03/I29 | D30 Fresh Air Fan Enable |  |  |  |  | Energy sensor | I29 |  |  |  | MC210 | Engineering Building |  |  | 0 | 0
MC210-B03 | MC210-B03/i3 | xcite/IO/8UI |  |  |  |  | Energy sensor | i3 |  |  |  | MC210 | Engineering Building |  |  | 0 | 0
MC210-B03 | MC210-B03/I3 | Nitrogen Generation Alarm |  |  |  |  | Energy sensor | I3 |  |  |  | MC210 | Engineering Building |  |  | 0 | 0
MC210-B03 | MC210-B03/I30 | A14 Windows |  |  |  |  | Energy sensor | I30 |  |  |  | MC210 | Engineering Building |  |  | 0 | 0
MC210-B03 | MC210-B03/I4 | CEF03 Extract Fan Fault |  |  |  |  | Energy sensor | I4 |  |  |  | MC210 | Engineering Building |  |  | 0 | 0
MC210-B03 | MC210-B03/i4 | xcite/IO/8UI |  |  |  |  | Energy sensor | i4 |  |  |  | MC210 | Engineering Building |  |  | 0 | 0
MC210-B03 | MC210-B03/i5 | xcite/IO/8DI |  |  |  |  | Energy sensor | i5 |  |  |  | MC210 | Engineering Building |  |  | 0 | 0
MC210-B03 | MC210-B03/I5 | A04a&amp;b Extract Fan Fault |  |  |  |  | Energy sensor | I5 |  |  |  | MC210 | Engineering Building |  |  | 0 | 0
MC210-B03 | MC210-B03/i6 | xcite/IO/8UI |  |  |  |  | Energy sensor | i6 |  |  |  | MC210 | Engineering Building |  |  | 0 | 0
MC210-B03 | MC210-B03/I6 | ChemEngLab Condenser Fault |  |  |  |  | Energy sensor | I6 |  |  |  | MC210 | Engineering Building |  |  | 0 | 0
MC210-B03 | MC210-B03/i7 | xcite/IO/8UI |  |  |  |  | Energy sensor | i7 |  |  |  | MC210 | Engineering Building |  |  | 0 | 0
MC210-B03 | MC210-B03/I7 | NuclearLab Condenser Fault |  |  |  |  | Energy sensor | I7 |  |  |  | MC210 | Engineering Building |  |  | 0 | 0
MC210-B03 | MC210-B03/I8 | B30 Override |  |  |  |  | Energy sensor | I8 |  |  |  | MC210 | Engineering Building |  |  | 0 | 0
MC210-B03 | MC210-B03/i8 | xcite/IO/8AO |  |  |  |  | Energy sensor | i8 |  |  |  | MC210 | Engineering Building |  |  | 0 | 0
MC210-B03 | MC210-B03/I9 | A17 Override |  |  |  |  | Energy sensor | I9 |  |  |  | MC210 | Engineering Building |  |  | 0 | 0
MC210-B03 | MC210-B03/i9 | xcite/IO/8DO |  |  |  |  | Energy sensor | i9 |  |  |  | MC210 | Engineering Building |  |  | 0 | 0
MC210-B03 | MC210-B03/K1 | B27 Supply VAV Normal Position |  |  |  |  | Energy sensor | K1 |  |  |  | MC210 | Engineering Building |  |  | 0 | 0
MC210-B03 | MC210-B03/K10 | Window Max % Summer |  |  |  |  | Energy sensor | K10 |  |  |  | MC210 | Engineering Building |  |  | 0 | 0
MC210-B03 | MC210-B03/K11 | A14 Room Temp Setpt |  |  | Degrees Celsius |  | Energy sensor | K11 |  |  |  | MC210 | Engineering Building |  |  | 0 | 0
MC210-B03 | MC210-B03/K12 | A14 Room CO² Setpt |  |  |  |  | Energy sensor | K12 |  |  |  | MC210 | Engineering Building |  |  | 0 | 0
MC210-B03 | MC210-B03/K13 | Window Min % |  |  |  |  | Energy sensor | K13 |  |  |  | MC210 | Engineering Building |  |  | 0 | 0
MC210-B03 | MC210-B03/K14 | A18 Room Temp Setpt |  |  | Degrees Celsius |  | Energy sensor | K14 |  |  |  | MC210 | Engineering Building |  |  | 0 | 0
MC210-B03 | MC210-B03/K15 | A18 Room CO² Setpt |  |  |  |  | Energy sensor | K15 |  |  |  | MC210 | Engineering Building |  |  | 0 | 0
MC210-B03 | MC210-B03/K16 | D30 Night Cooling SP |  |  |  |  | Energy sensor | K16 |  |  |  | MC210 | Engineering Building |  |  | 0 | 0
MC210-B03 | MC210-B03/K17 | A19 Room Temp Setpt |  |  | Degrees Celsius |  | Energy sensor | K17 |  |  |  | MC210 | Engineering Building |  |  | 0 | 0
MC210-B03 | MC210-B03/K18 | A19 Room CO² Setpt |  |  |  |  | Energy sensor | K18 |  |  |  | MC210 | Engineering Building |  |  | 0 | 0
MC210-B03 | MC210-B03/K2 | B27 Room Pressure Setpt |  |  |  |  | Energy sensor | K2 |  |  |  | MC210 | Engineering Building |  |  | 0 | 0
MC210-B03 | MC210-B03/K20 | A21 Room Temp Setpt |  |  | Degrees Celsius |  | Energy sensor | K20 |  |  |  | MC210 | Engineering Building |  |  | 0 | 0
MC210-B03 | MC210-B03/K21 | A21 Room CO² Setpt |  |  |  |  | Energy sensor | K21 |  |  |  | MC210 | Engineering Building |  |  | 0 | 0
MC210-B03 | MC210-B03/K23 | A22 Room Temp Setpt |  |  | Degrees Celsius |  | Energy sensor | K23 |  |  |  | MC210 | Engineering Building |  |  | 0 | 0
MC210-B03 | MC210-B03/K24 | A22 Room CO² Setpt |  |  |  |  | Energy sensor | K24 |  |  |  | MC210 | Engineering Building |  |  | 0 | 0
MC210-B03 | MC210-B03/K26 | A06 Room Temp Setpt |  |  | Degrees Celsius |  | Energy sensor | K26 |  |  |  | MC210 | Engineering Building |  |  | 0 | 0
MC210-B03 | MC210-B03/K27 | A06 Room CO² Setpt |  |  |  |  | Energy sensor | K27 |  |  |  | MC210 | Engineering Building |  |  | 0 | 0
MC210-B03 | MC210-B03/K29 | B31 Room Temp Setpt |  |  | Degrees Celsius |  | Energy sensor | K29 |  |  |  | MC210 | Engineering Building |  |  | 0 | 0
MC210-B03 | MC210-B03/K3 | C24 SupExt VAV Normal Position |  |  |  |  | Energy sensor | K3 |  |  |  | MC210 | Engineering Building |  |  | 0 | 0
MC210-B03 | MC210-B03/K30 | B31 Room CO² Setpt |  |  |  |  | Energy sensor | K30 |  |  |  | MC210 | Engineering Building |  |  | 0 | 0
MC210-B03 | MC210-B03/K32 | B04 Room Temp Setpt |  |  | Degrees Celsius |  | Energy sensor | K32 |  |  |  | MC210 | Engineering Building |  |  | 0 | 0
MC210-B03 | MC210-B03/K33 | B04 Room CO² Setpt |  |  |  |  | Energy sensor | K33 |  |  |  | MC210 | Engineering Building |  |  | 0 | 0
MC210-B03 | MC210-B03/K34 | C28 Room Temp Setpt |  |  | Degrees Celsius |  | Energy sensor | K34 |  |  |  | MC210 | Engineering Building |  |  | 0 | 0
MC210-B03 | MC210-B03/K35 | C28 Room CO² Setpt |  |  |  |  | Energy sensor | K35 |  |  |  | MC210 | Engineering Building |  |  | 0 | 0
MC210-B03 | MC210-B03/K37 | C30 Room Temp Setpt |  |  | Degrees Celsius |  | Energy sensor | K37 |  |  |  | MC210 | Engineering Building |  |  | 0 | 0
MC210-B03 | MC210-B03/K38 | C30 Room CO² Setpt |  |  |  |  | Energy sensor | K38 |  |  |  | MC210 | Engineering Building |  |  | 0 | 0
MC210-B03 | MC210-B03/K4 | C24 VAV Occ SP |  |  |  |  | Energy sensor | K4 |  |  |  | MC210 | Engineering Building |  |  | 0 | 0
MC210-B03 | MC210-B03/K40 | C04 Room Temp Setpt |  |  | Degrees Celsius |  | Energy sensor | K40 |  |  |  | MC210 | Engineering Building |  |  | 0 | 0
MC210-B03 | MC210-B03/K41 | C04 Room CO² Setpt |  |  |  |  | Energy sensor | K41 |  |  |  | MC210 | Engineering Building |  |  | 0 | 0
MC210-B03 | MC210-B03/K43 | D30 Room Temp Setpt |  |  | Degrees Celsius |  | Energy sensor | K43 |  |  |  | MC210 | Engineering Building |  |  | 0 | 0
MC210-B03 | MC210-B03/K44 | D30 Room CO² Setpt |  |  |  |  | Energy sensor | K44 |  |  |  | MC210 | Engineering Building |  |  | 0 | 0
MC210-B03 | MC210-B03/K45 | D03 Room Temp Setpt |  |  | Degrees Celsius |  | Energy sensor | K45 |  |  |  | MC210 | Engineering Building |  |  | 0 | 0
MC210-B03 | MC210-B03/K46 | D03 Room CO² Setpt |  |  |  |  | Energy sensor | K46 |  |  |  | MC210 | Engineering Building |  |  | 0 | 0
MC210-B03 | MC210-B03/K48 | Atrium Room Setpt |  |  |  |  | Energy sensor | K48 |  |  |  | MC210 | Engineering Building |  |  | 0 | 0
MC210-B03 | MC210-B03/K49 | Atrium Room Setback Diff |  |  |  |  | Energy sensor | K49 |  |  |  | MC210 | Engineering Building |  |  | 0 | 0
MC210-B03 | MC210-B03/K5 | Nat Vent OS Changeover Level |  |  |  |  | Energy sensor | K5 |  |  |  | MC210 | Engineering Building |  |  | 0 | 0
MC210-B03 | MC210-B03/K50 | Atrium Room CO² Setpt |  |  |  |  | Energy sensor | K50 |  |  |  | MC210 | Engineering Building |  |  | 0 | 0
MC210-B03 | MC210-B03/K51 | B27 Supply VAV Full Position |  |  |  |  | Energy sensor | K51 |  |  |  | MC210 | Engineering Building |  |  | 0 | 0
MC210-B03 | MC210-B03/K52 | Atrium OS Low Level |  |  |  |  | Energy sensor | K52 |  |  |  | MC210 | Engineering Building |  |  | 0 | 0
MC210-B03 | MC210-B03/K53 | D03 Room Temp Setpt |  |  | Degrees Celsius |  | Energy sensor | K53 |  |  |  | MC210 | Engineering Building |  |  | 0 | 0
MC210-B03 | MC210-B03/K54 | Night Cooling Internal Temp SP |  |  | Degrees Celsius |  | Energy sensor | K54 |  |  |  | MC210 | Engineering Building |  |  | 0 | 0
MC210-B03 | MC210-B03/K55 | B27 Ext VAV Full Position |  |  |  |  | Energy sensor | K55 |  |  |  | MC210 | Engineering Building |  |  | 0 | 0
MC210-B03 | MC210-B03/K56 | C24 Supply VAV Full Position |  |  |  |  | Energy sensor | K56 |  |  |  | MC210 | Engineering Building |  |  | 0 | 0
MC210-B03 | MC210-B03/K58 | C24 Ext VAV Full Position |  |  |  |  | Energy sensor | K58 |  |  |  | MC210 | Engineering Building |  |  | 0 | 0
MC210-B03 | MC210-B03/K59 | Vent PB Override Period |  |  |  |  | Energy sensor | K59 |  |  |  | MC210 | Engineering Building |  |  | 0 | 0
MC210-B03 | MC210-B03/K6 | Atrium OS Changeover Level |  |  |  |  | Energy sensor | K6 |  |  |  | MC210 | Engineering Building |  |  | 0 | 0
MC210-B03 | MC210-B03/K60 | B30 Room Temp Setpt |  |  | Degrees Celsius |  | Energy sensor | K60 |  |  |  | MC210 | Engineering Building |  |  | 0 | 0
MC210-B03 | MC210-B03/K61 | B30 Room CO² Setpt |  |  |  |  | Energy sensor | K61 |  |  |  | MC210 | Engineering Building |  |  | 0 | 0
MC210-B03 | MC210-B03/K62 | B31 Vent Allow |  |  |  |  | Energy sensor | K62 |  |  |  | MC210 | Engineering Building |  |  | 0 | 0
MC210-B03 | MC210-B03/K7 | Vent PB Override Period |  |  |  |  | Energy sensor | K7 |  |  |  | MC210 | Engineering Building |  |  | 0 | 0
MC210-B03 | MC210-B03/K8 | A17 Room Temp Setpt |  |  | Degrees Celsius |  | Energy sensor | K8 |  |  |  | MC210 | Engineering Building |  |  | 0 | 0
MC210-B03 | MC210-B03/K9 | A17 Room CO² Setpt |  |  |  |  | Energy sensor | K9 |  |  |  | MC210 | Engineering Building |  |  | 0 | 0
MC210-B03 | MC210-B03/L1 | Loop 1 |  |  |  |  | Energy sensor | L1 |  |  |  | MC210 | Engineering Building |  |  | 0 | 0
MC210-B03 | MC210-B03/L10 | Loop 10 |  |  |  |  | Energy sensor | L10 |  |  |  | MC210 | Engineering Building |  |  | 0 | 0
MC210-B03 | MC210-B03/L11 | Loop 11 |  |  |  |  | Energy sensor | L11 |  |  |  | MC210 | Engineering Building |  |  | 0 | 0
MC210-B03 | MC210-B03/L12 | Loop 12 |  |  |  |  | Energy sensor | L12 |  |  |  | MC210 | Engineering Building |  |  | 0 | 0
MC210-B03 | MC210-B03/L13 | Loop 13 |  |  |  |  | Energy sensor | L13 |  |  |  | MC210 | Engineering Building |  |  | 0 | 0
MC210-B03 | MC210-B03/L14 | Loop 14 |  |  |  |  | Energy sensor | L14 |  |  |  | MC210 | Engineering Building |  |  | 0 | 0
MC210-B03 | MC210-B03/L15 | Loop 15 |  |  |  |  | Energy sensor | L15 |  |  |  | MC210 | Engineering Building |  |  | 0 | 0
MC210-B03 | MC210-B03/L16 | Loop 16 |  |  |  |  | Energy sensor | L16 |  |  |  | MC210 | Engineering Building |  |  | 0 | 0
MC210-B03 | MC210-B03/L17 | Loop 17 |  |  |  |  | Energy sensor | L17 |  |  |  | MC210 | Engineering Building |  |  | 0 | 0
MC210-B03 | MC210-B03/L18 | Loop 18 |  |  |  |  | Energy sensor | L18 |  |  |  | MC210 | Engineering Building |  |  | 0 | 0
MC210-B03 | MC210-B03/L19 | Loop 19 |  |  |  |  | Energy sensor | L19 |  |  |  | MC210 | Engineering Building |  |  | 0 | 0
MC210-B03 | MC210-B03/L2 | Loop 2 |  |  |  |  | Energy sensor | L2 |  |  |  | MC210 | Engineering Building |  |  | 0 | 0
MC210-B03 | MC210-B03/L20 | Loop 20 |  |  |  |  | Energy sensor | L20 |  |  |  | MC210 | Engineering Building |  |  | 0 | 0
MC210-B03 | MC210-B03/L21 | Loop 21 |  |  |  |  | Energy sensor | L21 |  |  |  | MC210 | Engineering Building |  |  | 0 | 0
MC210-B03 | MC210-B03/L22 | Loop 22 |  |  |  |  | Energy sensor | L22 |  |  |  | MC210 | Engineering Building |  |  | 0 | 0
MC210-B03 | MC210-B03/L23 | Loop 23 |  |  |  |  | Energy sensor | L23 |  |  |  | MC210 | Engineering Building |  |  | 0 | 0
MC210-B03 | MC210-B03/L24 | Loop 24 |  |  |  |  | Energy sensor | L24 |  |  |  | MC210 | Engineering Building |  |  | 0 | 0
MC210-B03 | MC210-B03/L25 | Loop 25 |  |  |  |  | Energy sensor | L25 |  |  |  | MC210 | Engineering Building |  |  | 0 | 0
MC210-B03 | MC210-B03/L26 | Loop 26 |  |  |  |  | Energy sensor | L26 |  |  |  | MC210 | Engineering Building |  |  | 0 | 0
MC210-B03 | MC210-B03/L27 | Loop 27 |  |  |  |  | Energy sensor | L27 |  |  |  | MC210 | Engineering Building |  |  | 0 | 0
MC210-B03 | MC210-B03/L28 | Loop 28 |  |  |  |  | Energy sensor | L28 |  |  |  | MC210 | Engineering Building |  |  | 0 | 0
MC210-B03 | MC210-B03/L29 | Loop 29 |  |  |  |  | Energy sensor | L29 |  |  |  | MC210 | Engineering Building |  |  | 0 | 0
MC210-B03 | MC210-B03/L3 | Loop 3 |  |  |  |  | Energy sensor | L3 |  |  |  | MC210 | Engineering Building |  |  | 0 | 0
MC210-B03 | MC210-B03/L30 | Loop 30 |  |  |  |  | Energy sensor | L30 |  |  |  | MC210 | Engineering Building |  |  | 0 | 0
MC210-B03 | MC210-B03/L31 | Loop 31 |  |  |  |  | Energy sensor | L31 |  |  |  | MC210 | Engineering Building |  |  | 0 | 0
MC210-B03 | MC210-B03/L32 | Loop 32 |  |  |  |  | Energy sensor | L32 |  |  |  | MC210 | Engineering Building |  |  | 0 | 0
MC210-B03 | MC210-B03/L33 | Loop 33 |  |  |  |  | Energy sensor | L33 |  |  |  | MC210 | Engineering Building |  |  | 0 | 0
MC210-B03 | MC210-B03/L34 | Loop 34 |  |  |  |  | Energy sensor | L34 |  |  |  | MC210 | Engineering Building |  |  | 0 | 0
MC210-B03 | MC210-B03/L4 | Loop 4 |  |  |  |  | Energy sensor | L4 |  |  |  | MC210 | Engineering Building |  |  | 0 | 0
MC210-B03 | MC210-B03/L5 | Loop 5 |  |  |  |  | Energy sensor | L5 |  |  |  | MC210 | Engineering Building |  |  | 0 | 0
MC210-B03 | MC210-B03/L6 | Loop 6 |  |  |  |  | Energy sensor | L6 |  |  |  | MC210 | Engineering Building |  |  | 0 | 0
MC210-B03 | MC210-B03/L7 | Loop 7 |  |  |  |  | Energy sensor | L7 |  |  |  | MC210 | Engineering Building |  |  | 0 | 0
MC210-B03 | MC210-B03/L8 | Loop 8 |  |  |  |  | Energy sensor | L8 |  |  |  | MC210 | Engineering Building |  |  | 0 | 0
MC210-B03 | MC210-B03/L9 | Loop 9 |  |  |  |  | Energy sensor | L9 |  |  |  | MC210 | Engineering Building |  |  | 0 | 0
MC210-B03 | MC210-B03/n1 | MCP01c |  |  |  |  | Energy sensor | n1 |  |  |  | MC210 | Engineering Building |  |  | 0 | 0
MC210-B03 | MC210-B03/N1 | IC Comms 1 |  |  |  |  | Energy sensor | N1 |  |  |  | MC210 | Engineering Building |  |  | 0 | 0
MC210-B03 | MC210-B03/N2 | IC Comms 2 |  |  |  |  | Energy sensor | N2 |  |  |  | MC210 | Engineering Building |  |  | 0 | 0
MC210-B03 | MC210-B03/N3 | IC Comms 3 |  |  |  |  | Energy sensor | N3 |  |  |  | MC210 | Engineering Building |  |  | 0 | 0
MC210-B03 | MC210-B03/N4 | IC Comms 4 |  |  |  |  | Energy sensor | N4 |  |  |  | MC210 | Engineering Building |  |  | 0 | 0
MC210-B03 | MC210-B03/N5 | IC Comms 5 |  |  |  |  | Energy sensor | N5 |  |  |  | MC210 | Engineering Building |  |  | 0 | 0
MC210-B03 | MC210-B03/o1 | Alarm Route 1 |  |  |  |  | Energy sensor | o1 |  |  |  | MC210 | Engineering Building |  |  | 0 | 0
MC210-B03 | MC210-B03/o2 | Alarm Route 1 |  |  |  |  | Energy sensor | o2 |  |  |  | MC210 | Engineering Building |  |  | 0 | 0
MC210-B03 | MC210-B03/P1 | Room Temp B30 |  |  | Degrees Celsius |  | Energy sensor | P1 |  |  |  | MC210 | Engineering Building |  |  | 0 | 0
MC210-B03 | MC210-B03/P10 | Room CO² A22 |  |  |  |  | Energy sensor | P10 |  |  |  | MC210 | Engineering Building |  |  | 0 | 0
MC210-B03 | MC210-B03/P11 | Room Temp A14 |  |  | Degrees Celsius |  | Energy sensor | P11 |  |  |  | MC210 | Engineering Building |  |  | 0 | 0
MC210-B03 | MC210-B03/P12 | Room CO² A14 |  |  |  |  | Energy sensor | P12 |  |  |  | MC210 | Engineering Building |  |  | 0 | 0
MC210-B03 | MC210-B03/P13 | Room Temp A06 |  |  | Degrees Celsius |  | Energy sensor | P13 |  |  |  | MC210 | Engineering Building |  |  | 0 | 0
MC210-B03 | MC210-B03/P14 | Room CO² A06 |  |  |  |  | Energy sensor | P14 |  |  |  | MC210 | Engineering Building |  |  | 0 | 0
MC210-B03 | MC210-B03/P15 | Room Temp B31 No1 |  |  | Degrees Celsius |  | Energy sensor | P15 |  |  |  | MC210 | Engineering Building |  |  | 0 | 0
MC210-B03 | MC210-B03/P16 | Room CO² B31 No1 |  |  |  |  | Energy sensor | P16 |  |  |  | MC210 | Engineering Building |  |  | 0 | 0
MC210-B03 | MC210-B03/P17 | Room Temp B31 No2 |  |  | Degrees Celsius |  | Energy sensor | P17 |  |  |  | MC210 | Engineering Building |  |  | 0 | 0
MC210-B03 | MC210-B03/P18 | Room CO² B31 No2 |  |  |  |  | Energy sensor | P18 |  |  |  | MC210 | Engineering Building |  |  | 0 | 0
MC210-B03 | MC210-B03/P19 | Room Temp B04 No1 |  |  | Degrees Celsius |  | Energy sensor | P19 |  |  |  | MC210 | Engineering Building |  |  | 0 | 0
MC210-B03 | MC210-B03/P2 | Room CO² B30 |  |  |  |  | Energy sensor | P2 |  |  |  | MC210 | Engineering Building |  |  | 0 | 0
MC210-B03 | MC210-B03/P20 | Room CO² B04 No1 |  |  |  |  | Energy sensor | P20 |  |  |  | MC210 | Engineering Building |  |  | 0 | 0
MC210-B03 | MC210-B03/P21 | Room Temp B04 No2 |  |  | Degrees Celsius |  | Energy sensor | P21 |  |  |  | MC210 | Engineering Building |  |  | 0 | 0
MC210-B03 | MC210-B03/P22 | Room CO² B04 No2 |  |  |  |  | Energy sensor | P22 |  |  |  | MC210 | Engineering Building |  |  | 0 | 0
MC210-B03 | MC210-B03/P23 | Room Temp C28 No1 |  |  | Degrees Celsius |  | Energy sensor | P23 |  |  |  | MC210 | Engineering Building |  |  | 0 | 0
MC210-B03 | MC210-B03/P24 | Room CO² C28 No1 |  |  |  |  | Energy sensor | P24 |  |  |  | MC210 | Engineering Building |  |  | 0 | 0
MC210-B03 | MC210-B03/P25 | Room Temp C28 No2 |  |  | Degrees Celsius |  | Energy sensor | P25 |  |  |  | MC210 | Engineering Building |  |  | 0 | 0
MC210-B03 | MC210-B03/P26 | Room CO² C28 No2 |  |  |  |  | Energy sensor | P26 |  |  |  | MC210 | Engineering Building |  |  | 0 | 0
MC210-B03 | MC210-B03/P27 | Room Temp C30 No1 |  |  | Degrees Celsius |  | Energy sensor | P27 |  |  |  | MC210 | Engineering Building |  |  | 0 | 0
MC210-B03 | MC210-B03/P28 | Room CO² C30 No1 |  |  |  |  | Energy sensor | P28 |  |  |  | MC210 | Engineering Building |  |  | 0 | 0
MC210-B03 | MC210-B03/P29 | Room Temp C30 No2 |  |  | Degrees Celsius |  | Energy sensor | P29 |  |  |  | MC210 | Engineering Building |  |  | 0 | 0
MC210-B03 | MC210-B03/P3 | Room Temp A18 |  |  | Degrees Celsius |  | Energy sensor | P3 |  |  |  | MC210 | Engineering Building |  |  | 0 | 0
MC210-B03 | MC210-B03/P30 | Room CO² C30 No2 |  |  |  |  | Energy sensor | P30 |  |  |  | MC210 | Engineering Building |  |  | 0 | 0
MC210-B03 | MC210-B03/P31 | Room Temp A02 |  |  | Degrees Celsius |  | Energy sensor | P31 |  |  |  | MC210 | Engineering Building |  |  | 0 | 0
MC210-B03 | MC210-B03/P32 | Room CO² A02 |  |  |  |  | Energy sensor | P32 |  |  |  | MC210 | Engineering Building |  |  | 0 | 0
MC210-B03 | MC210-B03/P33 | Room Temp C04 |  |  | Degrees Celsius |  | Energy sensor | P33 |  |  |  | MC210 | Engineering Building |  |  | 0 | 0
MC210-B03 | MC210-B03/P34 | Room CO² C04 |  |  |  |  | Energy sensor | P34 |  |  |  | MC210 | Engineering Building |  |  | 0 | 0
MC210-B03 | MC210-B03/P35 | Room Temp C25 |  |  | Degrees Celsius |  | Energy sensor | P35 |  |  |  | MC210 | Engineering Building |  |  | 0 | 0
MC210-B03 | MC210-B03/P36 | Room CO² C25 |  |  |  |  | Energy sensor | P36 |  |  |  | MC210 | Engineering Building |  |  | 0 | 0
MC210-B03 | MC210-B03/P37 | Room Temp D30 |  |  | Degrees Celsius |  | Energy sensor | P37 |  |  |  | MC210 | Engineering Building |  |  | 0 | 0
MC210-B03 | MC210-B03/P38 | Room CO² D30 |  |  |  |  | Energy sensor | P38 |  |  |  | MC210 | Engineering Building |  |  | 0 | 0
MC210-B03 | MC210-B03/P39 | Room Temp D03 |  |  | Degrees Celsius |  | Energy sensor | P39 |  |  |  | MC210 | Engineering Building |  |  | 0 | 0
MC210-B03 | MC210-B03/P4 | Room CO² A18 |  |  |  |  | Energy sensor | P4 |  |  |  | MC210 | Engineering Building |  |  | 0 | 0
MC210-B03 | MC210-B03/P40 | Room CO² D03 |  |  |  |  | Energy sensor | P40 |  |  |  | MC210 | Engineering Building |  |  | 0 | 0
MC210-B03 | MC210-B03/P41 | Room Pressure B27 |  |  |  |  | Energy sensor | P41 |  |  |  | MC210 | Engineering Building |  |  | 0 | 0
MC210-B03 | MC210-B03/P42 | Room Pressure C24 |  |  |  |  | Energy sensor | P42 |  |  |  | MC210 | Engineering Building |  |  | 0 | 0
MC210-B03 | MC210-B03/P43 | Atrium LevA Windows |  |  |  |  | Energy sensor | P43 |  |  |  | MC210 | Engineering Building |  |  | 0 | 0
MC210-B03 | MC210-B03/P44 | Atrium Zone1 Main RHS |  |  |  |  | Energy sensor | P44 |  |  |  | MC210 | Engineering Building |  |  | 0 | 0
MC210-B03 | MC210-B03/P45 | Atrium Zone2 Breakout LHS |  |  |  |  | Energy sensor | P45 |  |  |  | MC210 | Engineering Building |  |  | 0 | 0
MC210-B03 | MC210-B03/P46 | Sensor 45 |  |  |  |  | Energy sensor | P46 |  |  |  | MC210 | Engineering Building |  |  | 0 | 0
MC210-B03 | MC210-B03/P47 | Atrium Nat Vent Dmd |  |  |  |  | Energy sensor | P47 |  |  |  | MC210 | Engineering Building |  |  | 0 | 0
MC210-B03 | MC210-B03/P48 | Rain Sensor |  |  |  |  | Energy sensor | P48 |  |  |  | MC210 | Engineering Building |  |  | 0 | 0
MC210-B03 | MC210-B03/P49 | Digital Input 29 |  |  |  |  | Energy sensor | P49 |  |  |  | MC210 | Engineering Building |  |  | 0 | 0
MC210-B03 | MC210-B03/P5 | Room Temp A19 |  |  | Degrees Celsius |  | Energy sensor | P5 |  |  |  | MC210 | Engineering Building |  |  | 0 | 0
MC210-B03 | MC210-B03/P6 | Room CO² A19 |  |  |  |  | Energy sensor | P6 |  |  |  | MC210 | Engineering Building |  |  | 0 | 0
MC210-B03 | MC210-B03/P7 | Room Temp A21 |  |  | Degrees Celsius |  | Energy sensor | P7 |  |  |  | MC210 | Engineering Building |  |  | 0 | 0
MC210-B03 | MC210-B03/P8 | Room CO² A21 |  |  |  |  | Energy sensor | P8 |  |  |  | MC210 | Engineering Building |  |  | 0 | 0
MC210-B03 | MC210-B03/P9 | Room Temp A22 |  |  | Degrees Celsius |  | Energy sensor | P9 |  |  |  | MC210 | Engineering Building |  |  | 0 | 0
MC210-B03 | MC210-B03/Q1 | Sequence Table 1 |  |  |  |  | Energy sensor | Q1 |  |  |  | MC210 | Engineering Building |  |  | 0 | 0
MC210-B03 | MC210-B03/S1 | Room Temp B30 |  |  | Degrees Celsius |  | Energy sensor | S1 |  |  |  | MC210 | Engineering Building |  |  | 0 | 0
MC210-B03 | MC210-B03/S10 | Room CO² A22 |  |  |  |  | Energy sensor | S10 |  |  |  | MC210 | Engineering Building |  |  | 0 | 0
MC210-B03 | MC210-B03/S11 | Room Temp A14 |  |  | Degrees Celsius |  | Energy sensor | S11 |  |  |  | MC210 | Engineering Building |  |  | 0 | 0
MC210-B03 | MC210-B03/S12 | Room CO² A14 |  |  |  |  | Energy sensor | S12 |  |  |  | MC210 | Engineering Building |  |  | 0 | 0
MC210-B03 | MC210-B03/S13 | Room Temp A06 |  |  | Degrees Celsius |  | Energy sensor | S13 |  |  |  | MC210 | Engineering Building |  |  | 0 | 0
MC210-B03 | MC210-B03/S14 | Room CO² A06 |  |  |  |  | Energy sensor | S14 |  |  |  | MC210 | Engineering Building |  |  | 0 | 0
MC210-B03 | MC210-B03/S15 | Room Temp B31 No1 |  |  | Degrees Celsius |  | Energy sensor | S15 |  |  |  | MC210 | Engineering Building |  |  | 0 | 0
MC210-B03 | MC210-B03/S16 | Room CO² B31 No1 |  |  |  |  | Energy sensor | S16 |  |  |  | MC210 | Engineering Building |  |  | 0 | 0
MC210-B03 | MC210-B03/S17 | Room Temp B31 No2 |  |  | Degrees Celsius |  | Energy sensor | S17 |  |  |  | MC210 | Engineering Building |  |  | 0 | 0
MC210-B03 | MC210-B03/S18 | Room CO² B31 No2 |  |  |  |  | Energy sensor | S18 |  |  |  | MC210 | Engineering Building |  |  | 0 | 0
MC210-B03 | MC210-B03/S19 | Room Temp B04 No1 |  |  | Degrees Celsius |  | Energy sensor | S19 |  |  |  | MC210 | Engineering Building |  |  | 0 | 0
MC210-B03 | MC210-B03/S2 | Room CO² B30 |  |  |  |  | Energy sensor | S2 |  |  |  | MC210 | Engineering Building |  |  | 0 | 0
MC210-B03 | MC210-B03/S20 | Room CO² B04 No1 |  |  |  |  | Energy sensor | S20 |  |  |  | MC210 | Engineering Building |  |  | 0 | 0
MC210-B03 | MC210-B03/S21 | Room Temp B04 No2 |  |  | Degrees Celsius |  | Energy sensor | S21 |  |  |  | MC210 | Engineering Building |  |  | 0 | 0
MC210-B03 | MC210-B03/S22 | Room CO² B04 No2 |  |  |  |  | Energy sensor | S22 |  |  |  | MC210 | Engineering Building |  |  | 0 | 0
MC210-B03 | MC210-B03/S23 | Room Temp C28 No1 |  |  | Degrees Celsius |  | Energy sensor | S23 |  |  |  | MC210 | Engineering Building |  |  | 0 | 0
MC210-B03 | MC210-B03/S24 | Room CO² C28 No1 |  |  |  |  | Energy sensor | S24 |  |  |  | MC210 | Engineering Building |  |  | 0 | 0
MC210-B03 | MC210-B03/S25 | Room Temp C28 No2 |  |  | Degrees Celsius |  | Energy sensor | S25 |  |  |  | MC210 | Engineering Building |  |  | 0 | 0
MC210-B03 | MC210-B03/S26 | Room CO² C28 No2 |  |  |  |  | Energy sensor | S26 |  |  |  | MC210 | Engineering Building |  |  | 0 | 0
MC210-B03 | MC210-B03/S27 | Room Temp C30 No1 |  |  | Degrees Celsius |  | Energy sensor | S27 |  |  |  | MC210 | Engineering Building |  |  | 0 | 0
MC210-B03 | MC210-B03/S28 | Room CO² C30 No1 |  |  |  |  | Energy sensor | S28 |  |  |  | MC210 | Engineering Building |  |  | 0 | 0
MC210-B03 | MC210-B03/S29 | Room Temp C30 No2 |  |  | Degrees Celsius |  | Energy sensor | S29 |  |  |  | MC210 | Engineering Building |  |  | 0 | 0
MC210-B03 | MC210-B03/S3 | Room Temp A18 |  |  | Degrees Celsius |  | Energy sensor | S3 |  |  |  | MC210 | Engineering Building |  |  | 0 | 0
MC210-B03 | MC210-B03/S30 | Room CO² C30 No2 |  |  |  |  | Energy sensor | S30 |  |  |  | MC210 | Engineering Building |  |  | 0 | 0
MC210-B03 | MC210-B03/S31 | Room Temp A02 |  |  | Degrees Celsius |  | Energy sensor | S31 |  |  |  | MC210 | Engineering Building |  |  | 0 | 0
MC210-B03 | MC210-B03/S32 | Room CO² A02 |  |  |  |  | Energy sensor | S32 |  |  |  | MC210 | Engineering Building |  |  | 0 | 0
MC210-B03 | MC210-B03/S33 | Room Temp C04 |  |  | Degrees Celsius |  | Energy sensor | S33 |  |  |  | MC210 | Engineering Building |  |  | 0 | 0
MC210-B03 | MC210-B03/S34 | Room CO² C04 |  |  |  |  | Energy sensor | S34 |  |  |  | MC210 | Engineering Building |  |  | 0 | 0
MC210-B03 | MC210-B03/S35 | Room Temp C25 |  |  | Degrees Celsius |  | Energy sensor | S35 |  |  |  | MC210 | Engineering Building |  |  | 0 | 0
MC210-B03 | MC210-B03/S36 | Room CO² C25 |  |  |  |  | Energy sensor | S36 |  |  |  | MC210 | Engineering Building |  |  | 0 | 0
MC210-B03 | MC210-B03/S37 | Room Temp D30 |  |  | Degrees Celsius |  | Energy sensor | S37 |  |  |  | MC210 | Engineering Building |  |  | 0 | 0
MC210-B03 | MC210-B03/S38 | Room CO² D30 |  |  |  |  | Energy sensor | S38 |  |  |  | MC210 | Engineering Building |  |  | 0 | 0
MC210-B03 | MC210-B03/S39 | Room Temp D03 |  |  | Degrees Celsius |  | Energy sensor | S39 |  |  |  | MC210 | Engineering Building |  |  | 0 | 0
MC210-B03 | MC210-B03/S4 | Room CO² A18 |  |  |  |  | Energy sensor | S4 |  |  |  | MC210 | Engineering Building |  |  | 0 | 0
MC210-B03 | MC210-B03/S40 | Room CO² D03 |  |  |  |  | Energy sensor | S40 |  |  |  | MC210 | Engineering Building |  |  | 0 | 0
MC210-B03 | MC210-B03/S41 | Room Diff Pressure |  |  |  |  | Energy sensor | S41 |  |  |  | MC210 | Engineering Building |  |  | 0 | 0
MC210-B03 | MC210-B03/S42 | Room Pressure C24 |  |  |  |  | Energy sensor | S42 |  |  |  | MC210 | Engineering Building |  |  | 0 | 0
MC210-B03 | MC210-B03/S43 | Max Space Temperature |  |  | Degrees Celsius |  | Energy sensor | S43 |  |  |  | MC210 | Engineering Building |  |  | 0 | 0
MC210-B03 | MC210-B03/S45 | A17 wall sensor Icomms |  |  |  |  | Energy sensor | S45 |  |  |  | MC210 | Engineering Building |  |  | 0 | 0
MC210-B03 | MC210-B03/S46 | Atrium Nat Vent Dmd |  |  |  |  | Energy sensor | S46 |  |  |  | MC210 | Engineering Building |  |  | 0 | 0
MC210-B03 | MC210-B03/S47 | Rain Sensor |  |  |  |  | Energy sensor | S47 |  |  |  | MC210 | Engineering Building |  |  | 0 | 0
MC210-B03 | MC210-B03/S5 | Room Temp A19 |  |  | Degrees Celsius |  | Energy sensor | S5 |  |  |  | MC210 | Engineering Building |  |  | 0 | 0
MC210-B03 | MC210-B03/S6 | Room CO² A19 |  |  |  |  | Energy sensor | S6 |  |  |  | MC210 | Engineering Building |  |  | 0 | 0
MC210-B03 | MC210-B03/S7 | Room Temp A21 |  |  | Degrees Celsius |  | Energy sensor | S7 |  |  |  | MC210 | Engineering Building |  |  | 0 | 0
MC210-B03 | MC210-B03/S8 | Room CO² A21 |  |  |  |  | Energy sensor | S8 |  |  |  | MC210 | Engineering Building |  |  | 0 | 0
MC210-B03 | MC210-B03/S9 | Room Temp A22 |  |  | Degrees Celsius |  | Energy sensor | S9 |  |  |  | MC210 | Engineering Building |  |  | 0 | 0
MC210-B03 | MC210-B03/U1 | [5 empty] | Energy sensor | U1 |  |  |  | MC210 | Engineering Building |  |  | 0 | 0
MC210-B03 | MC210-B03/U2 | [5 empty] | Energy sensor | U2 |  |  |  | MC210 | Engineering Building |  |  | 0 | 0
MC210-B03 | MC210-B03/V1 | [5 empty] | Energy sensor | V1 |  |  |  | MC210 | Engineering Building |  |  | 0 | 0
MC210-B03 | MC210-B03/W1 | Auto - manual window vent A19 |  |  |  |  | Energy sensor | W1 |  |  |  | MC210 | Engineering Building |  |  | 0 | 0
MC210-B03 | MC210-B03/Y1 | Temp V 0+40 |  |  | Degrees Celsius |  | Energy sensor | Y1 |  |  |  | MC210 | Engineering Building |  |  | 0 | 0
MC210-B03 | MC210-B03/Y2 | CO2 V |  |  |  |  | Energy sensor | Y2 |  |  |  | MC210 | Engineering Building |  |  | 0 | 0
MC210-B03 | MC210-B03/Y3 | Pressure I 1000Pa |  |  |  |  | Energy sensor | Y3 |  |  |  | MC210 | Engineering Building |  |  | 0 | 0
MC210-B03 | MC210-B03/Y4 | Pressure |  |  |  |  | Energy sensor | Y4 |  |  |  | MC210 | Engineering Building |  |  | 0 | 0
MC210-B03 | MC210-B03/Z1 | Night Cooling Clock |  |  |  |  | Energy sensor | Z1 |  |  |  | MC210 | Engineering Building |  |  | 0 | 0
MC001-B01 | MC001-B01/C1 | Virtual CNC 1 |  |  |  |  | Energy sensor | C1 |  |  |  | MC001 | The Croft |  |  | 0 | 0
MC001-B01 | MC001-B01/D10 | DHW Control Valve and Pump |  |  |  |  | Energy sensor | D10 |  |  |  | MC001 | The Croft |  |  | 0 | 0
MC001-B01 | MC001-B01/D5 | VT Pump Enable |  |  |  |  | Energy sensor | D5 |  |  |  | MC001 | The Croft |  |  | 0 | 0
MC001-B01 | MC001-B01/D6 | Boiler No.1 &amp; No.2 Enable |  |  |  |  | Energy sensor | D6 |  |  |  | MC001 | The Croft |  |  | 0 | 0
MC001-B01 | MC001-B01/D7 | Variable temperature circuit valve |  |  | 0 = Closed , 1 = Open |  | Energy sensor | D7 |  |  |  | MC001 | The Croft |  |  | 0 | 0
MC001-B01 | MC001-B01/D8 | Heating Zone Valve |  |  |  |  | Energy sensor | D8 |  |  |  | MC001 | The Croft |  |  | 0 | 0
MC001-B01 | MC001-B01/D9 | DHW Primary pump Enable |  |  |  |  | Energy sensor | D9 |  |  |  | MC001 | The Croft |  |  | 0 | 0
MC001-B01 | MC001-B01/F1 | Function 1 |  |  |  |  | Energy sensor | F1 |  |  |  | MC001 | The Croft |  |  | 0 | 0
MC001-B01 | MC001-B01/F10 | Function 10 |  |  |  |  | Energy sensor | F10 |  |  |  | MC001 | The Croft |  |  | 0 | 0
MC001-B01 | MC001-B01/F11 | 1st Stage Frost ON when 1 |  |  |  |  | Energy sensor | F11 |  |  |  | MC001 | The Croft |  |  | 0 | 0
MC001-B01 | MC001-B01/F12 | Function 12 |  |  |  |  | Energy sensor | F12 |  |  |  | MC001 | The Croft |  |  | 0 | 0
MC001-B01 | MC001-B01/F13 | 2nd stage frost |  |  | 0 = Off, 1 = On |  | Energy sensor | F13 |  |  |  | MC001 | The Croft |  |  | 0 | 0
MC001-B01 | MC001-B01/F14 | Function 14 |  |  |  |  | Energy sensor | F14 |  |  |  | MC001 | The Croft |  |  | 0 | 0
MC001-B01 | MC001-B01/F15 | 3rd Stage Frost On when =1 |  |  |  |  | Energy sensor | F15 |  |  |  | MC001 | The Croft |  |  | 0 | 0
MC001-B01 | MC001-B01/F16 | Function 16 |  |  |  |  | Energy sensor | F16 |  |  |  | MC001 | The Croft |  |  | 0 | 0
MC001-B01 | MC001-B01/F17 | Economy Off when 1 |  |  |  |  | Energy sensor | F17 |  |  |  | MC001 | The Croft |  |  | 0 | 0
MC001-B01 | MC001-B01/F18 | Minimum Immersion Temp |  |  | Degrees Celsius |  | Energy sensor | F18 |  |  |  | MC001 | The Croft |  |  | 0 | 0
MC001-B01 | MC001-B01/F2 | Function 2 |  |  |  |  | Energy sensor | F2 |  |  |  | MC001 | The Croft |  |  | 0 | 0
MC001-B01 | MC001-B01/F29 | Function 29 |  |  |  |  | Energy sensor | F29 |  |  |  | MC001 | The Croft |  |  | 0 | 0
MC001-B01 | MC001-B01/F3 | Function 3 |  |  |  |  | Energy sensor | F3 |  |  |  | MC001 | The Croft |  |  | 0 | 0
MC001-B01 | MC001-B01/F30 | Function 30 |  |  |  |  | Energy sensor | F30 |  |  |  | MC001 | The Croft |  |  | 0 | 0
MC001-B01 | MC001-B01/F31 | Function 31 |  |  |  |  | Energy sensor | F31 |  |  |  | MC001 | The Croft |  |  | 0 | 0
MC001-B01 | MC001-B01/F32 | Function 32 |  |  |  |  | Energy sensor | F32 |  |  |  | MC001 | The Croft |  |  | 0 | 0
MC001-B01 | MC001-B01/F33 | Function 33 |  |  |  |  | Energy sensor | F33 |  |  |  | MC001 | The Croft |  |  | 0 | 0
MC001-B01 | MC001-B01/F34 | Function 34 |  |  |  |  | Energy sensor | F34 |  |  |  | MC001 | The Croft |  |  | 0 | 0
MC001-B01 | MC001-B01/F35 | Function 35 |  |  |  |  | Energy sensor | F35 |  |  |  | MC001 | The Croft |  |  | 0 | 0
MC001-B01 | MC001-B01/F36 | Function 36 |  |  |  |  | Energy sensor | F36 |  |  |  | MC001 | The Croft |  |  | 0 | 0
MC001-B01 | MC001-B01/F4 | Function 4 |  |  |  |  | Energy sensor | F4 |  |  |  | MC001 | The Croft |  |  | 0 | 0
MC001-B01 | MC001-B01/F41 | Function 41 |  |  |  |  | Energy sensor | F41 |  |  |  | MC001 | The Croft |  |  | 0 | 0
MC001-B01 | MC001-B01/F42 | Function 42 |  |  |  |  | Energy sensor | F42 |  |  |  | MC001 | The Croft |  |  | 0 | 0
MC001-B01 | MC001-B01/F46 | Function 46 |  |  |  |  | Energy sensor | F46 |  |  |  | MC001 | The Croft |  |  | 0 | 0
MC001-B01 | MC001-B01/F47 | Function 47 |  |  |  |  | Energy sensor | F47 |  |  |  | MC001 | The Croft |  |  | 0 | 0
MC001-B01 | MC001-B01/F48 | Function 48 |  |  |  |  | Energy sensor | F48 |  |  |  | MC001 | The Croft |  |  | 0 | 0
MC001-B01 | MC001-B01/F49 | limit at |  |  |  |  | Energy sensor | F49 |  |  |  | MC001 | The Croft |  |  | 0 | 0
MC001-B01 | MC001-B01/F5 | Function 5 |  |  |  |  | Energy sensor | F5 |  |  |  | MC001 | The Croft |  |  | 0 | 0
MC001-B01 | MC001-B01/F50 | Function 50 |  |  |  |  | Energy sensor | F50 |  |  |  | MC001 | The Croft |  |  | 0 | 0
MC001-B01 | MC001-B01/F51 | Function 51 |  |  |  |  | Energy sensor | F51 |  |  |  | MC001 | The Croft |  |  | 0 | 0
MC001-B01 | MC001-B01/F52 | Function 52 |  |  |  |  | Energy sensor | F52 |  |  |  | MC001 | The Croft |  |  | 0 | 0
MC001-B01 | MC001-B01/F53 | Function 53 |  |  |  |  | Energy sensor | F53 |  |  |  | MC001 | The Croft |  |  | 0 | 0
MC001-B01 | MC001-B01/F55 | Function 55 |  |  |  |  | Energy sensor | F55 |  |  |  | MC001 | The Croft |  |  | 0 | 0
MC001-B01 | MC001-B01/F56 | Function 56 |  |  |  |  | Energy sensor | F56 |  |  |  | MC001 | The Croft |  |  | 0 | 0
MC001-B01 | MC001-B01/F57 | Valve |  |  |  |  | Energy sensor | F57 |  |  |  | MC001 | The Croft |  |  | 0 | 0
MC001-B01 | MC001-B01/F58 | Pump |  |  |  |  | Energy sensor | F58 |  |  |  | MC001 | The Croft |  |  | 0 | 0
MC001-B01 | MC001-B01/F59 | Function 59 |  |  |  |  | Energy sensor | F59 |  |  |  | MC001 | The Croft |  |  | 0 | 0
MC001-B01 | MC001-B01/F60 | Function 60 |  |  |  |  | Energy sensor | F60 |  |  |  | MC001 | The Croft |  |  | 0 | 0
MC001-B01 | MC001-B01/F61 | Function 61 |  |  |  |  | Energy sensor | F61 |  |  |  | MC001 | The Croft |  |  | 0 | 0
MC001-B01 | MC001-B01/G1 | Logic 1 |  |  |  |  | Energy sensor | G1 |  |  |  | MC001 | The Croft |  |  | 0 | 0
MC001-B01 | MC001-B01/G12 | Logic 12 |  |  |  |  | Energy sensor | G12 |  |  |  | MC001 | The Croft |  |  | 0 | 0
MC001-B01 | MC001-B01/G13 | VT Heating Demand |  |  |  |  | Energy sensor | G13 |  |  |  | MC001 | The Croft |  |  | 0 | 0
MC001-B01 | MC001-B01/G14 | Logic 14 |  |  |  |  | Energy sensor | G14 |  |  |  | MC001 | The Croft |  |  | 0 | 0
MC001-B01 | MC001-B01/G15 | VT Heating Demand |  |  |  |  | Energy sensor | G15 |  |  |  | MC001 | The Croft |  |  | 0 | 0
MC001-B01 | MC001-B01/G16 | Boost |  |  | 0 = Off, 1 = On |  | Energy sensor | G16 |  |  |  | MC001 | The Croft |  |  | 0 | 0
MC001-B01 | MC001-B01/G18 | DHW Pri Pump Enable |  |  |  |  | Energy sensor | G18 |  |  |  | MC001 | The Croft |  |  | 0 | 0
MC001-B01 | MC001-B01/G19 | DHW Valve |  |  |  |  | Energy sensor | G19 |  |  |  | MC001 | The Croft |  |  | 0 | 0
MC001-B01 | MC001-B01/G2 | Logic 2 |  |  |  |  | Energy sensor | G2 |  |  |  | MC001 | The Croft |  |  | 0 | 0
MC001-B01 | MC001-B01/G20 | Logic 20 |  |  |  |  | Energy sensor | G20 |  |  |  | MC001 | The Croft |  |  | 0 | 0
MC001-B01 | MC001-B01/G22 | Logic 22 |  |  |  |  | Energy sensor | G22 |  |  |  | MC001 | The Croft |  |  | 0 | 0
MC001-B01 | MC001-B01/G23 | Logic 23 |  |  |  |  | Energy sensor | G23 |  |  |  | MC001 | The Croft |  |  | 0 | 0
MC001-B01 | MC001-B01/G3 | Logic 3 |  |  |  |  | Energy sensor | G3 |  |  |  | MC001 | The Croft |  |  | 0 | 0
MC001-B01 | MC001-B01/G4 | Logic 4 |  |  |  |  | Energy sensor | G4 |  |  |  | MC001 | The Croft |  |  | 0 | 0
MC001-B01 | MC001-B01/G5 | 2nd stage frost |  |  | 0 = Off, 1 = On |  | Energy sensor | G5 |  |  |  | MC001 | The Croft |  |  | 0 | 0
MC001-B01 | MC001-B01/G6 | Logic 6 |  |  |  |  | Energy sensor | G6 |  |  |  | MC001 | The Croft |  |  | 0 | 0
MC001-B01 | MC001-B01/G9 | Boiler Loop Enable |  |  |  |  | Energy sensor | G9 |  |  |  | MC001 | The Croft |  |  | 0 | 0
MC001-B01 | MC001-B01/I1 | Pressurisation Unit Fault |  |  |  |  | Energy sensor | I1 |  |  |  | MC001 | The Croft |  |  | 0 | 0
MC001-B01 | MC001-B01/I2 | Common Boiler Fault |  |  |  |  | Energy sensor | I2 |  |  |  | MC001 | The Croft |  |  | 0 | 0
MC001-B01 | MC001-B01/I3 | VT Circuit Pump Running |  |  |  |  | Energy sensor | I3 |  |  |  | MC001 | The Croft |  |  | 0 | 0
MC001-B01 | MC001-B01/I4 | DHW Primary Pump Running |  |  |  |  | Energy sensor | I4 |  |  |  | MC001 | The Croft |  |  | 0 | 0
MC001-B01 | MC001-B01/I5 | DHW Calorifier Sec. Pump Run |  |  |  |  | Energy sensor | I5 |  |  |  | MC001 | The Croft |  |  | 0 | 0
MC001-B01 | MC001-B01/I6 | Boiler 1 Enabled |  |  |  |  | Energy sensor | I6 |  |  |  | MC001 | The Croft |  |  | 0 | 0
MC001-B01 | MC001-B01/I7 | Boiler 2 Enabled |  |  |  |  | Energy sensor | I7 |  |  |  | MC001 | The Croft |  |  | 0 | 0
MC001-B01 | MC001-B01/I8 | DHW Pri Pump Enable |  |  |  |  | Energy sensor | I8 |  |  |  | MC001 | The Croft |  |  | 0 | 0
MC001-B01 | MC001-B01/I9 | DHW Valve Open or closed |  |  |  |  | Energy sensor | I9 |  |  |  | MC001 | The Croft |  |  | 0 | 0
MC001-B01 | MC001-B01/K1 | 1st stage frost protection |  |  |  |  | Energy sensor | K1 |  |  |  | MC001 | The Croft |  |  | 0 | 0
MC001-B01 | MC001-B01/K10 | VT FLOW@ 20oC OAT |  |  |  |  | Energy sensor | K10 |  |  |  | MC001 | The Croft |  |  | 0 | 0
MC001-B01 | MC001-B01/K11 | DHW Setpoint |  |  |  |  | Energy sensor | K11 |  |  |  | MC001 | The Croft |  |  | 0 | 0
MC001-B01 | MC001-B01/K12 | Occ Boost Setpoint |  |  |  |  | Energy sensor | K12 |  |  |  | MC001 | The Croft |  |  | 0 | 0
MC001-B01 | MC001-B01/K2 | 2nd stage frost protection |  |  | Degrees Celsius |  | Energy sensor | K2 |  |  |  | MC001 | The Croft |  |  | 0 | 0
MC001-B01 | MC001-B01/K3 | 3rd Stage Frost Setpoint |  |  |  |  | Energy sensor | K3 |  |  |  | MC001 | The Croft |  |  | 0 | 0
MC001-B01 | MC001-B01/K4 | Economy Off |  |  |  |  | Energy sensor | K4 |  |  |  | MC001 | The Croft |  |  | 0 | 0
MC001-B01 | MC001-B01/K5 | Boiler Control SP |  |  |  |  | Energy sensor | K5 |  |  |  | MC001 | The Croft |  |  | 0 | 0
MC001-B01 | MC001-B01/K6 | VT Heating Occupancy SP |  |  |  |  | Energy sensor | K6 |  |  |  | MC001 | The Croft |  |  | 0 | 0
MC001-B01 | MC001-B01/K7 | VT Pump Heat Dissipation |  |  |  |  | Energy sensor | K7 |  |  |  | MC001 | The Croft |  |  | 0 | 0
MC001-B01 | MC001-B01/K8 | VT FLOW@0 degC |  |  |  |  | Energy sensor | K8 |  |  |  | MC001 | The Croft |  |  | 0 | 0
MC001-B01 | MC001-B01/K9 | Room influence |  |  |  |  | Energy sensor | K9 |  |  |  | MC001 | The Croft |  |  | 0 | 0
MC001-B01 | MC001-B01/L1 | Loop 1 |  |  |  |  | Energy sensor | L1 |  |  |  | MC001 | The Croft |  |  | 0 | 0
MC001-B01 | MC001-B01/L2 | compensator |  |  |  |  | Energy sensor | L2 |  |  |  | MC001 | The Croft |  |  | 0 | 0
MC001-B01 | MC001-B01/n1 | TREND_0D_23_E0 |  |  |  |  | Energy sensor | n1 |  |  |  | MC001 | The Croft |  |  | 0 | 0
MC001-B01 | MC001-B01/O1 | Optimum Start Stop 1 |  |  |  |  | Energy sensor | O1 |  |  |  | MC001 | The Croft |  |  | 0 | 0
MC001-B01 | MC001-B01/P1 | Outside air temperature |  |  | Degrees Celsius |  | Energy sensor | P1 |  |  |  | MC001 | The Croft |  |  | 0 | 0
MC001-B01 | MC001-B01/P2 | Boiler Common Flow Temp |  |  | Degrees Celsius |  | Energy sensor | P2 |  |  |  | MC001 | The Croft |  |  | 0 | 0
MC001-B01 | MC001-B01/P3 | Boiler Common Return Temp |  |  | Degrees Celsius |  | Energy sensor | P3 |  |  |  | MC001 | The Croft |  |  | 0 | 0
MC001-B01 | MC001-B01/P4 | VT Circuit Flow Temp |  |  | Degrees Celsius |  | Energy sensor | P4 |  |  |  | MC001 | The Croft |  |  | 0 | 0
MC001-B01 | MC001-B01/P5 | DHW Calorifier Temp |  |  | Degrees Celsius |  | Energy sensor | P5 |  |  |  | MC001 | The Croft |  |  | 0 | 0
MC001-B01 | MC001-B01/P6 | Hall Way Space Temp |  |  | Degrees Celsius |  | Energy sensor | P6 |  |  |  | MC001 | The Croft |  |  | 0 | 0
MC001-B01 | MC001-B01/P7 | Dining Area Space Temp |  |  | Degrees Celsius |  | Energy sensor | P7 |  |  |  | MC001 | The Croft |  |  | 0 | 0
MC001-B01 | MC001-B01/P8 | First Floor Space Temp |  |  | Degrees Celsius |  | Energy sensor | P8 |  |  |  | MC001 | The Croft |  |  | 0 | 0
MC001-B01 | MC001-B01/P9 | 4 Dix Unit No.1 |  |  |  |  | Energy sensor | P9 |  |  |  | MC001 | The Croft |  |  | 0 | 0
MC001-B01 | MC001-B01/Q1 | Sequence Table 1 |  |  |  |  | Energy sensor | Q1 |  |  |  | MC001 | The Croft |  |  | 0 | 0
MC001-B01 | MC001-B01/S1 | Outside air temperature |  |  | Degrees Celsius |  | Energy sensor | S1 |  |  |  | MC001 | The Croft |  |  | 0 | 0
MC001-B01 | MC001-B01/S10 | Calculated temperature variable temperature circuit flow |  |  |  |  | Energy sensor | S10 |  |  |  | MC001 | The Croft |  |  | 0 | 0
MC001-B01 | MC001-B01/S2 | Boiler Common Flow Temp |  |  | Degrees Celsius |  | Energy sensor | S2 |  |  |  | MC001 | The Croft |  |  | 0 | 0
MC001-B01 | MC001-B01/S3 | Boiler Common Return Temp |  |  | Degrees Celsius |  | Energy sensor | S3 |  |  |  | MC001 | The Croft |  |  | 0 | 0
MC001-B01 | MC001-B01/S4 | VT Circuit Flow Temp |  |  | Degrees Celsius |  | Energy sensor | S4 |  |  |  | MC001 | The Croft |  |  | 0 | 0
MC001-B01 | MC001-B01/S5 | DHW Calorifier Temp |  |  | Degrees Celsius |  | Energy sensor | S5 |  |  |  | MC001 | The Croft |  |  | 0 | 0
MC001-B01 | MC001-B01/S6 | Hall Way Space Temp |  |  | Degrees Celsius |  | Energy sensor | S6 |  |  |  | MC001 | The Croft |  |  | 0 | 0
MC001-B01 | MC001-B01/S7 | Dining Area Space Temp |  |  | Degrees Celsius |  | Energy sensor | S7 |  |  |  | MC001 | The Croft |  |  | 0 | 0
MC001-B01 | MC001-B01/S8 | First Floor Space Temp |  |  | Degrees Celsius |  | Energy sensor | S8 |  |  |  | MC001 | The Croft |  |  | 0 | 0
MC001-B01 | MC001-B01/S9 | 4 Dix Unit No.1 |  |  |  |  | Energy sensor | S9 |  |  |  | MC001 | The Croft |  |  | 0 | 0
MC001-B01 | MC001-B01/V1 | [5 empty] | Energy sensor | V1 |  |  |  | MC001 | The Croft |  |  | 0 | 0
MC001-B01 | MC001-B01/W1 | SummerWinter 1=Winter |  |  |  |  | Energy sensor | W1 |  |  |  | MC001 | The Croft |  |  | 0 | 0
MC001-B01 | MC001-B01/W2 | Rotate Boilers |  |  |  |  | Energy sensor | W2 |  |  |  | MC001 | The Croft |  |  | 0 | 0
MC001-B01 | MC001-B01/W3 | *Master Override |  |  |  |  | Energy sensor | W3 |  |  |  | MC001 | The Croft |  |  | 0 | 0
MC001-B01 | MC001-B01/Y1 | Trend Thermistor |  |  |  |  | Energy sensor | Y1 |  |  |  | MC001 | The Croft |  |  | 0 | 0
MC001-B01 | MC001-B01/Y2 | Trend Thermistor |  |  |  |  | Energy sensor | Y2 |  |  |  | MC001 | The Croft |  |  | 0 | 0
MC001-B01 | MC001-B01/Y3 | Room temperature |  |  | Degrees Celsius |  | Energy sensor | Y3 |  |  |  | MC001 | The Croft |  |  | 0 | 0
MC001-B01 | MC001-B01/Y4 | Sontay 4 Dix |  |  |  |  | Energy sensor | Y4 |  |  |  | MC001 | The Croft |  |  | 0 | 0
MC001-B01 | MC001-B01/Z1 | VT Heating Times |  |  |  |  | Energy sensor | Z1 |  |  |  | MC001 | The Croft |  |  | 0 | 0
MC001-B01 | MC001-B01/Z2 | DHW Times |  |  |  |  | Energy sensor | Z2 |  |  |  | MC001 | The Croft |  |  | 0 | 0
MC065-B01 | MC065-B01/C1 | Virtual CNC 1 |  |  |  |  | Energy sensor | C1 |  |  |  | MC065 | Library |  |  | 0 | 0
MC065-B01 | MC065-B01/D1 | PHEx No.1 Control Valve |  |  |  |  | Energy sensor | D1 |  |  |  | MC065 | Library |  |  | 0 | 0
MC065-B01 | MC065-B01/D10 | AHU-LG Heater Battery |  |  |  |  | Energy sensor | D10 |  |  |  | MC065 | Library |  |  | 0 | 0
MC065-B01 | MC065-B01/D11 | AHU-LG Sply Fan Speed |  |  |  |  | Energy sensor | D11 |  |  |  | MC065 | Library |  |  | 0 | 0
MC065-B01 | MC065-B01/D12 | AHU-LG Ext Fan Speed |  |  |  |  | Energy sensor | D12 |  |  |  | MC065 | Library |  |  | 0 | 0
MC065-B01 | MC065-B01/D13 | Bookbinder Zone Valve V2-LG-01 |  |  |  |  | Energy sensor | D13 |  |  |  | MC065 | Library |  |  | 0 | 0
MC065-B01 | MC065-B01/D2 | PHEx No.1 Control Valve |  |  |  |  | Energy sensor | D2 |  |  |  | MC065 | Library |  |  | 0 | 0
MC065-B01 | MC065-B01/D3 | LTHW Pump No1 Enable |  |  |  |  | Energy sensor | D3 |  |  |  | MC065 | Library |  |  | 0 | 0
MC065-B01 | MC065-B01/D4 | LTHW Pump No2 Enable |  |  |  |  | Energy sensor | D4 |  |  |  | MC065 | Library |  |  | 0 | 0
MC065-B01 | MC065-B01/D5 | LTHW Pump 1 Control Signal |  |  |  |  | Energy sensor | D5 |  |  |  | MC065 | Library |  |  | 0 | 0
MC065-B01 | MC065-B01/D6 | LTHW Pump 2 Control Signal |  |  |  |  | Energy sensor | D6 |  |  |  | MC065 | Library |  |  | 0 | 0
MC065-B01 | MC065-B01/D7 | AHU-LG Supply Fan Enable |  |  |  |  | Energy sensor | D7 |  |  |  | MC065 | Library |  |  | 0 | 0
MC065-B01 | MC065-B01/D8 | AHU-LG Extract Fan Enable |  |  |  |  | Energy sensor | D8 |  |  |  | MC065 | Library |  |  | 0 | 0
MC065-B01 | MC065-B01/D9 | AHU-LG Recoup Damper |  |  |  |  | Energy sensor | D9 |  |  |  | MC065 | Library |  |  | 0 | 0
MC065-B01 | MC065-B01/e1 | General Alarms |  |  |  |  | Energy sensor | e1 |  |  |  | MC065 | Library |  |  | 0 | 0
MC065-B01 | MC065-B01/F1 | Outside air temperature frost |  |  | Degrees Celsius |  | Energy sensor | F1 |  |  |  | MC065 | Library |  |  | 0 | 0
MC065-B01 | MC065-B01/F10 | Function 10 |  |  |  |  | Energy sensor | F10 |  |  |  | MC065 | Library |  |  | 0 | 0
MC065-B01 | MC065-B01/F11 | Function 11 |  |  |  |  | Energy sensor | F11 |  |  |  | MC065 | Library |  |  | 0 | 0
MC065-B01 | MC065-B01/F12 | Function 12 |  |  |  |  | Energy sensor | F12 |  |  |  | MC065 | Library |  |  | 0 | 0
MC065-B01 | MC065-B01/F13 | Function 13 |  |  |  |  | Energy sensor | F13 |  |  |  | MC065 | Library |  |  | 0 | 0
MC065-B01 | MC065-B01/F14 | Function 14 |  |  |  |  | Energy sensor | F14 |  |  |  | MC065 | Library |  |  | 0 | 0
MC065-B01 | MC065-B01/F15 | Function 15 |  |  |  |  | Energy sensor | F15 |  |  |  | MC065 | Library |  |  | 0 | 0
MC065-B01 | MC065-B01/F18 | Function 18 |  |  |  |  | Energy sensor | F18 |  |  |  | MC065 | Library |  |  | 0 | 0
MC065-B01 | MC065-B01/F19 | Function 19 |  |  |  |  | Energy sensor | F19 |  |  |  | MC065 | Library |  |  | 0 | 0
MC065-B01 | MC065-B01/F2 | Water frost |  |  |  |  | Energy sensor | F2 |  |  |  | MC065 | Library |  |  | 0 | 0
MC065-B01 | MC065-B01/F20 | Function 20 |  |  |  |  | Energy sensor | F20 |  |  |  | MC065 | Library |  |  | 0 | 0
MC065-B01 | MC065-B01/F21 | Function 21 |  |  |  |  | Energy sensor | F21 |  |  |  | MC065 | Library |  |  | 0 | 0
MC065-B01 | MC065-B01/F22 | Function 22 |  |  |  |  | Energy sensor | F22 |  |  |  | MC065 | Library |  |  | 0 | 0
MC065-B01 | MC065-B01/F23 | Function 23 |  |  |  |  | Energy sensor | F23 |  |  |  | MC065 | Library |  |  | 0 | 0
MC065-B01 | MC065-B01/F24 | Function 24 |  |  |  |  | Energy sensor | F24 |  |  |  | MC065 | Library |  |  | 0 | 0
MC065-B01 | MC065-B01/F25 | Function 25 |  |  |  |  | Energy sensor | F25 |  |  |  | MC065 | Library |  |  | 0 | 0
MC065-B01 | MC065-B01/F26 | Function 26 |  |  |  |  | Energy sensor | F26 |  |  |  | MC065 | Library |  |  | 0 | 0
MC065-B01 | MC065-B01/F27 | AHU Heat Recovery Active |  |  |  |  | Energy sensor | F27 |  |  |  | MC065 | Library |  |  | 0 | 0
MC065-B01 | MC065-B01/F28 | AHU Heat Valve Rescale |  |  |  |  | Energy sensor | F28 |  |  |  | MC065 | Library |  |  | 0 | 0
MC065-B01 | MC065-B01/F29 | AHU-LG Recoup Dmnd |  |  |  |  | Energy sensor | F29 |  |  |  | MC065 | Library |  |  | 0 | 0
MC065-B01 | MC065-B01/F3 | Function 3 |  |  |  |  | Energy sensor | F3 |  |  |  | MC065 | Library |  |  | 0 | 0
MC065-B01 | MC065-B01/F30 | Function 30 |  |  |  |  | Energy sensor | F30 |  |  |  | MC065 | Library |  |  | 0 | 0
MC065-B01 | MC065-B01/F31 | Function 31 |  |  |  |  | Energy sensor | F31 |  |  |  | MC065 | Library |  |  | 0 | 0
MC065-B01 | MC065-B01/F32 | Function 32 |  |  |  |  | Energy sensor | F32 |  |  |  | MC065 | Library |  |  | 0 | 0
MC065-B01 | MC065-B01/F33 | Function 33 |  |  |  |  | Energy sensor | F33 |  |  |  | MC065 | Library |  |  | 0 | 0
MC065-B01 | MC065-B01/F34 | Function 34 |  |  |  |  | Energy sensor | F34 |  |  |  | MC065 | Library |  |  | 0 | 0
MC065-B01 | MC065-B01/F35 | Function 35 |  |  |  |  | Energy sensor | F35 |  |  |  | MC065 | Library |  |  | 0 | 0
MC065-B01 | MC065-B01/F36 | Function 36 |  |  |  |  | Energy sensor | F36 |  |  |  | MC065 | Library |  |  | 0 | 0
MC065-B01 | MC065-B01/F37 | Function 37 |  |  |  |  | Energy sensor | F37 |  |  |  | MC065 | Library |  |  | 0 | 0
MC065-B01 | MC065-B01/F38 | Function 38 |  |  |  |  | Energy sensor | F38 |  |  |  | MC065 | Library |  |  | 0 | 0
MC065-B01 | MC065-B01/F39 | Function 39 |  |  |  |  | Energy sensor | F39 |  |  |  | MC065 | Library |  |  | 0 | 0
MC065-B01 | MC065-B01/F4 | Function 4 |  |  |  |  | Energy sensor | F4 |  |  |  | MC065 | Library |  |  | 0 | 0
MC065-B01 | MC065-B01/F40 | AHU-LG Htg Dmd |  |  |  |  | Energy sensor | F40 |  |  |  | MC065 | Library |  |  | 0 | 0
MC065-B01 | MC065-B01/F41 | Function 41 |  |  |  |  | Energy sensor | F41 |  |  |  | MC065 | Library |  |  | 0 | 0
MC065-B01 | MC065-B01/F42 | MinWaterPressure |  |  |  |  | Energy sensor | F42 |  |  |  | MC065 | Library |  |  | 0 | 0
MC065-B01 | MC065-B01/F43 | Function 43 |  |  |  |  | Energy sensor | F43 |  |  |  | MC065 | Library |  |  | 0 | 0
MC065-B01 | MC065-B01/F44 | Function 44 |  |  |  |  | Energy sensor | F44 |  |  |  | MC065 | Library |  |  | 0 | 0
MC065-B01 | MC065-B01/F45 | Function 45 |  |  |  |  | Energy sensor | F45 |  |  |  | MC065 | Library |  |  | 0 | 0
MC065-B01 | MC065-B01/F5 | Function 5 |  |  |  |  | Energy sensor | F5 |  |  |  | MC065 | Library |  |  | 0 | 0
MC065-B01 | MC065-B01/F6 | Function 6 |  |  |  |  | Energy sensor | F6 |  |  |  | MC065 | Library |  |  | 0 | 0
MC065-B01 | MC065-B01/F7 | Function 7 |  |  |  |  | Energy sensor | F7 |  |  |  | MC065 | Library |  |  | 0 | 0
MC065-B01 | MC065-B01/F8 | Function 8 |  |  |  |  | Energy sensor | F8 |  |  |  | MC065 | Library |  |  | 0 | 0
MC065-B01 | MC065-B01/F9 | Function 9 |  |  |  |  | Energy sensor | F9 |  |  |  | MC065 | Library |  |  | 0 | 0
MC065-B01 | MC065-B01/G1 | 2nd Stage Water Frost |  |  |  |  | Energy sensor | G1 |  |  |  | MC065 | Library |  |  | 0 | 0
MC065-B01 | MC065-B01/G10 | LTHW Htg Pumps Go |  |  |  |  | Energy sensor | G10 |  |  |  | MC065 | Library |  |  | 0 | 0
MC065-B01 | MC065-B01/G11 | Logic 11 |  |  |  |  | Energy sensor | G11 |  |  |  | MC065 | Library |  |  | 0 | 0
MC065-B01 | MC065-B01/G12 | Logic 12 |  |  |  |  | Energy sensor | G12 |  |  |  | MC065 | Library |  |  | 0 | 0
MC065-B01 | MC065-B01/G13 | LPHW Htg Pump Exercise |  |  |  |  | Energy sensor | G13 |  |  |  | MC065 | Library |  |  | 0 | 0
MC065-B01 | MC065-B01/G2 | 3rd Stage Frost Protect |  |  |  |  | Energy sensor | G2 |  |  |  | MC065 | Library |  |  | 0 | 0
MC065-B01 | MC065-B01/G3 | Logic 3 |  |  |  |  | Energy sensor | G3 |  |  |  | MC065 | Library |  |  | 0 | 0
MC065-B01 | MC065-B01/G38 | Logic 38 |  |  |  |  | Energy sensor | G38 |  |  |  | MC065 | Library |  |  | 0 | 0
MC065-B01 | MC065-B01/G39 | Logic 39 |  |  |  |  | Energy sensor | G39 |  |  |  | MC065 | Library |  |  | 0 | 0
MC065-B01 | MC065-B01/G4 | Summer Eco mode |  |  |  |  | Energy sensor | G4 |  |  |  | MC065 | Library |  |  | 0 | 0
MC065-B01 | MC065-B01/G40 | Logic 40 |  |  |  |  | Energy sensor | G40 |  |  |  | MC065 | Library |  |  | 0 | 0
MC065-B01 | MC065-B01/G41 | Logic 41 |  |  |  |  | Energy sensor | G41 |  |  |  | MC065 | Library |  |  | 0 | 0
MC065-B01 | MC065-B01/G42 | Logic 42 |  |  |  |  | Energy sensor | G42 |  |  |  | MC065 | Library |  |  | 0 | 0
MC065-B01 | MC065-B01/G43 | LPHW Pump1Enable |  |  |  |  | Energy sensor | G43 |  |  |  | MC065 | Library |  |  | 0 | 0
MC065-B01 | MC065-B01/G44 | LPHW Pump2Enable |  |  |  |  | Energy sensor | G44 |  |  |  | MC065 | Library |  |  | 0 | 0
MC065-B01 | MC065-B01/G45 | Logic 45 |  |  |  |  | Energy sensor | G45 |  |  |  | MC065 | Library |  |  | 0 | 0
MC065-B01 | MC065-B01/G46 | Logic 46 |  |  |  |  | Energy sensor | G46 |  |  |  | MC065 | Library |  |  | 0 | 0
MC065-B01 | MC065-B01/G47 | Logic 47 |  |  |  |  | Energy sensor | G47 |  |  |  | MC065 | Library |  |  | 0 | 0
MC065-B01 | MC065-B01/G48 | LTHW Pump Reset |  |  |  |  | Energy sensor | G48 |  |  |  | MC065 | Library |  |  | 0 | 0
MC065-B01 | MC065-B01/G49 | Logic 49 |  |  |  |  | Energy sensor | G49 |  |  |  | MC065 | Library |  |  | 0 | 0
MC065-B01 | MC065-B01/G5 | Heating Pumps Required |  |  |  |  | Energy sensor | G5 |  |  |  | MC065 | Library |  |  | 0 | 0
MC065-B01 | MC065-B01/G50 | Logic 50 |  |  |  |  | Energy sensor | G50 |  |  |  | MC065 | Library |  |  | 0 | 0
MC065-B01 | MC065-B01/G51 | Logic 51 |  |  |  |  | Energy sensor | G51 |  |  |  | MC065 | Library |  |  | 0 | 0
MC065-B01 | MC065-B01/G52 | Logic 52 |  |  |  |  | Energy sensor | G52 |  |  |  | MC065 | Library |  |  | 0 | 0
MC065-B01 | MC065-B01/G53 | Logic 53 |  |  |  |  | Energy sensor | G53 |  |  |  | MC065 | Library |  |  | 0 | 0
MC065-B01 | MC065-B01/G54 | Logic 54 |  |  |  |  | Energy sensor | G54 |  |  |  | MC065 | Library |  |  | 0 | 0
MC065-B01 | MC065-B01/G55 | AHU Enable |  |  |  |  | Energy sensor | G55 |  |  |  | MC065 | Library |  |  | 0 | 0
MC065-B01 | MC065-B01/G56 | Logic 56 |  |  |  |  | Energy sensor | G56 |  |  |  | MC065 | Library |  |  | 0 | 0
MC065-B01 | MC065-B01/G57 | Logic 57 |  |  |  |  | Energy sensor | G57 |  |  |  | MC065 | Library |  |  | 0 | 0
MC065-B01 | MC065-B01/G58 | Extract Delay On |  |  |  |  | Energy sensor | G58 |  |  |  | MC065 | Library |  |  | 0 | 0
MC065-B01 | MC065-B01/G59 | Logic 59 |  |  |  |  | Energy sensor | G59 |  |  |  | MC065 | Library |  |  | 0 | 0
MC065-B01 | MC065-B01/G6 | Logic 6 |  |  |  |  | Energy sensor | G6 |  |  |  | MC065 | Library |  |  | 0 | 0
MC065-B01 | MC065-B01/G60 | Logic 60 |  |  |  |  | Energy sensor | G60 |  |  |  | MC065 | Library |  |  | 0 | 0
MC065-B01 | MC065-B01/G61 | AHU-LG Temp Ctrl Active |  |  | Degrees Celsius |  | Energy sensor | G61 |  |  |  | MC065 | Library |  |  | 0 | 0
MC065-B01 | MC065-B01/G64 | AHU-LG Speed Enable |  |  |  |  | Energy sensor | G64 |  |  |  | MC065 | Library |  |  | 0 | 0
MC065-B01 | MC065-B01/G65 | BookBinder Htg Dmd |  |  |  |  | Energy sensor | G65 |  |  |  | MC065 | Library |  |  | 0 | 0
MC065-B01 | MC065-B01/G67 | Logic 67 |  |  |  |  | Energy sensor | G67 |  |  |  | MC065 | Library |  |  | 0 | 0
MC065-B01 | MC065-B01/G68 | Logic 68 |  |  |  |  | Energy sensor | G68 |  |  |  | MC065 | Library |  |  | 0 | 0
MC065-B01 | MC065-B01/G69 | OS11 Htg Demands |  |  |  |  | Energy sensor | G69 |  |  |  | MC065 | Library |  |  | 0 | 0
MC065-B01 | MC065-B01/G7 | Logic 7 |  |  |  |  | Energy sensor | G7 |  |  |  | MC065 | Library |  |  | 0 | 0
MC065-B01 | MC065-B01/G70 | OS12 Htg Demands |  |  |  |  | Energy sensor | G70 |  |  |  | MC065 | Library |  |  | 0 | 0
MC065-B01 | MC065-B01/G8 | Heating demand |  |  |  |  | Energy sensor | G8 |  |  |  | MC065 | Library |  |  | 0 | 0
MC065-B01 | MC065-B01/G9 | Logic 9 |  |  |  |  | Energy sensor | G9 |  |  |  | MC065 | Library |  |  | 0 | 0
MC065-B01 | MC065-B01/i1 | xcite/IO/8UI |  |  |  |  | Energy sensor | i1 |  |  |  | MC065 | Library |  |  | 0 | 0
MC065-B01 | MC065-B01/I1 | PHEx No.1HighLimitStatus |  |  |  |  | Energy sensor | I1 |  |  |  | MC065 | Library |  |  | 0 | 0
MC065-B01 | MC065-B01/I10 | AHU-LG SupplyVSDFault |  |  |  |  | Energy sensor | I10 |  |  |  | MC065 | Library |  |  | 0 | 0
MC065-B01 | MC065-B01/I11 | AHU-LG ExtractFanFlowStatus |  |  |  |  | Energy sensor | I11 |  |  |  | MC065 | Library |  |  | 0 | 0
MC065-B01 | MC065-B01/I12 | AHU-LG ExtractVSDFault |  |  |  |  | Energy sensor | I12 |  |  |  | MC065 | Library |  |  | 0 | 0
MC065-B01 | MC065-B01/I13 | AHU-LG SupplyFanFilterStatus |  |  |  |  | Energy sensor | I13 |  |  |  | MC065 | Library |  |  | 0 | 0
MC065-B01 | MC065-B01/I14 | AHU-LG ExtractFanFilterStatus |  |  |  |  | Energy sensor | I14 |  |  |  | MC065 | Library |  |  | 0 | 0
MC065-B01 | MC065-B01/I15 | AHU-LG FrostStatStatus |  |  |  |  | Energy sensor | I15 |  |  |  | MC065 | Library |  |  | 0 | 0
MC065-B01 | MC065-B01/I16 | FireAlarmStatus |  |  |  |  | Energy sensor | I16 |  |  |  | MC065 | Library |  |  | 0 | 0
MC065-B01 | MC065-B01/I17 | OAT Frost Condition |  |  |  |  | Energy sensor | I17 |  |  |  | MC065 | Library |  |  | 0 | 0
MC065-B01 | MC065-B01/I18 | Water Frost Cond |  |  |  |  | Energy sensor | I18 |  |  |  | MC065 | Library |  |  | 0 | 0
MC065-B01 | MC065-B01/I19 | Valve Frost Override |  |  |  |  | Energy sensor | I19 |  |  |  | MC065 | Library |  |  | 0 | 0
MC065-B01 | MC065-B01/i2 | xcite/IO/8DI/8TI |  |  |  |  | Energy sensor | i2 |  |  |  | MC065 | Library |  |  | 0 | 0
MC065-B01 | MC065-B01/I2 | PHEx No.2HighLimitStatus |  |  |  |  | Energy sensor | I2 |  |  |  | MC065 | Library |  |  | 0 | 0
MC065-B01 | MC065-B01/I20 | Space Frost Cond |  |  |  |  | Energy sensor | I20 |  |  |  | MC065 | Library |  |  | 0 | 0
MC065-B01 | MC065-B01/I21 | Summer Eco mode |  |  |  |  | Energy sensor | I21 |  |  |  | MC065 | Library |  |  | 0 | 0
MC065-B01 | MC065-B01/I29 | LTHW Pump 1 Flow Fail |  |  |  |  | Energy sensor | I29 |  |  |  | MC065 | Library |  |  | 0 | 0
MC065-B01 | MC065-B01/i3 | xcite/IO/8AO |  |  |  |  | Energy sensor | i3 |  |  |  | MC065 | Library |  |  | 0 | 0
MC065-B01 | MC065-B01/I3 | PressUnitCommonFault |  |  |  |  | Energy sensor | I3 |  |  |  | MC065 | Library |  |  | 0 | 0
MC065-B01 | MC065-B01/I30 | LTHW Pump 2 Flow Fail |  |  |  |  | Energy sensor | I30 |  |  |  | MC065 | Library |  |  | 0 | 0
MC065-B01 | MC065-B01/I31 | AHU-LG Supply Fan No Flow |  |  |  |  | Energy sensor | I31 |  |  |  | MC065 | Library |  |  | 0 | 0
MC065-B01 | MC065-B01/I32 | AHU-LG Extract Fan No Flow |  |  |  |  | Energy sensor | I32 |  |  |  | MC065 | Library |  |  | 0 | 0
MC065-B01 | MC065-B01/I4 | LTHWSecPumpFlowStatus |  |  |  |  | Energy sensor | I4 |  |  |  | MC065 | Library |  |  | 0 | 0
MC065-B01 | MC065-B01/I5 | Leak Detection Panel Alarm |  |  |  |  | Energy sensor | I5 |  |  |  | MC065 | Library |  |  | 0 | 0
MC065-B01 | MC065-B01/I6 | LTHWSecondaryPumpP1A VSD Fault |  |  |  |  | Energy sensor | I6 |  |  |  | MC065 | Library |  |  | 0 | 0
MC065-B01 | MC065-B01/I7 | LTHWSecondaryPumpP2A VSD Fault |  |  |  |  | Energy sensor | I7 |  |  |  | MC065 | Library |  |  | 0 | 0
MC065-B01 | MC065-B01/I8 | Spare |  |  |  |  | Energy sensor | I8 |  |  |  | MC065 | Library |  |  | 0 | 0
MC065-B01 | MC065-B01/I9 | AHU-LG SupplyFanFlowStatus |  |  |  |  | Energy sensor | I9 |  |  |  | MC065 | Library |  |  | 0 | 0
MC065-B01 | MC065-B01/K1 | OAT Frost Setpoint |  |  |  |  | Energy sensor | K1 |  |  |  | MC065 | Library |  |  | 0 | 0
MC065-B01 | MC065-B01/K10 | LTHW Pmp Minimum Speed |  |  |  |  | Energy sensor | K10 |  |  |  | MC065 | Library |  |  | 0 | 0
MC065-B01 | MC065-B01/K11 | AHU-LG Min Sply Temp SP |  |  | Degrees Celsius |  | Energy sensor | K11 |  |  |  | MC065 | Library |  |  | 0 | 0
MC065-B01 | MC065-B01/K12 | AHU-LG Max Sply Temp SP |  |  | Degrees Celsius |  | Energy sensor | K12 |  |  |  | MC065 | Library |  |  | 0 | 0
MC065-B01 | MC065-B01/K13 | AHU-LG Supply Pressure SP |  |  |  |  | Energy sensor | K13 |  |  |  | MC065 | Library |  |  | 0 | 0
MC065-B01 | MC065-B01/K14 | AHU-LG Return Temp SP |  |  | Degrees Celsius |  | Energy sensor | K14 |  |  |  | MC065 | Library |  |  | 0 | 0
MC065-B01 | MC065-B01/K15 | AHU-LG Minimum Sup Fan Speed |  |  |  |  | Energy sensor | K15 |  |  |  | MC065 | Library |  |  | 0 | 0
MC065-B01 | MC065-B01/K16 | AHU-LG Extract Pressure SP |  |  |  |  | Energy sensor | K16 |  |  |  | MC065 | Library |  |  | 0 | 0
MC065-B01 | MC065-B01/K17 | AHU-LG Minimum Ex Fan Speed |  |  |  |  | Energy sensor | K17 |  |  |  | MC065 | Library |  |  | 0 | 0
MC065-B01 | MC065-B01/K18 | Bookbinders Space SP |  |  |  |  | Energy sensor | K18 |  |  |  | MC065 | Library |  |  | 0 | 0
MC065-B01 | MC065-B01/K19 | Duct Frost SP |  |  |  |  | Energy sensor | K19 |  |  |  | MC065 | Library |  |  | 0 | 0
MC065-B01 | MC065-B01/K2 | Water Frost Setpoint |  |  |  |  | Energy sensor | K2 |  |  |  | MC065 | Library |  |  | 0 | 0
MC065-B01 | MC065-B01/K20 | Pump Override Speed |  |  |  |  | Energy sensor | K20 |  |  |  | MC065 | Library |  |  | 0 | 0
MC065-B01 | MC065-B01/K3 | Space frost protection setpoint |  |  | Degrees Celsius |  | Energy sensor | K3 |  |  |  | MC065 | Library |  |  | 0 | 0
MC065-B01 | MC065-B01/K4 | OAT Summer Eco Setpoint |  |  |  |  | Energy sensor | K4 |  |  |  | MC065 | Library |  |  | 0 | 0
MC065-B01 | MC065-B01/K5 | Space Summer Eco Setpoint |  |  |  |  | Energy sensor | K5 |  |  |  | MC065 | Library |  |  | 0 | 0
MC065-B01 | MC065-B01/K6 | Distirct Htg Pump Index SP 0.6 |  |  |  |  | Energy sensor | K6 |  |  |  | MC065 | Library |  |  | 0 | 0
MC065-B01 | MC065-B01/K7 | LPTHW PHX VT Flow Temp @0 OAT |  |  | Degrees Celsius |  | Energy sensor | K7 |  |  |  | MC065 | Library |  |  | 0 | 0
MC065-B01 | MC065-B01/K8 | LPTHW PHX VT Flow Temp @18 OAT |  |  | Degrees Celsius |  | Energy sensor | K8 |  |  |  | MC065 | Library |  |  | 0 | 0
MC065-B01 | MC065-B01/K9 | LPHW PHX Fixed Flow Temp SP |  |  | Degrees Celsius |  | Energy sensor | K9 |  |  |  | MC065 | Library |  |  | 0 | 0
MC065-B01 | MC065-B01/L1 | Loop 1 |  |  |  |  | Energy sensor | L1 |  |  |  | MC065 | Library |  |  | 0 | 0
MC065-B01 | MC065-B01/L2 | Loop 2 |  |  |  |  | Energy sensor | L2 |  |  |  | MC065 | Library |  |  | 0 | 0
MC065-B01 | MC065-B01/L3 | [5 empty] | Energy sensor | L3 |  |  |  | MC065 | Library |  |  | 0 | 0
MC065-B01 | MC065-B01/L4 | [5 empty] | Energy sensor | L4 |  |  |  | MC065 | Library |  |  | 0 | 0
MC065-B01 | MC065-B01/L5 | Loop 5 |  |  |  |  | Energy sensor | L5 |  |  |  | MC065 | Library |  |  | 0 | 0
MC065-B01 | MC065-B01/L6 | [5 empty] | Energy sensor | L6 |  |  |  | MC065 | Library |  |  | 0 | 0
MC065-B01 | MC065-B01/L7 | [5 empty] | Energy sensor | L7 |  |  |  | MC065 | Library |  |  | 0 | 0
MC065-B01 | MC065-B01/L8 | Loop 8 |  |  |  |  | Energy sensor | L8 |  |  |  | MC065 | Library |  |  | 0 | 0
MC065-B01 | MC065-B01/N1 | OS12 Heating Demand |  |  |  |  | Energy sensor | N1 |  |  |  | MC065 | Library |  |  | 0 | 0
MC065-B01 | MC065-B01/n1 | TREND_0D_7F_AE |  |  |  |  | Energy sensor | n1 |  |  |  | MC065 | Library |  |  | 0 | 0
MC065-B01 | MC065-B01/N2 | OS13 Heating Demand |  |  |  |  | Energy sensor | N2 |  |  |  | MC065 | Library |  |  | 0 | 0
MC065-B01 | MC065-B01/N3 | OS14 Heating Demand |  |  |  |  | Energy sensor | N3 |  |  |  | MC065 | Library |  |  | 0 | 0
MC065-B01 | MC065-B01/N4 | OS15 Heating Demand |  |  |  |  | Energy sensor | N4 |  |  |  | MC065 | Library |  |  | 0 | 0
MC065-B01 | MC065-B01/N5 | NW Water Pressure |  |  |  |  | Energy sensor | N5 |  |  |  | MC065 | Library |  |  | 0 | 0
MC065-B01 | MC065-B01/N6 | NE Water Pressure |  |  |  |  | Energy sensor | N6 |  |  |  | MC065 | Library |  |  | 0 | 0
MC065-B01 | MC065-B01/N7 | SW Water Pressure |  |  |  |  | Energy sensor | N7 |  |  |  | MC065 | Library |  |  | 0 | 0
MC065-B01 | MC065-B01/N8 | SE Water Pressure |  |  |  |  | Energy sensor | N8 |  |  |  | MC065 | Library |  |  | 0 | 0
MC065-B01 | MC065-B01/o1 | Alarm Route 1 |  |  |  |  | Energy sensor | o1 |  |  |  | MC065 | Library |  |  | 0 | 0
MC065-B01 | MC065-B01/O2 | Bookbinders |  |  |  |  | Energy sensor | O2 |  |  |  | MC065 | Library |  |  | 0 | 0
MC065-B01 | MC065-B01/o2 | Alarm Route 1 |  |  |  |  | Energy sensor | o2 |  |  |  | MC065 | Library |  |  | 0 | 0
MC065-B01 | MC065-B01/o3 | Alarm Route 1 |  |  |  |  | Energy sensor | o3 |  |  |  | MC065 | Library |  |  | 0 | 0
MC065-B01 | MC065-B01/P1 | PHEx No.1 Secondary Flow Temp |  |  | Degrees Celsius |  | Energy sensor | P1 |  |  |  | MC065 | Library |  |  | 0 | 0
MC065-B01 | MC065-B01/P10 | BookbindersRoomTemp |  |  | Degrees Celsius |  | Energy sensor | P10 |  |  |  | MC065 | Library |  |  | 0 | 0
MC065-B01 | MC065-B01/P11 | BookbindersRoomSPAdjust |  |  |  |  | Energy sensor | P11 |  |  |  | MC065 | Library |  |  | 0 | 0
MC065-B01 | MC065-B01/P13 | AHU-LG Off Supply Air Temp |  |  | Degrees Celsius |  | Energy sensor | P13 |  |  |  | MC065 | Library |  |  | 0 | 0
MC065-B01 | MC065-B01/P14 | AHU-LG Off Extract Air Temp |  |  | Degrees Celsius |  | Energy sensor | P14 |  |  |  | MC065 | Library |  |  | 0 | 0
MC065-B01 | MC065-B01/P16 | Common LTHW Flow Temp |  |  | Degrees Celsius |  | Energy sensor | P16 |  |  |  | MC065 | Library |  |  | 0 | 0
MC065-B01 | MC065-B01/P17 | Common LTHW Return Temp |  |  | Degrees Celsius |  | Energy sensor | P17 |  |  |  | MC065 | Library |  |  | 0 | 0
MC065-B01 | MC065-B01/P18 | LPHW PHX VT Htg Circ Calc Temp |  |  | Degrees Celsius |  | Energy sensor | P18 |  |  |  | MC065 | Library |  |  | 0 | 0
MC065-B01 | MC065-B01/P19 | LPHW PHX VT Htg Circ Setpoint |  |  |  |  | Energy sensor | P19 |  |  |  | MC065 | Library |  |  | 0 | 0
MC065-B01 | MC065-B01/P2 | PHEx No.2 Secondary Flow Temp |  |  | Degrees Celsius |  | Energy sensor | P2 |  |  |  | MC065 | Library |  |  | 0 | 0
MC065-B01 | MC065-B01/P20 | Average Zone Pressure |  |  |  |  | Energy sensor | P20 |  |  |  | MC065 | Library |  |  | 0 | 0
MC065-B01 | MC065-B01/P21 | LTHW Pump Speed |  |  |  |  | Energy sensor | P21 |  |  |  | MC065 | Library |  |  | 0 | 0
MC065-B01 | MC065-B01/P22 | LTHWPump1CtrlSignal |  |  |  |  | Energy sensor | P22 |  |  |  | MC065 | Library |  |  | 0 | 0
MC065-B01 | MC065-B01/P23 | LTHWPump2CtrlSignal |  |  |  |  | Energy sensor | P23 |  |  |  | MC065 | Library |  |  | 0 | 0
MC065-B01 | MC065-B01/P24 | AHU-LG Calc Sply Temp SP |  |  | Degrees Celsius |  | Energy sensor | P24 |  |  |  | MC065 | Library |  |  | 0 | 0
MC065-B01 | MC065-B01/P25 | AHU-LG Recoup Dmnd |  |  |  |  | Energy sensor | P25 |  |  |  | MC065 | Library |  |  | 0 | 0
MC065-B01 | MC065-B01/P26 | AHU-LG Heating Coil Dmnd |  |  |  |  | Energy sensor | P26 |  |  |  | MC065 | Library |  |  | 0 | 0
MC065-B01 | MC065-B01/P27 | AHU-LG Sply Fan Speed |  |  |  |  | Energy sensor | P27 |  |  |  | MC065 | Library |  |  | 0 | 0
MC065-B01 | MC065-B01/P28 | AHU-LG Ext Fan Speed |  |  |  |  | Energy sensor | P28 |  |  |  | MC065 | Library |  |  | 0 | 0
MC065-B01 | MC065-B01/P3 | NW WaterPressure |  |  |  |  | Energy sensor | P3 |  |  |  | MC065 | Library |  |  | 0 | 0
MC065-B01 | MC065-B01/P4 | NE WaterPressure |  |  |  |  | Energy sensor | P4 |  |  |  | MC065 | Library |  |  | 0 | 0
MC065-B01 | MC065-B01/P5 | SW WaterPressure |  |  |  |  | Energy sensor | P5 |  |  |  | MC065 | Library |  |  | 0 | 0
MC065-B01 | MC065-B01/P6 | SE WaterPressure |  |  |  |  | Energy sensor | P6 |  |  |  | MC065 | Library |  |  | 0 | 0
MC065-B01 | MC065-B01/P7 | AHU-LG Supply Pressure |  |  |  |  | Energy sensor | P7 |  |  |  | MC065 | Library |  |  | 0 | 0
MC065-B01 | MC065-B01/P8 | AHU-LG Extract Pressure |  |  |  |  | Energy sensor | P8 |  |  |  | MC065 | Library |  |  | 0 | 0
MC065-B01 | MC065-B01/P9 | Outside air temperature |  |  | Degrees Celsius |  | Energy sensor | P9 |  |  |  | MC065 | Library |  |  | 0 | 0
MC065-B01 | MC065-B01/Q1 | Sequence Table 1 |  |  |  |  | Energy sensor | Q1 |  |  |  | MC065 | Library |  |  | 0 | 0
MC065-B01 | MC065-B01/S1 | PHEx No.1 Secondary Flow Temp |  |  | Degrees Celsius |  | Energy sensor | S1 |  |  |  | MC065 | Library |  |  | 0 | 0
MC065-B01 | MC065-B01/S10 | Spare |  |  |  |  | Energy sensor | S10 |  |  |  | MC065 | Library |  |  | 0 | 0
MC065-B01 | MC065-B01/S11 | BookbindersRoomTemp |  |  | Degrees Celsius |  | Energy sensor | S11 |  |  |  | MC065 | Library |  |  | 0 | 0
MC065-B01 | MC065-B01/S12 | BookbindersRoomSPAdjust |  |  |  |  | Energy sensor | S12 |  |  |  | MC065 | Library |  |  | 0 | 0
MC065-B01 | MC065-B01/S14 | AHU-LG Off Supply Air Temp |  |  | Degrees Celsius |  | Energy sensor | S14 |  |  |  | MC065 | Library |  |  | 0 | 0
MC065-B01 | MC065-B01/S15 | AHU-LG Off Extract Air Temp |  |  | Degrees Celsius |  | Energy sensor | S15 |  |  |  | MC065 | Library |  |  | 0 | 0
MC065-B01 | MC065-B01/S17 | Common LTHW Flow Temp |  |  | Degrees Celsius |  | Energy sensor | S17 |  |  |  | MC065 | Library |  |  | 0 | 0
MC065-B01 | MC065-B01/S18 | Common LTHW Return Temp |  |  | Degrees Celsius |  | Energy sensor | S18 |  |  |  | MC065 | Library |  |  | 0 | 0
MC065-B01 | MC065-B01/S2 | PHEx No.2 Secondary Flow Temp |  |  | Degrees Celsius |  | Energy sensor | S2 |  |  |  | MC065 | Library |  |  | 0 | 0
MC065-B01 | MC065-B01/S29 | LPHW PHX VT Htg Circ Calc Temp |  |  | Degrees Celsius |  | Energy sensor | S29 |  |  |  | MC065 | Library |  |  | 0 | 0
MC065-B01 | MC065-B01/S3 | NW WaterPressure |  |  |  |  | Energy sensor | S3 |  |  |  | MC065 | Library |  |  | 0 | 0
MC065-B01 | MC065-B01/S30 | LPHW PHX VT Htg Circ Setpoint |  |  |  |  | Energy sensor | S30 |  |  |  | MC065 | Library |  |  | 0 | 0
MC065-B01 | MC065-B01/S31 | Minimum Zone Pressure |  |  |  |  | Energy sensor | S31 |  |  |  | MC065 | Library |  |  | 0 | 0
MC065-B01 | MC065-B01/S34 | LTHW Pump Speed |  |  |  |  | Energy sensor | S34 |  |  |  | MC065 | Library |  |  | 0 | 0
MC065-B01 | MC065-B01/S35 | AHU-NW Calc Sply Temp SP |  |  | Degrees Celsius |  | Energy sensor | S35 |  |  |  | MC065 | Library |  |  | 0 | 0
MC065-B01 | MC065-B01/S36 | LTHWPump1CtrlSignal |  |  |  |  | Energy sensor | S36 |  |  |  | MC065 | Library |  |  | 0 | 0
MC065-B01 | MC065-B01/S37 | LTHWPump2CtrlSignal |  |  |  |  | Energy sensor | S37 |  |  |  | MC065 | Library |  |  | 0 | 0
MC065-B01 | MC065-B01/S39 | AHU-LG Recoup Dmnd |  |  |  |  | Energy sensor | S39 |  |  |  | MC065 | Library |  |  | 0 | 0
MC065-B01 | MC065-B01/S4 | NE WaterPressure |  |  |  |  | Energy sensor | S4 |  |  |  | MC065 | Library |  |  | 0 | 0
MC065-B01 | MC065-B01/S40 | AHU-LG Heating Coil Dmnd |  |  |  |  | Energy sensor | S40 |  |  |  | MC065 | Library |  |  | 0 | 0
MC065-B01 | MC065-B01/S41 | AHU-LG Sply Fan Speed |  |  |  |  | Energy sensor | S41 |  |  |  | MC065 | Library |  |  | 0 | 0
MC065-B01 | MC065-B01/S43 | AHU-LG Ext Fan Speed |  |  |  |  | Energy sensor | S43 |  |  |  | MC065 | Library |  |  | 0 | 0
MC065-B01 | MC065-B01/S5 | SW WaterPressure |  |  |  |  | Energy sensor | S5 |  |  |  | MC065 | Library |  |  | 0 | 0
MC065-B01 | MC065-B01/S6 | SE WaterPressure |  |  |  |  | Energy sensor | S6 |  |  |  | MC065 | Library |  |  | 0 | 0
MC065-B01 | MC065-B01/S7 | AHU-LG Supply Pressure |  |  |  |  | Energy sensor | S7 |  |  |  | MC065 | Library |  |  | 0 | 0
MC065-B01 | MC065-B01/S8 | AHU-LG Extract Pressure |  |  |  |  | Energy sensor | S8 |  |  |  | MC065 | Library |  |  | 0 | 0
MC065-B01 | MC065-B01/S9 | Outside air temperature |  |  | Degrees Celsius |  | Energy sensor | S9 |  |  |  | MC065 | Library |  |  | 0 | 0
MC065-B01 | MC065-B01/V1 | [5 empty] | Energy sensor | V1 |  |  |  | MC065 | Library |  |  | 0 | 0
MC065-B01 | MC065-B01/W1 | Manual Summer On-1 Auto-0 |  |  |  |  | Energy sensor | W1 |  |  |  | MC065 | Library |  |  | 0 | 0
MC065-B01 | MC065-B01/W2 | Summer ECO Detect Auto-1 Off-0 |  |  |  |  | Energy sensor | W2 |  |  |  | MC065 | Library |  |  | 0 | 0
MC065-B01 | MC065-B01/W3 | LPHW PHX Fixed SP-1 Auto SP-0 |  |  |  |  | Energy sensor | W3 |  |  |  | MC065 | Library |  |  | 0 | 0
MC065-B01 | MC065-B01/W4 | Pump Override Switch |  |  |  |  | Energy sensor | W4 |  |  |  | MC065 | Library |  |  | 0 | 0
MC065-B01 | MC065-B01/W5 | LPHW Pumps Rotate |  |  |  |  | Energy sensor | W5 |  |  |  | MC065 | Library |  |  | 0 | 0
MC065-B01 | MC065-B01/W6 | LTHW Pump Reset |  |  |  |  | Energy sensor | W6 |  |  |  | MC065 | Library |  |  | 0 | 0
MC065-B01 | MC065-B01/W7 | AHU-LG Off-Auto |  |  |  |  | Energy sensor | W7 |  |  |  | MC065 | Library |  |  | 0 | 0
MC065-B01 | MC065-B01/Y1 | Thermistor TBTI |  |  | Degrees Celsius |  | Energy sensor | Y1 |  |  |  | MC065 | Library |  |  | 0 | 0
MC065-B01 | MC065-B01/Y2 | Pressure I 10bar |  |  |  |  | Energy sensor | Y2 |  |  |  | MC065 | Library |  |  | 0 | 0
MC065-B01 | MC065-B01/Y3 | Pressure I 1000Pa |  |  |  |  | Energy sensor | Y3 |  |  |  | MC065 | Library |  |  | 0 | 0
MC065-B01 | MC065-B01/Y4 | Outside air temperature |  |  | Degrees Celsius |  | Energy sensor | Y4 |  |  |  | MC065 | Library |  |  | 0 | 0
MC065-B01 | MC065-B01/Y5 | Knob T 3deg trim |  |  |  |  | Energy sensor | Y5 |  |  |  | MC065 | Library |  |  | 0 | 0
MC065-B01 | MC065-B01/Y6 | Room temperature |  |  | Degrees Celsius |  | Energy sensor | Y6 |  |  |  | MC065 | Library |  |  | 0 | 0
MC065-B01 | MC065-B01/Z1 | AHU-LG Timezone |  |  |  |  | Energy sensor | Z1 |  |  |  | MC065 | Library |  |  | 0 | 0
MC065-B01 | MC065-B01/Z2 | BookBinders Timezone |  |  |  |  | Energy sensor | Z2 |  |  |  | MC065 | Library |  |  | 0 | 0
MC048-B01 | MC048-B01/C1 | Virtual CNC 1 |  |  |  |  | Energy sensor | C1 |  |  |  | MC048 | Chaplaincy Centre |  |  | 0 | 0
MC048-B01 | MC048-B01/D1 | MTHW PHE Valve |  |  |  |  | Energy sensor | D1 |  |  |  | MC048 | Chaplaincy Centre |  |  | 0 | 0
MC048-B01 | MC048-B01/D10 | F WC Extr Fans En |  |  |  |  | Energy sensor | D10 |  |  |  | MC048 | Chaplaincy Centre |  |  | 0 | 0
MC048-B01 | MC048-B01/D12 | Foyer Fans |  |  |  |  | Energy sensor | D12 |  |  |  | MC048 | Chaplaincy Centre |  |  | 0 | 0
MC048-B01 | MC048-B01/D2 | CT Pumps En |  |  |  |  | Energy sensor | D2 |  |  |  | MC048 | Chaplaincy Centre |  |  | 0 | 0
MC048-B01 | MC048-B01/D3 | VT Pumps En |  |  |  |  | Energy sensor | D3 |  |  |  | MC048 | Chaplaincy Centre |  |  | 0 | 0
MC048-B01 | MC048-B01/D4 | Variable temperature circuit valve |  |  | 0 = Closed , 1 = Open |  | Energy sensor | D4 |  |  |  | MC048 | Chaplaincy Centre |  |  | 0 | 0
MC048-B01 | MC048-B01/D5 | DHW Sec Pump En |  |  |  |  | Energy sensor | D5 |  |  |  | MC048 | Chaplaincy Centre |  |  | 0 | 0
MC048-B01 | MC048-B01/D6 | DeStrat Pump En |  |  |  |  | Energy sensor | D6 |  |  |  | MC048 | Chaplaincy Centre |  |  | 0 | 0
MC048-B01 | MC048-B01/D7 | DHW Cal Valve |  |  |  |  | Energy sensor | D7 |  |  |  | MC048 | Chaplaincy Centre |  |  | 0 | 0
MC048-B01 | MC048-B01/D8 | DHW Imm Htr En |  |  |  |  | Energy sensor | D8 |  |  |  | MC048 | Chaplaincy Centre |  |  | 0 | 0
MC048-B01 | MC048-B01/D9 | M WC Extr Fans En |  |  |  |  | Energy sensor | D9 |  |  |  | MC048 | Chaplaincy Centre |  |  | 0 | 0
MC048-B01 | MC048-B01/e1 | Supervisor |  |  |  |  | Energy sensor | e1 |  |  |  | MC048 | Chaplaincy Centre |  |  | 0 | 0
MC048-B01 | MC048-B01/F1 | Function 1 |  |  |  |  | Energy sensor | F1 |  |  |  | MC048 | Chaplaincy Centre |  |  | 0 | 0
MC048-B01 | MC048-B01/F10 | Outside air temperature heating inhibit |  |  |  |  | Energy sensor | F10 |  |  |  | MC048 | Chaplaincy Centre |  |  | 0 | 0
MC048-B01 | MC048-B01/F11 | Function 11 |  |  |  |  | Energy sensor | F11 |  |  |  | MC048 | Chaplaincy Centre |  |  | 0 | 0
MC048-B01 | MC048-B01/F12 | Function 12 |  |  |  |  | Energy sensor | F12 |  |  |  | MC048 | Chaplaincy Centre |  |  | 0 | 0
MC048-B01 | MC048-B01/F13 | Function 13 |  |  |  |  | Energy sensor | F13 |  |  |  | MC048 | Chaplaincy Centre |  |  | 0 | 0
MC048-B01 | MC048-B01/F14 | Function 14 |  |  |  |  | Energy sensor | F14 |  |  |  | MC048 | Chaplaincy Centre |  |  | 0 | 0
MC048-B01 | MC048-B01/F15 | Function 15 |  |  |  |  | Energy sensor | F15 |  |  |  | MC048 | Chaplaincy Centre |  |  | 0 | 0
MC048-B01 | MC048-B01/F16 | Function 16 |  |  |  |  | Energy sensor | F16 |  |  |  | MC048 | Chaplaincy Centre |  |  | 0 | 0
MC048-B01 | MC048-B01/F17 | Function 17 |  |  |  |  | Energy sensor | F17 |  |  |  | MC048 | Chaplaincy Centre |  |  | 0 | 0
MC048-B01 | MC048-B01/F18 | Function 18 |  |  |  |  | Energy sensor | F18 |  |  |  | MC048 | Chaplaincy Centre |  |  | 0 | 0
MC048-B01 | MC048-B01/F19 | Function 19 |  |  |  |  | Energy sensor | F19 |  |  |  | MC048 | Chaplaincy Centre |  |  | 0 | 0
MC048-B01 | MC048-B01/F2 | Outside air temperature frost |  |  | Degrees Celsius |  | Energy sensor | F2 |  |  |  | MC048 | Chaplaincy Centre |  |  | 0 | 0
MC048-B01 | MC048-B01/F20 | Function 20 |  |  |  |  | Energy sensor | F20 |  |  |  | MC048 | Chaplaincy Centre |  |  | 0 | 0
MC048-B01 | MC048-B01/F22 | Function 22 |  |  |  |  | Energy sensor | F22 |  |  |  | MC048 | Chaplaincy Centre |  |  | 0 | 0
MC048-B01 | MC048-B01/F23 | Function 23 |  |  |  |  | Energy sensor | F23 |  |  |  | MC048 | Chaplaincy Centre |  |  | 0 | 0
MC048-B01 | MC048-B01/F24 | DHW Dmd |  |  |  |  | Energy sensor | F24 |  |  |  | MC048 | Chaplaincy Centre |  |  | 0 | 0
MC048-B01 | MC048-B01/F25 | Function 25 |  |  |  |  | Energy sensor | F25 |  |  |  | MC048 | Chaplaincy Centre |  |  | 0 | 0
MC048-B01 | MC048-B01/F26 | Function 26 |  |  |  |  | Energy sensor | F26 |  |  |  | MC048 | Chaplaincy Centre |  |  | 0 | 0
MC048-B01 | MC048-B01/F27 | Function 27 |  |  |  |  | Energy sensor | F27 |  |  |  | MC048 | Chaplaincy Centre |  |  | 0 | 0
MC048-B01 | MC048-B01/F28 | Function 28 |  |  |  |  | Energy sensor | F28 |  |  |  | MC048 | Chaplaincy Centre |  |  | 0 | 0
MC048-B01 | MC048-B01/F29 | Function 29 |  |  |  |  | Energy sensor | F29 |  |  |  | MC048 | Chaplaincy Centre |  |  | 0 | 0
MC048-B01 | MC048-B01/F3 | Function 3 |  |  |  |  | Energy sensor | F3 |  |  |  | MC048 | Chaplaincy Centre |  |  | 0 | 0
MC048-B01 | MC048-B01/F30 | Function 30 |  |  |  |  | Energy sensor | F30 |  |  |  | MC048 | Chaplaincy Centre |  |  | 0 | 0
MC048-B01 | MC048-B01/F31 | Function 31 |  |  |  |  | Energy sensor | F31 |  |  |  | MC048 | Chaplaincy Centre |  |  | 0 | 0
MC048-B01 | MC048-B01/F32 | Function 32 |  |  |  |  | Energy sensor | F32 |  |  |  | MC048 | Chaplaincy Centre |  |  | 0 | 0
MC048-B01 | MC048-B01/F33 | Function 33 |  |  |  |  | Energy sensor | F33 |  |  |  | MC048 | Chaplaincy Centre |  |  | 0 | 0
MC048-B01 | MC048-B01/F34 | Function 34 |  |  |  |  | Energy sensor | F34 |  |  |  | MC048 | Chaplaincy Centre |  |  | 0 | 0
MC048-B01 | MC048-B01/F35 | Function 35 |  |  |  |  | Energy sensor | F35 |  |  |  | MC048 | Chaplaincy Centre |  |  | 0 | 0
MC048-B01 | MC048-B01/F36 | Function 36 |  |  |  |  | Energy sensor | F36 |  |  |  | MC048 | Chaplaincy Centre |  |  | 0 | 0
MC048-B01 | MC048-B01/F37 | Function 37 |  |  |  |  | Energy sensor | F37 |  |  |  | MC048 | Chaplaincy Centre |  |  | 0 | 0
MC048-B01 | MC048-B01/F38 | Function 38 |  |  |  |  | Energy sensor | F38 |  |  |  | MC048 | Chaplaincy Centre |  |  | 0 | 0
MC048-B01 | MC048-B01/F39 | Function 39 |  |  |  |  | Energy sensor | F39 |  |  |  | MC048 | Chaplaincy Centre |  |  | 0 | 0
MC048-B01 | MC048-B01/F4 | Function 4 |  |  |  |  | Energy sensor | F4 |  |  |  | MC048 | Chaplaincy Centre |  |  | 0 | 0
MC048-B01 | MC048-B01/F40 | Litres per second |  |  |  |  | Energy sensor | F40 |  |  |  | MC048 | Chaplaincy Centre |  |  | 0 | 0
MC048-B01 | MC048-B01/F41 | Subtract for delta-T |  |  |  |  | Energy sensor | F41 |  |  |  | MC048 | Chaplaincy Centre |  |  | 0 | 0
MC048-B01 | MC048-B01/F42 | Function 42 |  |  |  |  | Energy sensor | F42 |  |  |  | MC048 | Chaplaincy Centre |  |  | 0 | 0
MC048-B01 | MC048-B01/F5 | Function 5 |  |  |  |  | Energy sensor | F5 |  |  |  | MC048 | Chaplaincy Centre |  |  | 0 | 0
MC048-B01 | MC048-B01/F6 | Function 6 |  |  |  |  | Energy sensor | F6 |  |  |  | MC048 | Chaplaincy Centre |  |  | 0 | 0
MC048-B01 | MC048-B01/F7 | Min VT Room Temp |  |  | Degrees Celsius |  | Energy sensor | F7 |  |  |  | MC048 | Chaplaincy Centre |  |  | 0 | 0
MC048-B01 | MC048-B01/F8 | Function 8 |  |  |  |  | Energy sensor | F8 |  |  |  | MC048 | Chaplaincy Centre |  |  | 0 | 0
MC048-B01 | MC048-B01/F9 | Function 9 |  |  |  |  | Energy sensor | F9 |  |  |  | MC048 | Chaplaincy Centre |  |  | 0 | 0
MC048-B01 | MC048-B01/G1 | Logic 1 |  |  |  |  | Energy sensor | G1 |  |  |  | MC048 | Chaplaincy Centre |  |  | 0 | 0
MC048-B01 | MC048-B01/G10 | Logic 10 |  |  |  |  | Energy sensor | G10 |  |  |  | MC048 | Chaplaincy Centre |  |  | 0 | 0
MC048-B01 | MC048-B01/G11 | Logic 11 |  |  |  |  | Energy sensor | G11 |  |  |  | MC048 | Chaplaincy Centre |  |  | 0 | 0
MC048-B01 | MC048-B01/G12 | CT Dmd |  |  |  |  | Energy sensor | G12 |  |  |  | MC048 | Chaplaincy Centre |  |  | 0 | 0
MC048-B01 | MC048-B01/G13 | Logic 13 |  |  |  |  | Energy sensor | G13 |  |  |  | MC048 | Chaplaincy Centre |  |  | 0 | 0
MC048-B01 | MC048-B01/G14 | CT Pumps |  |  |  |  | Energy sensor | G14 |  |  |  | MC048 | Chaplaincy Centre |  |  | 0 | 0
MC048-B01 | MC048-B01/G15 | Logic 15 |  |  |  |  | Energy sensor | G15 |  |  |  | MC048 | Chaplaincy Centre |  |  | 0 | 0
MC048-B01 | MC048-B01/G16 | Constant temperature circuit pump duty |  |  |  |  | Energy sensor | G16 |  |  |  | MC048 | Chaplaincy Centre |  |  | 0 | 0
MC048-B01 | MC048-B01/G17 | Logic 17 |  |  |  |  | Energy sensor | G17 |  |  |  | MC048 | Chaplaincy Centre |  |  | 0 | 0
MC048-B01 | MC048-B01/G18 | Logic 18 |  |  |  |  | Energy sensor | G18 |  |  |  | MC048 | Chaplaincy Centre |  |  | 0 | 0
MC048-B01 | MC048-B01/G19 | Logic 19 |  |  |  |  | Energy sensor | G19 |  |  |  | MC048 | Chaplaincy Centre |  |  | 0 | 0
MC048-B01 | MC048-B01/G2 | Logic 2 |  |  |  |  | Energy sensor | G2 |  |  |  | MC048 | Chaplaincy Centre |  |  | 0 | 0
MC048-B01 | MC048-B01/G20 | Logic 20 |  |  |  |  | Energy sensor | G20 |  |  |  | MC048 | Chaplaincy Centre |  |  | 0 | 0
MC048-B01 | MC048-B01/G21 | P1 |  |  |  |  | Energy sensor | G21 |  |  |  | MC048 | Chaplaincy Centre |  |  | 0 | 0
MC048-B01 | MC048-B01/G22 | P2 |  |  |  |  | Energy sensor | G22 |  |  |  | MC048 | Chaplaincy Centre |  |  | 0 | 0
MC048-B01 | MC048-B01/G23 | Logic 23 |  |  |  |  | Energy sensor | G23 |  |  |  | MC048 | Chaplaincy Centre |  |  | 0 | 0
MC048-B01 | MC048-B01/G24 | VT Dmd |  |  |  |  | Energy sensor | G24 |  |  |  | MC048 | Chaplaincy Centre |  |  | 0 | 0
MC048-B01 | MC048-B01/G25 | Logic 25 |  |  |  |  | Energy sensor | G25 |  |  |  | MC048 | Chaplaincy Centre |  |  | 0 | 0
MC048-B01 | MC048-B01/G26 | VT Pumps |  |  |  |  | Energy sensor | G26 |  |  |  | MC048 | Chaplaincy Centre |  |  | 0 | 0
MC048-B01 | MC048-B01/G27 | Logic 27 |  |  |  |  | Energy sensor | G27 |  |  |  | MC048 | Chaplaincy Centre |  |  | 0 | 0
MC048-B01 | MC048-B01/G28 | Variable flow circuit pump duty |  |  |  |  | Energy sensor | G28 |  |  |  | MC048 | Chaplaincy Centre |  |  | 0 | 0
MC048-B01 | MC048-B01/G29 | Logic 29 |  |  |  |  | Energy sensor | G29 |  |  |  | MC048 | Chaplaincy Centre |  |  | 0 | 0
MC048-B01 | MC048-B01/G3 | OAT Frost Htg OFF |  |  |  |  | Energy sensor | G3 |  |  |  | MC048 | Chaplaincy Centre |  |  | 0 | 0
MC048-B01 | MC048-B01/G30 | Logic 30 |  |  |  |  | Energy sensor | G30 |  |  |  | MC048 | Chaplaincy Centre |  |  | 0 | 0
MC048-B01 | MC048-B01/G31 | Logic 31 |  |  |  |  | Energy sensor | G31 |  |  |  | MC048 | Chaplaincy Centre |  |  | 0 | 0
MC048-B01 | MC048-B01/G32 | Logic 32 |  |  |  |  | Energy sensor | G32 |  |  |  | MC048 | Chaplaincy Centre |  |  | 0 | 0
MC048-B01 | MC048-B01/G33 | P1 |  |  |  |  | Energy sensor | G33 |  |  |  | MC048 | Chaplaincy Centre |  |  | 0 | 0
MC048-B01 | MC048-B01/G34 | P2 |  |  |  |  | Energy sensor | G34 |  |  |  | MC048 | Chaplaincy Centre |  |  | 0 | 0
MC048-B01 | MC048-B01/G35 | Logic 35 |  |  |  |  | Energy sensor | G35 |  |  |  | MC048 | Chaplaincy Centre |  |  | 0 | 0
MC048-B01 | MC048-B01/G36 | Logic 36 |  |  |  |  | Energy sensor | G36 |  |  |  | MC048 | Chaplaincy Centre |  |  | 0 | 0
MC048-B01 | MC048-B01/G37 | Logic 37 |  |  |  |  | Energy sensor | G37 |  |  |  | MC048 | Chaplaincy Centre |  |  | 0 | 0
MC048-B01 | MC048-B01/G38 | Logic 38 |  |  |  |  | Energy sensor | G38 |  |  |  | MC048 | Chaplaincy Centre |  |  | 0 | 0
MC048-B01 | MC048-B01/G39 | Logic 39 |  |  |  |  | Energy sensor | G39 |  |  |  | MC048 | Chaplaincy Centre |  |  | 0 | 0
MC048-B01 | MC048-B01/G4 | OAT Frost Htg ON |  |  |  |  | Energy sensor | G4 |  |  |  | MC048 | Chaplaincy Centre |  |  | 0 | 0
MC048-B01 | MC048-B01/G40 | NO MTHW |  |  |  |  | Energy sensor | G40 |  |  |  | MC048 | Chaplaincy Centre |  |  | 0 | 0
MC048-B01 | MC048-B01/G42 | DHW CT Dmd |  |  |  |  | Energy sensor | G42 |  |  |  | MC048 | Chaplaincy Centre |  |  | 0 | 0
MC048-B01 | MC048-B01/G43 | Logic 43 |  |  |  |  | Energy sensor | G43 |  |  |  | MC048 | Chaplaincy Centre |  |  | 0 | 0
MC048-B01 | MC048-B01/G44 | Logic 44 |  |  |  |  | Energy sensor | G44 |  |  |  | MC048 | Chaplaincy Centre |  |  | 0 | 0
MC048-B01 | MC048-B01/G45 | Logic 45 |  |  |  |  | Energy sensor | G45 |  |  |  | MC048 | Chaplaincy Centre |  |  | 0 | 0
MC048-B01 | MC048-B01/G46 | Logic 46 |  |  |  |  | Energy sensor | G46 |  |  |  | MC048 | Chaplaincy Centre |  |  | 0 | 0
MC048-B01 | MC048-B01/G47 | Logic 47 |  |  |  |  | Energy sensor | G47 |  |  |  | MC048 | Chaplaincy Centre |  |  | 0 | 0
MC048-B01 | MC048-B01/G48 | Logic 48 |  |  |  |  | Energy sensor | G48 |  |  |  | MC048 | Chaplaincy Centre |  |  | 0 | 0
MC048-B01 | MC048-B01/G49 | Logic 49 |  |  |  |  | Energy sensor | G49 |  |  |  | MC048 | Chaplaincy Centre |  |  | 0 | 0
MC048-B01 | MC048-B01/G5 | Water frost |  |  |  |  | Energy sensor | G5 |  |  |  | MC048 | Chaplaincy Centre |  |  | 0 | 0
MC048-B01 | MC048-B01/G50 | Logic 50 |  |  |  |  | Energy sensor | G50 |  |  |  | MC048 | Chaplaincy Centre |  |  | 0 | 0
MC048-B01 | MC048-B01/G51 | Logic 51 |  |  |  |  | Energy sensor | G51 |  |  |  | MC048 | Chaplaincy Centre |  |  | 0 | 0
MC048-B01 | MC048-B01/G52 | M WC Extr |  |  |  |  | Energy sensor | G52 |  |  |  | MC048 | Chaplaincy Centre |  |  | 0 | 0
MC048-B01 | MC048-B01/G53 | F WC Extr |  |  |  |  | Energy sensor | G53 |  |  |  | MC048 | Chaplaincy Centre |  |  | 0 | 0
MC048-B01 | MC048-B01/G54 | Logic 54 |  |  |  |  | Energy sensor | G54 |  |  |  | MC048 | Chaplaincy Centre |  |  | 0 | 0
MC048-B01 | MC048-B01/G55 | M WC Extr Fan Duty |  |  |  |  | Energy sensor | G55 |  |  |  | MC048 | Chaplaincy Centre |  |  | 0 | 0
MC048-B01 | MC048-B01/G56 | Logic 56 |  |  |  |  | Energy sensor | G56 |  |  |  | MC048 | Chaplaincy Centre |  |  | 0 | 0
MC048-B01 | MC048-B01/G57 | Logic 57 |  |  |  |  | Energy sensor | G57 |  |  |  | MC048 | Chaplaincy Centre |  |  | 0 | 0
MC048-B01 | MC048-B01/G58 | Logic 58 |  |  |  |  | Energy sensor | G58 |  |  |  | MC048 | Chaplaincy Centre |  |  | 0 | 0
MC048-B01 | MC048-B01/G59 | Logic 59 |  |  |  |  | Energy sensor | G59 |  |  |  | MC048 | Chaplaincy Centre |  |  | 0 | 0
MC048-B01 | MC048-B01/G6 | VT Space Frost |  |  |  |  | Energy sensor | G6 |  |  |  | MC048 | Chaplaincy Centre |  |  | 0 | 0
MC048-B01 | MC048-B01/G60 | P1 |  |  |  |  | Energy sensor | G60 |  |  |  | MC048 | Chaplaincy Centre |  |  | 0 | 0
MC048-B01 | MC048-B01/G61 | P2 |  |  |  |  | Energy sensor | G61 |  |  |  | MC048 | Chaplaincy Centre |  |  | 0 | 0
MC048-B01 | MC048-B01/G62 | Logic 62 |  |  |  |  | Energy sensor | G62 |  |  |  | MC048 | Chaplaincy Centre |  |  | 0 | 0
MC048-B01 | MC048-B01/G63 | F WC Extr Fan Duty |  |  |  |  | Energy sensor | G63 |  |  |  | MC048 | Chaplaincy Centre |  |  | 0 | 0
MC048-B01 | MC048-B01/G64 | Logic 64 |  |  |  |  | Energy sensor | G64 |  |  |  | MC048 | Chaplaincy Centre |  |  | 0 | 0
MC048-B01 | MC048-B01/G65 | Logic 65 |  |  |  |  | Energy sensor | G65 |  |  |  | MC048 | Chaplaincy Centre |  |  | 0 | 0
MC048-B01 | MC048-B01/G66 | Logic 66 |  |  |  |  | Energy sensor | G66 |  |  |  | MC048 | Chaplaincy Centre |  |  | 0 | 0
MC048-B01 | MC048-B01/G67 | Logic 67 |  |  |  |  | Energy sensor | G67 |  |  |  | MC048 | Chaplaincy Centre |  |  | 0 | 0
MC048-B01 | MC048-B01/G68 | P1 |  |  |  |  | Energy sensor | G68 |  |  |  | MC048 | Chaplaincy Centre |  |  | 0 | 0
MC048-B01 | MC048-B01/G69 | P2 |  |  |  |  | Energy sensor | G69 |  |  |  | MC048 | Chaplaincy Centre |  |  | 0 | 0
MC048-B01 | MC048-B01/G7 | Summer ECO |  |  |  |  | Energy sensor | G7 |  |  |  | MC048 | Chaplaincy Centre |  |  | 0 | 0
MC048-B01 | MC048-B01/G70 | DHW Alarm |  |  |  |  | Energy sensor | G70 |  |  |  | MC048 | Chaplaincy Centre |  |  | 0 | 0
MC048-B01 | MC048-B01/G71 | Immersion heater hoursr run total |  |  | Hours |  | Energy sensor | G71 |  |  |  | MC048 | Chaplaincy Centre |  |  | 0 | 0
MC048-B01 | MC048-B01/G72 | Immersion heater hours run |  |  | Hours |  | Energy sensor | G72 |  |  |  | MC048 | Chaplaincy Centre |  |  | 0 | 0
MC048-B01 | MC048-B01/G73 | Immersion heater hours run |  |  | Hours |  | Energy sensor | G73 |  |  |  | MC048 | Chaplaincy Centre |  |  | 0 | 0
MC048-B01 | MC048-B01/G74 | PB fan off timer |  |  |  |  | Energy sensor | G74 |  |  |  | MC048 | Chaplaincy Centre |  |  | 0 | 0
MC048-B01 | MC048-B01/G75 | Logic 75 |  |  |  |  | Energy sensor | G75 |  |  |  | MC048 | Chaplaincy Centre |  |  | 0 | 0
MC048-B01 | MC048-B01/G78 | Logic 78 |  |  |  |  | Energy sensor | G78 |  |  |  | MC048 | Chaplaincy Centre |  |  | 0 | 0
MC048-B01 | MC048-B01/G79 | Logic 79 |  |  |  |  | Energy sensor | G79 |  |  |  | MC048 | Chaplaincy Centre |  |  | 0 | 0
MC048-B01 | MC048-B01/G8 | Reset |  |  |  |  | Energy sensor | G8 |  |  |  | MC048 | Chaplaincy Centre |  |  | 0 | 0
MC048-B01 | MC048-B01/G81 | Logic 81 |  |  |  |  | Energy sensor | G81 |  |  |  | MC048 | Chaplaincy Centre |  |  | 0 | 0
MC048-B01 | MC048-B01/G82 | Foyer fans temp off |  |  |  |  | Energy sensor | G82 |  |  |  | MC048 | Chaplaincy Centre |  |  | 0 | 0
MC048-B01 | MC048-B01/G83 | Logic 83 |  |  |  |  | Energy sensor | G83 |  |  |  | MC048 | Chaplaincy Centre |  |  | 0 | 0
MC048-B01 | MC048-B01/G84 | Logic 84 |  |  |  |  | Energy sensor | G84 |  |  |  | MC048 | Chaplaincy Centre |  |  | 0 | 0
MC048-B01 | MC048-B01/G9 | Logic 9 |  |  |  |  | Energy sensor | G9 |  |  |  | MC048 | Chaplaincy Centre |  |  | 0 | 0
MC048-B01 | MC048-B01/i1 | digital inputs |  |  |  |  | Energy sensor | i1 |  |  |  | MC048 | Chaplaincy Centre |  |  | 0 | 0
MC048-B01 | MC048-B01/I1 | Fire Alarm Healthy |  |  |  |  | Energy sensor | I1 |  |  |  | MC048 | Chaplaincy Centre |  |  | 0 | 0
MC048-B01 | MC048-B01/I10 | DHW Sec Pump Run |  |  |  |  | Energy sensor | I10 |  |  |  | MC048 | Chaplaincy Centre |  |  | 0 | 0
MC048-B01 | MC048-B01/I11 | DHW HI Limit |  |  |  |  | Energy sensor | I11 |  |  |  | MC048 | Chaplaincy Centre |  |  | 0 | 0
MC048-B01 | MC048-B01/I12 | DHW Imm Htr Run |  |  |  |  | Energy sensor | I12 |  |  |  | MC048 | Chaplaincy Centre |  |  | 0 | 0
MC048-B01 | MC048-B01/I13 | DeStrat Pump Fault |  |  |  |  | Energy sensor | I13 |  |  |  | MC048 | Chaplaincy Centre |  |  | 0 | 0
MC048-B01 | MC048-B01/I14 | Foyer Fans on off |  |  |  |  | Energy sensor | I14 |  |  |  | MC048 | Chaplaincy Centre |  |  | 0 | 0
MC048-B01 | MC048-B01/I15 | 3 Foyer Fans Tripped |  |  |  |  | Energy sensor | I15 |  |  |  | MC048 | Chaplaincy Centre |  |  | 0 | 0
MC048-B01 | MC048-B01/i2 | 3 module |  |  |  |  | Energy sensor | i2 |  |  |  | MC048 | Chaplaincy Centre |  |  | 0 | 0
MC048-B01 | MC048-B01/I2 | M WC Extr Fan 1 Run |  |  |  |  | Energy sensor | I2 |  |  |  | MC048 | Chaplaincy Centre |  |  | 0 | 0
MC048-B01 | MC048-B01/I21 | Summer ECO active |  |  |  |  | Energy sensor | I21 |  |  |  | MC048 | Chaplaincy Centre |  |  | 0 | 0
MC048-B01 | MC048-B01/I22 | CT Pump 1 Fail |  |  |  |  | Energy sensor | I22 |  |  |  | MC048 | Chaplaincy Centre |  |  | 0 | 0
MC048-B01 | MC048-B01/I23 | CT Pump 2 Fail |  |  |  |  | Energy sensor | I23 |  |  |  | MC048 | Chaplaincy Centre |  |  | 0 | 0
MC048-B01 | MC048-B01/I24 | VT Pump 1 Fail |  |  |  |  | Energy sensor | I24 |  |  |  | MC048 | Chaplaincy Centre |  |  | 0 | 0
MC048-B01 | MC048-B01/I25 | VT Pump 2 Fail |  |  |  |  | Energy sensor | I25 |  |  |  | MC048 | Chaplaincy Centre |  |  | 0 | 0
MC048-B01 | MC048-B01/I26 | MTHW LO Flow Temp |  |  | Degrees Celsius |  | Energy sensor | I26 |  |  |  | MC048 | Chaplaincy Centre |  |  | 0 | 0
MC048-B01 | MC048-B01/I27 | DHW Sec Pump Fail |  |  |  |  | Energy sensor | I27 |  |  |  | MC048 | Chaplaincy Centre |  |  | 0 | 0
MC048-B01 | MC048-B01/I28 | M WC Extr Fan 1 Fail |  |  |  |  | Energy sensor | I28 |  |  |  | MC048 | Chaplaincy Centre |  |  | 0 | 0
MC048-B01 | MC048-B01/I29 | M WC Extr Fan 2 Fail |  |  |  |  | Energy sensor | I29 |  |  |  | MC048 | Chaplaincy Centre |  |  | 0 | 0
MC048-B01 | MC048-B01/i3 | IO Module 3 |  |  |  |  | Energy sensor | i3 |  |  |  | MC048 | Chaplaincy Centre |  |  | 0 | 0
MC048-B01 | MC048-B01/I3 | M WC Extr Fan 2 Run |  |  |  |  | Energy sensor | I3 |  |  |  | MC048 | Chaplaincy Centre |  |  | 0 | 0
MC048-B01 | MC048-B01/I30 | F WC Extr Fan 1 Fail |  |  |  |  | Energy sensor | I30 |  |  |  | MC048 | Chaplaincy Centre |  |  | 0 | 0
MC048-B01 | MC048-B01/I31 | F WC Extr Fan 2 Fail |  |  |  |  | Energy sensor | I31 |  |  |  | MC048 | Chaplaincy Centre |  |  | 0 | 0
MC048-B01 | MC048-B01/I4 | F WC Extr Fan 1 Run |  |  |  |  | Energy sensor | I4 |  |  |  | MC048 | Chaplaincy Centre |  |  | 0 | 0
MC048-B01 | MC048-B01/I5 | F WC Extr Fan 2 Run |  |  |  |  | Energy sensor | I5 |  |  |  | MC048 | Chaplaincy Centre |  |  | 0 | 0
MC048-B01 | MC048-B01/I6 | CT Pump 1 Run |  |  |  |  | Energy sensor | I6 |  |  |  | MC048 | Chaplaincy Centre |  |  | 0 | 0
MC048-B01 | MC048-B01/I7 | CT Pump 2 Run |  |  |  |  | Energy sensor | I7 |  |  |  | MC048 | Chaplaincy Centre |  |  | 0 | 0
MC048-B01 | MC048-B01/I8 | VT Pump 1 Run |  |  |  |  | Energy sensor | I8 |  |  |  | MC048 | Chaplaincy Centre |  |  | 0 | 0
MC048-B01 | MC048-B01/I9 | VT Pump 2 Run |  |  |  |  | Energy sensor | I9 |  |  |  | MC048 | Chaplaincy Centre |  |  | 0 | 0
MC048-B01 | MC048-B01/K1 | Outside air temperature frost protection |  |  |  |  | Energy sensor | K1 |  |  |  | MC048 | Chaplaincy Centre |  |  | 0 | 0
MC048-B01 | MC048-B01/K10 | Water Frost SP |  |  |  |  | Energy sensor | K10 |  |  |  | MC048 | Chaplaincy Centre |  |  | 0 | 0
MC048-B01 | MC048-B01/K11 | LTHW Flow SP |  |  |  |  | Energy sensor | K11 |  |  |  | MC048 | Chaplaincy Centre |  |  | 0 | 0
MC048-B01 | MC048-B01/K12 | MTHW Flow LO Lmt |  |  |  |  | Energy sensor | K12 |  |  |  | MC048 | Chaplaincy Centre |  |  | 0 | 0
MC048-B01 | MC048-B01/K13 | DHW Flow SP |  |  |  |  | Energy sensor | K13 |  |  |  | MC048 | Chaplaincy Centre |  |  | 0 | 0
MC048-B01 | MC048-B01/K14 | DHW Flow HI Alarm |  |  |  |  | Energy sensor | K14 |  |  |  | MC048 | Chaplaincy Centre |  |  | 0 | 0
MC048-B01 | MC048-B01/K15 | DHW Flow LO Alarm |  |  |  |  | Energy sensor | K15 |  |  |  | MC048 | Chaplaincy Centre |  |  | 0 | 0
MC048-B01 | MC048-B01/K2 | Water frost protection |  |  | Degrees Celsius |  | Energy sensor | K2 |  |  |  | MC048 | Chaplaincy Centre |  |  | 0 | 0
MC048-B01 | MC048-B01/K20 | Foyer fans off Time |  |  |  |  | Energy sensor | K20 |  |  |  | MC048 | Chaplaincy Centre |  |  | 0 | 0
MC048-B01 | MC048-B01/K21 | Foyer space setpoint |  |  |  |  | Energy sensor | K21 |  |  |  | MC048 | Chaplaincy Centre |  |  | 0 | 0
MC048-B01 | MC048-B01/K3 | Space frost protection |  |  | Degrees Celsius |  | Energy sensor | K3 |  |  |  | MC048 | Chaplaincy Centre |  |  | 0 | 0
MC048-B01 | MC048-B01/K4 | Outside air temperature heating inhibit |  |  |  |  | Energy sensor | K4 |  |  |  | MC048 | Chaplaincy Centre |  |  | 0 | 0
MC048-B01 | MC048-B01/K5 | VT Htg OSS SP |  |  |  |  | Energy sensor | K5 |  |  |  | MC048 | Chaplaincy Centre |  |  | 0 | 0
MC048-B01 | MC048-B01/K6 | Min VT Flow At |  |  |  |  | Energy sensor | K6 |  |  |  | MC048 | Chaplaincy Centre |  |  | 0 | 0
MC048-B01 | MC048-B01/K7 | Max VT Flow At |  |  |  |  | Energy sensor | K7 |  |  |  | MC048 | Chaplaincy Centre |  |  | 0 | 0
MC048-B01 | MC048-B01/K8 | Min VT Flow SP |  |  |  |  | Energy sensor | K8 |  |  |  | MC048 | Chaplaincy Centre |  |  | 0 | 0
MC048-B01 | MC048-B01/K9 | Max VT Flow SP |  |  |  |  | Energy sensor | K9 |  |  |  | MC048 | Chaplaincy Centre |  |  | 0 | 0
MC048-B01 | MC048-B01/L1 | Variable temperature circuit valve |  |  | 0 = Closed , 1 = Open |  | Energy sensor | L1 |  |  |  | MC048 | Chaplaincy Centre |  |  | 0 | 0
MC048-B01 | MC048-B01/L2 | Loop 2 |  |  |  |  | Energy sensor | L2 |  |  |  | MC048 | Chaplaincy Centre |  |  | 0 | 0
MC048-B01 | MC048-B01/n1 | TREND_05_7F_4A |  |  |  |  | Energy sensor | n1 |  |  |  | MC048 | Chaplaincy Centre |  |  | 0 | 0
MC048-B01 | MC048-B01/o1 | Alarm Route 1 |  |  |  |  | Energy sensor | o1 |  |  |  | MC048 | Chaplaincy Centre |  |  | 0 | 0
MC048-B01 | MC048-B01/O2 | VT Heating |  |  |  |  | Energy sensor | O2 |  |  |  | MC048 | Chaplaincy Centre |  |  | 0 | 0
MC048-B01 | MC048-B01/o2 | Alarm Route 2 |  |  |  |  | Energy sensor | o2 |  |  |  | MC048 | Chaplaincy Centre |  |  | 0 | 0
MC048-B01 | MC048-B01/o3 | Alarm Route 3 |  |  |  |  | Energy sensor | o3 |  |  |  | MC048 | Chaplaincy Centre |  |  | 0 | 0
MC048-B01 | MC048-B01/P1 | Outside air temperature |  |  | Degrees Celsius |  | Energy sensor | P1 |  |  |  | MC048 | Chaplaincy Centre |  |  | 0 | 0
MC048-B01 | MC048-B01/P10 | 1st Flr Space Temp |  |  | Degrees Celsius |  | Energy sensor | P10 |  |  |  | MC048 | Chaplaincy Centre |  |  | 0 | 0
MC048-B01 | MC048-B01/P11 | Calculated variable temperature circuit flow setpoint |  |  |  |  | Energy sensor | P11 |  |  |  | MC048 | Chaplaincy Centre |  |  | 0 | 0
MC048-B01 | MC048-B01/P12 | Immersion heater hours run |  |  | Hours |  | Energy sensor | P12 |  |  |  | MC048 | Chaplaincy Centre |  |  | 0 | 0
MC048-B01 | MC048-B01/P13 | Immersion heater hoursr run total |  |  | Hours |  | Energy sensor | P13 |  |  |  | MC048 | Chaplaincy Centre |  |  | 0 | 0
MC048-B01 | MC048-B01/P14 | Immersion Element |  |  |  |  | Energy sensor | P14 |  |  |  | MC048 | Chaplaincy Centre |  |  | 0 | 0
MC048-B01 | MC048-B01/P15 | Sensor 12 |  |  |  |  | Energy sensor | P15 |  |  |  | MC048 | Chaplaincy Centre |  |  | 0 | 0
MC048-B01 | MC048-B01/P16 | Greathall Space SP |  |  |  |  | Energy sensor | P16 |  |  |  | MC048 | Chaplaincy Centre |  |  | 0 | 0
MC048-B01 | MC048-B01/P17 | override off button |  |  |  |  | Energy sensor | P17 |  |  |  | MC048 | Chaplaincy Centre |  |  | 0 | 0
MC048-B01 | MC048-B01/P18 | MTHW RAW 4-20ma |  |  |  |  | Energy sensor | P18 |  |  |  | MC048 | Chaplaincy Centre |  |  | 0 | 0
MC048-B01 | MC048-B01/P19 | Cal Fow meter MTHW Ltrs Min |  |  |  |  | Energy sensor | P19 |  |  |  | MC048 | Chaplaincy Centre |  |  | 0 | 0
MC048-B01 | MC048-B01/P2 | Medium temperature hot water flow temperature |  |  | Degrees Celsius |  | Energy sensor | P2 |  |  |  | MC048 | Chaplaincy Centre |  |  | 0 | 0
MC048-B01 | MC048-B01/P20 | Building kwh |  |  |  |  | Energy sensor | P20 |  |  |  | MC048 | Chaplaincy Centre |  |  | 0 | 0
MC048-B01 | MC048-B01/P21 | Temperature difference |  |  | Degrees Celsius |  | Energy sensor | P21 |  |  |  | MC048 | Chaplaincy Centre |  |  | 0 | 0
MC048-B01 | MC048-B01/P3 | MTHW Retn Temp |  |  | Degrees Celsius |  | Energy sensor | P3 |  |  |  | MC048 | Chaplaincy Centre |  |  | 0 | 0
MC048-B01 | MC048-B01/P4 | LTHW Flow Temp |  |  | Degrees Celsius |  | Energy sensor | P4 |  |  |  | MC048 | Chaplaincy Centre |  |  | 0 | 0
MC048-B01 | MC048-B01/P5 | LTHW Retn Temp |  |  | Degrees Celsius |  | Energy sensor | P5 |  |  |  | MC048 | Chaplaincy Centre |  |  | 0 | 0
MC048-B01 | MC048-B01/P6 | DHW Flow Temp |  |  | Degrees Celsius |  | Energy sensor | P6 |  |  |  | MC048 | Chaplaincy Centre |  |  | 0 | 0
MC048-B01 | MC048-B01/P7 | DHW Retn Temp |  |  | Degrees Celsius |  | Energy sensor | P7 |  |  |  | MC048 | Chaplaincy Centre |  |  | 0 | 0
MC048-B01 | MC048-B01/P8 | Variable temperature circuit flow temperature |  |  | Degrees Celsius |  | Energy sensor | P8 |  |  |  | MC048 | Chaplaincy Centre |  |  | 0 | 0
MC048-B01 | MC048-B01/P9 | Gnd Flr Space Temp |  |  | Degrees Celsius |  | Energy sensor | P9 |  |  |  | MC048 | Chaplaincy Centre |  |  | 0 | 0
MC048-B01 | MC048-B01/Q1 | Sequence Table 1 |  |  |  |  | Energy sensor | Q1 |  |  |  | MC048 | Chaplaincy Centre |  |  | 0 | 0
MC048-B01 | MC048-B01/S1 | Outside air temperature |  |  | Degrees Celsius |  | Energy sensor | S1 |  |  |  | MC048 | Chaplaincy Centre |  |  | 0 | 0
MC048-B01 | MC048-B01/S10 | 1st Flr Space Temp |  |  | Degrees Celsius |  | Energy sensor | S10 |  |  |  | MC048 | Chaplaincy Centre |  |  | 0 | 0
MC048-B01 | MC048-B01/S11 | Immersion heater hoursr run total |  |  | Hours |  | Energy sensor | S11 |  |  |  | MC048 | Chaplaincy Centre |  |  | 0 | 0
MC048-B01 | MC048-B01/S12 | VT Valve Position |  |  |  |  | Energy sensor | S12 |  |  |  | MC048 | Chaplaincy Centre |  |  | 0 | 0
MC048-B01 | MC048-B01/S13 | Imm Hrs Run Daily |  |  |  |  | Energy sensor | S13 |  |  |  | MC048 | Chaplaincy Centre |  |  | 0 | 0
MC048-B01 | MC048-B01/S14 | MTHW RAW 4-20ma |  |  |  |  | Energy sensor | S14 |  |  |  | MC048 | Chaplaincy Centre |  |  | 0 | 0
MC048-B01 | MC048-B01/S15 | Foyer space corrected SP |  |  |  |  | Energy sensor | S15 |  |  |  | MC048 | Chaplaincy Centre |  |  | 0 | 0
MC048-B01 | MC048-B01/S16 | Override off button pressed |  |  |  |  | Energy sensor | S16 |  |  |  | MC048 | Chaplaincy Centre |  |  | 0 | 0
MC048-B01 | MC048-B01/S17 | Medium temperature hot water flow temperature |  |  | Degrees Celsius |  | Energy sensor | S17 |  |  |  | MC048 | Chaplaincy Centre |  |  | 0 | 0
MC048-B01 | MC048-B01/S18 | Medium temperature hot water return temperature |  |  | Degrees Celsius |  | Energy sensor | S18 |  |  |  | MC048 | Chaplaincy Centre |  |  | 0 | 0
MC048-B01 | MC048-B01/S19 | MTHW Flow Raw 4-20ma |  |  |  |  | Energy sensor | S19 |  |  |  | MC048 | Chaplaincy Centre |  |  | 0 | 0
MC048-B01 | MC048-B01/S2 | Medium temperature hot water flow temperature |  |  | Degrees Celsius |  | Energy sensor | S2 |  |  |  | MC048 | Chaplaincy Centre |  |  | 0 | 0
MC048-B01 | MC048-B01/S20 | Cal Fow meter MTHW Ltrs Min |  |  |  |  | Energy sensor | S20 |  |  |  | MC048 | Chaplaincy Centre |  |  | 0 | 0
MC048-B01 | MC048-B01/S21 | Calculated variable temperature circuit flow setpoint |  |  |  |  | Energy sensor | S21 |  |  |  | MC048 | Chaplaincy Centre |  |  | 0 | 0
MC048-B01 | MC048-B01/S22 | Cal Fow meter MTHW Ltrs Min |  |  |  |  | Energy sensor | S22 |  |  |  | MC048 | Chaplaincy Centre |  |  | 0 | 0
MC048-B01 | MC048-B01/S23 | Building kwh |  |  |  |  | Energy sensor | S23 |  |  |  | MC048 | Chaplaincy Centre |  |  | 0 | 0
MC048-B01 | MC048-B01/S24 | Temperature difference |  |  | Degrees Celsius |  | Energy sensor | S24 |  |  |  | MC048 | Chaplaincy Centre |  |  | 0 | 0
MC048-B01 | MC048-B01/S3 | MTHW Retn Temp |  |  | Degrees Celsius |  | Energy sensor | S3 |  |  |  | MC048 | Chaplaincy Centre |  |  | 0 | 0
MC048-B01 | MC048-B01/S4 | LTHW Flow Temp |  |  | Degrees Celsius |  | Energy sensor | S4 |  |  |  | MC048 | Chaplaincy Centre |  |  | 0 | 0
MC048-B01 | MC048-B01/S5 | LTHW Retn Temp |  |  | Degrees Celsius |  | Energy sensor | S5 |  |  |  | MC048 | Chaplaincy Centre |  |  | 0 | 0
MC048-B01 | MC048-B01/S6 | DHW Flow Temp |  |  | Degrees Celsius |  | Energy sensor | S6 |  |  |  | MC048 | Chaplaincy Centre |  |  | 0 | 0
MC048-B01 | MC048-B01/S7 | foyer temp |  |  |  |  | Energy sensor | S7 |  |  |  | MC048 | Chaplaincy Centre |  |  | 0 | 0
MC048-B01 | MC048-B01/S8 | Variable temperature circuit flow temperature |  |  | Degrees Celsius |  | Energy sensor | S8 |  |  |  | MC048 | Chaplaincy Centre |  |  | 0 | 0
MC048-B01 | MC048-B01/S9 | Gnd Flr Space Temp |  |  | Degrees Celsius |  | Energy sensor | S9 |  |  |  | MC048 | Chaplaincy Centre |  |  | 0 | 0
MC048-B01 | MC048-B01/U1 | Trevor |  |  |  |  | Energy sensor | U1 |  |  |  | MC048 | Chaplaincy Centre |  |  | 0 | 0
MC048-B01 | MC048-B01/V1 | [5 empty] | Energy sensor | V1 |  |  |  | MC048 | Chaplaincy Centre |  |  | 0 | 0
MC048-B01 | MC048-B01/W1 | Summer Override |  |  |  |  | Energy sensor | W1 |  |  |  | MC048 | Chaplaincy Centre |  |  | 0 | 0
MC048-B01 | MC048-B01/W2 | Plant Fault Reset |  |  |  |  | Energy sensor | W2 |  |  |  | MC048 | Chaplaincy Centre |  |  | 0 | 0
MC048-B01 | MC048-B01/W3 | Constant temperature circuit pump duty |  |  |  |  | Energy sensor | W3 |  |  |  | MC048 | Chaplaincy Centre |  |  | 0 | 0
MC048-B01 | MC048-B01/W30 | Triad switch |  |  |  |  | Energy sensor | W30 |  |  |  | MC048 | Chaplaincy Centre |  |  | 0 | 0
MC048-B01 | MC048-B01/W4 | Variable flow circuit pump duty |  |  |  |  | Energy sensor | W4 |  |  |  | MC048 | Chaplaincy Centre |  |  | 0 | 0
MC048-B01 | MC048-B01/W5 | MTHW PHE Not Available |  |  |  |  | Energy sensor | W5 |  |  |  | MC048 | Chaplaincy Centre |  |  | 0 | 0
MC048-B01 | MC048-B01/W6 | M WC Extr Fan Duty |  |  |  |  | Energy sensor | W6 |  |  |  | MC048 | Chaplaincy Centre |  |  | 0 | 0
MC048-B01 | MC048-B01/W7 | F WC Extr Fan Duty |  |  |  |  | Energy sensor | W7 |  |  |  | MC048 | Chaplaincy Centre |  |  | 0 | 0
MC048-B01 | MC048-B01/W8 | VT Pump Select |  |  |  |  | Energy sensor | W8 |  |  |  | MC048 | Chaplaincy Centre |  |  | 0 | 0
MC048-B01 | MC048-B01/W9 | CT Pump Select |  |  |  |  | Energy sensor | W9 |  |  |  | MC048 | Chaplaincy Centre |  |  | 0 | 0
MC048-B01 | MC048-B01/Y1 | Trend Thermistor |  |  |  |  | Energy sensor | Y1 |  |  |  | MC048 | Chaplaincy Centre |  |  | 0 | 0
MC048-B01 | MC048-B01/Y2 | Trend T -20+50 |  |  |  |  | Energy sensor | Y2 |  |  |  | MC048 | Chaplaincy Centre |  |  | 0 | 0
MC048-B01 | MC048-B01/Y3 | Trend T 0+130 |  |  |  |  | Energy sensor | Y3 |  |  |  | MC048 | Chaplaincy Centre |  |  | 0 | 0
MC048-B01 | MC048-B01/Y4 | Trend T 0+160 |  |  |  |  | Energy sensor | Y4 |  |  |  | MC048 | Chaplaincy Centre |  |  | 0 | 0
MC048-B01 | MC048-B01/Y5 | Knob TB 0.5deg trim |  |  |  |  | Energy sensor | Y5 |  |  |  | MC048 | Chaplaincy Centre |  |  | 0 | 0
MC048-B01 | MC048-B01/Y6 | Knob TB 3deg trim |  |  |  |  | Energy sensor | Y6 |  |  |  | MC048 | Chaplaincy Centre |  |  | 0 | 0
MC048-B01 | MC048-B01/Y7 | Current 4-20ma |  |  |  |  | Energy sensor | Y7 |  |  |  | MC048 | Chaplaincy Centre |  |  | 0 | 0
MC048-B01 | MC048-B01/Z1 | CT Pumps |  |  |  |  | Energy sensor | Z1 |  |  |  | MC048 | Chaplaincy Centre |  |  | 0 | 0
MC048-B01 | MC048-B01/Z2 | VT Heating |  |  |  |  | Energy sensor | Z2 |  |  |  | MC048 | Chaplaincy Centre |  |  | 0 | 0
MC048-B01 | MC048-B01/Z3 | DHW Plant |  |  |  |  | Energy sensor | Z3 |  |  |  | MC048 | Chaplaincy Centre |  |  | 0 | 0
MC048-B01 | MC048-B01/Z4 | DHW Sec Pump |  |  |  |  | Energy sensor | Z4 |  |  |  | MC048 | Chaplaincy Centre |  |  | 0 | 0
MC048-B01 | MC048-B01/Z5 | DeStrat Pump |  |  |  |  | Energy sensor | Z5 |  |  |  | MC048 | Chaplaincy Centre |  |  | 0 | 0
MC048-B01 | MC048-B01/Z6 | Toilet Extract Fans |  |  |  |  | Energy sensor | Z6 |  |  |  | MC048 | Chaplaincy Centre |  |  | 0 | 0
MC048-B01 | MC048-B01/Z7 | Triad time program |  |  |  |  | Energy sensor | Z7 |  |  |  | MC048 | Chaplaincy Centre |  |  | 0 | 0
MC044-B11 | MC044-B11/B1 | FC Interface |  |  |  |  | Energy sensor | B1 |  |  |  | MC044 | Faraday Building |  |  | 0 | 0
MC044-B11 | MC044-B11/B2 | FC Interface |  |  |  |  | Energy sensor | B2 |  |  |  | MC044 | Faraday Building |  |  | 0 | 0
MC044-B11 | MC044-B11/C1 | Virtual CNC 1 |  |  |  |  | Energy sensor | C1 |  |  |  | MC044 | Faraday Building |  |  | 0 | 0
MC044-B11 | MC044-B11/C2 | Virtual CNC 2 |  |  |  |  | Energy sensor | C2 |  |  |  | MC044 | Faraday Building |  |  | 0 | 0
MC044-B11 | MC044-B11/C3 | Virtual CNC 3 |  |  |  |  | Energy sensor | C3 |  |  |  | MC044 | Faraday Building |  |  | 0 | 0
MC044-B11 | MC044-B11/C4 | Virtual CNC 4 |  |  |  |  | Energy sensor | C4 |  |  |  | MC044 | Faraday Building |  |  | 0 | 0
MC044-B11 | MC044-B11/e1 | 963 |  |  |  |  | Energy sensor | e1 |  |  |  | MC044 | Faraday Building |  |  | 0 | 0
MC044-B11 | MC044-B11/f1 | [5 empty] | Energy sensor | f1 |  |  |  | MC044 | Faraday Building |  |  | 0 | 0
MC044-B11 | MC044-B11/f10 | [5 empty] | Energy sensor | f10 |  |  |  | MC044 | Faraday Building |  |  | 0 | 0
MC044-B11 | MC044-B11/f11 | [5 empty] | Energy sensor | f11 |  |  |  | MC044 | Faraday Building |  |  | 0 | 0
MC044-B11 | MC044-B11/f12 | [5 empty] | Energy sensor | f12 |  |  |  | MC044 | Faraday Building |  |  | 0 | 0
MC044-B11 | MC044-B11/f13 | [5 empty] | Energy sensor | f13 |  |  |  | MC044 | Faraday Building |  |  | 0 | 0
MC044-B11 | MC044-B11/f14 | [5 empty] | Energy sensor | f14 |  |  |  | MC044 | Faraday Building |  |  | 0 | 0
MC044-B11 | MC044-B11/f15 | [5 empty] | Energy sensor | f15 |  |  |  | MC044 | Faraday Building |  |  | 0 | 0
MC044-B11 | MC044-B11/f16 | [5 empty] | Energy sensor | f16 |  |  |  | MC044 | Faraday Building |  |  | 0 | 0
MC044-B11 | MC044-B11/f17 | [5 empty] | Energy sensor | f17 |  |  |  | MC044 | Faraday Building |  |  | 0 | 0
MC044-B11 | MC044-B11/f2 | [5 empty] | Energy sensor | f2 |  |  |  | MC044 | Faraday Building |  |  | 0 | 0
MC044-B11 | MC044-B11/f3 | [5 empty] | Energy sensor | f3 |  |  |  | MC044 | Faraday Building |  |  | 0 | 0
MC044-B11 | MC044-B11/f4 | [5 empty] | Energy sensor | f4 |  |  |  | MC044 | Faraday Building |  |  | 0 | 0
MC044-B11 | MC044-B11/f5 | [5 empty] | Energy sensor | f5 |  |  |  | MC044 | Faraday Building |  |  | 0 | 0
MC044-B11 | MC044-B11/f6 | [5 empty] | Energy sensor | f6 |  |  |  | MC044 | Faraday Building |  |  | 0 | 0
MC044-B11 | MC044-B11/f7 | [5 empty] | Energy sensor | f7 |  |  |  | MC044 | Faraday Building |  |  | 0 | 0
MC044-B11 | MC044-B11/f8 | [5 empty] | Energy sensor | f8 |  |  |  | MC044 | Faraday Building |  |  | 0 | 0
MC044-B11 | MC044-B11/f9 | [5 empty] | Energy sensor | f9 |  |  |  | MC044 | Faraday Building |  |  | 0 | 0
MC044-B11 | MC044-B11/G1 | LC02SPXE6 ON |  |  |  |  | Energy sensor | G1 |  |  |  | MC044 | Faraday Building |  |  | 0 | 0
MC044-B11 | MC044-B11/G10 | Logic 10 |  |  |  |  | Energy sensor | G10 |  |  |  | MC044 | Faraday Building |  |  | 0 | 0
MC044-B11 | MC044-B11/G100 | Logic 100 |  |  |  |  | Energy sensor | G100 |  |  |  | MC044 | Faraday Building |  |  | 0 | 0
MC044-B11 | MC044-B11/G101 | Logic 101 |  |  |  |  | Energy sensor | G101 |  |  |  | MC044 | Faraday Building |  |  | 0 | 0
MC044-B11 | MC044-B11/G102 | Logic 102 |  |  |  |  | Energy sensor | G102 |  |  |  | MC044 | Faraday Building |  |  | 0 | 0
MC044-B11 | MC044-B11/G103 | Logic 103 |  |  |  |  | Energy sensor | G103 |  |  |  | MC044 | Faraday Building |  |  | 0 | 0
MC044-B11 | MC044-B11/G11 | Logic 11 |  |  |  |  | Energy sensor | G11 |  |  |  | MC044 | Faraday Building |  |  | 0 | 0
MC044-B11 | MC044-B11/G12 | Logic 12 |  |  |  |  | Energy sensor | G12 |  |  |  | MC044 | Faraday Building |  |  | 0 | 0
MC044-B11 | MC044-B11/G13 | Logic 13 |  |  |  |  | Energy sensor | G13 |  |  |  | MC044 | Faraday Building |  |  | 0 | 0
MC044-B11 | MC044-B11/G14 | Logic 14 |  |  |  |  | Energy sensor | G14 |  |  |  | MC044 | Faraday Building |  |  | 0 | 0
MC044-B11 | MC044-B11/G15 | LC02SPXE1 ON |  |  |  |  | Energy sensor | G15 |  |  |  | MC044 | Faraday Building |  |  | 0 | 0
MC044-B11 | MC044-B11/G16 | LC02SPXE1 Boost |  |  |  |  | Energy sensor | G16 |  |  |  | MC044 | Faraday Building |  |  | 0 | 0
MC044-B11 | MC044-B11/G17 | Logic 17 |  |  |  |  | Energy sensor | G17 |  |  |  | MC044 | Faraday Building |  |  | 0 | 0
MC044-B11 | MC044-B11/G18 | Logic 18 |  |  |  |  | Energy sensor | G18 |  |  |  | MC044 | Faraday Building |  |  | 0 | 0
MC044-B11 | MC044-B11/G19 | Logic 19 |  |  |  |  | Energy sensor | G19 |  |  |  | MC044 | Faraday Building |  |  | 0 | 0
MC044-B11 | MC044-B11/G2 | LC02SPXE6 Boost |  |  |  |  | Energy sensor | G2 |  |  |  | MC044 | Faraday Building |  |  | 0 | 0
MC044-B11 | MC044-B11/G20 | Logic 20 |  |  |  |  | Energy sensor | G20 |  |  |  | MC044 | Faraday Building |  |  | 0 | 0
MC044-B11 | MC044-B11/G21 | Logic 21 |  |  |  |  | Energy sensor | G21 |  |  |  | MC044 | Faraday Building |  |  | 0 | 0
MC044-B11 | MC044-B11/G22 | Logic 22 |  |  |  |  | Energy sensor | G22 |  |  |  | MC044 | Faraday Building |  |  | 0 | 0
MC044-B11 | MC044-B11/G23 | Logic 23 |  |  |  |  | Energy sensor | G23 |  |  |  | MC044 | Faraday Building |  |  | 0 | 0
MC044-B11 | MC044-B11/G24 | Logic 24 |  |  |  |  | Energy sensor | G24 |  |  |  | MC044 | Faraday Building |  |  | 0 | 0
MC044-B11 | MC044-B11/G25 | Logic 25 |  |  |  |  | Energy sensor | G25 |  |  |  | MC044 | Faraday Building |  |  | 0 | 0
MC044-B11 | MC044-B11/G26 | Logic 26 |  |  |  |  | Energy sensor | G26 |  |  |  | MC044 | Faraday Building |  |  | 0 | 0
MC044-B11 | MC044-B11/G27 | LC02SPXE3 ON |  |  |  |  | Energy sensor | G27 |  |  |  | MC044 | Faraday Building |  |  | 0 | 0
MC044-B11 | MC044-B11/G28 | LC02SPXE3 Boost |  |  |  |  | Energy sensor | G28 |  |  |  | MC044 | Faraday Building |  |  | 0 | 0
MC044-B11 | MC044-B11/G29 | Logic 29 |  |  |  |  | Energy sensor | G29 |  |  |  | MC044 | Faraday Building |  |  | 0 | 0
MC044-B11 | MC044-B11/G3 | Logic 3 |  |  |  |  | Energy sensor | G3 |  |  |  | MC044 | Faraday Building |  |  | 0 | 0
MC044-B11 | MC044-B11/G30 | Logic 30 |  |  |  |  | Energy sensor | G30 |  |  |  | MC044 | Faraday Building |  |  | 0 | 0
MC044-B11 | MC044-B11/G31 | Logic 31 |  |  |  |  | Energy sensor | G31 |  |  |  | MC044 | Faraday Building |  |  | 0 | 0
MC044-B11 | MC044-B11/G32 | Logic 32 |  |  |  |  | Energy sensor | G32 |  |  |  | MC044 | Faraday Building |  |  | 0 | 0
MC044-B11 | MC044-B11/G33 | Logic 33 |  |  |  |  | Energy sensor | G33 |  |  |  | MC044 | Faraday Building |  |  | 0 | 0
MC044-B11 | MC044-B11/G34 | Logic 34 |  |  |  |  | Energy sensor | G34 |  |  |  | MC044 | Faraday Building |  |  | 0 | 0
MC044-B11 | MC044-B11/G35 | Logic 35 |  |  |  |  | Energy sensor | G35 |  |  |  | MC044 | Faraday Building |  |  | 0 | 0
MC044-B11 | MC044-B11/G36 | Logic 36 |  |  |  |  | Energy sensor | G36 |  |  |  | MC044 | Faraday Building |  |  | 0 | 0
MC044-B11 | MC044-B11/G37 | Logic 37 |  |  |  |  | Energy sensor | G37 |  |  |  | MC044 | Faraday Building |  |  | 0 | 0
MC044-B11 | MC044-B11/G38 | Logic 38 |  |  |  |  | Energy sensor | G38 |  |  |  | MC044 | Faraday Building |  |  | 0 | 0
MC044-B11 | MC044-B11/G39 | LC02SPXE2 ON |  |  |  |  | Energy sensor | G39 |  |  |  | MC044 | Faraday Building |  |  | 0 | 0
MC044-B11 | MC044-B11/G4 | Logic 4 |  |  |  |  | Energy sensor | G4 |  |  |  | MC044 | Faraday Building |  |  | 0 | 0
MC044-B11 | MC044-B11/G40 | Logic 40 |  |  |  |  | Energy sensor | G40 |  |  |  | MC044 | Faraday Building |  |  | 0 | 0
MC044-B11 | MC044-B11/G41 | LC02SPXE2 Boost |  |  |  |  | Energy sensor | G41 |  |  |  | MC044 | Faraday Building |  |  | 0 | 0
MC044-B11 | MC044-B11/G42 | Logic 42 |  |  |  |  | Energy sensor | G42 |  |  |  | MC044 | Faraday Building |  |  | 0 | 0
MC044-B11 | MC044-B11/G43 | LC02SPXE2 Mute |  |  |  |  | Energy sensor | G43 |  |  |  | MC044 | Faraday Building |  |  | 0 | 0
MC044-B11 | MC044-B11/G44 | Logic 44 |  |  |  |  | Energy sensor | G44 |  |  |  | MC044 | Faraday Building |  |  | 0 | 0
MC044-B11 | MC044-B11/G5 | Logic 5 |  |  |  |  | Energy sensor | G5 |  |  |  | MC044 | Faraday Building |  |  | 0 | 0
MC044-B11 | MC044-B11/G6 | Logic 6 |  |  |  |  | Energy sensor | G6 |  |  |  | MC044 | Faraday Building |  |  | 0 | 0
MC044-B11 | MC044-B11/G7 | Logic 7 |  |  |  |  | Energy sensor | G7 |  |  |  | MC044 | Faraday Building |  |  | 0 | 0
MC044-B11 | MC044-B11/G8 | Logic 8 |  |  |  |  | Energy sensor | G8 |  |  |  | MC044 | Faraday Building |  |  | 0 | 0
MC044-B11 | MC044-B11/G85 | LC02SPXE6 Mute |  |  |  |  | Energy sensor | G85 |  |  |  | MC044 | Faraday Building |  |  | 0 | 0
MC044-B11 | MC044-B11/G86 | Logic 86 |  |  |  |  | Energy sensor | G86 |  |  |  | MC044 | Faraday Building |  |  | 0 | 0
MC044-B11 | MC044-B11/G87 | Logic 87 |  |  |  |  | Energy sensor | G87 |  |  |  | MC044 | Faraday Building |  |  | 0 | 0
MC044-B11 | MC044-B11/G88 | Logic 88 |  |  |  |  | Energy sensor | G88 |  |  |  | MC044 | Faraday Building |  |  | 0 | 0
MC044-B11 | MC044-B11/G89 | Logic 89 |  |  |  |  | Energy sensor | G89 |  |  |  | MC044 | Faraday Building |  |  | 0 | 0
MC044-B11 | MC044-B11/G9 | Logic 9 |  |  |  |  | Energy sensor | G9 |  |  |  | MC044 | Faraday Building |  |  | 0 | 0
MC044-B11 | MC044-B11/G90 | Logic 90 |  |  |  |  | Energy sensor | G90 |  |  |  | MC044 | Faraday Building |  |  | 0 | 0
MC044-B11 | MC044-B11/G91 | Logic 91 |  |  |  |  | Energy sensor | G91 |  |  |  | MC044 | Faraday Building |  |  | 0 | 0
MC044-B11 | MC044-B11/G92 | LC02SPXE1 Mute |  |  |  |  | Energy sensor | G92 |  |  |  | MC044 | Faraday Building |  |  | 0 | 0
MC044-B11 | MC044-B11/G93 | Logic 93 |  |  |  |  | Energy sensor | G93 |  |  |  | MC044 | Faraday Building |  |  | 0 | 0
MC044-B11 | MC044-B11/G94 | Logic 94 |  |  |  |  | Energy sensor | G94 |  |  |  | MC044 | Faraday Building |  |  | 0 | 0
MC044-B11 | MC044-B11/G95 | Logic 95 |  |  |  |  | Energy sensor | G95 |  |  |  | MC044 | Faraday Building |  |  | 0 | 0
MC044-B11 | MC044-B11/G96 | Logic 96 |  |  |  |  | Energy sensor | G96 |  |  |  | MC044 | Faraday Building |  |  | 0 | 0
MC044-B11 | MC044-B11/G97 | Logic 97 |  |  |  |  | Energy sensor | G97 |  |  |  | MC044 | Faraday Building |  |  | 0 | 0
MC044-B11 | MC044-B11/G98 | LC02SPXE3 Mute |  |  |  |  | Energy sensor | G98 |  |  |  | MC044 | Faraday Building |  |  | 0 | 0
MC044-B11 | MC044-B11/G99 | Logic 99 |  |  |  |  | Energy sensor | G99 |  |  |  | MC044 | Faraday Building |  |  | 0 | 0
MC044-B11 | MC044-B11/I1 | FC 08 Mode On-Off |  |  |  |  | Energy sensor | I1 |  |  |  | MC044 | Faraday Building |  |  | 0 | 0
MC044-B11 | MC044-B11/I11 | FC 10 Mode On-Off |  |  |  |  | Energy sensor | I11 |  |  |  | MC044 | Faraday Building |  |  | 0 | 0
MC044-B11 | MC044-B11/I12 | FC 10 Mode Normal-Reduced |  |  |  |  | Energy sensor | I12 |  |  |  | MC044 | Faraday Building |  |  | 0 | 0
MC044-B11 | MC044-B11/I13 | FC 10 Mode Normal-Vmax |  |  |  |  | Energy sensor | I13 |  |  |  | MC044 | Faraday Building |  |  | 0 | 0
MC044-B11 | MC044-B11/I14 | FC 10 Fault |  |  |  |  | Energy sensor | I14 |  |  |  | MC044 | Faraday Building |  |  | 0 | 0
MC044-B11 | MC044-B11/I16 | FC 11 Mode On-Off |  |  |  |  | Energy sensor | I16 |  |  |  | MC044 | Faraday Building |  |  | 0 | 0
MC044-B11 | MC044-B11/I17 | FC 11 Mode Normal-Reduced |  |  |  |  | Energy sensor | I17 |  |  |  | MC044 | Faraday Building |  |  | 0 | 0
MC044-B11 | MC044-B11/I18 | FC 11 Mode Normal-Vmax |  |  |  |  | Energy sensor | I18 |  |  |  | MC044 | Faraday Building |  |  | 0 | 0
MC044-B11 | MC044-B11/I19 | FC 11 Fault |  |  |  |  | Energy sensor | I19 |  |  |  | MC044 | Faraday Building |  |  | 0 | 0
MC044-B11 | MC044-B11/I2 | FC 08 Mode Normal-Reduced |  |  |  |  | Energy sensor | I2 |  |  |  | MC044 | Faraday Building |  |  | 0 | 0
MC044-B11 | MC044-B11/I21 | FC 12 Mode On-Off |  |  |  |  | Energy sensor | I21 |  |  |  | MC044 | Faraday Building |  |  | 0 | 0
MC044-B11 | MC044-B11/I22 | FC 12 Mode Normal-Reduced |  |  |  |  | Energy sensor | I22 |  |  |  | MC044 | Faraday Building |  |  | 0 | 0
MC044-B11 | MC044-B11/I23 | FC 12 Mode Normal-Vmax |  |  |  |  | Energy sensor | I23 |  |  |  | MC044 | Faraday Building |  |  | 0 | 0
MC044-B11 | MC044-B11/I24 | FC 12 Fault |  |  |  |  | Energy sensor | I24 |  |  |  | MC044 | Faraday Building |  |  | 0 | 0
MC044-B11 | MC044-B11/I26 | FC 13 Mode On-Off |  |  |  |  | Energy sensor | I26 |  |  |  | MC044 | Faraday Building |  |  | 0 | 0
MC044-B11 | MC044-B11/I27 | FC 13 Mode Normal-Reduced |  |  |  |  | Energy sensor | I27 |  |  |  | MC044 | Faraday Building |  |  | 0 | 0
MC044-B11 | MC044-B11/I28 | FC 13 Mode Normal-Vmax |  |  |  |  | Energy sensor | I28 |  |  |  | MC044 | Faraday Building |  |  | 0 | 0
MC044-B11 | MC044-B11/I29 | FC 13 Fault |  |  |  |  | Energy sensor | I29 |  |  |  | MC044 | Faraday Building |  |  | 0 | 0
MC044-B11 | MC044-B11/I3 | FC 08 Mode Normal-Vmax |  |  |  |  | Energy sensor | I3 |  |  |  | MC044 | Faraday Building |  |  | 0 | 0
MC044-B11 | MC044-B11/I31 | FC 28 Mode On-Off |  |  |  |  | Energy sensor | I31 |  |  |  | MC044 | Faraday Building |  |  | 0 | 0
MC044-B11 | MC044-B11/I32 | FC 28 Mode Normal-Reduced |  |  |  |  | Energy sensor | I32 |  |  |  | MC044 | Faraday Building |  |  | 0 | 0
MC044-B11 | MC044-B11/I33 | FC 28 Mode Normal-Vmax |  |  |  |  | Energy sensor | I33 |  |  |  | MC044 | Faraday Building |  |  | 0 | 0
MC044-B11 | MC044-B11/I34 | FC 28 Fault |  |  |  |  | Energy sensor | I34 |  |  |  | MC044 | Faraday Building |  |  | 0 | 0
MC044-B11 | MC044-B11/I36 | FC 29 Mode On-Off |  |  |  |  | Energy sensor | I36 |  |  |  | MC044 | Faraday Building |  |  | 0 | 0
MC044-B11 | MC044-B11/I37 | FC 29 Mode Normal-Reduced |  |  |  |  | Energy sensor | I37 |  |  |  | MC044 | Faraday Building |  |  | 0 | 0
MC044-B11 | MC044-B11/I38 | FC 29 Mode Normal-Vmax |  |  |  |  | Energy sensor | I38 |  |  |  | MC044 | Faraday Building |  |  | 0 | 0
MC044-B11 | MC044-B11/I39 | FC 29 Fault |  |  |  |  | Energy sensor | I39 |  |  |  | MC044 | Faraday Building |  |  | 0 | 0
MC044-B11 | MC044-B11/I4 | FC 08 Fault |  |  |  |  | Energy sensor | I4 |  |  |  | MC044 | Faraday Building |  |  | 0 | 0
MC044-B11 | MC044-B11/I41 | FC 30 Mode On-Off |  |  |  |  | Energy sensor | I41 |  |  |  | MC044 | Faraday Building |  |  | 0 | 0
MC044-B11 | MC044-B11/I42 | FC 30 Mode Normal-Reduced |  |  |  |  | Energy sensor | I42 |  |  |  | MC044 | Faraday Building |  |  | 0 | 0
MC044-B11 | MC044-B11/I43 | FC 30 Mode Normal-Vmax |  |  |  |  | Energy sensor | I43 |  |  |  | MC044 | Faraday Building |  |  | 0 | 0
MC044-B11 | MC044-B11/I44 | FC 30 Fault |  |  |  |  | Energy sensor | I44 |  |  |  | MC044 | Faraday Building |  |  | 0 | 0
MC044-B11 | MC044-B11/I46 | FC 31 Mode On-Off |  |  |  |  | Energy sensor | I46 |  |  |  | MC044 | Faraday Building |  |  | 0 | 0
MC044-B11 | MC044-B11/I47 | FC 31 Mode Normal-Reduced |  |  |  |  | Energy sensor | I47 |  |  |  | MC044 | Faraday Building |  |  | 0 | 0
MC044-B11 | MC044-B11/I48 | FC 31 Mode Normal-Vmax |  |  |  |  | Energy sensor | I48 |  |  |  | MC044 | Faraday Building |  |  | 0 | 0
MC044-B11 | MC044-B11/I49 | FC 31 Fault |  |  |  |  | Energy sensor | I49 |  |  |  | MC044 | Faraday Building |  |  | 0 | 0
MC044-B11 | MC044-B11/I51 | FC 32 Mode On-Off |  |  |  |  | Energy sensor | I51 |  |  |  | MC044 | Faraday Building |  |  | 0 | 0
MC044-B11 | MC044-B11/I52 | FC 32 Mode Normal-Reduced |  |  |  |  | Energy sensor | I52 |  |  |  | MC044 | Faraday Building |  |  | 0 | 0
MC044-B11 | MC044-B11/I53 | FC 32 Mode Normal-Vmax |  |  |  |  | Energy sensor | I53 |  |  |  | MC044 | Faraday Building |  |  | 0 | 0
MC044-B11 | MC044-B11/I54 | FC 32 Fault |  |  |  |  | Energy sensor | I54 |  |  |  | MC044 | Faraday Building |  |  | 0 | 0
MC044-B11 | MC044-B11/I56 | FC 33 Mode On-Off |  |  |  |  | Energy sensor | I56 |  |  |  | MC044 | Faraday Building |  |  | 0 | 0
MC044-B11 | MC044-B11/I57 | FC 33 Mode Normal-Reduced |  |  |  |  | Energy sensor | I57 |  |  |  | MC044 | Faraday Building |  |  | 0 | 0
MC044-B11 | MC044-B11/I58 | FC 33 Mode Normal-Vmax |  |  |  |  | Energy sensor | I58 |  |  |  | MC044 | Faraday Building |  |  | 0 | 0
MC044-B11 | MC044-B11/I59 | FC 33 Fault |  |  |  |  | Energy sensor | I59 |  |  |  | MC044 | Faraday Building |  |  | 0 | 0
MC044-B11 | MC044-B11/I6 | FC 09 Mode On-Off |  |  |  |  | Energy sensor | I6 |  |  |  | MC044 | Faraday Building |  |  | 0 | 0
MC044-B11 | MC044-B11/I61 | FC 34 Mode On-Off |  |  |  |  | Energy sensor | I61 |  |  |  | MC044 | Faraday Building |  |  | 0 | 0
MC044-B11 | MC044-B11/I62 | FC 34 Mode Normal-Reduced |  |  |  |  | Energy sensor | I62 |  |  |  | MC044 | Faraday Building |  |  | 0 | 0
MC044-B11 | MC044-B11/I63 | FC 34 Mode Normal-Vmax |  |  |  |  | Energy sensor | I63 |  |  |  | MC044 | Faraday Building |  |  | 0 | 0
MC044-B11 | MC044-B11/I64 | FC 34 Fault |  |  |  |  | Energy sensor | I64 |  |  |  | MC044 | Faraday Building |  |  | 0 | 0
MC044-B11 | MC044-B11/I66 | FC 35 Mode On-Off |  |  |  |  | Energy sensor | I66 |  |  |  | MC044 | Faraday Building |  |  | 0 | 0
MC044-B11 | MC044-B11/I67 | FC 35 Mode Normal-Reduced |  |  |  |  | Energy sensor | I67 |  |  |  | MC044 | Faraday Building |  |  | 0 | 0
MC044-B11 | MC044-B11/I68 | FC 35 Mode Normal-Vmax |  |  |  |  | Energy sensor | I68 |  |  |  | MC044 | Faraday Building |  |  | 0 | 0
MC044-B11 | MC044-B11/I69 | FC 35 Fault |  |  |  |  | Energy sensor | I69 |  |  |  | MC044 | Faraday Building |  |  | 0 | 0
MC044-B11 | MC044-B11/I7 | FC 09 Mode Normal-Reduced |  |  |  |  | Energy sensor | I7 |  |  |  | MC044 | Faraday Building |  |  | 0 | 0
MC044-B11 | MC044-B11/I71 | FC 36 Mode On-Off |  |  |  |  | Energy sensor | I71 |  |  |  | MC044 | Faraday Building |  |  | 0 | 0
MC044-B11 | MC044-B11/I72 | FC 36 Mode Normal-Reduced |  |  |  |  | Energy sensor | I72 |  |  |  | MC044 | Faraday Building |  |  | 0 | 0
MC044-B11 | MC044-B11/I73 | FC 36 Mode Normal-Vmax |  |  |  |  | Energy sensor | I73 |  |  |  | MC044 | Faraday Building |  |  | 0 | 0
MC044-B11 | MC044-B11/I74 | FC 36 Fault |  |  |  |  | Energy sensor | I74 |  |  |  | MC044 | Faraday Building |  |  | 0 | 0
MC044-B11 | MC044-B11/I76 | FC 37 Mode On-Off |  |  |  |  | Energy sensor | I76 |  |  |  | MC044 | Faraday Building |  |  | 0 | 0
MC044-B11 | MC044-B11/I77 | FC 37 Mode Normal-Reduced |  |  |  |  | Energy sensor | I77 |  |  |  | MC044 | Faraday Building |  |  | 0 | 0
MC044-B11 | MC044-B11/I78 | FC 37 Mode Normal-Vmax |  |  |  |  | Energy sensor | I78 |  |  |  | MC044 | Faraday Building |  |  | 0 | 0
MC044-B11 | MC044-B11/I79 | FC 37 Fault |  |  |  |  | Energy sensor | I79 |  |  |  | MC044 | Faraday Building |  |  | 0 | 0
MC044-B11 | MC044-B11/I8 | FC 09 Mode Normal-Vmax |  |  |  |  | Energy sensor | I8 |  |  |  | MC044 | Faraday Building |  |  | 0 | 0
MC044-B11 | MC044-B11/I81 | FC 03 Mode On-Off |  |  |  |  | Energy sensor | I81 |  |  |  | MC044 | Faraday Building |  |  | 0 | 0
MC044-B11 | MC044-B11/I82 | FC 03 Mode Normal-Reduced |  |  |  |  | Energy sensor | I82 |  |  |  | MC044 | Faraday Building |  |  | 0 | 0
MC044-B11 | MC044-B11/I83 | FC 03 Mode Normal-Vmax |  |  |  |  | Energy sensor | I83 |  |  |  | MC044 | Faraday Building |  |  | 0 | 0
MC044-B11 | MC044-B11/I84 | FC 03 Fault |  |  |  |  | Energy sensor | I84 |  |  |  | MC044 | Faraday Building |  |  | 0 | 0
MC044-B11 | MC044-B11/I9 | FC 09 Fault |  |  |  |  | Energy sensor | I9 |  |  |  | MC044 | Faraday Building |  |  | 0 | 0
MC044-B11 | MC044-B11/N1 | Variable air volume B E08 |  |  |  |  | Energy sensor | N1 |  |  |  | MC044 | Faraday Building |  |  | 0 | 0
MC044-B11 | MC044-B11/n1 | TREND_0B_9C_F8 |  |  |  |  | Energy sensor | n1 |  |  |  | MC044 | Faraday Building |  |  | 0 | 0
MC044-B11 | MC044-B11/N10 | Variable air volume B E11 |  |  |  |  | Energy sensor | N10 |  |  |  | MC044 | Faraday Building |  |  | 0 | 0
MC044-B11 | MC044-B11/N100 | Variable air volume C E28 |  |  |  |  | Energy sensor | N100 |  |  |  | MC044 | Faraday Building |  |  | 0 | 0
MC044-B11 | MC044-B11/N101 | Variable air volume C E28 |  |  |  |  | Energy sensor | N101 |  |  |  | MC044 | Faraday Building |  |  | 0 | 0
MC044-B11 | MC044-B11/N102 | Variable air volume C E28 |  |  |  |  | Energy sensor | N102 |  |  |  | MC044 | Faraday Building |  |  | 0 | 0
MC044-B11 | MC044-B11/N103 | Variable air volume C E28 |  |  |  |  | Energy sensor | N103 |  |  |  | MC044 | Faraday Building |  |  | 0 | 0
MC044-B11 | MC044-B11/N104 | Variable air volume C E28 |  |  |  |  | Energy sensor | N104 |  |  |  | MC044 | Faraday Building |  |  | 0 | 0
MC044-B11 | MC044-B11/N105 | Variable air volume C E28 |  |  |  |  | Energy sensor | N105 |  |  |  | MC044 | Faraday Building |  |  | 0 | 0
MC044-B11 | MC044-B11/N106 | Variable air volume C E28 |  |  |  |  | Energy sensor | N106 |  |  |  | MC044 | Faraday Building |  |  | 0 | 0
MC044-B11 | MC044-B11/N107 | Variable air volume C E28 |  |  |  |  | Energy sensor | N107 |  |  |  | MC044 | Faraday Building |  |  | 0 | 0
MC044-B11 | MC044-B11/N108 | Variable air volume C E29 |  |  |  |  | Energy sensor | N108 |  |  |  | MC044 | Faraday Building |  |  | 0 | 0
MC044-B11 | MC044-B11/N109 | Variable air volume C E29 |  |  |  |  | Energy sensor | N109 |  |  |  | MC044 | Faraday Building |  |  | 0 | 0
MC044-B11 | MC044-B11/N11 | Variable air volume B E12 |  |  |  |  | Energy sensor | N11 |  |  |  | MC044 | Faraday Building |  |  | 0 | 0
MC044-B11 | MC044-B11/N110 | Variable air volume C E29 |  |  |  |  | Energy sensor | N110 |  |  |  | MC044 | Faraday Building |  |  | 0 | 0
MC044-B11 | MC044-B11/N111 | Variable air volume C E29 |  |  |  |  | Energy sensor | N111 |  |  |  | MC044 | Faraday Building |  |  | 0 | 0
MC044-B11 | MC044-B11/N112 | Variable air volume C E29 |  |  |  |  | Energy sensor | N112 |  |  |  | MC044 | Faraday Building |  |  | 0 | 0
MC044-B11 | MC044-B11/N113 | Variable air volume C E29 |  |  |  |  | Energy sensor | N113 |  |  |  | MC044 | Faraday Building |  |  | 0 | 0
MC044-B11 | MC044-B11/N114 | Variable air volume C E29 |  |  |  |  | Energy sensor | N114 |  |  |  | MC044 | Faraday Building |  |  | 0 | 0
MC044-B11 | MC044-B11/N115 | Variable air volume C E29 |  |  |  |  | Energy sensor | N115 |  |  |  | MC044 | Faraday Building |  |  | 0 | 0
MC044-B11 | MC044-B11/N116 | Variable air volume C E30 |  |  |  |  | Energy sensor | N116 |  |  |  | MC044 | Faraday Building |  |  | 0 | 0
MC044-B11 | MC044-B11/N117 | Variable air volume C E30 |  |  |  |  | Energy sensor | N117 |  |  |  | MC044 | Faraday Building |  |  | 0 | 0
MC044-B11 | MC044-B11/N118 | Variable air volume C E30 |  |  |  |  | Energy sensor | N118 |  |  |  | MC044 | Faraday Building |  |  | 0 | 0
MC044-B11 | MC044-B11/N119 | Variable air volume C E30 |  |  |  |  | Energy sensor | N119 |  |  |  | MC044 | Faraday Building |  |  | 0 | 0
MC044-B11 | MC044-B11/N12 | Variable air volume B E13 |  |  |  |  | Energy sensor | N12 |  |  |  | MC044 | Faraday Building |  |  | 0 | 0
MC044-B11 | MC044-B11/N120 | Variable air volume C E30 |  |  |  |  | Energy sensor | N120 |  |  |  | MC044 | Faraday Building |  |  | 0 | 0
MC044-B11 | MC044-B11/N121 | Variable air volume C E30 |  |  |  |  | Energy sensor | N121 |  |  |  | MC044 | Faraday Building |  |  | 0 | 0
MC044-B11 | MC044-B11/N122 | Variable air volume C E30 |  |  |  |  | Energy sensor | N122 |  |  |  | MC044 | Faraday Building |  |  | 0 | 0
MC044-B11 | MC044-B11/N123 | Variable air volume C E30 |  |  |  |  | Energy sensor | N123 |  |  |  | MC044 | Faraday Building |  |  | 0 | 0
MC044-B11 | MC044-B11/N124 | Variable air volume C E31 |  |  |  |  | Energy sensor | N124 |  |  |  | MC044 | Faraday Building |  |  | 0 | 0
MC044-B11 | MC044-B11/N125 | Variable air volume C E31 |  |  |  |  | Energy sensor | N125 |  |  |  | MC044 | Faraday Building |  |  | 0 | 0
MC044-B11 | MC044-B11/N126 | Variable air volume C E31 |  |  |  |  | Energy sensor | N126 |  |  |  | MC044 | Faraday Building |  |  | 0 | 0
MC044-B11 | MC044-B11/N127 | Variable air volume C E31 |  |  |  |  | Energy sensor | N127 |  |  |  | MC044 | Faraday Building |  |  | 0 | 0
MC044-B11 | MC044-B11/N128 | Variable air volume C E31 |  |  |  |  | Energy sensor | N128 |  |  |  | MC044 | Faraday Building |  |  | 0 | 0
MC044-B11 | MC044-B11/N129 | Variable air volume C E31 |  |  |  |  | Energy sensor | N129 |  |  |  | MC044 | Faraday Building |  |  | 0 | 0
MC044-B11 | MC044-B11/N13 | Variable air volume C E28 |  |  |  |  | Energy sensor | N13 |  |  |  | MC044 | Faraday Building |  |  | 0 | 0
MC044-B11 | MC044-B11/N130 | Variable air volume C E31 |  |  |  |  | Energy sensor | N130 |  |  |  | MC044 | Faraday Building |  |  | 0 | 0
MC044-B11 | MC044-B11/N131 | Variable air volume C E31 |  |  |  |  | Energy sensor | N131 |  |  |  | MC044 | Faraday Building |  |  | 0 | 0
MC044-B11 | MC044-B11/N132 | Variable air volume C E32 |  |  |  |  | Energy sensor | N132 |  |  |  | MC044 | Faraday Building |  |  | 0 | 0
MC044-B11 | MC044-B11/N133 | Variable air volume C E32 |  |  |  |  | Energy sensor | N133 |  |  |  | MC044 | Faraday Building |  |  | 0 | 0
MC044-B11 | MC044-B11/N134 | Variable air volume C E32 |  |  |  |  | Energy sensor | N134 |  |  |  | MC044 | Faraday Building |  |  | 0 | 0
MC044-B11 | MC044-B11/N135 | Variable air volume C E32 |  |  |  |  | Energy sensor | N135 |  |  |  | MC044 | Faraday Building |  |  | 0 | 0
MC044-B11 | MC044-B11/N136 | Variable air volume C E32 |  |  |  |  | Energy sensor | N136 |  |  |  | MC044 | Faraday Building |  |  | 0 | 0
MC044-B11 | MC044-B11/N137 | Variable air volume C E32 |  |  |  |  | Energy sensor | N137 |  |  |  | MC044 | Faraday Building |  |  | 0 | 0
MC044-B11 | MC044-B11/N138 | Variable air volume C E32 |  |  |  |  | Energy sensor | N138 |  |  |  | MC044 | Faraday Building |  |  | 0 | 0
MC044-B11 | MC044-B11/N139 | Variable air volume C E32 |  |  |  |  | Energy sensor | N139 |  |  |  | MC044 | Faraday Building |  |  | 0 | 0
MC044-B11 | MC044-B11/N14 | Variable air volume C E29 |  |  |  |  | Energy sensor | N14 |  |  |  | MC044 | Faraday Building |  |  | 0 | 0
MC044-B11 | MC044-B11/N140 | Variable air volume C E33 |  |  |  |  | Energy sensor | N140 |  |  |  | MC044 | Faraday Building |  |  | 0 | 0
MC044-B11 | MC044-B11/N141 | Variable air volume C E33 |  |  |  |  | Energy sensor | N141 |  |  |  | MC044 | Faraday Building |  |  | 0 | 0
MC044-B11 | MC044-B11/N142 | Variable air volume C E33 |  |  |  |  | Energy sensor | N142 |  |  |  | MC044 | Faraday Building |  |  | 0 | 0
MC044-B11 | MC044-B11/N143 | Variable air volume C E33 |  |  |  |  | Energy sensor | N143 |  |  |  | MC044 | Faraday Building |  |  | 0 | 0
MC044-B11 | MC044-B11/N144 | Variable air volume C E33 |  |  |  |  | Energy sensor | N144 |  |  |  | MC044 | Faraday Building |  |  | 0 | 0
MC044-B11 | MC044-B11/N145 | Variable air volume C E33 |  |  |  |  | Energy sensor | N145 |  |  |  | MC044 | Faraday Building |  |  | 0 | 0
MC044-B11 | MC044-B11/N146 | Variable air volume C E33 |  |  |  |  | Energy sensor | N146 |  |  |  | MC044 | Faraday Building |  |  | 0 | 0
MC044-B11 | MC044-B11/N147 | Variable air volume C E33 |  |  |  |  | Energy sensor | N147 |  |  |  | MC044 | Faraday Building |  |  | 0 | 0
MC044-B11 | MC044-B11/N148 | Variable air volume C E34 |  |  |  |  | Energy sensor | N148 |  |  |  | MC044 | Faraday Building |  |  | 0 | 0
MC044-B11 | MC044-B11/N149 | Variable air volume C E34 |  |  |  |  | Energy sensor | N149 |  |  |  | MC044 | Faraday Building |  |  | 0 | 0
MC044-B11 | MC044-B11/N15 | Variable air volume C E30 |  |  |  |  | Energy sensor | N15 |  |  |  | MC044 | Faraday Building |  |  | 0 | 0
MC044-B11 | MC044-B11/N150 | Variable air volume C E34 |  |  |  |  | Energy sensor | N150 |  |  |  | MC044 | Faraday Building |  |  | 0 | 0
MC044-B11 | MC044-B11/N151 | Variable air volume C E34 |  |  |  |  | Energy sensor | N151 |  |  |  | MC044 | Faraday Building |  |  | 0 | 0
MC044-B11 | MC044-B11/N152 | Variable air volume C E34 |  |  |  |  | Energy sensor | N152 |  |  |  | MC044 | Faraday Building |  |  | 0 | 0
MC044-B11 | MC044-B11/N153 | Variable air volume C E34 |  |  |  |  | Energy sensor | N153 |  |  |  | MC044 | Faraday Building |  |  | 0 | 0
MC044-B11 | MC044-B11/N154 | Variable air volume C E34 |  |  |  |  | Energy sensor | N154 |  |  |  | MC044 | Faraday Building |  |  | 0 | 0
MC044-B11 | MC044-B11/N155 | Variable air volume C E34 |  |  |  |  | Energy sensor | N155 |  |  |  | MC044 | Faraday Building |  |  | 0 | 0
MC044-B11 | MC044-B11/N156 | Variable air volume C E35 |  |  |  |  | Energy sensor | N156 |  |  |  | MC044 | Faraday Building |  |  | 0 | 0
MC044-B11 | MC044-B11/N157 | Variable air volume C E35 |  |  |  |  | Energy sensor | N157 |  |  |  | MC044 | Faraday Building |  |  | 0 | 0
MC044-B11 | MC044-B11/N158 | Variable air volume C E35 |  |  |  |  | Energy sensor | N158 |  |  |  | MC044 | Faraday Building |  |  | 0 | 0
MC044-B11 | MC044-B11/N159 | Variable air volume C E35 |  |  |  |  | Energy sensor | N159 |  |  |  | MC044 | Faraday Building |  |  | 0 | 0
MC044-B11 | MC044-B11/N16 | Variable air volume C E31 |  |  |  |  | Energy sensor | N16 |  |  |  | MC044 | Faraday Building |  |  | 0 | 0
MC044-B11 | MC044-B11/N160 | Variable air volume C E35 |  |  |  |  | Energy sensor | N160 |  |  |  | MC044 | Faraday Building |  |  | 0 | 0
MC044-B11 | MC044-B11/N161 | Variable air volume C E35 |  |  |  |  | Energy sensor | N161 |  |  |  | MC044 | Faraday Building |  |  | 0 | 0
MC044-B11 | MC044-B11/N162 | Variable air volume C E35 |  |  |  |  | Energy sensor | N162 |  |  |  | MC044 | Faraday Building |  |  | 0 | 0
MC044-B11 | MC044-B11/N163 | Variable air volume C E35 |  |  |  |  | Energy sensor | N163 |  |  |  | MC044 | Faraday Building |  |  | 0 | 0
MC044-B11 | MC044-B11/N164 | Variable air volume C E36 |  |  |  |  | Energy sensor | N164 |  |  |  | MC044 | Faraday Building |  |  | 0 | 0
MC044-B11 | MC044-B11/N165 | Variable air volume C E36 |  |  |  |  | Energy sensor | N165 |  |  |  | MC044 | Faraday Building |  |  | 0 | 0
MC044-B11 | MC044-B11/N166 | Variable air volume C E36 |  |  |  |  | Energy sensor | N166 |  |  |  | MC044 | Faraday Building |  |  | 0 | 0
MC044-B11 | MC044-B11/N167 | Variable air volume C E36 |  |  |  |  | Energy sensor | N167 |  |  |  | MC044 | Faraday Building |  |  | 0 | 0
MC044-B11 | MC044-B11/N168 | Variable air volume C E36 |  |  |  |  | Energy sensor | N168 |  |  |  | MC044 | Faraday Building |  |  | 0 | 0
MC044-B11 | MC044-B11/N169 | Variable air volume C E36 |  |  |  |  | Energy sensor | N169 |  |  |  | MC044 | Faraday Building |  |  | 0 | 0
MC044-B11 | MC044-B11/N17 | Variable air volume C E32 |  |  |  |  | Energy sensor | N17 |  |  |  | MC044 | Faraday Building |  |  | 0 | 0
MC044-B11 | MC044-B11/N170 | Variable air volume C E36 |  |  |  |  | Energy sensor | N170 |  |  |  | MC044 | Faraday Building |  |  | 0 | 0
MC044-B11 | MC044-B11/N171 | Variable air volume C E36 |  |  |  |  | Energy sensor | N171 |  |  |  | MC044 | Faraday Building |  |  | 0 | 0
MC044-B11 | MC044-B11/N172 | Variable air volume C E37 |  |  |  |  | Energy sensor | N172 |  |  |  | MC044 | Faraday Building |  |  | 0 | 0
MC044-B11 | MC044-B11/N173 | Variable air volume C E37 |  |  |  |  | Energy sensor | N173 |  |  |  | MC044 | Faraday Building |  |  | 0 | 0
MC044-B11 | MC044-B11/N174 | Variable air volume C E37 |  |  |  |  | Energy sensor | N174 |  |  |  | MC044 | Faraday Building |  |  | 0 | 0
MC044-B11 | MC044-B11/N175 | Variable air volume C E37 |  |  |  |  | Energy sensor | N175 |  |  |  | MC044 | Faraday Building |  |  | 0 | 0
MC044-B11 | MC044-B11/N176 | Variable air volume C E37 |  |  |  |  | Energy sensor | N176 |  |  |  | MC044 | Faraday Building |  |  | 0 | 0
MC044-B11 | MC044-B11/N177 | Variable air volume C E37 |  |  |  |  | Energy sensor | N177 |  |  |  | MC044 | Faraday Building |  |  | 0 | 0
MC044-B11 | MC044-B11/N178 | Variable air volume C E37 |  |  |  |  | Energy sensor | N178 |  |  |  | MC044 | Faraday Building |  |  | 0 | 0
MC044-B11 | MC044-B11/N179 | Variable air volume C E37 |  |  |  |  | Energy sensor | N179 |  |  |  | MC044 | Faraday Building |  |  | 0 | 0
MC044-B11 | MC044-B11/N18 | Variable air volume C E28 |  |  |  |  | Energy sensor | N18 |  |  |  | MC044 | Faraday Building |  |  | 0 | 0
MC044-B11 | MC044-B11/N180 | Variable air volume A E03 |  |  |  |  | Energy sensor | N180 |  |  |  | MC044 | Faraday Building |  |  | 0 | 0
MC044-B11 | MC044-B11/N181 | Variable air volume A E03 |  |  |  |  | Energy sensor | N181 |  |  |  | MC044 | Faraday Building |  |  | 0 | 0
MC044-B11 | MC044-B11/N182 | Variable air volume A E03 |  |  |  |  | Energy sensor | N182 |  |  |  | MC044 | Faraday Building |  |  | 0 | 0
MC044-B11 | MC044-B11/N183 | Variable air volume A E03 |  |  |  |  | Energy sensor | N183 |  |  |  | MC044 | Faraday Building |  |  | 0 | 0
MC044-B11 | MC044-B11/N184 | Variable air volume A E03 |  |  |  |  | Energy sensor | N184 |  |  |  | MC044 | Faraday Building |  |  | 0 | 0
MC044-B11 | MC044-B11/N185 | Variable air volume A E03 |  |  |  |  | Energy sensor | N185 |  |  |  | MC044 | Faraday Building |  |  | 0 | 0
MC044-B11 | MC044-B11/N186 | Variable air volume A E03 |  |  |  |  | Energy sensor | N186 |  |  |  | MC044 | Faraday Building |  |  | 0 | 0
MC044-B11 | MC044-B11/N187 | Variable air volume A E03 |  |  |  |  | Energy sensor | N187 |  |  |  | MC044 | Faraday Building |  |  | 0 | 0
MC044-B11 | MC044-B11/N19 | Variable air volume C E29 |  |  |  |  | Energy sensor | N19 |  |  |  | MC044 | Faraday Building |  |  | 0 | 0
MC044-B11 | MC044-B11/n2 | Network 2 |  |  |  |  | Energy sensor | n2 |  |  |  | MC044 | Faraday Building |  |  | 0 | 0
MC044-B11 | MC044-B11/N2 | Variable air volume B E09 |  |  |  |  | Energy sensor | N2 |  |  |  | MC044 | Faraday Building |  |  | 0 | 0
MC044-B11 | MC044-B11/N20 | Variable air volume C E30 |  |  |  |  | Energy sensor | N20 |  |  |  | MC044 | Faraday Building |  |  | 0 | 0
MC044-B11 | MC044-B11/N21 | Variable air volume C E31 |  |  |  |  | Energy sensor | N21 |  |  |  | MC044 | Faraday Building |  |  | 0 | 0
MC044-B11 | MC044-B11/N22 | Variable air volume C E32 |  |  |  |  | Energy sensor | N22 |  |  |  | MC044 | Faraday Building |  |  | 0 | 0
MC044-B11 | MC044-B11/N23 | Variable air volume C E33 |  |  |  |  | Energy sensor | N23 |  |  |  | MC044 | Faraday Building |  |  | 0 | 0
MC044-B11 | MC044-B11/N24 | Variable air volume C E34 |  |  |  |  | Energy sensor | N24 |  |  |  | MC044 | Faraday Building |  |  | 0 | 0
MC044-B11 | MC044-B11/N25 | Variable air volume C E35 |  |  |  |  | Energy sensor | N25 |  |  |  | MC044 | Faraday Building |  |  | 0 | 0
MC044-B11 | MC044-B11/N26 | Variable air volume C E36 |  |  |  |  | Energy sensor | N26 |  |  |  | MC044 | Faraday Building |  |  | 0 | 0
MC044-B11 | MC044-B11/N27 | Variable air volume C E37 |  |  |  |  | Energy sensor | N27 |  |  |  | MC044 | Faraday Building |  |  | 0 | 0
MC044-B11 | MC044-B11/N28 | Variable air volume C E33 |  |  |  |  | Energy sensor | N28 |  |  |  | MC044 | Faraday Building |  |  | 0 | 0
MC044-B11 | MC044-B11/N29 | Variable air volume C E34 |  |  |  |  | Energy sensor | N29 |  |  |  | MC044 | Faraday Building |  |  | 0 | 0
MC044-B11 | MC044-B11/n3 | BACnet IP |  |  |  |  | Energy sensor | n3 |  |  |  | MC044 | Faraday Building |  |  | 0 | 0
MC044-B11 | MC044-B11/N3 | Variable air volume B E10 |  |  |  |  | Energy sensor | N3 |  |  |  | MC044 | Faraday Building |  |  | 0 | 0
MC044-B11 | MC044-B11/N30 | Variable air volume C E35 |  |  |  |  | Energy sensor | N30 |  |  |  | MC044 | Faraday Building |  |  | 0 | 0
MC044-B11 | MC044-B11/N31 | Variable air volume C E36 |  |  |  |  | Energy sensor | N31 |  |  |  | MC044 | Faraday Building |  |  | 0 | 0
MC044-B11 | MC044-B11/N32 | Variable air volume C E37 |  |  |  |  | Energy sensor | N32 |  |  |  | MC044 | Faraday Building |  |  | 0 | 0
MC044-B11 | MC044-B11/N33 | Variable air volume A E03 |  |  |  |  | Energy sensor | N33 |  |  |  | MC044 | Faraday Building |  |  | 0 | 0
MC044-B11 | MC044-B11/N34 | Variable air volume A E03 |  |  |  |  | Energy sensor | N34 |  |  |  | MC044 | Faraday Building |  |  | 0 | 0
MC044-B11 | MC044-B11/N35 | Variable air volume A E03 |  |  |  |  | Energy sensor | N35 |  |  |  | MC044 | Faraday Building |  |  | 0 | 0
MC044-B11 | MC044-B11/N36 | Variable air volume B E08 |  |  |  |  | Energy sensor | N36 |  |  |  | MC044 | Faraday Building |  |  | 0 | 0
MC044-B11 | MC044-B11/N37 | Variable air volume B E08 |  |  |  |  | Energy sensor | N37 |  |  |  | MC044 | Faraday Building |  |  | 0 | 0
MC044-B11 | MC044-B11/N38 | Variable air volume B E08 |  |  |  |  | Energy sensor | N38 |  |  |  | MC044 | Faraday Building |  |  | 0 | 0
MC044-B11 | MC044-B11/N39 | Variable air volume B E08 |  |  |  |  | Energy sensor | N39 |  |  |  | MC044 | Faraday Building |  |  | 0 | 0
MC044-B11 | MC044-B11/N4 | Variable air volume B E11 |  |  |  |  | Energy sensor | N4 |  |  |  | MC044 | Faraday Building |  |  | 0 | 0
MC044-B11 | MC044-B11/N40 | Variable air volume B E08 |  |  |  |  | Energy sensor | N40 |  |  |  | MC044 | Faraday Building |  |  | 0 | 0
MC044-B11 | MC044-B11/N41 | Variable air volume B E08 |  |  |  |  | Energy sensor | N41 |  |  |  | MC044 | Faraday Building |  |  | 0 | 0
MC044-B11 | MC044-B11/N42 | Variable air volume B E08 |  |  |  |  | Energy sensor | N42 |  |  |  | MC044 | Faraday Building |  |  | 0 | 0
MC044-B11 | MC044-B11/N43 | Variable air volume B E08 |  |  |  |  | Energy sensor | N43 |  |  |  | MC044 | Faraday Building |  |  | 0 | 0
MC044-B11 | MC044-B11/N44 | Variable air volume B E09 |  |  |  |  | Energy sensor | N44 |  |  |  | MC044 | Faraday Building |  |  | 0 | 0
MC044-B11 | MC044-B11/N45 | Variable air volume B E09 |  |  |  |  | Energy sensor | N45 |  |  |  | MC044 | Faraday Building |  |  | 0 | 0
MC044-B11 | MC044-B11/N46 | Variable air volume B E09 |  |  |  |  | Energy sensor | N46 |  |  |  | MC044 | Faraday Building |  |  | 0 | 0
MC044-B11 | MC044-B11/N47 | Variable air volume B E09 |  |  |  |  | Energy sensor | N47 |  |  |  | MC044 | Faraday Building |  |  | 0 | 0
MC044-B11 | MC044-B11/N48 | Variable air volume B E09 |  |  |  |  | Energy sensor | N48 |  |  |  | MC044 | Faraday Building |  |  | 0 | 0
MC044-B11 | MC044-B11/N49 | Variable air volume B E09 |  |  |  |  | Energy sensor | N49 |  |  |  | MC044 | Faraday Building |  |  | 0 | 0
MC044-B11 | MC044-B11/N5 | Variable air volume B E12 |  |  |  |  | Energy sensor | N5 |  |  |  | MC044 | Faraday Building |  |  | 0 | 0
MC044-B11 | MC044-B11/n5 | BACnet MSTP |  |  |  |  | Energy sensor | n5 |  |  |  | MC044 | Faraday Building |  |  | 0 | 0
MC044-B11 | MC044-B11/N50 | Variable air volume B E09 |  |  |  |  | Energy sensor | N50 |  |  |  | MC044 | Faraday Building |  |  | 0 | 0
MC044-B11 | MC044-B11/N51 | Variable air volume B E09 |  |  |  |  | Energy sensor | N51 |  |  |  | MC044 | Faraday Building |  |  | 0 | 0
MC044-B11 | MC044-B11/N52 | Variable air volume B E10 |  |  |  |  | Energy sensor | N52 |  |  |  | MC044 | Faraday Building |  |  | 0 | 0
MC044-B11 | MC044-B11/N53 | Variable air volume B E10 |  |  |  |  | Energy sensor | N53 |  |  |  | MC044 | Faraday Building |  |  | 0 | 0
MC044-B11 | MC044-B11/N54 | Variable air volume B E10 |  |  |  |  | Energy sensor | N54 |  |  |  | MC044 | Faraday Building |  |  | 0 | 0
MC044-B11 | MC044-B11/N55 | Variable air volume B E10 |  |  |  |  | Energy sensor | N55 |  |  |  | MC044 | Faraday Building |  |  | 0 | 0
MC044-B11 | MC044-B11/N56 | Variable air volume B E10 |  |  |  |  | Energy sensor | N56 |  |  |  | MC044 | Faraday Building |  |  | 0 | 0
MC044-B11 | MC044-B11/N57 | Variable air volume B E10 |  |  |  |  | Energy sensor | N57 |  |  |  | MC044 | Faraday Building |  |  | 0 | 0
MC044-B11 | MC044-B11/N58 | Variable air volume B E10 |  |  |  |  | Energy sensor | N58 |  |  |  | MC044 | Faraday Building |  |  | 0 | 0
MC044-B11 | MC044-B11/N59 | Variable air volume B E10 |  |  |  |  | Energy sensor | N59 |  |  |  | MC044 | Faraday Building |  |  | 0 | 0
MC044-B11 | MC044-B11/N6 | Variable air volume B E13 |  |  |  |  | Energy sensor | N6 |  |  |  | MC044 | Faraday Building |  |  | 0 | 0
MC044-B11 | MC044-B11/n6 | [5 empty] | Energy sensor | n6 |  |  |  | MC044 | Faraday Building |  |  | 0 | 0
MC044-B11 | MC044-B11/N60 | Variable air volume B E11 |  |  |  |  | Energy sensor | N60 |  |  |  | MC044 | Faraday Building |  |  | 0 | 0
MC044-B11 | MC044-B11/N61 | Variable air volume B E11 |  |  |  |  | Energy sensor | N61 |  |  |  | MC044 | Faraday Building |  |  | 0 | 0
MC044-B11 | MC044-B11/N62 | Variable air volume B E11 |  |  |  |  | Energy sensor | N62 |  |  |  | MC044 | Faraday Building |  |  | 0 | 0
MC044-B11 | MC044-B11/N63 | Variable air volume B E11 |  |  |  |  | Energy sensor | N63 |  |  |  | MC044 | Faraday Building |  |  | 0 | 0
MC044-B11 | MC044-B11/N64 | Variable air volume B E11 |  |  |  |  | Energy sensor | N64 |  |  |  | MC044 | Faraday Building |  |  | 0 | 0
MC044-B11 | MC044-B11/N65 | Variable air volume B E11 |  |  |  |  | Energy sensor | N65 |  |  |  | MC044 | Faraday Building |  |  | 0 | 0
MC044-B11 | MC044-B11/N66 | Variable air volume B E11 |  |  |  |  | Energy sensor | N66 |  |  |  | MC044 | Faraday Building |  |  | 0 | 0
MC044-B11 | MC044-B11/N67 | Variable air volume B E11 |  |  |  |  | Energy sensor | N67 |  |  |  | MC044 | Faraday Building |  |  | 0 | 0
MC044-B11 | MC044-B11/N68 | Variable air volume B E12 |  |  |  |  | Energy sensor | N68 |  |  |  | MC044 | Faraday Building |  |  | 0 | 0
MC044-B11 | MC044-B11/N69 | Variable air volume B E12 |  |  |  |  | Energy sensor | N69 |  |  |  | MC044 | Faraday Building |  |  | 0 | 0
MC044-B11 | MC044-B11/N7 | Variable air volume B E08 |  |  |  |  | Energy sensor | N7 |  |  |  | MC044 | Faraday Building |  |  | 0 | 0
MC044-B11 | MC044-B11/N70 | Variable air volume B E12 |  |  |  |  | Energy sensor | N70 |  |  |  | MC044 | Faraday Building |  |  | 0 | 0
MC044-B11 | MC044-B11/N71 | Variable air volume B E12 |  |  |  |  | Energy sensor | N71 |  |  |  | MC044 | Faraday Building |  |  | 0 | 0
MC044-B11 | MC044-B11/N72 | Variable air volume B E12 |  |  |  |  | Energy sensor | N72 |  |  |  | MC044 | Faraday Building |  |  | 0 | 0
MC044-B11 | MC044-B11/N73 | Variable air volume B E08 |  |  |  |  | Energy sensor | N73 |  |  |  | MC044 | Faraday Building |  |  | 0 | 0
MC044-B11 | MC044-B11/N74 | Variable air volume B E09 |  |  |  |  | Energy sensor | N74 |  |  |  | MC044 | Faraday Building |  |  | 0 | 0
MC044-B11 | MC044-B11/N75 | Variable air volume B E10 |  |  |  |  | Energy sensor | N75 |  |  |  | MC044 | Faraday Building |  |  | 0 | 0
MC044-B11 | MC044-B11/N76 | Variable air volume B E11 |  |  |  |  | Energy sensor | N76 |  |  |  | MC044 | Faraday Building |  |  | 0 | 0
MC044-B11 | MC044-B11/N77 | Variable air volume B E12 |  |  |  |  | Energy sensor | N77 |  |  |  | MC044 | Faraday Building |  |  | 0 | 0
MC044-B11 | MC044-B11/N78 | Variable air volume B E13 |  |  |  |  | Energy sensor | N78 |  |  |  | MC044 | Faraday Building |  |  | 0 | 0
MC044-B11 | MC044-B11/N79 | Variable air volume C E28 |  |  |  |  | Energy sensor | N79 |  |  |  | MC044 | Faraday Building |  |  | 0 | 0
MC044-B11 | MC044-B11/N8 | Variable air volume B E09 |  |  |  |  | Energy sensor | N8 |  |  |  | MC044 | Faraday Building |  |  | 0 | 0
MC044-B11 | MC044-B11/N80 | Variable air volume C E29 |  |  |  |  | Energy sensor | N80 |  |  |  | MC044 | Faraday Building |  |  | 0 | 0
MC044-B11 | MC044-B11/N81 | Variable air volume C E30 |  |  |  |  | Energy sensor | N81 |  |  |  | MC044 | Faraday Building |  |  | 0 | 0
MC044-B11 | MC044-B11/N82 | Variable air volume C E31 |  |  |  |  | Energy sensor | N82 |  |  |  | MC044 | Faraday Building |  |  | 0 | 0
MC044-B11 | MC044-B11/N83 | Variable air volume C E32 |  |  |  |  | Energy sensor | N83 |  |  |  | MC044 | Faraday Building |  |  | 0 | 0
MC044-B11 | MC044-B11/N84 | Variable air volume C E33 |  |  |  |  | Energy sensor | N84 |  |  |  | MC044 | Faraday Building |  |  | 0 | 0
MC044-B11 | MC044-B11/N85 | Variable air volume C E34 |  |  |  |  | Energy sensor | N85 |  |  |  | MC044 | Faraday Building |  |  | 0 | 0
MC044-B11 | MC044-B11/N86 | Variable air volume C E35 |  |  |  |  | Energy sensor | N86 |  |  |  | MC044 | Faraday Building |  |  | 0 | 0
MC044-B11 | MC044-B11/N87 | Variable air volume C E36 |  |  |  |  | Energy sensor | N87 |  |  |  | MC044 | Faraday Building |  |  | 0 | 0
MC044-B11 | MC044-B11/N88 | Variable air volume C E37 |  |  |  |  | Energy sensor | N88 |  |  |  | MC044 | Faraday Building |  |  | 0 | 0
MC044-B11 | MC044-B11/N89 | Variable air volume B E12 |  |  |  |  | Energy sensor | N89 |  |  |  | MC044 | Faraday Building |  |  | 0 | 0
MC044-B11 | MC044-B11/N9 | Variable air volume B E10 |  |  |  |  | Energy sensor | N9 |  |  |  | MC044 | Faraday Building |  |  | 0 | 0
MC044-B11 | MC044-B11/N90 | Variable air volume B E12 |  |  |  |  | Energy sensor | N90 |  |  |  | MC044 | Faraday Building |  |  | 0 | 0
MC044-B11 | MC044-B11/N91 | Variable air volume B E12 |  |  |  |  | Energy sensor | N91 |  |  |  | MC044 | Faraday Building |  |  | 0 | 0
MC044-B11 | MC044-B11/N92 | Variable air volume B E13 |  |  |  |  | Energy sensor | N92 |  |  |  | MC044 | Faraday Building |  |  | 0 | 0
MC044-B11 | MC044-B11/N93 | Variable air volume B E13 |  |  |  |  | Energy sensor | N93 |  |  |  | MC044 | Faraday Building |  |  | 0 | 0
MC044-B11 | MC044-B11/N94 | Variable air volume B E13 |  |  |  |  | Energy sensor | N94 |  |  |  | MC044 | Faraday Building |  |  | 0 | 0
MC044-B11 | MC044-B11/N95 | Variable air volume B E13 |  |  |  |  | Energy sensor | N95 |  |  |  | MC044 | Faraday Building |  |  | 0 | 0
MC044-B11 | MC044-B11/N96 | Variable air volume B E13 |  |  |  |  | Energy sensor | N96 |  |  |  | MC044 | Faraday Building |  |  | 0 | 0
MC044-B11 | MC044-B11/N97 | Variable air volume B E13 |  |  |  |  | Energy sensor | N97 |  |  |  | MC044 | Faraday Building |  |  | 0 | 0
MC044-B11 | MC044-B11/N98 | Variable air volume B E13 |  |  |  |  | Energy sensor | N98 |  |  |  | MC044 | Faraday Building |  |  | 0 | 0
MC044-B11 | MC044-B11/N99 | Variable air volume B E13 |  |  |  |  | Energy sensor | N99 |  |  |  | MC044 | Faraday Building |  |  | 0 | 0
MC044-B11 | MC044-B11/o1 | Alarm Route 1 |  |  |  |  | Energy sensor | o1 |  |  |  | MC044 | Faraday Building |  |  | 0 | 0
MC044-B11 | MC044-B11/o2 | Alarm Route 2 |  |  |  |  | Energy sensor | o2 |  |  |  | MC044 | Faraday Building |  |  | 0 | 0
MC044-B11 | MC044-B11/o3 | Alarm Route 3 |  |  |  |  | Energy sensor | o3 |  |  |  | MC044 | Faraday Building |  |  | 0 | 0
MC044-B11 | MC044-B11/Q1 | Sequence Table 1 |  |  |  |  | Energy sensor | Q1 |  |  |  | MC044 | Faraday Building |  |  | 0 | 0
MC044-B11 | MC044-B11/S1 | FC 08 Mode |  |  |  |  | Energy sensor | S1 |  |  |  | MC044 | Faraday Building |  |  | 0 | 0
MC044-B11 | MC044-B11/S11 | FC 10 Mode |  |  |  |  | Energy sensor | S11 |  |  |  | MC044 | Faraday Building |  |  | 0 | 0
MC044-B11 | MC044-B11/S12 | FC 10 Damper Position |  |  |  |  | Energy sensor | S12 |  |  |  | MC044 | Faraday Building |  |  | 0 | 0
MC044-B11 | MC044-B11/S13 | FC 10 Volume Flow |  |  |  |  | Energy sensor | S13 |  |  |  | MC044 | Faraday Building |  |  | 0 | 0
MC044-B11 | MC044-B11/S14 | FC 10 Face Velocity |  |  |  |  | Energy sensor | S14 |  |  |  | MC044 | Faraday Building |  |  | 0 | 0
MC044-B11 | MC044-B11/S16 | FC 11 Mode |  |  |  |  | Energy sensor | S16 |  |  |  | MC044 | Faraday Building |  |  | 0 | 0
MC044-B11 | MC044-B11/S17 | FC 11 Damper Position |  |  |  |  | Energy sensor | S17 |  |  |  | MC044 | Faraday Building |  |  | 0 | 0
MC044-B11 | MC044-B11/S18 | FC 11 Volume Flow |  |  |  |  | Energy sensor | S18 |  |  |  | MC044 | Faraday Building |  |  | 0 | 0
MC044-B11 | MC044-B11/S19 | FC 11 Face Velocity |  |  |  |  | Energy sensor | S19 |  |  |  | MC044 | Faraday Building |  |  | 0 | 0
MC044-B11 | MC044-B11/S2 | FC 08 Damper Position |  |  |  |  | Energy sensor | S2 |  |  |  | MC044 | Faraday Building |  |  | 0 | 0
MC044-B11 | MC044-B11/S21 | FC 12 Mode |  |  |  |  | Energy sensor | S21 |  |  |  | MC044 | Faraday Building |  |  | 0 | 0
MC044-B11 | MC044-B11/S22 | FC 12 Damper Position |  |  |  |  | Energy sensor | S22 |  |  |  | MC044 | Faraday Building |  |  | 0 | 0
MC044-B11 | MC044-B11/S23 | FC 12 Volume Flow |  |  |  |  | Energy sensor | S23 |  |  |  | MC044 | Faraday Building |  |  | 0 | 0
MC044-B11 | MC044-B11/S24 | FC 12 Face Velocity |  |  |  |  | Energy sensor | S24 |  |  |  | MC044 | Faraday Building |  |  | 0 | 0
MC044-B11 | MC044-B11/S26 | FC 13 Mode |  |  |  |  | Energy sensor | S26 |  |  |  | MC044 | Faraday Building |  |  | 0 | 0
MC044-B11 | MC044-B11/S27 | FC 13 Damper Position |  |  |  |  | Energy sensor | S27 |  |  |  | MC044 | Faraday Building |  |  | 0 | 0
MC044-B11 | MC044-B11/S28 | FC 13 Volume Flow |  |  |  |  | Energy sensor | S28 |  |  |  | MC044 | Faraday Building |  |  | 0 | 0
MC044-B11 | MC044-B11/S29 | FC 13 Face Velocity |  |  |  |  | Energy sensor | S29 |  |  |  | MC044 | Faraday Building |  |  | 0 | 0
MC044-B11 | MC044-B11/S3 | FC 08 Volume Flow |  |  |  |  | Energy sensor | S3 |  |  |  | MC044 | Faraday Building |  |  | 0 | 0
MC044-B11 | MC044-B11/S31 | FC 28 Mode |  |  |  |  | Energy sensor | S31 |  |  |  | MC044 | Faraday Building |  |  | 0 | 0
MC044-B11 | MC044-B11/S32 | FC 28 Damper Position |  |  |  |  | Energy sensor | S32 |  |  |  | MC044 | Faraday Building |  |  | 0 | 0
MC044-B11 | MC044-B11/S33 | FC 28 Volume Flow |  |  |  |  | Energy sensor | S33 |  |  |  | MC044 | Faraday Building |  |  | 0 | 0
MC044-B11 | MC044-B11/S34 | FC 28 Face Velocity |  |  |  |  | Energy sensor | S34 |  |  |  | MC044 | Faraday Building |  |  | 0 | 0
MC044-B11 | MC044-B11/S36 | FC 29 Mode |  |  |  |  | Energy sensor | S36 |  |  |  | MC044 | Faraday Building |  |  | 0 | 0
MC044-B11 | MC044-B11/S37 | FC 29 Damper Position |  |  |  |  | Energy sensor | S37 |  |  |  | MC044 | Faraday Building |  |  | 0 | 0
MC044-B11 | MC044-B11/S38 | FC 29 Volume Flow |  |  |  |  | Energy sensor | S38 |  |  |  | MC044 | Faraday Building |  |  | 0 | 0
MC044-B11 | MC044-B11/S39 | FC 29 Face Velocity |  |  |  |  | Energy sensor | S39 |  |  |  | MC044 | Faraday Building |  |  | 0 | 0
MC044-B11 | MC044-B11/S4 | FC 08 Face Velocity |  |  |  |  | Energy sensor | S4 |  |  |  | MC044 | Faraday Building |  |  | 0 | 0
MC044-B11 | MC044-B11/S41 | FC 30 Mode |  |  |  |  | Energy sensor | S41 |  |  |  | MC044 | Faraday Building |  |  | 0 | 0
MC044-B11 | MC044-B11/S42 | FC 30 Damper Position |  |  |  |  | Energy sensor | S42 |  |  |  | MC044 | Faraday Building |  |  | 0 | 0
MC044-B11 | MC044-B11/S43 | FC 30 Volume Flow |  |  |  |  | Energy sensor | S43 |  |  |  | MC044 | Faraday Building |  |  | 0 | 0
MC044-B11 | MC044-B11/S44 | FC 30 Face Velocity |  |  |  |  | Energy sensor | S44 |  |  |  | MC044 | Faraday Building |  |  | 0 | 0
MC044-B11 | MC044-B11/S46 | FC 31 Mode |  |  |  |  | Energy sensor | S46 |  |  |  | MC044 | Faraday Building |  |  | 0 | 0
MC044-B11 | MC044-B11/S47 | FC 31 Damper Position |  |  |  |  | Energy sensor | S47 |  |  |  | MC044 | Faraday Building |  |  | 0 | 0
MC044-B11 | MC044-B11/S48 | FC 31 Volume Flow |  |  |  |  | Energy sensor | S48 |  |  |  | MC044 | Faraday Building |  |  | 0 | 0
MC044-B11 | MC044-B11/S49 | FC 31 Face Velocity |  |  |  |  | Energy sensor | S49 |  |  |  | MC044 | Faraday Building |  |  | 0 | 0
MC044-B11 | MC044-B11/S51 | FC 32 Mode |  |  |  |  | Energy sensor | S51 |  |  |  | MC044 | Faraday Building |  |  | 0 | 0
MC044-B11 | MC044-B11/S52 | FC 32 Damper Position |  |  |  |  | Energy sensor | S52 |  |  |  | MC044 | Faraday Building |  |  | 0 | 0
MC044-B11 | MC044-B11/S53 | FC 32 Volume Flow |  |  |  |  | Energy sensor | S53 |  |  |  | MC044 | Faraday Building |  |  | 0 | 0
MC044-B11 | MC044-B11/S54 | FC 32 Face Velocity |  |  |  |  | Energy sensor | S54 |  |  |  | MC044 | Faraday Building |  |  | 0 | 0
MC044-B11 | MC044-B11/S56 | FC 33 Mode |  |  |  |  | Energy sensor | S56 |  |  |  | MC044 | Faraday Building |  |  | 0 | 0
MC044-B11 | MC044-B11/S57 | FC 33 Damper Position |  |  |  |  | Energy sensor | S57 |  |  |  | MC044 | Faraday Building |  |  | 0 | 0
MC044-B11 | MC044-B11/S58 | FC 33 Volume Flow |  |  |  |  | Energy sensor | S58 |  |  |  | MC044 | Faraday Building |  |  | 0 | 0
MC044-B11 | MC044-B11/S59 | FC 33 Face Velocity |  |  |  |  | Energy sensor | S59 |  |  |  | MC044 | Faraday Building |  |  | 0 | 0
MC044-B11 | MC044-B11/S6 | FC 09 Mode |  |  |  |  | Energy sensor | S6 |  |  |  | MC044 | Faraday Building |  |  | 0 | 0
MC044-B11 | MC044-B11/S61 | FC 34 Mode |  |  |  |  | Energy sensor | S61 |  |  |  | MC044 | Faraday Building |  |  | 0 | 0
MC044-B11 | MC044-B11/S62 | FC 34 Damper Position |  |  |  |  | Energy sensor | S62 |  |  |  | MC044 | Faraday Building |  |  | 0 | 0
MC044-B11 | MC044-B11/S63 | FC 34 Volume Flow |  |  |  |  | Energy sensor | S63 |  |  |  | MC044 | Faraday Building |  |  | 0 | 0
MC044-B11 | MC044-B11/S64 | FC 34 Face Velocity |  |  |  |  | Energy sensor | S64 |  |  |  | MC044 | Faraday Building |  |  | 0 | 0
MC044-B11 | MC044-B11/S66 | FC 35 Mode |  |  |  |  | Energy sensor | S66 |  |  |  | MC044 | Faraday Building |  |  | 0 | 0
MC044-B11 | MC044-B11/S67 | FC 35 Damper Position |  |  |  |  | Energy sensor | S67 |  |  |  | MC044 | Faraday Building |  |  | 0 | 0
MC044-B11 | MC044-B11/S68 | FC 35 Volume Flow |  |  |  |  | Energy sensor | S68 |  |  |  | MC044 | Faraday Building |  |  | 0 | 0
MC044-B11 | MC044-B11/S69 | FC 35 Face Velocity |  |  |  |  | Energy sensor | S69 |  |  |  | MC044 | Faraday Building |  |  | 0 | 0
MC044-B11 | MC044-B11/S7 | FC 09 Damper Position |  |  |  |  | Energy sensor | S7 |  |  |  | MC044 | Faraday Building |  |  | 0 | 0
MC044-B11 | MC044-B11/S71 | FC 36 Mode |  |  |  |  | Energy sensor | S71 |  |  |  | MC044 | Faraday Building |  |  | 0 | 0
MC044-B11 | MC044-B11/S72 | FC 36 Damper Position |  |  |  |  | Energy sensor | S72 |  |  |  | MC044 | Faraday Building |  |  | 0 | 0
MC044-B11 | MC044-B11/S73 | FC 36 Volume Flow |  |  |  |  | Energy sensor | S73 |  |  |  | MC044 | Faraday Building |  |  | 0 | 0
MC044-B11 | MC044-B11/S74 | FC 36 Face Velocity |  |  |  |  | Energy sensor | S74 |  |  |  | MC044 | Faraday Building |  |  | 0 | 0
MC044-B11 | MC044-B11/S76 | FC 37 Mode |  |  |  |  | Energy sensor | S76 |  |  |  | MC044 | Faraday Building |  |  | 0 | 0
MC044-B11 | MC044-B11/S77 | FC 37 Damper Position |  |  |  |  | Energy sensor | S77 |  |  |  | MC044 | Faraday Building |  |  | 0 | 0
MC044-B11 | MC044-B11/S78 | FC 37 Volume Flow |  |  |  |  | Energy sensor | S78 |  |  |  | MC044 | Faraday Building |  |  | 0 | 0
MC044-B11 | MC044-B11/S79 | FC 37 Face Velocity |  |  |  |  | Energy sensor | S79 |  |  |  | MC044 | Faraday Building |  |  | 0 | 0
MC044-B11 | MC044-B11/S8 | FC 09 Volume Flow |  |  |  |  | Energy sensor | S8 |  |  |  | MC044 | Faraday Building |  |  | 0 | 0
MC044-B11 | MC044-B11/S81 | FC 03 Mode |  |  |  |  | Energy sensor | S81 |  |  |  | MC044 | Faraday Building |  |  | 0 | 0
MC044-B11 | MC044-B11/S82 | FC 03 Damper Position |  |  |  |  | Energy sensor | S82 |  |  |  | MC044 | Faraday Building |  |  | 0 | 0
MC044-B11 | MC044-B11/S83 | FC 03 Volume Flow |  |  |  |  | Energy sensor | S83 |  |  |  | MC044 | Faraday Building |  |  | 0 | 0
MC044-B11 | MC044-B11/S84 | FC 03 Face Velocity |  |  |  |  | Energy sensor | S84 |  |  |  | MC044 | Faraday Building |  |  | 0 | 0
MC044-B11 | MC044-B11/S9 | FC 09 Face Velocity |  |  |  |  | Energy sensor | S9 |  |  |  | MC044 | Faraday Building |  |  | 0 | 0
MC044-B11 | MC044-B11/U1 | [5 empty] | Energy sensor | U1 |  |  |  | MC044 | Faraday Building |  |  | 0 | 0
MC044-B11 | MC044-B11/U2 | [5 empty] | Energy sensor | U2 |  |  |  | MC044 | Faraday Building |  |  | 0 | 0
MC044-B11 | MC044-B11/V1 | [5 empty] | Energy sensor | V1 |  |  |  | MC044 | Faraday Building |  |  | 0 | 0
MC044-B11 | MC044-B11/V2 | [5 empty] | Energy sensor | V2 |  |  |  | MC044 | Faraday Building |  |  | 0 | 0
MC044-B11 | MC044-B11/V3 | [5 empty] | Energy sensor | V3 |  |  |  | MC044 | Faraday Building |  |  | 0 | 0
MC044-B11 | MC044-B11/V4 | [5 empty] | Energy sensor | V4 |  |  |  | MC044 | Faraday Building |  |  | 0 | 0
MC044-B11 | MC044-B11/V5 | [5 empty] | Energy sensor | V5 |  |  |  | MC044 | Faraday Building |  |  | 0 | 0
MC044-B11 | MC044-B11/W1 | NeverSendReducedFlow=1 |  |  |  |  | Energy sensor | W1 |  |  |  | MC044 | Faraday Building |  |  | 0 | 0
MC061-B02 | MC061-B02/B1 | IC Comms from OS11 |  |  |  |  | Energy sensor | B1 |  |  |  | MC061 | Energy Centre |  |  | 0 | 0
MC061-B02 | MC061-B02/C1 | Virtual CNC 1 |  |  |  |  | Energy sensor | C1 |  |  |  | MC061 | Energy Centre |  |  | 0 | 0
MC061-B02 | MC061-B02/D1 | Biomass Boiler Inhibit |  |  |  |  | Energy sensor | D1 |  |  |  | MC061 | Energy Centre |  |  | 0 | 0
MC061-B02 | MC061-B02/D2 | Buffer Vessel PHX Pump P2 |  |  |  |  | Energy sensor | D2 |  |  |  | MC061 | Energy Centre |  |  | 0 | 0
MC061-B02 | MC061-B02/D3 | PHX to university Pump P1 |  |  |  |  | Energy sensor | D3 |  |  |  | MC061 | Energy Centre |  |  | 0 | 0
MC061-B02 | MC061-B02/D4 | PressureFaultSRM |  |  |  |  | Energy sensor | D4 |  |  |  | MC061 | Energy Centre |  |  | 0 | 0
MC061-B02 | MC061-B02/D5 | Driver 5 |  |  |  |  | Energy sensor | D5 |  |  |  | MC061 | Energy Centre |  |  | 0 | 0
MC061-B02 | MC061-B02/D6 | Driver 6 |  |  |  |  | Energy sensor | D6 |  |  |  | MC061 | Energy Centre |  |  | 0 | 0
MC061-B02 | MC061-B02/e1 | Supervisor |  |  |  |  | Energy sensor | e1 |  |  |  | MC061 | Energy Centre |  |  | 0 | 0
MC061-B02 | MC061-B02/F1 | Function 1 |  |  |  |  | Energy sensor | F1 |  |  |  | MC061 | Energy Centre |  |  | 0 | 0
MC061-B02 | MC061-B02/F2 | Function 2 |  |  |  |  | Energy sensor | F2 |  |  |  | MC061 | Energy Centre |  |  | 0 | 0
MC061-B02 | MC061-B02/F3 | Function 3 |  |  |  |  | Energy sensor | F3 |  |  |  | MC061 | Energy Centre |  |  | 0 | 0
MC061-B02 | MC061-B02/F4 | Function 4 |  |  |  |  | Energy sensor | F4 |  |  |  | MC061 | Energy Centre |  |  | 0 | 0
MC061-B02 | MC061-B02/F5 | Function 5 |  |  |  |  | Energy sensor | F5 |  |  |  | MC061 | Energy Centre |  |  | 0 | 0
MC061-B02 | MC061-B02/G1 | Logic 1 |  |  |  |  | Energy sensor | G1 |  |  |  | MC061 | Energy Centre |  |  | 0 | 0
MC061-B02 | MC061-B02/G10 | Logic 10 |  |  |  |  | Energy sensor | G10 |  |  |  | MC061 | Energy Centre |  |  | 0 | 0
MC061-B02 | MC061-B02/G11 | Logic 11 |  |  |  |  | Energy sensor | G11 |  |  |  | MC061 | Energy Centre |  |  | 0 | 0
MC061-B02 | MC061-B02/G12 | Logic 12 |  |  |  |  | Energy sensor | G12 |  |  |  | MC061 | Energy Centre |  |  | 0 | 0
MC061-B02 | MC061-B02/G13 | Logic 13 |  |  |  |  | Energy sensor | G13 |  |  |  | MC061 | Energy Centre |  |  | 0 | 0
MC061-B02 | MC061-B02/G15 | Logic 15 |  |  |  |  | Energy sensor | G15 |  |  |  | MC061 | Energy Centre |  |  | 0 | 0
MC061-B02 | MC061-B02/G16 | Logic 16 |  |  |  |  | Energy sensor | G16 |  |  |  | MC061 | Energy Centre |  |  | 0 | 0
MC061-B02 | MC061-B02/G2 | invert to override off |  |  |  |  | Energy sensor | G2 |  |  |  | MC061 | Energy Centre |  |  | 0 | 0
MC061-B02 | MC061-B02/G3 | usable heating |  |  |  |  | Energy sensor | G3 |  |  |  | MC061 | Energy Centre |  |  | 0 | 0
MC061-B02 | MC061-B02/G4 | pumps enable |  |  |  |  | Energy sensor | G4 |  |  |  | MC061 | Energy Centre |  |  | 0 | 0
MC061-B02 | MC061-B02/G5 | Logic 5 |  |  |  |  | Energy sensor | G5 |  |  |  | MC061 | Energy Centre |  |  | 0 | 0
MC061-B02 | MC061-B02/G6 | Logic 6 |  |  |  |  | Energy sensor | G6 |  |  |  | MC061 | Energy Centre |  |  | 0 | 0
MC061-B02 | MC061-B02/G7 | BoimassPumpsEnable |  |  |  |  | Energy sensor | G7 |  |  |  | MC061 | Energy Centre |  |  | 0 | 0
MC061-B02 | MC061-B02/G8 | pump enable |  |  |  |  | Energy sensor | G8 |  |  |  | MC061 | Energy Centre |  |  | 0 | 0
MC061-B02 | MC061-B02/G9 | Logic 9 |  |  |  |  | Energy sensor | G9 |  |  |  | MC061 | Energy Centre |  |  | 0 | 0
MC061-B02 | MC061-B02/i1 | IO Module 1 |  |  |  |  | Energy sensor | i1 |  |  |  | MC061 | Energy Centre |  |  | 0 | 0
MC061-B02 | MC061-B02/I1 | Fire Alarm |  |  |  |  | Energy sensor | I1 |  |  |  | MC061 | Energy Centre |  |  | 0 | 0
MC061-B02 | MC061-B02/I10 | Top Loader Fault |  |  |  |  | Energy sensor | I10 |  |  |  | MC061 | Energy Centre |  |  | 0 | 0
MC061-B02 | MC061-B02/I11 | Biomass Boiler Common Fault |  |  |  |  | Energy sensor | I11 |  |  |  | MC061 | Energy Centre |  |  | 0 | 0
MC061-B02 | MC061-B02/I14 | Heating Schedule |  |  |  |  | Energy sensor | I14 |  |  |  | MC061 | Energy Centre |  |  | 0 | 0
MC061-B02 | MC061-B02/I15 | Buffer Vessel PHX Pump P1 Fail |  |  |  |  | Energy sensor | I15 |  |  |  | MC061 | Energy Centre |  |  | 0 | 0
MC061-B02 | MC061-B02/I16 | PHX University Pump P2 Fail |  |  |  |  | Energy sensor | I16 |  |  |  | MC061 | Energy Centre |  |  | 0 | 0
MC061-B02 | MC061-B02/I18 | BiomassPanel_test_HPalarm |  |  |  |  | Energy sensor | I18 |  |  |  | MC061 | Energy Centre |  |  | 0 | 0
MC061-B02 | MC061-B02/I19 | BiomassHeatingReqd |  |  |  |  | Energy sensor | I19 |  |  |  | MC061 | Energy Centre |  |  | 0 | 0
MC061-B02 | MC061-B02/I2 | Pump P3 Flow DPS |  |  |  |  | Energy sensor | I2 |  |  |  | MC061 | Energy Centre |  |  | 0 | 0
MC061-B02 | MC061-B02/i2 | IO Module 2 |  |  |  |  | Energy sensor | i2 |  |  |  | MC061 | Energy Centre |  |  | 0 | 0
MC061-B02 | MC061-B02/I20 | BiomassDmndFrom OS 11 |  |  |  |  | Energy sensor | I20 |  |  |  | MC061 | Energy Centre |  |  | 0 | 0
MC061-B02 | MC061-B02/I3 | Biomass Gas Safety Circuit |  |  |  |  | Energy sensor | I3 |  |  |  | MC061 | Energy Centre |  |  | 0 | 0
MC061-B02 | MC061-B02/i3 | Module 3 |  |  |  |  | Energy sensor | i3 |  |  |  | MC061 | Energy Centre |  |  | 0 | 0
MC061-B02 | MC061-B02/I4 | Biomass Boiler Critical Fault |  |  |  |  | Energy sensor | I4 |  |  |  | MC061 | Energy Centre |  |  | 0 | 0
MC061-B02 | MC061-B02/I5 | Biomass PU Common Fault |  |  |  |  | Energy sensor | I5 |  |  |  | MC061 | Energy Centre |  |  | 0 | 0
MC061-B02 | MC061-B02/I6 | Buffer Vessel to PHX P2 Fault |  |  |  |  | Energy sensor | I6 |  |  |  | MC061 | Energy Centre |  |  | 0 | 0
MC061-B02 | MC061-B02/I7 | Buffer Vessel to PHX P2 Flow |  |  |  |  | Energy sensor | I7 |  |  |  | MC061 | Energy Centre |  |  | 0 | 0
MC061-B02 | MC061-B02/I8 | PHX to University P1 Fault |  |  |  |  | Energy sensor | I8 |  |  |  | MC061 | Energy Centre |  |  | 0 | 0
MC061-B02 | MC061-B02/I9 | PHX to University P1 Flow |  |  |  |  | Energy sensor | I9 |  |  |  | MC061 | Energy Centre |  |  | 0 | 0
MC061-B02 | MC061-B02/K1 | Biomass Dump Temp Setpoint |  |  | Degrees Celsius |  | Energy sensor | K1 |  |  |  | MC061 | Energy Centre |  |  | 0 | 0
MC061-B02 | MC061-B02/K2 | Primary Side PHX Pressure High |  |  |  |  | Energy sensor | K2 |  |  |  | MC061 | Energy Centre |  |  | 0 | 0
MC061-B02 | MC061-B02/K3 | Secondary Side PHX Press High |  |  |  |  | Energy sensor | K3 |  |  |  | MC061 | Energy Centre |  |  | 0 | 0
MC061-B02 | MC061-B02/K4 | Pumps inhibit until sp reached |  |  |  |  | Energy sensor | K4 |  |  |  | MC061 | Energy Centre |  |  | 0 | 0
MC061-B02 | MC061-B02/n1 | TREND_0E_2D_88 |  |  |  |  | Energy sensor | n1 |  |  |  | MC061 | Energy Centre |  |  | 0 | 0
MC061-B02 | MC061-B02/N1 | univreturntemp |  |  |  |  | Energy sensor | N1 |  |  |  | MC061 | Energy Centre |  |  | 0 | 0
MC061-B02 | MC061-B02/N2 | boiler output |  |  |  |  | Energy sensor | N2 |  |  |  | MC061 | Energy Centre |  |  | 0 | 0
MC061-B02 | MC061-B02/N3 | Combustion Temp |  |  | Degrees Celsius |  | Energy sensor | N3 |  |  |  | MC061 | Energy Centre |  |  | 0 | 0
MC061-B02 | MC061-B02/N4 | Under Pressure |  |  |  |  | Energy sensor | N4 |  |  |  | MC061 | Energy Centre |  |  | 0 | 0
MC061-B02 | MC061-B02/N5 | BoilerFlow Temp Output |  |  | Degrees Celsius |  | Energy sensor | N5 |  |  |  | MC061 | Energy Centre |  |  | 0 | 0
MC061-B02 | MC061-B02/N6 | Flue Gas Fan Speed |  |  |  |  | Energy sensor | N6 |  |  |  | MC061 | Energy Centre |  |  | 0 | 0
MC061-B02 | MC061-B02/N7 | Amount of Fuel |  |  |  |  | Energy sensor | N7 |  |  |  | MC061 | Energy Centre |  |  | 0 | 0
MC061-B02 | MC061-B02/N8 | MainCTpumpDemand |  |  |  |  | Energy sensor | N8 |  |  |  | MC061 | Energy Centre |  |  | 0 | 0
MC061-B02 | MC061-B02/N9 | IC Comms 9 |  |  |  |  | Energy sensor | N9 |  |  |  | MC061 | Energy Centre |  |  | 0 | 0
MC061-B02 | MC061-B02/o1 | Alarm Route 1 |  |  |  |  | Energy sensor | o1 |  |  |  | MC061 | Energy Centre |  |  | 0 | 0
MC061-B02 | MC061-B02/o2 | Alarm Route 2 |  |  |  |  | Energy sensor | o2 |  |  |  | MC061 | Energy Centre |  |  | 0 | 0
MC061-B02 | MC061-B02/o3 | Alarm Route 3 |  |  |  |  | Energy sensor | o3 |  |  |  | MC061 | Energy Centre |  |  | 0 | 0
MC061-B02 | MC061-B02/P1 | Biomass Return Temp |  |  | Degrees Celsius |  | Energy sensor | P1 |  |  |  | MC061 | Energy Centre |  |  | 0 | 0
MC061-B02 | MC061-B02/P10 | PHX University Pressure |  |  |  |  | Energy sensor | P10 |  |  |  | MC061 | Energy Centre |  |  | 0 | 0
MC061-B02 | MC061-B02/P11 | On Biomass System Temp |  |  | Degrees Celsius |  | Energy sensor | P11 |  |  |  | MC061 | Energy Centre |  |  | 0 | 0
MC061-B02 | MC061-B02/P12 | Off Biomass System Temp |  |  | Degrees Celsius |  | Energy sensor | P12 |  |  |  | MC061 | Energy Centre |  |  | 0 | 0
MC061-B02 | MC061-B02/P13 | Fire Alarm |  |  |  |  | Energy sensor | P13 |  |  |  | MC061 | Energy Centre |  |  | 0 | 0
MC061-B02 | MC061-B02/P14 | Sensor 19 |  |  |  |  | Energy sensor | P14 |  |  |  | MC061 | Energy Centre |  |  | 0 | 0
MC061-B02 | MC061-B02/P15 | Sensor 16 |  |  |  |  | Energy sensor | P15 |  |  |  | MC061 | Energy Centre |  |  | 0 | 0
MC061-B02 | MC061-B02/P16 | Sensor 17 |  |  |  |  | Energy sensor | P16 |  |  |  | MC061 | Energy Centre |  |  | 0 | 0
MC061-B02 | MC061-B02/P17 | Biomass Boiler Critical Fault |  |  |  |  | Energy sensor | P17 |  |  |  | MC061 | Energy Centre |  |  | 0 | 0
MC061-B02 | MC061-B02/P18 | Sensor 15 |  |  |  |  | Energy sensor | P18 |  |  |  | MC061 | Energy Centre |  |  | 0 | 0
MC061-B02 | MC061-B02/P19 | Sensor 18 |  |  |  |  | Energy sensor | P19 |  |  |  | MC061 | Energy Centre |  |  | 0 | 0
MC061-B02 | MC061-B02/P2 | Biomass Flow Temp |  |  | Degrees Celsius |  | Energy sensor | P2 |  |  |  | MC061 | Energy Centre |  |  | 0 | 0
MC061-B02 | MC061-B02/P20 | Sensor 21 |  |  |  |  | Energy sensor | P20 |  |  |  | MC061 | Energy Centre |  |  | 0 | 0
MC061-B02 | MC061-B02/P21 | Sensor 22 |  |  |  |  | Energy sensor | P21 |  |  |  | MC061 | Energy Centre |  |  | 0 | 0
MC061-B02 | MC061-B02/P22 | Biomass PU Common Fault |  |  |  |  | Energy sensor | P22 |  |  |  | MC061 | Energy Centre |  |  | 0 | 0
MC061-B02 | MC061-B02/P23 | Boiler Output % |  |  |  |  | Energy sensor | P23 |  |  |  | MC061 | Energy Centre |  |  | 0 | 0
MC061-B02 | MC061-B02/P24 | Boiler Output % |  |  |  |  | Energy sensor | P24 |  |  |  | MC061 | Energy Centre |  |  | 0 | 0
MC061-B02 | MC061-B02/P25 | Boiler Output % |  |  |  |  | Energy sensor | P25 |  |  |  | MC061 | Energy Centre |  |  | 0 | 0
MC061-B02 | MC061-B02/P26 | Boiler Output % |  |  |  |  | Energy sensor | P26 |  |  |  | MC061 | Energy Centre |  |  | 0 | 0
MC061-B02 | MC061-B02/P27 | Flue Gas Fan Speed |  |  |  |  | Energy sensor | P27 |  |  |  | MC061 | Energy Centre |  |  | 0 | 0
MC061-B02 | MC061-B02/P28 | Thermal Store Flow |  |  |  |  | Energy sensor | P28 |  |  |  | MC061 | Energy Centre |  |  | 0 | 0
MC061-B02 | MC061-B02/P3 | Buffer Vessel High Temp |  |  | Degrees Celsius |  | Energy sensor | P3 |  |  |  | MC061 | Energy Centre |  |  | 0 | 0
MC061-B02 | MC061-B02/P4 | Buffer Vessel Low Temp |  |  | Degrees Celsius |  | Energy sensor | P4 |  |  |  | MC061 | Energy Centre |  |  | 0 | 0
MC061-B02 | MC061-B02/P5 | Buffer Vessel PHX Return |  |  |  |  | Energy sensor | P5 |  |  |  | MC061 | Energy Centre |  |  | 0 | 0
MC061-B02 | MC061-B02/P6 | Buffer Vessel PHX Flow Temp |  |  | Degrees Celsius |  | Energy sensor | P6 |  |  |  | MC061 | Energy Centre |  |  | 0 | 0
MC061-B02 | MC061-B02/P7 | Buffer Vessel PHX Pressure |  |  |  |  | Energy sensor | P7 |  |  |  | MC061 | Energy Centre |  |  | 0 | 0
MC061-B02 | MC061-B02/P8 | PHX University Return Temp |  |  | Degrees Celsius |  | Energy sensor | P8 |  |  |  | MC061 | Energy Centre |  |  | 0 | 0
MC061-B02 | MC061-B02/P9 | PHX University Flow Temp |  |  | Degrees Celsius |  | Energy sensor | P9 |  |  |  | MC061 | Energy Centre |  |  | 0 | 0
MC061-B02 | MC061-B02/Q1 | Sequence Table 1 |  |  |  |  | Energy sensor | Q1 |  |  |  | MC061 | Energy Centre |  |  | 0 | 0
MC061-B02 | MC061-B02/S1 | Biomass Return Temp |  |  | Degrees Celsius |  | Energy sensor | S1 |  |  |  | MC061 | Energy Centre |  |  | 0 | 0
MC061-B02 | MC061-B02/S10 | PHX University Pressure |  |  |  |  | Energy sensor | S10 |  |  |  | MC061 | Energy Centre |  |  | 0 | 0
MC061-B02 | MC061-B02/S11 | On Biomass System Temp |  |  | Degrees Celsius |  | Energy sensor | S11 |  |  |  | MC061 | Energy Centre |  |  | 0 | 0
MC061-B02 | MC061-B02/S12 | Off Biomass System Temp |  |  | Degrees Celsius |  | Energy sensor | S12 |  |  |  | MC061 | Energy Centre |  |  | 0 | 0
MC061-B02 | MC061-B02/S13 | DIX1 |  |  |  |  | Energy sensor | S13 |  |  |  | MC061 | Energy Centre |  |  | 0 | 0
MC061-B02 | MC061-B02/S14 | Univ_District_ReturnTemp |  |  | Degrees Celsius |  | Energy sensor | S14 |  |  |  | MC061 | Energy Centre |  |  | 0 | 0
MC061-B02 | MC061-B02/S15 | Boiler Output % |  |  |  |  | Energy sensor | S15 |  |  |  | MC061 | Energy Centre |  |  | 0 | 0
MC061-B02 | MC061-B02/S16 | Top Loader Fault |  |  |  |  | Energy sensor | S16 |  |  |  | MC061 | Energy Centre |  |  | 0 | 0
MC061-B02 | MC061-B02/S17 | PHX to University P1 Flow |  |  |  |  | Energy sensor | S17 |  |  |  | MC061 | Energy Centre |  |  | 0 | 0
MC061-B02 | MC061-B02/S18 | Pump P3 Flow DPS |  |  |  |  | Energy sensor | S18 |  |  |  | MC061 | Energy Centre |  |  | 0 | 0
MC061-B02 | MC061-B02/S19 | Buffer Vessel to PHX P2 Flow |  |  |  |  | Energy sensor | S19 |  |  |  | MC061 | Energy Centre |  |  | 0 | 0
MC061-B02 | MC061-B02/S2 | Biomass Flow Temp |  |  | Degrees Celsius |  | Energy sensor | S2 |  |  |  | MC061 | Energy Centre |  |  | 0 | 0
MC061-B02 | MC061-B02/S20 | Biomass Boiler Critical Fault |  |  |  |  | Energy sensor | S20 |  |  |  | MC061 | Energy Centre |  |  | 0 | 0
MC061-B02 | MC061-B02/S21 | PHX to University P1 Fault |  |  |  |  | Energy sensor | S21 |  |  |  | MC061 | Energy Centre |  |  | 0 | 0
MC061-B02 | MC061-B02/S22 | Biomass Boiler Common Fault |  |  |  |  | Energy sensor | S22 |  |  |  | MC061 | Energy Centre |  |  | 0 | 0
MC061-B02 | MC061-B02/S23 | Biomass PU Common Fault |  |  |  |  | Energy sensor | S23 |  |  |  | MC061 | Energy Centre |  |  | 0 | 0
MC061-B02 | MC061-B02/S24 | Combustion Temp |  |  | Degrees Celsius |  | Energy sensor | S24 |  |  |  | MC061 | Energy Centre |  |  | 0 | 0
MC061-B02 | MC061-B02/S25 | Under Pressure |  |  |  |  | Energy sensor | S25 |  |  |  | MC061 | Energy Centre |  |  | 0 | 0
MC061-B02 | MC061-B02/S26 | BoilerFlow Temp Output |  |  | Degrees Celsius |  | Energy sensor | S26 |  |  |  | MC061 | Energy Centre |  |  | 0 | 0
MC061-B02 | MC061-B02/S27 | Flue Gas Fan Speed |  |  |  |  | Energy sensor | S27 |  |  |  | MC061 | Energy Centre |  |  | 0 | 0
MC061-B02 | MC061-B02/S28 | Amount of Fuel |  |  |  |  | Energy sensor | S28 |  |  |  | MC061 | Energy Centre |  |  | 0 | 0
MC061-B02 | MC061-B02/S29 | Thermal Store Flow |  |  |  |  | Energy sensor | S29 |  |  |  | MC061 | Energy Centre |  |  | 0 | 0
MC061-B02 | MC061-B02/S3 | Buffer Vessel High Temp |  |  | Degrees Celsius |  | Energy sensor | S3 |  |  |  | MC061 | Energy Centre |  |  | 0 | 0
MC061-B02 | MC061-B02/S30 | Sensor 30 |  |  |  |  | Energy sensor | S30 |  |  |  | MC061 | Energy Centre |  |  | 0 | 0
MC061-B02 | MC061-B02/S31 | Sensor 31 |  |  |  |  | Energy sensor | S31 |  |  |  | MC061 | Energy Centre |  |  | 0 | 0
MC061-B02 | MC061-B02/S32 | Spare |  |  |  |  | Energy sensor | S32 |  |  |  | MC061 | Energy Centre |  |  | 0 | 0
MC061-B02 | MC061-B02/S33 | Spare |  |  |  |  | Energy sensor | S33 |  |  |  | MC061 | Energy Centre |  |  | 0 | 0
MC061-B02 | MC061-B02/S4 | Buffer Vessel Low Temp |  |  | Degrees Celsius |  | Energy sensor | S4 |  |  |  | MC061 | Energy Centre |  |  | 0 | 0
MC061-B02 | MC061-B02/S5 | Buffer Vessel PHX Return |  |  |  |  | Energy sensor | S5 |  |  |  | MC061 | Energy Centre |  |  | 0 | 0
MC061-B02 | MC061-B02/S6 | Buffer Vessel PHX Flow Temp |  |  | Degrees Celsius |  | Energy sensor | S6 |  |  |  | MC061 | Energy Centre |  |  | 0 | 0
MC061-B02 | MC061-B02/S7 | Buffer Vessel PHX Pressure |  |  |  |  | Energy sensor | S7 |  |  |  | MC061 | Energy Centre |  |  | 0 | 0
MC061-B02 | MC061-B02/S8 | PHX University Return Temp |  |  | Degrees Celsius |  | Energy sensor | S8 |  |  |  | MC061 | Energy Centre |  |  | 0 | 0
MC061-B02 | MC061-B02/S9 | PHX University Flow Temp |  |  | Degrees Celsius |  | Energy sensor | S9 |  |  |  | MC061 | Energy Centre |  |  | 0 | 0
MC061-B02 | MC061-B02/U1 | Trevor |  |  |  |  | Energy sensor | U1 |  |  |  | MC061 | Energy Centre |  |  | 0 | 0
MC061-B02 | MC061-B02/U2 | JBC |  |  |  |  | Energy sensor | U2 |  |  |  | MC061 | Energy Centre |  |  | 0 | 0
MC061-B02 | MC061-B02/V1 | [5 empty] | Energy sensor | V1 |  |  |  | MC061 | Energy Centre |  |  | 0 | 0
MC061-B02 | MC061-B02/W1 | PumpP1andP2_override |  |  |  |  | Energy sensor | W1 |  |  |  | MC061 | Energy Centre |  |  | 0 | 0
MC061-B02 | MC061-B02/W2 | BiomassBoilerHtg_24hrOverride |  |  |  |  | Energy sensor | W2 |  |  |  | MC061 | Energy Centre |  |  | 0 | 0
MC061-B02 | MC061-B02/W3 | Supervisor BioPan Alarm Test |  |  |  |  | Energy sensor | W3 |  |  |  | MC061 | Energy Centre |  |  | 0 | 0
MC061-B02 | MC061-B02/W4 | Biomass Override Off |  |  |  |  | Energy sensor | W4 |  |  |  | MC061 | Energy Centre |  |  | 0 | 0
MC061-B02 | MC061-B02/W5 | UnivLPHW fault Ovr |  |  |  |  | Energy sensor | W5 |  |  |  | MC061 | Energy Centre |  |  | 0 | 0
MC061-B02 | MC061-B02/Y1 | Thermistor TBTI |  |  | Degrees Celsius |  | Energy sensor | Y1 |  |  |  | MC061 | Energy Centre |  |  | 0 | 0
MC061-B02 | MC061-B02/Y2 | Pressure I 10bar |  |  |  |  | Energy sensor | Y2 |  |  |  | MC061 | Energy Centre |  |  | 0 | 0
MC061-B02 | MC061-B02/Y3 | 4DIX V AXIO |  |  |  |  | Energy sensor | Y3 |  |  |  | MC061 | Energy Centre |  |  | 0 | 0
MC061-B02 | MC061-B02/Y4 | Current 4-20ma |  |  |  |  | Energy sensor | Y4 |  |  |  | MC061 | Energy Centre |  |  | 0 | 0
MC061-B02 | MC061-B02/Z1 | Biomass Time program |  |  |  |  | Energy sensor | Z1 |  |  |  | MC061 | Energy Centre |  |  | 0 | 0
MC044-B12 | MC044-B12/A1 | Outside air temperature |  |  | Degrees Celsius |  | Energy sensor | A1 |  |  |  | MC044 | Faraday Building |  |  | 0 | 0
MC044-B12 | MC044-B12/C1 | Virtual CNC 1 |  |  |  |  | Energy sensor | C1 |  |  |  | MC044 | Faraday Building |  |  | 0 | 0
MC044-B12 | MC044-B12/D1 | BoilerSecPumps |  |  |  |  | Energy sensor | D1 |  |  |  | MC044 | Faraday Building |  |  | 0 | 0
MC044-B12 | MC044-B12/D2 | Boiler |  |  |  |  | Energy sensor | D2 |  |  |  | MC044 | Faraday Building |  |  | 0 | 0
MC044-B12 | MC044-B12/D3 | LocalFlowValves |  |  |  |  | Energy sensor | D3 |  |  |  | MC044 | Faraday Building |  |  | 0 | 0
MC044-B12 | MC044-B12/D4 | LocalReturnValves |  |  |  |  | Energy sensor | D4 |  |  |  | MC044 | Faraday Building |  |  | 0 | 0
MC044-B12 | MC044-B12/D5 | DistrictlFlowValves |  |  |  |  | Energy sensor | D5 |  |  |  | MC044 | Faraday Building |  |  | 0 | 0
MC044-B12 | MC044-B12/D6 | DistrictReturnValves |  |  |  |  | Energy sensor | D6 |  |  |  | MC044 | Faraday Building |  |  | 0 | 0
MC044-B12 | MC044-B12/e1 | Alarms 963 |  |  |  |  | Energy sensor | e1 |  |  |  | MC044 | Faraday Building |  |  | 0 | 0
MC044-B12 | MC044-B12/F1 | Function 1 |  |  |  |  | Energy sensor | F1 |  |  |  | MC044 | Faraday Building |  |  | 0 | 0
MC044-B12 | MC044-B12/F10 | Function 10 |  |  |  |  | Energy sensor | F10 |  |  |  | MC044 | Faraday Building |  |  | 0 | 0
MC044-B12 | MC044-B12/F12 | Function 12 |  |  |  |  | Energy sensor | F12 |  |  |  | MC044 | Faraday Building |  |  | 0 | 0
MC044-B12 | MC044-B12/F13 | Function 13 |  |  |  |  | Energy sensor | F13 |  |  |  | MC044 | Faraday Building |  |  | 0 | 0
MC044-B12 | MC044-B12/F14 | Function 14 |  |  |  |  | Energy sensor | F14 |  |  |  | MC044 | Faraday Building |  |  | 0 | 0
MC044-B12 | MC044-B12/F15 | Function 15 |  |  |  |  | Energy sensor | F15 |  |  |  | MC044 | Faraday Building |  |  | 0 | 0
MC044-B12 | MC044-B12/F16 | Function 16 |  |  |  |  | Energy sensor | F16 |  |  |  | MC044 | Faraday Building |  |  | 0 | 0
MC044-B12 | MC044-B12/F17 | Function 17 |  |  |  |  | Energy sensor | F17 |  |  |  | MC044 | Faraday Building |  |  | 0 | 0
MC044-B12 | MC044-B12/F18 | Function 18 |  |  |  |  | Energy sensor | F18 |  |  |  | MC044 | Faraday Building |  |  | 0 | 0
MC044-B12 | MC044-B12/F19 | Function 19 |  |  |  |  | Energy sensor | F19 |  |  |  | MC044 | Faraday Building |  |  | 0 | 0
MC044-B12 | MC044-B12/F2 | Function 2 |  |  |  |  | Energy sensor | F2 |  |  |  | MC044 | Faraday Building |  |  | 0 | 0
MC044-B12 | MC044-B12/F20 | Valve Pulse Start Time |  |  |  |  | Energy sensor | F20 |  |  |  | MC044 | Faraday Building |  |  | 0 | 0
MC044-B12 | MC044-B12/F21 | Function 21 |  |  |  |  | Energy sensor | F21 |  |  |  | MC044 | Faraday Building |  |  | 0 | 0
MC044-B12 | MC044-B12/F22 | Function 22 |  |  |  |  | Energy sensor | F22 |  |  |  | MC044 | Faraday Building |  |  | 0 | 0
MC044-B12 | MC044-B12/F3 | Function 3 |  |  |  |  | Energy sensor | F3 |  |  |  | MC044 | Faraday Building |  |  | 0 | 0
MC044-B12 | MC044-B12/F4 | Function 4 |  |  |  |  | Energy sensor | F4 |  |  |  | MC044 | Faraday Building |  |  | 0 | 0
MC044-B12 | MC044-B12/F5 | Temp District Mode |  |  | Degrees Celsius |  | Energy sensor | F5 |  |  |  | MC044 | Faraday Building |  |  | 0 | 0
MC044-B12 | MC044-B12/F6 | Temp Local Mode |  |  | Degrees Celsius |  | Energy sensor | F6 |  |  |  | MC044 | Faraday Building |  |  | 0 | 0
MC044-B12 | MC044-B12/F7 | Function 7 |  |  |  |  | Energy sensor | F7 |  |  |  | MC044 | Faraday Building |  |  | 0 | 0
MC044-B12 | MC044-B12/F8 | Function 8 |  |  |  |  | Energy sensor | F8 |  |  |  | MC044 | Faraday Building |  |  | 0 | 0
MC044-B12 | MC044-B12/F9 | Function 9 |  |  |  |  | Energy sensor | F9 |  |  |  | MC044 | Faraday Building |  |  | 0 | 0
MC044-B12 | MC044-B12/G1 | Water Frost Active |  |  |  |  | Energy sensor | G1 |  |  |  | MC044 | Faraday Building |  |  | 0 | 0
MC044-B12 | MC044-B12/G10 | Logic 10 |  |  |  |  | Energy sensor | G10 |  |  |  | MC044 | Faraday Building |  |  | 0 | 0
MC044-B12 | MC044-B12/G11 | Logic 11 |  |  |  |  | Energy sensor | G11 |  |  |  | MC044 | Faraday Building |  |  | 0 | 0
MC044-B12 | MC044-B12/G12 | CTPumpP2Reqd |  |  |  |  | Energy sensor | G12 |  |  |  | MC044 | Faraday Building |  |  | 0 | 0
MC044-B12 | MC044-B12/G13 | Logic 13 |  |  |  |  | Energy sensor | G13 |  |  |  | MC044 | Faraday Building |  |  | 0 | 0
MC044-B12 | MC044-B12/G14 | Logic 14 |  |  |  |  | Energy sensor | G14 |  |  |  | MC044 | Faraday Building |  |  | 0 | 0
MC044-B12 | MC044-B12/G15 | Logic 15 |  |  |  |  | Energy sensor | G15 |  |  |  | MC044 | Faraday Building |  |  | 0 | 0
MC044-B12 | MC044-B12/G16 | CTPumpP1Reqd |  |  |  |  | Energy sensor | G16 |  |  |  | MC044 | Faraday Building |  |  | 0 | 0
MC044-B12 | MC044-B12/G17 | Logic 17 |  |  |  |  | Energy sensor | G17 |  |  |  | MC044 | Faraday Building |  |  | 0 | 0
MC044-B12 | MC044-B12/G18 | CT Pumps Go |  |  |  |  | Energy sensor | G18 |  |  |  | MC044 | Faraday Building |  |  | 0 | 0
MC044-B12 | MC044-B12/G19 | Pumps Enable |  |  |  |  | Energy sensor | G19 |  |  |  | MC044 | Faraday Building |  |  | 0 | 0
MC044-B12 | MC044-B12/G2 | OAT Frost Active |  |  |  |  | Energy sensor | G2 |  |  |  | MC044 | Faraday Building |  |  | 0 | 0
MC044-B12 | MC044-B12/G20 | Logic 20 |  |  |  |  | Energy sensor | G20 |  |  |  | MC044 | Faraday Building |  |  | 0 | 0
MC044-B12 | MC044-B12/G21 | Logic 21 |  |  |  |  | Energy sensor | G21 |  |  |  | MC044 | Faraday Building |  |  | 0 | 0
MC044-B12 | MC044-B12/G22 | Logic 22 |  |  |  |  | Energy sensor | G22 |  |  |  | MC044 | Faraday Building |  |  | 0 | 0
MC044-B12 | MC044-B12/G23 | Fail Reset |  |  |  |  | Energy sensor | G23 |  |  |  | MC044 | Faraday Building |  |  | 0 | 0
MC044-B12 | MC044-B12/G24 | Change duty |  |  |  |  | Energy sensor | G24 |  |  |  | MC044 | Faraday Building |  |  | 0 | 0
MC044-B12 | MC044-B12/G25 | Logic 25 |  |  |  |  | Energy sensor | G25 |  |  |  | MC044 | Faraday Building |  |  | 0 | 0
MC044-B12 | MC044-B12/G26 | Logic 26 |  |  |  |  | Energy sensor | G26 |  |  |  | MC044 | Faraday Building |  |  | 0 | 0
MC044-B12 | MC044-B12/G27 | Logic 27 |  |  |  |  | Energy sensor | G27 |  |  |  | MC044 | Faraday Building |  |  | 0 | 0
MC044-B12 | MC044-B12/G28 | Logic 28 |  |  |  |  | Energy sensor | G28 |  |  |  | MC044 | Faraday Building |  |  | 0 | 0
MC044-B12 | MC044-B12/G29 | Logic 29 |  |  |  |  | Energy sensor | G29 |  |  |  | MC044 | Faraday Building |  |  | 0 | 0
MC044-B12 | MC044-B12/G3 | Summer ECO active |  |  |  |  | Energy sensor | G3 |  |  |  | MC044 | Faraday Building |  |  | 0 | 0
MC044-B12 | MC044-B12/G30 | Local Mode |  |  |  |  | Energy sensor | G30 |  |  |  | MC044 | Faraday Building |  |  | 0 | 0
MC044-B12 | MC044-B12/G31 | District Mode |  |  |  |  | Energy sensor | G31 |  |  |  | MC044 | Faraday Building |  |  | 0 | 0
MC044-B12 | MC044-B12/G32 | Logic 32 |  |  |  |  | Energy sensor | G32 |  |  |  | MC044 | Faraday Building |  |  | 0 | 0
MC044-B12 | MC044-B12/G33 | Logic 33 |  |  |  |  | Energy sensor | G33 |  |  |  | MC044 | Faraday Building |  |  | 0 | 0
MC044-B12 | MC044-B12/G34 | Logic 34 |  |  |  |  | Energy sensor | G34 |  |  |  | MC044 | Faraday Building |  |  | 0 | 0
MC044-B12 | MC044-B12/G35 | District Valves Fail Reset |  |  |  |  | Energy sensor | G35 |  |  |  | MC044 | Faraday Building |  |  | 0 | 0
MC044-B12 | MC044-B12/G36 | Logic 36 |  |  |  |  | Energy sensor | G36 |  |  |  | MC044 | Faraday Building |  |  | 0 | 0
MC044-B12 | MC044-B12/G37 | Logic 37 |  |  |  |  | Energy sensor | G37 |  |  |  | MC044 | Faraday Building |  |  | 0 | 0
MC044-B12 | MC044-B12/G38 | Logic 38 |  |  |  |  | Energy sensor | G38 |  |  |  | MC044 | Faraday Building |  |  | 0 | 0
MC044-B12 | MC044-B12/G39 | Valve Start Pulse On |  |  |  |  | Energy sensor | G39 |  |  |  | MC044 | Faraday Building |  |  | 0 | 0
MC044-B12 | MC044-B12/G4 | Logic 4 |  |  |  |  | Energy sensor | G4 |  |  |  | MC044 | Faraday Building |  |  | 0 | 0
MC044-B12 | MC044-B12/G40 | Logic 40 |  |  |  |  | Energy sensor | G40 |  |  |  | MC044 | Faraday Building |  |  | 0 | 0
MC044-B12 | MC044-B12/G41 | Logic 41 |  |  |  |  | Energy sensor | G41 |  |  |  | MC044 | Faraday Building |  |  | 0 | 0
MC044-B12 | MC044-B12/G42 | Logic 42 |  |  |  |  | Energy sensor | G42 |  |  |  | MC044 | Faraday Building |  |  | 0 | 0
MC044-B12 | MC044-B12/G43 | Logic 43 |  |  |  |  | Energy sensor | G43 |  |  |  | MC044 | Faraday Building |  |  | 0 | 0
MC044-B12 | MC044-B12/G5 | Logic 5 |  |  |  |  | Energy sensor | G5 |  |  |  | MC044 | Faraday Building |  |  | 0 | 0
MC044-B12 | MC044-B12/G6 | Boiler Loop Enable |  |  |  |  | Energy sensor | G6 |  |  |  | MC044 | Faraday Building |  |  | 0 | 0
MC044-B12 | MC044-B12/G7 | Logic 7 |  |  |  |  | Energy sensor | G7 |  |  |  | MC044 | Faraday Building |  |  | 0 | 0
MC044-B12 | MC044-B12/G8 | Logic 8 |  |  |  |  | Energy sensor | G8 |  |  |  | MC044 | Faraday Building |  |  | 0 | 0
MC044-B12 | MC044-B12/G9 | Pump Enable |  |  |  |  | Energy sensor | G9 |  |  |  | MC044 | Faraday Building |  |  | 0 | 0
MC044-B12 | MC044-B12/I1 | FireAlarmActive |  |  |  |  | Energy sensor | I1 |  |  |  | MC044 | Faraday Building |  |  | 0 | 0
MC044-B12 | MC044-B12/I10 | DistrictRetValveNo.1Pos Open |  |  |  |  | Energy sensor | I10 |  |  |  | MC044 | Faraday Building |  |  | 0 | 0
MC044-B12 | MC044-B12/I11 | DistrictRetValveNo.2Pos Open |  |  |  |  | Energy sensor | I11 |  |  |  | MC044 | Faraday Building |  |  | 0 | 0
MC044-B12 | MC044-B12/I12 | BoilerSecPumpNo.1Fault |  |  |  |  | Energy sensor | I12 |  |  |  | MC044 | Faraday Building |  |  | 0 | 0
MC044-B12 | MC044-B12/I13 | BoilerSecPumpNo.2Fault |  |  |  |  | Energy sensor | I13 |  |  |  | MC044 | Faraday Building |  |  | 0 | 0
MC044-B12 | MC044-B12/I14 | BoilerFault |  |  |  |  | Energy sensor | I14 |  |  |  | MC044 | Faraday Building |  |  | 0 | 0
MC044-B12 | MC044-B12/I15 | BoilerSecPump1Fail |  |  |  |  | Energy sensor | I15 |  |  |  | MC044 | Faraday Building |  |  | 0 | 0
MC044-B12 | MC044-B12/I16 | BoilerSecPump2Fail |  |  |  |  | Energy sensor | I16 |  |  |  | MC044 | Faraday Building |  |  | 0 | 0
MC044-B12 | MC044-B12/I17 | DistrictValvesPositionAlarm |  |  |  |  | Energy sensor | I17 |  |  |  | MC044 | Faraday Building |  |  | 0 | 0
MC044-B12 | MC044-B12/I18 | LocalValvesPositionsAlarm |  |  |  |  | Energy sensor | I18 |  |  |  | MC044 | Faraday Building |  |  | 0 | 0
MC044-B12 | MC044-B12/I2 | GasSafetyCircuitStatus |  |  |  |  | Energy sensor | I2 |  |  |  | MC044 | Faraday Building |  |  | 0 | 0
MC044-B12 | MC044-B12/I3 | PressurisationUnitFault |  |  |  |  | Energy sensor | I3 |  |  |  | MC044 | Faraday Building |  |  | 0 | 0
MC044-B12 | MC044-B12/I4 | LocalFlowValveNo.1Pos Open |  |  |  |  | Energy sensor | I4 |  |  |  | MC044 | Faraday Building |  |  | 0 | 0
MC044-B12 | MC044-B12/I5 | LocalFlowValveNo.2Pos Open |  |  |  |  | Energy sensor | I5 |  |  |  | MC044 | Faraday Building |  |  | 0 | 0
MC044-B12 | MC044-B12/I6 | LocalRetValveNo.1Position |  |  |  |  | Energy sensor | I6 |  |  |  | MC044 | Faraday Building |  |  | 0 | 0
MC044-B12 | MC044-B12/I7 | LocalRetValveNo.2Pos Open |  |  |  |  | Energy sensor | I7 |  |  |  | MC044 | Faraday Building |  |  | 0 | 0
MC044-B12 | MC044-B12/I8 | LocalFlowValveNo.1Pos Open |  |  |  |  | Energy sensor | I8 |  |  |  | MC044 | Faraday Building |  |  | 0 | 0
MC044-B12 | MC044-B12/I9 | LocalFlowValveNo.2Pos Open |  |  |  |  | Energy sensor | I9 |  |  |  | MC044 | Faraday Building |  |  | 0 | 0
MC044-B12 | MC044-B12/K1 | ModeSetpoint |  |  |  |  | Energy sensor | K1 |  |  |  | MC044 | Faraday Building |  |  | 0 | 0
MC044-B12 | MC044-B12/K2 | OATFrostSetpoint |  |  |  |  | Energy sensor | K2 |  |  |  | MC044 | Faraday Building |  |  | 0 | 0
MC044-B12 | MC044-B12/K3 | WaterFrostSetpoint |  |  |  |  | Energy sensor | K3 |  |  |  | MC044 | Faraday Building |  |  | 0 | 0
MC044-B12 | MC044-B12/K4 | OATEcoSetpoint |  |  |  |  | Energy sensor | K4 |  |  |  | MC044 | Faraday Building |  |  | 0 | 0
MC044-B12 | MC044-B12/K5 | PumpOverrunTime |  |  |  |  | Energy sensor | K5 |  |  |  | MC044 | Faraday Building |  |  | 0 | 0
MC044-B12 | MC044-B12/K6 | BoilerReturnSetpoint |  |  |  |  | Energy sensor | K6 |  |  |  | MC044 | Faraday Building |  |  | 0 | 0
MC044-B12 | MC044-B12/K7 | Valve Pulse Hour Strart Time |  |  |  |  | Energy sensor | K7 |  |  |  | MC044 | Faraday Building |  |  | 0 | 0
MC044-B12 | MC044-B12/K8 | Valve Pulse Mins Strart Time |  |  |  |  | Energy sensor | K8 |  |  |  | MC044 | Faraday Building |  |  | 0 | 0
MC044-B12 | MC044-B12/K9 | Valve Open Pulse Duration Time |  |  |  |  | Energy sensor | K9 |  |  |  | MC044 | Faraday Building |  |  | 0 | 0
MC044-B12 | MC044-B12/L1 | Loop 1 |  |  |  |  | Energy sensor | L1 |  |  |  | MC044 | Faraday Building |  |  | 0 | 0
MC044-B12 | MC044-B12/n1 | TREND_0D_11_6B |  |  |  |  | Energy sensor | n1 |  |  |  | MC044 | Faraday Building |  |  | 0 | 0
MC044-B12 | MC044-B12/N1 | MTHW from Central S |  |  |  |  | Energy sensor | N1 |  |  |  | MC044 | Faraday Building |  |  | 0 | 0
MC044-B12 | MC044-B12/o1 | Alarm Route 1 |  |  |  |  | Energy sensor | o1 |  |  |  | MC044 | Faraday Building |  |  | 0 | 0
MC044-B12 | MC044-B12/P1 | BoilerFlowTemp |  |  | Degrees Celsius |  | Energy sensor | P1 |  |  |  | MC044 | Faraday Building |  |  | 0 | 0
MC044-B12 | MC044-B12/P2 | BoilerReturnTemp |  |  | Degrees Celsius |  | Energy sensor | P2 |  |  |  | MC044 | Faraday Building |  |  | 0 | 0
MC044-B12 | MC044-B12/P3 | DistrictHeatingFlowTemp |  |  | Degrees Celsius |  | Energy sensor | P3 |  |  |  | MC044 | Faraday Building |  |  | 0 | 0
MC044-B12 | MC044-B12/P4 | Boiler |  |  |  |  | Energy sensor | P4 |  |  |  | MC044 | Faraday Building |  |  | 0 | 0
MC044-B12 | MC044-B12/P5 | BoilerSecondaryPumps |  |  |  |  | Energy sensor | P5 |  |  |  | MC044 | Faraday Building |  |  | 0 | 0
MC044-B12 | MC044-B12/P6 | DistrictHeatingValves |  |  |  |  | Energy sensor | P6 |  |  |  | MC044 | Faraday Building |  |  | 0 | 0
MC044-B12 | MC044-B12/P7 | LocalHeatingValves |  |  |  |  | Energy sensor | P7 |  |  |  | MC044 | Faraday Building |  |  | 0 | 0
MC044-B12 | MC044-B12/P8 | Sensor 11 |  |  |  |  | Energy sensor | P8 |  |  |  | MC044 | Faraday Building |  |  | 0 | 0
MC044-B12 | MC044-B12/Q1 | Sequence Table 1 |  |  |  |  | Energy sensor | Q1 |  |  |  | MC044 | Faraday Building |  |  | 0 | 0
MC044-B12 | MC044-B12/S1 | BoilerFlowTemp |  |  | Degrees Celsius |  | Energy sensor | S1 |  |  |  | MC044 | Faraday Building |  |  | 0 | 0
MC044-B12 | MC044-B12/S10 | LocalHeatingValves |  |  |  |  | Energy sensor | S10 |  |  |  | MC044 | Faraday Building |  |  | 0 | 0
MC044-B12 | MC044-B12/S11 | MTHW Flow ICOMMS |  |  |  |  | Energy sensor | S11 |  |  |  | MC044 | Faraday Building |  |  | 0 | 0
MC044-B12 | MC044-B12/S2 | BoilerReturnTemp |  |  | Degrees Celsius |  | Energy sensor | S2 |  |  |  | MC044 | Faraday Building |  |  | 0 | 0
MC044-B12 | MC044-B12/S3 | DistrictHeatingFlowTemp |  |  | Degrees Celsius |  | Energy sensor | S3 |  |  |  | MC044 | Faraday Building |  |  | 0 | 0
MC044-B12 | MC044-B12/S4 | 4DIMNo.1 |  |  |  |  | Energy sensor | S4 |  |  |  | MC044 | Faraday Building |  |  | 0 | 0
MC044-B12 | MC044-B12/S5 | 4DIMNo.2 |  |  |  |  | Energy sensor | S5 |  |  |  | MC044 | Faraday Building |  |  | 0 | 0
MC044-B12 | MC044-B12/S6 | 4DIMNo.3 |  |  |  |  | Energy sensor | S6 |  |  |  | MC044 | Faraday Building |  |  | 0 | 0
MC044-B12 | MC044-B12/S7 | Boiler |  |  |  |  | Energy sensor | S7 |  |  |  | MC044 | Faraday Building |  |  | 0 | 0
MC044-B12 | MC044-B12/S8 | BoilerSecondaryPumps |  |  |  |  | Energy sensor | S8 |  |  |  | MC044 | Faraday Building |  |  | 0 | 0
MC044-B12 | MC044-B12/S9 | DistrictHeatingValves |  |  |  |  | Energy sensor | S9 |  |  |  | MC044 | Faraday Building |  |  | 0 | 0
MC044-B12 | MC044-B12/V1 | [5 empty] | Energy sensor | V1 |  |  |  | MC044 | Faraday Building |  |  | 0 | 0
MC044-B12 | MC044-B12/W1 | SummerSwitch |  |  |  |  | Energy sensor | W1 |  |  |  | MC044 | Faraday Building |  |  | 0 | 0
MC044-B12 | MC044-B12/W2 | BoilerSecPumpFailReset |  |  |  |  | Energy sensor | W2 |  |  |  | MC044 | Faraday Building |  |  | 0 | 0
MC044-B12 | MC044-B12/W3 | BoilerSecPumpChangeDuty |  |  |  |  | Energy sensor | W3 |  |  |  | MC044 | Faraday Building |  |  | 0 | 0
MC044-B12 | MC044-B12/W4 | DistrictValvesReset |  |  |  |  | Energy sensor | W4 |  |  |  | MC044 | Faraday Building |  |  | 0 | 0
MC044-B12 | MC044-B12/W5 | Valve Pulse Period Enable |  |  |  |  | Energy sensor | W5 |  |  |  | MC044 | Faraday Building |  |  | 0 | 0
MC044-B12 | MC044-B12/W6 | Heating Auto-Overide |  |  |  |  | Energy sensor | W6 |  |  |  | MC044 | Faraday Building |  |  | 0 | 0
MC044-B12 | MC044-B12/W7 | Test Switch |  |  |  |  | Energy sensor | W7 |  |  |  | MC044 | Faraday Building |  |  | 0 | 0
MC044-B12 | MC044-B12/Y1 | Trend Thermistor |  |  |  |  | Energy sensor | Y1 |  |  |  | MC044 | Faraday Building |  |  | 0 | 0
MC044-B12 | MC044-B12/Y2 | 4DIX V |  |  |  |  | Energy sensor | Y2 |  |  |  | MC044 | Faraday Building |  |  | 0 | 0
MC044-B12 | MC044-B12/Z1 | Heating |  |  |  |  | Energy sensor | Z1 |  |  |  | MC044 | Faraday Building |  |  | 0 | 0
MC044-B12 | MC044-B12/Z2 | Gas Boiler weekly Run Check |  |  |  |  | Energy sensor | Z2 |  |  |  | MC044 | Faraday Building |  |  | 0 | 0
MC032-B07 | MC032-B07/C1 | Virtual CNC 1 |  |  |  |  | Energy sensor | C1 |  |  |  | MC032 | County South |  |  | 0 | 0
MC032-B07 | MC032-B07/D1 | Alarm Lamp |  |  |  |  | Energy sensor | D1 |  |  |  | MC032 | County South |  |  | 0 | 0
MC032-B07 | MC032-B07/D2 | Alarm Sounder |  |  |  |  | Energy sensor | D2 |  |  |  | MC032 | County South |  |  | 0 | 0
MC032-B07 | MC032-B07/D3 | Sump NO4 Pumps En |  |  |  |  | Energy sensor | D3 |  |  |  | MC032 | County South |  |  | 0 | 0
MC032-B07 | MC032-B07/D4 | Sump NO5 Pumps En |  |  |  |  | Energy sensor | D4 |  |  |  | MC032 | County South |  |  | 0 | 0
MC032-B07 | MC032-B07/D5 | Sump NO6 Pumps En |  |  |  |  | Energy sensor | D5 |  |  |  | MC032 | County South |  |  | 0 | 0
MC032-B07 | MC032-B07/D6 | Sump NO7 Pumps En |  |  |  |  | Energy sensor | D6 |  |  |  | MC032 | County South |  |  | 0 | 0
MC032-B07 | MC032-B07/D7 | Sump NO8 Pumps En |  |  |  |  | Energy sensor | D7 |  |  |  | MC032 | County South |  |  | 0 | 0
MC032-B07 | MC032-B07/e1 | 963 |  |  |  |  | Energy sensor | e1 |  |  |  | MC032 | County South |  |  | 0 | 0
MC032-B07 | MC032-B07/F1 | Function 1 |  |  |  |  | Energy sensor | F1 |  |  |  | MC032 | County South |  |  | 0 | 0
MC032-B07 | MC032-B07/F10 | Function 10 |  |  |  |  | Energy sensor | F10 |  |  |  | MC032 | County South |  |  | 0 | 0
MC032-B07 | MC032-B07/F11 | Function 11 |  |  |  |  | Energy sensor | F11 |  |  |  | MC032 | County South |  |  | 0 | 0
MC032-B07 | MC032-B07/F12 | Function 12 |  |  |  |  | Energy sensor | F12 |  |  |  | MC032 | County South |  |  | 0 | 0
MC032-B07 | MC032-B07/F13 | Function 13 |  |  |  |  | Energy sensor | F13 |  |  |  | MC032 | County South |  |  | 0 | 0
MC032-B07 | MC032-B07/F14 | Function 14 |  |  |  |  | Energy sensor | F14 |  |  |  | MC032 | County South |  |  | 0 | 0
MC032-B07 | MC032-B07/F15 | Function 15 |  |  |  |  | Energy sensor | F15 |  |  |  | MC032 | County South |  |  | 0 | 0
MC032-B07 | MC032-B07/F2 | Function 2 |  |  |  |  | Energy sensor | F2 |  |  |  | MC032 | County South |  |  | 0 | 0
MC032-B07 | MC032-B07/F3 | Function 3 |  |  |  |  | Energy sensor | F3 |  |  |  | MC032 | County South |  |  | 0 | 0
MC032-B07 | MC032-B07/F4 | Function 4 |  |  |  |  | Energy sensor | F4 |  |  |  | MC032 | County South |  |  | 0 | 0
MC032-B07 | MC032-B07/F5 | Function 5 |  |  |  |  | Energy sensor | F5 |  |  |  | MC032 | County South |  |  | 0 | 0
MC032-B07 | MC032-B07/F6 | Function 6 |  |  |  |  | Energy sensor | F6 |  |  |  | MC032 | County South |  |  | 0 | 0
MC032-B07 | MC032-B07/F7 | Function 7 |  |  |  |  | Energy sensor | F7 |  |  |  | MC032 | County South |  |  | 0 | 0
MC032-B07 | MC032-B07/F8 | Function 8 |  |  |  |  | Energy sensor | F8 |  |  |  | MC032 | County South |  |  | 0 | 0
MC032-B07 | MC032-B07/F9 | Function 9 |  |  |  |  | Energy sensor | F9 |  |  |  | MC032 | County South |  |  | 0 | 0
MC032-B07 | MC032-B07/G1 | Logic 1 |  |  |  |  | Energy sensor | G1 |  |  |  | MC032 | County South |  |  | 0 | 0
MC032-B07 | MC032-B07/G10 | Duty pump |  |  |  |  | Energy sensor | G10 |  |  |  | MC032 | County South |  |  | 0 | 0
MC032-B07 | MC032-B07/G11 | Logic 11 |  |  |  |  | Energy sensor | G11 |  |  |  | MC032 | County South |  |  | 0 | 0
MC032-B07 | MC032-B07/G12 | Logic 12 |  |  |  |  | Energy sensor | G12 |  |  |  | MC032 | County South |  |  | 0 | 0
MC032-B07 | MC032-B07/G13 | Logic 13 |  |  |  |  | Energy sensor | G13 |  |  |  | MC032 | County South |  |  | 0 | 0
MC032-B07 | MC032-B07/G14 | Sump NO5 Pump Duty |  |  |  |  | Energy sensor | G14 |  |  |  | MC032 | County South |  |  | 0 | 0
MC032-B07 | MC032-B07/G15 | Sump NO5 Pump 1 Lead |  |  |  |  | Energy sensor | G15 |  |  |  | MC032 | County South |  |  | 0 | 0
MC032-B07 | MC032-B07/G16 | Logic 16 |  |  |  |  | Energy sensor | G16 |  |  |  | MC032 | County South |  |  | 0 | 0
MC032-B07 | MC032-B07/G17 | Standby pump |  |  |  |  | Energy sensor | G17 |  |  |  | MC032 | County South |  |  | 0 | 0
MC032-B07 | MC032-B07/G18 | Duty pump |  |  |  |  | Energy sensor | G18 |  |  |  | MC032 | County South |  |  | 0 | 0
MC032-B07 | MC032-B07/G19 | Logic 19 |  |  |  |  | Energy sensor | G19 |  |  |  | MC032 | County South |  |  | 0 | 0
MC032-B07 | MC032-B07/G2 | Logic 2 |  |  |  |  | Energy sensor | G2 |  |  |  | MC032 | County South |  |  | 0 | 0
MC032-B07 | MC032-B07/G20 | Logic 20 |  |  |  |  | Energy sensor | G20 |  |  |  | MC032 | County South |  |  | 0 | 0
MC032-B07 | MC032-B07/G21 | Logic 21 |  |  |  |  | Energy sensor | G21 |  |  |  | MC032 | County South |  |  | 0 | 0
MC032-B07 | MC032-B07/G22 | Sump NO6 Pump Duty |  |  |  |  | Energy sensor | G22 |  |  |  | MC032 | County South |  |  | 0 | 0
MC032-B07 | MC032-B07/G23 | Sump NO6 Pump 1 Lead |  |  |  |  | Energy sensor | G23 |  |  |  | MC032 | County South |  |  | 0 | 0
MC032-B07 | MC032-B07/G24 | Logic 24 |  |  |  |  | Energy sensor | G24 |  |  |  | MC032 | County South |  |  | 0 | 0
MC032-B07 | MC032-B07/G25 | Standby pump |  |  |  |  | Energy sensor | G25 |  |  |  | MC032 | County South |  |  | 0 | 0
MC032-B07 | MC032-B07/G26 | Duty pump |  |  |  |  | Energy sensor | G26 |  |  |  | MC032 | County South |  |  | 0 | 0
MC032-B07 | MC032-B07/G27 | Logic 27 |  |  |  |  | Energy sensor | G27 |  |  |  | MC032 | County South |  |  | 0 | 0
MC032-B07 | MC032-B07/G28 | Logic 28 |  |  |  |  | Energy sensor | G28 |  |  |  | MC032 | County South |  |  | 0 | 0
MC032-B07 | MC032-B07/G29 | Logic 29 |  |  |  |  | Energy sensor | G29 |  |  |  | MC032 | County South |  |  | 0 | 0
MC032-B07 | MC032-B07/G3 | Logic 3 |  |  |  |  | Energy sensor | G3 |  |  |  | MC032 | County South |  |  | 0 | 0
MC032-B07 | MC032-B07/G30 | Sump NO7 Pump Duty |  |  |  |  | Energy sensor | G30 |  |  |  | MC032 | County South |  |  | 0 | 0
MC032-B07 | MC032-B07/G31 | Sump NO7 Pump 1 Lead |  |  |  |  | Energy sensor | G31 |  |  |  | MC032 | County South |  |  | 0 | 0
MC032-B07 | MC032-B07/G32 | Logic 32 |  |  |  |  | Energy sensor | G32 |  |  |  | MC032 | County South |  |  | 0 | 0
MC032-B07 | MC032-B07/G33 | Standby pump |  |  |  |  | Energy sensor | G33 |  |  |  | MC032 | County South |  |  | 0 | 0
MC032-B07 | MC032-B07/G34 | Duty pump |  |  |  |  | Energy sensor | G34 |  |  |  | MC032 | County South |  |  | 0 | 0
MC032-B07 | MC032-B07/G35 | Logic 35 |  |  |  |  | Energy sensor | G35 |  |  |  | MC032 | County South |  |  | 0 | 0
MC032-B07 | MC032-B07/G36 | Logic 36 |  |  |  |  | Energy sensor | G36 |  |  |  | MC032 | County South |  |  | 0 | 0
MC032-B07 | MC032-B07/G37 | Logic 37 |  |  |  |  | Energy sensor | G37 |  |  |  | MC032 | County South |  |  | 0 | 0
MC032-B07 | MC032-B07/G38 | Sump NO8 Pump Duty |  |  |  |  | Energy sensor | G38 |  |  |  | MC032 | County South |  |  | 0 | 0
MC032-B07 | MC032-B07/G39 | Sump NO8 Pump 1 Lead |  |  |  |  | Energy sensor | G39 |  |  |  | MC032 | County South |  |  | 0 | 0
MC032-B07 | MC032-B07/G4 | Logic 4 |  |  |  |  | Energy sensor | G4 |  |  |  | MC032 | County South |  |  | 0 | 0
MC032-B07 | MC032-B07/G40 | Logic 40 |  |  |  |  | Energy sensor | G40 |  |  |  | MC032 | County South |  |  | 0 | 0
MC032-B07 | MC032-B07/G41 | Standby pump |  |  |  |  | Energy sensor | G41 |  |  |  | MC032 | County South |  |  | 0 | 0
MC032-B07 | MC032-B07/G42 | Duty pump |  |  |  |  | Energy sensor | G42 |  |  |  | MC032 | County South |  |  | 0 | 0
MC032-B07 | MC032-B07/G43 | Logic 43 |  |  |  |  | Energy sensor | G43 |  |  |  | MC032 | County South |  |  | 0 | 0
MC032-B07 | MC032-B07/G44 | Logic 44 |  |  |  |  | Energy sensor | G44 |  |  |  | MC032 | County South |  |  | 0 | 0
MC032-B07 | MC032-B07/G45 | Logic 45 |  |  |  |  | Energy sensor | G45 |  |  |  | MC032 | County South |  |  | 0 | 0
MC032-B07 | MC032-B07/G46 | Logic 46 |  |  |  |  | Energy sensor | G46 |  |  |  | MC032 | County South |  |  | 0 | 0
MC032-B07 | MC032-B07/G47 | Logic 47 |  |  |  |  | Energy sensor | G47 |  |  |  | MC032 | County South |  |  | 0 | 0
MC032-B07 | MC032-B07/G48 | Logic 48 |  |  |  |  | Energy sensor | G48 |  |  |  | MC032 | County South |  |  | 0 | 0
MC032-B07 | MC032-B07/G49 | Logic 49 |  |  |  |  | Energy sensor | G49 |  |  |  | MC032 | County South |  |  | 0 | 0
MC032-B07 | MC032-B07/G5 | Logic 5 |  |  |  |  | Energy sensor | G5 |  |  |  | MC032 | County South |  |  | 0 | 0
MC032-B07 | MC032-B07/G50 | NO4 pump 1 |  |  |  |  | Energy sensor | G50 |  |  |  | MC032 | County South |  |  | 0 | 0
MC032-B07 | MC032-B07/G51 | NO4 Pump 2 |  |  |  |  | Energy sensor | G51 |  |  |  | MC032 | County South |  |  | 0 | 0
MC032-B07 | MC032-B07/G52 | Logic 52 |  |  |  |  | Energy sensor | G52 |  |  |  | MC032 | County South |  |  | 0 | 0
MC032-B07 | MC032-B07/G53 | Total area run hours |  |  |  |  | Energy sensor | G53 |  |  |  | MC032 | County South |  |  | 0 | 0
MC032-B07 | MC032-B07/G54 | SO8 pump 1 |  |  |  |  | Energy sensor | G54 |  |  |  | MC032 | County South |  |  | 0 | 0
MC032-B07 | MC032-B07/G55 | SO8 Pump 2 |  |  |  |  | Energy sensor | G55 |  |  |  | MC032 | County South |  |  | 0 | 0
MC032-B07 | MC032-B07/G56 | Logic 56 |  |  |  |  | Energy sensor | G56 |  |  |  | MC032 | County South |  |  | 0 | 0
MC032-B07 | MC032-B07/G57 | Total area run hours |  |  |  |  | Energy sensor | G57 |  |  |  | MC032 | County South |  |  | 0 | 0
MC032-B07 | MC032-B07/G58 | NO6 pump 1 |  |  |  |  | Energy sensor | G58 |  |  |  | MC032 | County South |  |  | 0 | 0
MC032-B07 | MC032-B07/G59 | NO6 Pump 2 |  |  |  |  | Energy sensor | G59 |  |  |  | MC032 | County South |  |  | 0 | 0
MC032-B07 | MC032-B07/G6 | Sump NO4 Pump Duty |  |  |  |  | Energy sensor | G6 |  |  |  | MC032 | County South |  |  | 0 | 0
MC032-B07 | MC032-B07/G60 | Logic 60 |  |  |  |  | Energy sensor | G60 |  |  |  | MC032 | County South |  |  | 0 | 0
MC032-B07 | MC032-B07/G61 | Total area run hours |  |  |  |  | Energy sensor | G61 |  |  |  | MC032 | County South |  |  | 0 | 0
MC032-B07 | MC032-B07/G62 | NO7 pump 1 |  |  |  |  | Energy sensor | G62 |  |  |  | MC032 | County South |  |  | 0 | 0
MC032-B07 | MC032-B07/G63 | NO7 Pump 2 |  |  |  |  | Energy sensor | G63 |  |  |  | MC032 | County South |  |  | 0 | 0
MC032-B07 | MC032-B07/G64 | Logic 64 |  |  |  |  | Energy sensor | G64 |  |  |  | MC032 | County South |  |  | 0 | 0
MC032-B07 | MC032-B07/G65 | Total area run hours |  |  |  |  | Energy sensor | G65 |  |  |  | MC032 | County South |  |  | 0 | 0
MC032-B07 | MC032-B07/G66 | NO8 pump 1 |  |  |  |  | Energy sensor | G66 |  |  |  | MC032 | County South |  |  | 0 | 0
MC032-B07 | MC032-B07/G67 | NO8 Pump 2 |  |  |  |  | Energy sensor | G67 |  |  |  | MC032 | County South |  |  | 0 | 0
MC032-B07 | MC032-B07/G68 | Logic 68 |  |  |  |  | Energy sensor | G68 |  |  |  | MC032 | County South |  |  | 0 | 0
MC032-B07 | MC032-B07/G69 | Total area run hours |  |  |  |  | Energy sensor | G69 |  |  |  | MC032 | County South |  |  | 0 | 0
MC032-B07 | MC032-B07/G7 | Sump NO4 Pump 1 Lead |  |  |  |  | Energy sensor | G7 |  |  |  | MC032 | County South |  |  | 0 | 0
MC032-B07 | MC032-B07/G73 | Logic 73 |  |  |  |  | Energy sensor | G73 |  |  |  | MC032 | County South |  |  | 0 | 0
MC032-B07 | MC032-B07/G74 | Logic 74 |  |  |  |  | Energy sensor | G74 |  |  |  | MC032 | County South |  |  | 0 | 0
MC032-B07 | MC032-B07/G8 | Logic 8 |  |  |  |  | Energy sensor | G8 |  |  |  | MC032 | County South |  |  | 0 | 0
MC032-B07 | MC032-B07/G9 | Standby pump |  |  |  |  | Energy sensor | G9 |  |  |  | MC032 | County South |  |  | 0 | 0
MC032-B07 | MC032-B07/i1 | Module 1 |  |  |  |  | Energy sensor | i1 |  |  |  | MC032 | County South |  |  | 0 | 0
MC032-B07 | MC032-B07/I1 | Alarm Mute Pb |  |  |  |  | Energy sensor | I1 |  |  |  | MC032 | County South |  |  | 0 | 0
MC032-B07 | MC032-B07/I10 | Sump NO5 1st Pump Start |  |  |  |  | Energy sensor | I10 |  |  |  | MC032 | County South |  |  | 0 | 0
MC032-B07 | MC032-B07/I11 | Sump NO5 2nd Pump Start |  |  |  |  | Energy sensor | I11 |  |  |  | MC032 | County South |  |  | 0 | 0
MC032-B07 | MC032-B07/I12 | Sump NO5 Common Stop |  |  |  |  | Energy sensor | I12 |  |  |  | MC032 | County South |  |  | 0 | 0
MC032-B07 | MC032-B07/I13 | Sump NO5 High Level |  |  |  |  | Energy sensor | I13 |  |  |  | MC032 | County South |  |  | 0 | 0
MC032-B07 | MC032-B07/I14 | Sump NO6 Pump 1 Trip |  |  |  |  | Energy sensor | I14 |  |  |  | MC032 | County South |  |  | 0 | 0
MC032-B07 | MC032-B07/I15 | Sump NO6 Pump 2 Trip |  |  |  |  | Energy sensor | I15 |  |  |  | MC032 | County South |  |  | 0 | 0
MC032-B07 | MC032-B07/I16 | Sump NO6 1st Pump Start |  |  |  |  | Energy sensor | I16 |  |  |  | MC032 | County South |  |  | 0 | 0
MC032-B07 | MC032-B07/I17 | Sump NO6 2nd Pump Start |  |  |  |  | Energy sensor | I17 |  |  |  | MC032 | County South |  |  | 0 | 0
MC032-B07 | MC032-B07/I18 | Sump NO6 Common Stop |  |  |  |  | Energy sensor | I18 |  |  |  | MC032 | County South |  |  | 0 | 0
MC032-B07 | MC032-B07/I19 | Sump NO6 High Level |  |  |  |  | Energy sensor | I19 |  |  |  | MC032 | County South |  |  | 0 | 0
MC032-B07 | MC032-B07/i2 | Module 2 |  |  |  |  | Energy sensor | i2 |  |  |  | MC032 | County South |  |  | 0 | 0
MC032-B07 | MC032-B07/I2 | Sump NO4 Pump 1 Trip |  |  |  |  | Energy sensor | I2 |  |  |  | MC032 | County South |  |  | 0 | 0
MC032-B07 | MC032-B07/I20 | Sump NO7 Pump 1 Trip |  |  |  |  | Energy sensor | I20 |  |  |  | MC032 | County South |  |  | 0 | 0
MC032-B07 | MC032-B07/I21 | Sump NO7 Pump 2 Trip |  |  |  |  | Energy sensor | I21 |  |  |  | MC032 | County South |  |  | 0 | 0
MC032-B07 | MC032-B07/I22 | Sump NO7 1st Pump Start |  |  |  |  | Energy sensor | I22 |  |  |  | MC032 | County South |  |  | 0 | 0
MC032-B07 | MC032-B07/I23 | Sump NO7 2nd Pump Start |  |  |  |  | Energy sensor | I23 |  |  |  | MC032 | County South |  |  | 0 | 0
MC032-B07 | MC032-B07/I24 | Sump NO7 Common Stop |  |  |  |  | Energy sensor | I24 |  |  |  | MC032 | County South |  |  | 0 | 0
MC032-B07 | MC032-B07/I25 | Sump NO7 High Level |  |  |  |  | Energy sensor | I25 |  |  |  | MC032 | County South |  |  | 0 | 0
MC032-B07 | MC032-B07/I26 | Sump NO8 Pump 1 Trip |  |  |  |  | Energy sensor | I26 |  |  |  | MC032 | County South |  |  | 0 | 0
MC032-B07 | MC032-B07/I27 | Sump NO8 Pump 2 Trip |  |  |  |  | Energy sensor | I27 |  |  |  | MC032 | County South |  |  | 0 | 0
MC032-B07 | MC032-B07/I28 | Sump NO8 1st Pump Start |  |  |  |  | Energy sensor | I28 |  |  |  | MC032 | County South |  |  | 0 | 0
MC032-B07 | MC032-B07/I29 | Sump NO8 2nd Pump Start |  |  |  |  | Energy sensor | I29 |  |  |  | MC032 | County South |  |  | 0 | 0
MC032-B07 | MC032-B07/I3 | Sump NO4 Pump 2 Trip |  |  |  |  | Energy sensor | I3 |  |  |  | MC032 | County South |  |  | 0 | 0
MC032-B07 | MC032-B07/i3 | Module 3 |  |  |  |  | Energy sensor | i3 |  |  |  | MC032 | County South |  |  | 0 | 0
MC032-B07 | MC032-B07/I30 | Sump NO8 Common Stop |  |  |  |  | Energy sensor | I30 |  |  |  | MC032 | County South |  |  | 0 | 0
MC032-B07 | MC032-B07/I31 | Sump NO8 High Level |  |  |  |  | Energy sensor | I31 |  |  |  | MC032 | County South |  |  | 0 | 0
MC032-B07 | MC032-B07/I32 | CP NO2 Power ON |  |  |  |  | Energy sensor | I32 |  |  |  | MC032 | County South |  |  | 0 | 0
MC032-B07 | MC032-B07/I4 | Sump NO4 1st Pump Start |  |  |  |  | Energy sensor | I4 |  |  |  | MC032 | County South |  |  | 0 | 0
MC032-B07 | MC032-B07/I5 | Sump NO4 2nd Pump Start |  |  |  |  | Energy sensor | I5 |  |  |  | MC032 | County South |  |  | 0 | 0
MC032-B07 | MC032-B07/I6 | Sump NO4 Common Stop |  |  |  |  | Energy sensor | I6 |  |  |  | MC032 | County South |  |  | 0 | 0
MC032-B07 | MC032-B07/I7 | Sump NO4 High Level |  |  |  |  | Energy sensor | I7 |  |  |  | MC032 | County South |  |  | 0 | 0
MC032-B07 | MC032-B07/I8 | Sump NO5 Pump 1 Trip |  |  |  |  | Energy sensor | I8 |  |  |  | MC032 | County South |  |  | 0 | 0
MC032-B07 | MC032-B07/I9 | Sump NO5 Pump 2 Trip |  |  |  |  | Energy sensor | I9 |  |  |  | MC032 | County South |  |  | 0 | 0
MC032-B07 | MC032-B07/n1 | TREND_0B_67_F0 |  |  |  |  | Energy sensor | n1 |  |  |  | MC032 | County South |  |  | 0 | 0
MC032-B07 | MC032-B07/o1 | Alarm Route 1 |  |  |  |  | Energy sensor | o1 |  |  |  | MC032 | County South |  |  | 0 | 0
MC032-B07 | MC032-B07/o2 | Alarm Route 2 |  |  |  |  | Energy sensor | o2 |  |  |  | MC032 | County South |  |  | 0 | 0
MC032-B07 | MC032-B07/o3 | Alarm Route 3 |  |  |  |  | Energy sensor | o3 |  |  |  | MC032 | County South |  |  | 0 | 0
MC032-B07 | MC032-B07/P1 | Sump NO4 Pumps En |  |  |  |  | Energy sensor | P1 |  |  |  | MC032 | County South |  |  | 0 | 0
MC032-B07 | MC032-B07/P10 | SO8 pump 2 hrs |  |  |  |  | Energy sensor | P10 |  |  |  | MC032 | County South |  |  | 0 | 0
MC032-B07 | MC032-B07/P11 | SO8 pumps Total |  |  |  |  | Energy sensor | P11 |  |  |  | MC032 | County South |  |  | 0 | 0
MC032-B07 | MC032-B07/P12 | SO7 pump 1 hrs |  |  |  |  | Energy sensor | P12 |  |  |  | MC032 | County South |  |  | 0 | 0
MC032-B07 | MC032-B07/P13 | SO7 pump 2 hrs |  |  |  |  | Energy sensor | P13 |  |  |  | MC032 | County South |  |  | 0 | 0
MC032-B07 | MC032-B07/P14 | SO7 pumps Total |  |  |  |  | Energy sensor | P14 |  |  |  | MC032 | County South |  |  | 0 | 0
MC032-B07 | MC032-B07/P15 | SO8 pump 1 hrs |  |  |  |  | Energy sensor | P15 |  |  |  | MC032 | County South |  |  | 0 | 0
MC032-B07 | MC032-B07/P16 | SO8 pump 2 hrs |  |  |  |  | Energy sensor | P16 |  |  |  | MC032 | County South |  |  | 0 | 0
MC032-B07 | MC032-B07/P17 | SO8 pumps Total |  |  |  |  | Energy sensor | P17 |  |  |  | MC032 | County South |  |  | 0 | 0
MC032-B07 | MC032-B07/P18 | SO7 pump 1 hrs |  |  |  |  | Energy sensor | P18 |  |  |  | MC032 | County South |  |  | 0 | 0
MC032-B07 | MC032-B07/P19 | SO7 pump 2 hrs |  |  |  |  | Energy sensor | P19 |  |  |  | MC032 | County South |  |  | 0 | 0
MC032-B07 | MC032-B07/P2 | Sump NO5 Pumps En |  |  |  |  | Energy sensor | P2 |  |  |  | MC032 | County South |  |  | 0 | 0
MC032-B07 | MC032-B07/P20 | SO7 pumps Total |  |  |  |  | Energy sensor | P20 |  |  |  | MC032 | County South |  |  | 0 | 0
MC032-B07 | MC032-B07/P3 | Sump NO6 Pumps En |  |  |  |  | Energy sensor | P3 |  |  |  | MC032 | County South |  |  | 0 | 0
MC032-B07 | MC032-B07/P4 | Sump NO7 Pumps En |  |  |  |  | Energy sensor | P4 |  |  |  | MC032 | County South |  |  | 0 | 0
MC032-B07 | MC032-B07/P5 | Sump NO8 Pumps En |  |  |  |  | Energy sensor | P5 |  |  |  | MC032 | County South |  |  | 0 | 0
MC032-B07 | MC032-B07/P6 | SO7 pump 1 hrs |  |  |  |  | Energy sensor | P6 |  |  |  | MC032 | County South |  |  | 0 | 0
MC032-B07 | MC032-B07/P7 | SO7 pump 2 hrs |  |  |  |  | Energy sensor | P7 |  |  |  | MC032 | County South |  |  | 0 | 0
MC032-B07 | MC032-B07/P8 | SO7 pumps Total |  |  |  |  | Energy sensor | P8 |  |  |  | MC032 | County South |  |  | 0 | 0
MC032-B07 | MC032-B07/P9 | SO8 pump 1 hrs |  |  |  |  | Energy sensor | P9 |  |  |  | MC032 | County South |  |  | 0 | 0
MC032-B07 | MC032-B07/Q1 | Sequence Table 1 |  |  |  |  | Energy sensor | Q1 |  |  |  | MC032 | County South |  |  | 0 | 0
MC032-B07 | MC032-B07/S1 | NO4 pump 1 hrs |  |  |  |  | Energy sensor | S1 |  |  |  | MC032 | County South |  |  | 0 | 0
MC032-B07 | MC032-B07/S10 | NO7 pump 1 hrs |  |  |  |  | Energy sensor | S10 |  |  |  | MC032 | County South |  |  | 0 | 0
MC032-B07 | MC032-B07/S11 | NO7 pump 2 hrs |  |  |  |  | Energy sensor | S11 |  |  |  | MC032 | County South |  |  | 0 | 0
MC032-B07 | MC032-B07/S12 | NO7 pumps Total |  |  |  |  | Energy sensor | S12 |  |  |  | MC032 | County South |  |  | 0 | 0
MC032-B07 | MC032-B07/S13 | NO8 pump 1 hrs |  |  |  |  | Energy sensor | S13 |  |  |  | MC032 | County South |  |  | 0 | 0
MC032-B07 | MC032-B07/S14 | NO8 pump 2 hrs |  |  |  |  | Energy sensor | S14 |  |  |  | MC032 | County South |  |  | 0 | 0
MC032-B07 | MC032-B07/S15 | NO8 pumps Total |  |  |  |  | Energy sensor | S15 |  |  |  | MC032 | County South |  |  | 0 | 0
MC032-B07 | MC032-B07/S2 | NO4 pump 2 hrs |  |  |  |  | Energy sensor | S2 |  |  |  | MC032 | County South |  |  | 0 | 0
MC032-B07 | MC032-B07/S3 | NO4 pumps Total |  |  |  |  | Energy sensor | S3 |  |  |  | MC032 | County South |  |  | 0 | 0
MC032-B07 | MC032-B07/S4 | NO5 pump 1 hrs |  |  |  |  | Energy sensor | S4 |  |  |  | MC032 | County South |  |  | 0 | 0
MC032-B07 | MC032-B07/S5 | NO5 pump 2 hrs |  |  |  |  | Energy sensor | S5 |  |  |  | MC032 | County South |  |  | 0 | 0
MC032-B07 | MC032-B07/S6 | NO5 pumps Total |  |  |  |  | Energy sensor | S6 |  |  |  | MC032 | County South |  |  | 0 | 0
MC032-B07 | MC032-B07/S7 | NO6 pump 1 hrs |  |  |  |  | Energy sensor | S7 |  |  |  | MC032 | County South |  |  | 0 | 0
MC032-B07 | MC032-B07/S8 | NO6 pump 2 hrs |  |  |  |  | Energy sensor | S8 |  |  |  | MC032 | County South |  |  | 0 | 0
MC032-B07 | MC032-B07/S9 | NO6 pumps Total |  |  |  |  | Energy sensor | S9 |  |  |  | MC032 | County South |  |  | 0 | 0
MC032-B07 | MC032-B07/U1 | [5 empty] | Energy sensor | U1 |  |  |  | MC032 | County South |  |  | 0 | 0
MC032-B07 | MC032-B07/V1 | [5 empty] | Energy sensor | V1 |  |  |  | MC032 | County South |  |  | 0 | 0
MC032-B07 | MC032-B07/W1 | Sump NO4 Pump Duty |  |  |  |  | Energy sensor | W1 |  |  |  | MC032 | County South |  |  | 0 | 0
MC032-B07 | MC032-B07/W2 | Sump NO5 Pump Duty |  |  |  |  | Energy sensor | W2 |  |  |  | MC032 | County South |  |  | 0 | 0
MC032-B07 | MC032-B07/W3 | Sump NO6 Pump Duty |  |  |  |  | Energy sensor | W3 |  |  |  | MC032 | County South |  |  | 0 | 0
MC032-B07 | MC032-B07/W4 | Sump NO7 Pump Duty |  |  |  |  | Energy sensor | W4 |  |  |  | MC032 | County South |  |  | 0 | 0
MC032-B07 | MC032-B07/W5 | Sump NO8 Pump Duty |  |  |  |  | Energy sensor | W5 |  |  |  | MC032 | County South |  |  | 0 | 0
MC032-B07 | MC032-B07/W6 | Hrs Run Reset |  |  |  |  | Energy sensor | W6 |  |  |  | MC032 | County South |  |  | 0 | 0
MC065-B05 | MC065-B05/C1 | Virtual CNC 1 |  |  |  |  | Energy sensor | C1 |  |  |  | MC065 | Library |  |  | 0 | 0
MC065-B05 | MC065-B05/D1 | ChW Pump 1 En |  |  |  |  | Energy sensor | D1 |  |  |  | MC065 | Library |  |  | 0 | 0
MC065-B05 | MC065-B05/D2 | ChW Pump 2 En |  |  |  |  | Energy sensor | D2 |  |  |  | MC065 | Library |  |  | 0 | 0
MC065-B05 | MC065-B05/D3 | Chiller Enable |  |  |  |  | Energy sensor | D3 |  |  |  | MC065 | Library |  |  | 0 | 0
MC065-B05 | MC065-B05/e1 | Supervisor |  |  |  |  | Energy sensor | e1 |  |  |  | MC065 | Library |  |  | 0 | 0
MC065-B05 | MC065-B05/F1 | Is 4Dix Value Changing |  |  |  |  | Energy sensor | F1 |  |  |  | MC065 | Library |  |  | 0 | 0
MC065-B05 | MC065-B05/F10 | Function 10 |  |  |  |  | Energy sensor | F10 |  |  |  | MC065 | Library |  |  | 0 | 0
MC065-B05 | MC065-B05/F11 | Chiller Setpoint |  |  |  |  | Energy sensor | F11 |  |  |  | MC065 | Library |  |  | 0 | 0
MC065-B05 | MC065-B05/F12 | Function 12 |  |  |  |  | Energy sensor | F12 |  |  |  | MC065 | Library |  |  | 0 | 0
MC065-B05 | MC065-B05/F13 | Function 13 |  |  |  |  | Energy sensor | F13 |  |  |  | MC065 | Library |  |  | 0 | 0
MC065-B05 | MC065-B05/F17 | Is 4Dix Value Changing |  |  |  |  | Energy sensor | F17 |  |  |  | MC065 | Library |  |  | 0 | 0
MC065-B05 | MC065-B05/F18 | 4Dix Previous Value |  |  |  |  | Energy sensor | F18 |  |  |  | MC065 | Library |  |  | 0 | 0
MC065-B05 | MC065-B05/F19 | 4Dix Stable Value |  |  |  |  | Energy sensor | F19 |  |  |  | MC065 | Library |  |  | 0 | 0
MC065-B05 | MC065-B05/F2 | 4Dix Previous Value |  |  |  |  | Energy sensor | F2 |  |  |  | MC065 | Library |  |  | 0 | 0
MC065-B05 | MC065-B05/F20 | 4Dix Value Decoder |  |  |  |  | Energy sensor | F20 |  |  |  | MC065 | Library |  |  | 0 | 0
MC065-B05 | MC065-B05/F3 | 4Dix Stable Value |  |  |  |  | Energy sensor | F3 |  |  |  | MC065 | Library |  |  | 0 | 0
MC065-B05 | MC065-B05/F4 | 4Dix Value Decoder |  |  |  |  | Energy sensor | F4 |  |  |  | MC065 | Library |  |  | 0 | 0
MC065-B05 | MC065-B05/F5 | Is 4Dix Value Changing |  |  |  |  | Energy sensor | F5 |  |  |  | MC065 | Library |  |  | 0 | 0
MC065-B05 | MC065-B05/F6 | 4Dix Previous Value |  |  |  |  | Energy sensor | F6 |  |  |  | MC065 | Library |  |  | 0 | 0
MC065-B05 | MC065-B05/F7 | 4Dix Stable Value |  |  |  |  | Energy sensor | F7 |  |  |  | MC065 | Library |  |  | 0 | 0
MC065-B05 | MC065-B05/F8 | 4Dix Value Decoder |  |  |  |  | Energy sensor | F8 |  |  |  | MC065 | Library |  |  | 0 | 0
MC065-B05 | MC065-B05/F9 | Function 9 |  |  |  |  | Energy sensor | F9 |  |  |  | MC065 | Library |  |  | 0 | 0
MC065-B05 | MC065-B05/G1 | Logic 1 |  |  |  |  | Energy sensor | G1 |  |  |  | MC065 | Library |  |  | 0 | 0
MC065-B05 | MC065-B05/G10 | ChW Pump Reset |  |  |  |  | Energy sensor | G10 |  |  |  | MC065 | Library |  |  | 0 | 0
MC065-B05 | MC065-B05/G11 | Logic 11 |  |  |  |  | Energy sensor | G11 |  |  |  | MC065 | Library |  |  | 0 | 0
MC065-B05 | MC065-B05/G12 | Logic 12 |  |  |  |  | Energy sensor | G12 |  |  |  | MC065 | Library |  |  | 0 | 0
MC065-B05 | MC065-B05/G13 | Logic 13 |  |  |  |  | Energy sensor | G13 |  |  |  | MC065 | Library |  |  | 0 | 0
MC065-B05 | MC065-B05/G14 | Logic 14 |  |  |  |  | Energy sensor | G14 |  |  |  | MC065 | Library |  |  | 0 | 0
MC065-B05 | MC065-B05/G15 | ChW Pump Duty |  |  |  |  | Energy sensor | G15 |  |  |  | MC065 | Library |  |  | 0 | 0
MC065-B05 | MC065-B05/G16 | Logic 16 |  |  |  |  | Energy sensor | G16 |  |  |  | MC065 | Library |  |  | 0 | 0
MC065-B05 | MC065-B05/G17 | Logic 17 |  |  |  |  | Energy sensor | G17 |  |  |  | MC065 | Library |  |  | 0 | 0
MC065-B05 | MC065-B05/G18 | Logic 18 |  |  |  |  | Energy sensor | G18 |  |  |  | MC065 | Library |  |  | 0 | 0
MC065-B05 | MC065-B05/G19 | Logic 19 |  |  |  |  | Energy sensor | G19 |  |  |  | MC065 | Library |  |  | 0 | 0
MC065-B05 | MC065-B05/G2 | ChW Reqd |  |  |  |  | Energy sensor | G2 |  |  |  | MC065 | Library |  |  | 0 | 0
MC065-B05 | MC065-B05/G20 | Logic 20 |  |  |  |  | Energy sensor | G20 |  |  |  | MC065 | Library |  |  | 0 | 0
MC065-B05 | MC065-B05/G21 | Logic 21 |  |  |  |  | Energy sensor | G21 |  |  |  | MC065 | Library |  |  | 0 | 0
MC065-B05 | MC065-B05/G22 | Logic 22 |  |  |  |  | Energy sensor | G22 |  |  |  | MC065 | Library |  |  | 0 | 0
MC065-B05 | MC065-B05/G23 | Logic 23 |  |  |  |  | Energy sensor | G23 |  |  |  | MC065 | Library |  |  | 0 | 0
MC065-B05 | MC065-B05/G24 | ChW Alarms |  |  |  |  | Energy sensor | G24 |  |  |  | MC065 | Library |  |  | 0 | 0
MC065-B05 | MC065-B05/G25 | Logic 25 |  |  |  |  | Energy sensor | G25 |  |  |  | MC065 | Library |  |  | 0 | 0
MC065-B05 | MC065-B05/G26 | Logic 26 |  |  |  |  | Energy sensor | G26 |  |  |  | MC065 | Library |  |  | 0 | 0
MC065-B05 | MC065-B05/G27 | Logic 27 |  |  |  |  | Energy sensor | G27 |  |  |  | MC065 | Library |  |  | 0 | 0
MC065-B05 | MC065-B05/G28 | Logic 28 |  |  |  |  | Energy sensor | G28 |  |  |  | MC065 | Library |  |  | 0 | 0
MC065-B05 | MC065-B05/G29 | Logic 29 |  |  |  |  | Energy sensor | G29 |  |  |  | MC065 | Library |  |  | 0 | 0
MC065-B05 | MC065-B05/G3 | Logic 3 |  |  |  |  | Energy sensor | G3 |  |  |  | MC065 | Library |  |  | 0 | 0
MC065-B05 | MC065-B05/G30 | Logic 30 |  |  |  |  | Energy sensor | G30 |  |  |  | MC065 | Library |  |  | 0 | 0
MC065-B05 | MC065-B05/G31 | Logic 31 |  |  |  |  | Energy sensor | G31 |  |  |  | MC065 | Library |  |  | 0 | 0
MC065-B05 | MC065-B05/G32 | Logic 32 |  |  |  |  | Energy sensor | G32 |  |  |  | MC065 | Library |  |  | 0 | 0
MC065-B05 | MC065-B05/G33 | delay 1 min |  |  |  |  | Energy sensor | G33 |  |  |  | MC065 | Library |  |  | 0 | 0
MC065-B05 | MC065-B05/G34 | Chiller is running HRS RUN |  |  |  |  | Energy sensor | G34 |  |  |  | MC065 | Library |  |  | 0 | 0
MC065-B05 | MC065-B05/G4 | Logic 4 |  |  |  |  | Energy sensor | G4 |  |  |  | MC065 | Library |  |  | 0 | 0
MC065-B05 | MC065-B05/G5 | Logic 5 |  |  |  |  | Energy sensor | G5 |  |  |  | MC065 | Library |  |  | 0 | 0
MC065-B05 | MC065-B05/G6 | Logic 6 |  |  |  |  | Energy sensor | G6 |  |  |  | MC065 | Library |  |  | 0 | 0
MC065-B05 | MC065-B05/G7 | ChW Pumps |  |  |  |  | Energy sensor | G7 |  |  |  | MC065 | Library |  |  | 0 | 0
MC065-B05 | MC065-B05/G8 | Logic 8 |  |  |  |  | Energy sensor | G8 |  |  |  | MC065 | Library |  |  | 0 | 0
MC065-B05 | MC065-B05/G9 | Logic 9 |  |  |  |  | Energy sensor | G9 |  |  |  | MC065 | Library |  |  | 0 | 0
MC065-B05 | MC065-B05/I1 | Fire alarm active |  |  | 0 = Off, 1 = On |  | Energy sensor | I1 |  |  |  | MC065 | Library |  |  | 0 | 0
MC065-B05 | MC065-B05/I11 | ChW LO Press Shtdwn |  |  |  |  | Energy sensor | I11 |  |  |  | MC065 | Library |  |  | 0 | 0
MC065-B05 | MC065-B05/I12 | ChW Pump 1 Flow Fail |  |  |  |  | Energy sensor | I12 |  |  |  | MC065 | Library |  |  | 0 | 0
MC065-B05 | MC065-B05/I13 | ChW Pump 2 Flow Fail |  |  |  |  | Energy sensor | I13 |  |  |  | MC065 | Library |  |  | 0 | 0
MC065-B05 | MC065-B05/I14 | Chiller Fault Shtdwn |  |  |  |  | Energy sensor | I14 |  |  |  | MC065 | Library |  |  | 0 | 0
MC065-B05 | MC065-B05/I15 | ChW Temp OK |  |  | Degrees Celsius |  | Energy sensor | I15 |  |  |  | MC065 | Library |  |  | 0 | 0
MC065-B05 | MC065-B05/I16 | Digital Input 16 |  |  |  |  | Energy sensor | I16 |  |  |  | MC065 | Library |  |  | 0 | 0
MC065-B05 | MC065-B05/I17 | Digital Input 17 |  |  |  |  | Energy sensor | I17 |  |  |  | MC065 | Library |  |  | 0 | 0
MC065-B05 | MC065-B05/I18 | ChW LO Press |  |  |  |  | Energy sensor | I18 |  |  |  | MC065 | Library |  |  | 0 | 0
MC065-B05 | MC065-B05/I19 | Chiller is running |  |  |  |  | Energy sensor | I19 |  |  |  | MC065 | Library |  |  | 0 | 0
MC065-B05 | MC065-B05/I2 | Firemans Over- R Auto |  |  |  |  | Energy sensor | I2 |  |  |  | MC065 | Library |  |  | 0 | 0
MC065-B05 | MC065-B05/I3 | Firemans Over- R OFF |  |  |  |  | Energy sensor | I3 |  |  |  | MC065 | Library |  |  | 0 | 0
MC065-B05 | MC065-B05/I4 | Firemans Over- R Extr Only |  |  |  |  | Energy sensor | I4 |  |  |  | MC065 | Library |  |  | 0 | 0
MC065-B05 | MC065-B05/I5 | ChW Pump 1 contactor status |  |  |  |  | Energy sensor | I5 |  |  |  | MC065 | Library |  |  | 0 | 0
MC065-B05 | MC065-B05/I6 | ChW Pump 2 contactor status |  |  |  |  | Energy sensor | I6 |  |  |  | MC065 | Library |  |  | 0 | 0
MC065-B05 | MC065-B05/I7 | Chiller Enabled |  |  |  |  | Energy sensor | I7 |  |  |  | MC065 | Library |  |  | 0 | 0
MC065-B05 | MC065-B05/I8 | Chiller in Fault |  |  |  |  | Energy sensor | I8 |  |  |  | MC065 | Library |  |  | 0 | 0
MC065-B05 | MC065-B05/I9 | ChW Flow Proved |  |  |  |  | Energy sensor | I9 |  |  |  | MC065 | Library |  |  | 0 | 0
MC065-B05 | MC065-B05/K1 | ChW Pump Duty |  |  |  |  | Energy sensor | K1 |  |  |  | MC065 | Library |  |  | 0 | 0
MC065-B05 | MC065-B05/K2 | ChW AHU Run Temp |  |  | Degrees Celsius |  | Energy sensor | K2 |  |  |  | MC065 | Library |  |  | 0 | 0
MC065-B05 | MC065-B05/K3 | Chiller Setpoint |  |  |  |  | Energy sensor | K3 |  |  |  | MC065 | Library |  |  | 0 | 0
MC065-B05 | MC065-B05/n1 | TREND_04_51_29 |  |  |  |  | Energy sensor | n1 |  |  |  | MC065 | Library |  |  | 0 | 0
MC065-B05 | MC065-B05/N1 | Archive ChW Reqd |  |  |  |  | Energy sensor | N1 |  |  |  | MC065 | Library |  |  | 0 | 0
MC065-B05 | MC065-B05/N2 | IC Comms 2 |  |  |  |  | Energy sensor | N2 |  |  |  | MC065 | Library |  |  | 0 | 0
MC065-B05 | MC065-B05/o1 | Alarm Route 1 |  |  |  |  | Energy sensor | o1 |  |  |  | MC065 | Library |  |  | 0 | 0
MC065-B05 | MC065-B05/o2 | Alarm Route 2 |  |  |  |  | Energy sensor | o2 |  |  |  | MC065 | Library |  |  | 0 | 0
MC065-B05 | MC065-B05/o3 | Alarm Route 3 |  |  |  |  | Energy sensor | o3 |  |  |  | MC065 | Library |  |  | 0 | 0
MC065-B05 | MC065-B05/P1 | ChW Flow Temp |  |  | Degrees Celsius |  | Energy sensor | P1 |  |  |  | MC065 | Library |  |  | 0 | 0
MC065-B05 | MC065-B05/P2 | ChW Return Temp |  |  | Degrees Celsius |  | Energy sensor | P2 |  |  |  | MC065 | Library |  |  | 0 | 0
MC065-B05 | MC065-B05/P3 | Chiller is running |  |  |  |  | Energy sensor | P3 |  |  |  | MC065 | Library |  |  | 0 | 0
MC065-B05 | MC065-B05/Q1 | Sequence Table 1 |  |  |  |  | Energy sensor | Q1 |  |  |  | MC065 | Library |  |  | 0 | 0
MC065-B05 | MC065-B05/S1 | ChW Flow Temp |  |  | Degrees Celsius |  | Energy sensor | S1 |  |  |  | MC065 | Library |  |  | 0 | 0
MC065-B05 | MC065-B05/S10 | 4DIX Module 2 |  |  |  |  | Energy sensor | S10 |  |  |  | MC065 | Library |  |  | 0 | 0
MC065-B05 | MC065-B05/S13 | 4DIX Module 3 |  |  |  |  | Energy sensor | S13 |  |  |  | MC065 | Library |  |  | 0 | 0
MC065-B05 | MC065-B05/S2 | ChW Return Temp |  |  | Degrees Celsius |  | Energy sensor | S2 |  |  |  | MC065 | Library |  |  | 0 | 0
MC065-B05 | MC065-B05/S3 | Chiller is running HRS RUN |  |  |  |  | Energy sensor | S3 |  |  |  | MC065 | Library |  |  | 0 | 0
MC065-B05 | MC065-B05/S9 | 4DIX Module 1 |  |  |  |  | Energy sensor | S9 |  |  |  | MC065 | Library |  |  | 0 | 0
MC065-B05 | MC065-B05/U1 | Trevor |  |  |  |  | Energy sensor | U1 |  |  |  | MC065 | Library |  |  | 0 | 0
MC065-B05 | MC065-B05/V1 | [5 empty] | Energy sensor | V1 |  |  |  | MC065 | Library |  |  | 0 | 0
MC065-B05 | MC065-B05/W1 | ChW LO Press Reset |  |  |  |  | Energy sensor | W1 |  |  |  | MC065 | Library |  |  | 0 | 0
MC065-B05 | MC065-B05/W2 | ChW Pump Reset |  |  |  |  | Energy sensor | W2 |  |  |  | MC065 | Library |  |  | 0 | 0
MC065-B05 | MC065-B05/W3 | Chiller Fault Reset |  |  |  |  | Energy sensor | W3 |  |  |  | MC065 | Library |  |  | 0 | 0
MC065-B05 | MC065-B05/Y1 | Trend T -20+50 |  |  |  |  | Energy sensor | Y1 |  |  |  | MC065 | Library |  |  | 0 | 0
MC065-B05 | MC065-B05/Y2 | Trend Thermistor |  |  |  |  | Energy sensor | Y2 |  |  |  | MC065 | Library |  |  | 0 | 0
MC065-B05 | MC065-B05/Y3 | 4DIX V |  |  |  |  | Energy sensor | Y3 |  |  |  | MC065 | Library |  |  | 0 | 0
MC065-B05 | MC065-B05/Z1 | Time Zone 1 |  |  |  |  | Energy sensor | Z1 |  |  |  | MC065 | Library |  |  | 0 | 0
MC032-B01 | MC032-B01/A252 | Day of Year |  |  |  |  | Energy sensor | A252 |  |  |  | MC032 | County South |  |  | 0 | 0
MC032-B01 | MC032-B01/B506 | Battery Failed |  |  |  |  | Energy sensor | B506 |  |  |  | MC032 | County South |  |  | 0 | 0
MC032-B01 | MC032-B01/C1 | Virtual CNC 1 |  |  |  |  | Energy sensor | C1 |  |  |  | MC032 | County South |  |  | 0 | 0
MC032-B01 | MC032-B01/C2 | Virtual CNC 2 |  |  |  |  | Energy sensor | C2 |  |  |  | MC032 | County South |  |  | 0 | 0
MC032-B01 | MC032-B01/C3 | Virtual CNC 3 |  |  |  |  | Energy sensor | C3 |  |  |  | MC032 | County South |  |  | 0 | 0
MC032-B01 | MC032-B01/D1 | AHU1 Htg Coil |  |  |  |  | Energy sensor | D1 |  |  |  | MC032 | County South |  |  | 0 | 0
MC032-B01 | MC032-B01/D10 | CT Pump 2 |  |  |  |  | Energy sensor | D10 |  |  |  | MC032 | County South |  |  | 0 | 0
MC032-B01 | MC032-B01/D11 | AHU1 Supply Fan |  |  |  |  | Energy sensor | D11 |  |  |  | MC032 | County South |  |  | 0 | 0
MC032-B01 | MC032-B01/D12 | AHU2 Supply Fan |  |  |  |  | Energy sensor | D12 |  |  |  | MC032 | County South |  |  | 0 | 0
MC032-B01 | MC032-B01/D13 | Toilet Extract 1 |  |  |  |  | Energy sensor | D13 |  |  |  | MC032 | County South |  |  | 0 | 0
MC032-B01 | MC032-B01/D14 | Toilet Extract 4 |  |  |  |  | Energy sensor | D14 |  |  |  | MC032 | County South |  |  | 0 | 0
MC032-B01 | MC032-B01/D15 | General Extract |  |  |  |  | Energy sensor | D15 |  |  |  | MC032 | County South |  |  | 0 | 0
MC032-B01 | MC032-B01/D16 | Facility CommsRm Ext |  |  |  |  | Energy sensor | D16 |  |  |  | MC032 | County South |  |  | 0 | 0
MC032-B01 | MC032-B01/D17 | LC Comms Room Extr |  |  |  |  | Energy sensor | D17 |  |  |  | MC032 | County South |  |  | 0 | 0
MC032-B01 | MC032-B01/D18 | Enable Ext Timer |  |  |  |  | Energy sensor | D18 |  |  |  | MC032 | County South |  |  | 0 | 0
MC032-B01 | MC032-B01/D2 | AHU2 Htg Coil |  |  |  |  | Energy sensor | D2 |  |  |  | MC032 | County South |  |  | 0 | 0
MC032-B01 | MC032-B01/D3 | AHU1 Supply Speed |  |  |  |  | Energy sensor | D3 |  |  |  | MC032 | County South |  |  | 0 | 0
MC032-B01 | MC032-B01/D4 | AHU2 Supply Speed |  |  |  |  | Energy sensor | D4 |  |  |  | MC032 | County South |  |  | 0 | 0
MC032-B01 | MC032-B01/D9 | CT Pump 1 |  |  |  |  | Energy sensor | D9 |  |  |  | MC032 | County South |  |  | 0 | 0
MC032-B01 | MC032-B01/e1 | Alarm Dest 1 |  |  |  |  | Energy sensor | e1 |  |  |  | MC032 | County South |  |  | 0 | 0
MC032-B01 | MC032-B01/F1 | Function 1 |  |  |  |  | Energy sensor | F1 |  |  |  | MC032 | County South |  |  | 0 | 0
MC032-B01 | MC032-B01/F10 | Function 10 |  |  |  |  | Energy sensor | F10 |  |  |  | MC032 | County South |  |  | 0 | 0
MC032-B01 | MC032-B01/F11 | Function 11 |  |  |  |  | Energy sensor | F11 |  |  |  | MC032 | County South |  |  | 0 | 0
MC032-B01 | MC032-B01/F2 | Function 2 |  |  |  |  | Energy sensor | F2 |  |  |  | MC032 | County South |  |  | 0 | 0
MC032-B01 | MC032-B01/F3 | Function 3 |  |  |  |  | Energy sensor | F3 |  |  |  | MC032 | County South |  |  | 0 | 0
MC032-B01 | MC032-B01/F4 | Function 4 |  |  |  |  | Energy sensor | F4 |  |  |  | MC032 | County South |  |  | 0 | 0
MC032-B01 | MC032-B01/F5 | Function 5 |  |  |  |  | Energy sensor | F5 |  |  |  | MC032 | County South |  |  | 0 | 0
MC032-B01 | MC032-B01/F6 | Function 6 |  |  |  |  | Energy sensor | F6 |  |  |  | MC032 | County South |  |  | 0 | 0
MC032-B01 | MC032-B01/F7 | Function 7 |  |  |  |  | Energy sensor | F7 |  |  |  | MC032 | County South |  |  | 0 | 0
MC032-B01 | MC032-B01/F8 | Function 8 |  |  |  |  | Energy sensor | F8 |  |  |  | MC032 | County South |  |  | 0 | 0
MC032-B01 | MC032-B01/F9 | Function 9 |  |  |  |  | Energy sensor | F9 |  |  |  | MC032 | County South |  |  | 0 | 0
MC032-B01 | MC032-B01/G1 | Logic 1 |  |  |  |  | Energy sensor | G1 |  |  |  | MC032 | County South |  |  | 0 | 0
MC032-B01 | MC032-B01/G10 | Logic 10 |  |  |  |  | Energy sensor | G10 |  |  |  | MC032 | County South |  |  | 0 | 0
MC032-B01 | MC032-B01/G11 | Logic 11 |  |  |  |  | Energy sensor | G11 |  |  |  | MC032 | County South |  |  | 0 | 0
MC032-B01 | MC032-B01/G12 | Logic 12 |  |  |  |  | Energy sensor | G12 |  |  |  | MC032 | County South |  |  | 0 | 0
MC032-B01 | MC032-B01/G13 | Logic 13 |  |  |  |  | Energy sensor | G13 |  |  |  | MC032 | County South |  |  | 0 | 0
MC032-B01 | MC032-B01/G14 | Logic 14 |  |  |  |  | Energy sensor | G14 |  |  |  | MC032 | County South |  |  | 0 | 0
MC032-B01 | MC032-B01/G15 | Logic 15 |  |  |  |  | Energy sensor | G15 |  |  |  | MC032 | County South |  |  | 0 | 0
MC032-B01 | MC032-B01/G16 | Logic 16 |  |  |  |  | Energy sensor | G16 |  |  |  | MC032 | County South |  |  | 0 | 0
MC032-B01 | MC032-B01/G17 | Logic 17 |  |  |  |  | Energy sensor | G17 |  |  |  | MC032 | County South |  |  | 0 | 0
MC032-B01 | MC032-B01/G18 | Logic 18 |  |  |  |  | Energy sensor | G18 |  |  |  | MC032 | County South |  |  | 0 | 0
MC032-B01 | MC032-B01/G19 | Logic 19 |  |  |  |  | Energy sensor | G19 |  |  |  | MC032 | County South |  |  | 0 | 0
MC032-B01 | MC032-B01/G2 | Logic 2 |  |  |  |  | Energy sensor | G2 |  |  |  | MC032 | County South |  |  | 0 | 0
MC032-B01 | MC032-B01/G20 | Logic 20 |  |  |  |  | Energy sensor | G20 |  |  |  | MC032 | County South |  |  | 0 | 0
MC032-B01 | MC032-B01/G21 | Logic 21 |  |  |  |  | Energy sensor | G21 |  |  |  | MC032 | County South |  |  | 0 | 0
MC032-B01 | MC032-B01/G22 | Logic 22 |  |  |  |  | Energy sensor | G22 |  |  |  | MC032 | County South |  |  | 0 | 0
MC032-B01 | MC032-B01/G23 | Logic 23 |  |  |  |  | Energy sensor | G23 |  |  |  | MC032 | County South |  |  | 0 | 0
MC032-B01 | MC032-B01/G24 | Logic 24 |  |  |  |  | Energy sensor | G24 |  |  |  | MC032 | County South |  |  | 0 | 0
MC032-B01 | MC032-B01/G25 | Logic 25 |  |  |  |  | Energy sensor | G25 |  |  |  | MC032 | County South |  |  | 0 | 0
MC032-B01 | MC032-B01/G26 | Logic 26 |  |  |  |  | Energy sensor | G26 |  |  |  | MC032 | County South |  |  | 0 | 0
MC032-B01 | MC032-B01/G27 | Logic 27 |  |  |  |  | Energy sensor | G27 |  |  |  | MC032 | County South |  |  | 0 | 0
MC032-B01 | MC032-B01/G28 | Logic 28 |  |  |  |  | Energy sensor | G28 |  |  |  | MC032 | County South |  |  | 0 | 0
MC032-B01 | MC032-B01/G29 | Logic 29 |  |  |  |  | Energy sensor | G29 |  |  |  | MC032 | County South |  |  | 0 | 0
MC032-B01 | MC032-B01/G3 | Logic 3 |  |  |  |  | Energy sensor | G3 |  |  |  | MC032 | County South |  |  | 0 | 0
MC032-B01 | MC032-B01/G30 | Logic 30 |  |  |  |  | Energy sensor | G30 |  |  |  | MC032 | County South |  |  | 0 | 0
MC032-B01 | MC032-B01/G31 | Logic 31 |  |  |  |  | Energy sensor | G31 |  |  |  | MC032 | County South |  |  | 0 | 0
MC032-B01 | MC032-B01/G32 | Logic 32 |  |  |  |  | Energy sensor | G32 |  |  |  | MC032 | County South |  |  | 0 | 0
MC032-B01 | MC032-B01/G33 | Logic 33 |  |  |  |  | Energy sensor | G33 |  |  |  | MC032 | County South |  |  | 0 | 0
MC032-B01 | MC032-B01/G34 | Logic 34 |  |  |  |  | Energy sensor | G34 |  |  |  | MC032 | County South |  |  | 0 | 0
MC032-B01 | MC032-B01/G35 | Logic 35 |  |  |  |  | Energy sensor | G35 |  |  |  | MC032 | County South |  |  | 0 | 0
MC032-B01 | MC032-B01/G36 | Logic 36 |  |  |  |  | Energy sensor | G36 |  |  |  | MC032 | County South |  |  | 0 | 0
MC032-B01 | MC032-B01/G37 | Logic 37 |  |  |  |  | Energy sensor | G37 |  |  |  | MC032 | County South |  |  | 0 | 0
MC032-B01 | MC032-B01/G38 | Logic 38 |  |  |  |  | Energy sensor | G38 |  |  |  | MC032 | County South |  |  | 0 | 0
MC032-B01 | MC032-B01/G39 | Logic 39 |  |  |  |  | Energy sensor | G39 |  |  |  | MC032 | County South |  |  | 0 | 0
MC032-B01 | MC032-B01/G4 | Logic 4 |  |  |  |  | Energy sensor | G4 |  |  |  | MC032 | County South |  |  | 0 | 0
MC032-B01 | MC032-B01/G40 | Logic 40 |  |  |  |  | Energy sensor | G40 |  |  |  | MC032 | County South |  |  | 0 | 0
MC032-B01 | MC032-B01/G41 | Logic 41 |  |  |  |  | Energy sensor | G41 |  |  |  | MC032 | County South |  |  | 0 | 0
MC032-B01 | MC032-B01/G5 | Logic 5 |  |  |  |  | Energy sensor | G5 |  |  |  | MC032 | County South |  |  | 0 | 0
MC032-B01 | MC032-B01/G6 | Logic 6 |  |  |  |  | Energy sensor | G6 |  |  |  | MC032 | County South |  |  | 0 | 0
MC032-B01 | MC032-B01/G7 | Logic 7 |  |  |  |  | Energy sensor | G7 |  |  |  | MC032 | County South |  |  | 0 | 0
MC032-B01 | MC032-B01/G8 | Logic 8 |  |  |  |  | Energy sensor | G8 |  |  |  | MC032 | County South |  |  | 0 | 0
MC032-B01 | MC032-B01/G9 | Logic 9 |  |  |  |  | Energy sensor | G9 |  |  |  | MC032 | County South |  |  | 0 | 0
MC032-B01 | MC032-B01/i1 | IQ4/IO/16DI |  |  |  |  | Energy sensor | i1 |  |  |  | MC032 | County South |  |  | 0 | 0
MC032-B01 | MC032-B01/I1 | Fire Alarm Activated |  |  |  |  | Energy sensor | I1 |  |  |  | MC032 | County South |  |  | 0 | 0
MC032-B01 | MC032-B01/I10 | AHU1 Flow Proved |  |  |  |  | Energy sensor | I10 |  |  |  | MC032 | County South |  |  | 0 | 0
MC032-B01 | MC032-B01/I11 | AHU2 Filter Dirty |  |  |  |  | Energy sensor | I11 |  |  |  | MC032 | County South |  |  | 0 | 0
MC032-B01 | MC032-B01/I12 | AHU2 Frost Trip |  |  |  |  | Energy sensor | I12 |  |  |  | MC032 | County South |  |  | 0 | 0
MC032-B01 | MC032-B01/I13 | AHU2 Damper Open |  |  |  |  | Energy sensor | I13 |  |  |  | MC032 | County South |  |  | 0 | 0
MC032-B01 | MC032-B01/I14 | AHU2 Inverter Fault |  |  |  |  | Energy sensor | I14 |  |  |  | MC032 | County South |  |  | 0 | 0
MC032-B01 | MC032-B01/I15 | AHU2 Flow Proved |  |  |  |  | Energy sensor | I15 |  |  |  | MC032 | County South |  |  | 0 | 0
MC032-B01 | MC032-B01/I16 | Toilet Extr 1 Fault |  |  |  |  | Energy sensor | I16 |  |  |  | MC032 | County South |  |  | 0 | 0
MC032-B01 | MC032-B01/I17 | Toilet Extr 4 Fault |  |  |  |  | Energy sensor | I17 |  |  |  | MC032 | County South |  |  | 0 | 0
MC032-B01 | MC032-B01/I18 | General Extr Fault |  |  |  |  | Energy sensor | I18 |  |  |  | MC032 | County South |  |  | 0 | 0
MC032-B01 | MC032-B01/I19 | FaciltyComms Ext Flt |  |  |  |  | Energy sensor | I19 |  |  |  | MC032 | County South |  |  | 0 | 0
MC032-B01 | MC032-B01/i2 | IQ4/IO/8UI |  |  |  |  | Energy sensor | i2 |  |  |  | MC032 | County South |  |  | 0 | 0
MC032-B01 | MC032-B01/I2 | Heat Meter Pulse |  |  |  |  | Energy sensor | I2 |  |  |  | MC032 | County South |  |  | 0 | 0
MC032-B01 | MC032-B01/I20 | LC Comms Ext Fault |  |  |  |  | Energy sensor | I20 |  |  |  | MC032 | County South |  |  | 0 | 0
MC032-B01 | MC032-B01/I21 | Plant Extension |  |  |  |  | Energy sensor | I21 |  |  |  | MC032 | County South |  |  | 0 | 0
MC032-B01 | MC032-B01/I22 | Condensor Unit Fault |  |  |  |  | Energy sensor | I22 |  |  |  | MC032 | County South |  |  | 0 | 0
MC032-B01 | MC032-B01/I23 | AC Unit Fault |  |  |  |  | Energy sensor | I23 |  |  |  | MC032 | County South |  |  | 0 | 0
MC032-B01 | MC032-B01/I3 | Water Meter Pulse |  |  |  |  | Energy sensor | I3 |  |  |  | MC032 | County South |  |  | 0 | 0
MC032-B01 | MC032-B01/i3 | IQ4/IO/8DI |  |  |  |  | Energy sensor | i3 |  |  |  | MC032 | County South |  |  | 0 | 0
MC032-B01 | MC032-B01/I33 | CTPump1Fault |  |  |  |  | Energy sensor | I33 |  |  |  | MC032 | County South |  |  | 0 | 0
MC032-B01 | MC032-B01/I34 | CTPump2Fault |  |  |  |  | Energy sensor | I34 |  |  |  | MC032 | County South |  |  | 0 | 0
MC032-B01 | MC032-B01/I35 | AHU2 SupplyFan Fault |  |  |  |  | Energy sensor | I35 |  |  |  | MC032 | County South |  |  | 0 | 0
MC032-B01 | MC032-B01/I36 | AHU1 SupplyFan Fault |  |  |  |  | Energy sensor | I36 |  |  |  | MC032 | County South |  |  | 0 | 0
MC032-B01 | MC032-B01/I37 | FaciltyComms Ext Flt |  |  |  |  | Energy sensor | I37 |  |  |  | MC032 | County South |  |  | 0 | 0
MC032-B01 | MC032-B01/I38 | LC Comms Fan Fault |  |  |  |  | Energy sensor | I38 |  |  |  | MC032 | County South |  |  | 0 | 0
MC032-B01 | MC032-B01/I4 | Electric Meter Pulse |  |  |  |  | Energy sensor | I4 |  |  |  | MC032 | County South |  |  | 0 | 0
MC032-B01 | MC032-B01/i4 | IQ4/IO/4DO |  |  |  |  | Energy sensor | i4 |  |  |  | MC032 | County South |  |  | 0 | 0
MC032-B01 | MC032-B01/i5 | IQ4/IO/8DO |  |  |  |  | Energy sensor | i5 |  |  |  | MC032 | County South |  |  | 0 | 0
MC032-B01 | MC032-B01/I5 | CT Pump Flow Prove |  |  |  |  | Energy sensor | I5 |  |  |  | MC032 | County South |  |  | 0 | 0
MC032-B01 | MC032-B01/I6 | AHU1 Filter Dirty |  |  |  |  | Energy sensor | I6 |  |  |  | MC032 | County South |  |  | 0 | 0
MC032-B01 | MC032-B01/I7 | AHU1 Frost Trip |  |  |  |  | Energy sensor | I7 |  |  |  | MC032 | County South |  |  | 0 | 0
MC032-B01 | MC032-B01/I8 | AHU1 Damper Open |  |  |  |  | Energy sensor | I8 |  |  |  | MC032 | County South |  |  | 0 | 0
MC032-B01 | MC032-B01/I9 | AHU1 Inverter Fault |  |  |  |  | Energy sensor | I9 |  |  |  | MC032 | County South |  |  | 0 | 0
MC032-B01 | MC032-B01/K1 | AHU1 Supp Speed Stpt |  |  |  |  | Energy sensor | K1 |  |  |  | MC032 | County South |  |  | 0 | 0
MC032-B01 | MC032-B01/K2 | AHU1 Supply Setpt |  |  |  |  | Energy sensor | K2 |  |  |  | MC032 | County South |  |  | 0 | 0
MC032-B01 | MC032-B01/K3 | AHU2 Supp Speed Stpt |  |  |  |  | Energy sensor | K3 |  |  |  | MC032 | County South |  |  | 0 | 0
MC032-B01 | MC032-B01/K4 | AHU2 Supply Setpt |  |  |  |  | Energy sensor | K4 |  |  |  | MC032 | County South |  |  | 0 | 0
MC032-B01 | MC032-B01/K5 | 1st Stage Frost Stpt |  |  |  |  | Energy sensor | K5 |  |  |  | MC032 | County South |  |  | 0 | 0
MC032-B01 | MC032-B01/K6 | IT Rooms Extr StPt |  |  |  |  | Energy sensor | K6 |  |  |  | MC032 | County South |  |  | 0 | 0
MC032-B01 | MC032-B01/K7 | Eco Off OAT |  |  |  |  | Energy sensor | K7 |  |  |  | MC032 | County South |  |  | 0 | 0
MC032-B01 | MC032-B01/L1 | [5 empty] | Energy sensor | L1 |  |  |  | MC032 | County South |  |  | 0 | 0
MC032-B01 | MC032-B01/L2 | [5 empty] | Energy sensor | L2 |  |  |  | MC032 | County South |  |  | 0 | 0
MC032-B01 | MC032-B01/n1 | TREND_0B_F9_BB |  |  |  |  | Energy sensor | n1 |  |  |  | MC032 | County South |  |  | 0 | 0
MC032-B01 | MC032-B01/n10 | Network 10 |  |  |  |  | Energy sensor | n10 |  |  |  | MC032 | County South |  |  | 0 | 0
MC032-B01 | MC032-B01/n11 | Network 11 |  |  |  |  | Energy sensor | n11 |  |  |  | MC032 | County South |  |  | 0 | 0
MC032-B01 | MC032-B01/n2 | Network 2 |  |  |  |  | Energy sensor | n2 |  |  |  | MC032 | County South |  |  | 0 | 0
MC032-B01 | MC032-B01/n3 | BACnet IP |  |  |  |  | Energy sensor | n3 |  |  |  | MC032 | County South |  |  | 0 | 0
MC032-B01 | MC032-B01/n6 | BACnet Application |  |  |  |  | Energy sensor | n6 |  |  |  | MC032 | County South |  |  | 0 | 0
MC032-B01 | MC032-B01/o1 | Alarm Route 1 |  |  |  |  | Energy sensor | o1 |  |  |  | MC032 | County South |  |  | 0 | 0
MC032-B01 | MC032-B01/P1 | Plot 1 |  |  |  |  | Energy sensor | P1 |  |  |  | MC032 | County South |  |  | 0 | 0
MC032-B01 | MC032-B01/P10 | Plot 10 |  |  |  |  | Energy sensor | P10 |  |  |  | MC032 | County South |  |  | 0 | 0
MC032-B01 | MC032-B01/P11 | Plot 11 |  |  |  |  | Energy sensor | P11 |  |  |  | MC032 | County South |  |  | 0 | 0
MC032-B01 | MC032-B01/P12 | Plot 12 |  |  |  |  | Energy sensor | P12 |  |  |  | MC032 | County South |  |  | 0 | 0
MC032-B01 | MC032-B01/P13 | Plot 13 |  |  |  |  | Energy sensor | P13 |  |  |  | MC032 | County South |  |  | 0 | 0
MC032-B01 | MC032-B01/P14 | Plot 14 |  |  |  |  | Energy sensor | P14 |  |  |  | MC032 | County South |  |  | 0 | 0
MC032-B01 | MC032-B01/P15 | Plot 15 |  |  |  |  | Energy sensor | P15 |  |  |  | MC032 | County South |  |  | 0 | 0
MC032-B01 | MC032-B01/P16 | Plot 16 |  |  |  |  | Energy sensor | P16 |  |  |  | MC032 | County South |  |  | 0 | 0
MC032-B01 | MC032-B01/P2 | Plot 2 |  |  |  |  | Energy sensor | P2 |  |  |  | MC032 | County South |  |  | 0 | 0
MC032-B01 | MC032-B01/P3 | Plot 3 |  |  |  |  | Energy sensor | P3 |  |  |  | MC032 | County South |  |  | 0 | 0
MC032-B01 | MC032-B01/P33 | Plot 33 |  |  |  |  | Energy sensor | P33 |  |  |  | MC032 | County South |  |  | 0 | 0
MC032-B01 | MC032-B01/P34 | Plot 34 |  |  |  |  | Energy sensor | P34 |  |  |  | MC032 | County South |  |  | 0 | 0
MC032-B01 | MC032-B01/P35 | Plot 35 |  |  |  |  | Energy sensor | P35 |  |  |  | MC032 | County South |  |  | 0 | 0
MC032-B01 | MC032-B01/P36 | Plot 36 |  |  |  |  | Energy sensor | P36 |  |  |  | MC032 | County South |  |  | 0 | 0
MC032-B01 | MC032-B01/P37 | Plot 37 |  |  |  |  | Energy sensor | P37 |  |  |  | MC032 | County South |  |  | 0 | 0
MC032-B01 | MC032-B01/P38 | Plot 38 |  |  |  |  | Energy sensor | P38 |  |  |  | MC032 | County South |  |  | 0 | 0
MC032-B01 | MC032-B01/P39 | Plot 39 |  |  |  |  | Energy sensor | P39 |  |  |  | MC032 | County South |  |  | 0 | 0
MC032-B01 | MC032-B01/P4 | Plot 4 |  |  |  |  | Energy sensor | P4 |  |  |  | MC032 | County South |  |  | 0 | 0
MC032-B01 | MC032-B01/P40 | Plot 40 |  |  |  |  | Energy sensor | P40 |  |  |  | MC032 | County South |  |  | 0 | 0
MC032-B01 | MC032-B01/P41 | Plot 41 |  |  |  |  | Energy sensor | P41 |  |  |  | MC032 | County South |  |  | 0 | 0
MC032-B01 | MC032-B01/P42 | Plot 42 |  |  |  |  | Energy sensor | P42 |  |  |  | MC032 | County South |  |  | 0 | 0
MC032-B01 | MC032-B01/P43 | Plot 43 |  |  |  |  | Energy sensor | P43 |  |  |  | MC032 | County South |  |  | 0 | 0
MC032-B01 | MC032-B01/P44 | Plot 44 |  |  |  |  | Energy sensor | P44 |  |  |  | MC032 | County South |  |  | 0 | 0
MC032-B01 | MC032-B01/P5 | Plot 5 |  |  |  |  | Energy sensor | P5 |  |  |  | MC032 | County South |  |  | 0 | 0
MC032-B01 | MC032-B01/P6 | Plot 6 |  |  |  |  | Energy sensor | P6 |  |  |  | MC032 | County South |  |  | 0 | 0
MC032-B01 | MC032-B01/P7 | Plot 7 |  |  |  |  | Energy sensor | P7 |  |  |  | MC032 | County South |  |  | 0 | 0
MC032-B01 | MC032-B01/P8 | Plot 8 |  |  |  |  | Energy sensor | P8 |  |  |  | MC032 | County South |  |  | 0 | 0
MC032-B01 | MC032-B01/P9 | Plot 9 |  |  |  |  | Energy sensor | P9 |  |  |  | MC032 | County South |  |  | 0 | 0
MC032-B01 | MC032-B01/Q1 | Sequence Table 1 |  |  |  |  | Energy sensor | Q1 |  |  |  | MC032 | County South |  |  | 0 | 0
MC032-B01 | MC032-B01/S1 | Outside air temperature |  |  | Degrees Celsius |  | Energy sensor | S1 |  |  |  | MC032 | County South |  |  | 0 | 0
MC032-B01 | MC032-B01/S10 | Level A Mtg Rm1 Temp |  |  | Degrees Celsius |  | Energy sensor | S10 |  |  |  | MC032 | County South |  |  | 0 | 0
MC032-B01 | MC032-B01/S11 | Level A Mtg Rm2 Temp |  |  | Degrees Celsius |  | Energy sensor | S11 |  |  |  | MC032 | County South |  |  | 0 | 0
MC032-B01 | MC032-B01/S12 | Level A Mtg Rm3 Temp |  |  | Degrees Celsius |  | Energy sensor | S12 |  |  |  | MC032 | County South |  |  | 0 | 0
MC032-B01 | MC032-B01/S13 | IT Server1 Room Temp |  |  | Degrees Celsius |  | Energy sensor | S13 |  |  |  | MC032 | County South |  |  | 0 | 0
MC032-B01 | MC032-B01/S14 | IT Server2 Room Temp |  |  | Degrees Celsius |  | Energy sensor | S14 |  |  |  | MC032 | County South |  |  | 0 | 0
MC032-B01 | MC032-B01/S15 | Level B Plant OAT |  |  |  |  | Energy sensor | S15 |  |  |  | MC032 | County South |  |  | 0 | 0
MC032-B01 | MC032-B01/S16 | Eco Active |  |  |  |  | Energy sensor | S16 |  |  |  | MC032 | County South |  |  | 0 | 0
MC032-B01 | MC032-B01/S2 | Primary Flow Temp |  |  | Degrees Celsius |  | Energy sensor | S2 |  |  |  | MC032 | County South |  |  | 0 | 0
MC032-B01 | MC032-B01/S3 | Primary Retn Temp |  |  | Degrees Celsius |  | Energy sensor | S3 |  |  |  | MC032 | County South |  |  | 0 | 0
MC032-B01 | MC032-B01/S33 | Heat Meter Kwh |  |  |  |  | Energy sensor | S33 |  |  |  | MC032 | County South |  |  | 0 | 0
MC032-B01 | MC032-B01/S34 | Heat Meter Mwh |  |  |  |  | Energy sensor | S34 |  |  |  | MC032 | County South |  |  | 0 | 0
MC032-B01 | MC032-B01/S35 | Water Meter m3 |  |  |  |  | Energy sensor | S35 |  |  |  | MC032 | County South |  |  | 0 | 0
MC032-B01 | MC032-B01/S36 | Water Meter Km3 |  |  |  |  | Energy sensor | S36 |  |  |  | MC032 | County South |  |  | 0 | 0
MC032-B01 | MC032-B01/S37 | Electric Meter Kwh |  |  |  |  | Energy sensor | S37 |  |  |  | MC032 | County South |  |  | 0 | 0
MC032-B01 | MC032-B01/S38 | Electric Meter Mwh |  |  |  |  | Energy sensor | S38 |  |  |  | MC032 | County South |  |  | 0 | 0
MC032-B01 | MC032-B01/S39 | Electric Hourly |  |  |  |  | Energy sensor | S39 |  |  |  | MC032 | County South |  |  | 0 | 0
MC032-B01 | MC032-B01/S4 | Level A Club Rm Temp |  |  | Degrees Celsius |  | Energy sensor | S4 |  |  |  | MC032 | County South |  |  | 0 | 0
MC032-B01 | MC032-B01/S40 | Electric Monthly |  |  |  |  | Energy sensor | S40 |  |  |  | MC032 | County South |  |  | 0 | 0
MC032-B01 | MC032-B01/S41 | Water Hourly |  |  |  |  | Energy sensor | S41 |  |  |  | MC032 | County South |  |  | 0 | 0
MC032-B01 | MC032-B01/S42 | Water Monthly |  |  |  |  | Energy sensor | S42 |  |  |  | MC032 | County South |  |  | 0 | 0
MC032-B01 | MC032-B01/S43 | Heat Hourly |  |  |  |  | Energy sensor | S43 |  |  |  | MC032 | County South |  |  | 0 | 0
MC032-B01 | MC032-B01/S44 | Heat Monthly |  |  |  |  | Energy sensor | S44 |  |  |  | MC032 | County South |  |  | 0 | 0
MC032-B01 | MC032-B01/S5 | Level D Club Rm Temp |  |  | Degrees Celsius |  | Energy sensor | S5 |  |  |  | MC032 | County South |  |  | 0 | 0
MC032-B01 | MC032-B01/S6 | AHU1 Intake Temp |  |  | Degrees Celsius |  | Energy sensor | S6 |  |  |  | MC032 | County South |  |  | 0 | 0
MC032-B01 | MC032-B01/S7 | AHU1 Supply Temp |  |  | Degrees Celsius |  | Energy sensor | S7 |  |  |  | MC032 | County South |  |  | 0 | 0
MC032-B01 | MC032-B01/S8 | AHU2 Intake Temp |  |  | Degrees Celsius |  | Energy sensor | S8 |  |  |  | MC032 | County South |  |  | 0 | 0
MC032-B01 | MC032-B01/S9 | AHU2 Supply Temp |  |  | Degrees Celsius |  | Energy sensor | S9 |  |  |  | MC032 | County South |  |  | 0 | 0
MC032-B01 | MC032-B01/U1 | [5 empty] | Energy sensor | U1 |  |  |  | MC032 | County South |  |  | 0 | 0
MC032-B01 | MC032-B01/U2 | [5 empty] | Energy sensor | U2 |  |  |  | MC032 | County South |  |  | 0 | 0
MC032-B01 | MC032-B01/V1 | [5 empty] | Energy sensor | V1 |  |  |  | MC032 | County South |  |  | 0 | 0
MC032-B01 | MC032-B01/V2 | [5 empty] | Energy sensor | V2 |  |  |  | MC032 | County South |  |  | 0 | 0
MC032-B01 | MC032-B01/V3 | [5 empty] | Energy sensor | V3 |  |  |  | MC032 | County South |  |  | 0 | 0
MC032-B01 | MC032-B01/W1 | Summe Winter |  |  |  |  | Energy sensor | W1 |  |  |  | MC032 | County South |  |  | 0 | 0
MC032-B01 | MC032-B01/W2 | Change duty |  |  |  |  | Energy sensor | W2 |  |  |  | MC032 | County South |  |  | 0 | 0
MC032-B01 | MC032-B01/W3 | Summer Winter W=1 |  |  |  |  | Energy sensor | W3 |  |  |  | MC032 | County South |  |  | 0 | 0
MC032-B01 | MC032-B01/Y1 | Trend Thermistor 50 |  |  |  |  | Energy sensor | Y1 |  |  |  | MC032 | County South |  |  | 0 | 0
MC032-B01 | MC032-B01/Y2 | Trend Thermistor 110 |  |  |  |  | Energy sensor | Y2 |  |  |  | MC032 | County South |  |  | 0 | 0
MC032-B01 | MC032-B01/Y3 | Trend Thermistor 40 |  |  |  |  | Energy sensor | Y3 |  |  |  | MC032 | County South |  |  | 0 | 0
MC032-B01 | MC032-B01/Y4 | Trend Thermistor 40 |  |  |  |  | Energy sensor | Y4 |  |  |  | MC032 | County South |  |  | 0 | 0
MC032-B01 | MC032-B01/Z1 | AHU1 |  |  |  |  | Energy sensor | Z1 |  |  |  | MC032 | County South |  |  | 0 | 0
MC032-B01 | MC032-B01/Z2 | AHU2 |  |  |  |  | Energy sensor | Z2 |  |  |  | MC032 | County South |  |  | 0 | 0
MC032-B01 | MC032-B01/Z3 | Toilet Extract fans |  |  |  |  | Energy sensor | Z3 |  |  |  | MC032 | County South |  |  | 0 | 0
MC032-B01 | MC032-B01/Z4 | Heating times |  |  |  |  | Energy sensor | Z4 |  |  |  | MC032 | County South |  |  | 0 | 0
MC014-B02 | MC014-B02/C1 | Virtual CNC 1 |  |  |  |  | Energy sensor | C1 |  |  |  | MC014 | Bowland Hall |  |  | 0 | 0
MC014-B02 | MC014-B02/D1 | Hot water service valve |  |  |  |  | Energy sensor | D1 |  |  |  | MC014 | Bowland Hall |  |  | 0 | 0
MC014-B02 | MC014-B02/D2 | Boiler No2 |  |  |  |  | Energy sensor | D2 |  |  |  | MC014 | Bowland Hall |  |  | 0 | 0
MC014-B02 | MC014-B02/D3 | Variable temperature circuit valve |  |  | 0 = Closed , 1 = Open |  | Energy sensor | D3 |  |  |  | MC014 | Bowland Hall |  |  | 0 | 0
MC014-B02 | MC014-B02/D4 | Variable temperature pump |  |  |  |  | Energy sensor | D4 |  |  |  | MC014 | Bowland Hall |  |  | 0 | 0
MC014-B02 | MC014-B02/D5 | Domestic hot water primary pump |  |  |  |  | Energy sensor | D5 |  |  |  | MC014 | Bowland Hall |  |  | 0 | 0
MC014-B02 | MC014-B02/D6 | Domestic hot water secondary pump |  |  |  |  | Energy sensor | D6 |  |  |  | MC014 | Bowland Hall |  |  | 0 | 0
MC014-B02 | MC014-B02/e1 | Supervisor |  |  |  |  | Energy sensor | e1 |  |  |  | MC014 | Bowland Hall |  |  | 0 | 0
MC014-B02 | MC014-B02/F1 | 1st stage frost enabled |  |  | 0 = Off, 1 = On |  | Energy sensor | F1 |  |  |  | MC014 | Bowland Hall |  |  | 0 | 0
MC014-B02 | MC014-B02/F10 | Function 10 |  |  |  |  | Energy sensor | F10 |  |  |  | MC014 | Bowland Hall |  |  | 0 | 0
MC014-B02 | MC014-B02/F11 | Function 11 |  |  |  |  | Energy sensor | F11 |  |  |  | MC014 | Bowland Hall |  |  | 0 | 0
MC014-B02 | MC014-B02/F12 | Function 12 |  |  |  |  | Energy sensor | F12 |  |  |  | MC014 | Bowland Hall |  |  | 0 | 0
MC014-B02 | MC014-B02/F13 | limit at |  |  |  |  | Energy sensor | F13 |  |  |  | MC014 | Bowland Hall |  |  | 0 | 0
MC014-B02 | MC014-B02/F14 | Function 14 |  |  |  |  | Energy sensor | F14 |  |  |  | MC014 | Bowland Hall |  |  | 0 | 0
MC014-B02 | MC014-B02/F15 | Function 15 |  |  |  |  | Energy sensor | F15 |  |  |  | MC014 | Bowland Hall |  |  | 0 | 0
MC014-B02 | MC014-B02/F16 | Function 16 |  |  |  |  | Energy sensor | F16 |  |  |  | MC014 | Bowland Hall |  |  | 0 | 0
MC014-B02 | MC014-B02/F17 | Function 17 |  |  |  |  | Energy sensor | F17 |  |  |  | MC014 | Bowland Hall |  |  | 0 | 0
MC014-B02 | MC014-B02/F18 | Function 18 |  |  |  |  | Energy sensor | F18 |  |  |  | MC014 | Bowland Hall |  |  | 0 | 0
MC014-B02 | MC014-B02/F19 | Room high limit |  |  |  |  | Energy sensor | F19 |  |  |  | MC014 | Bowland Hall |  |  | 0 | 0
MC014-B02 | MC014-B02/F2 | 2nd stage frost protection enabled |  |  |  |  | Energy sensor | F2 |  |  |  | MC014 | Bowland Hall |  |  | 0 | 0
MC014-B02 | MC014-B02/F20 | Function 20 |  |  |  |  | Energy sensor | F20 |  |  |  | MC014 | Bowland Hall |  |  | 0 | 0
MC014-B02 | MC014-B02/F21 | Function 21 |  |  |  |  | Energy sensor | F21 |  |  |  | MC014 | Bowland Hall |  |  | 0 | 0
MC014-B02 | MC014-B02/F22 | Calculated variable temperature circuit setpoint |  |  | Degrees Celsius |  | Energy sensor | F22 |  |  |  | MC014 | Bowland Hall |  |  | 0 | 0
MC014-B02 | MC014-B02/F23 | Function 23 |  |  |  |  | Energy sensor | F23 |  |  |  | MC014 | Bowland Hall |  |  | 0 | 0
MC014-B02 | MC014-B02/F24 | Function 24 |  |  |  |  | Energy sensor | F24 |  |  |  | MC014 | Bowland Hall |  |  | 0 | 0
MC014-B02 | MC014-B02/F25 | Function 25 |  |  |  |  | Energy sensor | F25 |  |  |  | MC014 | Bowland Hall |  |  | 0 | 0
MC014-B02 | MC014-B02/F26 | Function 26 |  |  |  |  | Energy sensor | F26 |  |  |  | MC014 | Bowland Hall |  |  | 0 | 0
MC014-B02 | MC014-B02/F27 | Function 27 |  |  |  |  | Energy sensor | F27 |  |  |  | MC014 | Bowland Hall |  |  | 0 | 0
MC014-B02 | MC014-B02/F28 | Lead boiler enable |  |  | 0 = Off, 1 = On |  | Energy sensor | F28 |  |  |  | MC014 | Bowland Hall |  |  | 0 | 0
MC014-B02 | MC014-B02/F3 | 3rd stage frost enabled |  |  |  |  | Energy sensor | F3 |  |  |  | MC014 | Bowland Hall |  |  | 0 | 0
MC014-B02 | MC014-B02/F30 | Function 30 |  |  |  |  | Energy sensor | F30 |  |  |  | MC014 | Bowland Hall |  |  | 0 | 0
MC014-B02 | MC014-B02/F4 | Economy off enabled |  |  | 0 = Off, 1 = On |  | Energy sensor | F4 |  |  |  | MC014 | Bowland Hall |  |  | 0 | 0
MC014-B02 | MC014-B02/F5 | Function 5 |  |  |  |  | Energy sensor | F5 |  |  |  | MC014 | Bowland Hall |  |  | 0 | 0
MC014-B02 | MC014-B02/F6 | 1 hour |  |  |  |  | Energy sensor | F6 |  |  |  | MC014 | Bowland Hall |  |  | 0 | 0
MC014-B02 | MC014-B02/F7 | Function 7 |  |  |  |  | Energy sensor | F7 |  |  |  | MC014 | Bowland Hall |  |  | 0 | 0
MC014-B02 | MC014-B02/F8 | Function 8 |  |  |  |  | Energy sensor | F8 |  |  |  | MC014 | Bowland Hall |  |  | 0 | 0
MC014-B02 | MC014-B02/F9 | Function 9 |  |  |  |  | Energy sensor | F9 |  |  |  | MC014 | Bowland Hall |  |  | 0 | 0
MC014-B02 | MC014-B02/G1 | Logic 1 |  |  |  |  | Energy sensor | G1 |  |  |  | MC014 | Bowland Hall |  |  | 0 | 0
MC014-B02 | MC014-B02/G10 | Boiler heating hot water service enable |  |  | 0 = Off, 1 = On |  | Energy sensor | G10 |  |  |  | MC014 | Bowland Hall |  |  | 0 | 0
MC014-B02 | MC014-B02/G12 | Logic 12 |  |  |  |  | Energy sensor | G12 |  |  |  | MC014 | Bowland Hall |  |  | 0 | 0
MC014-B02 | MC014-B02/G14 | Logic 14 |  |  |  |  | Energy sensor | G14 |  |  |  | MC014 | Bowland Hall |  |  | 0 | 0
MC014-B02 | MC014-B02/G15 | Logic 15 |  |  |  |  | Energy sensor | G15 |  |  |  | MC014 | Bowland Hall |  |  | 0 | 0
MC014-B02 | MC014-B02/G16 | Domestic hot water demand |  |  |  |  | Energy sensor | G16 |  |  |  | MC014 | Bowland Hall |  |  | 0 | 0
MC014-B02 | MC014-B02/G17 | Logic 17 |  |  |  |  | Energy sensor | G17 |  |  |  | MC014 | Bowland Hall |  |  | 0 | 0
MC014-B02 | MC014-B02/G18 | Heat dissipation |  |  |  |  | Energy sensor | G18 |  |  |  | MC014 | Bowland Hall |  |  | 0 | 0
MC014-B02 | MC014-B02/G19 | Logic 19 |  |  |  |  | Energy sensor | G19 |  |  |  | MC014 | Bowland Hall |  |  | 0 | 0
MC014-B02 | MC014-B02/G2 | Logic 2 |  |  |  |  | Energy sensor | G2 |  |  |  | MC014 | Bowland Hall |  |  | 0 | 0
MC014-B02 | MC014-B02/G20 | 2nd stage frost protection enabled |  |  |  |  | Energy sensor | G20 |  |  |  | MC014 | Bowland Hall |  |  | 0 | 0
MC014-B02 | MC014-B02/G21 | Logic 21 |  |  |  |  | Energy sensor | G21 |  |  |  | MC014 | Bowland Hall |  |  | 0 | 0
MC014-B02 | MC014-B02/G22 | Hot water service enable |  |  | 0 = Off, 1 = On |  | Energy sensor | G22 |  |  |  | MC014 | Bowland Hall |  |  | 0 | 0
MC014-B02 | MC014-B02/G23 | Heating enable |  |  | 0 = Off, 1 = On |  | Energy sensor | G23 |  |  |  | MC014 | Bowland Hall |  |  | 0 | 0
MC014-B02 | MC014-B02/G24 | Logic 24 |  |  |  |  | Energy sensor | G24 |  |  |  | MC014 | Bowland Hall |  |  | 0 | 0
MC014-B02 | MC014-B02/G26 | Logic 26 |  |  |  |  | Energy sensor | G26 |  |  |  | MC014 | Bowland Hall |  |  | 0 | 0
MC014-B02 | MC014-B02/G27 | Logic 27 |  |  |  |  | Energy sensor | G27 |  |  |  | MC014 | Bowland Hall |  |  | 0 | 0
MC014-B02 | MC014-B02/G28 | Logic 28 |  |  |  |  | Energy sensor | G28 |  |  |  | MC014 | Bowland Hall |  |  | 0 | 0
MC014-B02 | MC014-B02/G3 | Logic 3 |  |  |  |  | Energy sensor | G3 |  |  |  | MC014 | Bowland Hall |  |  | 0 | 0
MC014-B02 | MC014-B02/G5 | Logic 5 |  |  |  |  | Energy sensor | G5 |  |  |  | MC014 | Bowland Hall |  |  | 0 | 0
MC014-B02 | MC014-B02/G6 | Logic 6 |  |  |  |  | Energy sensor | G6 |  |  |  | MC014 | Bowland Hall |  |  | 0 | 0
MC014-B02 | MC014-B02/G8 | Logic 8 |  |  |  |  | Energy sensor | G8 |  |  |  | MC014 | Bowland Hall |  |  | 0 | 0
MC014-B02 | MC014-B02/G9 | Boost |  |  | 0 = Off, 1 = On |  | Energy sensor | G9 |  |  |  | MC014 | Bowland Hall |  |  | 0 | 0
MC014-B02 | MC014-B02/I1 | Bowland Hall 2 Boiler Failed |  |  |  |  | Energy sensor | I1 |  |  |  | MC014 | Bowland Hall |  |  | 0 | 0
MC014-B02 | MC014-B02/I2 | Boiler on |  |  | 0 = Off, 1 = On |  | Energy sensor | I2 |  |  |  | MC014 | Bowland Hall |  |  | 0 | 0
MC014-B02 | MC014-B02/I3 | Hand or automatic |  |  |  |  | Energy sensor | I3 |  |  |  | MC014 | Bowland Hall |  |  | 0 | 0
MC014-B02 | MC014-B02/K1 | 1st stage frost setpoint |  |  |  |  | Energy sensor | K1 |  |  |  | MC014 | Bowland Hall |  |  | 0 | 0
MC014-B02 | MC014-B02/K10 | Boiler Valve Diff |  |  |  |  | Energy sensor | K10 |  |  |  | MC014 | Bowland Hall |  |  | 0 | 0
MC014-B02 | MC014-B02/K11 | Boiler fail alarm limit |  |  |  |  | Energy sensor | K11 |  |  |  | MC014 | Bowland Hall |  |  | 0 | 0
MC014-B02 | MC014-B02/K12 | Boiler fail alarm timer |  |  |  |  | Energy sensor | K12 |  |  |  | MC014 | Bowland Hall |  |  | 0 | 0
MC014-B02 | MC014-B02/K13 | Domestic hot water servvice setpoint |  |  |  |  | Energy sensor | K13 |  |  |  | MC014 | Bowland Hall |  |  | 0 | 0
MC014-B02 | MC014-B02/K14 | Space Hil Limit Diff |  |  |  |  | Energy sensor | K14 |  |  |  | MC014 | Bowland Hall |  |  | 0 | 0
MC014-B02 | MC014-B02/K15 | HWS Primary pump run on |  |  |  |  | Energy sensor | K15 |  |  |  | MC014 | Bowland Hall |  |  | 0 | 0
MC014-B02 | MC014-B02/K16 | Hot water service dead band |  |  |  |  | Energy sensor | K16 |  |  |  | MC014 | Bowland Hall |  |  | 0 | 0
MC014-B02 | MC014-B02/K17 | Boiler temperature setpoint |  |  | Degrees Celsius |  | Energy sensor | K17 |  |  |  | MC014 | Bowland Hall |  |  | 0 | 0
MC014-B02 | MC014-B02/K2 | 2nd stage frost setpoint |  |  | Degrees Celsius |  | Energy sensor | K2 |  |  |  | MC014 | Bowland Hall |  |  | 0 | 0
MC014-B02 | MC014-B02/K3 | 3rd stage frost setpoint |  |  | 0 = Off, 1 = On |  | Energy sensor | K3 |  |  |  | MC014 | Bowland Hall |  |  | 0 | 0
MC014-B02 | MC014-B02/K4 | Outside air temperature economy off setpoint |  |  |  |  | Energy sensor | K4 |  |  |  | MC014 | Bowland Hall |  |  | 0 | 0
MC014-B02 | MC014-B02/K5 | Occupied setpoint |  |  |  |  | Energy sensor | K5 |  |  |  | MC014 | Bowland Hall |  |  | 0 | 0
MC014-B02 | MC014-B02/K6 | VT Flow@0 degC |  |  |  |  | Energy sensor | K6 |  |  |  | MC014 | Bowland Hall |  |  | 0 | 0
MC014-B02 | MC014-B02/K7 | VT Flow@ 20oC OAT |  |  |  |  | Energy sensor | K7 |  |  |  | MC014 | Bowland Hall |  |  | 0 | 0
MC014-B02 | MC014-B02/K8 | Room influence |  |  |  |  | Energy sensor | K8 |  |  |  | MC014 | Bowland Hall |  |  | 0 | 0
MC014-B02 | MC014-B02/K9 | Boiler hot water service diff |  |  |  |  | Energy sensor | K9 |  |  |  | MC014 | Bowland Hall |  |  | 0 | 0
MC014-B02 | MC014-B02/L1 | Loop 1 |  |  |  |  | Energy sensor | L1 |  |  |  | MC014 | Bowland Hall |  |  | 0 | 0
MC014-B02 | MC014-B02/L3 | compensator |  |  |  |  | Energy sensor | L3 |  |  |  | MC014 | Bowland Hall |  |  | 0 | 0
MC014-B02 | MC014-B02/L4 | [5 empty] | Energy sensor | L4 |  |  |  | MC014 | Bowland Hall |  |  | 0 | 0
MC014-B02 | MC014-B02/n1 | TREND_0B_29_19 |  |  |  |  | Energy sensor | n1 |  |  |  | MC014 | Bowland Hall |  |  | 0 | 0
MC014-B02 | MC014-B02/o1 | Alarm Route 1 |  |  |  |  | Energy sensor | o1 |  |  |  | MC014 | Bowland Hall |  |  | 0 | 0
MC014-B02 | MC014-B02/O1 | Heating times |  |  |  |  | Energy sensor | O1 |  |  |  | MC014 | Bowland Hall |  |  | 0 | 0
MC014-B02 | MC014-B02/o2 | Alarm Route 2 |  |  |  |  | Energy sensor | o2 |  |  |  | MC014 | Bowland Hall |  |  | 0 | 0
MC014-B02 | MC014-B02/o3 | Alarm Route 3 |  |  |  |  | Energy sensor | o3 |  |  |  | MC014 | Bowland Hall |  |  | 0 | 0
MC014-B02 | MC014-B02/P1 | Outside air temperature |  |  | Degrees Celsius |  | Energy sensor | P1 |  |  |  | MC014 | Bowland Hall |  |  | 0 | 0
MC014-B02 | MC014-B02/P2 | Room temperature |  |  | Degrees Celsius |  | Energy sensor | P2 |  |  |  | MC014 | Bowland Hall |  |  | 0 | 0
MC014-B02 | MC014-B02/P3 | Variable temperature circuit flow temperature |  |  | Degrees Celsius |  | Energy sensor | P3 |  |  |  | MC014 | Bowland Hall |  |  | 0 | 0
MC014-B02 | MC014-B02/P4 | Domestic hot water service temperature |  |  | Degrees Celsius |  | Energy sensor | P4 |  |  |  | MC014 | Bowland Hall |  |  | 0 | 0
MC014-B02 | MC014-B02/P5 | Boiler on |  |  | 0 = Off, 1 = On |  | Energy sensor | P5 |  |  |  | MC014 | Bowland Hall |  |  | 0 | 0
MC014-B02 | MC014-B02/P6 | Boiler temperature |  |  | Degrees Celsius |  | Energy sensor | P6 |  |  |  | MC014 | Bowland Hall |  |  | 0 | 0
MC014-B02 | MC014-B02/Q1 | Sequence Table 1 |  |  |  |  | Energy sensor | Q1 |  |  |  | MC014 | Bowland Hall |  |  | 0 | 0
MC014-B02 | MC014-B02/S1 | Outside air temperature |  |  | Degrees Celsius |  | Energy sensor | S1 |  |  |  | MC014 | Bowland Hall |  |  | 0 | 0
MC014-B02 | MC014-B02/S10 | Calculated temperature variable temperature circuit flow |  |  |  |  | Energy sensor | S10 |  |  |  | MC014 | Bowland Hall |  |  | 0 | 0
MC014-B02 | MC014-B02/S2 | Room temperature |  |  | Degrees Celsius |  | Energy sensor | S2 |  |  |  | MC014 | Bowland Hall |  |  | 0 | 0
MC014-B02 | MC014-B02/S3 | Variable temperature circuit flow temperature |  |  | Degrees Celsius |  | Energy sensor | S3 |  |  |  | MC014 | Bowland Hall |  |  | 0 | 0
MC014-B02 | MC014-B02/S4 | Domestic hot water service temperature |  |  | Degrees Celsius |  | Energy sensor | S4 |  |  |  | MC014 | Bowland Hall |  |  | 0 | 0
MC014-B02 | MC014-B02/S5 | Boiler temperature |  |  | Degrees Celsius |  | Energy sensor | S5 |  |  |  | MC014 | Bowland Hall |  |  | 0 | 0
MC014-B02 | MC014-B02/S6 | Boiler on |  |  | 0 = Off, 1 = On |  | Energy sensor | S6 |  |  |  | MC014 | Bowland Hall |  |  | 0 | 0
MC014-B02 | MC014-B02/V1 | [5 empty] | Energy sensor | V1 |  |  |  | MC014 | Bowland Hall |  |  | 0 | 0
MC014-B02 | MC014-B02/W2 | Summer winter switch |  |  | S = Summer, W = Winter |  | Energy sensor | W2 |  |  |  | MC014 | Bowland Hall |  |  | 0 | 0
MC014-B02 | MC014-B02/W3 | Hol Auto A=On |  |  |  |  | Energy sensor | W3 |  |  |  | MC014 | Bowland Hall |  |  | 0 | 0
MC014-B02 | MC014-B02/Y1 | Satchwell T Range |  |  |  |  | Energy sensor | Y1 |  |  |  | MC014 | Bowland Hall |  |  | 0 | 0
MC014-B02 | MC014-B02/Y2 | Thermistor TBTC |  |  |  |  | Energy sensor | Y2 |  |  |  | MC014 | Bowland Hall |  |  | 0 | 0
MC014-B02 | MC014-B02/Z1 | Heating times |  |  |  |  | Energy sensor | Z1 |  |  |  | MC014 | Bowland Hall |  |  | 0 | 0
MC014-B02 | MC014-B02/Z2 | Domestic hot water service times |  |  |  |  | Energy sensor | Z2 |  |  |  | MC014 | Bowland Hall |  |  | 0 | 0
MC044-B09 | MC044-B09/C1 | Virtual CNC 1 |  |  |  |  | Energy sensor | C1 |  |  |  | MC044 | Faraday Building |  |  | 0 | 0
MC044-B09 | MC044-B09/F1 | Function 1 |  |  |  |  | Energy sensor | F1 |  |  |  | MC044 | Faraday Building |  |  | 0 | 0
MC044-B09 | MC044-B09/F10 | Function 10 |  |  |  |  | Energy sensor | F10 |  |  |  | MC044 | Faraday Building |  |  | 0 | 0
MC044-B09 | MC044-B09/F11 | Function 11 |  |  |  |  | Energy sensor | F11 |  |  |  | MC044 | Faraday Building |  |  | 0 | 0
MC044-B09 | MC044-B09/F12 | FC Vol MRDD10 |  |  |  |  | Energy sensor | F12 |  |  |  | MC044 | Faraday Building |  |  | 0 | 0
MC044-B09 | MC044-B09/F13 | Function 13 |  |  |  |  | Energy sensor | F13 |  |  |  | MC044 | Faraday Building |  |  | 0 | 0
MC044-B09 | MC044-B09/F14 | Function 14 |  |  |  |  | Energy sensor | F14 |  |  |  | MC044 | Faraday Building |  |  | 0 | 0
MC044-B09 | MC044-B09/F15 | Function 15 |  |  |  |  | Energy sensor | F15 |  |  |  | MC044 | Faraday Building |  |  | 0 | 0
MC044-B09 | MC044-B09/F16 | Function 16 |  |  |  |  | Energy sensor | F16 |  |  |  | MC044 | Faraday Building |  |  | 0 | 0
MC044-B09 | MC044-B09/F17 | Function 17 |  |  |  |  | Energy sensor | F17 |  |  |  | MC044 | Faraday Building |  |  | 0 | 0
MC044-B09 | MC044-B09/F18 | Function 18 |  |  |  |  | Energy sensor | F18 |  |  |  | MC044 | Faraday Building |  |  | 0 | 0
MC044-B09 | MC044-B09/F19 | FC Vol MRDD11_2 |  |  |  |  | Energy sensor | F19 |  |  |  | MC044 | Faraday Building |  |  | 0 | 0
MC044-B09 | MC044-B09/F2 | Function 2 |  |  |  |  | Energy sensor | F2 |  |  |  | MC044 | Faraday Building |  |  | 0 | 0
MC044-B09 | MC044-B09/F20 | Function 20 |  |  |  |  | Energy sensor | F20 |  |  |  | MC044 | Faraday Building |  |  | 0 | 0
MC044-B09 | MC044-B09/F21 | FC Vol MRDD11_2 |  |  |  |  | Energy sensor | F21 |  |  |  | MC044 | Faraday Building |  |  | 0 | 0
MC044-B09 | MC044-B09/F22 | Function 22 |  |  |  |  | Energy sensor | F22 |  |  |  | MC044 | Faraday Building |  |  | 0 | 0
MC044-B09 | MC044-B09/F23 | Function 23 |  |  |  |  | Energy sensor | F23 |  |  |  | MC044 | Faraday Building |  |  | 0 | 0
MC044-B09 | MC044-B09/F24 | Function 24 |  |  |  |  | Energy sensor | F24 |  |  |  | MC044 | Faraday Building |  |  | 0 | 0
MC044-B09 | MC044-B09/F25 | FC Vol MRDD13 |  |  |  |  | Energy sensor | F25 |  |  |  | MC044 | Faraday Building |  |  | 0 | 0
MC044-B09 | MC044-B09/F26 | Function 26 |  |  |  |  | Energy sensor | F26 |  |  |  | MC044 | Faraday Building |  |  | 0 | 0
MC044-B09 | MC044-B09/F27 | Function 27 |  |  |  |  | Energy sensor | F27 |  |  |  | MC044 | Faraday Building |  |  | 0 | 0
MC044-B09 | MC044-B09/F28 | Function 28 |  |  |  |  | Energy sensor | F28 |  |  |  | MC044 | Faraday Building |  |  | 0 | 0
MC044-B09 | MC044-B09/F29 | Function 29 |  |  |  |  | Energy sensor | F29 |  |  |  | MC044 | Faraday Building |  |  | 0 | 0
MC044-B09 | MC044-B09/F3 | Function 3 |  |  |  |  | Energy sensor | F3 |  |  |  | MC044 | Faraday Building |  |  | 0 | 0
MC044-B09 | MC044-B09/F30 | FC Vol MRDD12 |  |  |  |  | Energy sensor | F30 |  |  |  | MC044 | Faraday Building |  |  | 0 | 0
MC044-B09 | MC044-B09/F31 | FC Vol MRDD8 |  |  |  |  | Energy sensor | F31 |  |  |  | MC044 | Faraday Building |  |  | 0 | 0
MC044-B09 | MC044-B09/F32 | FC Vol MRDD11_1 |  |  |  |  | Energy sensor | F32 |  |  |  | MC044 | Faraday Building |  |  | 0 | 0
MC044-B09 | MC044-B09/F33 | Function 33 |  |  |  |  | Energy sensor | F33 |  |  |  | MC044 | Faraday Building |  |  | 0 | 0
MC044-B09 | MC044-B09/F34 | Function 34 |  |  |  |  | Energy sensor | F34 |  |  |  | MC044 | Faraday Building |  |  | 0 | 0
MC044-B09 | MC044-B09/F35 | C07 Space Setpoint |  |  |  |  | Energy sensor | F35 |  |  |  | MC044 | Faraday Building |  |  | 0 | 0
MC044-B09 | MC044-B09/F4 | FC Vol MRDD07 |  |  |  |  | Energy sensor | F4 |  |  |  | MC044 | Faraday Building |  |  | 0 | 0
MC044-B09 | MC044-B09/F5 | Function 5 |  |  |  |  | Energy sensor | F5 |  |  |  | MC044 | Faraday Building |  |  | 0 | 0
MC044-B09 | MC044-B09/F6 | Function 6 |  |  |  |  | Energy sensor | F6 |  |  |  | MC044 | Faraday Building |  |  | 0 | 0
MC044-B09 | MC044-B09/F7 | Function 7 |  |  |  |  | Energy sensor | F7 |  |  |  | MC044 | Faraday Building |  |  | 0 | 0
MC044-B09 | MC044-B09/F8 | FC Vol MRDD09 |  |  |  |  | Energy sensor | F8 |  |  |  | MC044 | Faraday Building |  |  | 0 | 0
MC044-B09 | MC044-B09/F9 | Function 9 |  |  |  |  | Energy sensor | F9 |  |  |  | MC044 | Faraday Building |  |  | 0 | 0
MC044-B09 | MC044-B09/i1 | Module 1 |  |  |  |  | Energy sensor | i1 |  |  |  | MC044 | Faraday Building |  |  | 0 | 0
MC044-B09 | MC044-B09/i2 | Module 2 |  |  |  |  | Energy sensor | i2 |  |  |  | MC044 | Faraday Building |  |  | 0 | 0
MC044-B09 | MC044-B09/i3 | Module 3 |  |  |  |  | Energy sensor | i3 |  |  |  | MC044 | Faraday Building |  |  | 0 | 0
MC044-B09 | MC044-B09/i4 | Module 4 |  |  |  |  | Energy sensor | i4 |  |  |  | MC044 | Faraday Building |  |  | 0 | 0
MC044-B09 | MC044-B09/K1 | C07 Space Setpoint |  |  |  |  | Energy sensor | K1 |  |  |  | MC044 | Faraday Building |  |  | 0 | 0
MC044-B09 | MC044-B09/K2 | Setpoint Adjust Range |  |  |  |  | Energy sensor | K2 |  |  |  | MC044 | Faraday Building |  |  | 0 | 0
MC044-B09 | MC044-B09/N1 | FC 53_57 to VAV D S 19 |  |  |  |  | Energy sensor | N1 |  |  |  | MC044 | Faraday Building |  |  | 0 | 0
MC044-B09 | MC044-B09/n1 | TREND_0B_A2_2D |  |  |  |  | Energy sensor | n1 |  |  |  | MC044 | Faraday Building |  |  | 0 | 0
MC044-B09 | MC044-B09/N10 | IC Comms 10 |  |  |  |  | Energy sensor | N10 |  |  |  | MC044 | Faraday Building |  |  | 0 | 0
MC044-B09 | MC044-B09/N11 | IC Comms 11 |  |  |  |  | Energy sensor | N11 |  |  |  | MC044 | Faraday Building |  |  | 0 | 0
MC044-B09 | MC044-B09/N2 | FC 08_13 to VAV C S 10 |  |  |  |  | Energy sensor | N2 |  |  |  | MC044 | Faraday Building |  |  | 0 | 0
MC044-B09 | MC044-B09/N3 | FC 28_32 to VAV D S 09 |  |  |  |  | Energy sensor | N3 |  |  |  | MC044 | Faraday Building |  |  | 0 | 0
MC044-B09 | MC044-B09/N4 | FC 33_37 to VAV D S 12 |  |  |  |  | Energy sensor | N4 |  |  |  | MC044 | Faraday Building |  |  | 0 | 0
MC044-B09 | MC044-B09/N5 | FC 38_42 to VAV D S 13 |  |  |  |  | Energy sensor | N5 |  |  |  | MC044 | Faraday Building |  |  | 0 | 0
MC044-B09 | MC044-B09/N6 | FC 43_47 to VAV D S 15 |  |  |  |  | Energy sensor | N6 |  |  |  | MC044 | Faraday Building |  |  | 0 | 0
MC044-B09 | MC044-B09/N7 | FC 28_32 to VAV D S 09 |  |  |  |  | Energy sensor | N7 |  |  |  | MC044 | Faraday Building |  |  | 0 | 0
MC044-B09 | MC044-B09/N8 | FC 48_52 to VAV D S 16 |  |  |  |  | Energy sensor | N8 |  |  |  | MC044 | Faraday Building |  |  | 0 | 0
MC044-B09 | MC044-B09/N9 | FC 08_13 to VAV C S 10 |  |  |  |  | Energy sensor | N9 |  |  |  | MC044 | Faraday Building |  |  | 0 | 0
MC044-B09 | MC044-B09/P1 | Fume Cupboard C 28 Volume |  |  |  |  | Energy sensor | P1 |  |  |  | MC044 | Faraday Building |  |  | 0 | 0
MC044-B09 | MC044-B09/P10 | Fume Cupboard C 37 Volume |  |  |  |  | Energy sensor | P10 |  |  |  | MC044 | Faraday Building |  |  | 0 | 0
MC044-B09 | MC044-B09/P11 | Fume Cupboard C 38 Volume |  |  |  |  | Energy sensor | P11 |  |  |  | MC044 | Faraday Building |  |  | 0 | 0
MC044-B09 | MC044-B09/P12 | Fume Cupboard C 39 Volume |  |  |  |  | Energy sensor | P12 |  |  |  | MC044 | Faraday Building |  |  | 0 | 0
MC044-B09 | MC044-B09/P13 | Fume Cupboard C 40 Volume |  |  |  |  | Energy sensor | P13 |  |  |  | MC044 | Faraday Building |  |  | 0 | 0
MC044-B09 | MC044-B09/P14 | Fume Cupboard C 41 Volume |  |  |  |  | Energy sensor | P14 |  |  |  | MC044 | Faraday Building |  |  | 0 | 0
MC044-B09 | MC044-B09/P15 | Fume Cupboard C 42 Volume |  |  |  |  | Energy sensor | P15 |  |  |  | MC044 | Faraday Building |  |  | 0 | 0
MC044-B09 | MC044-B09/P16 | Fume Cupboard C 47 Volume |  |  |  |  | Energy sensor | P16 |  |  |  | MC044 | Faraday Building |  |  | 0 | 0
MC044-B09 | MC044-B09/P17 | Fume Cupboard C 46 Volume |  |  |  |  | Energy sensor | P17 |  |  |  | MC044 | Faraday Building |  |  | 0 | 0
MC044-B09 | MC044-B09/P18 | Fume Cupboard C 45 Volume |  |  |  |  | Energy sensor | P18 |  |  |  | MC044 | Faraday Building |  |  | 0 | 0
MC044-B09 | MC044-B09/P19 | Fume Cupboard C 44 Volume |  |  |  |  | Energy sensor | P19 |  |  |  | MC044 | Faraday Building |  |  | 0 | 0
MC044-B09 | MC044-B09/P2 | Fume Cupboard C 29 Volume |  |  |  |  | Energy sensor | P2 |  |  |  | MC044 | Faraday Building |  |  | 0 | 0
MC044-B09 | MC044-B09/P20 | Fume Cupboard C 43 Volume |  |  |  |  | Energy sensor | P20 |  |  |  | MC044 | Faraday Building |  |  | 0 | 0
MC044-B09 | MC044-B09/P21 | Fume Cupboard C 48 Pressure |  |  |  |  | Energy sensor | P21 |  |  |  | MC044 | Faraday Building |  |  | 0 | 0
MC044-B09 | MC044-B09/P22 | Fume Cupboard C 51 Volume |  |  |  |  | Energy sensor | P22 |  |  |  | MC044 | Faraday Building |  |  | 0 | 0
MC044-B09 | MC044-B09/P23 | Fume Cupboard C 50 Volume |  |  |  |  | Energy sensor | P23 |  |  |  | MC044 | Faraday Building |  |  | 0 | 0
MC044-B09 | MC044-B09/P24 | Fume Cupboard C 49 Volume |  |  |  |  | Energy sensor | P24 |  |  |  | MC044 | Faraday Building |  |  | 0 | 0
MC044-B09 | MC044-B09/P25 | Fume Cupboard C 48 Volume |  |  |  |  | Energy sensor | P25 |  |  |  | MC044 | Faraday Building |  |  | 0 | 0
MC044-B09 | MC044-B09/P26 | Fume Cupboard C 57 Volume |  |  |  |  | Energy sensor | P26 |  |  |  | MC044 | Faraday Building |  |  | 0 | 0
MC044-B09 | MC044-B09/P27 | Fume Cupboard C 56 Volume |  |  |  |  | Energy sensor | P27 |  |  |  | MC044 | Faraday Building |  |  | 0 | 0
MC044-B09 | MC044-B09/P28 | Fume Cupboard C 55 Volume |  |  |  |  | Energy sensor | P28 |  |  |  | MC044 | Faraday Building |  |  | 0 | 0
MC044-B09 | MC044-B09/P29 | Fume Cupboard C 54 Volume |  |  |  |  | Energy sensor | P29 |  |  |  | MC044 | Faraday Building |  |  | 0 | 0
MC044-B09 | MC044-B09/P3 | Fume Cupboard C 30 Volume |  |  |  |  | Energy sensor | P3 |  |  |  | MC044 | Faraday Building |  |  | 0 | 0
MC044-B09 | MC044-B09/P30 | Fume Cupboard C 53 Volume |  |  |  |  | Energy sensor | P30 |  |  |  | MC044 | Faraday Building |  |  | 0 | 0
MC044-B09 | MC044-B09/P31 | Fume Cupboard B 08 Volume |  |  |  |  | Energy sensor | P31 |  |  |  | MC044 | Faraday Building |  |  | 0 | 0
MC044-B09 | MC044-B09/P32 | Fume Cupboard B 09 Volume |  |  |  |  | Energy sensor | P32 |  |  |  | MC044 | Faraday Building |  |  | 0 | 0
MC044-B09 | MC044-B09/P33 | Fume Cupboard B 10 Volume |  |  |  |  | Energy sensor | P33 |  |  |  | MC044 | Faraday Building |  |  | 0 | 0
MC044-B09 | MC044-B09/P34 | Fume Cupboard B 11 Volume |  |  |  |  | Energy sensor | P34 |  |  |  | MC044 | Faraday Building |  |  | 0 | 0
MC044-B09 | MC044-B09/P35 | Fume Cupboard B 12 Volume |  |  |  |  | Energy sensor | P35 |  |  |  | MC044 | Faraday Building |  |  | 0 | 0
MC044-B09 | MC044-B09/P36 | Fume Cupboard B 13 Volume |  |  |  |  | Energy sensor | P36 |  |  |  | MC044 | Faraday Building |  |  | 0 | 0
MC044-B09 | MC044-B09/P37 | Fume Cupboard A 03 Volume |  |  |  |  | Energy sensor | P37 |  |  |  | MC044 | Faraday Building |  |  | 0 | 0
MC044-B09 | MC044-B09/P38 | Fume Cupboard C 52 Volume |  |  |  |  | Energy sensor | P38 |  |  |  | MC044 | Faraday Building |  |  | 0 | 0
MC044-B09 | MC044-B09/P39 | Space Temp |  |  | Degrees Celsius |  | Energy sensor | P39 |  |  |  | MC044 | Faraday Building |  |  | 0 | 0
MC044-B09 | MC044-B09/P4 | Fume Cupboard C 31 Volume |  |  |  |  | Energy sensor | P4 |  |  |  | MC044 | Faraday Building |  |  | 0 | 0
MC044-B09 | MC044-B09/P40 | Space Temp SPA |  |  | Degrees Celsius |  | Energy sensor | P40 |  |  |  | MC044 | Faraday Building |  |  | 0 | 0
MC044-B09 | MC044-B09/P5 | Fume Cupboard C 32 Volume |  |  |  |  | Energy sensor | P5 |  |  |  | MC044 | Faraday Building |  |  | 0 | 0
MC044-B09 | MC044-B09/P6 | Fume Cupboard C 33 Volume |  |  |  |  | Energy sensor | P6 |  |  |  | MC044 | Faraday Building |  |  | 0 | 0
MC044-B09 | MC044-B09/P7 | Fume Cupboard C 34 Volume |  |  |  |  | Energy sensor | P7 |  |  |  | MC044 | Faraday Building |  |  | 0 | 0
MC044-B09 | MC044-B09/P8 | Fume Cupboard C 35 Volume |  |  |  |  | Energy sensor | P8 |  |  |  | MC044 | Faraday Building |  |  | 0 | 0
MC044-B09 | MC044-B09/P9 | Fume Cupboard C 36 Volume |  |  |  |  | Energy sensor | P9 |  |  |  | MC044 | Faraday Building |  |  | 0 | 0
MC044-B09 | MC044-B09/Q1 | Sequence Table 1 |  |  |  |  | Energy sensor | Q1 |  |  |  | MC044 | Faraday Building |  |  | 0 | 0
MC044-B09 | MC044-B09/S1 | Fume Cupboard C 28 Volume |  |  |  |  | Energy sensor | S1 |  |  |  | MC044 | Faraday Building |  |  | 0 | 0
MC044-B09 | MC044-B09/S10 | Fume Cupboard C 37 Volume |  |  |  |  | Energy sensor | S10 |  |  |  | MC044 | Faraday Building |  |  | 0 | 0
MC044-B09 | MC044-B09/S11 | Fume Cupboard C 38 Volume |  |  |  |  | Energy sensor | S11 |  |  |  | MC044 | Faraday Building |  |  | 0 | 0
MC044-B09 | MC044-B09/S12 | Fume Cupboard C 39 Volume |  |  |  |  | Energy sensor | S12 |  |  |  | MC044 | Faraday Building |  |  | 0 | 0
MC044-B09 | MC044-B09/S13 | Fume Cupboard C 40 Volume |  |  |  |  | Energy sensor | S13 |  |  |  | MC044 | Faraday Building |  |  | 0 | 0
MC044-B09 | MC044-B09/S14 | Fume Cupboard C 41 Volume |  |  |  |  | Energy sensor | S14 |  |  |  | MC044 | Faraday Building |  |  | 0 | 0
MC044-B09 | MC044-B09/S15 | Fume Cupboard C 42 Volume |  |  |  |  | Energy sensor | S15 |  |  |  | MC044 | Faraday Building |  |  | 0 | 0
MC044-B09 | MC044-B09/S16 | Fume Cupboard C 47 Volume |  |  |  |  | Energy sensor | S16 |  |  |  | MC044 | Faraday Building |  |  | 0 | 0
MC044-B09 | MC044-B09/S17 | Fume Cupboard C 46 Volume |  |  |  |  | Energy sensor | S17 |  |  |  | MC044 | Faraday Building |  |  | 0 | 0
MC044-B09 | MC044-B09/S18 | Fume Cupboard C 45 Volume |  |  |  |  | Energy sensor | S18 |  |  |  | MC044 | Faraday Building |  |  | 0 | 0
MC044-B09 | MC044-B09/S19 | Fume Cupboard C 44 Volume |  |  |  |  | Energy sensor | S19 |  |  |  | MC044 | Faraday Building |  |  | 0 | 0
MC044-B09 | MC044-B09/S2 | Fume Cupboard C 29 Volume |  |  |  |  | Energy sensor | S2 |  |  |  | MC044 | Faraday Building |  |  | 0 | 0
MC044-B09 | MC044-B09/S20 | Fume Cupboard C 43 Volume |  |  |  |  | Energy sensor | S20 |  |  |  | MC044 | Faraday Building |  |  | 0 | 0
MC044-B09 | MC044-B09/S21 | Fume Cupboard C 52 Volume |  |  |  |  | Energy sensor | S21 |  |  |  | MC044 | Faraday Building |  |  | 0 | 0
MC044-B09 | MC044-B09/S22 | Fume Cupboard C 51 Volume |  |  |  |  | Energy sensor | S22 |  |  |  | MC044 | Faraday Building |  |  | 0 | 0
MC044-B09 | MC044-B09/S23 | Fume Cupboard C 50 Volume |  |  |  |  | Energy sensor | S23 |  |  |  | MC044 | Faraday Building |  |  | 0 | 0
MC044-B09 | MC044-B09/S24 | Fume Cupboard C 49 Volume |  |  |  |  | Energy sensor | S24 |  |  |  | MC044 | Faraday Building |  |  | 0 | 0
MC044-B09 | MC044-B09/S25 | Fume Cupboard C 48 Volume |  |  |  |  | Energy sensor | S25 |  |  |  | MC044 | Faraday Building |  |  | 0 | 0
MC044-B09 | MC044-B09/S26 | Fume Cupboard C 57 Volume |  |  |  |  | Energy sensor | S26 |  |  |  | MC044 | Faraday Building |  |  | 0 | 0
MC044-B09 | MC044-B09/S27 | Fume Cupboard C 56 Volume |  |  |  |  | Energy sensor | S27 |  |  |  | MC044 | Faraday Building |  |  | 0 | 0
MC044-B09 | MC044-B09/S28 | Fume Cupboard C 55 Volume |  |  |  |  | Energy sensor | S28 |  |  |  | MC044 | Faraday Building |  |  | 0 | 0
MC044-B09 | MC044-B09/S29 | Fume Cupboard C 54 Volume |  |  |  |  | Energy sensor | S29 |  |  |  | MC044 | Faraday Building |  |  | 0 | 0
MC044-B09 | MC044-B09/S3 | Fume Cupboard C 30 Volume |  |  |  |  | Energy sensor | S3 |  |  |  | MC044 | Faraday Building |  |  | 0 | 0
MC044-B09 | MC044-B09/S30 | Fume Cupboard C 53 Volume |  |  |  |  | Energy sensor | S30 |  |  |  | MC044 | Faraday Building |  |  | 0 | 0
MC044-B09 | MC044-B09/S31 | Fume Cupboard B 08 Volume |  |  |  |  | Energy sensor | S31 |  |  |  | MC044 | Faraday Building |  |  | 0 | 0
MC044-B09 | MC044-B09/S32 | Fume Cupboard B 09 Volume |  |  |  |  | Energy sensor | S32 |  |  |  | MC044 | Faraday Building |  |  | 0 | 0
MC044-B09 | MC044-B09/S33 | Fume Cupboard B 10 Volume |  |  |  |  | Energy sensor | S33 |  |  |  | MC044 | Faraday Building |  |  | 0 | 0
MC044-B09 | MC044-B09/S34 | Fume Cupboard B 11 Volume |  |  |  |  | Energy sensor | S34 |  |  |  | MC044 | Faraday Building |  |  | 0 | 0
MC044-B09 | MC044-B09/S35 | Fume Cupboard B 12 Volume |  |  |  |  | Energy sensor | S35 |  |  |  | MC044 | Faraday Building |  |  | 0 | 0
MC044-B09 | MC044-B09/S36 | Fume Cupboard B 13 Volume |  |  |  |  | Energy sensor | S36 |  |  |  | MC044 | Faraday Building |  |  | 0 | 0
MC044-B09 | MC044-B09/S37 | Fume Cupboard A 03 Volume |  |  |  |  | Energy sensor | S37 |  |  |  | MC044 | Faraday Building |  |  | 0 | 0
MC044-B09 | MC044-B09/S38 | Space Temp |  |  | Degrees Celsius |  | Energy sensor | S38 |  |  |  | MC044 | Faraday Building |  |  | 0 | 0
MC044-B09 | MC044-B09/S39 | Space Temp SPA |  |  | Degrees Celsius |  | Energy sensor | S39 |  |  |  | MC044 | Faraday Building |  |  | 0 | 0
MC044-B09 | MC044-B09/S4 | Fume Cupboard C 31 Volume |  |  |  |  | Energy sensor | S4 |  |  |  | MC044 | Faraday Building |  |  | 0 | 0
MC044-B09 | MC044-B09/S41 | C07 Space Setpoint |  |  |  |  | Energy sensor | S41 |  |  |  | MC044 | Faraday Building |  |  | 0 | 0
MC044-B09 | MC044-B09/S5 | Fume Cupboard C 32 Volume |  |  |  |  | Energy sensor | S5 |  |  |  | MC044 | Faraday Building |  |  | 0 | 0
MC044-B09 | MC044-B09/S6 | Fume Cupboard C 33 Volume |  |  |  |  | Energy sensor | S6 |  |  |  | MC044 | Faraday Building |  |  | 0 | 0
MC044-B09 | MC044-B09/S7 | Fume Cupboard C 34 Volume |  |  |  |  | Energy sensor | S7 |  |  |  | MC044 | Faraday Building |  |  | 0 | 0
MC044-B09 | MC044-B09/S8 | Fume Cupboard C 35 Volume |  |  |  |  | Energy sensor | S8 |  |  |  | MC044 | Faraday Building |  |  | 0 | 0
MC044-B09 | MC044-B09/S9 | Fume Cupboard C 36 Volume |  |  |  |  | Energy sensor | S9 |  |  |  | MC044 | Faraday Building |  |  | 0 | 0
MC044-B09 | MC044-B09/V1 | [5 empty] | Energy sensor | V1 |  |  |  | MC044 | Faraday Building |  |  | 0 | 0
MC044-B09 | MC044-B09/Y1 | FC Volume |  |  |  |  | Energy sensor | Y1 |  |  |  | MC044 | Faraday Building |  |  | 0 | 0
MC044-B09 | MC044-B09/Y2 | Room temperature |  |  | Degrees Celsius |  | Energy sensor | Y2 |  |  |  | MC044 | Faraday Building |  |  | 0 | 0
MC044-B09 | MC044-B09/Y3 | Knob TB 0.5deg trim |  |  |  |  | Energy sensor | Y3 |  |  |  | MC044 | Faraday Building |  |  | 0 | 0
MC047-B02 | MC047-B02/A102 | outside temp offset |  |  |  |  | Energy sensor | A102 |  |  |  | MC047 | Conference Centre |  |  | 0 | 0
MC047-B02 | MC047-B02/A201 | Zone 1 Room Temp |  |  | Degrees Celsius |  | Energy sensor | A201 |  |  |  | MC047 | Conference Centre |  |  | 0 | 0
MC047-B02 | MC047-B02/A202 | Zone 2 Room Temp |  |  | Degrees Celsius |  | Energy sensor | A202 |  |  |  | MC047 | Conference Centre |  |  | 0 | 0
MC047-B02 | MC047-B02/A203 | Zone 3 Room Temp |  |  | Degrees Celsius |  | Energy sensor | A203 |  |  |  | MC047 | Conference Centre |  |  | 0 | 0
MC047-B02 | MC047-B02/C1 | Virtual CNC 1 |  |  |  |  | Energy sensor | C1 |  |  |  | MC047 | Conference Centre |  |  | 0 | 0
MC047-B02 | MC047-B02/D1 | East Windows |  |  |  |  | Energy sensor | D1 |  |  |  | MC047 | Conference Centre |  |  | 0 | 0
MC047-B02 | MC047-B02/D2 | Centre Windows |  |  |  |  | Energy sensor | D2 |  |  |  | MC047 | Conference Centre |  |  | 0 | 0
MC047-B02 | MC047-B02/D3 | West Windows |  |  |  |  | Energy sensor | D3 |  |  |  | MC047 | Conference Centre |  |  | 0 | 0
MC047-B02 | MC047-B02/D4 | Heating Valve |  |  |  |  | Energy sensor | D4 |  |  |  | MC047 | Conference Centre |  |  | 0 | 0
MC047-B02 | MC047-B02/e1 | Supervisor ?? |  |  |  |  | Energy sensor | e1 |  |  |  | MC047 | Conference Centre |  |  | 0 | 0
MC047-B02 | MC047-B02/F1 | Function 1 |  |  |  |  | Energy sensor | F1 |  |  |  | MC047 | Conference Centre |  |  | 0 | 0
MC047-B02 | MC047-B02/F10 | Function 10 |  |  |  |  | Energy sensor | F10 |  |  |  | MC047 | Conference Centre |  |  | 0 | 0
MC047-B02 | MC047-B02/F11 | Function 11 |  |  |  |  | Energy sensor | F11 |  |  |  | MC047 | Conference Centre |  |  | 0 | 0
MC047-B02 | MC047-B02/F12 | Outside air temperature |  |  | Degrees Celsius |  | Energy sensor | F12 |  |  |  | MC047 | Conference Centre |  |  | 0 | 0
MC047-B02 | MC047-B02/F13 | Function 13 |  |  |  |  | Energy sensor | F13 |  |  |  | MC047 | Conference Centre |  |  | 0 | 0
MC047-B02 | MC047-B02/F14 | Function 14 |  |  |  |  | Energy sensor | F14 |  |  |  | MC047 | Conference Centre |  |  | 0 | 0
MC047-B02 | MC047-B02/F15 | Function 15 |  |  |  |  | Energy sensor | F15 |  |  |  | MC047 | Conference Centre |  |  | 0 | 0
MC047-B02 | MC047-B02/F16 | Function 16 |  |  |  |  | Energy sensor | F16 |  |  |  | MC047 | Conference Centre |  |  | 0 | 0
MC047-B02 | MC047-B02/F17 | Function 17 |  |  |  |  | Energy sensor | F17 |  |  |  | MC047 | Conference Centre |  |  | 0 | 0
MC047-B02 | MC047-B02/F18 | Function 18 |  |  |  |  | Energy sensor | F18 |  |  |  | MC047 | Conference Centre |  |  | 0 | 0
MC047-B02 | MC047-B02/F19 | Function 19 |  |  |  |  | Energy sensor | F19 |  |  |  | MC047 | Conference Centre |  |  | 0 | 0
MC047-B02 | MC047-B02/F2 | Function 2 |  |  |  |  | Energy sensor | F2 |  |  |  | MC047 | Conference Centre |  |  | 0 | 0
MC047-B02 | MC047-B02/F20 | Average Space temp |  |  | Degrees Celsius |  | Energy sensor | F20 |  |  |  | MC047 | Conference Centre |  |  | 0 | 0
MC047-B02 | MC047-B02/F21 | Function 21 |  |  |  |  | Energy sensor | F21 |  |  |  | MC047 | Conference Centre |  |  | 0 | 0
MC047-B02 | MC047-B02/F4 | Function 4 |  |  |  |  | Energy sensor | F4 |  |  |  | MC047 | Conference Centre |  |  | 0 | 0
MC047-B02 | MC047-B02/F6 | Function 6 |  |  |  |  | Energy sensor | F6 |  |  |  | MC047 | Conference Centre |  |  | 0 | 0
MC047-B02 | MC047-B02/F7 | Function 7 |  |  |  |  | Energy sensor | F7 |  |  |  | MC047 | Conference Centre |  |  | 0 | 0
MC047-B02 | MC047-B02/F9 | Function 9 |  |  |  |  | Energy sensor | F9 |  |  |  | MC047 | Conference Centre |  |  | 0 | 0
MC047-B02 | MC047-B02/G1 | Logic 1 |  |  |  |  | Energy sensor | G1 |  |  |  | MC047 | Conference Centre |  |  | 0 | 0
MC047-B02 | MC047-B02/G10 | Max Window Open Signal |  |  |  |  | Energy sensor | G10 |  |  |  | MC047 | Conference Centre |  |  | 0 | 0
MC047-B02 | MC047-B02/G11 | Logic 11 |  |  |  |  | Energy sensor | G11 |  |  |  | MC047 | Conference Centre |  |  | 0 | 0
MC047-B02 | MC047-B02/G13 | Max Window Close Signal |  |  |  |  | Energy sensor | G13 |  |  |  | MC047 | Conference Centre |  |  | 0 | 0
MC047-B02 | MC047-B02/G14 | Office Manual Open Timer |  |  |  |  | Energy sensor | G14 |  |  |  | MC047 | Conference Centre |  |  | 0 | 0
MC047-B02 | MC047-B02/G15 | Manual Close Timer |  |  |  |  | Energy sensor | G15 |  |  |  | MC047 | Conference Centre |  |  | 0 | 0
MC047-B02 | MC047-B02/G16 | Office control East |  |  |  |  | Energy sensor | G16 |  |  |  | MC047 | Conference Centre |  |  | 0 | 0
MC047-B02 | MC047-B02/G17 | East close |  |  |  |  | Energy sensor | G17 |  |  |  | MC047 | Conference Centre |  |  | 0 | 0
MC047-B02 | MC047-B02/G19 | Auto |  |  |  |  | Energy sensor | G19 |  |  |  | MC047 | Conference Centre |  |  | 0 | 0
MC047-B02 | MC047-B02/G2 | Logic 2 |  |  |  |  | Energy sensor | G2 |  |  |  | MC047 | Conference Centre |  |  | 0 | 0
MC047-B02 | MC047-B02/G20 | Max Window Open Signal |  |  |  |  | Energy sensor | G20 |  |  |  | MC047 | Conference Centre |  |  | 0 | 0
MC047-B02 | MC047-B02/G22 | Logic 22 |  |  |  |  | Energy sensor | G22 |  |  |  | MC047 | Conference Centre |  |  | 0 | 0
MC047-B02 | MC047-B02/G23 | Max Window Close Signal |  |  |  |  | Energy sensor | G23 |  |  |  | MC047 | Conference Centre |  |  | 0 | 0
MC047-B02 | MC047-B02/G24 | Centre Manual Open Timer |  |  |  |  | Energy sensor | G24 |  |  |  | MC047 | Conference Centre |  |  | 0 | 0
MC047-B02 | MC047-B02/G25 | Manual Close Timer |  |  |  |  | Energy sensor | G25 |  |  |  | MC047 | Conference Centre |  |  | 0 | 0
MC047-B02 | MC047-B02/G26 | Centre office Control active |  |  |  |  | Energy sensor | G26 |  |  |  | MC047 | Conference Centre |  |  | 0 | 0
MC047-B02 | MC047-B02/G27 | Centre close |  |  |  |  | Energy sensor | G27 |  |  |  | MC047 | Conference Centre |  |  | 0 | 0
MC047-B02 | MC047-B02/G28 | Centre open |  |  |  |  | Energy sensor | G28 |  |  |  | MC047 | Conference Centre |  |  | 0 | 0
MC047-B02 | MC047-B02/G29 | Auto |  |  |  |  | Energy sensor | G29 |  |  |  | MC047 | Conference Centre |  |  | 0 | 0
MC047-B02 | MC047-B02/G3 | Logic 3 |  |  |  |  | Energy sensor | G3 |  |  |  | MC047 | Conference Centre |  |  | 0 | 0
MC047-B02 | MC047-B02/G30 | Max Window Open Signal |  |  |  |  | Energy sensor | G30 |  |  |  | MC047 | Conference Centre |  |  | 0 | 0
MC047-B02 | MC047-B02/G32 | Logic 32 |  |  |  |  | Energy sensor | G32 |  |  |  | MC047 | Conference Centre |  |  | 0 | 0
MC047-B02 | MC047-B02/G33 | Max Window Close Signal |  |  |  |  | Energy sensor | G33 |  |  |  | MC047 | Conference Centre |  |  | 0 | 0
MC047-B02 | MC047-B02/G34 | West Manual Open Timer |  |  |  |  | Energy sensor | G34 |  |  |  | MC047 | Conference Centre |  |  | 0 | 0
MC047-B02 | MC047-B02/G35 | West Manual Close Timer |  |  |  |  | Energy sensor | G35 |  |  |  | MC047 | Conference Centre |  |  | 0 | 0
MC047-B02 | MC047-B02/G36 | West office Control active |  |  |  |  | Energy sensor | G36 |  |  |  | MC047 | Conference Centre |  |  | 0 | 0
MC047-B02 | MC047-B02/G37 | West close |  |  |  |  | Energy sensor | G37 |  |  |  | MC047 | Conference Centre |  |  | 0 | 0
MC047-B02 | MC047-B02/G38 | west open |  |  |  |  | Energy sensor | G38 |  |  |  | MC047 | Conference Centre |  |  | 0 | 0
MC047-B02 | MC047-B02/G39 | East open |  |  |  |  | Energy sensor | G39 |  |  |  | MC047 | Conference Centre |  |  | 0 | 0
MC047-B02 | MC047-B02/G4 | Logic 4 |  |  |  |  | Energy sensor | G4 |  |  |  | MC047 | Conference Centre |  |  | 0 | 0
MC047-B02 | MC047-B02/G40 | Logic 40 |  |  |  |  | Energy sensor | G40 |  |  |  | MC047 | Conference Centre |  |  | 0 | 0
MC047-B02 | MC047-B02/G41 | Logic 41 |  |  |  |  | Energy sensor | G41 |  |  |  | MC047 | Conference Centre |  |  | 0 | 0
MC047-B02 | MC047-B02/G42 | Logic 42 |  |  |  |  | Energy sensor | G42 |  |  |  | MC047 | Conference Centre |  |  | 0 | 0
MC047-B02 | MC047-B02/G43 | Windows enabled |  |  |  |  | Energy sensor | G43 |  |  |  | MC047 | Conference Centre |  |  | 0 | 0
MC047-B02 | MC047-B02/G44 | Logic 44 |  |  |  |  | Energy sensor | G44 |  |  |  | MC047 | Conference Centre |  |  | 0 | 0
MC047-B02 | MC047-B02/G45 | Heating Enabled |  |  |  |  | Energy sensor | G45 |  |  |  | MC047 | Conference Centre |  |  | 0 | 0
MC047-B02 | MC047-B02/G46 | Logic 46 |  |  |  |  | Energy sensor | G46 |  |  |  | MC047 | Conference Centre |  |  | 0 | 0
MC047-B02 | MC047-B02/G47 | Logic 47 |  |  |  |  | Energy sensor | G47 |  |  |  | MC047 | Conference Centre |  |  | 0 | 0
MC047-B02 | MC047-B02/G5 | Logic 5 |  |  |  |  | Energy sensor | G5 |  |  |  | MC047 | Conference Centre |  |  | 0 | 0
MC047-B02 | MC047-B02/G6 | Logic 6 |  |  |  |  | Energy sensor | G6 |  |  |  | MC047 | Conference Centre |  |  | 0 | 0
MC047-B02 | MC047-B02/G7 | Logic 7 |  |  |  |  | Energy sensor | G7 |  |  |  | MC047 | Conference Centre |  |  | 0 | 0
MC047-B02 | MC047-B02/G8 | Logic 8 |  |  |  |  | Energy sensor | G8 |  |  |  | MC047 | Conference Centre |  |  | 0 | 0
MC047-B02 | MC047-B02/G9 | Logic 9 |  |  |  |  | Energy sensor | G9 |  |  |  | MC047 | Conference Centre |  |  | 0 | 0
MC047-B02 | MC047-B02/I11 | Zone 1 O-Ride Open |  |  |  |  | Energy sensor | I11 |  |  |  | MC047 | Conference Centre |  |  | 0 | 0
MC047-B02 | MC047-B02/I12 | Zone 1 O-Ride Closed |  |  |  |  | Energy sensor | I12 |  |  |  | MC047 | Conference Centre |  |  | 0 | 0
MC047-B02 | MC047-B02/I13 | Zone 2 O-Ride Open |  |  |  |  | Energy sensor | I13 |  |  |  | MC047 | Conference Centre |  |  | 0 | 0
MC047-B02 | MC047-B02/I14 | Zone 2 O-Ride Closed |  |  |  |  | Energy sensor | I14 |  |  |  | MC047 | Conference Centre |  |  | 0 | 0
MC047-B02 | MC047-B02/I15 | Zone 3 O-Ride Open |  |  |  |  | Energy sensor | I15 |  |  |  | MC047 | Conference Centre |  |  | 0 | 0
MC047-B02 | MC047-B02/I16 | Zone 3 O-Ride Closed |  |  |  |  | Energy sensor | I16 |  |  |  | MC047 | Conference Centre |  |  | 0 | 0
MC047-B02 | MC047-B02/K1 | Summer Open Setpoint |  |  |  |  | Energy sensor | K1 |  |  |  | MC047 | Conference Centre |  |  | 0 | 0
MC047-B02 | MC047-B02/K10 | west On Delay |  |  |  |  | Energy sensor | K10 |  |  |  | MC047 | Conference Centre |  |  | 0 | 0
MC047-B02 | MC047-B02/K12 | Heating SP |  |  |  |  | Energy sensor | K12 |  |  |  | MC047 | Conference Centre |  |  | 0 | 0
MC047-B02 | MC047-B02/K2 | Winter Close Setpoint |  |  |  |  | Energy sensor | K2 |  |  |  | MC047 | Conference Centre |  |  | 0 | 0
MC047-B02 | MC047-B02/K3 | Zone 1 O-Ride Duration |  |  |  |  | Energy sensor | K3 |  |  |  | MC047 | Conference Centre |  |  | 0 | 0
MC047-B02 | MC047-B02/K4 | Winter Open Setpoint |  |  |  |  | Energy sensor | K4 |  |  |  | MC047 | Conference Centre |  |  | 0 | 0
MC047-B02 | MC047-B02/K5 | Summer Close Setpoint |  |  |  |  | Energy sensor | K5 |  |  |  | MC047 | Conference Centre |  |  | 0 | 0
MC047-B02 | MC047-B02/K6 | Centre O-Ride Duration |  |  |  |  | Energy sensor | K6 |  |  |  | MC047 | Conference Centre |  |  | 0 | 0
MC047-B02 | MC047-B02/K9 | West O-Ride Duration |  |  |  |  | Energy sensor | K9 |  |  |  | MC047 | Conference Centre |  |  | 0 | 0
MC047-B02 | MC047-B02/L1 | Loop 1 |  |  |  |  | Energy sensor | L1 |  |  |  | MC047 | Conference Centre |  |  | 0 | 0
MC047-B02 | MC047-B02/n1 | TREND_05_7A_CC |  |  |  |  | Energy sensor | n1 |  |  |  | MC047 | Conference Centre |  |  | 0 | 0
MC047-B02 | MC047-B02/N4 | Outside air temperature |  |  | Degrees Celsius |  | Energy sensor | N4 |  |  |  | MC047 | Conference Centre |  |  | 0 | 0
MC047-B02 | MC047-B02/o1 | Alarm Route 1 |  |  |  |  | Energy sensor | o1 |  |  |  | MC047 | Conference Centre |  |  | 0 | 0
MC047-B02 | MC047-B02/P1 | Zone 1 Room Temp |  |  | Degrees Celsius |  | Energy sensor | P1 |  |  |  | MC047 | Conference Centre |  |  | 0 | 0
MC047-B02 | MC047-B02/P10 | Plot 10 |  |  |  |  | Energy sensor | P10 |  |  |  | MC047 | Conference Centre |  |  | 0 | 0
MC047-B02 | MC047-B02/P11 | Middle Wall sensor |  |  |  |  | Energy sensor | P11 |  |  |  | MC047 | Conference Centre |  |  | 0 | 0
MC047-B02 | MC047-B02/P12 | Plot 12 |  |  |  |  | Energy sensor | P12 |  |  |  | MC047 | Conference Centre |  |  | 0 | 0
MC047-B02 | MC047-B02/P13 | Outside air temperature |  |  | Degrees Celsius |  | Energy sensor | P13 |  |  |  | MC047 | Conference Centre |  |  | 0 | 0
MC047-B02 | MC047-B02/P14 | East Windows Open or closed |  |  |  |  | Energy sensor | P14 |  |  |  | MC047 | Conference Centre |  |  | 0 | 0
MC047-B02 | MC047-B02/P15 | Windows Open or closed |  |  |  |  | Energy sensor | P15 |  |  |  | MC047 | Conference Centre |  |  | 0 | 0
MC047-B02 | MC047-B02/P16 | Windows Open or closed |  |  |  |  | Energy sensor | P16 |  |  |  | MC047 | Conference Centre |  |  | 0 | 0
MC047-B02 | MC047-B02/P17 | Middle Wall sensor |  |  |  |  | Energy sensor | P17 |  |  |  | MC047 | Conference Centre |  |  | 0 | 0
MC047-B02 | MC047-B02/P18 | Middle Wall sensor |  |  |  |  | Energy sensor | P18 |  |  |  | MC047 | Conference Centre |  |  | 0 | 0
MC047-B02 | MC047-B02/P2 | Zone 2 Room Temp |  |  | Degrees Celsius |  | Energy sensor | P2 |  |  |  | MC047 | Conference Centre |  |  | 0 | 0
MC047-B02 | MC047-B02/P3 | Zone 3 Room Temp |  |  | Degrees Celsius |  | Energy sensor | P3 |  |  |  | MC047 | Conference Centre |  |  | 0 | 0
MC047-B02 | MC047-B02/P4 | East open |  |  |  |  | Energy sensor | P4 |  |  |  | MC047 | Conference Centre |  |  | 0 | 0
MC047-B02 | MC047-B02/P5 | East Close |  |  |  |  | Energy sensor | P5 |  |  |  | MC047 | Conference Centre |  |  | 0 | 0
MC047-B02 | MC047-B02/P6 | Centre Open |  |  |  |  | Energy sensor | P6 |  |  |  | MC047 | Conference Centre |  |  | 0 | 0
MC047-B02 | MC047-B02/P7 | Centre Close |  |  |  |  | Energy sensor | P7 |  |  |  | MC047 | Conference Centre |  |  | 0 | 0
MC047-B02 | MC047-B02/P8 | west open |  |  |  |  | Energy sensor | P8 |  |  |  | MC047 | Conference Centre |  |  | 0 | 0
MC047-B02 | MC047-B02/P9 | West close |  |  |  |  | Energy sensor | P9 |  |  |  | MC047 | Conference Centre |  |  | 0 | 0
MC047-B02 | MC047-B02/Q1 | Sequence Table 1 |  |  |  |  | Energy sensor | Q1 |  |  |  | MC047 | Conference Centre |  |  | 0 | 0
MC047-B02 | MC047-B02/S1 | Dix Module 1 |  |  |  |  | Energy sensor | S1 |  |  |  | MC047 | Conference Centre |  |  | 0 | 0
MC047-B02 | MC047-B02/S11 | Zone 1 Room Temp |  |  | Degrees Celsius |  | Energy sensor | S11 |  |  |  | MC047 | Conference Centre |  |  | 0 | 0
MC047-B02 | MC047-B02/S12 | Zone 2 Room Temp |  |  | Degrees Celsius |  | Energy sensor | S12 |  |  |  | MC047 | Conference Centre |  |  | 0 | 0
MC047-B02 | MC047-B02/S13 | Zone 3 Room Temp |  |  | Degrees Celsius |  | Energy sensor | S13 |  |  |  | MC047 | Conference Centre |  |  | 0 | 0
MC047-B02 | MC047-B02/S2 | Dix Module 2 |  |  |  |  | Energy sensor | S2 |  |  |  | MC047 | Conference Centre |  |  | 0 | 0
MC047-B02 | MC047-B02/S3 | Outside air temperature |  |  | Degrees Celsius |  | Energy sensor | S3 |  |  |  | MC047 | Conference Centre |  |  | 0 | 0
MC047-B02 | MC047-B02/S4 | Middle Wall sensor |  |  |  |  | Energy sensor | S4 |  |  |  | MC047 | Conference Centre |  |  | 0 | 0
MC047-B02 | MC047-B02/S5 | East Wall sensor |  |  |  |  | Energy sensor | S5 |  |  |  | MC047 | Conference Centre |  |  | 0 | 0
MC047-B02 | MC047-B02/S6 | West Wall sensor |  |  |  |  | Energy sensor | S6 |  |  |  | MC047 | Conference Centre |  |  | 0 | 0
MC047-B02 | MC047-B02/S7 | East Windows Open or closed |  |  |  |  | Energy sensor | S7 |  |  |  | MC047 | Conference Centre |  |  | 0 | 0
MC047-B02 | MC047-B02/S8 | Centre Windows Open or closed |  |  |  |  | Energy sensor | S8 |  |  |  | MC047 | Conference Centre |  |  | 0 | 0
MC047-B02 | MC047-B02/S9 | West Windows Open or closed |  |  |  |  | Energy sensor | S9 |  |  |  | MC047 | Conference Centre |  |  | 0 | 0
MC047-B02 | MC047-B02/V1 | [5 empty] | Energy sensor | V1 |  |  |  | MC047 | Conference Centre |  |  | 0 | 0
MC047-B02 | MC047-B02/W1 | Summer - Winter |  |  |  |  | Energy sensor | W1 |  |  |  | MC047 | Conference Centre |  |  | 0 | 0
MC047-B02 | MC047-B02/W2 | Windows Alarms Enable |  |  |  |  | Energy sensor | W2 |  |  |  | MC047 | Conference Centre |  |  | 0 | 0
MC047-B02 | MC047-B02/W3 | East O R Open |  |  |  |  | Energy sensor | W3 |  |  |  | MC047 | Conference Centre |  |  | 0 | 0
MC047-B02 | MC047-B02/W4 | East O R Closed |  |  |  |  | Energy sensor | W4 |  |  |  | MC047 | Conference Centre |  |  | 0 | 0
MC047-B02 | MC047-B02/W5 | Centre O R Open |  |  |  |  | Energy sensor | W5 |  |  |  | MC047 | Conference Centre |  |  | 0 | 0
MC047-B02 | MC047-B02/W6 | Centre O R Closed |  |  |  |  | Energy sensor | W6 |  |  |  | MC047 | Conference Centre |  |  | 0 | 0
MC047-B02 | MC047-B02/W7 | West O R Open |  |  |  |  | Energy sensor | W7 |  |  |  | MC047 | Conference Centre |  |  | 0 | 0
MC047-B02 | MC047-B02/W8 | West O R Closed |  |  |  |  | Energy sensor | W8 |  |  |  | MC047 | Conference Centre |  |  | 0 | 0
MC047-B02 | MC047-B02/W9 | Office Controls dissable |  |  |  |  | Energy sensor | W9 |  |  |  | MC047 | Conference Centre |  |  | 0 | 0
MC047-B02 | MC047-B02/Y1 | 4DIX V |  |  |  |  | Energy sensor | Y1 |  |  |  | MC047 | Conference Centre |  |  | 0 | 0
MC047-B02 | MC047-B02/Y2 | Outside air temperature |  |  | Degrees Celsius |  | Energy sensor | Y2 |  |  |  | MC047 | Conference Centre |  |  | 0 | 0
MC047-B02 | MC047-B02/Z1 | Windows all zones |  |  |  |  | Energy sensor | Z1 |  |  |  | MC047 | Conference Centre |  |  | 0 | 0
MC047-B02 | MC047-B02/Z2 | Heating Valve |  |  |  |  | Energy sensor | Z2 |  |  |  | MC047 | Conference Centre |  |  | 0 | 0
MC033-B01 | MC033-B01/B1 | Digital Byte 1 |  |  |  |  | Energy sensor | B1 |  |  |  | MC033 | County John Creed |  |  | 0 | 0
MC033-B01 | MC033-B01/C1 | Virtual CNC 1 |  |  |  |  | Energy sensor | C1 |  |  |  | MC033 | County John Creed |  |  | 0 | 0
MC033-B01 | MC033-B01/D1 | Heating Pump Enable |  |  |  |  | Energy sensor | D1 |  |  |  | MC033 | County John Creed |  |  | 0 | 0
MC033-B01 | MC033-B01/D2 | Hws Sec Pump |  |  |  |  | Energy sensor | D2 |  |  |  | MC033 | County John Creed |  |  | 0 | 0
MC033-B01 | MC033-B01/D3 | Hws Destrat Pump No1 |  |  |  |  | Energy sensor | D3 |  |  |  | MC033 | County John Creed |  |  | 0 | 0
MC033-B01 | MC033-B01/D4 | Hws Destrat Pump No1 |  |  |  |  | Energy sensor | D4 |  |  |  | MC033 | County John Creed |  |  | 0 | 0
MC033-B01 | MC033-B01/D5 | Hws Immersion No1 |  |  |  |  | Energy sensor | D5 |  |  |  | MC033 | County John Creed |  |  | 0 | 0
MC033-B01 | MC033-B01/D6 | Hws Immersion No2 |  |  |  |  | Energy sensor | D6 |  |  |  | MC033 | County John Creed |  |  | 0 | 0
MC033-B01 | MC033-B01/F1 | Function 1 |  |  |  |  | Energy sensor | F1 |  |  |  | MC033 | County John Creed |  |  | 0 | 0
MC033-B01 | MC033-B01/F11 | OAT ECO OFF 1= HTG OFF |  |  |  |  | Energy sensor | F11 |  |  |  | MC033 | County John Creed |  |  | 0 | 0
MC033-B01 | MC033-B01/F12 | Function 12 |  |  |  |  | Energy sensor | F12 |  |  |  | MC033 | County John Creed |  |  | 0 | 0
MC033-B01 | MC033-B01/F13 | 1st stage frost protection |  |  |  |  | Energy sensor | F13 |  |  |  | MC033 | County John Creed |  |  | 0 | 0
MC033-B01 | MC033-B01/F14 | Function 14 |  |  |  |  | Energy sensor | F14 |  |  |  | MC033 | County John Creed |  |  | 0 | 0
MC033-B01 | MC033-B01/F15 | Function 15 |  |  |  |  | Energy sensor | F15 |  |  |  | MC033 | County John Creed |  |  | 0 | 0
MC033-B01 | MC033-B01/F16 | Function 16 |  |  |  |  | Energy sensor | F16 |  |  |  | MC033 | County John Creed |  |  | 0 | 0
MC033-B01 | MC033-B01/F17 | 1 hour |  |  |  |  | Energy sensor | F17 |  |  |  | MC033 | County John Creed |  |  | 0 | 0
MC033-B01 | MC033-B01/F18 | HWS Htrs OE_REC_ON |  |  |  |  | Energy sensor | F18 |  |  |  | MC033 | County John Creed |  |  | 0 | 0
MC033-B01 | MC033-B01/F19 | Function 19 |  |  |  |  | Energy sensor | F19 |  |  |  | MC033 | County John Creed |  |  | 0 | 0
MC033-B01 | MC033-B01/F2 | Function 2 |  |  |  |  | Energy sensor | F2 |  |  |  | MC033 | County John Creed |  |  | 0 | 0
MC033-B01 | MC033-B01/F20 | Function 20 |  |  |  |  | Energy sensor | F20 |  |  |  | MC033 | County John Creed |  |  | 0 | 0
MC033-B01 | MC033-B01/F21 | Function 21 |  |  |  |  | Energy sensor | F21 |  |  |  | MC033 | County John Creed |  |  | 0 | 0
MC033-B01 | MC033-B01/F22 | Function 22 |  |  |  |  | Energy sensor | F22 |  |  |  | MC033 | County John Creed |  |  | 0 | 0
MC033-B01 | MC033-B01/F23 | Space low limit |  |  |  |  | Energy sensor | F23 |  |  |  | MC033 | County John Creed |  |  | 0 | 0
MC033-B01 | MC033-B01/F24 | HWS Htrs OE_REC_OFF |  |  |  |  | Energy sensor | F24 |  |  |  | MC033 | County John Creed |  |  | 0 | 0
MC033-B01 | MC033-B01/F25 | Function 25 |  |  |  |  | Energy sensor | F25 |  |  |  | MC033 | County John Creed |  |  | 0 | 0
MC033-B01 | MC033-B01/F26 | Function 26 |  |  |  |  | Energy sensor | F26 |  |  |  | MC033 | County John Creed |  |  | 0 | 0
MC033-B01 | MC033-B01/F27 | Function 27 |  |  |  |  | Energy sensor | F27 |  |  |  | MC033 | County John Creed |  |  | 0 | 0
MC033-B01 | MC033-B01/F28 | Function 28 |  |  |  |  | Energy sensor | F28 |  |  |  | MC033 | County John Creed |  |  | 0 | 0
MC033-B01 | MC033-B01/F29 | HWS Htrs OE Allowability |  |  |  |  | Energy sensor | F29 |  |  |  | MC033 | County John Creed |  |  | 0 | 0
MC033-B01 | MC033-B01/F3 | Is 4Dix Value Changing |  |  |  |  | Energy sensor | F3 |  |  |  | MC033 | County John Creed |  |  | 0 | 0
MC033-B01 | MC033-B01/F30 | HWS Htrs OE_DEMAND |  |  |  |  | Energy sensor | F30 |  |  |  | MC033 | County John Creed |  |  | 0 | 0
MC033-B01 | MC033-B01/F31 | Function 31 |  |  |  |  | Energy sensor | F31 |  |  |  | MC033 | County John Creed |  |  | 0 | 0
MC033-B01 | MC033-B01/F32 | Function 32 |  |  |  |  | Energy sensor | F32 |  |  |  | MC033 | County John Creed |  |  | 0 | 0
MC033-B01 | MC033-B01/F33 | Function 33 |  |  |  |  | Energy sensor | F33 |  |  |  | MC033 | County John Creed |  |  | 0 | 0
MC033-B01 | MC033-B01/F34 | Function 34 |  |  |  |  | Energy sensor | F34 |  |  |  | MC033 | County John Creed |  |  | 0 | 0
MC033-B01 | MC033-B01/F35 | Function 35 |  |  |  |  | Energy sensor | F35 |  |  |  | MC033 | County John Creed |  |  | 0 | 0
MC033-B01 | MC033-B01/F36 | Function 36 |  |  |  |  | Energy sensor | F36 |  |  |  | MC033 | County John Creed |  |  | 0 | 0
MC033-B01 | MC033-B01/F37 | Function 37 |  |  |  |  | Energy sensor | F37 |  |  |  | MC033 | County John Creed |  |  | 0 | 0
MC033-B01 | MC033-B01/F38 | Function 38 |  |  |  |  | Energy sensor | F38 |  |  |  | MC033 | County John Creed |  |  | 0 | 0
MC033-B01 | MC033-B01/F39 | Litres per second |  |  |  |  | Energy sensor | F39 |  |  |  | MC033 | County John Creed |  |  | 0 | 0
MC033-B01 | MC033-B01/F4 | 4Dix Previous Value |  |  |  |  | Energy sensor | F4 |  |  |  | MC033 | County John Creed |  |  | 0 | 0
MC033-B01 | MC033-B01/F40 | Subtract for delta-T |  |  |  |  | Energy sensor | F40 |  |  |  | MC033 | County John Creed |  |  | 0 | 0
MC033-B01 | MC033-B01/F41 | Function 41 |  |  |  |  | Energy sensor | F41 |  |  |  | MC033 | County John Creed |  |  | 0 | 0
MC033-B01 | MC033-B01/F42 | Function 42 |  |  |  |  | Energy sensor | F42 |  |  |  | MC033 | County John Creed |  |  | 0 | 0
MC033-B01 | MC033-B01/F43 | Function 43 |  |  |  |  | Energy sensor | F43 |  |  |  | MC033 | County John Creed |  |  | 0 | 0
MC033-B01 | MC033-B01/F44 | Function 44 |  |  |  |  | Energy sensor | F44 |  |  |  | MC033 | County John Creed |  |  | 0 | 0
MC033-B01 | MC033-B01/F5 | 4Dix Stable Value |  |  |  |  | Energy sensor | F5 |  |  |  | MC033 | County John Creed |  |  | 0 | 0
MC033-B01 | MC033-B01/F6 | 4Dix Value Decoder |  |  |  |  | Energy sensor | F6 |  |  |  | MC033 | County John Creed |  |  | 0 | 0
MC033-B01 | MC033-B01/F7 | Function 7 |  |  |  |  | Energy sensor | F7 |  |  |  | MC033 | County John Creed |  |  | 0 | 0
MC033-B01 | MC033-B01/F8 | 1 hour |  |  |  |  | Energy sensor | F8 |  |  |  | MC033 | County John Creed |  |  | 0 | 0
MC033-B01 | MC033-B01/F9 | Function 9 |  |  |  |  | Energy sensor | F9 |  |  |  | MC033 | County John Creed |  |  | 0 | 0
MC033-B01 | MC033-B01/G1 | Logic 1 |  |  |  |  | Energy sensor | G1 |  |  |  | MC033 | County John Creed |  |  | 0 | 0
MC033-B01 | MC033-B01/G10 | 2ND STAGE FROST WATER |  |  |  |  | Energy sensor | G10 |  |  |  | MC033 | County John Creed |  |  | 0 | 0
MC033-B01 | MC033-B01/G11 | Immersion heater hours run |  |  | Hours |  | Energy sensor | G11 |  |  |  | MC033 | County John Creed |  |  | 0 | 0
MC033-B01 | MC033-B01/G12 | Immersion heater hours run |  |  | Hours |  | Energy sensor | G12 |  |  |  | MC033 | County John Creed |  |  | 0 | 0
MC033-B01 | MC033-B01/G13 | 1=ECO OFF SPACE OK |  |  |  |  | Energy sensor | G13 |  |  |  | MC033 | County John Creed |  |  | 0 | 0
MC033-B01 | MC033-B01/G14 | Logic 14 |  |  |  |  | Energy sensor | G14 |  |  |  | MC033 | County John Creed |  |  | 0 | 0
MC033-B01 | MC033-B01/G15 | HTG DEMAND |  |  |  |  | Energy sensor | G15 |  |  |  | MC033 | County John Creed |  |  | 0 | 0
MC033-B01 | MC033-B01/G16 | Logic 16 |  |  |  |  | Energy sensor | G16 |  |  |  | MC033 | County John Creed |  |  | 0 | 0
MC033-B01 | MC033-B01/G17 | Logic 17 |  |  |  |  | Energy sensor | G17 |  |  |  | MC033 | County John Creed |  |  | 0 | 0
MC033-B01 | MC033-B01/G18 | Logic 18 |  |  |  |  | Energy sensor | G18 |  |  |  | MC033 | County John Creed |  |  | 0 | 0
MC033-B01 | MC033-B01/G19 | Logic 19 |  |  |  |  | Energy sensor | G19 |  |  |  | MC033 | County John Creed |  |  | 0 | 0
MC033-B01 | MC033-B01/G2 | Logic 2 |  |  |  |  | Energy sensor | G2 |  |  |  | MC033 | County John Creed |  |  | 0 | 0
MC033-B01 | MC033-B01/G20 | Logic 20 |  |  |  |  | Energy sensor | G20 |  |  |  | MC033 | County John Creed |  |  | 0 | 0
MC033-B01 | MC033-B01/G21 | Logic 21 |  |  |  |  | Energy sensor | G21 |  |  |  | MC033 | County John Creed |  |  | 0 | 0
MC033-B01 | MC033-B01/G22 | Logic 22 |  |  |  |  | Energy sensor | G22 |  |  |  | MC033 | County John Creed |  |  | 0 | 0
MC033-B01 | MC033-B01/G23 | Logic 23 |  |  |  |  | Energy sensor | G23 |  |  |  | MC033 | County John Creed |  |  | 0 | 0
MC033-B01 | MC033-B01/G24 | Logic 24 |  |  |  |  | Energy sensor | G24 |  |  |  | MC033 | County John Creed |  |  | 0 | 0
MC033-B01 | MC033-B01/G25 | Delay Timer |  |  |  |  | Energy sensor | G25 |  |  |  | MC033 | County John Creed |  |  | 0 | 0
MC033-B01 | MC033-B01/G26 | Logic 26 |  |  |  |  | Energy sensor | G26 |  |  |  | MC033 | County John Creed |  |  | 0 | 0
MC033-B01 | MC033-B01/G27 | Logic 27 |  |  |  |  | Energy sensor | G27 |  |  |  | MC033 | County John Creed |  |  | 0 | 0
MC033-B01 | MC033-B01/G28 | Logic 28 |  |  |  |  | Energy sensor | G28 |  |  |  | MC033 | County John Creed |  |  | 0 | 0
MC033-B01 | MC033-B01/G29 | Logic 29 |  |  |  |  | Energy sensor | G29 |  |  |  | MC033 | County John Creed |  |  | 0 | 0
MC033-B01 | MC033-B01/G3 | Logic 3 |  |  |  |  | Energy sensor | G3 |  |  |  | MC033 | County John Creed |  |  | 0 | 0
MC033-B01 | MC033-B01/G30 | Logic 30 |  |  |  |  | Energy sensor | G30 |  |  |  | MC033 | County John Creed |  |  | 0 | 0
MC033-B01 | MC033-B01/G31 | Logic 31 |  |  |  |  | Energy sensor | G31 |  |  |  | MC033 | County John Creed |  |  | 0 | 0
MC033-B01 | MC033-B01/G32 | Logic 32 |  |  |  |  | Energy sensor | G32 |  |  |  | MC033 | County John Creed |  |  | 0 | 0
MC033-B01 | MC033-B01/G33 | Logic 33 |  |  |  |  | Energy sensor | G33 |  |  |  | MC033 | County John Creed |  |  | 0 | 0
MC033-B01 | MC033-B01/G34 | Logic 34 |  |  |  |  | Energy sensor | G34 |  |  |  | MC033 | County John Creed |  |  | 0 | 0
MC033-B01 | MC033-B01/G35 | Logic 35 |  |  |  |  | Energy sensor | G35 |  |  |  | MC033 | County John Creed |  |  | 0 | 0
MC033-B01 | MC033-B01/G36 | Logic 36 |  |  |  |  | Energy sensor | G36 |  |  |  | MC033 | County John Creed |  |  | 0 | 0
MC033-B01 | MC033-B01/G37 | Logic 37 |  |  |  |  | Energy sensor | G37 |  |  |  | MC033 | County John Creed |  |  | 0 | 0
MC033-B01 | MC033-B01/G38 | Logic 38 |  |  |  |  | Energy sensor | G38 |  |  |  | MC033 | County John Creed |  |  | 0 | 0
MC033-B01 | MC033-B01/G39 | Logic 39 |  |  |  |  | Energy sensor | G39 |  |  |  | MC033 | County John Creed |  |  | 0 | 0
MC033-B01 | MC033-B01/G4 | Logic 4 |  |  |  |  | Energy sensor | G4 |  |  |  | MC033 | County John Creed |  |  | 0 | 0
MC033-B01 | MC033-B01/G40 | Logic 40 |  |  |  |  | Energy sensor | G40 |  |  |  | MC033 | County John Creed |  |  | 0 | 0
MC033-B01 | MC033-B01/G41 | Logic 41 |  |  |  |  | Energy sensor | G41 |  |  |  | MC033 | County John Creed |  |  | 0 | 0
MC033-B01 | MC033-B01/G42 | Logic 42 |  |  |  |  | Energy sensor | G42 |  |  |  | MC033 | County John Creed |  |  | 0 | 0
MC033-B01 | MC033-B01/G43 | Logic 43 |  |  |  |  | Energy sensor | G43 |  |  |  | MC033 | County John Creed |  |  | 0 | 0
MC033-B01 | MC033-B01/G44 | Logic 44 |  |  |  |  | Energy sensor | G44 |  |  |  | MC033 | County John Creed |  |  | 0 | 0
MC033-B01 | MC033-B01/G45 | HWS Htrs enabled |  |  |  |  | Energy sensor | G45 |  |  |  | MC033 | County John Creed |  |  | 0 | 0
MC033-B01 | MC033-B01/G46 | Logic 46 |  |  |  |  | Energy sensor | G46 |  |  |  | MC033 | County John Creed |  |  | 0 | 0
MC033-B01 | MC033-B01/G47 | Logic 47 |  |  |  |  | Energy sensor | G47 |  |  |  | MC033 | County John Creed |  |  | 0 | 0
MC033-B01 | MC033-B01/G48 | HWS Htrs OE Rec |  |  |  |  | Energy sensor | G48 |  |  |  | MC033 | County John Creed |  |  | 0 | 0
MC033-B01 | MC033-B01/G49 | Logic 49 |  |  |  |  | Energy sensor | G49 |  |  |  | MC033 | County John Creed |  |  | 0 | 0
MC033-B01 | MC033-B01/G5 | Logic 5 |  |  |  |  | Energy sensor | G5 |  |  |  | MC033 | County John Creed |  |  | 0 | 0
MC033-B01 | MC033-B01/G50 | HWS Htrs OE_SAFE |  |  |  |  | Energy sensor | G50 |  |  |  | MC033 | County John Creed |  |  | 0 | 0
MC033-B01 | MC033-B01/G51 | Total Hours |  |  |  |  | Energy sensor | G51 |  |  |  | MC033 | County John Creed |  |  | 0 | 0
MC033-B01 | MC033-B01/G52 | Logic 52 |  |  |  |  | Energy sensor | G52 |  |  |  | MC033 | County John Creed |  |  | 0 | 0
MC033-B01 | MC033-B01/G53 | Logic 53 |  |  |  |  | Energy sensor | G53 |  |  |  | MC033 | County John Creed |  |  | 0 | 0
MC033-B01 | MC033-B01/G54 | Logic 54 |  |  |  |  | Energy sensor | G54 |  |  |  | MC033 | County John Creed |  |  | 0 | 0
MC033-B01 | MC033-B01/G55 | Logic 55 |  |  |  |  | Energy sensor | G55 |  |  |  | MC033 | County John Creed |  |  | 0 | 0
MC033-B01 | MC033-B01/G56 | Logic 56 |  |  |  |  | Energy sensor | G56 |  |  |  | MC033 | County John Creed |  |  | 0 | 0
MC033-B01 | MC033-B01/G57 | Logic 57 |  |  |  |  | Energy sensor | G57 |  |  |  | MC033 | County John Creed |  |  | 0 | 0
MC033-B01 | MC033-B01/G58 | Logic 58 |  |  |  |  | Energy sensor | G58 |  |  |  | MC033 | County John Creed |  |  | 0 | 0
MC033-B01 | MC033-B01/G59 | Logic 59 |  |  |  |  | Energy sensor | G59 |  |  |  | MC033 | County John Creed |  |  | 0 | 0
MC033-B01 | MC033-B01/G6 | Logic 6 |  |  |  |  | Energy sensor | G6 |  |  |  | MC033 | County John Creed |  |  | 0 | 0
MC033-B01 | MC033-B01/G60 | Immersions allow |  |  |  |  | Energy sensor | G60 |  |  |  | MC033 | County John Creed |  |  | 0 | 0
MC033-B01 | MC033-B01/G7 | Logic 7 |  |  |  |  | Energy sensor | G7 |  |  |  | MC033 | County John Creed |  |  | 0 | 0
MC033-B01 | MC033-B01/G8 | Logic 8 |  |  |  |  | Energy sensor | G8 |  |  |  | MC033 | County John Creed |  |  | 0 | 0
MC033-B01 | MC033-B01/G9 | Logic 9 |  |  |  |  | Energy sensor | G9 |  |  |  | MC033 | County John Creed |  |  | 0 | 0
MC033-B01 | MC033-B01/i1 | 8UI |  |  |  |  | Energy sensor | i1 |  |  |  | MC033 | County John Creed |  |  | 0 | 0
MC033-B01 | MC033-B01/I1 | Water Booster Alarm |  |  |  |  | Energy sensor | I1 |  |  |  | MC033 | County John Creed |  |  | 0 | 0
MC033-B01 | MC033-B01/I10 | Pressure Ok |  |  |  |  | Energy sensor | I10 |  |  |  | MC033 | County John Creed |  |  | 0 | 0
MC033-B01 | MC033-B01/I11 | Anti Legionella Fail |  |  |  |  | Energy sensor | I11 |  |  |  | MC033 | County John Creed |  |  | 0 | 0
MC033-B01 | MC033-B01/I12 | Creed Hotwater failed |  |  |  |  | Energy sensor | I12 |  |  |  | MC033 | County John Creed |  |  | 0 | 0
MC033-B01 | MC033-B01/I13 | Creed heating Failed |  |  |  |  | Energy sensor | I13 |  |  |  | MC033 | County John Creed |  |  | 0 | 0
MC033-B01 | MC033-B01/I14 | HWS out meter pulse |  |  |  |  | Energy sensor | I14 |  |  |  | MC033 | County John Creed |  |  | 0 | 0
MC033-B01 | MC033-B01/I15 | Heating Pump 1 fault |  |  |  |  | Energy sensor | I15 |  |  |  | MC033 | County John Creed |  |  | 0 | 0
MC033-B01 | MC033-B01/I16 | Heating Pump 2 fault |  |  |  |  | Energy sensor | I16 |  |  |  | MC033 | County John Creed |  |  | 0 | 0
MC033-B01 | MC033-B01/I17 | Digital Input 17 |  |  |  |  | Energy sensor | I17 |  |  |  | MC033 | County John Creed |  |  | 0 | 0
MC033-B01 | MC033-B01/I18 | Digital Input 18 |  |  |  |  | Energy sensor | I18 |  |  |  | MC033 | County John Creed |  |  | 0 | 0
MC033-B01 | MC033-B01/I2 | Duty Heating Pump |  |  |  |  | Energy sensor | I2 |  |  |  | MC033 | County John Creed |  |  | 0 | 0
MC033-B01 | MC033-B01/I3 | Heating Pump No1 Status |  |  |  |  | Energy sensor | I3 |  |  |  | MC033 | County John Creed |  |  | 0 | 0
MC033-B01 | MC033-B01/I4 | Heating Pump No2 Status |  |  |  |  | Energy sensor | I4 |  |  |  | MC033 | County John Creed |  |  | 0 | 0
MC033-B01 | MC033-B01/I5 | Hws Secondary Pump Status |  |  |  |  | Energy sensor | I5 |  |  |  | MC033 | County John Creed |  |  | 0 | 0
MC033-B01 | MC033-B01/I6 | Hws Destrat Pump No1 Status |  |  |  |  | Energy sensor | I6 |  |  |  | MC033 | County John Creed |  |  | 0 | 0
MC033-B01 | MC033-B01/I7 | Hws Destrat Pump No2 Status |  |  |  |  | Energy sensor | I7 |  |  |  | MC033 | County John Creed |  |  | 0 | 0
MC033-B01 | MC033-B01/I8 | Immersion Heater No1 Status |  |  |  |  | Energy sensor | I8 |  |  |  | MC033 | County John Creed |  |  | 0 | 0
MC033-B01 | MC033-B01/I9 | Immersion Heater No2 Status |  |  |  |  | Energy sensor | I9 |  |  |  | MC033 | County John Creed |  |  | 0 | 0
MC033-B01 | MC033-B01/K1 | Boiler fail alarm limit |  |  |  |  | Energy sensor | K1 |  |  |  | MC033 | County John Creed |  |  | 0 | 0
MC033-B01 | MC033-B01/K10 | legionella alarm delay |  |  |  |  | Energy sensor | K10 |  |  |  | MC033 | County John Creed |  |  | 0 | 0
MC033-B01 | MC033-B01/K11 | Immersion Delay On |  |  |  |  | Energy sensor | K11 |  |  |  | MC033 | County John Creed |  |  | 0 | 0
MC033-B01 | MC033-B01/K12 | Hrs Run immersion |  |  |  |  | Energy sensor | K12 |  |  |  | MC033 | County John Creed |  |  | 0 | 0
MC033-B01 | MC033-B01/K13 | Boiler fail alarm timer |  |  |  |  | Energy sensor | K13 |  |  |  | MC033 | County John Creed |  |  | 0 | 0
MC033-B01 | MC033-B01/K14 | Boiler fail alarm limit |  |  |  |  | Energy sensor | K14 |  |  |  | MC033 | County John Creed |  |  | 0 | 0
MC033-B01 | MC033-B01/K15 | Boiler fail alarm timer |  |  |  |  | Energy sensor | K15 |  |  |  | MC033 | County John Creed |  |  | 0 | 0
MC033-B01 | MC033-B01/K16 | Immersions allow sp |  |  |  |  | Energy sensor | K16 |  |  |  | MC033 | County John Creed |  |  | 0 | 0
MC033-B01 | MC033-B01/K2 | 1st stage frost protection |  |  |  |  | Energy sensor | K2 |  |  |  | MC033 | County John Creed |  |  | 0 | 0
MC033-B01 | MC033-B01/K3 | 2nd stage frost protection |  |  | Degrees Celsius |  | Energy sensor | K3 |  |  |  | MC033 | County John Creed |  |  | 0 | 0
MC033-B01 | MC033-B01/K4 | Eco Off OAT |  |  |  |  | Energy sensor | K4 |  |  |  | MC033 | County John Creed |  |  | 0 | 0
MC033-B01 | MC033-B01/K5 | Pump Overrun |  |  |  |  | Energy sensor | K5 |  |  |  | MC033 | County John Creed |  |  | 0 | 0
MC033-B01 | MC033-B01/K6 | Space low limit |  |  |  |  | Energy sensor | K6 |  |  |  | MC033 | County John Creed |  |  | 0 | 0
MC033-B01 | MC033-B01/K7 | Occupancy SP |  |  |  |  | Energy sensor | K7 |  |  |  | MC033 | County John Creed |  |  | 0 | 0
MC033-B01 | MC033-B01/K8 | Hot water service setpoint |  |  | Degrees Celsius |  | Energy sensor | K8 |  |  |  | MC033 | County John Creed |  |  | 0 | 0
MC033-B01 | MC033-B01/K9 | Hws Antilegionella SP |  |  |  |  | Energy sensor | K9 |  |  |  | MC033 | County John Creed |  |  | 0 | 0
MC033-B01 | MC033-B01/n1 | TREND_04_61_D8 |  |  |  |  | Energy sensor | n1 |  |  |  | MC033 | County John Creed |  |  | 0 | 0
MC033-B01 | MC033-B01/O1 | Optimum Start Stop 1 |  |  |  |  | Energy sensor | O1 |  |  |  | MC033 | County John Creed |  |  | 0 | 0
MC033-B01 | MC033-B01/P1 | Heating Flow Temp |  |  | Degrees Celsius |  | Energy sensor | P1 |  |  |  | MC033 | County John Creed |  |  | 0 | 0
MC033-B01 | MC033-B01/P10 | Immersion heater hours run |  |  | Hours |  | Energy sensor | P10 |  |  |  | MC033 | County John Creed |  |  | 0 | 0
MC033-B01 | MC033-B01/P11 | Immersion heater hoursr run total |  |  | Hours |  | Energy sensor | P11 |  |  |  | MC033 | County John Creed |  |  | 0 | 0
MC033-B01 | MC033-B01/P12 | Eco Active |  |  |  |  | Energy sensor | P12 |  |  |  | MC033 | County John Creed |  |  | 0 | 0
MC033-B01 | MC033-B01/P13 | MTHW Flow |  |  |  |  | Energy sensor | P13 |  |  |  | MC033 | County John Creed |  |  | 0 | 0
MC033-B01 | MC033-B01/P14 | Medium temperature hot water return temperature |  |  | Degrees Celsius |  | Energy sensor | P14 |  |  |  | MC033 | County John Creed |  |  | 0 | 0
MC033-B01 | MC033-B01/P15 | MTHW Flow raw 4-20ma |  |  |  |  | Energy sensor | P15 |  |  |  | MC033 | County John Creed |  |  | 0 | 0
MC033-B01 | MC033-B01/P16 | HWS Htrs OE Ovrd On |  |  |  |  | Energy sensor | P16 |  |  |  | MC033 | County John Creed |  |  | 0 | 0
MC033-B01 | MC033-B01/P17 | HWS Htrs OE Ovrd Off |  |  |  |  | Energy sensor | P17 |  |  |  | MC033 | County John Creed |  |  | 0 | 0
MC033-B01 | MC033-B01/P18 | HR Cal Flow meter MTHW Ltrs Mi |  |  |  |  | Energy sensor | P18 |  |  |  | MC033 | County John Creed |  |  | 0 | 0
MC033-B01 | MC033-B01/P19 | Pressure sensor 1 |  |  |  |  | Energy sensor | P19 |  |  |  | MC033 | County John Creed |  |  | 0 | 0
MC033-B01 | MC033-B01/P2 | Heating Return Temp |  |  | Degrees Celsius |  | Energy sensor | P2 |  |  |  | MC033 | County John Creed |  |  | 0 | 0
MC033-B01 | MC033-B01/P20 | MTHW Return BAR |  |  |  |  | Energy sensor | P20 |  |  |  | MC033 | County John Creed |  |  | 0 | 0
MC033-B01 | MC033-B01/P21 | HR Cal Flow meter MTHW Ltrs Mi |  |  |  |  | Energy sensor | P21 |  |  |  | MC033 | County John Creed |  |  | 0 | 0
MC033-B01 | MC033-B01/P22 | Daily HWS usage |  |  |  |  | Energy sensor | P22 |  |  |  | MC033 | County John Creed |  |  | 0 | 0
MC033-B01 | MC033-B01/P23 | Monthly HWS usage |  |  |  |  | Energy sensor | P23 |  |  |  | MC033 | County John Creed |  |  | 0 | 0
MC033-B01 | MC033-B01/P24 | Medium temperature hot water return temperature |  |  | Degrees Celsius |  | Energy sensor | P24 |  |  |  | MC033 | County John Creed |  |  | 0 | 0
MC033-B01 | MC033-B01/P25 | MTHW RAW FLOW 4-20ma |  |  |  |  | Energy sensor | P25 |  |  |  | MC033 | County John Creed |  |  | 0 | 0
MC033-B01 | MC033-B01/P26 | HR Cal Flow meter MTHW Ltrs Mi |  |  |  |  | Energy sensor | P26 |  |  |  | MC033 | County John Creed |  |  | 0 | 0
MC033-B01 | MC033-B01/P27 | Building kwh |  |  |  |  | Energy sensor | P27 |  |  |  | MC033 | County John Creed |  |  | 0 | 0
MC033-B01 | MC033-B01/P28 | Temperature difference |  |  | Degrees Celsius |  | Energy sensor | P28 |  |  |  | MC033 | County John Creed |  |  | 0 | 0
MC033-B01 | MC033-B01/P29 | Inverter speed |  |  |  |  | Energy sensor | P29 |  |  |  | MC033 | County John Creed |  |  | 0 | 0
MC033-B01 | MC033-B01/P3 | Hot water service flow temperature |  |  | Degrees Celsius |  | Energy sensor | P3 |  |  |  | MC033 | County John Creed |  |  | 0 | 0
MC033-B01 | MC033-B01/P30 | Inverter speed |  |  |  |  | Energy sensor | P30 |  |  |  | MC033 | County John Creed |  |  | 0 | 0
MC033-B01 | MC033-B01/P31 | Sensor 20 |  |  |  |  | Energy sensor | P31 |  |  |  | MC033 | County John Creed |  |  | 0 | 0
MC033-B01 | MC033-B01/P32 | HR Cal Flow meter MTHW Ltrs Mi |  |  |  |  | Energy sensor | P32 |  |  |  | MC033 | County John Creed |  |  | 0 | 0
MC033-B01 | MC033-B01/P33 | HR Cal Flow meter MTHW Ltrs Mi |  |  |  |  | Energy sensor | P33 |  |  |  | MC033 | County John Creed |  |  | 0 | 0
MC033-B01 | MC033-B01/P4 | Hws Return Temp |  |  | Degrees Celsius |  | Energy sensor | P4 |  |  |  | MC033 | County John Creed |  |  | 0 | 0
MC033-B01 | MC033-B01/P5 | Top Floor Space Temp |  |  | Degrees Celsius |  | Energy sensor | P5 |  |  |  | MC033 | County John Creed |  |  | 0 | 0
MC033-B01 | MC033-B01/P6 | Ground Floor Temp |  |  | Degrees Celsius |  | Energy sensor | P6 |  |  |  | MC033 | County John Creed |  |  | 0 | 0
MC033-B01 | MC033-B01/P7 | Outside air temperature |  |  | Degrees Celsius |  | Energy sensor | P7 |  |  |  | MC033 | County John Creed |  |  | 0 | 0
MC033-B01 | MC033-B01/P8 | Hrs Run immersion 1 |  |  |  |  | Energy sensor | P8 |  |  |  | MC033 | County John Creed |  |  | 0 | 0
MC033-B01 | MC033-B01/P9 | hrs Run immersion 2 |  |  |  |  | Energy sensor | P9 |  |  |  | MC033 | County John Creed |  |  | 0 | 0
MC033-B01 | MC033-B01/Q1 | Sequence Table 1 |  |  |  |  | Energy sensor | Q1 |  |  |  | MC033 | County John Creed |  |  | 0 | 0
MC033-B01 | MC033-B01/S1 | Heating Flow Temp |  |  | Degrees Celsius |  | Energy sensor | S1 |  |  |  | MC033 | County John Creed |  |  | 0 | 0
MC033-B01 | MC033-B01/S10 | Outside air temperature |  |  | Degrees Celsius |  | Energy sensor | S10 |  |  |  | MC033 | County John Creed |  |  | 0 | 0
MC033-B01 | MC033-B01/S11 | MTHW Flow BAR |  |  |  |  | Energy sensor | S11 |  |  |  | MC033 | County John Creed |  |  | 0 | 0
MC033-B01 | MC033-B01/S12 | Hrs Run immersion 1 |  |  |  |  | Energy sensor | S12 |  |  |  | MC033 | County John Creed |  |  | 0 | 0
MC033-B01 | MC033-B01/S14 | hrs Run immersion 2 |  |  |  |  | Energy sensor | S14 |  |  |  | MC033 | County John Creed |  |  | 0 | 0
MC033-B01 | MC033-B01/S15 | Immersion heater hours run |  |  | Hours |  | Energy sensor | S15 |  |  |  | MC033 | County John Creed |  |  | 0 | 0
MC033-B01 | MC033-B01/S16 | Immersion heater hoursr run total |  |  | Hours |  | Energy sensor | S16 |  |  |  | MC033 | County John Creed |  |  | 0 | 0
MC033-B01 | MC033-B01/S17 | Eco Active |  |  |  |  | Energy sensor | S17 |  |  |  | MC033 | County John Creed |  |  | 0 | 0
MC033-B01 | MC033-B01/S18 | HWS Htrs OE_REC |  |  |  |  | Energy sensor | S18 |  |  |  | MC033 | County John Creed |  |  | 0 | 0
MC033-B01 | MC033-B01/S19 | MTHW RAW FLOW 4-20ma |  |  |  |  | Energy sensor | S19 |  |  |  | MC033 | County John Creed |  |  | 0 | 0
MC033-B01 | MC033-B01/S2 | Heating Return Temp |  |  | Degrees Celsius |  | Energy sensor | S2 |  |  |  | MC033 | County John Creed |  |  | 0 | 0
MC033-B01 | MC033-B01/S20 | Medium temperature hot water flow temperature |  |  | Degrees Celsius |  | Energy sensor | S20 |  |  |  | MC033 | County John Creed |  |  | 0 | 0
MC033-B01 | MC033-B01/S21 | Medium temperature hot water return temperature |  |  | Degrees Celsius |  | Energy sensor | S21 |  |  |  | MC033 | County John Creed |  |  | 0 | 0
MC033-B01 | MC033-B01/S22 | HWS Htrs OE Ovrd Off |  |  |  |  | Energy sensor | S22 |  |  |  | MC033 | County John Creed |  |  | 0 | 0
MC033-B01 | MC033-B01/S23 | MTHW FLOW PSI |  |  |  |  | Energy sensor | S23 |  |  |  | MC033 | County John Creed |  |  | 0 | 0
MC033-B01 | MC033-B01/S24 | MTHW Return PSI |  |  |  |  | Energy sensor | S24 |  |  |  | MC033 | County John Creed |  |  | 0 | 0
MC033-B01 | MC033-B01/S25 | Daily HWS usage |  |  |  |  | Energy sensor | S25 |  |  |  | MC033 | County John Creed |  |  | 0 | 0
MC033-B01 | MC033-B01/S26 | Monthly HWS usage |  |  |  |  | Energy sensor | S26 |  |  |  | MC033 | County John Creed |  |  | 0 | 0
MC033-B01 | MC033-B01/S27 | Inverter speed P2 |  |  |  |  | Energy sensor | S27 |  |  |  | MC033 | County John Creed |  |  | 0 | 0
MC033-B01 | MC033-B01/S28 | Inverter speed P1 |  |  |  |  | Energy sensor | S28 |  |  |  | MC033 | County John Creed |  |  | 0 | 0
MC033-B01 | MC033-B01/S29 | Heating pump 1 speed |  |  |  |  | Energy sensor | S29 |  |  |  | MC033 | County John Creed |  |  | 0 | 0
MC033-B01 | MC033-B01/S3 | Hot water service flow temperature |  |  | Degrees Celsius |  | Energy sensor | S3 |  |  |  | MC033 | County John Creed |  |  | 0 | 0
MC033-B01 | MC033-B01/S30 | HR Cal Flow meter MTHW Ltrs Mi |  |  |  |  | Energy sensor | S30 |  |  |  | MC033 | County John Creed |  |  | 0 | 0
MC033-B01 | MC033-B01/S31 | Building kwh |  |  |  |  | Energy sensor | S31 |  |  |  | MC033 | County John Creed |  |  | 0 | 0
MC033-B01 | MC033-B01/S32 | Temperature difference |  |  | Degrees Celsius |  | Energy sensor | S32 |  |  |  | MC033 | County John Creed |  |  | 0 | 0
MC033-B01 | MC033-B01/S33 | Heating pump 1 speed |  |  |  |  | Energy sensor | S33 |  |  |  | MC033 | County John Creed |  |  | 0 | 0
MC033-B01 | MC033-B01/S34 | MTHW Return BAR |  |  |  |  | Energy sensor | S34 |  |  |  | MC033 | County John Creed |  |  | 0 | 0
MC033-B01 | MC033-B01/S4 | Hws Return Temp |  |  | Degrees Celsius |  | Energy sensor | S4 |  |  |  | MC033 | County John Creed |  |  | 0 | 0
MC033-B01 | MC033-B01/S5 | Top Floor Space Temp |  |  | Degrees Celsius |  | Energy sensor | S5 |  |  |  | MC033 | County John Creed |  |  | 0 | 0
MC033-B01 | MC033-B01/S6 | Ground Floor Temp |  |  | Degrees Celsius |  | Energy sensor | S6 |  |  |  | MC033 | County John Creed |  |  | 0 | 0
MC033-B01 | MC033-B01/S7 | 4Dix No2 |  |  |  |  | Energy sensor | S7 |  |  |  | MC033 | County John Creed |  |  | 0 | 0
MC033-B01 | MC033-B01/S8 | 4Dix No3 |  |  |  |  | Energy sensor | S8 |  |  |  | MC033 | County John Creed |  |  | 0 | 0
MC033-B01 | MC033-B01/S9 | D DIX No1 |  |  |  |  | Energy sensor | S9 |  |  |  | MC033 | County John Creed |  |  | 0 | 0
MC033-B01 | MC033-B01/U1 | Trevor |  |  |  |  | Energy sensor | U1 |  |  |  | MC033 | County John Creed |  |  | 0 | 0
MC033-B01 | MC033-B01/U2 | bts |  |  |  |  | Energy sensor | U2 |  |  |  | MC033 | County John Creed |  |  | 0 | 0
MC033-B01 | MC033-B01/V1 | [5 empty] | Energy sensor | V1 |  |  |  | MC033 | County John Creed |  |  | 0 | 0
MC033-B01 | MC033-B01/W1 | Summ Winter Sw. Win=0 |  |  |  |  | Energy sensor | W1 |  |  |  | MC033 | County John Creed |  |  | 0 | 0
MC033-B01 | MC033-B01/W3 | Immersion Hrs Run Reset |  |  |  |  | Energy sensor | W3 |  |  |  | MC033 | County John Creed |  |  | 0 | 0
MC033-B01 | MC033-B01/W30 | Triad switch |  |  |  |  | Energy sensor | W30 |  |  |  | MC033 | County John Creed |  |  | 0 | 0
MC033-B01 | MC033-B01/W32 | HWS Htrs OE_ENA |  |  |  |  | Energy sensor | W32 |  |  |  | MC033 | County John Creed |  |  | 0 | 0
MC033-B01 | MC033-B01/Y1 | Thermistor TBTI |  |  | Degrees Celsius |  | Energy sensor | Y1 |  |  |  | MC033 | County John Creed |  |  | 0 | 0
MC033-B01 | MC033-B01/Y2 | Room temperature |  |  | Degrees Celsius |  | Energy sensor | Y2 |  |  |  | MC033 | County John Creed |  |  | 0 | 0
MC033-B01 | MC033-B01/Y3 | 4DIX V |  |  |  |  | Energy sensor | Y3 |  |  |  | MC033 | County John Creed |  |  | 0 | 0
MC033-B01 | MC033-B01/Y4 | Current 4-20ma |  |  |  |  | Energy sensor | Y4 |  |  |  | MC033 | County John Creed |  |  | 0 | 0
MC033-B01 | MC033-B01/Y5 | Feedback V 0+10 |  |  |  |  | Energy sensor | Y5 |  |  |  | MC033 | County John Creed |  |  | 0 | 0
MC033-B01 | MC033-B01/Y6 | Feedback V +10-0 |  |  |  |  | Energy sensor | Y6 |  |  |  | MC033 | County John Creed |  |  | 0 | 0
MC033-B01 | MC033-B01/Y7 | Fan Control V |  |  |  |  | Energy sensor | Y7 |  |  |  | MC033 | County John Creed |  |  | 0 | 0
MC033-B01 | MC033-B01/Y8 | Pressure I 10bar |  |  |  |  | Energy sensor | Y8 |  |  |  | MC033 | County John Creed |  |  | 0 | 0
MC033-B01 | MC033-B01/Z1 | HEATING ZONE 1 |  |  |  |  | Energy sensor | Z1 |  |  |  | MC033 | County John Creed |  |  | 0 | 0
MC033-B01 | MC033-B01/Z2 | Dhw Enable |  |  |  |  | Energy sensor | Z2 |  |  |  | MC033 | County John Creed |  |  | 0 | 0
MC033-B01 | MC033-B01/Z3 | Dhw Anti Legionella |  |  |  |  | Energy sensor | Z3 |  |  |  | MC033 | County John Creed |  |  | 0 | 0
MC202-B12 | MC202-B12/~1 | [5 empty] | Energy sensor | ~1 |  |  |  | MC202 | Charles Carter Building |  |  | 0 | 0
MC202-B12 | MC202-B12/~10 | [5 empty] | Energy sensor | ~10 |  |  |  | MC202 | Charles Carter Building |  |  | 0 | 0
MC202-B12 | MC202-B12/~11 | [5 empty] | Energy sensor | ~11 |  |  |  | MC202 | Charles Carter Building |  |  | 0 | 0
MC202-B12 | MC202-B12/~12 | [5 empty] | Energy sensor | ~12 |  |  |  | MC202 | Charles Carter Building |  |  | 0 | 0
MC202-B12 | MC202-B12/~13 | [5 empty] | Energy sensor | ~13 |  |  |  | MC202 | Charles Carter Building |  |  | 0 | 0
MC202-B12 | MC202-B12/~14 | [5 empty] | Energy sensor | ~14 |  |  |  | MC202 | Charles Carter Building |  |  | 0 | 0
MC202-B12 | MC202-B12/~15 | [5 empty] | Energy sensor | ~15 |  |  |  | MC202 | Charles Carter Building |  |  | 0 | 0
MC202-B12 | MC202-B12/~16 | [5 empty] | Energy sensor | ~16 |  |  |  | MC202 | Charles Carter Building |  |  | 0 | 0
MC202-B12 | MC202-B12/~17 | [5 empty] | Energy sensor | ~17 |  |  |  | MC202 | Charles Carter Building |  |  | 0 | 0
MC202-B12 | MC202-B12/~18 | [5 empty] | Energy sensor | ~18 |  |  |  | MC202 | Charles Carter Building |  |  | 0 | 0
MC202-B12 | MC202-B12/~19 | [5 empty] | Energy sensor | ~19 |  |  |  | MC202 | Charles Carter Building |  |  | 0 | 0
MC202-B12 | MC202-B12/~2 | [5 empty] | Energy sensor | ~2 |  |  |  | MC202 | Charles Carter Building |  |  | 0 | 0
MC202-B12 | MC202-B12/~20 | [5 empty] | Energy sensor | ~20 |  |  |  | MC202 | Charles Carter Building |  |  | 0 | 0
MC202-B12 | MC202-B12/~21 | [5 empty] | Energy sensor | ~21 |  |  |  | MC202 | Charles Carter Building |  |  | 0 | 0
MC202-B12 | MC202-B12/~22 | [5 empty] | Energy sensor | ~22 |  |  |  | MC202 | Charles Carter Building |  |  | 0 | 0
MC202-B12 | MC202-B12/~23 | [5 empty] | Energy sensor | ~23 |  |  |  | MC202 | Charles Carter Building |  |  | 0 | 0
MC202-B12 | MC202-B12/~24 | [5 empty] | Energy sensor | ~24 |  |  |  | MC202 | Charles Carter Building |  |  | 0 | 0
MC202-B12 | MC202-B12/~25 | [5 empty] | Energy sensor | ~25 |  |  |  | MC202 | Charles Carter Building |  |  | 0 | 0
MC202-B12 | MC202-B12/~26 | [5 empty] | Energy sensor | ~26 |  |  |  | MC202 | Charles Carter Building |  |  | 0 | 0
MC202-B12 | MC202-B12/~27 | [5 empty] | Energy sensor | ~27 |  |  |  | MC202 | Charles Carter Building |  |  | 0 | 0
MC202-B12 | MC202-B12/~28 | [5 empty] | Energy sensor | ~28 |  |  |  | MC202 | Charles Carter Building |  |  | 0 | 0
MC202-B12 | MC202-B12/~29 | [5 empty] | Energy sensor | ~29 |  |  |  | MC202 | Charles Carter Building |  |  | 0 | 0
MC202-B12 | MC202-B12/~3 | [5 empty] | Energy sensor | ~3 |  |  |  | MC202 | Charles Carter Building |  |  | 0 | 0
MC202-B12 | MC202-B12/~30 | [5 empty] | Energy sensor | ~30 |  |  |  | MC202 | Charles Carter Building |  |  | 0 | 0
MC202-B12 | MC202-B12/~31 | [5 empty] | Energy sensor | ~31 |  |  |  | MC202 | Charles Carter Building |  |  | 0 | 0
MC202-B12 | MC202-B12/~32 | [5 empty] | Energy sensor | ~32 |  |  |  | MC202 | Charles Carter Building |  |  | 0 | 0
MC202-B12 | MC202-B12/~33 | [5 empty] | Energy sensor | ~33 |  |  |  | MC202 | Charles Carter Building |  |  | 0 | 0
MC202-B12 | MC202-B12/~34 | [5 empty] | Energy sensor | ~34 |  |  |  | MC202 | Charles Carter Building |  |  | 0 | 0
MC202-B12 | MC202-B12/~35 | [5 empty] | Energy sensor | ~35 |  |  |  | MC202 | Charles Carter Building |  |  | 0 | 0
MC202-B12 | MC202-B12/~36 | [5 empty] | Energy sensor | ~36 |  |  |  | MC202 | Charles Carter Building |  |  | 0 | 0
MC202-B12 | MC202-B12/~37 | [5 empty] | Energy sensor | ~37 |  |  |  | MC202 | Charles Carter Building |  |  | 0 | 0
MC202-B12 | MC202-B12/~38 | [5 empty] | Energy sensor | ~38 |  |  |  | MC202 | Charles Carter Building |  |  | 0 | 0
MC202-B12 | MC202-B12/~39 | [5 empty] | Energy sensor | ~39 |  |  |  | MC202 | Charles Carter Building |  |  | 0 | 0
MC202-B12 | MC202-B12/~4 | [5 empty] | Energy sensor | ~4 |  |  |  | MC202 | Charles Carter Building |  |  | 0 | 0
MC202-B12 | MC202-B12/~40 | [5 empty] | Energy sensor | ~40 |  |  |  | MC202 | Charles Carter Building |  |  | 0 | 0
MC202-B12 | MC202-B12/~41 | [5 empty] | Energy sensor | ~41 |  |  |  | MC202 | Charles Carter Building |  |  | 0 | 0
MC202-B12 | MC202-B12/~42 | [5 empty] | Energy sensor | ~42 |  |  |  | MC202 | Charles Carter Building |  |  | 0 | 0
MC202-B12 | MC202-B12/~43 | [5 empty] | Energy sensor | ~43 |  |  |  | MC202 | Charles Carter Building |  |  | 0 | 0
MC202-B12 | MC202-B12/~44 | [5 empty] | Energy sensor | ~44 |  |  |  | MC202 | Charles Carter Building |  |  | 0 | 0
MC202-B12 | MC202-B12/~45 | [5 empty] | Energy sensor | ~45 |  |  |  | MC202 | Charles Carter Building |  |  | 0 | 0
MC202-B12 | MC202-B12/~46 | Adjustments (knobs) |  |  |  |  | Energy sensor | ~46 |  |  |  | MC202 | Charles Carter Building |  |  | 0 | 0
MC202-B12 | MC202-B12/~47 | Adjustments (switches) |  |  |  |  | Energy sensor | ~47 |  |  |  | MC202 | Charles Carter Building |  |  | 0 | 0
MC202-B12 | MC202-B12/~48 | [5 empty] | Energy sensor | ~48 |  |  |  | MC202 | Charles Carter Building |  |  | 0 | 0
MC202-B12 | MC202-B12/~49 | [5 empty] | Energy sensor | ~49 |  |  |  | MC202 | Charles Carter Building |  |  | 0 | 0
MC202-B12 | MC202-B12/~5 | [5 empty] | Energy sensor | ~5 |  |  |  | MC202 | Charles Carter Building |  |  | 0 | 0
MC202-B12 | MC202-B12/~50 | [5 empty] | Energy sensor | ~50 |  |  |  | MC202 | Charles Carter Building |  |  | 0 | 0
MC202-B12 | MC202-B12/~51 | [5 empty] | Energy sensor | ~51 |  |  |  | MC202 | Charles Carter Building |  |  | 0 | 0
MC202-B12 | MC202-B12/~52 | [5 empty] | Energy sensor | ~52 |  |  |  | MC202 | Charles Carter Building |  |  | 0 | 0
MC202-B12 | MC202-B12/~53 | Adjustments (night cool knobs) |  |  |  |  | Energy sensor | ~53 |  |  |  | MC202 | Charles Carter Building |  |  | 0 | 0
MC202-B12 | MC202-B12/~54 | [5 empty] | Energy sensor | ~54 |  |  |  | MC202 | Charles Carter Building |  |  | 0 | 0
MC202-B12 | MC202-B12/~55 | Adjustments |  |  |  |  | Energy sensor | ~55 |  |  |  | MC202 | Charles Carter Building |  |  | 0 | 0
MC202-B12 | MC202-B12/~56 | Knobs |  |  |  |  | Energy sensor | ~56 |  |  |  | MC202 | Charles Carter Building |  |  | 0 | 0
MC202-B12 | MC202-B12/~57 | Switches |  |  |  |  | Energy sensor | ~57 |  |  |  | MC202 | Charles Carter Building |  |  | 0 | 0
MC202-B12 | MC202-B12/~58 | [5 empty] | Energy sensor | ~58 |  |  |  | MC202 | Charles Carter Building |  |  | 0 | 0
MC202-B12 | MC202-B12/~59 | [5 empty] | Energy sensor | ~59 |  |  |  | MC202 | Charles Carter Building |  |  | 0 | 0
MC202-B12 | MC202-B12/~6 | [5 empty] | Energy sensor | ~6 |  |  |  | MC202 | Charles Carter Building |  |  | 0 | 0
MC202-B12 | MC202-B12/~60 | [5 empty] | Energy sensor | ~60 |  |  |  | MC202 | Charles Carter Building |  |  | 0 | 0
MC202-B12 | MC202-B12/~7 | [5 empty] | Energy sensor | ~7 |  |  |  | MC202 | Charles Carter Building |  |  | 0 | 0
MC202-B12 | MC202-B12/~8 | [5 empty] | Energy sensor | ~8 |  |  |  | MC202 | Charles Carter Building |  |  | 0 | 0
MC202-B12 | MC202-B12/~9 | [5 empty] | Energy sensor | ~9 |  |  |  | MC202 | Charles Carter Building |  |  | 0 | 0
MC202-B12 | MC202-B12/A14 | Outside air temperature |  |  | Degrees Celsius |  | Energy sensor | A14 |  |  |  | MC202 | Charles Carter Building |  |  | 0 | 0
MC202-B12 | MC202-B12/B1 | Frost from MCP |  |  |  |  | Energy sensor | B1 |  |  |  | MC202 | Charles Carter Building |  |  | 0 | 0
MC202-B12 | MC202-B12/B2 | Remote signals |  |  |  |  | Energy sensor | B2 |  |  |  | MC202 | Charles Carter Building |  |  | 0 | 0
MC202-B12 | MC202-B12/C1 | Virtual CNC 1 |  |  |  |  | Energy sensor | C1 |  |  |  | MC202 | Charles Carter Building |  |  | 0 | 0
MC202-B12 | MC202-B12/D1 | Unit enable and fresh air damper |  |  |  |  | Energy sensor | D1 |  |  |  | MC202 | Charles Carter Building | C5,C6,C7,C8,C9,C10,C11 |  | 0 | 0
MC202-B12 | MC202-B12/D2 | Bypass damper |  |  | 0 = Closed , 1 = Open |  | Energy sensor | D2 |  |  |  | MC202 | Charles Carter Building | C5,C6,C7,C8,C9,C10,C11 |  | 0 | 0
MC202-B12 | MC202-B12/D4 | Heating valve |  |  |  |  | Energy sensor | D4 |  |  |  | MC202 | Charles Carter Building | C5,C6,C7,C8,C9,C10,C11 |  | 0 | 0
MC202-B12 | MC202-B12/D5 | Supply fan speed |  |  | RPM |  | Energy sensor | D5 |  |  |  | MC202 | Charles Carter Building | C5,C6,C7,C8,C9,C10,C11 |  | 0 | 0
MC202-B12 | MC202-B12/D6 | Extract fan speed |  |  | RPM |  | Energy sensor | D6 |  |  |  | MC202 | Charles Carter Building | C5,C6,C7,C8,C9,C10,C11 |  | 0 | 0
MC202-B12 | MC202-B12/e1 | 963 Supervisor |  |  |  |  | Energy sensor | e1 |  |  |  | MC202 | Charles Carter Building |  |  | 0 | 0
MC202-B12 | MC202-B12/F1 | Function 1 |  |  |  |  | Energy sensor | F1 |  |  |  | MC202 | Charles Carter Building |  |  | 0 | 0
MC202-B12 | MC202-B12/F10 | Function 10 |  |  |  |  | Energy sensor | F10 |  |  |  | MC202 | Charles Carter Building |  |  | 0 | 0
MC202-B12 | MC202-B12/F11 | Function 11 |  |  |  |  | Energy sensor | F11 |  |  |  | MC202 | Charles Carter Building |  |  | 0 | 0
MC202-B12 | MC202-B12/F12 | Function 12 |  |  |  |  | Energy sensor | F12 |  |  |  | MC202 | Charles Carter Building |  |  | 0 | 0
MC202-B12 | MC202-B12/F13 | Function 13 |  |  |  |  | Energy sensor | F13 |  |  |  | MC202 | Charles Carter Building |  |  | 0 | 0
MC202-B12 | MC202-B12/F14 | Auto boost setpoint exceeded |  |  |  |  | Energy sensor | F14 |  |  |  | MC202 | Charles Carter Building |  |  | 0 | 0
MC202-B12 | MC202-B12/F15 | Function 15 |  |  |  |  | Energy sensor | F15 |  |  |  | MC202 | Charles Carter Building |  |  | 0 | 0
MC202-B12 | MC202-B12/F16 | Function 16 |  |  |  |  | Energy sensor | F16 |  |  |  | MC202 | Charles Carter Building |  |  | 0 | 0
MC202-B12 | MC202-B12/F17 | Function 17 |  |  |  |  | Energy sensor | F17 |  |  |  | MC202 | Charles Carter Building |  |  | 0 | 0
MC202-B12 | MC202-B12/F18 | Function 18 |  |  |  |  | Energy sensor | F18 |  |  |  | MC202 | Charles Carter Building |  |  | 0 | 0
MC202-B12 | MC202-B12/F19 | Supply fan speed |  |  | RPM |  | Energy sensor | F19 |  |  |  | MC202 | Charles Carter Building |  |  | 0 | 0
MC202-B12 | MC202-B12/F2 | Function 2 |  |  |  |  | Energy sensor | F2 |  |  |  | MC202 | Charles Carter Building |  |  | 0 | 0
MC202-B12 | MC202-B12/F20 | Function 20 |  |  |  |  | Energy sensor | F20 |  |  |  | MC202 | Charles Carter Building |  |  | 0 | 0
MC202-B12 | MC202-B12/F21 | Function 21 |  |  |  |  | Energy sensor | F21 |  |  |  | MC202 | Charles Carter Building |  |  | 0 | 0
MC202-B12 | MC202-B12/F22 | Function 22 |  |  |  |  | Energy sensor | F22 |  |  |  | MC202 | Charles Carter Building |  |  | 0 | 0
MC202-B12 | MC202-B12/F23 | Function 23 |  |  |  |  | Energy sensor | F23 |  |  |  | MC202 | Charles Carter Building |  |  | 0 | 0
MC202-B12 | MC202-B12/F24 | Function 24 |  |  |  |  | Energy sensor | F24 |  |  |  | MC202 | Charles Carter Building |  |  | 0 | 0
MC202-B12 | MC202-B12/F25 | Function 25 |  |  |  |  | Energy sensor | F25 |  |  |  | MC202 | Charles Carter Building |  |  | 0 | 0
MC202-B12 | MC202-B12/F26 | Function 26 |  |  |  |  | Energy sensor | F26 |  |  |  | MC202 | Charles Carter Building |  |  | 0 | 0
MC202-B12 | MC202-B12/F27 | Function 27 |  |  |  |  | Energy sensor | F27 |  |  |  | MC202 | Charles Carter Building |  |  | 0 | 0
MC202-B12 | MC202-B12/F28 | Function 28 |  |  |  |  | Energy sensor | F28 |  |  |  | MC202 | Charles Carter Building |  |  | 0 | 0
MC202-B12 | MC202-B12/F29 | Full Fresh Air [Clg] |  |  |  |  | Energy sensor | F29 |  |  |  | MC202 | Charles Carter Building |  |  | 0 | 0
MC202-B12 | MC202-B12/F3 | Function 3 |  |  |  |  | Energy sensor | F3 |  |  |  | MC202 | Charles Carter Building |  |  | 0 | 0
MC202-B12 | MC202-B12/F30 | Function 30 |  |  |  |  | Energy sensor | F30 |  |  |  | MC202 | Charles Carter Building |  |  | 0 | 0
MC202-B12 | MC202-B12/F31 | Function 31 |  |  |  |  | Energy sensor | F31 |  |  |  | MC202 | Charles Carter Building |  |  | 0 | 0
MC202-B12 | MC202-B12/F32 | Function 32 |  |  |  |  | Energy sensor | F32 |  |  |  | MC202 | Charles Carter Building |  |  | 0 | 0
MC202-B12 | MC202-B12/F33 | Function 33 |  |  |  |  | Energy sensor | F33 |  |  |  | MC202 | Charles Carter Building |  |  | 0 | 0
MC202-B12 | MC202-B12/F34 | Function 34 |  |  |  |  | Energy sensor | F34 |  |  |  | MC202 | Charles Carter Building |  |  | 0 | 0
MC202-B12 | MC202-B12/F35 | Function 35 |  |  |  |  | Energy sensor | F35 |  |  |  | MC202 | Charles Carter Building |  |  | 0 | 0
MC202-B12 | MC202-B12/F36 | Function 36 |  |  |  |  | Energy sensor | F36 |  |  |  | MC202 | Charles Carter Building |  |  | 0 | 0
MC202-B12 | MC202-B12/F37 | Function 37 |  |  |  |  | Energy sensor | F37 |  |  |  | MC202 | Charles Carter Building |  |  | 0 | 0
MC202-B12 | MC202-B12/F38 | Function 38 |  |  |  |  | Energy sensor | F38 |  |  |  | MC202 | Charles Carter Building |  |  | 0 | 0
MC202-B12 | MC202-B12/F39 | Extract fan speed |  |  | RPM |  | Energy sensor | F39 |  |  |  | MC202 | Charles Carter Building |  |  | 0 | 0
MC202-B12 | MC202-B12/F4 | Function 4 |  |  |  |  | Energy sensor | F4 |  |  |  | MC202 | Charles Carter Building |  |  | 0 | 0
MC202-B12 | MC202-B12/F40 | Function 40 |  |  |  |  | Energy sensor | F40 |  |  |  | MC202 | Charles Carter Building |  |  | 0 | 0
MC202-B12 | MC202-B12/F41 | Function 41 |  |  |  |  | Energy sensor | F41 |  |  |  | MC202 | Charles Carter Building |  |  | 0 | 0
MC202-B12 | MC202-B12/F42 | Function 42 |  |  |  |  | Energy sensor | F42 |  |  |  | MC202 | Charles Carter Building |  |  | 0 | 0
MC202-B12 | MC202-B12/F43 | Function 43 |  |  |  |  | Energy sensor | F43 |  |  |  | MC202 | Charles Carter Building |  |  | 0 | 0
MC202-B12 | MC202-B12/F44 | Function 44 |  |  |  |  | Energy sensor | F44 |  |  |  | MC202 | Charles Carter Building |  |  | 0 | 0
MC202-B12 | MC202-B12/F45 | Function 45 |  |  |  |  | Energy sensor | F45 |  |  |  | MC202 | Charles Carter Building |  |  | 0 | 0
MC202-B12 | MC202-B12/F47 | Function 47 |  |  |  |  | Energy sensor | F47 |  |  |  | MC202 | Charles Carter Building |  |  | 0 | 0
MC202-B12 | MC202-B12/F48 | Function 48 |  |  |  |  | Energy sensor | F48 |  |  |  | MC202 | Charles Carter Building |  |  | 0 | 0
MC202-B12 | MC202-B12/F6 | Function 6 |  |  |  |  | Energy sensor | F6 |  |  |  | MC202 | Charles Carter Building |  |  | 0 | 0
MC202-B12 | MC202-B12/F7 | Function 7 |  |  |  |  | Energy sensor | F7 |  |  |  | MC202 | Charles Carter Building |  |  | 0 | 0
MC202-B12 | MC202-B12/F8 | Fan speed (heating) |  |  |  |  | Energy sensor | F8 |  |  |  | MC202 | Charles Carter Building |  |  | 0 | 0
MC202-B12 | MC202-B12/F9 | Function 9 |  |  |  |  | Energy sensor | F9 |  |  |  | MC202 | Charles Carter Building |  |  | 0 | 0
MC202-B12 | MC202-B12/G1 | Logic 1 |  |  |  |  | Energy sensor | G1 |  |  |  | MC202 | Charles Carter Building |  |  | 0 | 0
MC202-B12 | MC202-B12/G10 | Logic 10 |  |  |  |  | Energy sensor | G10 |  |  |  | MC202 | Charles Carter Building |  |  | 0 | 0
MC202-B12 | MC202-B12/G11 | Logic 11 |  |  |  |  | Energy sensor | G11 |  |  |  | MC202 | Charles Carter Building |  |  | 0 | 0
MC202-B12 | MC202-B12/G12 | Logic 12 |  |  |  |  | Energy sensor | G12 |  |  |  | MC202 | Charles Carter Building |  |  | 0 | 0
MC202-B12 | MC202-B12/G13 | Logic 13 |  |  |  |  | Energy sensor | G13 |  |  |  | MC202 | Charles Carter Building |  |  | 0 | 0
MC202-B12 | MC202-B12/G14 | Boost mode |  |  |  |  | Energy sensor | G14 |  |  |  | MC202 | Charles Carter Building |  |  | 0 | 0
MC202-B12 | MC202-B12/G15 | Logic 15 |  |  |  |  | Energy sensor | G15 |  |  |  | MC202 | Charles Carter Building |  |  | 0 | 0
MC202-B12 | MC202-B12/G16 | Logic 16 |  |  |  |  | Energy sensor | G16 |  |  |  | MC202 | Charles Carter Building |  |  | 0 | 0
MC202-B12 | MC202-B12/G17 | Occ Htg SP Achieved [Full FA] |  |  |  |  | Energy sensor | G17 |  |  |  | MC202 | Charles Carter Building |  |  | 0 | 0
MC202-B12 | MC202-B12/G18 | Logic 18 |  |  |  |  | Energy sensor | G18 |  |  |  | MC202 | Charles Carter Building |  |  | 0 | 0
MC202-B12 | MC202-B12/G19 | Logic 19 |  |  |  |  | Energy sensor | G19 |  |  |  | MC202 | Charles Carter Building |  |  | 0 | 0
MC202-B12 | MC202-B12/G2 | Logic 2 |  |  |  |  | Energy sensor | G2 |  |  |  | MC202 | Charles Carter Building |  |  | 0 | 0
MC202-B12 | MC202-B12/G20 | Logic 20 |  |  |  |  | Energy sensor | G20 |  |  |  | MC202 | Charles Carter Building |  |  | 0 | 0
MC202-B12 | MC202-B12/G21 | Logic 21 |  |  |  |  | Energy sensor | G21 |  |  |  | MC202 | Charles Carter Building |  |  | 0 | 0
MC202-B12 | MC202-B12/G22 | Logic 22 |  |  |  |  | Energy sensor | G22 |  |  |  | MC202 | Charles Carter Building |  |  | 0 | 0
MC202-B12 | MC202-B12/G23 | Logic 23 |  |  |  |  | Energy sensor | G23 |  |  |  | MC202 | Charles Carter Building |  |  | 0 | 0
MC202-B12 | MC202-B12/G24 | Bypass damper control |  |  | 0 = Closed , 1 = Open |  | Energy sensor | G24 |  |  |  | MC202 | Charles Carter Building |  |  | 0 | 0
MC202-B12 | MC202-B12/G25 | Logic 25 |  |  |  |  | Energy sensor | G25 |  |  |  | MC202 | Charles Carter Building |  |  | 0 | 0
MC202-B12 | MC202-B12/G26 | Supply fan max speed |  |  | RPM |  | Energy sensor | G26 |  |  |  | MC202 | Charles Carter Building |  |  | 0 | 0
MC202-B12 | MC202-B12/G27 | Logic 27 |  |  |  |  | Energy sensor | G27 |  |  |  | MC202 | Charles Carter Building |  |  | 0 | 0
MC202-B12 | MC202-B12/G28 | Logic 28 |  |  |  |  | Energy sensor | G28 |  |  |  | MC202 | Charles Carter Building |  |  | 0 | 0
MC202-B12 | MC202-B12/G29 | Logic 29 |  |  |  |  | Energy sensor | G29 |  |  |  | MC202 | Charles Carter Building |  |  | 0 | 0
MC202-B12 | MC202-B12/G3 | Logic 3 |  |  |  |  | Energy sensor | G3 |  |  |  | MC202 | Charles Carter Building |  |  | 0 | 0
MC202-B12 | MC202-B12/G30 | Logic 30 |  |  |  |  | Energy sensor | G30 |  |  |  | MC202 | Charles Carter Building |  |  | 0 | 0
MC202-B12 | MC202-B12/G31 | Logic 31 |  |  |  |  | Energy sensor | G31 |  |  |  | MC202 | Charles Carter Building |  |  | 0 | 0
MC202-B12 | MC202-B12/G32 | Logic 32 |  |  |  |  | Energy sensor | G32 |  |  |  | MC202 | Charles Carter Building |  |  | 0 | 0
MC202-B12 | MC202-B12/G33 | Logic 33 |  |  |  |  | Energy sensor | G33 |  |  |  | MC202 | Charles Carter Building |  |  | 0 | 0
MC202-B12 | MC202-B12/G34 | Logic 34 |  |  |  |  | Energy sensor | G34 |  |  |  | MC202 | Charles Carter Building |  |  | 0 | 0
MC202-B12 | MC202-B12/G35 | Remote night cooling available |  |  | 0 = No, 1 = Yes |  | Energy sensor | G35 |  |  |  | MC202 | Charles Carter Building |  |  | 0 | 0
MC202-B12 | MC202-B12/G36 | Logic 36 |  |  |  |  | Energy sensor | G36 |  |  |  | MC202 | Charles Carter Building |  |  | 0 | 0
MC202-B12 | MC202-B12/G37 | Logic 37 |  |  |  |  | Energy sensor | G37 |  |  |  | MC202 | Charles Carter Building |  |  | 0 | 0
MC202-B12 | MC202-B12/G38 | Logic 38 |  |  |  |  | Energy sensor | G38 |  |  |  | MC202 | Charles Carter Building |  |  | 0 | 0
MC202-B12 | MC202-B12/G4 | Logic 4 |  |  |  |  | Energy sensor | G4 |  |  |  | MC202 | Charles Carter Building |  |  | 0 | 0
MC202-B12 | MC202-B12/G5 | Timeclock enable |  |  | 0 = No, 1 = Yes |  | Energy sensor | G5 |  |  |  | MC202 | Charles Carter Building |  |  | 0 | 0
MC202-B12 | MC202-B12/G6 | Class vent required |  |  | 0 = No, 1 = Yes |  | Energy sensor | G6 |  |  |  | MC202 | Charles Carter Building |  |  | 0 | 0
MC202-B12 | MC202-B12/G7 | Logic 7 |  |  |  |  | Energy sensor | G7 |  |  |  | MC202 | Charles Carter Building |  |  | 0 | 0
MC202-B12 | MC202-B12/G8 | Logic 8 |  |  |  |  | Energy sensor | G8 |  |  |  | MC202 | Charles Carter Building |  |  | 0 | 0
MC202-B12 | MC202-B12/G9 | Class vent enable |  |  | 0 = No, 1 = Yes |  | Energy sensor | G9 |  |  |  | MC202 | Charles Carter Building |  |  | 0 | 0
MC202-B12 | MC202-B12/I1 | Forced Cooling Required |  |  |  |  | Energy sensor | I1 |  |  |  | MC202 | Charles Carter Building | D02b,D02a |  | 0 | 0
MC202-B12 | MC202-B12/I11 | Filter dirty |  |  | 0 = No, 1 = Yes |  | Energy sensor | I11 |  |  |  | MC202 | Charles Carter Building | C5,C6,C7,C8,C9,C10,C11 |  | 0 | 0
MC202-B12 | MC202-B12/I12 | Supply fan inverter status |  |  |  |  | Energy sensor | I12 |  |  |  | MC202 | Charles Carter Building | C5,C6,C7,C8,C9,C10,C11 |  | 0 | 0
MC202-B12 | MC202-B12/I13 | Extract fan inverter status |  |  |  |  | Energy sensor | I13 |  |  |  | MC202 | Charles Carter Building | C5,C6,C7,C8,C9,C10,C11 |  | 0 | 0
MC202-B12 | MC202-B12/I14 | Condensate pump alarm |  |  | 0 = No, 1 = Yes |  | Energy sensor | I14 |  |  |  | MC202 | Charles Carter Building | C5,C6,C7,C8,C9,C10,C11 |  | 0 | 0
MC202-B12 | MC202-B12/I15 | Unit occupancy |  |  |  |  | Energy sensor | I15 |  |  |  | MC202 | Charles Carter Building | C5,C6,C7,C8,C9,C10,C11 |  | 0 | 0
MC202-B12 | MC202-B12/I16 | Room frost protection |  |  |  |  | Energy sensor | I16 |  |  |  | MC202 | Charles Carter Building | C5,C6,C7,C8,C9,C10,C11 |  | 0 | 0
MC202-B12 | MC202-B12/I17 | Staff boost mode |  |  | 0 = Off, 1 = On |  | Energy sensor | I17 |  |  |  | MC202 | Charles Carter Building | C5,C6,C7,C8,C9,C10,C11 |  | 0 | 0
MC202-B12 | MC202-B12/I18 | Auto boost mode |  |  | 0 = Off, 1 = On |  | Energy sensor | I18 |  |  |  | MC202 | Charles Carter Building | C5,C6,C7,C8,C9,C10,C11 |  | 0 | 0
MC202-B12 | MC202-B12/I19 | Night cooling |  |  | 0 = Off, 1 = On |  | Energy sensor | I19 |  |  |  | MC202 | Charles Carter Building | C5,C6,C7,C8,C9,C10,C11 |  | 0 | 0
MC202-B12 | MC202-B12/I20 | Full fresh air |  |  | 0 = Off, 1 = On |  | Energy sensor | I20 |  |  |  | MC202 | Charles Carter Building | C5,C6,C7,C8,C9,C10,C11 |  | 0 | 0
MC202-B12 | MC202-B12/I21 | Open bypass damper |  |  | 0 = Closed , 1 = Open |  | Energy sensor | I21 |  |  |  | MC202 | Charles Carter Building | C5,C6,C7,C8,C9,C10,C11 |  | 0 | 0
MC202-B12 | MC202-B12/I22 | Unit freeze protection |  |  |  |  | Energy sensor | I22 |  |  |  | MC202 | Charles Carter Building | C5,C6,C7,C8,C9,C10,C11 |  | 0 | 0
MC202-B12 | MC202-B12/I23 | Supply fan fault |  |  | 0 = No, 1 = Yes |  | Energy sensor | I23 |  |  |  | MC202 | Charles Carter Building | C5,C6,C7,C8,C9,C10,C11 |  | 0 | 0
MC202-B12 | MC202-B12/I24 | Extract fan fault |  |  | 0 = No, 1 = Yes |  | Energy sensor | I24 |  |  |  | MC202 | Charles Carter Building | C5,C6,C7,C8,C9,C10,C11 |  | 0 | 0
MC202-B12 | MC202-B12/I25 | Class vent enable |  |  | 0 = Off, 1 = On |  | Energy sensor | I25 |  |  |  | MC202 | Charles Carter Building | C5,C6,C7,C8,C9,C10,C11 |  | 0 | 0
MC202-B12 | MC202-B12/I30 | Common fault signal |  |  | 0 = No fault, 1 = Fault |  | Energy sensor | I30 |  |  |  | MC202 | Charles Carter Building | C5,C6,C7,C8,C9,C10,C11 |  | 0 | 0
MC202-B12 | MC202-B12/I5 | On-Off selector |  |  | 0 = Off, 1 = On |  | Energy sensor | I5 |  |  |  | MC202 | Charles Carter Building | C5,C6,C7,C8,C9,C10,C11 |  | 0 | 0
MC202-B12 | MC202-B12/I6 | Frost thermostat trip |  |  |  |  | Energy sensor | I6 |  |  |  | MC202 | Charles Carter Building | C5,C6,C7,C8,C9,C10,C11 |  | 0 | 0
MC202-B12 | MC202-B12/K1 | Spare |  |  |  |  | Energy sensor | K1 |  |  |  | MC202 | Charles Carter Building | C5,C6,C7,C8,C9,C10,C11 |  | 0 | 0
MC202-B12 | MC202-B12/K10 | Extract fan min speed |  |  | RPM |  | Energy sensor | K10 |  |  |  | MC202 | Charles Carter Building | C5,C6,C7,C8,C9,C10,C11 |  | 0 | 0
MC202-B12 | MC202-B12/K11 | Extract fan max speed |  |  | RPM |  | Energy sensor | K11 |  |  |  | MC202 | Charles Carter Building | C5,C6,C7,C8,C9,C10,C11 |  | 0 | 0
MC202-B12 | MC202-B12/K12 | Spare |  |  |  |  | Energy sensor | K12 |  |  |  | MC202 | Charles Carter Building | C5,C6,C7,C8,C9,C10,C11 |  | 0 | 0
MC202-B12 | MC202-B12/K14 | Occupancy CO2 level |  |  | Parts per million |  | Energy sensor | K14 |  |  |  | MC202 | Charles Carter Building | C5,C6,C7,C8,C9,C10,C11 |  | 0 | 0
MC202-B12 | MC202-B12/K15 | Outside air night cooling level |  |  | Degrees Celsius |  | Energy sensor | K15 |  |  |  | MC202 | Charles Carter Building | C5,C6,C7,C8,C9,C10,C11 |  | 0 | 0
MC202-B12 | MC202-B12/K16 | Supply air high limit |  |  |  |  | Energy sensor | K16 |  |  |  | MC202 | Charles Carter Building | C5,C6,C7,C8,C9,C10,C11 |  | 0 | 0
MC202-B12 | MC202-B12/K17 | Supply fan minimum speed |  |  | RPM |  | Energy sensor | K17 |  |  |  | MC202 | Charles Carter Building | C5,C6,C7,C8,C9,C10,C11 |  | 0 | 0
MC202-B12 | MC202-B12/K18 | Supply fan max speed |  |  | RPM |  | Energy sensor | K18 |  |  |  | MC202 | Charles Carter Building | C5,C6,C7,C8,C9,C10,C11 |  | 0 | 0
MC202-B12 | MC202-B12/K19 | Supply fan startup speed |  |  | RPM |  | Energy sensor | K19 |  |  |  | MC202 | Charles Carter Building | C5,C6,C7,C8,C9,C10,C11 |  | 0 | 0
MC202-B12 | MC202-B12/K2 | Unit freeze protection |  |  |  |  | Energy sensor | K2 |  |  |  | MC202 | Charles Carter Building | C5,C6,C7,C8,C9,C10,C11 |  | 0 | 0
MC202-B12 | MC202-B12/K20 | Extract fan startup speed |  |  | RPM |  | Energy sensor | K20 |  |  |  | MC202 | Charles Carter Building | C5,C6,C7,C8,C9,C10,C11 |  | 0 | 0
MC202-B12 | MC202-B12/K21 | Night time cooling supply fan speed |  |  | RPM |  | Energy sensor | K21 |  |  |  | MC202 | Charles Carter Building | C5,C6,C7,C8,C9,C10,C11 |  | 0 | 0
MC202-B12 | MC202-B12/K22 | Night time cooling extract fan speed |  |  | RPM |  | Energy sensor | K22 |  |  |  | MC202 | Charles Carter Building | C5,C6,C7,C8,C9,C10,C11 |  | 0 | 0
MC202-B12 | MC202-B12/K23 | Night time cool temperature setpoint |  |  | Degrees Celsius |  | Energy sensor | K23 |  |  |  | MC202 | Charles Carter Building | C5,C6,C7,C8,C9,C10,C11 |  | 0 | 0
MC202-B12 | MC202-B12/K24 | Night cooling supply air low limit |  |  |  |  | Energy sensor | K24 |  |  |  | MC202 | Charles Carter Building | C5,C6,C7,C8,C9,C10,C11 |  | 0 | 0
MC202-B12 | MC202-B12/K3 | Room frost protection |  |  |  |  | Energy sensor | K3 |  |  |  | MC202 | Charles Carter Building | C5,C6,C7,C8,C9,C10,C11 |  | 0 | 0
MC202-B12 | MC202-B12/K4 | Spare |  |  |  |  | Energy sensor | K4 |  |  |  | MC202 | Charles Carter Building | C5,C6,C7,C8,C9,C10,C11 |  | 0 | 0
MC202-B12 | MC202-B12/K5 | Occupancy heating temperature setpoint |  |  | Degrees Celsius |  | Energy sensor | K5 |  |  |  | MC202 | Charles Carter Building | C5,C6,C7,C8,C9,C10,C11 |  | 0 | 0
MC202-B12 | MC202-B12/K6 | OccupancyClgTempSP |  |  | Degrees Celsius |  | Energy sensor | K6 |  |  |  | MC202 | Charles Carter Building | C5,C6,C7,C8,C9,C10,C11 |  | 0 | 0
MC202-B12 | MC202-B12/K7 | Free cooling temperature setpoint |  |  | Degrees Celsius |  | Energy sensor | K7 |  |  |  | MC202 | Charles Carter Building | C5,C6,C7,C8,C9,C10,C11 |  | 0 | 0
MC202-B12 | MC202-B12/K8 | Spare |  |  |  |  | Energy sensor | K8 |  |  |  | MC202 | Charles Carter Building | C5,C6,C7,C8,C9,C10,C11 |  | 0 | 0
MC202-B12 | MC202-B12/K9 | Supply air low limit |  |  |  |  | Energy sensor | K9 |  |  |  | MC202 | Charles Carter Building | C5,C6,C7,C8,C9,C10,C11 |  | 0 | 0
MC202-B12 | MC202-B12/L1 | Loop 1 |  |  |  |  | Energy sensor | L1 |  |  |  | MC202 | Charles Carter Building | C5,C6,C7,C8,C9,C10,C11 |  | 0 | 0
MC202-B12 | MC202-B12/L2 | Supply air low limit |  |  |  |  | Energy sensor | L2 |  |  |  | MC202 | Charles Carter Building | C5,C6,C7,C8,C9,C10,C11 |  | 0 | 0
MC202-B12 | MC202-B12/L3 | Fan Speed [CO2] |  |  |  |  | Energy sensor | L3 |  |  |  | MC202 | Charles Carter Building | C5,C6,C7,C8,C9,C10,C11 |  | 0 | 0
MC202-B12 | MC202-B12/L4 | Fan Speed [Clg] |  |  |  |  | Energy sensor | L4 |  |  |  | MC202 | Charles Carter Building | C5,C6,C7,C8,C9,C10,C11 |  | 0 | 0
MC202-B12 | MC202-B12/L5 | Loop 5 |  |  |  |  | Energy sensor | L5 |  |  |  | MC202 | Charles Carter Building | C5,C6,C7,C8,C9,C10,C11 |  | 0 | 0
MC202-B12 | MC202-B12/L6 | Loop 6 |  |  |  |  | Energy sensor | L6 |  |  |  | MC202 | Charles Carter Building | C5,C6,C7,C8,C9,C10,C11 |  | 0 | 0
MC202-B12 | MC202-B12/N1 | IC Comms 1 |  |  |  |  | Energy sensor | N1 |  |  |  | MC202 | Charles Carter Building |  |  | 0 | 0
MC202-B12 | MC202-B12/n1 | Watersidevent |  |  |  |  | Energy sensor | n1 |  |  |  | MC202 | Charles Carter Building |  |  | 0 | 0
MC202-B12 | MC202-B12/N2 | IC Comms 2 |  |  |  |  | Energy sensor | N2 |  |  |  | MC202 | Charles Carter Building |  |  | 0 | 0
MC202-B12 | MC202-B12/o1 | Alarm Route 1 |  |  |  |  | Energy sensor | o1 |  |  |  | MC202 | Charles Carter Building |  |  | 0 | 0
MC202-B12 | MC202-B12/P1 | Supply air temperature |  |  | Degrees Celsius |  | Energy sensor | P1 |  |  |  | MC202 | Charles Carter Building |  |  | 0 | 0
MC202-B12 | MC202-B12/P11 | Class vent heating demand |  |  |  |  | Energy sensor | P11 |  |  |  | MC202 | Charles Carter Building |  |  | 0 | 0
MC202-B12 | MC202-B12/P12 | Supply fan speed |  |  | RPM |  | Energy sensor | P12 |  |  |  | MC202 | Charles Carter Building |  |  | 0 | 0
MC202-B12 | MC202-B12/P13 | Extract fan speed |  |  | RPM |  | Energy sensor | P13 |  |  |  | MC202 | Charles Carter Building |  |  | 0 | 0
MC202-B12 | MC202-B12/P14 | Outside air temperature |  |  | Degrees Celsius |  | Energy sensor | P14 |  |  |  | MC202 | Charles Carter Building |  |  | 0 | 0
MC202-B12 | MC202-B12/P15 | Bypass damper |  |  | 0 = Closed , 1 = Open |  | Energy sensor | P15 |  |  |  | MC202 | Charles Carter Building |  |  | 0 | 0
MC202-B12 | MC202-B12/P2 | Return temperature |  |  | Degrees Celsius |  | Energy sensor | P2 |  |  |  | MC202 | Charles Carter Building |  |  | 0 | 0
MC202-B12 | MC202-B12/P3 | Extract CO2 level |  |  | Parts per million |  | Energy sensor | P3 |  |  |  | MC202 | Charles Carter Building |  |  | 0 | 0
MC202-B12 | MC202-B12/P4 | DIM Module |  |  |  |  | Energy sensor | P4 |  |  |  | MC202 | Charles Carter Building |  |  | 0 | 0
MC202-B12 | MC202-B12/P5 | Common fault signal |  |  | 0 = No fault, 1 = Fault |  | Energy sensor | P5 |  |  |  | MC202 | Charles Carter Building |  |  | 0 | 0
MC202-B12 | MC202-B12/P6 | Common fault signal |  |  | 0 = No fault, 1 = Fault |  | Energy sensor | P6 |  |  |  | MC202 | Charles Carter Building |  |  | 0 | 0
MC202-B12 | MC202-B12/Q1 | Sequence Table 1 |  |  |  |  | Energy sensor | Q1 |  |  |  | MC202 | Charles Carter Building |  |  | 0 | 0
MC202-B12 | MC202-B12/S1 | Supply air temperature |  |  | Degrees Celsius |  | Energy sensor | S1 |  |  |  | MC202 | Charles Carter Building | C5,C6,C7,C8,C9,C10,C11 |  | 0 | 0
MC202-B12 | MC202-B12/S11 | Class vent heating demand |  |  |  |  | Energy sensor | S11 |  |  |  | MC202 | Charles Carter Building | C5,C6,C7,C8,C9,C10,C11 |  | 0 | 0
MC202-B12 | MC202-B12/S12 | Supply fan speed |  |  | RPM |  | Energy sensor | S12 |  |  |  | MC202 | Charles Carter Building | C5,C6,C7,C8,C9,C10,C11 |  | 0 | 0
MC202-B12 | MC202-B12/S13 | Extract fan speed |  |  | RPM |  | Energy sensor | S13 |  |  |  | MC202 | Charles Carter Building | C5,C6,C7,C8,C9,C10,C11 |  | 0 | 0
MC202-B12 | MC202-B12/S14 | Outside air temperature |  |  | Degrees Celsius |  | Energy sensor | S14 |  |  |  | MC202 | Charles Carter Building | C5,C6,C7,C8,C9,C10,C11 |  | 0 | 0
MC202-B12 | MC202-B12/S15 | Bypass damper |  |  | 0 = Closed , 1 = Open |  | Energy sensor | S15 |  |  |  | MC202 | Charles Carter Building | C5,C6,C7,C8,C9,C10,C11 |  | 0 | 0
MC202-B12 | MC202-B12/S2 | Return temperature |  |  | Degrees Celsius |  | Energy sensor | S2 |  |  |  | MC202 | Charles Carter Building | C5,C6,C7,C8,C9,C10,C11 |  | 0 | 0
MC202-B12 | MC202-B12/S3 | Extract CO2 level |  |  | Parts per million |  | Energy sensor | S3 |  |  |  | MC202 | Charles Carter Building | C5,C6,C7,C8,C9,C10,C11 |  | 0 | 0
MC202-B12 | MC202-B12/S4 | DIM Module |  |  |  |  | Energy sensor | S4 |  |  |  | MC202 | Charles Carter Building | C5,C6,C7,C8,C9,C10,C11 |  | 0 | 0
MC202-B12 | MC202-B12/V1 | [5 empty] | Energy sensor | V1 |  |  |  | MC202 | Charles Carter Building |  |  | 0 | 0
MC202-B12 | MC202-B12/W2 | Commissioning mode |  |  | 0 = Off, 1 = On |  | Energy sensor | W2 |  |  |  | MC202 | Charles Carter Building | C5,C6,C7,C8,C9,C10,C11 |  | 0 | 0
MC202-B12 | MC202-B12/W3 | Enable boost mode |  |  | 0 = Off, 1 = On |  | Energy sensor | W3 |  |  |  | MC202 | Charles Carter Building | C5,C6,C7,C8,C9,C10,C11 |  | 0 | 0
MC202-B12 | MC202-B12/W4 | Freeze protection reset |  |  | 0 = Off, 1 = On |  | Energy sensor | W4 |  |  |  | MC202 | Charles Carter Building | C5,C6,C7,C8,C9,C10,C11 |  | 0 | 0
MC202-B12 | MC202-B12/W5 | Enable alarms |  |  | 0 = Off, 1 = On |  | Energy sensor | W5 |  |  |  | MC202 | Charles Carter Building | C5,C6,C7,C8,C9,C10,C11 |  | 0 | 0
MC202-B12 | MC202-B12/W6 | Manual off |  |  |  |  | Energy sensor | W6 |  |  |  | MC202 | Charles Carter Building | C5,C6,C7,C8,C9,C10,C11 |  | 0 | 0
MC202-B12 | MC202-B12/Y1 | Trend Thermistor |  |  |  |  | Energy sensor | Y1 |  |  |  | MC202 | Charles Carter Building |  |  | 0 | 0
MC202-B12 | MC202-B12/Y2 | CO2 V |  |  |  |  | Energy sensor | Y2 |  |  |  | MC202 | Charles Carter Building |  |  | 0 | 0
MC202-B12 | MC202-B12/Y3 | 4DIX V |  |  |  |  | Energy sensor | Y3 |  |  |  | MC202 | Charles Carter Building |  |  | 0 | 0
MC202-B12 | MC202-B12/Z1 | Local time clock |  |  |  |  | Energy sensor | Z1 |  |  |  | MC202 | Charles Carter Building | C5,C6,C7,C8,C9,C10,C11 |  | 0 | 0
MC210-B02 | MC210-B02/A11 | Analogue Node 11 |  |  |  |  | Energy sensor | A11 |  |  |  | MC210 | Engineering Building |  |  | 0 | 0
MC210-B02 | MC210-B02/A21 | Room Frost Value |  |  |  |  | Energy sensor | A21 |  |  |  | MC210 | Engineering Building |  |  | 0 | 0
MC210-B02 | MC210-B02/A22 | Analogue Node 22 |  |  |  |  | Energy sensor | A22 |  |  |  | MC210 | Engineering Building |  |  | 0 | 0
MC210-B02 | MC210-B02/A23 | Analogue Node 23 |  |  |  |  | Energy sensor | A23 |  |  |  | MC210 | Engineering Building |  |  | 0 | 0
MC210-B02 | MC210-B02/A24 | Zone Valves from OS13 |  |  |  |  | Energy sensor | A24 |  |  |  | MC210 | Engineering Building |  |  | 0 | 0
MC210-B02 | MC210-B02/A25 | Damper Dig values from OS13 |  |  |  |  | Energy sensor | A25 |  |  |  | MC210 | Engineering Building |  |  | 0 | 0
MC210-B02 | MC210-B02/C1 | Virtual CNC 1 |  |  |  |  | Energy sensor | C1 |  |  |  | MC210 | Engineering Building |  |  | 0 | 0
MC210-B02 | MC210-B02/D10 | B08 Zone Valves |  |  |  |  | Energy sensor | D10 |  |  |  | MC210 | Engineering Building |  |  | 0 | 0
MC210-B02 | MC210-B02/D11 | B09 Zone Valves |  |  |  |  | Energy sensor | D11 |  |  |  | MC210 | Engineering Building |  |  | 0 | 0
MC210-B02 | MC210-B02/D12 | B10 Zone Valves |  |  |  |  | Energy sensor | D12 |  |  |  | MC210 | Engineering Building |  |  | 0 | 0
MC210-B02 | MC210-B02/D13 | B11 Zone Valves |  |  |  |  | Energy sensor | D13 |  |  |  | MC210 | Engineering Building |  |  | 0 | 0
MC210-B02 | MC210-B02/D14 | B12 Zone Valves |  |  |  |  | Energy sensor | D14 |  |  |  | MC210 | Engineering Building |  |  | 0 | 0
MC210-B02 | MC210-B02/D15 | B13 Zone Valves |  |  |  |  | Energy sensor | D15 |  |  |  | MC210 | Engineering Building |  |  | 0 | 0
MC210-B02 | MC210-B02/D16 | B14 Zone Valves |  |  |  |  | Energy sensor | D16 |  |  |  | MC210 | Engineering Building |  |  | 0 | 0
MC210-B02 | MC210-B02/D17 | B16 Zone Valves |  |  |  |  | Energy sensor | D17 |  |  |  | MC210 | Engineering Building |  |  | 0 | 0
MC210-B02 | MC210-B02/D18 | B17 Zone Valves |  |  |  |  | Energy sensor | D18 |  |  |  | MC210 | Engineering Building |  |  | 0 | 0
MC210-B02 | MC210-B02/D19 | B18 Zone Valves |  |  |  |  | Energy sensor | D19 |  |  |  | MC210 | Engineering Building |  |  | 0 | 0
MC210-B02 | MC210-B02/D20 | B19 Zone Valves |  |  |  |  | Energy sensor | D20 |  |  |  | MC210 | Engineering Building |  |  | 0 | 0
MC210-B02 | MC210-B02/D21 | B01 Zone Valves |  |  |  |  | Energy sensor | D21 |  |  |  | MC210 | Engineering Building |  |  | 0 | 0
MC210-B02 | MC210-B02/D22 | B20 Zone Valves |  |  |  |  | Energy sensor | D22 |  |  |  | MC210 | Engineering Building |  |  | 0 | 0
MC210-B02 | MC210-B02/D23 | B26 Zone Valves |  |  |  |  | Energy sensor | D23 |  |  |  | MC210 | Engineering Building |  |  | 0 | 0
MC210-B02 | MC210-B02/D24 | B29 Zone Valves |  |  |  |  | Energy sensor | D24 |  |  |  | MC210 | Engineering Building |  |  | 0 | 0
MC210-B02 | MC210-B02/D25 | B28 Zone Valves |  |  |  |  | Energy sensor | D25 |  |  |  | MC210 | Engineering Building |  |  | 0 | 0
MC210-B02 | MC210-B02/D26 | C26 Zone Valves |  |  |  |  | Energy sensor | D26 |  |  |  | MC210 | Engineering Building |  |  | 0 | 0
MC210-B02 | MC210-B02/D27 | C28 Htg Valve |  |  |  |  | Energy sensor | D27 |  |  |  | MC210 | Engineering Building |  |  | 0 | 0
MC210-B02 | MC210-B02/D28 | C30 Htg Valve |  |  |  |  | Energy sensor | D28 |  |  |  | MC210 | Engineering Building |  |  | 0 | 0
MC210-B02 | MC210-B02/D29 | C04 Htg Valve |  |  |  |  | Energy sensor | D29 |  |  |  | MC210 | Engineering Building |  |  | 0 | 0
MC210-B02 | MC210-B02/D3 | D30 fresh air MakeUp Damper |  |  |  |  | Energy sensor | D3 |  |  |  | MC210 | Engineering Building |  |  | 0 | 0
MC210-B02 | MC210-B02/D30 | C29a Zone Valves |  |  |  |  | Energy sensor | D30 |  |  |  | MC210 | Engineering Building |  |  | 0 | 0
MC210-B02 | MC210-B02/D31 | CR05 Zone Valves |  |  |  |  | Energy sensor | D31 |  |  |  | MC210 | Engineering Building |  |  | 0 | 0
MC210-B02 | MC210-B02/D32 | C02 Zone Valves |  |  |  |  | Energy sensor | D32 |  |  |  | MC210 | Engineering Building |  |  | 0 | 0
MC210-B02 | MC210-B02/D33 | C07 Zone Valves |  |  |  |  | Energy sensor | D33 |  |  |  | MC210 | Engineering Building |  |  | 0 | 0
MC210-B02 | MC210-B02/D34 | C08 Zone Valves |  |  |  |  | Energy sensor | D34 |  |  |  | MC210 | Engineering Building |  |  | 0 | 0
MC210-B02 | MC210-B02/D35 | C09 Zone Valves |  |  |  |  | Energy sensor | D35 |  |  |  | MC210 | Engineering Building |  |  | 0 | 0
MC210-B02 | MC210-B02/D36 | C10 Zone Valves |  |  |  |  | Energy sensor | D36 |  |  |  | MC210 | Engineering Building |  |  | 0 | 0
MC210-B02 | MC210-B02/D37 | C11 Zone Valves |  |  |  |  | Energy sensor | D37 |  |  |  | MC210 | Engineering Building |  |  | 0 | 0
MC210-B02 | MC210-B02/D38 | C12 Zone Valves |  |  |  |  | Energy sensor | D38 |  |  |  | MC210 | Engineering Building |  |  | 0 | 0
MC210-B02 | MC210-B02/D39 | C13 Zone Valves |  |  |  |  | Energy sensor | D39 |  |  |  | MC210 | Engineering Building |  |  | 0 | 0
MC210-B02 | MC210-B02/D4 | B04 Air Makeup Damper |  |  |  |  | Energy sensor | D4 |  |  |  | MC210 | Engineering Building |  |  | 0 | 0
MC210-B02 | MC210-B02/D40 | C14 Zone Valves |  |  |  |  | Energy sensor | D40 |  |  |  | MC210 | Engineering Building |  |  | 0 | 0
MC210-B02 | MC210-B02/D41 | C15 Zone Valves |  |  |  |  | Energy sensor | D41 |  |  |  | MC210 | Engineering Building |  |  | 0 | 0
MC210-B02 | MC210-B02/D42 | C16 Zone Valves |  |  |  |  | Energy sensor | D42 |  |  |  | MC210 | Engineering Building |  |  | 0 | 0
MC210-B02 | MC210-B02/D43 | C17 Zone Valves |  |  |  |  | Energy sensor | D43 |  |  |  | MC210 | Engineering Building |  |  | 0 | 0
MC210-B02 | MC210-B02/D44 | C01 Zone Valves |  |  |  |  | Energy sensor | D44 |  |  |  | MC210 | Engineering Building |  |  | 0 | 0
MC210-B02 | MC210-B02/D45 | C25 Htg Valve |  |  |  |  | Energy sensor | D45 |  |  |  | MC210 | Engineering Building |  |  | 0 | 0
MC210-B02 | MC210-B02/D46 | D30 Htg Valve |  |  |  |  | Energy sensor | D46 |  |  |  | MC210 | Engineering Building |  |  | 0 | 0
MC210-B02 | MC210-B02/D47 | D34 Zone Valves |  |  |  |  | Energy sensor | D47 |  |  |  | MC210 | Engineering Building |  |  | 0 | 0
MC210-B02 | MC210-B02/D48 | D29 Zone Valves |  |  |  |  | Energy sensor | D48 |  |  |  | MC210 | Engineering Building |  |  | 0 | 0
MC210-B02 | MC210-B02/D49 | D28 Zone Valves |  |  |  |  | Energy sensor | D49 |  |  |  | MC210 | Engineering Building |  |  | 0 | 0
MC210-B02 | MC210-B02/D5 | B31 Htg Valve |  |  |  |  | Energy sensor | D5 |  |  |  | MC210 | Engineering Building |  |  | 0 | 0
MC210-B02 | MC210-B02/D50 | D27 Zone Valves |  |  |  |  | Energy sensor | D50 |  |  |  | MC210 | Engineering Building |  |  | 0 | 0
MC210-B02 | MC210-B02/D51 | D01 Zone Valves |  |  |  |  | Energy sensor | D51 |  |  |  | MC210 | Engineering Building |  |  | 0 | 0
MC210-B02 | MC210-B02/D52 | D20 Zone Valves |  |  |  |  | Energy sensor | D52 |  |  |  | MC210 | Engineering Building |  |  | 0 | 0
MC210-B02 | MC210-B02/D53 | D19 Zone Valves |  |  |  |  | Energy sensor | D53 |  |  |  | MC210 | Engineering Building |  |  | 0 | 0
MC210-B02 | MC210-B02/D54 | D26 Zone Valves |  |  |  |  | Energy sensor | D54 |  |  |  | MC210 | Engineering Building |  |  | 0 | 0
MC210-B02 | MC210-B02/D55 | D18 Zone Valves |  |  |  |  | Energy sensor | D55 |  |  |  | MC210 | Engineering Building |  |  | 0 | 0
MC210-B02 | MC210-B02/D56 | D17 Zone Valves |  |  |  |  | Energy sensor | D56 |  |  |  | MC210 | Engineering Building |  |  | 0 | 0
MC210-B02 | MC210-B02/D57 | D15 Zone Valves |  |  |  |  | Energy sensor | D57 |  |  |  | MC210 | Engineering Building |  |  | 0 | 0
MC210-B02 | MC210-B02/D58 | D14 Zone Valves |  |  |  |  | Energy sensor | D58 |  |  |  | MC210 | Engineering Building |  |  | 0 | 0
MC210-B02 | MC210-B02/D59 | D13 Zone Valves |  |  |  |  | Energy sensor | D59 |  |  |  | MC210 | Engineering Building |  |  | 0 | 0
MC210-B02 | MC210-B02/D6 | B04 Htg Valve |  |  |  |  | Energy sensor | D6 |  |  |  | MC210 | Engineering Building |  |  | 0 | 0
MC210-B02 | MC210-B02/D60 | D12 Zone Valves |  |  |  |  | Energy sensor | D60 |  |  |  | MC210 | Engineering Building |  |  | 0 | 0
MC210-B02 | MC210-B02/D7 | B03 Zone Valves |  |  |  |  | Energy sensor | D7 |  |  |  | MC210 | Engineering Building |  |  | 0 | 0
MC210-B02 | MC210-B02/D8 | B06 Zone Valves |  |  |  |  | Energy sensor | D8 |  |  |  | MC210 | Engineering Building |  |  | 0 | 0
MC210-B02 | MC210-B02/D9 | B07 Zone Valves |  |  |  |  | Energy sensor | D9 |  |  |  | MC210 | Engineering Building |  |  | 0 | 0
MC210-B02 | MC210-B02/e1 | Alarms |  |  |  |  | Energy sensor | e1 |  |  |  | MC210 | Engineering Building |  |  | 0 | 0
MC210-B02 | MC210-B02/e2 | IQ ViewAlarms |  |  |  |  | Energy sensor | e2 |  |  |  | MC210 | Engineering Building |  |  | 0 | 0
MC210-B02 | MC210-B02/F1 | Function 1 |  |  |  |  | Energy sensor | F1 |  |  |  | MC210 | Engineering Building |  |  | 0 | 0
MC210-B02 | MC210-B02/F10 | Function 10 |  |  |  |  | Energy sensor | F10 |  |  |  | MC210 | Engineering Building |  |  | 0 | 0
MC210-B02 | MC210-B02/F100 | Function 100 |  |  |  |  | Energy sensor | F100 |  |  |  | MC210 | Engineering Building |  |  | 0 | 0
MC210-B02 | MC210-B02/F101 | Function 101 |  |  |  |  | Energy sensor | F101 |  |  |  | MC210 | Engineering Building |  |  | 0 | 0
MC210-B02 | MC210-B02/F102 | Function 102 |  |  |  |  | Energy sensor | F102 |  |  |  | MC210 | Engineering Building |  |  | 0 | 0
MC210-B02 | MC210-B02/F103 | Function 103 |  |  |  |  | Energy sensor | F103 |  |  |  | MC210 | Engineering Building |  |  | 0 | 0
MC210-B02 | MC210-B02/F104 | Function 104 |  |  |  |  | Energy sensor | F104 |  |  |  | MC210 | Engineering Building |  |  | 0 | 0
MC210-B02 | MC210-B02/F105 | Function 105 |  |  |  |  | Energy sensor | F105 |  |  |  | MC210 | Engineering Building |  |  | 0 | 0
MC210-B02 | MC210-B02/F106 | Function 106 |  |  |  |  | Energy sensor | F106 |  |  |  | MC210 | Engineering Building |  |  | 0 | 0
MC210-B02 | MC210-B02/F107 | Function 107 |  |  |  |  | Energy sensor | F107 |  |  |  | MC210 | Engineering Building |  |  | 0 | 0
MC210-B02 | MC210-B02/F108 | Function 108 |  |  |  |  | Energy sensor | F108 |  |  |  | MC210 | Engineering Building |  |  | 0 | 0
MC210-B02 | MC210-B02/F109 | Function 109 |  |  |  |  | Energy sensor | F109 |  |  |  | MC210 | Engineering Building |  |  | 0 | 0
MC210-B02 | MC210-B02/F11 | Function 11 |  |  |  |  | Energy sensor | F11 |  |  |  | MC210 | Engineering Building |  |  | 0 | 0
MC210-B02 | MC210-B02/F110 | Function 110 |  |  |  |  | Energy sensor | F110 |  |  |  | MC210 | Engineering Building |  |  | 0 | 0
MC210-B02 | MC210-B02/F111 | Function 111 |  |  |  |  | Energy sensor | F111 |  |  |  | MC210 | Engineering Building |  |  | 0 | 0
MC210-B02 | MC210-B02/F112 | Function 112 |  |  |  |  | Energy sensor | F112 |  |  |  | MC210 | Engineering Building |  |  | 0 | 0
MC210-B02 | MC210-B02/F113 | Function 113 |  |  |  |  | Energy sensor | F113 |  |  |  | MC210 | Engineering Building |  |  | 0 | 0
MC210-B02 | MC210-B02/F114 | Function 114 |  |  |  |  | Energy sensor | F114 |  |  |  | MC210 | Engineering Building |  |  | 0 | 0
MC210-B02 | MC210-B02/F115 | Rm Frost OS12 |  |  |  |  | Energy sensor | F115 |  |  |  | MC210 | Engineering Building |  |  | 0 | 0
MC210-B02 | MC210-B02/F117 | Function 117 |  |  |  |  | Energy sensor | F117 |  |  |  | MC210 | Engineering Building |  |  | 0 | 0
MC210-B02 | MC210-B02/F118 | Function 118 |  |  |  |  | Energy sensor | F118 |  |  |  | MC210 | Engineering Building |  |  | 0 | 0
MC210-B02 | MC210-B02/F119 | Function 119 |  |  |  |  | Energy sensor | F119 |  |  |  | MC210 | Engineering Building |  |  | 0 | 0
MC210-B02 | MC210-B02/F12 | Function 12 |  |  |  |  | Energy sensor | F12 |  |  |  | MC210 | Engineering Building |  |  | 0 | 0
MC210-B02 | MC210-B02/F120 | Function 120 |  |  |  |  | Energy sensor | F120 |  |  |  | MC210 | Engineering Building |  |  | 0 | 0
MC210-B02 | MC210-B02/F121 | Function 121 |  |  |  |  | Energy sensor | F121 |  |  |  | MC210 | Engineering Building |  |  | 0 | 0
MC210-B02 | MC210-B02/F122 | B27 Reheat Dmd |  |  |  |  | Energy sensor | F122 |  |  |  | MC210 | Engineering Building |  |  | 0 | 0
MC210-B02 | MC210-B02/F123 | Function 123 |  |  |  |  | Energy sensor | F123 |  |  |  | MC210 | Engineering Building |  |  | 0 | 0
MC210-B02 | MC210-B02/F124 | B27 VAV Dmd |  |  |  |  | Energy sensor | F124 |  |  |  | MC210 | Engineering Building |  |  | 0 | 0
MC210-B02 | MC210-B02/F125 | Function 125 |  |  |  |  | Energy sensor | F125 |  |  |  | MC210 | Engineering Building |  |  | 0 | 0
MC210-B02 | MC210-B02/F126 | Function 126 |  |  |  |  | Energy sensor | F126 |  |  |  | MC210 | Engineering Building |  |  | 0 | 0
MC210-B02 | MC210-B02/F127 | Function 127 |  |  |  |  | Energy sensor | F127 |  |  |  | MC210 | Engineering Building |  |  | 0 | 0
MC210-B02 | MC210-B02/F128 | Function 128 |  |  |  |  | Energy sensor | F128 |  |  |  | MC210 | Engineering Building |  |  | 0 | 0
MC210-B02 | MC210-B02/F129 | C24 Reheat Dmd |  |  |  |  | Energy sensor | F129 |  |  |  | MC210 | Engineering Building |  |  | 0 | 0
MC210-B02 | MC210-B02/F13 | Function 13 |  |  |  |  | Energy sensor | F13 |  |  |  | MC210 | Engineering Building |  |  | 0 | 0
MC210-B02 | MC210-B02/F130 | Function 130 |  |  |  |  | Energy sensor | F130 |  |  |  | MC210 | Engineering Building |  |  | 0 | 0
MC210-B02 | MC210-B02/F131 | C24 VAV Dmd |  |  |  |  | Energy sensor | F131 |  |  |  | MC210 | Engineering Building |  |  | 0 | 0
MC210-B02 | MC210-B02/F132 | Function 132 |  |  |  |  | Energy sensor | F132 |  |  |  | MC210 | Engineering Building |  |  | 0 | 0
MC210-B02 | MC210-B02/F133 | Function 133 |  |  |  |  | Energy sensor | F133 |  |  |  | MC210 | Engineering Building |  |  | 0 | 0
MC210-B02 | MC210-B02/F134 | Function 134 |  |  |  |  | Energy sensor | F134 |  |  |  | MC210 | Engineering Building |  |  | 0 | 0
MC210-B02 | MC210-B02/F135 | Function 135 |  |  |  |  | Energy sensor | F135 |  |  |  | MC210 | Engineering Building |  |  | 0 | 0
MC210-B02 | MC210-B02/F136 | C24d Reheat Dmd |  |  |  |  | Energy sensor | F136 |  |  |  | MC210 | Engineering Building |  |  | 0 | 0
MC210-B02 | MC210-B02/F137 | Function 137 |  |  |  |  | Energy sensor | F137 |  |  |  | MC210 | Engineering Building |  |  | 0 | 0
MC210-B02 | MC210-B02/F138 | C27 Reheat Dmd |  |  |  |  | Energy sensor | F138 |  |  |  | MC210 | Engineering Building |  |  | 0 | 0
MC210-B02 | MC210-B02/F139 | Function 139 |  |  |  |  | Energy sensor | F139 |  |  |  | MC210 | Engineering Building |  |  | 0 | 0
MC210-B02 | MC210-B02/F14 | Function 14 |  |  |  |  | Energy sensor | F14 |  |  |  | MC210 | Engineering Building |  |  | 0 | 0
MC210-B02 | MC210-B02/F140 | Function 140 |  |  |  |  | Energy sensor | F140 |  |  |  | MC210 | Engineering Building |  |  | 0 | 0
MC210-B02 | MC210-B02/F141 | Function 141 |  |  |  |  | Energy sensor | F141 |  |  |  | MC210 | Engineering Building |  |  | 0 | 0
MC210-B02 | MC210-B02/F142 | Function 142 |  |  |  |  | Energy sensor | F142 |  |  |  | MC210 | Engineering Building |  |  | 0 | 0
MC210-B02 | MC210-B02/F143 | Function 143 |  |  |  |  | Energy sensor | F143 |  |  |  | MC210 | Engineering Building |  |  | 0 | 0
MC210-B02 | MC210-B02/F144 | C27a Reheat Dmd |  |  |  |  | Energy sensor | F144 |  |  |  | MC210 | Engineering Building |  |  | 0 | 0
MC210-B02 | MC210-B02/F145 | Function 145 |  |  |  |  | Energy sensor | F145 |  |  |  | MC210 | Engineering Building |  |  | 0 | 0
MC210-B02 | MC210-B02/F146 | Function 146 |  |  |  |  | Energy sensor | F146 |  |  |  | MC210 | Engineering Building |  |  | 0 | 0
MC210-B02 | MC210-B02/F147 | Function 147 |  |  |  |  | Energy sensor | F147 |  |  |  | MC210 | Engineering Building |  |  | 0 | 0
MC210-B02 | MC210-B02/F148 | Function 148 |  |  |  |  | Energy sensor | F148 |  |  |  | MC210 | Engineering Building |  |  | 0 | 0
MC210-B02 | MC210-B02/F149 | Function 149 |  |  |  |  | Energy sensor | F149 |  |  |  | MC210 | Engineering Building |  |  | 0 | 0
MC210-B02 | MC210-B02/F15 | Function 15 |  |  |  |  | Energy sensor | F15 |  |  |  | MC210 | Engineering Building |  |  | 0 | 0
MC210-B02 | MC210-B02/F150 | C27b Reheat Dmd |  |  |  |  | Energy sensor | F150 |  |  |  | MC210 | Engineering Building |  |  | 0 | 0
MC210-B02 | MC210-B02/F151 | Function 151 |  |  |  |  | Energy sensor | F151 |  |  |  | MC210 | Engineering Building |  |  | 0 | 0
MC210-B02 | MC210-B02/F152 | Labs Room Frost |  |  |  |  | Energy sensor | F152 |  |  |  | MC210 | Engineering Building |  |  | 0 | 0
MC210-B02 | MC210-B02/F153 | Function 153 |  |  |  |  | Energy sensor | F153 |  |  |  | MC210 | Engineering Building |  |  | 0 | 0
MC210-B02 | MC210-B02/F16 | Function 16 |  |  |  |  | Energy sensor | F16 |  |  |  | MC210 | Engineering Building |  |  | 0 | 0
MC210-B02 | MC210-B02/F17 | Function 17 |  |  |  |  | Energy sensor | F17 |  |  |  | MC210 | Engineering Building |  |  | 0 | 0
MC210-B02 | MC210-B02/F18 | Function 18 |  |  |  |  | Energy sensor | F18 |  |  |  | MC210 | Engineering Building |  |  | 0 | 0
MC210-B02 | MC210-B02/F19 | Function 19 |  |  |  |  | Energy sensor | F19 |  |  |  | MC210 | Engineering Building |  |  | 0 | 0
MC210-B02 | MC210-B02/F2 | Function 2 |  |  |  |  | Energy sensor | F2 |  |  |  | MC210 | Engineering Building |  |  | 0 | 0
MC210-B02 | MC210-B02/F20 | Function 20 |  |  |  |  | Energy sensor | F20 |  |  |  | MC210 | Engineering Building |  |  | 0 | 0
MC210-B02 | MC210-B02/F21 | Function 21 |  |  |  |  | Energy sensor | F21 |  |  |  | MC210 | Engineering Building |  |  | 0 | 0
MC210-B02 | MC210-B02/F22 | Function 22 |  |  |  |  | Energy sensor | F22 |  |  |  | MC210 | Engineering Building |  |  | 0 | 0
MC210-B02 | MC210-B02/F23 | Function 23 |  |  |  |  | Energy sensor | F23 |  |  |  | MC210 | Engineering Building |  |  | 0 | 0
MC210-B02 | MC210-B02/F24 | Function 24 |  |  |  |  | Energy sensor | F24 |  |  |  | MC210 | Engineering Building |  |  | 0 | 0
MC210-B02 | MC210-B02/F25 | Function 25 |  |  |  |  | Energy sensor | F25 |  |  |  | MC210 | Engineering Building |  |  | 0 | 0
MC210-B02 | MC210-B02/F26 | Function 26 |  |  |  |  | Energy sensor | F26 |  |  |  | MC210 | Engineering Building |  |  | 0 | 0
MC210-B02 | MC210-B02/F27 | Function 27 |  |  |  |  | Energy sensor | F27 |  |  |  | MC210 | Engineering Building |  |  | 0 | 0
MC210-B02 | MC210-B02/F28 | Function 28 |  |  |  |  | Energy sensor | F28 |  |  |  | MC210 | Engineering Building |  |  | 0 | 0
MC210-B02 | MC210-B02/F29 | Function 29 |  |  |  |  | Energy sensor | F29 |  |  |  | MC210 | Engineering Building |  |  | 0 | 0
MC210-B02 | MC210-B02/F3 | Function 3 |  |  |  |  | Energy sensor | F3 |  |  |  | MC210 | Engineering Building |  |  | 0 | 0
MC210-B02 | MC210-B02/F30 | Function 30 |  |  |  |  | Energy sensor | F30 |  |  |  | MC210 | Engineering Building |  |  | 0 | 0
MC210-B02 | MC210-B02/F31 | Function 31 |  |  |  |  | Energy sensor | F31 |  |  |  | MC210 | Engineering Building |  |  | 0 | 0
MC210-B02 | MC210-B02/F32 | Function 32 |  |  |  |  | Energy sensor | F32 |  |  |  | MC210 | Engineering Building |  |  | 0 | 0
MC210-B02 | MC210-B02/F33 | Function 33 |  |  |  |  | Energy sensor | F33 |  |  |  | MC210 | Engineering Building |  |  | 0 | 0
MC210-B02 | MC210-B02/F34 | Function 34 |  |  |  |  | Energy sensor | F34 |  |  |  | MC210 | Engineering Building |  |  | 0 | 0
MC210-B02 | MC210-B02/F35 | Function 35 |  |  |  |  | Energy sensor | F35 |  |  |  | MC210 | Engineering Building |  |  | 0 | 0
MC210-B02 | MC210-B02/F36 | Function 36 |  |  |  |  | Energy sensor | F36 |  |  |  | MC210 | Engineering Building |  |  | 0 | 0
MC210-B02 | MC210-B02/F37 | Function 37 |  |  |  |  | Energy sensor | F37 |  |  |  | MC210 | Engineering Building |  |  | 0 | 0
MC210-B02 | MC210-B02/F38 | Function 38 |  |  |  |  | Energy sensor | F38 |  |  |  | MC210 | Engineering Building |  |  | 0 | 0
MC210-B02 | MC210-B02/F39 | Function 39 |  |  |  |  | Energy sensor | F39 |  |  |  | MC210 | Engineering Building |  |  | 0 | 0
MC210-B02 | MC210-B02/F4 | Function 4 |  |  |  |  | Energy sensor | F4 |  |  |  | MC210 | Engineering Building |  |  | 0 | 0
MC210-B02 | MC210-B02/F40 | Function 40 |  |  |  |  | Energy sensor | F40 |  |  |  | MC210 | Engineering Building |  |  | 0 | 0
MC210-B02 | MC210-B02/F41 | Function 41 |  |  |  |  | Energy sensor | F41 |  |  |  | MC210 | Engineering Building |  |  | 0 | 0
MC210-B02 | MC210-B02/F42 | Function 42 |  |  |  |  | Energy sensor | F42 |  |  |  | MC210 | Engineering Building |  |  | 0 | 0
MC210-B02 | MC210-B02/F43 | Function 43 |  |  |  |  | Energy sensor | F43 |  |  |  | MC210 | Engineering Building |  |  | 0 | 0
MC210-B02 | MC210-B02/F44 | Function 44 |  |  |  |  | Energy sensor | F44 |  |  |  | MC210 | Engineering Building |  |  | 0 | 0
MC210-B02 | MC210-B02/F45 | Function 45 |  |  |  |  | Energy sensor | F45 |  |  |  | MC210 | Engineering Building |  |  | 0 | 0
MC210-B02 | MC210-B02/F46 | Function 46 |  |  |  |  | Energy sensor | F46 |  |  |  | MC210 | Engineering Building |  |  | 0 | 0
MC210-B02 | MC210-B02/F47 | Function 47 |  |  |  |  | Energy sensor | F47 |  |  |  | MC210 | Engineering Building |  |  | 0 | 0
MC210-B02 | MC210-B02/F48 | Function 48 |  |  |  |  | Energy sensor | F48 |  |  |  | MC210 | Engineering Building |  |  | 0 | 0
MC210-B02 | MC210-B02/F49 | Function 49 |  |  |  |  | Energy sensor | F49 |  |  |  | MC210 | Engineering Building |  |  | 0 | 0
MC210-B02 | MC210-B02/F5 | Function 5 |  |  |  |  | Energy sensor | F5 |  |  |  | MC210 | Engineering Building |  |  | 0 | 0
MC210-B02 | MC210-B02/F50 | Function 50 |  |  |  |  | Energy sensor | F50 |  |  |  | MC210 | Engineering Building |  |  | 0 | 0
MC210-B02 | MC210-B02/F51 | Function 51 |  |  |  |  | Energy sensor | F51 |  |  |  | MC210 | Engineering Building |  |  | 0 | 0
MC210-B02 | MC210-B02/F52 | Function 52 |  |  |  |  | Energy sensor | F52 |  |  |  | MC210 | Engineering Building |  |  | 0 | 0
MC210-B02 | MC210-B02/F53 | Function 53 |  |  |  |  | Energy sensor | F53 |  |  |  | MC210 | Engineering Building |  |  | 0 | 0
MC210-B02 | MC210-B02/F54 | Function 54 |  |  |  |  | Energy sensor | F54 |  |  |  | MC210 | Engineering Building |  |  | 0 | 0
MC210-B02 | MC210-B02/F55 | Function 55 |  |  |  |  | Energy sensor | F55 |  |  |  | MC210 | Engineering Building |  |  | 0 | 0
MC210-B02 | MC210-B02/F56 | Function 56 |  |  |  |  | Energy sensor | F56 |  |  |  | MC210 | Engineering Building |  |  | 0 | 0
MC210-B02 | MC210-B02/F57 | Function 57 |  |  |  |  | Energy sensor | F57 |  |  |  | MC210 | Engineering Building |  |  | 0 | 0
MC210-B02 | MC210-B02/F58 | Function 58 |  |  |  |  | Energy sensor | F58 |  |  |  | MC210 | Engineering Building |  |  | 0 | 0
MC210-B02 | MC210-B02/F59 | Function 59 |  |  |  |  | Energy sensor | F59 |  |  |  | MC210 | Engineering Building |  |  | 0 | 0
MC210-B02 | MC210-B02/F6 | Function 6 |  |  |  |  | Energy sensor | F6 |  |  |  | MC210 | Engineering Building |  |  | 0 | 0
MC210-B02 | MC210-B02/F60 | Function 60 |  |  |  |  | Energy sensor | F60 |  |  |  | MC210 | Engineering Building |  |  | 0 | 0
MC210-B02 | MC210-B02/F61 | Function 61 |  |  |  |  | Energy sensor | F61 |  |  |  | MC210 | Engineering Building |  |  | 0 | 0
MC210-B02 | MC210-B02/F62 | Function 62 |  |  |  |  | Energy sensor | F62 |  |  |  | MC210 | Engineering Building |  |  | 0 | 0
MC210-B02 | MC210-B02/F63 | Function 63 |  |  |  |  | Energy sensor | F63 |  |  |  | MC210 | Engineering Building |  |  | 0 | 0
MC210-B02 | MC210-B02/F64 | Function 64 |  |  |  |  | Energy sensor | F64 |  |  |  | MC210 | Engineering Building |  |  | 0 | 0
MC210-B02 | MC210-B02/F65 | Function 65 |  |  |  |  | Energy sensor | F65 |  |  |  | MC210 | Engineering Building |  |  | 0 | 0
MC210-B02 | MC210-B02/F66 | Function 66 |  |  |  |  | Energy sensor | F66 |  |  |  | MC210 | Engineering Building |  |  | 0 | 0
MC210-B02 | MC210-B02/F67 | Function 67 |  |  |  |  | Energy sensor | F67 |  |  |  | MC210 | Engineering Building |  |  | 0 | 0
MC210-B02 | MC210-B02/F68 | Function 68 |  |  |  |  | Energy sensor | F68 |  |  |  | MC210 | Engineering Building |  |  | 0 | 0
MC210-B02 | MC210-B02/F69 | Function 69 |  |  |  |  | Energy sensor | F69 |  |  |  | MC210 | Engineering Building |  |  | 0 | 0
MC210-B02 | MC210-B02/F7 | Function 7 |  |  |  |  | Energy sensor | F7 |  |  |  | MC210 | Engineering Building |  |  | 0 | 0
MC210-B02 | MC210-B02/F70 | Function 70 |  |  |  |  | Energy sensor | F70 |  |  |  | MC210 | Engineering Building |  |  | 0 | 0
MC210-B02 | MC210-B02/F71 | Function 71 |  |  |  |  | Energy sensor | F71 |  |  |  | MC210 | Engineering Building |  |  | 0 | 0
MC210-B02 | MC210-B02/F72 | Function 72 |  |  |  |  | Energy sensor | F72 |  |  |  | MC210 | Engineering Building |  |  | 0 | 0
MC210-B02 | MC210-B02/F73 | Function 73 |  |  |  |  | Energy sensor | F73 |  |  |  | MC210 | Engineering Building |  |  | 0 | 0
MC210-B02 | MC210-B02/F74 | Function 74 |  |  |  |  | Energy sensor | F74 |  |  |  | MC210 | Engineering Building |  |  | 0 | 0
MC210-B02 | MC210-B02/F75 | Function 75 |  |  |  |  | Energy sensor | F75 |  |  |  | MC210 | Engineering Building |  |  | 0 | 0
MC210-B02 | MC210-B02/F76 | Function 76 |  |  |  |  | Energy sensor | F76 |  |  |  | MC210 | Engineering Building |  |  | 0 | 0
MC210-B02 | MC210-B02/F77 | Function 77 |  |  |  |  | Energy sensor | F77 |  |  |  | MC210 | Engineering Building |  |  | 0 | 0
MC210-B02 | MC210-B02/F78 | Function 78 |  |  |  |  | Energy sensor | F78 |  |  |  | MC210 | Engineering Building |  |  | 0 | 0
MC210-B02 | MC210-B02/F79 | Function 79 |  |  |  |  | Energy sensor | F79 |  |  |  | MC210 | Engineering Building |  |  | 0 | 0
MC210-B02 | MC210-B02/F8 | Function 8 |  |  |  |  | Energy sensor | F8 |  |  |  | MC210 | Engineering Building |  |  | 0 | 0
MC210-B02 | MC210-B02/F80 | Function 80 |  |  |  |  | Energy sensor | F80 |  |  |  | MC210 | Engineering Building |  |  | 0 | 0
MC210-B02 | MC210-B02/F81 | Function 81 |  |  |  |  | Energy sensor | F81 |  |  |  | MC210 | Engineering Building |  |  | 0 | 0
MC210-B02 | MC210-B02/F82 | Function 82 |  |  |  |  | Energy sensor | F82 |  |  |  | MC210 | Engineering Building |  |  | 0 | 0
MC210-B02 | MC210-B02/F83 | Function 83 |  |  |  |  | Energy sensor | F83 |  |  |  | MC210 | Engineering Building |  |  | 0 | 0
MC210-B02 | MC210-B02/F84 | Function 84 |  |  |  |  | Energy sensor | F84 |  |  |  | MC210 | Engineering Building |  |  | 0 | 0
MC210-B02 | MC210-B02/F85 | Function 85 |  |  |  |  | Energy sensor | F85 |  |  |  | MC210 | Engineering Building |  |  | 0 | 0
MC210-B02 | MC210-B02/F86 | Function 86 |  |  |  |  | Energy sensor | F86 |  |  |  | MC210 | Engineering Building |  |  | 0 | 0
MC210-B02 | MC210-B02/F87 | Function 87 |  |  |  |  | Energy sensor | F87 |  |  |  | MC210 | Engineering Building |  |  | 0 | 0
MC210-B02 | MC210-B02/F88 | Function 88 |  |  |  |  | Energy sensor | F88 |  |  |  | MC210 | Engineering Building |  |  | 0 | 0
MC210-B02 | MC210-B02/F89 | Function 89 |  |  |  |  | Energy sensor | F89 |  |  |  | MC210 | Engineering Building |  |  | 0 | 0
MC210-B02 | MC210-B02/F9 | Function 9 |  |  |  |  | Energy sensor | F9 |  |  |  | MC210 | Engineering Building |  |  | 0 | 0
MC210-B02 | MC210-B02/F90 | Function 90 |  |  |  |  | Energy sensor | F90 |  |  |  | MC210 | Engineering Building |  |  | 0 | 0
MC210-B02 | MC210-B02/F91 | Function 91 |  |  |  |  | Energy sensor | F91 |  |  |  | MC210 | Engineering Building |  |  | 0 | 0
MC210-B02 | MC210-B02/F92 | Function 92 |  |  |  |  | Energy sensor | F92 |  |  |  | MC210 | Engineering Building |  |  | 0 | 0
MC210-B02 | MC210-B02/F93 | Function 93 |  |  |  |  | Energy sensor | F93 |  |  |  | MC210 | Engineering Building |  |  | 0 | 0
MC210-B02 | MC210-B02/F94 | Function 94 |  |  |  |  | Energy sensor | F94 |  |  |  | MC210 | Engineering Building |  |  | 0 | 0
MC210-B02 | MC210-B02/F95 | Function 95 |  |  |  |  | Energy sensor | F95 |  |  |  | MC210 | Engineering Building |  |  | 0 | 0
MC210-B02 | MC210-B02/F96 | Function 96 |  |  |  |  | Energy sensor | F96 |  |  |  | MC210 | Engineering Building |  |  | 0 | 0
MC210-B02 | MC210-B02/F97 | Function 97 |  |  |  |  | Energy sensor | F97 |  |  |  | MC210 | Engineering Building |  |  | 0 | 0
MC210-B02 | MC210-B02/F98 | Function 98 |  |  |  |  | Energy sensor | F98 |  |  |  | MC210 | Engineering Building |  |  | 0 | 0
MC210-B02 | MC210-B02/F99 | Function 99 |  |  |  |  | Energy sensor | F99 |  |  |  | MC210 | Engineering Building |  |  | 0 | 0
MC210-B02 | MC210-B02/G1 | Logic 1 |  |  |  |  | Energy sensor | G1 |  |  |  | MC210 | Engineering Building |  |  | 0 | 0
MC210-B02 | MC210-B02/G10 | Logic 10 |  |  |  |  | Energy sensor | G10 |  |  |  | MC210 | Engineering Building |  |  | 0 | 0
MC210-B02 | MC210-B02/G100 | Logic 100 |  |  |  |  | Energy sensor | G100 |  |  |  | MC210 | Engineering Building |  |  | 0 | 0
MC210-B02 | MC210-B02/G101 | C17 Heat Reqd |  |  |  |  | Energy sensor | G101 |  |  |  | MC210 | Engineering Building |  |  | 0 | 0
MC210-B02 | MC210-B02/G102 | C17 Rm Frost |  |  |  |  | Energy sensor | G102 |  |  |  | MC210 | Engineering Building |  |  | 0 | 0
MC210-B02 | MC210-B02/G103 | Logic 103 |  |  |  |  | Energy sensor | G103 |  |  |  | MC210 | Engineering Building |  |  | 0 | 0
MC210-B02 | MC210-B02/G104 | C01 Heat Reqd |  |  |  |  | Energy sensor | G104 |  |  |  | MC210 | Engineering Building |  |  | 0 | 0
MC210-B02 | MC210-B02/G105 | C01 Rm Frost |  |  |  |  | Energy sensor | G105 |  |  |  | MC210 | Engineering Building |  |  | 0 | 0
MC210-B02 | MC210-B02/G106 | Logic 106 |  |  |  |  | Energy sensor | G106 |  |  |  | MC210 | Engineering Building |  |  | 0 | 0
MC210-B02 | MC210-B02/G107 | D34 Heat Reqd |  |  |  |  | Energy sensor | G107 |  |  |  | MC210 | Engineering Building |  |  | 0 | 0
MC210-B02 | MC210-B02/G108 | D34 Rm Frost |  |  |  |  | Energy sensor | G108 |  |  |  | MC210 | Engineering Building |  |  | 0 | 0
MC210-B02 | MC210-B02/G109 | Logic 109 |  |  |  |  | Energy sensor | G109 |  |  |  | MC210 | Engineering Building |  |  | 0 | 0
MC210-B02 | MC210-B02/G11 | B08 Heat Reqd |  |  |  |  | Energy sensor | G11 |  |  |  | MC210 | Engineering Building |  |  | 0 | 0
MC210-B02 | MC210-B02/G110 | D29 Heat Reqd |  |  |  |  | Energy sensor | G110 |  |  |  | MC210 | Engineering Building |  |  | 0 | 0
MC210-B02 | MC210-B02/G111 | D29 Rm Frost |  |  |  |  | Energy sensor | G111 |  |  |  | MC210 | Engineering Building |  |  | 0 | 0
MC210-B02 | MC210-B02/G112 | Logic 112 |  |  |  |  | Energy sensor | G112 |  |  |  | MC210 | Engineering Building |  |  | 0 | 0
MC210-B02 | MC210-B02/G113 | D28 Heat Reqd |  |  |  |  | Energy sensor | G113 |  |  |  | MC210 | Engineering Building |  |  | 0 | 0
MC210-B02 | MC210-B02/G114 | D28 Rm Frost |  |  |  |  | Energy sensor | G114 |  |  |  | MC210 | Engineering Building |  |  | 0 | 0
MC210-B02 | MC210-B02/G115 | Logic 115 |  |  |  |  | Energy sensor | G115 |  |  |  | MC210 | Engineering Building |  |  | 0 | 0
MC210-B02 | MC210-B02/G116 | D27 Heat Reqd |  |  |  |  | Energy sensor | G116 |  |  |  | MC210 | Engineering Building |  |  | 0 | 0
MC210-B02 | MC210-B02/G117 | D27 Rm Frost |  |  |  |  | Energy sensor | G117 |  |  |  | MC210 | Engineering Building |  |  | 0 | 0
MC210-B02 | MC210-B02/G118 | Logic 118 |  |  |  |  | Energy sensor | G118 |  |  |  | MC210 | Engineering Building |  |  | 0 | 0
MC210-B02 | MC210-B02/G119 | D01 Heat Reqd |  |  |  |  | Energy sensor | G119 |  |  |  | MC210 | Engineering Building |  |  | 0 | 0
MC210-B02 | MC210-B02/G12 | B08 Rm Frost |  |  |  |  | Energy sensor | G12 |  |  |  | MC210 | Engineering Building |  |  | 0 | 0
MC210-B02 | MC210-B02/G120 | D01 Rm Frost |  |  |  |  | Energy sensor | G120 |  |  |  | MC210 | Engineering Building |  |  | 0 | 0
MC210-B02 | MC210-B02/G121 | Logic 121 |  |  |  |  | Energy sensor | G121 |  |  |  | MC210 | Engineering Building |  |  | 0 | 0
MC210-B02 | MC210-B02/G122 | D20 Heat Reqd |  |  |  |  | Energy sensor | G122 |  |  |  | MC210 | Engineering Building |  |  | 0 | 0
MC210-B02 | MC210-B02/G123 | D20 Rm Frost |  |  |  |  | Energy sensor | G123 |  |  |  | MC210 | Engineering Building |  |  | 0 | 0
MC210-B02 | MC210-B02/G124 | Logic 124 |  |  |  |  | Energy sensor | G124 |  |  |  | MC210 | Engineering Building |  |  | 0 | 0
MC210-B02 | MC210-B02/G125 | D19 Heat Reqd |  |  |  |  | Energy sensor | G125 |  |  |  | MC210 | Engineering Building |  |  | 0 | 0
MC210-B02 | MC210-B02/G126 | D19 Rm Frost |  |  |  |  | Energy sensor | G126 |  |  |  | MC210 | Engineering Building |  |  | 0 | 0
MC210-B02 | MC210-B02/G127 | Logic 127 |  |  |  |  | Energy sensor | G127 |  |  |  | MC210 | Engineering Building |  |  | 0 | 0
MC210-B02 | MC210-B02/G128 | D26 Heat Reqd |  |  |  |  | Energy sensor | G128 |  |  |  | MC210 | Engineering Building |  |  | 0 | 0
MC210-B02 | MC210-B02/G129 | D26 Rm Frost |  |  |  |  | Energy sensor | G129 |  |  |  | MC210 | Engineering Building |  |  | 0 | 0
MC210-B02 | MC210-B02/G13 | Logic 13 |  |  |  |  | Energy sensor | G13 |  |  |  | MC210 | Engineering Building |  |  | 0 | 0
MC210-B02 | MC210-B02/G130 | Logic 130 |  |  |  |  | Energy sensor | G130 |  |  |  | MC210 | Engineering Building |  |  | 0 | 0
MC210-B02 | MC210-B02/G131 | D18 Heat Reqd |  |  |  |  | Energy sensor | G131 |  |  |  | MC210 | Engineering Building |  |  | 0 | 0
MC210-B02 | MC210-B02/G132 | D18 Rm Frost |  |  |  |  | Energy sensor | G132 |  |  |  | MC210 | Engineering Building |  |  | 0 | 0
MC210-B02 | MC210-B02/G133 | Logic 133 |  |  |  |  | Energy sensor | G133 |  |  |  | MC210 | Engineering Building |  |  | 0 | 0
MC210-B02 | MC210-B02/G134 | D17 Heat Reqd |  |  |  |  | Energy sensor | G134 |  |  |  | MC210 | Engineering Building |  |  | 0 | 0
MC210-B02 | MC210-B02/G135 | D17 Rm Frost |  |  |  |  | Energy sensor | G135 |  |  |  | MC210 | Engineering Building |  |  | 0 | 0
MC210-B02 | MC210-B02/G136 | Logic 136 |  |  |  |  | Energy sensor | G136 |  |  |  | MC210 | Engineering Building |  |  | 0 | 0
MC210-B02 | MC210-B02/G137 | D15 Heat Reqd |  |  |  |  | Energy sensor | G137 |  |  |  | MC210 | Engineering Building |  |  | 0 | 0
MC210-B02 | MC210-B02/G138 | D15 Rm Frost |  |  |  |  | Energy sensor | G138 |  |  |  | MC210 | Engineering Building |  |  | 0 | 0
MC210-B02 | MC210-B02/G139 | Logic 139 |  |  |  |  | Energy sensor | G139 |  |  |  | MC210 | Engineering Building |  |  | 0 | 0
MC210-B02 | MC210-B02/G14 | B09 Heat Reqd |  |  |  |  | Energy sensor | G14 |  |  |  | MC210 | Engineering Building |  |  | 0 | 0
MC210-B02 | MC210-B02/G140 | D14 Heat Reqd |  |  |  |  | Energy sensor | G140 |  |  |  | MC210 | Engineering Building |  |  | 0 | 0
MC210-B02 | MC210-B02/G141 | D14 Rm Frost |  |  |  |  | Energy sensor | G141 |  |  |  | MC210 | Engineering Building |  |  | 0 | 0
MC210-B02 | MC210-B02/G142 | Logic 142 |  |  |  |  | Energy sensor | G142 |  |  |  | MC210 | Engineering Building |  |  | 0 | 0
MC210-B02 | MC210-B02/G143 | D13 Heat Reqd |  |  |  |  | Energy sensor | G143 |  |  |  | MC210 | Engineering Building |  |  | 0 | 0
MC210-B02 | MC210-B02/G144 | D13 Rm Frost |  |  |  |  | Energy sensor | G144 |  |  |  | MC210 | Engineering Building |  |  | 0 | 0
MC210-B02 | MC210-B02/G145 | Logic 145 |  |  |  |  | Energy sensor | G145 |  |  |  | MC210 | Engineering Building |  |  | 0 | 0
MC210-B02 | MC210-B02/G146 | D12 Heat Reqd |  |  |  |  | Energy sensor | G146 |  |  |  | MC210 | Engineering Building |  |  | 0 | 0
MC210-B02 | MC210-B02/G147 | D12 Rm Frost |  |  |  |  | Energy sensor | G147 |  |  |  | MC210 | Engineering Building |  |  | 0 | 0
MC210-B02 | MC210-B02/G148 | Logic 148 |  |  |  |  | Energy sensor | G148 |  |  |  | MC210 | Engineering Building |  |  | 0 | 0
MC210-B02 | MC210-B02/G149 | D11 Heat Reqd |  |  |  |  | Energy sensor | G149 |  |  |  | MC210 | Engineering Building |  |  | 0 | 0
MC210-B02 | MC210-B02/G15 | B09 Rm Frost |  |  |  |  | Energy sensor | G15 |  |  |  | MC210 | Engineering Building |  |  | 0 | 0
MC210-B02 | MC210-B02/G150 | D11 Rm Frost |  |  |  |  | Energy sensor | G150 |  |  |  | MC210 | Engineering Building |  |  | 0 | 0
MC210-B02 | MC210-B02/G151 | D11 Zone Valves |  |  |  |  | Energy sensor | G151 |  |  |  | MC210 | Engineering Building |  |  | 0 | 0
MC210-B02 | MC210-B02/G152 | D06 Heat Reqd |  |  |  |  | Energy sensor | G152 |  |  |  | MC210 | Engineering Building |  |  | 0 | 0
MC210-B02 | MC210-B02/G153 | D06 Rm Frost |  |  |  |  | Energy sensor | G153 |  |  |  | MC210 | Engineering Building |  |  | 0 | 0
MC210-B02 | MC210-B02/G154 | D06 Zone Valves |  |  |  |  | Energy sensor | G154 |  |  |  | MC210 | Engineering Building |  |  | 0 | 0
MC210-B02 | MC210-B02/G155 | D07 Heat Reqd |  |  |  |  | Energy sensor | G155 |  |  |  | MC210 | Engineering Building |  |  | 0 | 0
MC210-B02 | MC210-B02/G156 | D07 Rm Frost |  |  |  |  | Energy sensor | G156 |  |  |  | MC210 | Engineering Building |  |  | 0 | 0
MC210-B02 | MC210-B02/G157 | D07 Zone Valves |  |  |  |  | Energy sensor | G157 |  |  |  | MC210 | Engineering Building |  |  | 0 | 0
MC210-B02 | MC210-B02/G158 | D08 Heat Reqd |  |  |  |  | Energy sensor | G158 |  |  |  | MC210 | Engineering Building |  |  | 0 | 0
MC210-B02 | MC210-B02/G159 | D08 Rm Frost |  |  |  |  | Energy sensor | G159 |  |  |  | MC210 | Engineering Building |  |  | 0 | 0
MC210-B02 | MC210-B02/G16 | Logic 16 |  |  |  |  | Energy sensor | G16 |  |  |  | MC210 | Engineering Building |  |  | 0 | 0
MC210-B02 | MC210-B02/G160 | D08 Zone Valves |  |  |  |  | Energy sensor | G160 |  |  |  | MC210 | Engineering Building |  |  | 0 | 0
MC210-B02 | MC210-B02/G161 | D09 Heat Reqd |  |  |  |  | Energy sensor | G161 |  |  |  | MC210 | Engineering Building |  |  | 0 | 0
MC210-B02 | MC210-B02/G162 | D09 Rm Frost |  |  |  |  | Energy sensor | G162 |  |  |  | MC210 | Engineering Building |  |  | 0 | 0
MC210-B02 | MC210-B02/G163 | D09 Zone Valves |  |  |  |  | Energy sensor | G163 |  |  |  | MC210 | Engineering Building |  |  | 0 | 0
MC210-B02 | MC210-B02/G164 | D10 Heat Reqd |  |  |  |  | Energy sensor | G164 |  |  |  | MC210 | Engineering Building |  |  | 0 | 0
MC210-B02 | MC210-B02/G165 | D10 Rm Frost |  |  |  |  | Energy sensor | G165 |  |  |  | MC210 | Engineering Building |  |  | 0 | 0
MC210-B02 | MC210-B02/G166 | D10 Zone Valves |  |  |  |  | Energy sensor | G166 |  |  |  | MC210 | Engineering Building |  |  | 0 | 0
MC210-B02 | MC210-B02/G167 | Logic 167 |  |  |  |  | Energy sensor | G167 |  |  |  | MC210 | Engineering Building |  |  | 0 | 0
MC210-B02 | MC210-B02/G168 | Logic 168 |  |  |  |  | Energy sensor | G168 |  |  |  | MC210 | Engineering Building |  |  | 0 | 0
MC210-B02 | MC210-B02/G169 | Logic 169 |  |  |  |  | Energy sensor | G169 |  |  |  | MC210 | Engineering Building |  |  | 0 | 0
MC210-B02 | MC210-B02/G17 | B10 Heat Reqd |  |  |  |  | Energy sensor | G17 |  |  |  | MC210 | Engineering Building |  |  | 0 | 0
MC210-B02 | MC210-B02/G170 | Logic 170 |  |  |  |  | Energy sensor | G170 |  |  |  | MC210 | Engineering Building |  |  | 0 | 0
MC210-B02 | MC210-B02/G171 | Logic 171 |  |  |  |  | Energy sensor | G171 |  |  |  | MC210 | Engineering Building |  |  | 0 | 0
MC210-B02 | MC210-B02/G172 | Logic 172 |  |  |  |  | Energy sensor | G172 |  |  |  | MC210 | Engineering Building |  |  | 0 | 0
MC210-B02 | MC210-B02/G173 | Logic 173 |  |  |  |  | Energy sensor | G173 |  |  |  | MC210 | Engineering Building |  |  | 0 | 0
MC210-B02 | MC210-B02/G174 | Logic 174 |  |  |  |  | Energy sensor | G174 |  |  |  | MC210 | Engineering Building |  |  | 0 | 0
MC210-B02 | MC210-B02/G175 | B27 Rm Frost |  |  |  |  | Energy sensor | G175 |  |  |  | MC210 | Engineering Building |  |  | 0 | 0
MC210-B02 | MC210-B02/G176 | B27 Condenser Reqd |  |  |  |  | Energy sensor | G176 |  |  |  | MC210 | Engineering Building |  |  | 0 | 0
MC210-B02 | MC210-B02/G177 | Logic 177 |  |  |  |  | Energy sensor | G177 |  |  |  | MC210 | Engineering Building |  |  | 0 | 0
MC210-B02 | MC210-B02/G178 | C24 Rm Frost |  |  |  |  | Energy sensor | G178 |  |  |  | MC210 | Engineering Building |  |  | 0 | 0
MC210-B02 | MC210-B02/G179 | C24 Condenser Reqd |  |  |  |  | Energy sensor | G179 |  |  |  | MC210 | Engineering Building |  |  | 0 | 0
MC210-B02 | MC210-B02/G18 | B10 Rm Frost |  |  |  |  | Energy sensor | G18 |  |  |  | MC210 | Engineering Building |  |  | 0 | 0
MC210-B02 | MC210-B02/G180 | Logic 180 |  |  |  |  | Energy sensor | G180 |  |  |  | MC210 | Engineering Building |  |  | 0 | 0
MC210-B02 | MC210-B02/G181 | C24d Rm Frost |  |  |  |  | Energy sensor | G181 |  |  |  | MC210 | Engineering Building |  |  | 0 | 0
MC210-B02 | MC210-B02/G183 | C27 Rm Frost |  |  |  |  | Energy sensor | G183 |  |  |  | MC210 | Engineering Building |  |  | 0 | 0
MC210-B02 | MC210-B02/G184 | C27 Condenser Reqd |  |  |  |  | Energy sensor | G184 |  |  |  | MC210 | Engineering Building |  |  | 0 | 0
MC210-B02 | MC210-B02/G185 | Logic 185 |  |  |  |  | Energy sensor | G185 |  |  |  | MC210 | Engineering Building |  |  | 0 | 0
MC210-B02 | MC210-B02/G186 | C27a Rm Frost |  |  |  |  | Energy sensor | G186 |  |  |  | MC210 | Engineering Building |  |  | 0 | 0
MC210-B02 | MC210-B02/G187 | C27a Condenser Reqd |  |  |  |  | Energy sensor | G187 |  |  |  | MC210 | Engineering Building |  |  | 0 | 0
MC210-B02 | MC210-B02/G188 | Logic 188 |  |  |  |  | Energy sensor | G188 |  |  |  | MC210 | Engineering Building |  |  | 0 | 0
MC210-B02 | MC210-B02/G189 | C27b Rm Frost |  |  |  |  | Energy sensor | G189 |  |  |  | MC210 | Engineering Building |  |  | 0 | 0
MC210-B02 | MC210-B02/G19 | Logic 19 |  |  |  |  | Energy sensor | G19 |  |  |  | MC210 | Engineering Building |  |  | 0 | 0
MC210-B02 | MC210-B02/G190 | C27b Condenser Reqd |  |  |  |  | Energy sensor | G190 |  |  |  | MC210 | Engineering Building |  |  | 0 | 0
MC210-B02 | MC210-B02/G191 | Logic 191 |  |  |  |  | Energy sensor | G191 |  |  |  | MC210 | Engineering Building |  |  | 0 | 0
MC210-B02 | MC210-B02/G192 | Logic 192 |  |  |  |  | Energy sensor | G192 |  |  |  | MC210 | Engineering Building |  |  | 0 | 0
MC210-B02 | MC210-B02/G193 | C27 C27a&amp;b Cond Reqd |  |  |  |  | Energy sensor | G193 |  |  |  | MC210 | Engineering Building |  |  | 0 | 0
MC210-B02 | MC210-B02/G194 | Logic 194 |  |  |  |  | Energy sensor | G194 |  |  |  | MC210 | Engineering Building |  |  | 0 | 0
MC210-B02 | MC210-B02/G2 | B03 Heat Reqd |  |  |  |  | Energy sensor | G2 |  |  |  | MC210 | Engineering Building |  |  | 0 | 0
MC210-B02 | MC210-B02/G20 | B11 Heat Reqd |  |  |  |  | Energy sensor | G20 |  |  |  | MC210 | Engineering Building |  |  | 0 | 0
MC210-B02 | MC210-B02/G21 | B11 Rm Frost |  |  |  |  | Energy sensor | G21 |  |  |  | MC210 | Engineering Building |  |  | 0 | 0
MC210-B02 | MC210-B02/G22 | Logic 22 |  |  |  |  | Energy sensor | G22 |  |  |  | MC210 | Engineering Building |  |  | 0 | 0
MC210-B02 | MC210-B02/G23 | B12 Heat Reqd |  |  |  |  | Energy sensor | G23 |  |  |  | MC210 | Engineering Building |  |  | 0 | 0
MC210-B02 | MC210-B02/G24 | B12 Rm Frost |  |  |  |  | Energy sensor | G24 |  |  |  | MC210 | Engineering Building |  |  | 0 | 0
MC210-B02 | MC210-B02/G25 | Logic 25 |  |  |  |  | Energy sensor | G25 |  |  |  | MC210 | Engineering Building |  |  | 0 | 0
MC210-B02 | MC210-B02/G26 | B13 Heat Reqd |  |  |  |  | Energy sensor | G26 |  |  |  | MC210 | Engineering Building |  |  | 0 | 0
MC210-B02 | MC210-B02/G27 | B13 Rm Frost |  |  |  |  | Energy sensor | G27 |  |  |  | MC210 | Engineering Building |  |  | 0 | 0
MC210-B02 | MC210-B02/G28 | Logic 28 |  |  |  |  | Energy sensor | G28 |  |  |  | MC210 | Engineering Building |  |  | 0 | 0
MC210-B02 | MC210-B02/G29 | B14 Heat Reqd |  |  |  |  | Energy sensor | G29 |  |  |  | MC210 | Engineering Building |  |  | 0 | 0
MC210-B02 | MC210-B02/G3 | B03 Rm Frost |  |  |  |  | Energy sensor | G3 |  |  |  | MC210 | Engineering Building |  |  | 0 | 0
MC210-B02 | MC210-B02/G30 | B14 Rm Frost |  |  |  |  | Energy sensor | G30 |  |  |  | MC210 | Engineering Building |  |  | 0 | 0
MC210-B02 | MC210-B02/G31 | Logic 31 |  |  |  |  | Energy sensor | G31 |  |  |  | MC210 | Engineering Building |  |  | 0 | 0
MC210-B02 | MC210-B02/G32 | B16 Heat Reqd |  |  |  |  | Energy sensor | G32 |  |  |  | MC210 | Engineering Building |  |  | 0 | 0
MC210-B02 | MC210-B02/G33 | B16 Rm Frost |  |  |  |  | Energy sensor | G33 |  |  |  | MC210 | Engineering Building |  |  | 0 | 0
MC210-B02 | MC210-B02/G34 | Logic 34 |  |  |  |  | Energy sensor | G34 |  |  |  | MC210 | Engineering Building |  |  | 0 | 0
MC210-B02 | MC210-B02/G35 | B17 Heat Reqd |  |  |  |  | Energy sensor | G35 |  |  |  | MC210 | Engineering Building |  |  | 0 | 0
MC210-B02 | MC210-B02/G36 | B17 Rm Frost |  |  |  |  | Energy sensor | G36 |  |  |  | MC210 | Engineering Building |  |  | 0 | 0
MC210-B02 | MC210-B02/G37 | Logic 37 |  |  |  |  | Energy sensor | G37 |  |  |  | MC210 | Engineering Building |  |  | 0 | 0
MC210-B02 | MC210-B02/G38 | B18 Heat Reqd |  |  |  |  | Energy sensor | G38 |  |  |  | MC210 | Engineering Building |  |  | 0 | 0
MC210-B02 | MC210-B02/G39 | B18 Rm Frost |  |  |  |  | Energy sensor | G39 |  |  |  | MC210 | Engineering Building |  |  | 0 | 0
MC210-B02 | MC210-B02/G4 | Logic 4 |  |  |  |  | Energy sensor | G4 |  |  |  | MC210 | Engineering Building |  |  | 0 | 0
MC210-B02 | MC210-B02/G40 | Logic 40 |  |  |  |  | Energy sensor | G40 |  |  |  | MC210 | Engineering Building |  |  | 0 | 0
MC210-B02 | MC210-B02/G41 | B19 Heat Reqd |  |  |  |  | Energy sensor | G41 |  |  |  | MC210 | Engineering Building |  |  | 0 | 0
MC210-B02 | MC210-B02/G42 | B19 Rm Frost |  |  |  |  | Energy sensor | G42 |  |  |  | MC210 | Engineering Building |  |  | 0 | 0
MC210-B02 | MC210-B02/G43 | Logic 43 |  |  |  |  | Energy sensor | G43 |  |  |  | MC210 | Engineering Building |  |  | 0 | 0
MC210-B02 | MC210-B02/G44 | B01 Heat Reqd |  |  |  |  | Energy sensor | G44 |  |  |  | MC210 | Engineering Building |  |  | 0 | 0
MC210-B02 | MC210-B02/G45 | B01 Rm Frost |  |  |  |  | Energy sensor | G45 |  |  |  | MC210 | Engineering Building |  |  | 0 | 0
MC210-B02 | MC210-B02/G46 | Logic 46 |  |  |  |  | Energy sensor | G46 |  |  |  | MC210 | Engineering Building |  |  | 0 | 0
MC210-B02 | MC210-B02/G47 | B20 Heat Reqd |  |  |  |  | Energy sensor | G47 |  |  |  | MC210 | Engineering Building |  |  | 0 | 0
MC210-B02 | MC210-B02/G48 | B20 Rm Frost |  |  |  |  | Energy sensor | G48 |  |  |  | MC210 | Engineering Building |  |  | 0 | 0
MC210-B02 | MC210-B02/G49 | Logic 49 |  |  |  |  | Energy sensor | G49 |  |  |  | MC210 | Engineering Building |  |  | 0 | 0
MC210-B02 | MC210-B02/G5 | B06 Heat Reqd |  |  |  |  | Energy sensor | G5 |  |  |  | MC210 | Engineering Building |  |  | 0 | 0
MC210-B02 | MC210-B02/G50 | B26 Heat Reqd |  |  |  |  | Energy sensor | G50 |  |  |  | MC210 | Engineering Building |  |  | 0 | 0
MC210-B02 | MC210-B02/G51 | B26 Rm Frost |  |  |  |  | Energy sensor | G51 |  |  |  | MC210 | Engineering Building |  |  | 0 | 0
MC210-B02 | MC210-B02/G52 | Logic 52 |  |  |  |  | Energy sensor | G52 |  |  |  | MC210 | Engineering Building |  |  | 0 | 0
MC210-B02 | MC210-B02/G53 | B29 Heat Reqd |  |  |  |  | Energy sensor | G53 |  |  |  | MC210 | Engineering Building |  |  | 0 | 0
MC210-B02 | MC210-B02/G54 | B29 Rm Frost |  |  |  |  | Energy sensor | G54 |  |  |  | MC210 | Engineering Building |  |  | 0 | 0
MC210-B02 | MC210-B02/G55 | Logic 55 |  |  |  |  | Energy sensor | G55 |  |  |  | MC210 | Engineering Building |  |  | 0 | 0
MC210-B02 | MC210-B02/G56 | B28 Heat Reqd |  |  |  |  | Energy sensor | G56 |  |  |  | MC210 | Engineering Building |  |  | 0 | 0
MC210-B02 | MC210-B02/G57 | B28 Rm Frost |  |  |  |  | Energy sensor | G57 |  |  |  | MC210 | Engineering Building |  |  | 0 | 0
MC210-B02 | MC210-B02/G58 | Logic 58 |  |  |  |  | Energy sensor | G58 |  |  |  | MC210 | Engineering Building |  |  | 0 | 0
MC210-B02 | MC210-B02/G59 | C26 Heat Reqd |  |  |  |  | Energy sensor | G59 |  |  |  | MC210 | Engineering Building |  |  | 0 | 0
MC210-B02 | MC210-B02/G6 | B06 Rm Frost |  |  |  |  | Energy sensor | G6 |  |  |  | MC210 | Engineering Building |  |  | 0 | 0
MC210-B02 | MC210-B02/G60 | C26 Rm Frost |  |  |  |  | Energy sensor | G60 |  |  |  | MC210 | Engineering Building |  |  | 0 | 0
MC210-B02 | MC210-B02/G61 | Logic 61 |  |  |  |  | Energy sensor | G61 |  |  |  | MC210 | Engineering Building |  |  | 0 | 0
MC210-B02 | MC210-B02/G62 | C29a Heat Reqd |  |  |  |  | Energy sensor | G62 |  |  |  | MC210 | Engineering Building |  |  | 0 | 0
MC210-B02 | MC210-B02/G63 | C29a Rm Frost |  |  |  |  | Energy sensor | G63 |  |  |  | MC210 | Engineering Building |  |  | 0 | 0
MC210-B02 | MC210-B02/G64 | Logic 64 |  |  |  |  | Energy sensor | G64 |  |  |  | MC210 | Engineering Building |  |  | 0 | 0
MC210-B02 | MC210-B02/G65 | CR05 Heat Reqd |  |  |  |  | Energy sensor | G65 |  |  |  | MC210 | Engineering Building |  |  | 0 | 0
MC210-B02 | MC210-B02/G66 | CR05 Rm Frost |  |  |  |  | Energy sensor | G66 |  |  |  | MC210 | Engineering Building |  |  | 0 | 0
MC210-B02 | MC210-B02/G67 | Logic 67 |  |  |  |  | Energy sensor | G67 |  |  |  | MC210 | Engineering Building |  |  | 0 | 0
MC210-B02 | MC210-B02/G68 | C02 Heat Reqd |  |  |  |  | Energy sensor | G68 |  |  |  | MC210 | Engineering Building |  |  | 0 | 0
MC210-B02 | MC210-B02/G69 | C02 Rm Frost |  |  |  |  | Energy sensor | G69 |  |  |  | MC210 | Engineering Building |  |  | 0 | 0
MC210-B02 | MC210-B02/G7 | Logic 7 |  |  |  |  | Energy sensor | G7 |  |  |  | MC210 | Engineering Building |  |  | 0 | 0
MC210-B02 | MC210-B02/G70 | Logic 70 |  |  |  |  | Energy sensor | G70 |  |  |  | MC210 | Engineering Building |  |  | 0 | 0
MC210-B02 | MC210-B02/G71 | C07 Heat Reqd |  |  |  |  | Energy sensor | G71 |  |  |  | MC210 | Engineering Building |  |  | 0 | 0
MC210-B02 | MC210-B02/G72 | C07 Rm Frost |  |  |  |  | Energy sensor | G72 |  |  |  | MC210 | Engineering Building |  |  | 0 | 0
MC210-B02 | MC210-B02/G73 | Logic 73 |  |  |  |  | Energy sensor | G73 |  |  |  | MC210 | Engineering Building |  |  | 0 | 0
MC210-B02 | MC210-B02/G74 | C08 Heat Reqd |  |  |  |  | Energy sensor | G74 |  |  |  | MC210 | Engineering Building |  |  | 0 | 0
MC210-B02 | MC210-B02/G75 | C08 Rm Frost |  |  |  |  | Energy sensor | G75 |  |  |  | MC210 | Engineering Building |  |  | 0 | 0
MC210-B02 | MC210-B02/G76 | Logic 76 |  |  |  |  | Energy sensor | G76 |  |  |  | MC210 | Engineering Building |  |  | 0 | 0
MC210-B02 | MC210-B02/G77 | C09 Heat Reqd |  |  |  |  | Energy sensor | G77 |  |  |  | MC210 | Engineering Building |  |  | 0 | 0
MC210-B02 | MC210-B02/G78 | C09 Rm Frost |  |  |  |  | Energy sensor | G78 |  |  |  | MC210 | Engineering Building |  |  | 0 | 0
MC210-B02 | MC210-B02/G79 | Logic 79 |  |  |  |  | Energy sensor | G79 |  |  |  | MC210 | Engineering Building |  |  | 0 | 0
MC210-B02 | MC210-B02/G8 | B07 Heat Reqd |  |  |  |  | Energy sensor | G8 |  |  |  | MC210 | Engineering Building |  |  | 0 | 0
MC210-B02 | MC210-B02/G80 | C10 Heat Reqd |  |  |  |  | Energy sensor | G80 |  |  |  | MC210 | Engineering Building |  |  | 0 | 0
MC210-B02 | MC210-B02/G81 | C10 Rm Frost |  |  |  |  | Energy sensor | G81 |  |  |  | MC210 | Engineering Building |  |  | 0 | 0
MC210-B02 | MC210-B02/G82 | Logic 82 |  |  |  |  | Energy sensor | G82 |  |  |  | MC210 | Engineering Building |  |  | 0 | 0
MC210-B02 | MC210-B02/G83 | C11 Heat Reqd |  |  |  |  | Energy sensor | G83 |  |  |  | MC210 | Engineering Building |  |  | 0 | 0
MC210-B02 | MC210-B02/G84 | C11 Rm Frost |  |  |  |  | Energy sensor | G84 |  |  |  | MC210 | Engineering Building |  |  | 0 | 0
MC210-B02 | MC210-B02/G85 | Logic 85 |  |  |  |  | Energy sensor | G85 |  |  |  | MC210 | Engineering Building |  |  | 0 | 0
MC210-B02 | MC210-B02/G86 | C12 Heat Reqd |  |  |  |  | Energy sensor | G86 |  |  |  | MC210 | Engineering Building |  |  | 0 | 0
MC210-B02 | MC210-B02/G87 | C12 Rm Frost |  |  |  |  | Energy sensor | G87 |  |  |  | MC210 | Engineering Building |  |  | 0 | 0
MC210-B02 | MC210-B02/G88 | Logic 88 |  |  |  |  | Energy sensor | G88 |  |  |  | MC210 | Engineering Building |  |  | 0 | 0
MC210-B02 | MC210-B02/G89 | C13 Heat Reqd |  |  |  |  | Energy sensor | G89 |  |  |  | MC210 | Engineering Building |  |  | 0 | 0
MC210-B02 | MC210-B02/G9 | B07 Rm Frost |  |  |  |  | Energy sensor | G9 |  |  |  | MC210 | Engineering Building |  |  | 0 | 0
MC210-B02 | MC210-B02/G90 | C13 Rm Frost |  |  |  |  | Energy sensor | G90 |  |  |  | MC210 | Engineering Building |  |  | 0 | 0
MC210-B02 | MC210-B02/G91 | Logic 91 |  |  |  |  | Energy sensor | G91 |  |  |  | MC210 | Engineering Building |  |  | 0 | 0
MC210-B02 | MC210-B02/G92 | C14 Heat Reqd |  |  |  |  | Energy sensor | G92 |  |  |  | MC210 | Engineering Building |  |  | 0 | 0
MC210-B02 | MC210-B02/G93 | C14 Rm Frost |  |  |  |  | Energy sensor | G93 |  |  |  | MC210 | Engineering Building |  |  | 0 | 0
MC210-B02 | MC210-B02/G94 | Logic 94 |  |  |  |  | Energy sensor | G94 |  |  |  | MC210 | Engineering Building |  |  | 0 | 0
MC210-B02 | MC210-B02/G95 | C15 Heat Reqd |  |  |  |  | Energy sensor | G95 |  |  |  | MC210 | Engineering Building |  |  | 0 | 0
MC210-B02 | MC210-B02/G96 | C15 Rm Frost |  |  |  |  | Energy sensor | G96 |  |  |  | MC210 | Engineering Building |  |  | 0 | 0
MC210-B02 | MC210-B02/G97 | Logic 97 |  |  |  |  | Energy sensor | G97 |  |  |  | MC210 | Engineering Building |  |  | 0 | 0
MC210-B02 | MC210-B02/G98 | C16 Heat Reqd |  |  |  |  | Energy sensor | G98 |  |  |  | MC210 | Engineering Building |  |  | 0 | 0
MC210-B02 | MC210-B02/G99 | C16 Rm Frost |  |  |  |  | Energy sensor | G99 |  |  |  | MC210 | Engineering Building |  |  | 0 | 0
MC210-B02 | MC210-B02/i1 | xcite/IO/8UI |  |  |  |  | Energy sensor | i1 |  |  |  | MC210 | Engineering Building |  |  | 0 | 0
MC210-B02 | MC210-B02/I1 | Winter Switch Active |  |  |  |  | Energy sensor | I1 |  |  |  | MC210 | Engineering Building |  |  | 0 | 0
MC210-B02 | MC210-B02/i10 | xcite/IO/8DO |  |  |  |  | Energy sensor | i10 |  |  |  | MC210 | Engineering Building |  |  | 0 | 0
MC210-B02 | MC210-B02/i11 | xcite/IO/8DO |  |  |  |  | Energy sensor | i11 |  |  |  | MC210 | Engineering Building |  |  | 0 | 0
MC210-B02 | MC210-B02/i12 | xcite/IO/8DO |  |  |  |  | Energy sensor | i12 |  |  |  | MC210 | Engineering Building |  |  | 0 | 0
MC210-B02 | MC210-B02/i13 | xcite/IO/8DO |  |  |  |  | Energy sensor | i13 |  |  |  | MC210 | Engineering Building |  |  | 0 | 0
MC210-B02 | MC210-B02/i14 | xcite/IO/8DO |  |  |  |  | Energy sensor | i14 |  |  |  | MC210 | Engineering Building |  |  | 0 | 0
MC210-B02 | MC210-B02/i2 | xcite/IO/8UI |  |  |  |  | Energy sensor | i2 |  |  |  | MC210 | Engineering Building |  |  | 0 | 0
MC210-B02 | MC210-B02/I2 | Summer Switch Active |  |  |  |  | Energy sensor | I2 |  |  |  | MC210 | Engineering Building |  |  | 0 | 0
MC210-B02 | MC210-B02/I3 | Holiday Switch Active |  |  |  |  | Energy sensor | I3 |  |  |  | MC210 | Engineering Building |  |  | 0 | 0
MC210-B02 | MC210-B02/i3 | xcite/IO/8UI |  |  |  |  | Energy sensor | i3 |  |  |  | MC210 | Engineering Building |  |  | 0 | 0
MC210-B02 | MC210-B02/i4 | xcite/IO/8UI |  |  |  |  | Energy sensor | i4 |  |  |  | MC210 | Engineering Building |  |  | 0 | 0
MC210-B02 | MC210-B02/i5 | xcite/IO/8UI |  |  |  |  | Energy sensor | i5 |  |  |  | MC210 | Engineering Building |  |  | 0 | 0
MC210-B02 | MC210-B02/i6 | xcite/IO/8UI |  |  |  |  | Energy sensor | i6 |  |  |  | MC210 | Engineering Building |  |  | 0 | 0
MC210-B02 | MC210-B02/i7 | xcite/IO/8UI |  |  |  |  | Energy sensor | i7 |  |  |  | MC210 | Engineering Building |  |  | 0 | 0
MC210-B02 | MC210-B02/i8 | xcite/IO/8DO |  |  |  |  | Energy sensor | i8 |  |  |  | MC210 | Engineering Building |  |  | 0 | 0
MC210-B02 | MC210-B02/i9 | xcite/IO/8DO |  |  |  |  | Energy sensor | i9 |  |  |  | MC210 | Engineering Building |  |  | 0 | 0
MC210-B02 | MC210-B02/K1 | B03 Room Setpt |  |  |  |  | Energy sensor | K1 |  |  |  | MC210 | Engineering Building |  |  | 0 | 0
MC210-B02 | MC210-B02/K10 | B14 Room Setpt |  |  |  |  | Energy sensor | K10 |  |  |  | MC210 | Engineering Building |  |  | 0 | 0
MC210-B02 | MC210-B02/K11 | B16 Room Setpt |  |  |  |  | Energy sensor | K11 |  |  |  | MC210 | Engineering Building |  |  | 0 | 0
MC210-B02 | MC210-B02/K12 | B17 Room Setpt |  |  |  |  | Energy sensor | K12 |  |  |  | MC210 | Engineering Building |  |  | 0 | 0
MC210-B02 | MC210-B02/K13 | B18 Room Setpt |  |  |  |  | Energy sensor | K13 |  |  |  | MC210 | Engineering Building |  |  | 0 | 0
MC210-B02 | MC210-B02/K14 | B19 Room Setpt |  |  |  |  | Energy sensor | K14 |  |  |  | MC210 | Engineering Building |  |  | 0 | 0
MC210-B02 | MC210-B02/K15 | B01 Room Setpt |  |  |  |  | Energy sensor | K15 |  |  |  | MC210 | Engineering Building |  |  | 0 | 0
MC210-B02 | MC210-B02/K16 | B20 Room Setpt |  |  |  |  | Energy sensor | K16 |  |  |  | MC210 | Engineering Building |  |  | 0 | 0
MC210-B02 | MC210-B02/K17 | B26 Room Setpt |  |  |  |  | Energy sensor | K17 |  |  |  | MC210 | Engineering Building |  |  | 0 | 0
MC210-B02 | MC210-B02/K18 | B29 Room Setpt |  |  |  |  | Energy sensor | K18 |  |  |  | MC210 | Engineering Building |  |  | 0 | 0
MC210-B02 | MC210-B02/K19 | B28 Room Setpt |  |  |  |  | Energy sensor | K19 |  |  |  | MC210 | Engineering Building |  |  | 0 | 0
MC210-B02 | MC210-B02/K2 | B06 Room Setpt |  |  |  |  | Energy sensor | K2 |  |  |  | MC210 | Engineering Building |  |  | 0 | 0
MC210-B02 | MC210-B02/K20 | C26 Room Setpt |  |  |  |  | Energy sensor | K20 |  |  |  | MC210 | Engineering Building |  |  | 0 | 0
MC210-B02 | MC210-B02/K21 | C29a Room Setpt |  |  |  |  | Energy sensor | K21 |  |  |  | MC210 | Engineering Building |  |  | 0 | 0
MC210-B02 | MC210-B02/K22 | CR05 Room Setpt |  |  |  |  | Energy sensor | K22 |  |  |  | MC210 | Engineering Building |  |  | 0 | 0
MC210-B02 | MC210-B02/K23 | C02 Room Setpt |  |  |  |  | Energy sensor | K23 |  |  |  | MC210 | Engineering Building |  |  | 0 | 0
MC210-B02 | MC210-B02/K24 | C07 Room Setpt |  |  |  |  | Energy sensor | K24 |  |  |  | MC210 | Engineering Building |  |  | 0 | 0
MC210-B02 | MC210-B02/K25 | C08 Room Setpt |  |  |  |  | Energy sensor | K25 |  |  |  | MC210 | Engineering Building |  |  | 0 | 0
MC210-B02 | MC210-B02/K26 | C09 Room Setpt |  |  |  |  | Energy sensor | K26 |  |  |  | MC210 | Engineering Building |  |  | 0 | 0
MC210-B02 | MC210-B02/K27 | C10 Room Setpt |  |  |  |  | Energy sensor | K27 |  |  |  | MC210 | Engineering Building |  |  | 0 | 0
MC210-B02 | MC210-B02/K28 | C11 Room Setpt |  |  |  |  | Energy sensor | K28 |  |  |  | MC210 | Engineering Building |  |  | 0 | 0
MC210-B02 | MC210-B02/K29 | C12 Room Setpt |  |  |  |  | Energy sensor | K29 |  |  |  | MC210 | Engineering Building |  |  | 0 | 0
MC210-B02 | MC210-B02/K3 | B07 Room Setpt |  |  |  |  | Energy sensor | K3 |  |  |  | MC210 | Engineering Building |  |  | 0 | 0
MC210-B02 | MC210-B02/K30 | C13 Room Setpt |  |  |  |  | Energy sensor | K30 |  |  |  | MC210 | Engineering Building |  |  | 0 | 0
MC210-B02 | MC210-B02/K31 | C14 Room Setpt |  |  |  |  | Energy sensor | K31 |  |  |  | MC210 | Engineering Building |  |  | 0 | 0
MC210-B02 | MC210-B02/K32 | C15 Room Setpt |  |  |  |  | Energy sensor | K32 |  |  |  | MC210 | Engineering Building |  |  | 0 | 0
MC210-B02 | MC210-B02/K33 | C16 Room Setpt |  |  |  |  | Energy sensor | K33 |  |  |  | MC210 | Engineering Building |  |  | 0 | 0
MC210-B02 | MC210-B02/K34 | C17 Room Setpt |  |  |  |  | Energy sensor | K34 |  |  |  | MC210 | Engineering Building |  |  | 0 | 0
MC210-B02 | MC210-B02/K35 | C01 Room Setpt |  |  |  |  | Energy sensor | K35 |  |  |  | MC210 | Engineering Building |  |  | 0 | 0
MC210-B02 | MC210-B02/K36 | D34 Room Setpt |  |  |  |  | Energy sensor | K36 |  |  |  | MC210 | Engineering Building |  |  | 0 | 0
MC210-B02 | MC210-B02/K37 | D29 Room Setpt |  |  |  |  | Energy sensor | K37 |  |  |  | MC210 | Engineering Building |  |  | 0 | 0
MC210-B02 | MC210-B02/K38 | D28 Room Setpt |  |  |  |  | Energy sensor | K38 |  |  |  | MC210 | Engineering Building |  |  | 0 | 0
MC210-B02 | MC210-B02/K39 | D27 Room Setpt |  |  |  |  | Energy sensor | K39 |  |  |  | MC210 | Engineering Building |  |  | 0 | 0
MC210-B02 | MC210-B02/K4 | B08 Room Setpt |  |  |  |  | Energy sensor | K4 |  |  |  | MC210 | Engineering Building |  |  | 0 | 0
MC210-B02 | MC210-B02/K40 | D01 Room Setpt |  |  |  |  | Energy sensor | K40 |  |  |  | MC210 | Engineering Building |  |  | 0 | 0
MC210-B02 | MC210-B02/K41 | D20 Room Setpt |  |  |  |  | Energy sensor | K41 |  |  |  | MC210 | Engineering Building |  |  | 0 | 0
MC210-B02 | MC210-B02/K42 | D19 Room Setpt |  |  |  |  | Energy sensor | K42 |  |  |  | MC210 | Engineering Building |  |  | 0 | 0
MC210-B02 | MC210-B02/K43 | D26 Room Setpt |  |  |  |  | Energy sensor | K43 |  |  |  | MC210 | Engineering Building |  |  | 0 | 0
MC210-B02 | MC210-B02/K44 | D18 Room Setpt |  |  |  |  | Energy sensor | K44 |  |  |  | MC210 | Engineering Building |  |  | 0 | 0
MC210-B02 | MC210-B02/K45 | D17 Room Setpt |  |  |  |  | Energy sensor | K45 |  |  |  | MC210 | Engineering Building |  |  | 0 | 0
MC210-B02 | MC210-B02/K46 | D15 Room Setpt |  |  |  |  | Energy sensor | K46 |  |  |  | MC210 | Engineering Building |  |  | 0 | 0
MC210-B02 | MC210-B02/K47 | D14 Room Setpt |  |  |  |  | Energy sensor | K47 |  |  |  | MC210 | Engineering Building |  |  | 0 | 0
MC210-B02 | MC210-B02/K48 | D13 Room Setpt |  |  |  |  | Energy sensor | K48 |  |  |  | MC210 | Engineering Building |  |  | 0 | 0
MC210-B02 | MC210-B02/K49 | D12 Room Setpt |  |  |  |  | Energy sensor | K49 |  |  |  | MC210 | Engineering Building |  |  | 0 | 0
MC210-B02 | MC210-B02/K5 | B09 Room Setpt |  |  |  |  | Energy sensor | K5 |  |  |  | MC210 | Engineering Building |  |  | 0 | 0
MC210-B02 | MC210-B02/K50 | D11 Room Setpt |  |  |  |  | Energy sensor | K50 |  |  |  | MC210 | Engineering Building |  |  | 0 | 0
MC210-B02 | MC210-B02/K51 | D06 Room Setpt |  |  |  |  | Energy sensor | K51 |  |  |  | MC210 | Engineering Building |  |  | 0 | 0
MC210-B02 | MC210-B02/K52 | D07 Room Setpt |  |  |  |  | Energy sensor | K52 |  |  |  | MC210 | Engineering Building |  |  | 0 | 0
MC210-B02 | MC210-B02/K53 | D08 Room Setpt |  |  |  |  | Energy sensor | K53 |  |  |  | MC210 | Engineering Building |  |  | 0 | 0
MC210-B02 | MC210-B02/K54 | D09 Room Setpt |  |  |  |  | Energy sensor | K54 |  |  |  | MC210 | Engineering Building |  |  | 0 | 0
MC210-B02 | MC210-B02/K55 | D10 Room Setpt |  |  |  |  | Energy sensor | K55 |  |  |  | MC210 | Engineering Building |  |  | 0 | 0
MC210-B02 | MC210-B02/K57 | B27 Room Setpt |  |  |  |  | Energy sensor | K57 |  |  |  | MC210 | Engineering Building |  |  | 0 | 0
MC210-B02 | MC210-B02/K58 | B27 Deadband |  |  |  |  | Energy sensor | K58 |  |  |  | MC210 | Engineering Building |  |  | 0 | 0
MC210-B02 | MC210-B02/K59 | C24 Room Setpt |  |  |  |  | Energy sensor | K59 |  |  |  | MC210 | Engineering Building |  |  | 0 | 0
MC210-B02 | MC210-B02/K6 | B10 Room Setpt |  |  |  |  | Energy sensor | K6 |  |  |  | MC210 | Engineering Building |  |  | 0 | 0
MC210-B02 | MC210-B02/K60 | C24 Deadband |  |  |  |  | Energy sensor | K60 |  |  |  | MC210 | Engineering Building |  |  | 0 | 0
MC210-B02 | MC210-B02/K61 | C24d Room Setpt |  |  |  |  | Energy sensor | K61 |  |  |  | MC210 | Engineering Building |  |  | 0 | 0
MC210-B02 | MC210-B02/K62 | C27 Room Setpt |  |  |  |  | Energy sensor | K62 |  |  |  | MC210 | Engineering Building |  |  | 0 | 0
MC210-B02 | MC210-B02/K63 | C27 Deadband |  |  |  |  | Energy sensor | K63 |  |  |  | MC210 | Engineering Building |  |  | 0 | 0
MC210-B02 | MC210-B02/K64 | C27a Room Setpt |  |  |  |  | Energy sensor | K64 |  |  |  | MC210 | Engineering Building |  |  | 0 | 0
MC210-B02 | MC210-B02/K65 | C27a Deadband |  |  |  |  | Energy sensor | K65 |  |  |  | MC210 | Engineering Building |  |  | 0 | 0
MC210-B02 | MC210-B02/K66 | C27b Room Setpt |  |  |  |  | Energy sensor | K66 |  |  |  | MC210 | Engineering Building |  |  | 0 | 0
MC210-B02 | MC210-B02/K67 | C27b Deadband |  |  |  |  | Energy sensor | K67 |  |  |  | MC210 | Engineering Building |  |  | 0 | 0
MC210-B02 | MC210-B02/K7 | B11 Room Setpt |  |  |  |  | Energy sensor | K7 |  |  |  | MC210 | Engineering Building |  |  | 0 | 0
MC210-B02 | MC210-B02/K8 | B12 Room Setpt |  |  |  |  | Energy sensor | K8 |  |  |  | MC210 | Engineering Building |  |  | 0 | 0
MC210-B02 | MC210-B02/K9 | B13 Room Setpt |  |  |  |  | Energy sensor | K9 |  |  |  | MC210 | Engineering Building |  |  | 0 | 0
MC210-B02 | MC210-B02/L10 | Loop 10 |  |  |  |  | Energy sensor | L10 |  |  |  | MC210 | Engineering Building |  |  | 0 | 0
MC210-B02 | MC210-B02/L11 | Loop 11 |  |  |  |  | Energy sensor | L11 |  |  |  | MC210 | Engineering Building |  |  | 0 | 0
MC210-B02 | MC210-B02/L12 | Loop 12 |  |  |  |  | Energy sensor | L12 |  |  |  | MC210 | Engineering Building |  |  | 0 | 0
MC210-B02 | MC210-B02/L13 | Loop 13 |  |  |  |  | Energy sensor | L13 |  |  |  | MC210 | Engineering Building |  |  | 0 | 0
MC210-B02 | MC210-B02/L3 | Loop 3 |  |  |  |  | Energy sensor | L3 |  |  |  | MC210 | Engineering Building |  |  | 0 | 0
MC210-B02 | MC210-B02/L4 | Loop 4 |  |  |  |  | Energy sensor | L4 |  |  |  | MC210 | Engineering Building |  |  | 0 | 0
MC210-B02 | MC210-B02/L5 | Loop 5 |  |  |  |  | Energy sensor | L5 |  |  |  | MC210 | Engineering Building |  |  | 0 | 0
MC210-B02 | MC210-B02/L6 | Loop 6 |  |  |  |  | Energy sensor | L6 |  |  |  | MC210 | Engineering Building |  |  | 0 | 0
MC210-B02 | MC210-B02/L7 | Loop 7 |  |  |  |  | Energy sensor | L7 |  |  |  | MC210 | Engineering Building |  |  | 0 | 0
MC210-B02 | MC210-B02/L8 | Loop 8 |  |  |  |  | Energy sensor | L8 |  |  |  | MC210 | Engineering Building |  |  | 0 | 0
MC210-B02 | MC210-B02/L9 | Loop 9 |  |  |  |  | Energy sensor | L9 |  |  |  | MC210 | Engineering Building |  |  | 0 | 0
MC210-B02 | MC210-B02/N1 | IC Comms 1 |  |  |  |  | Energy sensor | N1 |  |  |  | MC210 | Engineering Building |  |  | 0 | 0
MC210-B02 | MC210-B02/n1 | MCP01b |  |  |  |  | Energy sensor | n1 |  |  |  | MC210 | Engineering Building |  |  | 0 | 0
MC210-B02 | MC210-B02/N10 | IC Comms 10 |  |  |  |  | Energy sensor | N10 |  |  |  | MC210 | Engineering Building |  |  | 0 | 0
MC210-B02 | MC210-B02/N11 | IC Comms 11 |  |  |  |  | Energy sensor | N11 |  |  |  | MC210 | Engineering Building |  |  | 0 | 0
MC210-B02 | MC210-B02/N2 | IC Comms 2 |  |  |  |  | Energy sensor | N2 |  |  |  | MC210 | Engineering Building |  |  | 0 | 0
MC210-B02 | MC210-B02/N3 | IC Comms 3 |  |  |  |  | Energy sensor | N3 |  |  |  | MC210 | Engineering Building |  |  | 0 | 0
MC210-B02 | MC210-B02/N4 | IC Comms 4 |  |  |  |  | Energy sensor | N4 |  |  |  | MC210 | Engineering Building |  |  | 0 | 0
MC210-B02 | MC210-B02/N5 | IC Comms 5 |  |  |  |  | Energy sensor | N5 |  |  |  | MC210 | Engineering Building |  |  | 0 | 0
MC210-B02 | MC210-B02/N6 | IC Comms 6 |  |  |  |  | Energy sensor | N6 |  |  |  | MC210 | Engineering Building |  |  | 0 | 0
MC210-B02 | MC210-B02/N7 | IC Comms 7 |  |  |  |  | Energy sensor | N7 |  |  |  | MC210 | Engineering Building |  |  | 0 | 0
MC210-B02 | MC210-B02/N8 | IC Comms 8 |  |  |  |  | Energy sensor | N8 |  |  |  | MC210 | Engineering Building |  |  | 0 | 0
MC210-B02 | MC210-B02/N9 | IC Comms 9 |  |  |  |  | Energy sensor | N9 |  |  |  | MC210 | Engineering Building |  |  | 0 | 0
MC210-B02 | MC210-B02/o1 | Alarm Route 1 |  |  |  |  | Energy sensor | o1 |  |  |  | MC210 | Engineering Building |  |  | 0 | 0
MC210-B02 | MC210-B02/o2 | Alarm Route 1 |  |  |  |  | Energy sensor | o2 |  |  |  | MC210 | Engineering Building |  |  | 0 | 0
MC210-B02 | MC210-B02/P1 | Room Temp B26 |  |  | Degrees Celsius |  | Energy sensor | P1 |  |  |  | MC210 | Engineering Building |  |  | 0 | 0
MC210-B02 | MC210-B02/P10 | Room Temp B16 |  |  | Degrees Celsius |  | Energy sensor | P10 |  |  |  | MC210 | Engineering Building |  |  | 0 | 0
MC210-B02 | MC210-B02/P11 | Room Temp B14 |  |  | Degrees Celsius |  | Energy sensor | P11 |  |  |  | MC210 | Engineering Building |  |  | 0 | 0
MC210-B02 | MC210-B02/P12 | Room Temp B06 |  |  | Degrees Celsius |  | Energy sensor | P12 |  |  |  | MC210 | Engineering Building |  |  | 0 | 0
MC210-B02 | MC210-B02/P13 | Room Temp B07 |  |  | Degrees Celsius |  | Energy sensor | P13 |  |  |  | MC210 | Engineering Building |  |  | 0 | 0
MC210-B02 | MC210-B02/P14 | Room Temp B08 |  |  | Degrees Celsius |  | Energy sensor | P14 |  |  |  | MC210 | Engineering Building |  |  | 0 | 0
MC210-B02 | MC210-B02/P15 | Room Temp B09 |  |  | Degrees Celsius |  | Energy sensor | P15 |  |  |  | MC210 | Engineering Building |  |  | 0 | 0
MC210-B02 | MC210-B02/P16 | Room Temp B10 |  |  | Degrees Celsius |  | Energy sensor | P16 |  |  |  | MC210 | Engineering Building |  |  | 0 | 0
MC210-B02 | MC210-B02/P17 | Room Temp B11 |  |  | Degrees Celsius |  | Energy sensor | P17 |  |  |  | MC210 | Engineering Building |  |  | 0 | 0
MC210-B02 | MC210-B02/P18 | Room Temp B13 |  |  | Degrees Celsius |  | Energy sensor | P18 |  |  |  | MC210 | Engineering Building |  |  | 0 | 0
MC210-B02 | MC210-B02/P19 | Room Temp B12 |  |  | Degrees Celsius |  | Energy sensor | P19 |  |  |  | MC210 | Engineering Building |  |  | 0 | 0
MC210-B02 | MC210-B02/P2 | Room Temp B28 |  |  | Degrees Celsius |  | Energy sensor | P2 |  |  |  | MC210 | Engineering Building |  |  | 0 | 0
MC210-B02 | MC210-B02/P20 | Room Temp B27 |  |  | Degrees Celsius |  | Energy sensor | P20 |  |  |  | MC210 | Engineering Building |  |  | 0 | 0
MC210-B02 | MC210-B02/P21 | Room Temp C26 No1 |  |  | Degrees Celsius |  | Energy sensor | P21 |  |  |  | MC210 | Engineering Building |  |  | 0 | 0
MC210-B02 | MC210-B02/P22 | Room Temp C26 No2 |  |  | Degrees Celsius |  | Energy sensor | P22 |  |  |  | MC210 | Engineering Building |  |  | 0 | 0
MC210-B02 | MC210-B02/P23 | Room Temp C27a |  |  | Degrees Celsius |  | Energy sensor | P23 |  |  |  | MC210 | Engineering Building |  |  | 0 | 0
MC210-B02 | MC210-B02/P24 | Room Temp C27b |  |  | Degrees Celsius |  | Energy sensor | P24 |  |  |  | MC210 | Engineering Building |  |  | 0 | 0
MC210-B02 | MC210-B02/P25 | Room Temp C27 |  |  | Degrees Celsius |  | Energy sensor | P25 |  |  |  | MC210 | Engineering Building |  |  | 0 | 0
MC210-B02 | MC210-B02/P26 | Room Temp C29a |  |  | Degrees Celsius |  | Energy sensor | P26 |  |  |  | MC210 | Engineering Building |  |  | 0 | 0
MC210-B02 | MC210-B02/P27 | Room Temp CR05 |  |  | Degrees Celsius |  | Energy sensor | P27 |  |  |  | MC210 | Engineering Building |  |  | 0 | 0
MC210-B02 | MC210-B02/P28 | Room Temp C24d |  |  | Degrees Celsius |  | Energy sensor | P28 |  |  |  | MC210 | Engineering Building |  |  | 0 | 0
MC210-B02 | MC210-B02/P29 | Room Temp C24b |  |  | Degrees Celsius |  | Energy sensor | P29 |  |  |  | MC210 | Engineering Building |  |  | 0 | 0
MC210-B02 | MC210-B02/P3 | Room Temp B29 |  |  | Degrees Celsius |  | Energy sensor | P3 |  |  |  | MC210 | Engineering Building |  |  | 0 | 0
MC210-B02 | MC210-B02/P30 | Room Temp C24 |  |  | Degrees Celsius |  | Energy sensor | P30 |  |  |  | MC210 | Engineering Building |  |  | 0 | 0
MC210-B02 | MC210-B02/P31 | Room Temp C01 |  |  | Degrees Celsius |  | Energy sensor | P31 |  |  |  | MC210 | Engineering Building |  |  | 0 | 0
MC210-B02 | MC210-B02/P32 | Room Temp C02 |  |  | Degrees Celsius |  | Energy sensor | P32 |  |  |  | MC210 | Engineering Building |  |  | 0 | 0
MC210-B02 | MC210-B02/P33 | Room Temp C17 |  |  | Degrees Celsius |  | Energy sensor | P33 |  |  |  | MC210 | Engineering Building |  |  | 0 | 0
MC210-B02 | MC210-B02/P34 | Room Temp C16 |  |  | Degrees Celsius |  | Energy sensor | P34 |  |  |  | MC210 | Engineering Building |  |  | 0 | 0
MC210-B02 | MC210-B02/P35 | Room Temp C15 |  |  | Degrees Celsius |  | Energy sensor | P35 |  |  |  | MC210 | Engineering Building |  |  | 0 | 0
MC210-B02 | MC210-B02/P36 | Room Temp C14 |  |  | Degrees Celsius |  | Energy sensor | P36 |  |  |  | MC210 | Engineering Building |  |  | 0 | 0
MC210-B02 | MC210-B02/P37 | Room Temp C13 |  |  | Degrees Celsius |  | Energy sensor | P37 |  |  |  | MC210 | Engineering Building |  |  | 0 | 0
MC210-B02 | MC210-B02/P38 | Room Temp C12 |  |  | Degrees Celsius |  | Energy sensor | P38 |  |  |  | MC210 | Engineering Building |  |  | 0 | 0
MC210-B02 | MC210-B02/P39 | Room Temp C11 |  |  | Degrees Celsius |  | Energy sensor | P39 |  |  |  | MC210 | Engineering Building |  |  | 0 | 0
MC210-B02 | MC210-B02/P4 | Room Temp B01 |  |  | Degrees Celsius |  | Energy sensor | P4 |  |  |  | MC210 | Engineering Building |  |  | 0 | 0
MC210-B02 | MC210-B02/P40 | Room Temp C07 |  |  | Degrees Celsius |  | Energy sensor | P40 |  |  |  | MC210 | Engineering Building |  |  | 0 | 0
MC210-B02 | MC210-B02/P41 | Room Temp C08 |  |  | Degrees Celsius |  | Energy sensor | P41 |  |  |  | MC210 | Engineering Building |  |  | 0 | 0
MC210-B02 | MC210-B02/P42 | Room Temp C09 |  |  | Degrees Celsius |  | Energy sensor | P42 |  |  |  | MC210 | Engineering Building |  |  | 0 | 0
MC210-B02 | MC210-B02/P43 | Room Temp C10 |  |  | Degrees Celsius |  | Energy sensor | P43 |  |  |  | MC210 | Engineering Building |  |  | 0 | 0
MC210-B02 | MC210-B02/P44 | Room Temp D29 |  |  | Degrees Celsius |  | Energy sensor | P44 |  |  |  | MC210 | Engineering Building |  |  | 0 | 0
MC210-B02 | MC210-B02/P45 | Room Temp D28 |  |  | Degrees Celsius |  | Energy sensor | P45 |  |  |  | MC210 | Engineering Building |  |  | 0 | 0
MC210-B02 | MC210-B02/P46 | Room Temp D27 |  |  | Degrees Celsius |  | Energy sensor | P46 |  |  |  | MC210 | Engineering Building |  |  | 0 | 0
MC210-B02 | MC210-B02/P47 | Room Temp D26 |  |  | Degrees Celsius |  | Energy sensor | P47 |  |  |  | MC210 | Engineering Building |  |  | 0 | 0
MC210-B02 | MC210-B02/P48 | Room Temp D34 |  |  | Degrees Celsius |  | Energy sensor | P48 |  |  |  | MC210 | Engineering Building |  |  | 0 | 0
MC210-B02 | MC210-B02/P49 | Room Temp D01 |  |  | Degrees Celsius |  | Energy sensor | P49 |  |  |  | MC210 | Engineering Building |  |  | 0 | 0
MC210-B02 | MC210-B02/P5 | Room Temp B20 |  |  | Degrees Celsius |  | Energy sensor | P5 |  |  |  | MC210 | Engineering Building |  |  | 0 | 0
MC210-B02 | MC210-B02/P50 | Room Temp D19 |  |  | Degrees Celsius |  | Energy sensor | P50 |  |  |  | MC210 | Engineering Building |  |  | 0 | 0
MC210-B02 | MC210-B02/P51 | Room Temp D18 |  |  | Degrees Celsius |  | Energy sensor | P51 |  |  |  | MC210 | Engineering Building |  |  | 0 | 0
MC210-B02 | MC210-B02/P52 | Room Temp D17 |  |  | Degrees Celsius |  | Energy sensor | P52 |  |  |  | MC210 | Engineering Building |  |  | 0 | 0
MC210-B02 | MC210-B02/P53 | Room Temp D15 |  |  | Degrees Celsius |  | Energy sensor | P53 |  |  |  | MC210 | Engineering Building |  |  | 0 | 0
MC210-B02 | MC210-B02/P54 | Room Temp D06 |  |  | Degrees Celsius |  | Energy sensor | P54 |  |  |  | MC210 | Engineering Building |  |  | 0 | 0
MC210-B02 | MC210-B02/P55 | Room Temp D07 |  |  | Degrees Celsius |  | Energy sensor | P55 |  |  |  | MC210 | Engineering Building |  |  | 0 | 0
MC210-B02 | MC210-B02/P56 | Room Temp D08 |  |  | Degrees Celsius |  | Energy sensor | P56 |  |  |  | MC210 | Engineering Building |  |  | 0 | 0
MC210-B02 | MC210-B02/P57 | Room Temp D09 |  |  | Degrees Celsius |  | Energy sensor | P57 |  |  |  | MC210 | Engineering Building |  |  | 0 | 0
MC210-B02 | MC210-B02/P58 | Room Temp D10 |  |  | Degrees Celsius |  | Energy sensor | P58 |  |  |  | MC210 | Engineering Building |  |  | 0 | 0
MC210-B02 | MC210-B02/P59 | Room Temp D11 |  |  | Degrees Celsius |  | Energy sensor | P59 |  |  |  | MC210 | Engineering Building |  |  | 0 | 0
MC210-B02 | MC210-B02/P6 | Room Temp B19 |  |  | Degrees Celsius |  | Energy sensor | P6 |  |  |  | MC210 | Engineering Building |  |  | 0 | 0
MC210-B02 | MC210-B02/P60 | Room Temp D12 |  |  | Degrees Celsius |  | Energy sensor | P60 |  |  |  | MC210 | Engineering Building |  |  | 0 | 0
MC210-B02 | MC210-B02/P61 | Room Temp D13 |  |  | Degrees Celsius |  | Energy sensor | P61 |  |  |  | MC210 | Engineering Building |  |  | 0 | 0
MC210-B02 | MC210-B02/P62 | Room Temp D14 |  |  | Degrees Celsius |  | Energy sensor | P62 |  |  |  | MC210 | Engineering Building |  |  | 0 | 0
MC210-B02 | MC210-B02/P63 | Room Temp D20 |  |  | Degrees Celsius |  | Energy sensor | P63 |  |  |  | MC210 | Engineering Building |  |  | 0 | 0
MC210-B02 | MC210-B02/P7 | Room Temp B03 |  |  | Degrees Celsius |  | Energy sensor | P7 |  |  |  | MC210 | Engineering Building |  |  | 0 | 0
MC210-B02 | MC210-B02/P8 | Room Temp B18 |  |  | Degrees Celsius |  | Energy sensor | P8 |  |  |  | MC210 | Engineering Building |  |  | 0 | 0
MC210-B02 | MC210-B02/P9 | Room Temp B17 |  |  | Degrees Celsius |  | Energy sensor | P9 |  |  |  | MC210 | Engineering Building |  |  | 0 | 0
MC210-B02 | MC210-B02/Q1 | Sequence Table 1 |  |  |  |  | Energy sensor | Q1 |  |  |  | MC210 | Engineering Building |  |  | 0 | 0
MC210-B02 | MC210-B02/S1 | Room Temp B26 |  |  | Degrees Celsius |  | Energy sensor | S1 |  |  |  | MC210 | Engineering Building |  |  | 0 | 0
MC210-B02 | MC210-B02/S10 | Room Temp B16 |  |  | Degrees Celsius |  | Energy sensor | S10 |  |  |  | MC210 | Engineering Building |  |  | 0 | 0
MC210-B02 | MC210-B02/S11 | Room Temp B14 |  |  | Degrees Celsius |  | Energy sensor | S11 |  |  |  | MC210 | Engineering Building |  |  | 0 | 0
MC210-B02 | MC210-B02/S12 | Room Temp B06 |  |  | Degrees Celsius |  | Energy sensor | S12 |  |  |  | MC210 | Engineering Building |  |  | 0 | 0
MC210-B02 | MC210-B02/S13 | Room Temp B07 |  |  | Degrees Celsius |  | Energy sensor | S13 |  |  |  | MC210 | Engineering Building |  |  | 0 | 0
MC210-B02 | MC210-B02/S14 | Room Temp B08 |  |  | Degrees Celsius |  | Energy sensor | S14 |  |  |  | MC210 | Engineering Building |  |  | 0 | 0
MC210-B02 | MC210-B02/S15 | Room Temp B09 |  |  | Degrees Celsius |  | Energy sensor | S15 |  |  |  | MC210 | Engineering Building |  |  | 0 | 0
MC210-B02 | MC210-B02/S16 | Room Temp B10 |  |  | Degrees Celsius |  | Energy sensor | S16 |  |  |  | MC210 | Engineering Building |  |  | 0 | 0
MC210-B02 | MC210-B02/S17 | Room Temp B11 |  |  | Degrees Celsius |  | Energy sensor | S17 |  |  |  | MC210 | Engineering Building |  |  | 0 | 0
MC210-B02 | MC210-B02/S18 | Room Temp B13 |  |  | Degrees Celsius |  | Energy sensor | S18 |  |  |  | MC210 | Engineering Building |  |  | 0 | 0
MC210-B02 | MC210-B02/S19 | Room Temp B12 |  |  | Degrees Celsius |  | Energy sensor | S19 |  |  |  | MC210 | Engineering Building |  |  | 0 | 0
MC210-B02 | MC210-B02/S2 | Room Temp B28 |  |  | Degrees Celsius |  | Energy sensor | S2 |  |  |  | MC210 | Engineering Building |  |  | 0 | 0
MC210-B02 | MC210-B02/S20 | Room Temp B27 |  |  | Degrees Celsius |  | Energy sensor | S20 |  |  |  | MC210 | Engineering Building |  |  | 0 | 0
MC210-B02 | MC210-B02/S21 | Room Temp C26 No1 |  |  | Degrees Celsius |  | Energy sensor | S21 |  |  |  | MC210 | Engineering Building |  |  | 0 | 0
MC210-B02 | MC210-B02/S22 | Room Temp C26 No2 |  |  | Degrees Celsius |  | Energy sensor | S22 |  |  |  | MC210 | Engineering Building |  |  | 0 | 0
MC210-B02 | MC210-B02/S23 | Room Temp C27a |  |  | Degrees Celsius |  | Energy sensor | S23 |  |  |  | MC210 | Engineering Building |  |  | 0 | 0
MC210-B02 | MC210-B02/S24 | Room Temp C27b |  |  | Degrees Celsius |  | Energy sensor | S24 |  |  |  | MC210 | Engineering Building |  |  | 0 | 0
MC210-B02 | MC210-B02/S25 | Room Temp C27 |  |  | Degrees Celsius |  | Energy sensor | S25 |  |  |  | MC210 | Engineering Building |  |  | 0 | 0
MC210-B02 | MC210-B02/S26 | Room Temp C29a |  |  | Degrees Celsius |  | Energy sensor | S26 |  |  |  | MC210 | Engineering Building |  |  | 0 | 0
MC210-B02 | MC210-B02/S27 | Room Temp CR05 |  |  | Degrees Celsius |  | Energy sensor | S27 |  |  |  | MC210 | Engineering Building |  |  | 0 | 0
MC210-B02 | MC210-B02/S28 | Room Temp C24d |  |  | Degrees Celsius |  | Energy sensor | S28 |  |  |  | MC210 | Engineering Building |  |  | 0 | 0
MC210-B02 | MC210-B02/S29 | Room Temp C24b |  |  | Degrees Celsius |  | Energy sensor | S29 |  |  |  | MC210 | Engineering Building |  |  | 0 | 0
MC210-B02 | MC210-B02/S3 | Room Temp B29 |  |  | Degrees Celsius |  | Energy sensor | S3 |  |  |  | MC210 | Engineering Building |  |  | 0 | 0
MC210-B02 | MC210-B02/S30 | Room Temp C24 |  |  | Degrees Celsius |  | Energy sensor | S30 |  |  |  | MC210 | Engineering Building |  |  | 0 | 0
MC210-B02 | MC210-B02/S31 | Room Temp C01 |  |  | Degrees Celsius |  | Energy sensor | S31 |  |  |  | MC210 | Engineering Building |  |  | 0 | 0
MC210-B02 | MC210-B02/S32 | Room Temp C02 |  |  | Degrees Celsius |  | Energy sensor | S32 |  |  |  | MC210 | Engineering Building |  |  | 0 | 0
MC210-B02 | MC210-B02/S33 | Room Temp C17 |  |  | Degrees Celsius |  | Energy sensor | S33 |  |  |  | MC210 | Engineering Building |  |  | 0 | 0
MC210-B02 | MC210-B02/S34 | Room Temp C16 |  |  | Degrees Celsius |  | Energy sensor | S34 |  |  |  | MC210 | Engineering Building |  |  | 0 | 0
MC210-B02 | MC210-B02/S35 | Room Temp C15 |  |  | Degrees Celsius |  | Energy sensor | S35 |  |  |  | MC210 | Engineering Building |  |  | 0 | 0
MC210-B02 | MC210-B02/S36 | Room Temp C14 |  |  | Degrees Celsius |  | Energy sensor | S36 |  |  |  | MC210 | Engineering Building |  |  | 0 | 0
MC210-B02 | MC210-B02/S37 | Room Temp C13 |  |  | Degrees Celsius |  | Energy sensor | S37 |  |  |  | MC210 | Engineering Building |  |  | 0 | 0
MC210-B02 | MC210-B02/S38 | Room Temp C12 |  |  | Degrees Celsius |  | Energy sensor | S38 |  |  |  | MC210 | Engineering Building |  |  | 0 | 0
MC210-B02 | MC210-B02/S39 | Room Temp C11 |  |  | Degrees Celsius |  | Energy sensor | S39 |  |  |  | MC210 | Engineering Building |  |  | 0 | 0
MC210-B02 | MC210-B02/S4 | Room Temp B01 |  |  | Degrees Celsius |  | Energy sensor | S4 |  |  |  | MC210 | Engineering Building |  |  | 0 | 0
MC210-B02 | MC210-B02/S40 | Room Temp C07 |  |  | Degrees Celsius |  | Energy sensor | S40 |  |  |  | MC210 | Engineering Building |  |  | 0 | 0
MC210-B02 | MC210-B02/S41 | Room Temp C08 |  |  | Degrees Celsius |  | Energy sensor | S41 |  |  |  | MC210 | Engineering Building |  |  | 0 | 0
MC210-B02 | MC210-B02/S42 | Room Temp C09 |  |  | Degrees Celsius |  | Energy sensor | S42 |  |  |  | MC210 | Engineering Building |  |  | 0 | 0
MC210-B02 | MC210-B02/S43 | Room Temp C10 |  |  | Degrees Celsius |  | Energy sensor | S43 |  |  |  | MC210 | Engineering Building |  |  | 0 | 0
MC210-B02 | MC210-B02/S44 | Room Temp D29 |  |  | Degrees Celsius |  | Energy sensor | S44 |  |  |  | MC210 | Engineering Building |  |  | 0 | 0
MC210-B02 | MC210-B02/S45 | Room Temp D28 |  |  | Degrees Celsius |  | Energy sensor | S45 |  |  |  | MC210 | Engineering Building |  |  | 0 | 0
MC210-B02 | MC210-B02/S46 | Room Temp D27 |  |  | Degrees Celsius |  | Energy sensor | S46 |  |  |  | MC210 | Engineering Building |  |  | 0 | 0
MC210-B02 | MC210-B02/S47 | Room Temp D26 |  |  | Degrees Celsius |  | Energy sensor | S47 |  |  |  | MC210 | Engineering Building |  |  | 0 | 0
MC210-B02 | MC210-B02/S48 | Room Temp D34 |  |  | Degrees Celsius |  | Energy sensor | S48 |  |  |  | MC210 | Engineering Building |  |  | 0 | 0
MC210-B02 | MC210-B02/S49 | Room Temp D01 |  |  | Degrees Celsius |  | Energy sensor | S49 |  |  |  | MC210 | Engineering Building |  |  | 0 | 0
MC210-B02 | MC210-B02/S5 | Room Temp B20 |  |  | Degrees Celsius |  | Energy sensor | S5 |  |  |  | MC210 | Engineering Building |  |  | 0 | 0
MC210-B02 | MC210-B02/S50 | Room Temp D19 |  |  | Degrees Celsius |  | Energy sensor | S50 |  |  |  | MC210 | Engineering Building |  |  | 0 | 0
MC210-B02 | MC210-B02/S51 | Room Temp D18 |  |  | Degrees Celsius |  | Energy sensor | S51 |  |  |  | MC210 | Engineering Building |  |  | 0 | 0
MC210-B02 | MC210-B02/S52 | Room Temp D17 |  |  | Degrees Celsius |  | Energy sensor | S52 |  |  |  | MC210 | Engineering Building |  |  | 0 | 0
MC210-B02 | MC210-B02/S53 | Room Temp D15 |  |  | Degrees Celsius |  | Energy sensor | S53 |  |  |  | MC210 | Engineering Building |  |  | 0 | 0
MC210-B02 | MC210-B02/S54 | Room Temp D06 |  |  | Degrees Celsius |  | Energy sensor | S54 |  |  |  | MC210 | Engineering Building |  |  | 0 | 0
MC210-B02 | MC210-B02/S55 | Room Temp D07 |  |  | Degrees Celsius |  | Energy sensor | S55 |  |  |  | MC210 | Engineering Building |  |  | 0 | 0
MC210-B02 | MC210-B02/S56 | Room Temp D08 |  |  | Degrees Celsius |  | Energy sensor | S56 |  |  |  | MC210 | Engineering Building |  |  | 0 | 0
MC210-B02 | MC210-B02/S57 | Room Temp D09 |  |  | Degrees Celsius |  | Energy sensor | S57 |  |  |  | MC210 | Engineering Building |  |  | 0 | 0
MC210-B02 | MC210-B02/S58 | Room Temp D10 |  |  | Degrees Celsius |  | Energy sensor | S58 |  |  |  | MC210 | Engineering Building |  |  | 0 | 0
MC210-B02 | MC210-B02/S59 | Room Temp D11 |  |  | Degrees Celsius |  | Energy sensor | S59 |  |  |  | MC210 | Engineering Building |  |  | 0 | 0
MC210-B02 | MC210-B02/S6 | Room Temp B19 |  |  | Degrees Celsius |  | Energy sensor | S6 |  |  |  | MC210 | Engineering Building |  |  | 0 | 0
MC210-B02 | MC210-B02/S60 | Room Temp D12 |  |  | Degrees Celsius |  | Energy sensor | S60 |  |  |  | MC210 | Engineering Building |  |  | 0 | 0
MC210-B02 | MC210-B02/S61 | Room Temp D13 |  |  | Degrees Celsius |  | Energy sensor | S61 |  |  |  | MC210 | Engineering Building |  |  | 0 | 0
MC210-B02 | MC210-B02/S62 | Room Temp D14 |  |  | Degrees Celsius |  | Energy sensor | S62 |  |  |  | MC210 | Engineering Building |  |  | 0 | 0
MC210-B02 | MC210-B02/S63 | Room Temp D20 |  |  | Degrees Celsius |  | Energy sensor | S63 |  |  |  | MC210 | Engineering Building |  |  | 0 | 0
MC210-B02 | MC210-B02/S7 | Room Temp B03 |  |  | Degrees Celsius |  | Energy sensor | S7 |  |  |  | MC210 | Engineering Building |  |  | 0 | 0
MC210-B02 | MC210-B02/S8 | Room Temp B18 |  |  | Degrees Celsius |  | Energy sensor | S8 |  |  |  | MC210 | Engineering Building |  |  | 0 | 0
MC210-B02 | MC210-B02/S9 | Room Temp B17 |  |  | Degrees Celsius |  | Energy sensor | S9 |  |  |  | MC210 | Engineering Building |  |  | 0 | 0
MC210-B02 | MC210-B02/U1 | [5 empty] | Energy sensor | U1 |  |  |  | MC210 | Engineering Building |  |  | 0 | 0
MC210-B02 | MC210-B02/U2 | [5 empty] | Energy sensor | U2 |  |  |  | MC210 | Engineering Building |  |  | 0 | 0
MC210-B02 | MC210-B02/V1 | [5 empty] | Energy sensor | V1 |  |  |  | MC210 | Engineering Building |  |  | 0 | 0
MC210-B02 | MC210-B02/W1 | Summer Winter sw W=1 |  |  |  |  | Energy sensor | W1 |  |  |  | MC210 | Engineering Building |  |  | 0 | 0
MC210-B02 | MC210-B02/W30 | Triad switch |  |  |  |  | Energy sensor | W30 |  |  |  | MC210 | Engineering Building |  |  | 0 | 0
MC210-B02 | MC210-B02/Y1 | Room temperature |  |  | Degrees Celsius |  | Energy sensor | Y1 |  |  |  | MC210 | Engineering Building |  |  | 0 | 0
MC051-B01 | MC051-B01/C1 | Virtual CNC 1 |  |  |  |  | Energy sensor | C1 |  |  |  | MC051 | University House |  |  | 0 | 0
MC051-B01 | MC051-B01/D1 | Heat Exch Pump 1 Enable |  |  |  |  | Energy sensor | D1 |  |  |  | MC051 | University House |  |  | 0 | 0
MC051-B01 | MC051-B01/D10 | HRV No 1 Heater |  |  |  |  | Energy sensor | D10 |  |  |  | MC051 | University House |  |  | 0 | 0
MC051-B01 | MC051-B01/D11 | HRU No 2 Enable |  |  |  |  | Energy sensor | D11 |  |  |  | MC051 | University House |  |  | 0 | 0
MC051-B01 | MC051-B01/D12 | HRV No 2 Heater |  |  |  |  | Energy sensor | D12 |  |  |  | MC051 | University House |  |  | 0 | 0
MC051-B01 | MC051-B01/D13 | Twin Extract Fan 1 |  |  |  |  | Energy sensor | D13 |  |  |  | MC051 | University House |  |  | 0 | 0
MC051-B01 | MC051-B01/D14 | Twin Extract Fan 2 |  |  |  |  | Energy sensor | D14 |  |  |  | MC051 | University House |  |  | 0 | 0
MC051-B01 | MC051-B01/D2 | Heat Exch Pump 2 Enable |  |  |  |  | Energy sensor | D2 |  |  |  | MC051 | University House |  |  | 0 | 0
MC051-B01 | MC051-B01/D3 | Variable temperature circuit valve |  |  | 0 = Closed , 1 = Open |  | Energy sensor | D3 |  |  |  | MC051 | University House |  |  | 0 | 0
MC051-B01 | MC051-B01/D4 | VT Pump 1 Enable |  |  |  |  | Energy sensor | D4 |  |  |  | MC051 | University House |  |  | 0 | 0
MC051-B01 | MC051-B01/D5 | VT Pump 2 Enable |  |  |  |  | Energy sensor | D5 |  |  |  | MC051 | University House |  |  | 0 | 0
MC051-B01 | MC051-B01/D6 | DHW De-strat Pump |  |  |  |  | Energy sensor | D6 |  |  |  | MC051 | University House |  |  | 0 | 0
MC051-B01 | MC051-B01/D7 | Domestic hot water secondary pump |  |  |  |  | Energy sensor | D7 |  |  |  | MC051 | University House |  |  | 0 | 0
MC051-B01 | MC051-B01/D8 | Immersion Heater Enable |  |  |  |  | Energy sensor | D8 |  |  |  | MC051 | University House |  |  | 0 | 0
MC051-B01 | MC051-B01/D9 | HRU No 1 Enable |  |  |  |  | Energy sensor | D9 |  |  |  | MC051 | University House |  |  | 0 | 0
MC051-B01 | MC051-B01/e1 | 963 PC |  |  |  |  | Energy sensor | e1 |  |  |  | MC051 | University House |  |  | 0 | 0
MC051-B01 | MC051-B01/F1 | Function 1 |  |  |  |  | Energy sensor | F1 |  |  |  | MC051 | University House |  |  | 0 | 0
MC051-B01 | MC051-B01/F10 | Function 10 |  |  |  |  | Energy sensor | F10 |  |  |  | MC051 | University House |  |  | 0 | 0
MC051-B01 | MC051-B01/F11 | Function 11 |  |  |  |  | Energy sensor | F11 |  |  |  | MC051 | University House |  |  | 0 | 0
MC051-B01 | MC051-B01/F12 | Function 12 |  |  |  |  | Energy sensor | F12 |  |  |  | MC051 | University House |  |  | 0 | 0
MC051-B01 | MC051-B01/F13 | Function 13 |  |  |  |  | Energy sensor | F13 |  |  |  | MC051 | University House |  |  | 0 | 0
MC051-B01 | MC051-B01/F14 | 3rd Stage Frost Active |  |  |  |  | Energy sensor | F14 |  |  |  | MC051 | University House |  |  | 0 | 0
MC051-B01 | MC051-B01/F15 | Function 15 |  |  |  |  | Energy sensor | F15 |  |  |  | MC051 | University House |  |  | 0 | 0
MC051-B01 | MC051-B01/F16 | Average Space Temp |  |  | Degrees Celsius |  | Energy sensor | F16 |  |  |  | MC051 | University House |  |  | 0 | 0
MC051-B01 | MC051-B01/F17 | Function 17 |  |  |  |  | Energy sensor | F17 |  |  |  | MC051 | University House |  |  | 0 | 0
MC051-B01 | MC051-B01/F2 | OS Frost |  |  |  |  | Energy sensor | F2 |  |  |  | MC051 | University House |  |  | 0 | 0
MC051-B01 | MC051-B01/F20 | Function 20 |  |  |  |  | Energy sensor | F20 |  |  |  | MC051 | University House |  |  | 0 | 0
MC051-B01 | MC051-B01/F21 | Function 21 |  |  |  |  | Energy sensor | F21 |  |  |  | MC051 | University House |  |  | 0 | 0
MC051-B01 | MC051-B01/F22 | Function 22 |  |  |  |  | Energy sensor | F22 |  |  |  | MC051 | University House |  |  | 0 | 0
MC051-B01 | MC051-B01/F24 | Valve open in 1st Frost |  |  |  |  | Energy sensor | F24 |  |  |  | MC051 | University House |  |  | 0 | 0
MC051-B01 | MC051-B01/F25 | Function 25 |  |  |  |  | Energy sensor | F25 |  |  |  | MC051 | University House |  |  | 0 | 0
MC051-B01 | MC051-B01/F26 | Function 26 |  |  |  |  | Energy sensor | F26 |  |  |  | MC051 | University House |  |  | 0 | 0
MC051-B01 | MC051-B01/F27 | Function 27 |  |  |  |  | Energy sensor | F27 |  |  |  | MC051 | University House |  |  | 0 | 0
MC051-B01 | MC051-B01/F28 | Function 28 |  |  |  |  | Energy sensor | F28 |  |  |  | MC051 | University House |  |  | 0 | 0
MC051-B01 | MC051-B01/F29 | Function 29 |  |  |  |  | Energy sensor | F29 |  |  |  | MC051 | University House |  |  | 0 | 0
MC051-B01 | MC051-B01/F3 | Function 3 |  |  |  |  | Energy sensor | F3 |  |  |  | MC051 | University House |  |  | 0 | 0
MC051-B01 | MC051-B01/F30 | Function 30 |  |  |  |  | Energy sensor | F30 |  |  |  | MC051 | University House |  |  | 0 | 0
MC051-B01 | MC051-B01/F31 | Function 31 |  |  |  |  | Energy sensor | F31 |  |  |  | MC051 | University House |  |  | 0 | 0
MC051-B01 | MC051-B01/F32 | Function 32 |  |  |  |  | Energy sensor | F32 |  |  |  | MC051 | University House |  |  | 0 | 0
MC051-B01 | MC051-B01/F33 | Function 33 |  |  |  |  | Energy sensor | F33 |  |  |  | MC051 | University House |  |  | 0 | 0
MC051-B01 | MC051-B01/F34 | Function 34 |  |  |  |  | Energy sensor | F34 |  |  |  | MC051 | University House |  |  | 0 | 0
MC051-B01 | MC051-B01/F36 | Function 36 |  |  |  |  | Energy sensor | F36 |  |  |  | MC051 | University House |  |  | 0 | 0
MC051-B01 | MC051-B01/F4 | Function 4 |  |  |  |  | Energy sensor | F4 |  |  |  | MC051 | University House |  |  | 0 | 0
MC051-B01 | MC051-B01/F41 | Function 41 |  |  |  |  | Energy sensor | F41 |  |  |  | MC051 | University House |  |  | 0 | 0
MC051-B01 | MC051-B01/F42 | Function 42 |  |  |  |  | Energy sensor | F42 |  |  |  | MC051 | University House |  |  | 0 | 0
MC051-B01 | MC051-B01/F43 | Litres per second |  |  |  |  | Energy sensor | F43 |  |  |  | MC051 | University House |  |  | 0 | 0
MC051-B01 | MC051-B01/F44 | Subtract for delta-T |  |  |  |  | Energy sensor | F44 |  |  |  | MC051 | University House |  |  | 0 | 0
MC051-B01 | MC051-B01/F45 | Function 45 |  |  |  |  | Energy sensor | F45 |  |  |  | MC051 | University House |  |  | 0 | 0
MC051-B01 | MC051-B01/F5 | Function 5 |  |  |  |  | Energy sensor | F5 |  |  |  | MC051 | University House |  |  | 0 | 0
MC051-B01 | MC051-B01/F7 | Function 7 |  |  |  |  | Energy sensor | F7 |  |  |  | MC051 | University House |  |  | 0 | 0
MC051-B01 | MC051-B01/F8 | Function 8 |  |  |  |  | Energy sensor | F8 |  |  |  | MC051 | University House |  |  | 0 | 0
MC051-B01 | MC051-B01/F9 | Function 9 |  |  |  |  | Energy sensor | F9 |  |  |  | MC051 | University House |  |  | 0 | 0
MC051-B01 | MC051-B01/G1 | 2nd Stage Frost Active |  |  |  |  | Energy sensor | G1 |  |  |  | MC051 | University House |  |  | 0 | 0
MC051-B01 | MC051-B01/G10 | Heat Exch P1 Grace |  |  |  |  | Energy sensor | G10 |  |  |  | MC051 | University House |  |  | 0 | 0
MC051-B01 | MC051-B01/G11 | Heat Exch Pump 2 Req |  |  |  |  | Energy sensor | G11 |  |  |  | MC051 | University House |  |  | 0 | 0
MC051-B01 | MC051-B01/G12 | Logic 12 |  |  |  |  | Energy sensor | G12 |  |  |  | MC051 | University House |  |  | 0 | 0
MC051-B01 | MC051-B01/G13 | Heat Exch Pump 1 Req |  |  |  |  | Energy sensor | G13 |  |  |  | MC051 | University House |  |  | 0 | 0
MC051-B01 | MC051-B01/G14 | Logic 14 |  |  |  |  | Energy sensor | G14 |  |  |  | MC051 | University House |  |  | 0 | 0
MC051-B01 | MC051-B01/G15 | Logic 15 |  |  |  |  | Energy sensor | G15 |  |  |  | MC051 | University House |  |  | 0 | 0
MC051-B01 | MC051-B01/G16 | Heat Exch P2 Grace |  |  |  |  | Energy sensor | G16 |  |  |  | MC051 | University House |  |  | 0 | 0
MC051-B01 | MC051-B01/G17 | Logic 17 |  |  |  |  | Energy sensor | G17 |  |  |  | MC051 | University House |  |  | 0 | 0
MC051-B01 | MC051-B01/G18 | heat dem Req |  |  |  |  | Energy sensor | G18 |  |  |  | MC051 | University House |  |  | 0 | 0
MC051-B01 | MC051-B01/G19 | Logic 19 |  |  |  |  | Energy sensor | G19 |  |  |  | MC051 | University House |  |  | 0 | 0
MC051-B01 | MC051-B01/G2 | 1st stage frost active |  |  | 0 = Off, 1 = On |  | Energy sensor | G2 |  |  |  | MC051 | University House |  |  | 0 | 0
MC051-B01 | MC051-B01/G20 | Logic 20 |  |  |  |  | Energy sensor | G20 |  |  |  | MC051 | University House |  |  | 0 | 0
MC051-B01 | MC051-B01/G21 | VT Reqd |  |  |  |  | Energy sensor | G21 |  |  |  | MC051 | University House |  |  | 0 | 0
MC051-B01 | MC051-B01/G22 | VT Pumps Reqd |  |  |  |  | Energy sensor | G22 |  |  |  | MC051 | University House |  |  | 0 | 0
MC051-B01 | MC051-B01/G23 | Heat Reqd VT |  |  |  |  | Energy sensor | G23 |  |  |  | MC051 | University House |  |  | 0 | 0
MC051-B01 | MC051-B01/G24 | Logic 24 |  |  |  |  | Energy sensor | G24 |  |  |  | MC051 | University House |  |  | 0 | 0
MC051-B01 | MC051-B01/G25 | Logic 25 |  |  |  |  | Energy sensor | G25 |  |  |  | MC051 | University House |  |  | 0 | 0
MC051-B01 | MC051-B01/G26 | Logic 26 |  |  |  |  | Energy sensor | G26 |  |  |  | MC051 | University House |  |  | 0 | 0
MC051-B01 | MC051-B01/G27 | VT P1 Grace |  |  |  |  | Energy sensor | G27 |  |  |  | MC051 | University House |  |  | 0 | 0
MC051-B01 | MC051-B01/G28 | VT Pump 2 Req |  |  |  |  | Energy sensor | G28 |  |  |  | MC051 | University House |  |  | 0 | 0
MC051-B01 | MC051-B01/G29 | Logic 29 |  |  |  |  | Energy sensor | G29 |  |  |  | MC051 | University House |  |  | 0 | 0
MC051-B01 | MC051-B01/G3 | Immersion heater hours run |  |  | Hours |  | Energy sensor | G3 |  |  |  | MC051 | University House |  |  | 0 | 0
MC051-B01 | MC051-B01/G30 | VT Pump 1 Req |  |  |  |  | Energy sensor | G30 |  |  |  | MC051 | University House |  |  | 0 | 0
MC051-B01 | MC051-B01/G31 | Logic 31 |  |  |  |  | Energy sensor | G31 |  |  |  | MC051 | University House |  |  | 0 | 0
MC051-B01 | MC051-B01/G32 | Logic 32 |  |  |  |  | Energy sensor | G32 |  |  |  | MC051 | University House |  |  | 0 | 0
MC051-B01 | MC051-B01/G33 | VT P2 Grace |  |  |  |  | Energy sensor | G33 |  |  |  | MC051 | University House |  |  | 0 | 0
MC051-B01 | MC051-B01/G34 | Logic 34 |  |  |  |  | Energy sensor | G34 |  |  |  | MC051 | University House |  |  | 0 | 0
MC051-B01 | MC051-B01/G35 | Logic 35 |  |  |  |  | Energy sensor | G35 |  |  |  | MC051 | University House |  |  | 0 | 0
MC051-B01 | MC051-B01/G36 | Logic 36 |  |  |  |  | Energy sensor | G36 |  |  |  | MC051 | University House |  |  | 0 | 0
MC051-B01 | MC051-B01/G37 | Logic 37 |  |  |  |  | Energy sensor | G37 |  |  |  | MC051 | University House |  |  | 0 | 0
MC051-B01 | MC051-B01/G38 | Hot water service enable |  |  | 0 = Off, 1 = On |  | Energy sensor | G38 |  |  |  | MC051 | University House |  |  | 0 | 0
MC051-B01 | MC051-B01/G39 | Alarm Start Grace |  |  |  |  | Energy sensor | G39 |  |  |  | MC051 | University House |  |  | 0 | 0
MC051-B01 | MC051-B01/G4 | Logic 4 |  |  |  |  | Energy sensor | G4 |  |  |  | MC051 | University House |  |  | 0 | 0
MC051-B01 | MC051-B01/G40 | Logic 40 |  |  |  |  | Energy sensor | G40 |  |  |  | MC051 | University House |  |  | 0 | 0
MC051-B01 | MC051-B01/G41 | Alarm Gen Grace |  |  |  |  | Energy sensor | G41 |  |  |  | MC051 | University House |  |  | 0 | 0
MC051-B01 | MC051-B01/G42 | Logic 42 |  |  |  |  | Energy sensor | G42 |  |  |  | MC051 | University House |  |  | 0 | 0
MC051-B01 | MC051-B01/G43 | Logic 43 |  |  |  |  | Energy sensor | G43 |  |  |  | MC051 | University House |  |  | 0 | 0
MC051-B01 | MC051-B01/G44 | Logic 44 |  |  |  |  | Energy sensor | G44 |  |  |  | MC051 | University House |  |  | 0 | 0
MC051-B01 | MC051-B01/G45 | Logic 45 |  |  |  |  | Energy sensor | G45 |  |  |  | MC051 | University House |  |  | 0 | 0
MC051-B01 | MC051-B01/G46 | Logic 46 |  |  |  |  | Energy sensor | G46 |  |  |  | MC051 | University House |  |  | 0 | 0
MC051-B01 | MC051-B01/G47 | Logic 47 |  |  |  |  | Energy sensor | G47 |  |  |  | MC051 | University House |  |  | 0 | 0
MC051-B01 | MC051-B01/G48 | Logic 48 |  |  |  |  | Energy sensor | G48 |  |  |  | MC051 | University House |  |  | 0 | 0
MC051-B01 | MC051-B01/G49 | Logic 49 |  |  |  |  | Energy sensor | G49 |  |  |  | MC051 | University House |  |  | 0 | 0
MC051-B01 | MC051-B01/G5 | OAT Eco Active |  |  |  |  | Energy sensor | G5 |  |  |  | MC051 | University House |  |  | 0 | 0
MC051-B01 | MC051-B01/G50 | Logic 50 |  |  |  |  | Energy sensor | G50 |  |  |  | MC051 | University House |  |  | 0 | 0
MC051-B01 | MC051-B01/G51 | Logic 51 |  |  |  |  | Energy sensor | G51 |  |  |  | MC051 | University House |  |  | 0 | 0
MC051-B01 | MC051-B01/G52 | Logic 52 |  |  |  |  | Energy sensor | G52 |  |  |  | MC051 | University House |  |  | 0 | 0
MC051-B01 | MC051-B01/G53 | Logic 53 |  |  |  |  | Energy sensor | G53 |  |  |  | MC051 | University House |  |  | 0 | 0
MC051-B01 | MC051-B01/G54 | Logic 54 |  |  |  |  | Energy sensor | G54 |  |  |  | MC051 | University House |  |  | 0 | 0
MC051-B01 | MC051-B01/G55 | Logic 55 |  |  |  |  | Energy sensor | G55 |  |  |  | MC051 | University House |  |  | 0 | 0
MC051-B01 | MC051-B01/G56 | Logic 56 |  |  |  |  | Energy sensor | G56 |  |  |  | MC051 | University House |  |  | 0 | 0
MC051-B01 | MC051-B01/G57 | Logic 57 |  |  |  |  | Energy sensor | G57 |  |  |  | MC051 | University House |  |  | 0 | 0
MC051-B01 | MC051-B01/G58 | Logic 58 |  |  |  |  | Energy sensor | G58 |  |  |  | MC051 | University House |  |  | 0 | 0
MC051-B01 | MC051-B01/G59 | Logic 59 |  |  |  |  | Energy sensor | G59 |  |  |  | MC051 | University House |  |  | 0 | 0
MC051-B01 | MC051-B01/G6 | Logic 6 |  |  |  |  | Energy sensor | G6 |  |  |  | MC051 | University House |  |  | 0 | 0
MC051-B01 | MC051-B01/G60 | Logic 60 |  |  |  |  | Energy sensor | G60 |  |  |  | MC051 | University House |  |  | 0 | 0
MC051-B01 | MC051-B01/G61 | Logic 61 |  |  |  |  | Energy sensor | G61 |  |  |  | MC051 | University House |  |  | 0 | 0
MC051-B01 | MC051-B01/G62 | Logic 62 |  |  |  |  | Energy sensor | G62 |  |  |  | MC051 | University House |  |  | 0 | 0
MC051-B01 | MC051-B01/G63 | Logic 63 |  |  |  |  | Energy sensor | G63 |  |  |  | MC051 | University House |  |  | 0 | 0
MC051-B01 | MC051-B01/G64 | Logic 64 |  |  |  |  | Energy sensor | G64 |  |  |  | MC051 | University House |  |  | 0 | 0
MC051-B01 | MC051-B01/G65 | Logic 65 |  |  |  |  | Energy sensor | G65 |  |  |  | MC051 | University House |  |  | 0 | 0
MC051-B01 | MC051-B01/G66 | Logic 66 |  |  |  |  | Energy sensor | G66 |  |  |  | MC051 | University House |  |  | 0 | 0
MC051-B01 | MC051-B01/G67 | Logic 67 |  |  |  |  | Energy sensor | G67 |  |  |  | MC051 | University House |  |  | 0 | 0
MC051-B01 | MC051-B01/G68 | Logic 68 |  |  |  |  | Energy sensor | G68 |  |  |  | MC051 | University House |  |  | 0 | 0
MC051-B01 | MC051-B01/G69 | Flow Fail Reset |  |  |  |  | Energy sensor | G69 |  |  |  | MC051 | University House |  |  | 0 | 0
MC051-B01 | MC051-B01/G7 | Inside Eco Active |  |  |  |  | Energy sensor | G7 |  |  |  | MC051 | University House |  |  | 0 | 0
MC051-B01 | MC051-B01/G70 | Logic 70 |  |  |  |  | Energy sensor | G70 |  |  |  | MC051 | University House |  |  | 0 | 0
MC051-B01 | MC051-B01/G71 | Flow Fail Reset |  |  |  |  | Energy sensor | G71 |  |  |  | MC051 | University House |  |  | 0 | 0
MC051-B01 | MC051-B01/G72 | Logic 72 |  |  |  |  | Energy sensor | G72 |  |  |  | MC051 | University House |  |  | 0 | 0
MC051-B01 | MC051-B01/G73 | Flow Fail Reset |  |  |  |  | Energy sensor | G73 |  |  |  | MC051 | University House |  |  | 0 | 0
MC051-B01 | MC051-B01/G74 | Logic 74 |  |  |  |  | Energy sensor | G74 |  |  |  | MC051 | University House |  |  | 0 | 0
MC051-B01 | MC051-B01/G75 | Flow Fail Reset |  |  |  |  | Energy sensor | G75 |  |  |  | MC051 | University House |  |  | 0 | 0
MC051-B01 | MC051-B01/G76 | Logic 76 |  |  |  |  | Energy sensor | G76 |  |  |  | MC051 | University House |  |  | 0 | 0
MC051-B01 | MC051-B01/G77 | Flow Fail Reset |  |  |  |  | Energy sensor | G77 |  |  |  | MC051 | University House |  |  | 0 | 0
MC051-B01 | MC051-B01/G78 | Logic 78 |  |  |  |  | Energy sensor | G78 |  |  |  | MC051 | University House |  |  | 0 | 0
MC051-B01 | MC051-B01/G79 | Flow Fail Reset |  |  |  |  | Energy sensor | G79 |  |  |  | MC051 | University House |  |  | 0 | 0
MC051-B01 | MC051-B01/G8 | Heat Pumps Allow |  |  |  |  | Energy sensor | G8 |  |  |  | MC051 | University House |  |  | 0 | 0
MC051-B01 | MC051-B01/G80 | Logic 80 |  |  |  |  | Energy sensor | G80 |  |  |  | MC051 | University House |  |  | 0 | 0
MC051-B01 | MC051-B01/G81 | Immersion heater hours run |  |  | Hours |  | Energy sensor | G81 |  |  |  | MC051 | University House |  |  | 0 | 0
MC051-B01 | MC051-B01/G82 | Logic 82 |  |  |  |  | Energy sensor | G82 |  |  |  | MC051 | University House |  |  | 0 | 0
MC051-B01 | MC051-B01/G83 | Logic 83 |  |  |  |  | Energy sensor | G83 |  |  |  | MC051 | University House |  |  | 0 | 0
MC051-B01 | MC051-B01/G9 | Logic 9 |  |  |  |  | Energy sensor | G9 |  |  |  | MC051 | University House |  |  | 0 | 0
MC051-B01 | MC051-B01/I1 | Fire alarm active |  |  | 0 = Off, 1 = On |  | Energy sensor | I1 |  |  |  | MC051 | University House |  |  | 0 | 0
MC051-B01 | MC051-B01/i1 | IO Module 1 |  |  |  |  | Energy sensor | i1 |  |  |  | MC051 | University House |  |  | 0 | 0
MC051-B01 | MC051-B01/I10 | De-Strat Pump Trip |  |  |  |  | Energy sensor | I10 |  |  |  | MC051 | University House |  |  | 0 | 0
MC051-B01 | MC051-B01/I11 | Duct Heater No1 Trip |  |  |  |  | Energy sensor | I11 |  |  |  | MC051 | University House |  |  | 0 | 0
MC051-B01 | MC051-B01/I12 | Duct Heater No2 Trip |  |  |  |  | Energy sensor | I12 |  |  |  | MC051 | University House |  |  | 0 | 0
MC051-B01 | MC051-B01/I13 | Twin Toilet Extract No1Proved |  |  |  |  | Energy sensor | I13 |  |  |  | MC051 | University House |  |  | 0 | 0
MC051-B01 | MC051-B01/I14 | Twin Toilet Extract No2 Proved |  |  |  |  | Energy sensor | I14 |  |  |  | MC051 | University House |  |  | 0 | 0
MC051-B01 | MC051-B01/I15 | Heat Exch Pump 1 Flow Fail |  |  |  |  | Energy sensor | I15 |  |  |  | MC051 | University House |  |  | 0 | 0
MC051-B01 | MC051-B01/I16 | Heat Exch Pump 2 Flow Fail |  |  |  |  | Energy sensor | I16 |  |  |  | MC051 | University House |  |  | 0 | 0
MC051-B01 | MC051-B01/I17 | VT Pump 1 Flow Fail |  |  |  |  | Energy sensor | I17 |  |  |  | MC051 | University House |  |  | 0 | 0
MC051-B01 | MC051-B01/I18 | VT Pump 2 Flow Fail |  |  |  |  | Energy sensor | I18 |  |  |  | MC051 | University House |  |  | 0 | 0
MC051-B01 | MC051-B01/I19 | HWS Low Temp Alarm |  |  | Degrees Celsius |  | Energy sensor | I19 |  |  |  | MC051 | University House |  |  | 0 | 0
MC051-B01 | MC051-B01/I2 | Pressure Unit Fault |  |  |  |  | Energy sensor | I2 |  |  |  | MC051 | University House |  |  | 0 | 0
MC051-B01 | MC051-B01/i2 | IO Module 2 |  |  |  |  | Energy sensor | i2 |  |  |  | MC051 | University House |  |  | 0 | 0
MC051-B01 | MC051-B01/I20 | HRU 1 Flow Fail |  |  |  |  | Energy sensor | I20 |  |  |  | MC051 | University House |  |  | 0 | 0
MC051-B01 | MC051-B01/I21 | HRU 2 Flow Fail |  |  |  |  | Energy sensor | I21 |  |  |  | MC051 | University House |  |  | 0 | 0
MC051-B01 | MC051-B01/I22 | HRU 2 High Duct Temp |  |  | Degrees Celsius |  | Energy sensor | I22 |  |  |  | MC051 | University House |  |  | 0 | 0
MC051-B01 | MC051-B01/I23 | HRU 1 High Duct Temp |  |  | Degrees Celsius |  | Energy sensor | I23 |  |  |  | MC051 | University House |  |  | 0 | 0
MC051-B01 | MC051-B01/I24 | Twin Extract Fan 1 Flow Fail |  |  |  |  | Energy sensor | I24 |  |  |  | MC051 | University House |  |  | 0 | 0
MC051-B01 | MC051-B01/I25 | Twin Extract Fan 2 Flow Fail |  |  |  |  | Energy sensor | I25 |  |  |  | MC051 | University House |  |  | 0 | 0
MC051-B01 | MC051-B01/I26 | OAT Eco Active |  |  |  |  | Energy sensor | I26 |  |  |  | MC051 | University House |  |  | 0 | 0
MC051-B01 | MC051-B01/I27 | Inside Eco Active |  |  |  |  | Energy sensor | I27 |  |  |  | MC051 | University House |  |  | 0 | 0
MC051-B01 | MC051-B01/I3 | Heat Exchanger Shunt Pump Flow |  |  |  |  | Energy sensor | I3 |  |  |  | MC051 | University House |  |  | 0 | 0
MC051-B01 | MC051-B01/i3 | xcite/IO/4UI |  |  |  |  | Energy sensor | i3 |  |  |  | MC051 | University House |  |  | 0 | 0
MC051-B01 | MC051-B01/I4 | VT Pumps Flow Proved |  |  |  |  | Energy sensor | I4 |  |  |  | MC051 | University House |  |  | 0 | 0
MC051-B01 | MC051-B01/i4 | xcite/IO/8DO |  |  |  |  | Energy sensor | i4 |  |  |  | MC051 | University House |  |  | 0 | 0
MC051-B01 | MC051-B01/I5 | HWS High Limit Thermostat |  |  |  |  | Energy sensor | I5 |  |  |  | MC051 | University House |  |  | 0 | 0
MC051-B01 | MC051-B01/I6 | Immersion Heater Control Stat |  |  |  |  | Energy sensor | I6 |  |  |  | MC051 | University House |  |  | 0 | 0
MC051-B01 | MC051-B01/I7 | HRU No1 Flow Fail |  |  |  |  | Energy sensor | I7 |  |  |  | MC051 | University House |  |  | 0 | 0
MC051-B01 | MC051-B01/I8 | HRU No2 Flow Fail |  |  |  |  | Energy sensor | I8 |  |  |  | MC051 | University House |  |  | 0 | 0
MC051-B01 | MC051-B01/I9 | HWS Secondary Pump Trip |  |  |  |  | Energy sensor | I9 |  |  |  | MC051 | University House |  |  | 0 | 0
MC051-B01 | MC051-B01/K1 | 1st stage frost protection |  |  |  |  | Energy sensor | K1 |  |  |  | MC051 | University House |  |  | 0 | 0
MC051-B01 | MC051-B01/K10 | HWS Low Temp Limit |  |  | Degrees Celsius |  | Energy sensor | K10 |  |  |  | MC051 | University House |  |  | 0 | 0
MC051-B01 | MC051-B01/K11 | HRU No 1 Supply temp |  |  |  |  | Energy sensor | K11 |  |  |  | MC051 | University House |  |  | 0 | 0
MC051-B01 | MC051-B01/K12 | HRU No 2 Supply temp |  |  |  |  | Energy sensor | K12 |  |  |  | MC051 | University House |  |  | 0 | 0
MC051-B01 | MC051-B01/K13 | HRU2 High Temp Alarm |  |  | Degrees Celsius |  | Energy sensor | K13 |  |  |  | MC051 | University House |  |  | 0 | 0
MC051-B01 | MC051-B01/K14 | HRU1 High Temp Alarm |  |  | Degrees Celsius |  | Energy sensor | K14 |  |  |  | MC051 | University House |  |  | 0 | 0
MC051-B01 | MC051-B01/K15 | DHWS Setpoint |  |  |  |  | Energy sensor | K15 |  |  |  | MC051 | University House |  |  | 0 | 0
MC051-B01 | MC051-B01/K2 | 2nd stage frost protection |  |  | Degrees Celsius |  | Energy sensor | K2 |  |  |  | MC051 | University House |  |  | 0 | 0
MC051-B01 | MC051-B01/K4 | Outside air temperature eco override |  |  | 0 = Off, 1 = On |  | Energy sensor | K4 |  |  |  | MC051 | University House |  |  | 0 | 0
MC051-B01 | MC051-B01/K5 | 3rd stage frost setpoint |  |  | 0 = Off, 1 = On |  | Energy sensor | K5 |  |  |  | MC051 | University House |  |  | 0 | 0
MC051-B01 | MC051-B01/K6 | Inside Temp Cut-off |  |  | Degrees Celsius |  | Energy sensor | K6 |  |  |  | MC051 | University House |  |  | 0 | 0
MC051-B01 | MC051-B01/K7 | VT @ 0degC OS |  |  |  |  | Energy sensor | K7 |  |  |  | MC051 | University House |  |  | 0 | 0
MC051-B01 | MC051-B01/K8 | VT @ 20degC OS |  |  |  |  | Energy sensor | K8 |  |  |  | MC051 | University House |  |  | 0 | 0
MC051-B01 | MC051-B01/K9 | Space Set Point |  |  |  |  | Energy sensor | K9 |  |  |  | MC051 | University House |  |  | 0 | 0
MC051-B01 | MC051-B01/L1 | VT Valve Demand |  |  |  |  | Energy sensor | L1 |  |  |  | MC051 | University House |  |  | 0 | 0
MC051-B01 | MC051-B01/L2 | Loop 2 |  |  |  |  | Energy sensor | L2 |  |  |  | MC051 | University House |  |  | 0 | 0
MC051-B01 | MC051-B01/L3 | Loop 3 |  |  |  |  | Energy sensor | L3 |  |  |  | MC051 | University House |  |  | 0 | 0
MC051-B01 | MC051-B01/L4 | [5 empty] | Energy sensor | L4 |  |  |  | MC051 | University House |  |  | 0 | 0
MC051-B01 | MC051-B01/L5 | [5 empty] | Energy sensor | L5 |  |  |  | MC051 | University House |  |  | 0 | 0
MC051-B01 | MC051-B01/n1 | TREND_05_1D_32 |  |  |  |  | Energy sensor | n1 |  |  |  | MC051 | University House |  |  | 0 | 0
MC051-B01 | MC051-B01/o1 | Alarm Route 1 |  |  |  |  | Energy sensor | o1 |  |  |  | MC051 | University House |  |  | 0 | 0
MC051-B01 | MC051-B01/O1 | Optimum Start Stop 1 |  |  |  |  | Energy sensor | O1 |  |  |  | MC051 | University House |  |  | 0 | 0
MC051-B01 | MC051-B01/P1 | Outside air temperature |  |  | Degrees Celsius |  | Energy sensor | P1 |  |  |  | MC051 | University House |  |  | 0 | 0
MC051-B01 | MC051-B01/P10 | HRU Supply Temp Sensor |  |  | Degrees Celsius |  | Energy sensor | P10 |  |  |  | MC051 | University House |  |  | 0 | 0
MC051-B01 | MC051-B01/P11 | HRU No 2 Temperature Sensor |  |  | Degrees Celsius |  | Energy sensor | P11 |  |  |  | MC051 | University House |  |  | 0 | 0
MC051-B01 | MC051-B01/P12 | Calc VT Temp |  |  | Degrees Celsius |  | Energy sensor | P12 |  |  |  | MC051 | University House |  |  | 0 | 0
MC051-B01 | MC051-B01/P13 | Immersion heater hours run |  |  | Hours |  | Energy sensor | P13 |  |  |  | MC051 | University House |  |  | 0 | 0
MC051-B01 | MC051-B01/P14 | Immersion heater hoursr run total |  |  | Hours |  | Energy sensor | P14 |  |  |  | MC051 | University House |  |  | 0 | 0
MC051-B01 | MC051-B01/P15 | Plot 15 |  |  |  |  | Energy sensor | P15 |  |  |  | MC051 | University House |  |  | 0 | 0
MC051-B01 | MC051-B01/P17 | Cal Fow meter MTHW Ltrs Min |  |  |  |  | Energy sensor | P17 |  |  |  | MC051 | University House |  |  | 0 | 0
MC051-B01 | MC051-B01/P18 | Building kwh |  |  |  |  | Energy sensor | P18 |  |  |  | MC051 | University House |  |  | 0 | 0
MC051-B01 | MC051-B01/P19 | Temperature difference |  |  | Degrees Celsius |  | Energy sensor | P19 |  |  |  | MC051 | University House |  |  | 0 | 0
MC051-B01 | MC051-B01/P2 | PHE Flow Sensor |  |  |  |  | Energy sensor | P2 |  |  |  | MC051 | University House |  |  | 0 | 0
MC051-B01 | MC051-B01/P3 | PHE Return Sensor |  |  |  |  | Energy sensor | P3 |  |  |  | MC051 | University House |  |  | 0 | 0
MC051-B01 | MC051-B01/P4 | VT Flow Temp Sensor |  |  | Degrees Celsius |  | Energy sensor | P4 |  |  |  | MC051 | University House |  |  | 0 | 0
MC051-B01 | MC051-B01/P5 | Level A Room Space Sensor |  |  |  |  | Energy sensor | P5 |  |  |  | MC051 | University House |  |  | 0 | 0
MC051-B01 | MC051-B01/P6 | Level B Room Space Sensor |  |  |  |  | Energy sensor | P6 |  |  |  | MC051 | University House |  |  | 0 | 0
MC051-B01 | MC051-B01/P7 | Level C Room Space Sensor |  |  |  |  | Energy sensor | P7 |  |  |  | MC051 | University House |  |  | 0 | 0
MC051-B01 | MC051-B01/P8 | Level D Room Space Sensor |  |  |  |  | Energy sensor | P8 |  |  |  | MC051 | University House |  |  | 0 | 0
MC051-B01 | MC051-B01/P9 | Immersion Control Temp Sensor |  |  | Degrees Celsius |  | Energy sensor | P9 |  |  |  | MC051 | University House |  |  | 0 | 0
MC051-B01 | MC051-B01/Q1 | Sequence Table 1 |  |  |  |  | Energy sensor | Q1 |  |  |  | MC051 | University House |  |  | 0 | 0
MC051-B01 | MC051-B01/S1 | Outside air temperature |  |  | Degrees Celsius |  | Energy sensor | S1 |  |  |  | MC051 | University House |  |  | 0 | 0
MC051-B01 | MC051-B01/S10 | HRU No 1 Supply Temp Sensor |  |  | Degrees Celsius |  | Energy sensor | S10 |  |  |  | MC051 | University House |  |  | 0 | 0
MC051-B01 | MC051-B01/S11 | HRU No 2 Supply Temp Sensor |  |  | Degrees Celsius |  | Energy sensor | S11 |  |  |  | MC051 | University House |  |  | 0 | 0
MC051-B01 | MC051-B01/S12 | Calculated variable temperature circuit flow temperature |  |  | Degrees Celsius |  | Energy sensor | S12 |  |  |  | MC051 | University House |  |  | 0 | 0
MC051-B01 | MC051-B01/S13 | Immersion heater hours run |  |  | Hours |  | Energy sensor | S13 |  |  |  | MC051 | University House |  |  | 0 | 0
MC051-B01 | MC051-B01/S14 | Immersion heater hoursr run total |  |  | Hours |  | Energy sensor | S14 |  |  |  | MC051 | University House |  |  | 0 | 0
MC051-B01 | MC051-B01/S15 | Calc VT Temp |  |  | Degrees Celsius |  | Energy sensor | S15 |  |  |  | MC051 | University House |  |  | 0 | 0
MC051-B01 | MC051-B01/S16 | Adverage Space Temp |  |  | Degrees Celsius |  | Energy sensor | S16 |  |  |  | MC051 | University House |  |  | 0 | 0
MC051-B01 | MC051-B01/S17 | MTHW Raw 4-20ma |  |  |  |  | Energy sensor | S17 |  |  |  | MC051 | University House |  |  | 0 | 0
MC051-B01 | MC051-B01/S2 | PHE Return Sensor |  |  |  |  | Energy sensor | S2 |  |  |  | MC051 | University House |  |  | 0 | 0
MC051-B01 | MC051-B01/S28 | Cal Fow meter MTHW Ltrs Min |  |  |  |  | Energy sensor | S28 |  |  |  | MC051 | University House |  |  | 0 | 0
MC051-B01 | MC051-B01/S29 | Building kwh |  |  |  |  | Energy sensor | S29 |  |  |  | MC051 | University House |  |  | 0 | 0
MC051-B01 | MC051-B01/S3 | PHE Flow Sensor |  |  |  |  | Energy sensor | S3 |  |  |  | MC051 | University House |  |  | 0 | 0
MC051-B01 | MC051-B01/S30 | Temperature difference |  |  | Degrees Celsius |  | Energy sensor | S30 |  |  |  | MC051 | University House |  |  | 0 | 0
MC051-B01 | MC051-B01/S4 | VT Flow Temp Sensor |  |  | Degrees Celsius |  | Energy sensor | S4 |  |  |  | MC051 | University House |  |  | 0 | 0
MC051-B01 | MC051-B01/S5 | Level A Room Space Sensor |  |  |  |  | Energy sensor | S5 |  |  |  | MC051 | University House |  |  | 0 | 0
MC051-B01 | MC051-B01/S6 | Level B Room Space Sensor |  |  |  |  | Energy sensor | S6 |  |  |  | MC051 | University House |  |  | 0 | 0
MC051-B01 | MC051-B01/S7 | Level C Room Space Sensor |  |  |  |  | Energy sensor | S7 |  |  |  | MC051 | University House |  |  | 0 | 0
MC051-B01 | MC051-B01/S8 | Level D Room Space Sensor |  |  |  |  | Energy sensor | S8 |  |  |  | MC051 | University House |  |  | 0 | 0
MC051-B01 | MC051-B01/S9 | HWS Sec Flow Temp Sensor |  |  | Degrees Celsius |  | Energy sensor | S9 |  |  |  | MC051 | University House |  |  | 0 | 0
MC051-B01 | MC051-B01/U1 | [5 empty] | Energy sensor | U1 |  |  |  | MC051 | University House |  |  | 0 | 0
MC051-B01 | MC051-B01/V1 | [5 empty] | Energy sensor | V1 |  |  |  | MC051 | University House |  |  | 0 | 0
MC051-B01 | MC051-B01/W1 | Summer Winter |  |  |  |  | Energy sensor | W1 |  |  |  | MC051 | University House |  |  | 0 | 0
MC051-B01 | MC051-B01/W10 | VT Valve O R |  |  |  |  | Energy sensor | W10 |  |  |  | MC051 | University House |  |  | 0 | 0
MC051-B01 | MC051-B01/W11 | NOT USED |  |  |  |  | Energy sensor | W11 |  |  |  | MC051 | University House |  |  | 0 | 0
MC051-B01 | MC051-B01/W12 | Shunt Pumps Duty Select |  |  |  |  | Energy sensor | W12 |  |  |  | MC051 | University House |  |  | 0 | 0
MC051-B01 | MC051-B01/W2 | VT Pumps Duty Select |  |  |  |  | Energy sensor | W2 |  |  |  | MC051 | University House |  |  | 0 | 0
MC051-B01 | MC051-B01/W3 | DHW Immersion Heater Enable |  |  |  |  | Energy sensor | W3 |  |  |  | MC051 | University House |  |  | 0 | 0
MC051-B01 | MC051-B01/W30 | Triad switch |  |  |  |  | Energy sensor | W30 |  |  |  | MC051 | University House |  |  | 0 | 0
MC051-B01 | MC051-B01/W4 | Heat Exch Pumps Flow Reset |  |  |  |  | Energy sensor | W4 |  |  |  | MC051 | University House |  |  | 0 | 0
MC051-B01 | MC051-B01/W5 | VT Pumps Flow Reset |  |  |  |  | Energy sensor | W5 |  |  |  | MC051 | University House |  |  | 0 | 0
MC051-B01 | MC051-B01/W6 | Heat Rec&apos; Unit 1 Fault Reset |  |  |  |  | Energy sensor | W6 |  |  |  | MC051 | University House |  |  | 0 | 0
MC051-B01 | MC051-B01/W7 | Heat Rec&apos; Unit 2 Fault Reset |  |  |  |  | Energy sensor | W7 |  |  |  | MC051 | University House |  |  | 0 | 0
MC051-B01 | MC051-B01/W8 | Twin Ext Fan 1 Flow Reset |  |  |  |  | Energy sensor | W8 |  |  |  | MC051 | University House |  |  | 0 | 0
MC051-B01 | MC051-B01/W9 | Twin Ext Fan 2 Flow Reset |  |  |  |  | Energy sensor | W9 |  |  |  | MC051 | University House |  |  | 0 | 0
MC051-B01 | MC051-B01/Y1 | Trend T -20+50 |  |  |  |  | Energy sensor | Y1 |  |  |  | MC051 | University House |  |  | 0 | 0
MC051-B01 | MC051-B01/Y2 | Trend T 0+130 |  |  |  |  | Energy sensor | Y2 |  |  |  | MC051 | University House |  |  | 0 | 0
MC051-B01 | MC051-B01/Y3 | Current 4-20ma |  |  |  |  | Energy sensor | Y3 |  |  |  | MC051 | University House |  |  | 0 | 0
MC051-B01 | MC051-B01/Z1 | VT Heating |  |  |  |  | Energy sensor | Z1 |  |  |  | MC051 | University House |  |  | 0 | 0
MC051-B01 | MC051-B01/Z2 | HWS Times |  |  |  |  | Energy sensor | Z2 |  |  |  | MC051 | University House |  |  | 0 | 0
MC051-B01 | MC051-B01/Z3 | HRU 1 Times |  |  |  |  | Energy sensor | Z3 |  |  |  | MC051 | University House |  |  | 0 | 0
MC051-B01 | MC051-B01/Z4 | Twin Extract Fans |  |  |  |  | Energy sensor | Z4 |  |  |  | MC051 | University House |  |  | 0 | 0
MC051-B01 | MC051-B01/Z5 | HRU 2 Times |  |  |  |  | Energy sensor | Z5 |  |  |  | MC051 | University House |  |  | 0 | 0
MC051-B01 | MC051-B01/Z6 | Triad time program |  |  |  |  | Energy sensor | Z6 |  |  |  | MC051 | University House |  |  | 0 | 0
MC202-B06 | MC202-B06/~1 | [5 empty] | Energy sensor | ~1 |  |  |  | MC202 | Charles Carter Building |  |  | 0 | 0
MC202-B06 | MC202-B06/~10 | [5 empty] | Energy sensor | ~10 |  |  |  | MC202 | Charles Carter Building |  |  | 0 | 0
MC202-B06 | MC202-B06/~11 | [5 empty] | Energy sensor | ~11 |  |  |  | MC202 | Charles Carter Building |  |  | 0 | 0
MC202-B06 | MC202-B06/~12 | [5 empty] | Energy sensor | ~12 |  |  |  | MC202 | Charles Carter Building |  |  | 0 | 0
MC202-B06 | MC202-B06/~13 | [5 empty] | Energy sensor | ~13 |  |  |  | MC202 | Charles Carter Building |  |  | 0 | 0
MC202-B06 | MC202-B06/~14 | [5 empty] | Energy sensor | ~14 |  |  |  | MC202 | Charles Carter Building |  |  | 0 | 0
MC202-B06 | MC202-B06/~15 | [5 empty] | Energy sensor | ~15 |  |  |  | MC202 | Charles Carter Building |  |  | 0 | 0
MC202-B06 | MC202-B06/~16 | [5 empty] | Energy sensor | ~16 |  |  |  | MC202 | Charles Carter Building |  |  | 0 | 0
MC202-B06 | MC202-B06/~17 | [5 empty] | Energy sensor | ~17 |  |  |  | MC202 | Charles Carter Building |  |  | 0 | 0
MC202-B06 | MC202-B06/~18 | [5 empty] | Energy sensor | ~18 |  |  |  | MC202 | Charles Carter Building |  |  | 0 | 0
MC202-B06 | MC202-B06/~19 | [5 empty] | Energy sensor | ~19 |  |  |  | MC202 | Charles Carter Building |  |  | 0 | 0
MC202-B06 | MC202-B06/~2 | [5 empty] | Energy sensor | ~2 |  |  |  | MC202 | Charles Carter Building |  |  | 0 | 0
MC202-B06 | MC202-B06/~20 | [5 empty] | Energy sensor | ~20 |  |  |  | MC202 | Charles Carter Building |  |  | 0 | 0
MC202-B06 | MC202-B06/~21 | [5 empty] | Energy sensor | ~21 |  |  |  | MC202 | Charles Carter Building |  |  | 0 | 0
MC202-B06 | MC202-B06/~22 | [5 empty] | Energy sensor | ~22 |  |  |  | MC202 | Charles Carter Building |  |  | 0 | 0
MC202-B06 | MC202-B06/~23 | [5 empty] | Energy sensor | ~23 |  |  |  | MC202 | Charles Carter Building |  |  | 0 | 0
MC202-B06 | MC202-B06/~24 | [5 empty] | Energy sensor | ~24 |  |  |  | MC202 | Charles Carter Building |  |  | 0 | 0
MC202-B06 | MC202-B06/~25 | [5 empty] | Energy sensor | ~25 |  |  |  | MC202 | Charles Carter Building |  |  | 0 | 0
MC202-B06 | MC202-B06/~26 | [5 empty] | Energy sensor | ~26 |  |  |  | MC202 | Charles Carter Building |  |  | 0 | 0
MC202-B06 | MC202-B06/~27 | [5 empty] | Energy sensor | ~27 |  |  |  | MC202 | Charles Carter Building |  |  | 0 | 0
MC202-B06 | MC202-B06/~28 | [5 empty] | Energy sensor | ~28 |  |  |  | MC202 | Charles Carter Building |  |  | 0 | 0
MC202-B06 | MC202-B06/~29 | [5 empty] | Energy sensor | ~29 |  |  |  | MC202 | Charles Carter Building |  |  | 0 | 0
MC202-B06 | MC202-B06/~3 | [5 empty] | Energy sensor | ~3 |  |  |  | MC202 | Charles Carter Building |  |  | 0 | 0
MC202-B06 | MC202-B06/~30 | [5 empty] | Energy sensor | ~30 |  |  |  | MC202 | Charles Carter Building |  |  | 0 | 0
MC202-B06 | MC202-B06/~31 | [5 empty] | Energy sensor | ~31 |  |  |  | MC202 | Charles Carter Building |  |  | 0 | 0
MC202-B06 | MC202-B06/~32 | [5 empty] | Energy sensor | ~32 |  |  |  | MC202 | Charles Carter Building |  |  | 0 | 0
MC202-B06 | MC202-B06/~33 | [5 empty] | Energy sensor | ~33 |  |  |  | MC202 | Charles Carter Building |  |  | 0 | 0
MC202-B06 | MC202-B06/~34 | [5 empty] | Energy sensor | ~34 |  |  |  | MC202 | Charles Carter Building |  |  | 0 | 0
MC202-B06 | MC202-B06/~35 | [5 empty] | Energy sensor | ~35 |  |  |  | MC202 | Charles Carter Building |  |  | 0 | 0
MC202-B06 | MC202-B06/~36 | [5 empty] | Energy sensor | ~36 |  |  |  | MC202 | Charles Carter Building |  |  | 0 | 0
MC202-B06 | MC202-B06/~37 | [5 empty] | Energy sensor | ~37 |  |  |  | MC202 | Charles Carter Building |  |  | 0 | 0
MC202-B06 | MC202-B06/~38 | [5 empty] | Energy sensor | ~38 |  |  |  | MC202 | Charles Carter Building |  |  | 0 | 0
MC202-B06 | MC202-B06/~39 | [5 empty] | Energy sensor | ~39 |  |  |  | MC202 | Charles Carter Building |  |  | 0 | 0
MC202-B06 | MC202-B06/~4 | [5 empty] | Energy sensor | ~4 |  |  |  | MC202 | Charles Carter Building |  |  | 0 | 0
MC202-B06 | MC202-B06/~40 | [5 empty] | Energy sensor | ~40 |  |  |  | MC202 | Charles Carter Building |  |  | 0 | 0
MC202-B06 | MC202-B06/~41 | [5 empty] | Energy sensor | ~41 |  |  |  | MC202 | Charles Carter Building |  |  | 0 | 0
MC202-B06 | MC202-B06/~42 | [5 empty] | Energy sensor | ~42 |  |  |  | MC202 | Charles Carter Building |  |  | 0 | 0
MC202-B06 | MC202-B06/~43 | [5 empty] | Energy sensor | ~43 |  |  |  | MC202 | Charles Carter Building |  |  | 0 | 0
MC202-B06 | MC202-B06/~44 | [5 empty] | Energy sensor | ~44 |  |  |  | MC202 | Charles Carter Building |  |  | 0 | 0
MC202-B06 | MC202-B06/~45 | [5 empty] | Energy sensor | ~45 |  |  |  | MC202 | Charles Carter Building |  |  | 0 | 0
MC202-B06 | MC202-B06/~46 | Adjustments (knobs) |  |  |  |  | Energy sensor | ~46 |  |  |  | MC202 | Charles Carter Building |  |  | 0 | 0
MC202-B06 | MC202-B06/~47 | Adjustments (switches) |  |  |  |  | Energy sensor | ~47 |  |  |  | MC202 | Charles Carter Building |  |  | 0 | 0
MC202-B06 | MC202-B06/~48 | [5 empty] | Energy sensor | ~48 |  |  |  | MC202 | Charles Carter Building |  |  | 0 | 0
MC202-B06 | MC202-B06/~49 | [5 empty] | Energy sensor | ~49 |  |  |  | MC202 | Charles Carter Building |  |  | 0 | 0
MC202-B06 | MC202-B06/~5 | [5 empty] | Energy sensor | ~5 |  |  |  | MC202 | Charles Carter Building |  |  | 0 | 0
MC202-B06 | MC202-B06/~50 | [5 empty] | Energy sensor | ~50 |  |  |  | MC202 | Charles Carter Building |  |  | 0 | 0
MC202-B06 | MC202-B06/~51 | [5 empty] | Energy sensor | ~51 |  |  |  | MC202 | Charles Carter Building |  |  | 0 | 0
MC202-B06 | MC202-B06/~52 | [5 empty] | Energy sensor | ~52 |  |  |  | MC202 | Charles Carter Building |  |  | 0 | 0
MC202-B06 | MC202-B06/~53 | Adjustments (night cool knobs) |  |  |  |  | Energy sensor | ~53 |  |  |  | MC202 | Charles Carter Building |  |  | 0 | 0
MC202-B06 | MC202-B06/~54 | [5 empty] | Energy sensor | ~54 |  |  |  | MC202 | Charles Carter Building |  |  | 0 | 0
MC202-B06 | MC202-B06/~55 | Adjustments |  |  |  |  | Energy sensor | ~55 |  |  |  | MC202 | Charles Carter Building |  |  | 0 | 0
MC202-B06 | MC202-B06/~56 | Knobs |  |  |  |  | Energy sensor | ~56 |  |  |  | MC202 | Charles Carter Building |  |  | 0 | 0
MC202-B06 | MC202-B06/~57 | Switches |  |  |  |  | Energy sensor | ~57 |  |  |  | MC202 | Charles Carter Building |  |  | 0 | 0
MC202-B06 | MC202-B06/~58 | [5 empty] | Energy sensor | ~58 |  |  |  | MC202 | Charles Carter Building |  |  | 0 | 0
MC202-B06 | MC202-B06/~59 | [5 empty] | Energy sensor | ~59 |  |  |  | MC202 | Charles Carter Building |  |  | 0 | 0
MC202-B06 | MC202-B06/~6 | [5 empty] | Energy sensor | ~6 |  |  |  | MC202 | Charles Carter Building |  |  | 0 | 0
MC202-B06 | MC202-B06/~60 | [5 empty] | Energy sensor | ~60 |  |  |  | MC202 | Charles Carter Building |  |  | 0 | 0
MC202-B06 | MC202-B06/~7 | [5 empty] | Energy sensor | ~7 |  |  |  | MC202 | Charles Carter Building |  |  | 0 | 0
MC202-B06 | MC202-B06/~8 | [5 empty] | Energy sensor | ~8 |  |  |  | MC202 | Charles Carter Building |  |  | 0 | 0
MC202-B06 | MC202-B06/~9 | [5 empty] | Energy sensor | ~9 |  |  |  | MC202 | Charles Carter Building |  |  | 0 | 0
MC202-B06 | MC202-B06/A14 | Outside air temperature |  |  | Degrees Celsius |  | Energy sensor | A14 |  |  |  | MC202 | Charles Carter Building |  |  | 0 | 0
MC202-B06 | MC202-B06/B1 | Frost from MCP |  |  |  |  | Energy sensor | B1 |  |  |  | MC202 | Charles Carter Building |  |  | 0 | 0
MC202-B06 | MC202-B06/B2 | Remote signals |  |  |  |  | Energy sensor | B2 |  |  |  | MC202 | Charles Carter Building |  |  | 0 | 0
MC202-B06 | MC202-B06/C1 | Virtual CNC 1 |  |  |  |  | Energy sensor | C1 |  |  |  | MC202 | Charles Carter Building |  |  | 0 | 0
MC202-B06 | MC202-B06/D1 | Unit enable and fresh air damper |  |  |  |  | Energy sensor | D1 |  |  |  | MC202 | Charles Carter Building | B02b,B02a |  | 0 | 0
MC202-B06 | MC202-B06/D2 | Bypass damper |  |  | 0 = Closed , 1 = Open |  | Energy sensor | D2 |  |  |  | MC202 | Charles Carter Building | B02b,B02a |  | 0 | 0
MC202-B06 | MC202-B06/D4 | Heating valve |  |  |  |  | Energy sensor | D4 |  |  |  | MC202 | Charles Carter Building | B02b,B02a |  | 0 | 0
MC202-B06 | MC202-B06/D5 | Supply fan speed |  |  | RPM |  | Energy sensor | D5 |  |  |  | MC202 | Charles Carter Building | B02b,B02a |  | 0 | 0
MC202-B06 | MC202-B06/D6 | Extract fan speed |  |  | RPM |  | Energy sensor | D6 |  |  |  | MC202 | Charles Carter Building | B02b,B02a |  | 0 | 0
MC202-B06 | MC202-B06/e1 | 963 Supervisor |  |  |  |  | Energy sensor | e1 |  |  |  | MC202 | Charles Carter Building |  |  | 0 | 0
MC202-B06 | MC202-B06/F1 | Function 1 |  |  |  |  | Energy sensor | F1 |  |  |  | MC202 | Charles Carter Building |  |  | 0 | 0
MC202-B06 | MC202-B06/F10 | Function 10 |  |  |  |  | Energy sensor | F10 |  |  |  | MC202 | Charles Carter Building |  |  | 0 | 0
MC202-B06 | MC202-B06/F11 | Function 11 |  |  |  |  | Energy sensor | F11 |  |  |  | MC202 | Charles Carter Building |  |  | 0 | 0
MC202-B06 | MC202-B06/F12 | Function 12 |  |  |  |  | Energy sensor | F12 |  |  |  | MC202 | Charles Carter Building |  |  | 0 | 0
MC202-B06 | MC202-B06/F13 | Function 13 |  |  |  |  | Energy sensor | F13 |  |  |  | MC202 | Charles Carter Building |  |  | 0 | 0
MC202-B06 | MC202-B06/F14 | Auto boost setpoint exceeded |  |  |  |  | Energy sensor | F14 |  |  |  | MC202 | Charles Carter Building |  |  | 0 | 0
MC202-B06 | MC202-B06/F15 | Function 15 |  |  |  |  | Energy sensor | F15 |  |  |  | MC202 | Charles Carter Building |  |  | 0 | 0
MC202-B06 | MC202-B06/F16 | Function 16 |  |  |  |  | Energy sensor | F16 |  |  |  | MC202 | Charles Carter Building |  |  | 0 | 0
MC202-B06 | MC202-B06/F17 | Function 17 |  |  |  |  | Energy sensor | F17 |  |  |  | MC202 | Charles Carter Building |  |  | 0 | 0
MC202-B06 | MC202-B06/F18 | Function 18 |  |  |  |  | Energy sensor | F18 |  |  |  | MC202 | Charles Carter Building |  |  | 0 | 0
MC202-B06 | MC202-B06/F19 | Supply fan speed |  |  | RPM |  | Energy sensor | F19 |  |  |  | MC202 | Charles Carter Building |  |  | 0 | 0
MC202-B06 | MC202-B06/F20 | Function 20 |  |  |  |  | Energy sensor | F20 |  |  |  | MC202 | Charles Carter Building |  |  | 0 | 0
MC202-B06 | MC202-B06/F21 | Function 21 |  |  |  |  | Energy sensor | F21 |  |  |  | MC202 | Charles Carter Building |  |  | 0 | 0
MC202-B06 | MC202-B06/F22 | Function 22 |  |  |  |  | Energy sensor | F22 |  |  |  | MC202 | Charles Carter Building |  |  | 0 | 0
MC202-B06 | MC202-B06/F23 | Function 23 |  |  |  |  | Energy sensor | F23 |  |  |  | MC202 | Charles Carter Building |  |  | 0 | 0
MC202-B06 | MC202-B06/F24 | Function 24 |  |  |  |  | Energy sensor | F24 |  |  |  | MC202 | Charles Carter Building |  |  | 0 | 0
MC202-B06 | MC202-B06/F25 | Function 25 |  |  |  |  | Energy sensor | F25 |  |  |  | MC202 | Charles Carter Building |  |  | 0 | 0
MC202-B06 | MC202-B06/F26 | Function 26 |  |  |  |  | Energy sensor | F26 |  |  |  | MC202 | Charles Carter Building |  |  | 0 | 0
MC202-B06 | MC202-B06/F27 | Function 27 |  |  |  |  | Energy sensor | F27 |  |  |  | MC202 | Charles Carter Building |  |  | 0 | 0
MC202-B06 | MC202-B06/F28 | Function 28 |  |  |  |  | Energy sensor | F28 |  |  |  | MC202 | Charles Carter Building |  |  | 0 | 0
MC202-B06 | MC202-B06/F29 | Full Fresh Air [Clg] |  |  |  |  | Energy sensor | F29 |  |  |  | MC202 | Charles Carter Building |  |  | 0 | 0
MC202-B06 | MC202-B06/F3 | Function 3 |  |  |  |  | Energy sensor | F3 |  |  |  | MC202 | Charles Carter Building |  |  | 0 | 0
MC202-B06 | MC202-B06/F30 | Function 30 |  |  |  |  | Energy sensor | F30 |  |  |  | MC202 | Charles Carter Building |  |  | 0 | 0
MC202-B06 | MC202-B06/F31 | Function 31 |  |  |  |  | Energy sensor | F31 |  |  |  | MC202 | Charles Carter Building |  |  | 0 | 0
MC202-B06 | MC202-B06/F32 | Function 32 |  |  |  |  | Energy sensor | F32 |  |  |  | MC202 | Charles Carter Building |  |  | 0 | 0
MC202-B06 | MC202-B06/F33 | Function 33 |  |  |  |  | Energy sensor | F33 |  |  |  | MC202 | Charles Carter Building |  |  | 0 | 0
MC202-B06 | MC202-B06/F34 | Function 34 |  |  |  |  | Energy sensor | F34 |  |  |  | MC202 | Charles Carter Building |  |  | 0 | 0
MC202-B06 | MC202-B06/F35 | Function 35 |  |  |  |  | Energy sensor | F35 |  |  |  | MC202 | Charles Carter Building |  |  | 0 | 0
MC202-B06 | MC202-B06/F36 | Function 36 |  |  |  |  | Energy sensor | F36 |  |  |  | MC202 | Charles Carter Building |  |  | 0 | 0
MC202-B06 | MC202-B06/F37 | Function 37 |  |  |  |  | Energy sensor | F37 |  |  |  | MC202 | Charles Carter Building |  |  | 0 | 0
MC202-B06 | MC202-B06/F38 | Function 38 |  |  |  |  | Energy sensor | F38 |  |  |  | MC202 | Charles Carter Building |  |  | 0 | 0
MC202-B06 | MC202-B06/F39 | Extract fan speed |  |  | RPM |  | Energy sensor | F39 |  |  |  | MC202 | Charles Carter Building |  |  | 0 | 0
MC202-B06 | MC202-B06/F4 | Function 4 |  |  |  |  | Energy sensor | F4 |  |  |  | MC202 | Charles Carter Building |  |  | 0 | 0
MC202-B06 | MC202-B06/F40 | Function 40 |  |  |  |  | Energy sensor | F40 |  |  |  | MC202 | Charles Carter Building |  |  | 0 | 0
MC202-B06 | MC202-B06/F41 | Function 41 |  |  |  |  | Energy sensor | F41 |  |  |  | MC202 | Charles Carter Building |  |  | 0 | 0
MC202-B06 | MC202-B06/F42 | Function 42 |  |  |  |  | Energy sensor | F42 |  |  |  | MC202 | Charles Carter Building |  |  | 0 | 0
MC202-B06 | MC202-B06/F43 | Function 43 |  |  |  |  | Energy sensor | F43 |  |  |  | MC202 | Charles Carter Building |  |  | 0 | 0
MC202-B06 | MC202-B06/F44 | Function 44 |  |  |  |  | Energy sensor | F44 |  |  |  | MC202 | Charles Carter Building |  |  | 0 | 0
MC202-B06 | MC202-B06/F45 | Function 45 |  |  |  |  | Energy sensor | F45 |  |  |  | MC202 | Charles Carter Building |  |  | 0 | 0
MC202-B06 | MC202-B06/F47 | Function 47 |  |  |  |  | Energy sensor | F47 |  |  |  | MC202 | Charles Carter Building |  |  | 0 | 0
MC202-B06 | MC202-B06/F48 | Function 48 |  |  |  |  | Energy sensor | F48 |  |  |  | MC202 | Charles Carter Building |  |  | 0 | 0
MC202-B06 | MC202-B06/F49 | Function 49 |  |  |  |  | Energy sensor | F49 |  |  |  | MC202 | Charles Carter Building |  |  | 0 | 0
MC202-B06 | MC202-B06/F6 | Function 6 |  |  |  |  | Energy sensor | F6 |  |  |  | MC202 | Charles Carter Building |  |  | 0 | 0
MC202-B06 | MC202-B06/F7 | Function 7 |  |  |  |  | Energy sensor | F7 |  |  |  | MC202 | Charles Carter Building |  |  | 0 | 0
MC202-B06 | MC202-B06/F8 | Fan speed (heating) |  |  |  |  | Energy sensor | F8 |  |  |  | MC202 | Charles Carter Building |  |  | 0 | 0
MC202-B06 | MC202-B06/F9 | Function 9 |  |  |  |  | Energy sensor | F9 |  |  |  | MC202 | Charles Carter Building |  |  | 0 | 0
MC202-B06 | MC202-B06/G1 | Logic 1 |  |  |  |  | Energy sensor | G1 |  |  |  | MC202 | Charles Carter Building |  |  | 0 | 0
MC202-B06 | MC202-B06/G10 | Logic 10 |  |  |  |  | Energy sensor | G10 |  |  |  | MC202 | Charles Carter Building |  |  | 0 | 0
MC202-B06 | MC202-B06/G11 | Logic 11 |  |  |  |  | Energy sensor | G11 |  |  |  | MC202 | Charles Carter Building |  |  | 0 | 0
MC202-B06 | MC202-B06/G12 | Logic 12 |  |  |  |  | Energy sensor | G12 |  |  |  | MC202 | Charles Carter Building |  |  | 0 | 0
MC202-B06 | MC202-B06/G13 | Logic 13 |  |  |  |  | Energy sensor | G13 |  |  |  | MC202 | Charles Carter Building |  |  | 0 | 0
MC202-B06 | MC202-B06/G14 | Boost mode |  |  |  |  | Energy sensor | G14 |  |  |  | MC202 | Charles Carter Building |  |  | 0 | 0
MC202-B06 | MC202-B06/G15 | Logic 15 |  |  |  |  | Energy sensor | G15 |  |  |  | MC202 | Charles Carter Building |  |  | 0 | 0
MC202-B06 | MC202-B06/G16 | Logic 16 |  |  |  |  | Energy sensor | G16 |  |  |  | MC202 | Charles Carter Building |  |  | 0 | 0
MC202-B06 | MC202-B06/G17 | Occ Htg SP Achieved [Full FA] |  |  |  |  | Energy sensor | G17 |  |  |  | MC202 | Charles Carter Building |  |  | 0 | 0
MC202-B06 | MC202-B06/G18 | Logic 18 |  |  |  |  | Energy sensor | G18 |  |  |  | MC202 | Charles Carter Building |  |  | 0 | 0
MC202-B06 | MC202-B06/G19 | Logic 19 |  |  |  |  | Energy sensor | G19 |  |  |  | MC202 | Charles Carter Building |  |  | 0 | 0
MC202-B06 | MC202-B06/G2 | Logic 2 |  |  |  |  | Energy sensor | G2 |  |  |  | MC202 | Charles Carter Building |  |  | 0 | 0
MC202-B06 | MC202-B06/G20 | Logic 20 |  |  |  |  | Energy sensor | G20 |  |  |  | MC202 | Charles Carter Building |  |  | 0 | 0
MC202-B06 | MC202-B06/G21 | Logic 21 |  |  |  |  | Energy sensor | G21 |  |  |  | MC202 | Charles Carter Building |  |  | 0 | 0
MC202-B06 | MC202-B06/G22 | Logic 22 |  |  |  |  | Energy sensor | G22 |  |  |  | MC202 | Charles Carter Building |  |  | 0 | 0
MC202-B06 | MC202-B06/G23 | Logic 23 |  |  |  |  | Energy sensor | G23 |  |  |  | MC202 | Charles Carter Building |  |  | 0 | 0
MC202-B06 | MC202-B06/G24 | Bypass damper control |  |  | 0 = Closed , 1 = Open |  | Energy sensor | G24 |  |  |  | MC202 | Charles Carter Building |  |  | 0 | 0
MC202-B06 | MC202-B06/G25 | Logic 25 |  |  |  |  | Energy sensor | G25 |  |  |  | MC202 | Charles Carter Building |  |  | 0 | 0
MC202-B06 | MC202-B06/G26 | Supply fan max speed |  |  | RPM |  | Energy sensor | G26 |  |  |  | MC202 | Charles Carter Building |  |  | 0 | 0
MC202-B06 | MC202-B06/G27 | Logic 27 |  |  |  |  | Energy sensor | G27 |  |  |  | MC202 | Charles Carter Building |  |  | 0 | 0
MC202-B06 | MC202-B06/G28 | Logic 28 |  |  |  |  | Energy sensor | G28 |  |  |  | MC202 | Charles Carter Building |  |  | 0 | 0
MC202-B06 | MC202-B06/G29 | Logic 29 |  |  |  |  | Energy sensor | G29 |  |  |  | MC202 | Charles Carter Building |  |  | 0 | 0
MC202-B06 | MC202-B06/G3 | Logic 3 |  |  |  |  | Energy sensor | G3 |  |  |  | MC202 | Charles Carter Building |  |  | 0 | 0
MC202-B06 | MC202-B06/G30 | Logic 30 |  |  |  |  | Energy sensor | G30 |  |  |  | MC202 | Charles Carter Building |  |  | 0 | 0
MC202-B06 | MC202-B06/G31 | Logic 31 |  |  |  |  | Energy sensor | G31 |  |  |  | MC202 | Charles Carter Building |  |  | 0 | 0
MC202-B06 | MC202-B06/G32 | Logic 32 |  |  |  |  | Energy sensor | G32 |  |  |  | MC202 | Charles Carter Building |  |  | 0 | 0
MC202-B06 | MC202-B06/G33 | Logic 33 |  |  |  |  | Energy sensor | G33 |  |  |  | MC202 | Charles Carter Building |  |  | 0 | 0
MC202-B06 | MC202-B06/G34 | Logic 34 |  |  |  |  | Energy sensor | G34 |  |  |  | MC202 | Charles Carter Building |  |  | 0 | 0
MC202-B06 | MC202-B06/G35 | Remote night cooling available |  |  | 0 = No, 1 = Yes |  | Energy sensor | G35 |  |  |  | MC202 | Charles Carter Building |  |  | 0 | 0
MC202-B06 | MC202-B06/G36 | Logic 36 |  |  |  |  | Energy sensor | G36 |  |  |  | MC202 | Charles Carter Building |  |  | 0 | 0
MC202-B06 | MC202-B06/G37 | Logic 37 |  |  |  |  | Energy sensor | G37 |  |  |  | MC202 | Charles Carter Building |  |  | 0 | 0
MC202-B06 | MC202-B06/G38 | Logic 38 |  |  |  |  | Energy sensor | G38 |  |  |  | MC202 | Charles Carter Building |  |  | 0 | 0
MC202-B06 | MC202-B06/G4 | Logic 4 |  |  |  |  | Energy sensor | G4 |  |  |  | MC202 | Charles Carter Building |  |  | 0 | 0
MC202-B06 | MC202-B06/G5 | Timeclock enable |  |  | 0 = No, 1 = Yes |  | Energy sensor | G5 |  |  |  | MC202 | Charles Carter Building |  |  | 0 | 0
MC202-B06 | MC202-B06/G6 | Class vent required |  |  | 0 = No, 1 = Yes |  | Energy sensor | G6 |  |  |  | MC202 | Charles Carter Building |  |  | 0 | 0
MC202-B06 | MC202-B06/G7 | Logic 7 |  |  |  |  | Energy sensor | G7 |  |  |  | MC202 | Charles Carter Building |  |  | 0 | 0
MC202-B06 | MC202-B06/G8 | Logic 8 |  |  |  |  | Energy sensor | G8 |  |  |  | MC202 | Charles Carter Building |  |  | 0 | 0
MC202-B06 | MC202-B06/G9 | Class vent enable |  |  | 0 = No, 1 = Yes |  | Energy sensor | G9 |  |  |  | MC202 | Charles Carter Building |  |  | 0 | 0
MC202-B06 | MC202-B06/I1 | Forced Cooling Required |  |  |  |  | Energy sensor | I1 |  |  |  | MC202 | Charles Carter Building | A17 |  | 0 | 0
MC202-B06 | MC202-B06/I11 | Filter dirty |  |  | 0 = No, 1 = Yes |  | Energy sensor | I11 |  |  |  | MC202 | Charles Carter Building | B02b,B02a |  | 0 | 0
MC202-B06 | MC202-B06/I12 | Supply fan inverter status |  |  |  |  | Energy sensor | I12 |  |  |  | MC202 | Charles Carter Building | B02b,B02a |  | 0 | 0
MC202-B06 | MC202-B06/I13 | Extract fan inverter status |  |  |  |  | Energy sensor | I13 |  |  |  | MC202 | Charles Carter Building | B02b,B02a |  | 0 | 0
MC202-B06 | MC202-B06/I14 | Condensate pump alarm |  |  | 0 = No, 1 = Yes |  | Energy sensor | I14 |  |  |  | MC202 | Charles Carter Building | B02b,B02a |  | 0 | 0
MC202-B06 | MC202-B06/I15 | Unit occupancy |  |  |  |  | Energy sensor | I15 |  |  |  | MC202 | Charles Carter Building | B02b,B02a |  | 0 | 0
MC202-B06 | MC202-B06/I16 | Room frost protection |  |  |  |  | Energy sensor | I16 |  |  |  | MC202 | Charles Carter Building | B02b,B02a |  | 0 | 0
MC202-B06 | MC202-B06/I17 | Staff boost mode |  |  | 0 = Off, 1 = On |  | Energy sensor | I17 |  |  |  | MC202 | Charles Carter Building | B02b,B02a |  | 0 | 0
MC202-B06 | MC202-B06/I18 | Auto boost mode |  |  | 0 = Off, 1 = On |  | Energy sensor | I18 |  |  |  | MC202 | Charles Carter Building | B02b,B02a |  | 0 | 0
MC202-B06 | MC202-B06/I19 | Night cooling |  |  | 0 = Off, 1 = On |  | Energy sensor | I19 |  |  |  | MC202 | Charles Carter Building | B02b,B02a |  | 0 | 0
MC202-B06 | MC202-B06/I20 | Full fresh air |  |  | 0 = Off, 1 = On |  | Energy sensor | I20 |  |  |  | MC202 | Charles Carter Building | B02b,B02a |  | 0 | 0
MC202-B06 | MC202-B06/I21 | Open bypass damper |  |  | 0 = Closed , 1 = Open |  | Energy sensor | I21 |  |  |  | MC202 | Charles Carter Building | B02b,B02a |  | 0 | 0
MC202-B06 | MC202-B06/I22 | Unit freeze protection |  |  |  |  | Energy sensor | I22 |  |  |  | MC202 | Charles Carter Building | B02b,B02a |  | 0 | 0
MC202-B06 | MC202-B06/I23 | Supply fan fault |  |  | 0 = No, 1 = Yes |  | Energy sensor | I23 |  |  |  | MC202 | Charles Carter Building | B02b,B02a |  | 0 | 0
MC202-B06 | MC202-B06/I24 | Extract fan fault |  |  | 0 = No, 1 = Yes |  | Energy sensor | I24 |  |  |  | MC202 | Charles Carter Building | B02b,B02a |  | 0 | 0
MC202-B06 | MC202-B06/I25 | Class vent enable |  |  | 0 = Off, 1 = On |  | Energy sensor | I25 |  |  |  | MC202 | Charles Carter Building | B02b,B02a |  | 0 | 0
MC202-B06 | MC202-B06/I30 | Common fault signal |  |  | 0 = No fault, 1 = Fault |  | Energy sensor | I30 |  |  |  | MC202 | Charles Carter Building | B02b,B02a |  | 0 | 0
MC202-B06 | MC202-B06/I5 | On-Off selector |  |  | 0 = Off, 1 = On |  | Energy sensor | I5 |  |  |  | MC202 | Charles Carter Building | B02b,B02a |  | 0 | 0
MC202-B06 | MC202-B06/I6 | Frost thermostat trip |  |  |  |  | Energy sensor | I6 |  |  |  | MC202 | Charles Carter Building | B02b,B02a |  | 0 | 0
MC202-B06 | MC202-B06/K1 | Spare |  |  |  |  | Energy sensor | K1 |  |  |  | MC202 | Charles Carter Building | B02b,B02a |  | 0 | 0
MC202-B06 | MC202-B06/K10 | Extract fan min speed |  |  | RPM |  | Energy sensor | K10 |  |  |  | MC202 | Charles Carter Building | B02b,B02a |  | 0 | 0
MC202-B06 | MC202-B06/K11 | Extract fan max speed |  |  | RPM |  | Energy sensor | K11 |  |  |  | MC202 | Charles Carter Building | B02b,B02a |  | 0 | 0
MC202-B06 | MC202-B06/K12 | Spare |  |  |  |  | Energy sensor | K12 |  |  |  | MC202 | Charles Carter Building | B02b,B02a |  | 0 | 0
MC202-B06 | MC202-B06/K14 | Occupancy CO2 level |  |  | Parts per million |  | Energy sensor | K14 |  |  |  | MC202 | Charles Carter Building | B02b,B02a |  | 0 | 0
MC202-B06 | MC202-B06/K15 | Outside air night cooling level |  |  | Degrees Celsius |  | Energy sensor | K15 |  |  |  | MC202 | Charles Carter Building | B02b,B02a |  | 0 | 0
MC202-B06 | MC202-B06/K16 | Supply air high limit |  |  |  |  | Energy sensor | K16 |  |  |  | MC202 | Charles Carter Building | B02b,B02a |  | 0 | 0
MC202-B06 | MC202-B06/K17 | Supply fan minimum speed |  |  | RPM |  | Energy sensor | K17 |  |  |  | MC202 | Charles Carter Building | B02b,B02a |  | 0 | 0
MC202-B06 | MC202-B06/K18 | Supply fan max speed |  |  | RPM |  | Energy sensor | K18 |  |  |  | MC202 | Charles Carter Building | B02b,B02a |  | 0 | 0
MC202-B06 | MC202-B06/K19 | Supply fan startup speed |  |  | RPM |  | Energy sensor | K19 |  |  |  | MC202 | Charles Carter Building | B02b,B02a |  | 0 | 0
MC202-B06 | MC202-B06/K2 | Unit freeze protection |  |  |  |  | Energy sensor | K2 |  |  |  | MC202 | Charles Carter Building | B02b,B02a |  | 0 | 0
MC202-B06 | MC202-B06/K20 | Extract fan startup speed |  |  | RPM |  | Energy sensor | K20 |  |  |  | MC202 | Charles Carter Building | B02b,B02a |  | 0 | 0
MC202-B06 | MC202-B06/K21 | Night time cooling supply fan speed |  |  | RPM |  | Energy sensor | K21 |  |  |  | MC202 | Charles Carter Building | B02b,B02a |  | 0 | 0
MC202-B06 | MC202-B06/K22 | Night time cooling extract fan speed |  |  | RPM |  | Energy sensor | K22 |  |  |  | MC202 | Charles Carter Building | B02b,B02a |  | 0 | 0
MC202-B06 | MC202-B06/K23 | Night time cool temperature setpoint |  |  | Degrees Celsius |  | Energy sensor | K23 |  |  |  | MC202 | Charles Carter Building | B02b,B02a |  | 0 | 0
MC202-B06 | MC202-B06/K24 | Night cooling supply air low limit |  |  |  |  | Energy sensor | K24 |  |  |  | MC202 | Charles Carter Building | B02b,B02a |  | 0 | 0
MC202-B06 | MC202-B06/K3 | Room frost protection |  |  |  |  | Energy sensor | K3 |  |  |  | MC202 | Charles Carter Building | B02b,B02a |  | 0 | 0
MC202-B06 | MC202-B06/K4 | Spare |  |  |  |  | Energy sensor | K4 |  |  |  | MC202 | Charles Carter Building | B02b,B02a |  | 0 | 0
MC202-B06 | MC202-B06/K5 | Occupancy heating temperature setpoint |  |  | Degrees Celsius |  | Energy sensor | K5 |  |  |  | MC202 | Charles Carter Building | B02b,B02a |  | 0 | 0
MC202-B06 | MC202-B06/K6 | OccupancyClgTempSP |  |  | Degrees Celsius |  | Energy sensor | K6 |  |  |  | MC202 | Charles Carter Building | B02b,B02a |  | 0 | 0
MC202-B06 | MC202-B06/K7 | Free cooling temperature setpoint |  |  | Degrees Celsius |  | Energy sensor | K7 |  |  |  | MC202 | Charles Carter Building | B02b,B02a |  | 0 | 0
MC202-B06 | MC202-B06/K8 | Spare |  |  |  |  | Energy sensor | K8 |  |  |  | MC202 | Charles Carter Building | B02b,B02a |  | 0 | 0
MC202-B06 | MC202-B06/K9 | Supply air low limit |  |  |  |  | Energy sensor | K9 |  |  |  | MC202 | Charles Carter Building | B02b,B02a |  | 0 | 0
MC202-B06 | MC202-B06/L1 | Loop 1 |  |  |  |  | Energy sensor | L1 |  |  |  | MC202 | Charles Carter Building | B02b,B02a |  | 0 | 0
MC202-B06 | MC202-B06/L2 | Supply air low limit |  |  |  |  | Energy sensor | L2 |  |  |  | MC202 | Charles Carter Building | B02b,B02a |  | 0 | 0
MC202-B06 | MC202-B06/L3 | Fan Speed [CO2] |  |  |  |  | Energy sensor | L3 |  |  |  | MC202 | Charles Carter Building | B02b,B02a |  | 0 | 0
MC202-B06 | MC202-B06/L4 | Fan Speed [Clg] |  |  |  |  | Energy sensor | L4 |  |  |  | MC202 | Charles Carter Building | B02b,B02a |  | 0 | 0
MC202-B06 | MC202-B06/L5 | Loop 5 |  |  |  |  | Energy sensor | L5 |  |  |  | MC202 | Charles Carter Building | B02b,B02a |  | 0 | 0
MC202-B06 | MC202-B06/L6 | Loop 6 |  |  |  |  | Energy sensor | L6 |  |  |  | MC202 | Charles Carter Building | B02b,B02a |  | 0 | 0
MC202-B06 | MC202-B06/N1 | IC Comms 1 |  |  |  |  | Energy sensor | N1 |  |  |  | MC202 | Charles Carter Building |  |  | 0 | 0
MC202-B06 | MC202-B06/n1 | Watersidevent |  |  |  |  | Energy sensor | n1 |  |  |  | MC202 | Charles Carter Building |  |  | 0 | 0
MC202-B06 | MC202-B06/N2 | IC Comms 2 |  |  |  |  | Energy sensor | N2 |  |  |  | MC202 | Charles Carter Building |  |  | 0 | 0
MC202-B06 | MC202-B06/o1 | Alarm Route 1 |  |  |  |  | Energy sensor | o1 |  |  |  | MC202 | Charles Carter Building |  |  | 0 | 0
MC202-B06 | MC202-B06/P1 | Supply air temperature |  |  | Degrees Celsius |  | Energy sensor | P1 |  |  |  | MC202 | Charles Carter Building |  |  | 0 | 0
MC202-B06 | MC202-B06/P11 | Class vent heating demand |  |  |  |  | Energy sensor | P11 |  |  |  | MC202 | Charles Carter Building |  |  | 0 | 0
MC202-B06 | MC202-B06/P12 | Supply fan speed |  |  | RPM |  | Energy sensor | P12 |  |  |  | MC202 | Charles Carter Building |  |  | 0 | 0
MC202-B06 | MC202-B06/P13 | Extract fan speed |  |  | RPM |  | Energy sensor | P13 |  |  |  | MC202 | Charles Carter Building |  |  | 0 | 0
MC202-B06 | MC202-B06/P14 | Outside air temperature |  |  | Degrees Celsius |  | Energy sensor | P14 |  |  |  | MC202 | Charles Carter Building |  |  | 0 | 0
MC202-B06 | MC202-B06/P15 | Bypass damper |  |  | 0 = Closed , 1 = Open |  | Energy sensor | P15 |  |  |  | MC202 | Charles Carter Building |  |  | 0 | 0
MC202-B06 | MC202-B06/P2 | Return temperature |  |  | Degrees Celsius |  | Energy sensor | P2 |  |  |  | MC202 | Charles Carter Building |  |  | 0 | 0
MC202-B06 | MC202-B06/P3 | Extract CO2 level |  |  | Parts per million |  | Energy sensor | P3 |  |  |  | MC202 | Charles Carter Building |  |  | 0 | 0
MC202-B06 | MC202-B06/P4 | DIM Module |  |  |  |  | Energy sensor | P4 |  |  |  | MC202 | Charles Carter Building |  |  | 0 | 0
MC202-B06 | MC202-B06/P5 | Common fault signal |  |  | 0 = No fault, 1 = Fault |  | Energy sensor | P5 |  |  |  | MC202 | Charles Carter Building |  |  | 0 | 0
MC202-B06 | MC202-B06/P6 | Common fault signal |  |  | 0 = No fault, 1 = Fault |  | Energy sensor | P6 |  |  |  | MC202 | Charles Carter Building |  |  | 0 | 0
MC202-B06 | MC202-B06/Q1 | Sequence Table 1 |  |  |  |  | Energy sensor | Q1 |  |  |  | MC202 | Charles Carter Building |  |  | 0 | 0
MC202-B06 | MC202-B06/S1 | Supply air temperature |  |  | Degrees Celsius |  | Energy sensor | S1 |  |  |  | MC202 | Charles Carter Building | B02b,B02a |  | 0 | 0
MC202-B06 | MC202-B06/S11 | Class vent heating demand |  |  |  |  | Energy sensor | S11 |  |  |  | MC202 | Charles Carter Building | B02b,B02a |  | 0 | 0
MC202-B06 | MC202-B06/S12 | Supply fan speed |  |  | RPM |  | Energy sensor | S12 |  |  |  | MC202 | Charles Carter Building | B02b,B02a |  | 0 | 0
MC202-B06 | MC202-B06/S13 | Extract fan speed |  |  | RPM |  | Energy sensor | S13 |  |  |  | MC202 | Charles Carter Building | B02b,B02a |  | 0 | 0
MC202-B06 | MC202-B06/S14 | Outside air temperature |  |  | Degrees Celsius |  | Energy sensor | S14 |  |  |  | MC202 | Charles Carter Building | B02b,B02a |  | 0 | 0
MC202-B06 | MC202-B06/S15 | Bypass damper |  |  | 0 = Closed , 1 = Open |  | Energy sensor | S15 |  |  |  | MC202 | Charles Carter Building | B02b,B02a |  | 0 | 0
MC202-B06 | MC202-B06/S2 | Return temperature |  |  | Degrees Celsius |  | Energy sensor | S2 |  |  |  | MC202 | Charles Carter Building | B02b,B02a |  | 0 | 0
MC202-B06 | MC202-B06/S3 | Extract CO2 level |  |  | Parts per million |  | Energy sensor | S3 |  |  |  | MC202 | Charles Carter Building | B02b,B02a |  | 0 | 0
MC202-B06 | MC202-B06/S4 | DIM Module |  |  |  |  | Energy sensor | S4 |  |  |  | MC202 | Charles Carter Building | B02b,B02a |  | 0 | 0
MC202-B06 | MC202-B06/V1 | [5 empty] | Energy sensor | V1 |  |  |  | MC202 | Charles Carter Building |  |  | 0 | 0
MC202-B06 | MC202-B06/W2 | Commissioning mode |  |  | 0 = Off, 1 = On |  | Energy sensor | W2 |  |  |  | MC202 | Charles Carter Building | B02b,B02a |  | 0 | 0
MC202-B06 | MC202-B06/W3 | Enable boost mode |  |  | 0 = Off, 1 = On |  | Energy sensor | W3 |  |  |  | MC202 | Charles Carter Building | B02b,B02a |  | 0 | 0
MC202-B06 | MC202-B06/W4 | Freeze protection reset |  |  | 0 = Off, 1 = On |  | Energy sensor | W4 |  |  |  | MC202 | Charles Carter Building | B02b,B02a |  | 0 | 0
MC202-B06 | MC202-B06/W5 | Enable alarms |  |  | 0 = Off, 1 = On |  | Energy sensor | W5 |  |  |  | MC202 | Charles Carter Building | B02b,B02a |  | 0 | 0
MC202-B06 | MC202-B06/W6 | Manual off |  |  |  |  | Energy sensor | W6 |  |  |  | MC202 | Charles Carter Building | B02b,B02a |  | 0 | 0
MC202-B06 | MC202-B06/Y1 | Trend Thermistor |  |  |  |  | Energy sensor | Y1 |  |  |  | MC202 | Charles Carter Building |  |  | 0 | 0
MC202-B06 | MC202-B06/Y2 | CO2 V |  |  |  |  | Energy sensor | Y2 |  |  |  | MC202 | Charles Carter Building |  |  | 0 | 0
MC202-B06 | MC202-B06/Y3 | 4DIX V |  |  |  |  | Energy sensor | Y3 |  |  |  | MC202 | Charles Carter Building |  |  | 0 | 0
MC202-B06 | MC202-B06/Z1 | Local time clock |  |  |  |  | Energy sensor | Z1 |  |  |  | MC202 | Charles Carter Building | B02b,B02a |  | 0 | 0
MC032-B02 | MC032-B02/A1 | Outside air temperature |  |  | Degrees Celsius |  | Energy sensor | A1 |  |  |  | MC032 | County South |  |  | 0 | 0
MC032-B02 | MC032-B02/C1 | Virtual CNC 1 |  |  |  |  | Energy sensor | C1 |  |  |  | MC032 | County South |  |  | 0 | 0
MC032-B02 | MC032-B02/D1 | DHWS Htr 1 En |  |  |  |  | Energy sensor | D1 |  |  |  | MC032 | County South |  |  | 0 | 0
MC032-B02 | MC032-B02/D10 | Kitn AHU Gas Htr 2 En |  |  |  |  | Energy sensor | D10 |  |  |  | MC032 | County South |  |  | 0 | 0
MC032-B02 | MC032-B02/D11 | Kitn AHU Gas Htr 2 Dmd |  |  |  |  | Energy sensor | D11 |  |  |  | MC032 | County South |  |  | 0 | 0
MC032-B02 | MC032-B02/D13 | Dishwash Extr Fan En |  |  |  |  | Energy sensor | D13 |  |  |  | MC032 | County South |  |  | 0 | 0
MC032-B02 | MC032-B02/D14 | Dishwash Extr Fan Dmd |  |  |  |  | Energy sensor | D14 |  |  |  | MC032 | County South |  |  | 0 | 0
MC032-B02 | MC032-B02/D15 | Office Elect Htr En |  |  |  |  | Energy sensor | D15 |  |  |  | MC032 | County South |  |  | 0 | 0
MC032-B02 | MC032-B02/D16 | Toilet Elect Htr En |  |  |  |  | Energy sensor | D16 |  |  |  | MC032 | County South |  |  | 0 | 0
MC032-B02 | MC032-B02/D2 | DHWS Htr 2 En |  |  |  |  | Energy sensor | D2 |  |  |  | MC032 | County South |  |  | 0 | 0
MC032-B02 | MC032-B02/D3 | DHWS Sec Pump En |  |  |  |  | Energy sensor | D3 |  |  |  | MC032 | County South |  |  | 0 | 0
MC032-B02 | MC032-B02/D4 | Kitn AHU Sply Fan En |  |  |  |  | Energy sensor | D4 |  |  |  | MC032 | County South |  |  | 0 | 0
MC032-B02 | MC032-B02/D5 | Kitn AHU Sply Fan Dmd |  |  |  |  | Energy sensor | D5 |  |  |  | MC032 | County South |  |  | 0 | 0
MC032-B02 | MC032-B02/D6 | Kitn AHU Extr Fan En |  |  |  |  | Energy sensor | D6 |  |  |  | MC032 | County South |  |  | 0 | 0
MC032-B02 | MC032-B02/D7 | Kitn AHU Extr Fan Dmd |  |  |  |  | Energy sensor | D7 |  |  |  | MC032 | County South |  |  | 0 | 0
MC032-B02 | MC032-B02/D8 | Kitn AHU Gas Htr 1 En |  |  |  |  | Energy sensor | D8 |  |  |  | MC032 | County South |  |  | 0 | 0
MC032-B02 | MC032-B02/D9 | Kitn AHU Gas Htr 1 Dmd |  |  |  |  | Energy sensor | D9 |  |  |  | MC032 | County South |  |  | 0 | 0
MC032-B02 | MC032-B02/e1 | IQ View |  |  |  |  | Energy sensor | e1 |  |  |  | MC032 | County South |  |  | 0 | 0
MC032-B02 | MC032-B02/F1 | Space Frost SP |  |  |  |  | Energy sensor | F1 |  |  |  | MC032 | County South |  |  | 0 | 0
MC032-B02 | MC032-B02/F10 | Function 10 |  |  |  |  | Energy sensor | F10 |  |  |  | MC032 | County South |  |  | 0 | 0
MC032-B02 | MC032-B02/F11 | Function 11 |  |  |  |  | Energy sensor | F11 |  |  |  | MC032 | County South |  |  | 0 | 0
MC032-B02 | MC032-B02/F12 | Function 12 |  |  |  |  | Energy sensor | F12 |  |  |  | MC032 | County South |  |  | 0 | 0
MC032-B02 | MC032-B02/F13 | Function 13 |  |  |  |  | Energy sensor | F13 |  |  |  | MC032 | County South |  |  | 0 | 0
MC032-B02 | MC032-B02/F14 | Function 14 |  |  |  |  | Energy sensor | F14 |  |  |  | MC032 | County South |  |  | 0 | 0
MC032-B02 | MC032-B02/F16 | Function 16 |  |  |  |  | Energy sensor | F16 |  |  |  | MC032 | County South |  |  | 0 | 0
MC032-B02 | MC032-B02/F17 | Function 17 |  |  |  |  | Energy sensor | F17 |  |  |  | MC032 | County South |  |  | 0 | 0
MC032-B02 | MC032-B02/F18 | Function 18 |  |  |  |  | Energy sensor | F18 |  |  |  | MC032 | County South |  |  | 0 | 0
MC032-B02 | MC032-B02/F19 | Function 19 |  |  |  |  | Energy sensor | F19 |  |  |  | MC032 | County South |  |  | 0 | 0
MC032-B02 | MC032-B02/F2 | AHU Space Frost |  |  |  |  | Energy sensor | F2 |  |  |  | MC032 | County South |  |  | 0 | 0
MC032-B02 | MC032-B02/F20 | Function 20 |  |  |  |  | Energy sensor | F20 |  |  |  | MC032 | County South |  |  | 0 | 0
MC032-B02 | MC032-B02/F21 | Function 21 |  |  |  |  | Energy sensor | F21 |  |  |  | MC032 | County South |  |  | 0 | 0
MC032-B02 | MC032-B02/F22 | Function 22 |  |  |  |  | Energy sensor | F22 |  |  |  | MC032 | County South |  |  | 0 | 0
MC032-B02 | MC032-B02/F23 | Function 23 |  |  |  |  | Energy sensor | F23 |  |  |  | MC032 | County South |  |  | 0 | 0
MC032-B02 | MC032-B02/F24 | AHU Htg Dmd |  |  |  |  | Energy sensor | F24 |  |  |  | MC032 | County South |  |  | 0 | 0
MC032-B02 | MC032-B02/F25 | AHU Clg Dmd |  |  |  |  | Energy sensor | F25 |  |  |  | MC032 | County South |  |  | 0 | 0
MC032-B02 | MC032-B02/F26 | Function 26 |  |  |  |  | Energy sensor | F26 |  |  |  | MC032 | County South |  |  | 0 | 0
MC032-B02 | MC032-B02/F27 | Function 27 |  |  |  |  | Energy sensor | F27 |  |  |  | MC032 | County South |  |  | 0 | 0
MC032-B02 | MC032-B02/F28 | Function 28 |  |  |  |  | Energy sensor | F28 |  |  |  | MC032 | County South |  |  | 0 | 0
MC032-B02 | MC032-B02/F29 | Function 29 |  |  |  |  | Energy sensor | F29 |  |  |  | MC032 | County South |  |  | 0 | 0
MC032-B02 | MC032-B02/F3 | Function 3 |  |  |  |  | Energy sensor | F3 |  |  |  | MC032 | County South |  |  | 0 | 0
MC032-B02 | MC032-B02/F30 | Function 30 |  |  |  |  | Energy sensor | F30 |  |  |  | MC032 | County South |  |  | 0 | 0
MC032-B02 | MC032-B02/F31 | Function 31 |  |  |  |  | Energy sensor | F31 |  |  |  | MC032 | County South |  |  | 0 | 0
MC032-B02 | MC032-B02/F32 | Function 32 |  |  |  |  | Energy sensor | F32 |  |  |  | MC032 | County South |  |  | 0 | 0
MC032-B02 | MC032-B02/F33 | Function 33 |  |  |  |  | Energy sensor | F33 |  |  |  | MC032 | County South |  |  | 0 | 0
MC032-B02 | MC032-B02/F34 | Function 34 |  |  |  |  | Energy sensor | F34 |  |  |  | MC032 | County South |  |  | 0 | 0
MC032-B02 | MC032-B02/F35 | Function 35 |  |  |  |  | Energy sensor | F35 |  |  |  | MC032 | County South |  |  | 0 | 0
MC032-B02 | MC032-B02/F36 | Function 36 |  |  |  |  | Energy sensor | F36 |  |  |  | MC032 | County South |  |  | 0 | 0
MC032-B02 | MC032-B02/F37 | Function 37 |  |  |  |  | Energy sensor | F37 |  |  |  | MC032 | County South |  |  | 0 | 0
MC032-B02 | MC032-B02/F38 | Function 38 |  |  |  |  | Energy sensor | F38 |  |  |  | MC032 | County South |  |  | 0 | 0
MC032-B02 | MC032-B02/F39 | Function 39 |  |  |  |  | Energy sensor | F39 |  |  |  | MC032 | County South |  |  | 0 | 0
MC032-B02 | MC032-B02/F4 | Kitn Ave Temp |  |  | Degrees Celsius |  | Energy sensor | F4 |  |  |  | MC032 | County South |  |  | 0 | 0
MC032-B02 | MC032-B02/F5 | Function 5 |  |  |  |  | Energy sensor | F5 |  |  |  | MC032 | County South |  |  | 0 | 0
MC032-B02 | MC032-B02/F6 | Function 6 |  |  |  |  | Energy sensor | F6 |  |  |  | MC032 | County South |  |  | 0 | 0
MC032-B02 | MC032-B02/F7 | Function 7 |  |  |  |  | Energy sensor | F7 |  |  |  | MC032 | County South |  |  | 0 | 0
MC032-B02 | MC032-B02/F8 | AHU Htg Dmd |  |  |  |  | Energy sensor | F8 |  |  |  | MC032 | County South |  |  | 0 | 0
MC032-B02 | MC032-B02/F9 | AHU Clg Dmd |  |  |  |  | Energy sensor | F9 |  |  |  | MC032 | County South |  |  | 0 | 0
MC032-B02 | MC032-B02/G1 | Kitn Vent HI |  |  |  |  | Energy sensor | G1 |  |  |  | MC032 | County South |  |  | 0 | 0
MC032-B02 | MC032-B02/G10 | Logic 10 |  |  |  |  | Energy sensor | G10 |  |  |  | MC032 | County South |  |  | 0 | 0
MC032-B02 | MC032-B02/G11 | AHU Sply Dmpr |  |  |  |  | Energy sensor | G11 |  |  |  | MC032 | County South |  |  | 0 | 0
MC032-B02 | MC032-B02/G12 | Logic 12 |  |  |  |  | Energy sensor | G12 |  |  |  | MC032 | County South |  |  | 0 | 0
MC032-B02 | MC032-B02/G13 | Logic 13 |  |  |  |  | Energy sensor | G13 |  |  |  | MC032 | County South |  |  | 0 | 0
MC032-B02 | MC032-B02/G14 | Logic 14 |  |  |  |  | Energy sensor | G14 |  |  |  | MC032 | County South |  |  | 0 | 0
MC032-B02 | MC032-B02/G15 | Logic 15 |  |  |  |  | Energy sensor | G15 |  |  |  | MC032 | County South |  |  | 0 | 0
MC032-B02 | MC032-B02/G16 | Logic 16 |  |  |  |  | Energy sensor | G16 |  |  |  | MC032 | County South |  |  | 0 | 0
MC032-B02 | MC032-B02/G17 | Kitn AHU Sply Fan Fail |  |  |  |  | Energy sensor | G17 |  |  |  | MC032 | County South |  |  | 0 | 0
MC032-B02 | MC032-B02/G18 | AHU Extr Dmpr |  |  |  |  | Energy sensor | G18 |  |  |  | MC032 | County South |  |  | 0 | 0
MC032-B02 | MC032-B02/G19 | Logic 19 |  |  |  |  | Energy sensor | G19 |  |  |  | MC032 | County South |  |  | 0 | 0
MC032-B02 | MC032-B02/G2 | Kitn Vent LO |  |  |  |  | Energy sensor | G2 |  |  |  | MC032 | County South |  |  | 0 | 0
MC032-B02 | MC032-B02/G20 | Logic 20 |  |  |  |  | Energy sensor | G20 |  |  |  | MC032 | County South |  |  | 0 | 0
MC032-B02 | MC032-B02/G21 | Logic 21 |  |  |  |  | Energy sensor | G21 |  |  |  | MC032 | County South |  |  | 0 | 0
MC032-B02 | MC032-B02/G22 | Logic 22 |  |  |  |  | Energy sensor | G22 |  |  |  | MC032 | County South |  |  | 0 | 0
MC032-B02 | MC032-B02/G23 | Logic 23 |  |  |  |  | Energy sensor | G23 |  |  |  | MC032 | County South |  |  | 0 | 0
MC032-B02 | MC032-B02/G24 | Kitn AHU Extr Fan Fail |  |  |  |  | Energy sensor | G24 |  |  |  | MC032 | County South |  |  | 0 | 0
MC032-B02 | MC032-B02/G25 | Logic 25 |  |  |  |  | Energy sensor | G25 |  |  |  | MC032 | County South |  |  | 0 | 0
MC032-B02 | MC032-B02/G26 | Logic 26 |  |  |  |  | Energy sensor | G26 |  |  |  | MC032 | County South |  |  | 0 | 0
MC032-B02 | MC032-B02/G27 | Kitn AHU Ctrl |  |  |  |  | Energy sensor | G27 |  |  |  | MC032 | County South |  |  | 0 | 0
MC032-B02 | MC032-B02/G28 | Logic 28 |  |  |  |  | Energy sensor | G28 |  |  |  | MC032 | County South |  |  | 0 | 0
MC032-B02 | MC032-B02/G29 | Logic 29 |  |  |  |  | Energy sensor | G29 |  |  |  | MC032 | County South |  |  | 0 | 0
MC032-B02 | MC032-B02/G3 | Logic 3 |  |  |  |  | Energy sensor | G3 |  |  |  | MC032 | County South |  |  | 0 | 0
MC032-B02 | MC032-B02/G30 | Logic 30 |  |  |  |  | Energy sensor | G30 |  |  |  | MC032 | County South |  |  | 0 | 0
MC032-B02 | MC032-B02/G31 | Logic 31 |  |  |  |  | Energy sensor | G31 |  |  |  | MC032 | County South |  |  | 0 | 0
MC032-B02 | MC032-B02/G32 | Logic 32 |  |  |  |  | Energy sensor | G32 |  |  |  | MC032 | County South |  |  | 0 | 0
MC032-B02 | MC032-B02/G33 | Logic 33 |  |  |  |  | Energy sensor | G33 |  |  |  | MC032 | County South |  |  | 0 | 0
MC032-B02 | MC032-B02/G34 | Logic 34 |  |  |  |  | Energy sensor | G34 |  |  |  | MC032 | County South |  |  | 0 | 0
MC032-B02 | MC032-B02/G35 | Logic 35 |  |  |  |  | Energy sensor | G35 |  |  |  | MC032 | County South |  |  | 0 | 0
MC032-B02 | MC032-B02/G36 | Logic 36 |  |  |  |  | Energy sensor | G36 |  |  |  | MC032 | County South |  |  | 0 | 0
MC032-B02 | MC032-B02/G37 | Logic 37 |  |  |  |  | Energy sensor | G37 |  |  |  | MC032 | County South |  |  | 0 | 0
MC032-B02 | MC032-B02/G38 | Logic 38 |  |  |  |  | Energy sensor | G38 |  |  |  | MC032 | County South |  |  | 0 | 0
MC032-B02 | MC032-B02/G39 | Logic 39 |  |  |  |  | Energy sensor | G39 |  |  |  | MC032 | County South |  |  | 0 | 0
MC032-B02 | MC032-B02/G4 | Logic 4 |  |  |  |  | Energy sensor | G4 |  |  |  | MC032 | County South |  |  | 0 | 0
MC032-B02 | MC032-B02/G40 | Logic 40 |  |  |  |  | Energy sensor | G40 |  |  |  | MC032 | County South |  |  | 0 | 0
MC032-B02 | MC032-B02/G41 | Alarms En |  |  |  |  | Energy sensor | G41 |  |  |  | MC032 | County South |  |  | 0 | 0
MC032-B02 | MC032-B02/G42 | Logic 42 |  |  |  |  | Energy sensor | G42 |  |  |  | MC032 | County South |  |  | 0 | 0
MC032-B02 | MC032-B02/G43 | Logic 43 |  |  |  |  | Energy sensor | G43 |  |  |  | MC032 | County South |  |  | 0 | 0
MC032-B02 | MC032-B02/G44 | Logic 44 |  |  |  |  | Energy sensor | G44 |  |  |  | MC032 | County South |  |  | 0 | 0
MC032-B02 | MC032-B02/G45 | Logic 45 |  |  |  |  | Energy sensor | G45 |  |  |  | MC032 | County South |  |  | 0 | 0
MC032-B02 | MC032-B02/G46 | Logic 46 |  |  |  |  | Energy sensor | G46 |  |  |  | MC032 | County South |  |  | 0 | 0
MC032-B02 | MC032-B02/G47 | Logic 47 |  |  |  |  | Energy sensor | G47 |  |  |  | MC032 | County South |  |  | 0 | 0
MC032-B02 | MC032-B02/G5 | Logic 5 |  |  |  |  | Energy sensor | G5 |  |  |  | MC032 | County South |  |  | 0 | 0
MC032-B02 | MC032-B02/G6 | Vent Fire |  |  |  |  | Energy sensor | G6 |  |  |  | MC032 | County South |  |  | 0 | 0
MC032-B02 | MC032-B02/G7 | Logic 7 |  |  |  |  | Energy sensor | G7 |  |  |  | MC032 | County South |  |  | 0 | 0
MC032-B02 | MC032-B02/G8 | Reset |  |  |  |  | Energy sensor | G8 |  |  |  | MC032 | County South |  |  | 0 | 0
MC032-B02 | MC032-B02/G9 | Logic 9 |  |  |  |  | Energy sensor | G9 |  |  |  | MC032 | County South |  |  | 0 | 0
MC032-B02 | MC032-B02/I1 | Fire alarm active |  |  | 0 = Off, 1 = On |  | Energy sensor | I1 |  |  |  | MC032 | County South |  |  | 0 | 0
MC032-B02 | MC032-B02/i1 | Module 1 |  |  |  |  | Energy sensor | i1 |  |  |  | MC032 | County South |  |  | 0 | 0
MC032-B02 | MC032-B02/I10 | Kitn AHU FA Dmpr Open |  |  |  |  | Energy sensor | I10 |  |  |  | MC032 | County South |  |  | 0 | 0
MC032-B02 | MC032-B02/I11 | Kitn AHU Sply Fan Flow |  |  |  |  | Energy sensor | I11 |  |  |  | MC032 | County South |  |  | 0 | 0
MC032-B02 | MC032-B02/I12 | Kitn AHU Sply Fan Fault |  |  |  |  | Energy sensor | I12 |  |  |  | MC032 | County South |  |  | 0 | 0
MC032-B02 | MC032-B02/I13 | Kitn AHU EA Dmpr Open |  |  |  |  | Energy sensor | I13 |  |  |  | MC032 | County South |  |  | 0 | 0
MC032-B02 | MC032-B02/I14 | Kitn AHU Extr Fan Flow |  |  |  |  | Energy sensor | I14 |  |  |  | MC032 | County South |  |  | 0 | 0
MC032-B02 | MC032-B02/I15 | Kitn AHU Extr Fan Fault |  |  |  |  | Energy sensor | I15 |  |  |  | MC032 | County South |  |  | 0 | 0
MC032-B02 | MC032-B02/I16 | Kitn AHU Gas Htr 1 Fault |  |  |  |  | Energy sensor | I16 |  |  |  | MC032 | County South |  |  | 0 | 0
MC032-B02 | MC032-B02/I17 | Kitn AHU Gas Htr 2 Fault |  |  |  |  | Energy sensor | I17 |  |  |  | MC032 | County South |  |  | 0 | 0
MC032-B02 | MC032-B02/I18 | Kitn AHU DX Fault |  |  |  |  | Energy sensor | I18 |  |  |  | MC032 | County South |  |  | 0 | 0
MC032-B02 | MC032-B02/I19 | Kitn AHU Panel Fltr Dirty |  |  |  |  | Energy sensor | I19 |  |  |  | MC032 | County South |  |  | 0 | 0
MC032-B02 | MC032-B02/I2 | DHWS Gas Valve Shut |  |  |  |  | Energy sensor | I2 |  |  |  | MC032 | County South |  |  | 0 | 0
MC032-B02 | MC032-B02/i2 | Module 2 |  |  |  |  | Energy sensor | i2 |  |  |  | MC032 | County South |  |  | 0 | 0
MC032-B02 | MC032-B02/I20 | Kitn AHU Bag Fltr Dirty |  |  |  |  | Energy sensor | I20 |  |  |  | MC032 | County South |  |  | 0 | 0
MC032-B02 | MC032-B02/I21 | Kitn Vent - Setback |  |  |  |  | Energy sensor | I21 |  |  |  | MC032 | County South |  |  | 0 | 0
MC032-B02 | MC032-B02/I22 | Kitn Vent - Override |  |  |  |  | Energy sensor | I22 |  |  |  | MC032 | County South |  |  | 0 | 0
MC032-B02 | MC032-B02/I23 | Dishwash Extr Fan Flow |  |  |  |  | Energy sensor | I23 |  |  |  | MC032 | County South |  |  | 0 | 0
MC032-B02 | MC032-B02/I24 | Dishwash Extr Fan Fault |  |  |  |  | Energy sensor | I24 |  |  |  | MC032 | County South |  |  | 0 | 0
MC032-B02 | MC032-B02/I3 | AHU Gas Valve Shut |  |  |  |  | Energy sensor | I3 |  |  |  | MC032 | County South |  |  | 0 | 0
MC032-B02 | MC032-B02/i3 | Module 3 |  |  |  |  | Energy sensor | i3 |  |  |  | MC032 | County South |  |  | 0 | 0
MC032-B02 | MC032-B02/I31 | Kitn AHU FA Dmpr Fail |  |  |  |  | Energy sensor | I31 |  |  |  | MC032 | County South |  |  | 0 | 0
MC032-B02 | MC032-B02/I32 | Kitn AHU Sply Fan Fail |  |  |  |  | Energy sensor | I32 |  |  |  | MC032 | County South |  |  | 0 | 0
MC032-B02 | MC032-B02/I33 | Kitn AHU EA Dmpr Fail |  |  |  |  | Energy sensor | I33 |  |  |  | MC032 | County South |  |  | 0 | 0
MC032-B02 | MC032-B02/I34 | Kitn AHU Extr Fan Fail |  |  |  |  | Energy sensor | I34 |  |  |  | MC032 | County South |  |  | 0 | 0
MC032-B02 | MC032-B02/I35 | Dishwash Extr Fan Fail |  |  |  |  | Energy sensor | I35 |  |  |  | MC032 | County South |  |  | 0 | 0
MC032-B02 | MC032-B02/i4 | Module 4 |  |  |  |  | Energy sensor | i4 |  |  |  | MC032 | County South |  |  | 0 | 0
MC032-B02 | MC032-B02/I4 | Catering Gas Valve Shut |  |  |  |  | Energy sensor | I4 |  |  |  | MC032 | County South |  |  | 0 | 0
MC032-B02 | MC032-B02/I5 | DHWS Htr 1 Fault |  |  |  |  | Energy sensor | I5 |  |  |  | MC032 | County South |  |  | 0 | 0
MC032-B02 | MC032-B02/I6 | DHWS Htr 2 Fault |  |  |  |  | Energy sensor | I6 |  |  |  | MC032 | County South |  |  | 0 | 0
MC032-B02 | MC032-B02/I7 | DHWS Sec Pump Trip |  |  |  |  | Energy sensor | I7 |  |  |  | MC032 | County South |  |  | 0 | 0
MC032-B02 | MC032-B02/I8 | DHWS Sec Pump Run |  |  |  |  | Energy sensor | I8 |  |  |  | MC032 | County South |  |  | 0 | 0
MC032-B02 | MC032-B02/I9 | Kitn AHU Frost Trip |  |  |  |  | Energy sensor | I9 |  |  |  | MC032 | County South |  |  | 0 | 0
MC032-B02 | MC032-B02/K1 | Space frost protection |  |  | Degrees Celsius |  | Energy sensor | K1 |  |  |  | MC032 | County South |  |  | 0 | 0
MC032-B02 | MC032-B02/K2 | Kitchen Space SP |  |  |  |  | Energy sensor | K2 |  |  |  | MC032 | County South |  |  | 0 | 0
MC032-B02 | MC032-B02/K3 | AHU Max Sply SP |  |  |  |  | Energy sensor | K3 |  |  |  | MC032 | County South |  |  | 0 | 0
MC032-B02 | MC032-B02/K4 | AHU Min Sply SP |  |  |  |  | Energy sensor | K4 |  |  |  | MC032 | County South |  |  | 0 | 0
MC032-B02 | MC032-B02/K5 | AHU Sply HI Speed |  |  |  |  | Energy sensor | K5 |  |  |  | MC032 | County South |  |  | 0 | 0
MC032-B02 | MC032-B02/K6 | AHU Extr HI Speed |  |  |  |  | Energy sensor | K6 |  |  |  | MC032 | County South |  |  | 0 | 0
MC032-B02 | MC032-B02/K7 | AHU Sply LO Speed |  |  |  |  | Energy sensor | K7 |  |  |  | MC032 | County South |  |  | 0 | 0
MC032-B02 | MC032-B02/K8 | AHU Extr LO Speed |  |  |  |  | Energy sensor | K8 |  |  |  | MC032 | County South |  |  | 0 | 0
MC032-B02 | MC032-B02/K9 | Dishwash Speed |  |  |  |  | Energy sensor | K9 |  |  |  | MC032 | County South |  |  | 0 | 0
MC032-B02 | MC032-B02/L1 | [5 empty] | Energy sensor | L1 |  |  |  | MC032 | County South |  |  | 0 | 0
MC032-B02 | MC032-B02/L2 | [5 empty] | Energy sensor | L2 |  |  |  | MC032 | County South |  |  | 0 | 0
MC032-B02 | MC032-B02/L3 | [5 empty] | Energy sensor | L3 |  |  |  | MC032 | County South |  |  | 0 | 0
MC032-B02 | MC032-B02/L4 | [5 empty] | Energy sensor | L4 |  |  |  | MC032 | County South |  |  | 0 | 0
MC032-B02 | MC032-B02/L5 | [5 empty] | Energy sensor | L5 |  |  |  | MC032 | County South |  |  | 0 | 0
MC032-B02 | MC032-B02/L6 | [5 empty] | Energy sensor | L6 |  |  |  | MC032 | County South |  |  | 0 | 0
MC032-B02 | MC032-B02/L7 | Loop 7 |  |  |  |  | Energy sensor | L7 |  |  |  | MC032 | County South |  |  | 0 | 0
MC032-B02 | MC032-B02/L8 | [5 empty] | Energy sensor | L8 |  |  |  | MC032 | County South |  |  | 0 | 0
MC032-B02 | MC032-B02/n1 | TREND_00_9C_E7 |  |  |  |  | Energy sensor | n1 |  |  |  | MC032 | County South |  |  | 0 | 0
MC032-B02 | MC032-B02/o1 | Alarm Route 1 |  |  |  |  | Energy sensor | o1 |  |  |  | MC032 | County South |  |  | 0 | 0
MC032-B02 | MC032-B02/O1 | Kitchen AHU |  |  |  |  | Energy sensor | O1 |  |  |  | MC032 | County South |  |  | 0 | 0
MC032-B02 | MC032-B02/o2 | Alarm Route 2 |  |  |  |  | Energy sensor | o2 |  |  |  | MC032 | County South |  |  | 0 | 0
MC032-B02 | MC032-B02/o3 | Alarm Route 3 |  |  |  |  | Energy sensor | o3 |  |  |  | MC032 | County South |  |  | 0 | 0
MC032-B02 | MC032-B02/P1 | AHU Htg Sply Temp |  |  | Degrees Celsius |  | Energy sensor | P1 |  |  |  | MC032 | County South |  |  | 0 | 0
MC032-B02 | MC032-B02/P10 | AHU Supply SP |  |  |  |  | Energy sensor | P10 |  |  |  | MC032 | County South |  |  | 0 | 0
MC032-B02 | MC032-B02/P11 | AHU Sply Speed SP |  |  |  |  | Energy sensor | P11 |  |  |  | MC032 | County South |  |  | 0 | 0
MC032-B02 | MC032-B02/P12 | AHU Extr Speed SP |  |  |  |  | Energy sensor | P12 |  |  |  | MC032 | County South |  |  | 0 | 0
MC032-B02 | MC032-B02/P13 | DHWS Gas Valve Shut |  |  |  |  | Energy sensor | P13 |  |  |  | MC032 | County South |  |  | 0 | 0
MC032-B02 | MC032-B02/P14 | AHU Gas Valve Shut |  |  |  |  | Energy sensor | P14 |  |  |  | MC032 | County South |  |  | 0 | 0
MC032-B02 | MC032-B02/P15 | Catering Gas Valve Shut |  |  |  |  | Energy sensor | P15 |  |  |  | MC032 | County South |  |  | 0 | 0
MC032-B02 | MC032-B02/P2 | AHU Supply Temp |  |  | Degrees Celsius |  | Energy sensor | P2 |  |  |  | MC032 | County South |  |  | 0 | 0
MC032-B02 | MC032-B02/P3 | Kitn Space Temp 1 |  |  | Degrees Celsius |  | Energy sensor | P3 |  |  |  | MC032 | County South |  |  | 0 | 0
MC032-B02 | MC032-B02/P4 | Kitn Space Temp 2 |  |  | Degrees Celsius |  | Energy sensor | P4 |  |  |  | MC032 | County South |  |  | 0 | 0
MC032-B02 | MC032-B02/P5 | AHU Sply Fan Velocity |  |  |  |  | Energy sensor | P5 |  |  |  | MC032 | County South |  |  | 0 | 0
MC032-B02 | MC032-B02/P6 | AHU Extr Fan Velocity |  |  |  |  | Energy sensor | P6 |  |  |  | MC032 | County South |  |  | 0 | 0
MC032-B02 | MC032-B02/P7 | Dishwash Extr Velocity |  |  |  |  | Energy sensor | P7 |  |  |  | MC032 | County South |  |  | 0 | 0
MC032-B02 | MC032-B02/P8 | Hot water service flow temperature |  |  | Degrees Celsius |  | Energy sensor | P8 |  |  |  | MC032 | County South |  |  | 0 | 0
MC032-B02 | MC032-B02/P9 | HWS Retn Temp |  |  | Degrees Celsius |  | Energy sensor | P9 |  |  |  | MC032 | County South |  |  | 0 | 0
MC032-B02 | MC032-B02/Q1 | Sequence Table 1 |  |  |  |  | Energy sensor | Q1 |  |  |  | MC032 | County South |  |  | 0 | 0
MC032-B02 | MC032-B02/S1 | AHU Htg Sply Temp |  |  | Degrees Celsius |  | Energy sensor | S1 |  |  |  | MC032 | County South |  |  | 0 | 0
MC032-B02 | MC032-B02/S10 | Outside air temperature |  |  | Degrees Celsius |  | Energy sensor | S10 |  |  |  | MC032 | County South |  |  | 0 | 0
MC032-B02 | MC032-B02/S11 | AHU Supply SP |  |  |  |  | Energy sensor | S11 |  |  |  | MC032 | County South |  |  | 0 | 0
MC032-B02 | MC032-B02/S12 | AHU Sply Speed SP |  |  |  |  | Energy sensor | S12 |  |  |  | MC032 | County South |  |  | 0 | 0
MC032-B02 | MC032-B02/S13 | AHU Extr Speed SP |  |  |  |  | Energy sensor | S13 |  |  |  | MC032 | County South |  |  | 0 | 0
MC032-B02 | MC032-B02/S14 | DHWS Gas Valve Shut |  |  |  |  | Energy sensor | S14 |  |  |  | MC032 | County South |  |  | 0 | 0
MC032-B02 | MC032-B02/S15 | AHU Gas Valve Shut |  |  |  |  | Energy sensor | S15 |  |  |  | MC032 | County South |  |  | 0 | 0
MC032-B02 | MC032-B02/S16 | Catering Gas Valve Shut |  |  |  |  | Energy sensor | S16 |  |  |  | MC032 | County South |  |  | 0 | 0
MC032-B02 | MC032-B02/S2 | AHU Supply Temp |  |  | Degrees Celsius |  | Energy sensor | S2 |  |  |  | MC032 | County South |  |  | 0 | 0
MC032-B02 | MC032-B02/S3 | Kitn Space Temp 1 |  |  | Degrees Celsius |  | Energy sensor | S3 |  |  |  | MC032 | County South |  |  | 0 | 0
MC032-B02 | MC032-B02/S4 | Kitn Space Temp 2 |  |  | Degrees Celsius |  | Energy sensor | S4 |  |  |  | MC032 | County South |  |  | 0 | 0
MC032-B02 | MC032-B02/S5 | AHU Sply Fan Pressure |  |  |  |  | Energy sensor | S5 |  |  |  | MC032 | County South |  |  | 0 | 0
MC032-B02 | MC032-B02/S6 | AHU Extr Fan Pressure |  |  |  |  | Energy sensor | S6 |  |  |  | MC032 | County South |  |  | 0 | 0
MC032-B02 | MC032-B02/S7 | Dishwash Extr Pressure |  |  |  |  | Energy sensor | S7 |  |  |  | MC032 | County South |  |  | 0 | 0
MC032-B02 | MC032-B02/S8 | Hot water service flow temperature |  |  | Degrees Celsius |  | Energy sensor | S8 |  |  |  | MC032 | County South |  |  | 0 | 0
MC032-B02 | MC032-B02/S9 | HWS Retn Temp |  |  | Degrees Celsius |  | Energy sensor | S9 |  |  |  | MC032 | County South |  |  | 0 | 0
MC032-B02 | MC032-B02/U1 | Trevor |  |  |  |  | Energy sensor | U1 |  |  |  | MC032 | County South |  |  | 0 | 0
MC032-B02 | MC032-B02/V1 | [5 empty] | Energy sensor | V1 |  |  |  | MC032 | County South |  |  | 0 | 0
MC032-B02 | MC032-B02/W1 | Plant Fault Reset |  |  |  |  | Energy sensor | W1 |  |  |  | MC032 | County South |  |  | 0 | 0
MC032-B02 | MC032-B02/W2 | Summer Winter switch |  |  |  |  | Energy sensor | W2 |  |  |  | MC032 | County South |  |  | 0 | 0
MC032-B02 | MC032-B02/Y1 | Trend Thermistor |  |  |  |  | Energy sensor | Y1 |  |  |  | MC032 | County South |  |  | 0 | 0
MC032-B02 | MC032-B02/Y10 | Pressure I 300Pa |  |  |  |  | Energy sensor | Y10 |  |  |  | MC032 | County South |  |  | 0 | 0
MC032-B02 | MC032-B02/Y11 | Pressure I 100Pa |  |  |  |  | Energy sensor | Y11 |  |  |  | MC032 | County South |  |  | 0 | 0
MC032-B02 | MC032-B02/Y12 | Pressure I 300Pa |  |  |  |  | Energy sensor | Y12 |  |  |  | MC032 | County South |  |  | 0 | 0
MC032-B02 | MC032-B02/Y2 | Trend T -20+50 |  |  |  |  | Energy sensor | Y2 |  |  |  | MC032 | County South |  |  | 0 | 0
MC032-B02 | MC032-B02/Y3 | Velocity V 10ms |  |  |  |  | Energy sensor | Y3 |  |  |  | MC032 | County South |  |  | 0 | 0
MC032-B02 | MC032-B02/Y4 | Velocity V 15ms |  |  |  |  | Energy sensor | Y4 |  |  |  | MC032 | County South |  |  | 0 | 0
MC032-B02 | MC032-B02/Y5 | Velocity V 20ms |  |  |  |  | Energy sensor | Y5 |  |  |  | MC032 | County South |  |  | 0 | 0
MC032-B02 | MC032-B02/Y6 | PA399-02-0-30 |  |  |  |  | Energy sensor | Y6 |  |  |  | MC032 | County South |  |  | 0 | 0
MC032-B02 | MC032-B02/Y7 | PA399-02-0-50 |  |  |  |  | Energy sensor | Y7 |  |  |  | MC032 | County South |  |  | 0 | 0
MC032-B02 | MC032-B02/Y8 | PA399-02-0-100 |  |  |  |  | Energy sensor | Y8 |  |  |  | MC032 | County South |  |  | 0 | 0
MC032-B02 | MC032-B02/Y9 | Pressure I 100Pa |  |  |  |  | Energy sensor | Y9 |  |  |  | MC032 | County South |  |  | 0 | 0
MC032-B02 | MC032-B02/Z1 | Kitchen AHU |  |  |  |  | Energy sensor | Z1 |  |  |  | MC032 | County South |  |  | 0 | 0
MC032-B02 | MC032-B02/Z2 | Dishwash Extract |  |  |  |  | Energy sensor | Z2 |  |  |  | MC032 | County South |  |  | 0 | 0
MC032-B02 | MC032-B02/Z3 | DHWS Plant |  |  |  |  | Energy sensor | Z3 |  |  |  | MC032 | County South |  |  | 0 | 0
MC078-B03 | MC078-B03/A1 | Outside air temperature |  |  | Degrees Celsius |  | Energy sensor | A1 |  |  |  | MC078 | George Fox Building |  |  | 0 | 0
MC078-B03 | MC078-B03/B1 | Digital Byte 1 |  |  |  |  | Energy sensor | B1 |  |  |  | MC078 | George Fox Building |  |  | 0 | 0
MC078-B03 | MC078-B03/C1 | Virtual CNC 1 |  |  |  |  | Energy sensor | C1 |  |  |  | MC078 | George Fox Building |  |  | 0 | 0
MC078-B03 | MC078-B03/C2 | Virtual CNC 2 |  |  |  |  | Energy sensor | C2 |  |  |  | MC078 | George Fox Building |  |  | 0 | 0
MC078-B03 | MC078-B03/C3 | Virtual CNC 3 |  |  |  |  | Energy sensor | C3 |  |  |  | MC078 | George Fox Building |  |  | 0 | 0
MC078-B03 | MC078-B03/D1 | Grd Flr Immersion Valve |  |  |  |  | Energy sensor | D1 |  |  |  | MC078 | George Fox Building |  |  | 0 | 0
MC078-B03 | MC078-B03/D10 | Gnd Primary Pump |  |  |  |  | Energy sensor | D10 |  |  |  | MC078 | George Fox Building |  |  | 0 | 0
MC078-B03 | MC078-B03/D11 | Calorifier 1 Valve |  |  |  |  | Energy sensor | D11 |  |  |  | MC078 | George Fox Building |  |  | 0 | 0
MC078-B03 | MC078-B03/D12 | Calorifier 2 Valve |  |  |  |  | Energy sensor | D12 |  |  |  | MC078 | George Fox Building |  |  | 0 | 0
MC078-B03 | MC078-B03/D2 | AHU Heater Battery Pumps |  |  |  |  | Energy sensor | D2 |  |  |  | MC078 | George Fox Building |  |  | 0 | 0
MC078-B03 | MC078-B03/D3 | 2_3 Heating Pumps |  |  |  |  | Energy sensor | D3 |  |  |  | MC078 | George Fox Building |  |  | 0 | 0
MC078-B03 | MC078-B03/D4 | Gnd 1st Heating Pumps |  |  |  |  | Energy sensor | D4 |  |  |  | MC078 | George Fox Building |  |  | 0 | 0
MC078-B03 | MC078-B03/D5 | GF HWS Sec Pump |  |  |  |  | Energy sensor | D5 |  |  |  | MC078 | George Fox Building |  |  | 0 | 0
MC078-B03 | MC078-B03/D6 | 2nd Flr HWS Pumps |  |  |  |  | Energy sensor | D6 |  |  |  | MC078 | George Fox Building |  |  | 0 | 0
MC078-B03 | MC078-B03/D7 | Ground Floor Immersion |  |  |  |  | Energy sensor | D7 |  |  |  | MC078 | George Fox Building |  |  | 0 | 0
MC078-B03 | MC078-B03/D8 | 2nd Floor Immersion 1 |  |  |  |  | Energy sensor | D8 |  |  |  | MC078 | George Fox Building |  |  | 0 | 0
MC078-B03 | MC078-B03/D9 | 2nd Flr Immersion 2 |  |  |  |  | Energy sensor | D9 |  |  |  | MC078 | George Fox Building |  |  | 0 | 0
MC078-B03 | MC078-B03/e1 | Alarm Dest 1 |  |  |  |  | Energy sensor | e1 |  |  |  | MC078 | George Fox Building |  |  | 0 | 0
MC078-B03 | MC078-B03/F1 | Function 1 |  |  |  |  | Energy sensor | F1 |  |  |  | MC078 | George Fox Building |  |  | 0 | 0
MC078-B03 | MC078-B03/F10 | Function 10 |  |  |  |  | Energy sensor | F10 |  |  |  | MC078 | George Fox Building |  |  | 0 | 0
MC078-B03 | MC078-B03/F11 | Function 11 |  |  |  |  | Energy sensor | F11 |  |  |  | MC078 | George Fox Building |  |  | 0 | 0
MC078-B03 | MC078-B03/F12 | Function 12 |  |  |  |  | Energy sensor | F12 |  |  |  | MC078 | George Fox Building |  |  | 0 | 0
MC078-B03 | MC078-B03/F16 | Function 16 |  |  |  |  | Energy sensor | F16 |  |  |  | MC078 | George Fox Building |  |  | 0 | 0
MC078-B03 | MC078-B03/F17 | Function 17 |  |  |  |  | Energy sensor | F17 |  |  |  | MC078 | George Fox Building |  |  | 0 | 0
MC078-B03 | MC078-B03/F18 | Function 18 |  |  |  |  | Energy sensor | F18 |  |  |  | MC078 | George Fox Building |  |  | 0 | 0
MC078-B03 | MC078-B03/F19 | Function 19 |  |  |  |  | Energy sensor | F19 |  |  |  | MC078 | George Fox Building |  |  | 0 | 0
MC078-B03 | MC078-B03/F2 | Function 2 |  |  |  |  | Energy sensor | F2 |  |  |  | MC078 | George Fox Building |  |  | 0 | 0
MC078-B03 | MC078-B03/F20 | Function 20 |  |  |  |  | Energy sensor | F20 |  |  |  | MC078 | George Fox Building |  |  | 0 | 0
MC078-B03 | MC078-B03/F21 | Function 21 |  |  |  |  | Energy sensor | F21 |  |  |  | MC078 | George Fox Building |  |  | 0 | 0
MC078-B03 | MC078-B03/F22 | Function 22 |  |  |  |  | Energy sensor | F22 |  |  |  | MC078 | George Fox Building |  |  | 0 | 0
MC078-B03 | MC078-B03/F23 | Function 23 |  |  |  |  | Energy sensor | F23 |  |  |  | MC078 | George Fox Building |  |  | 0 | 0
MC078-B03 | MC078-B03/F24 | Function 24 |  |  |  |  | Energy sensor | F24 |  |  |  | MC078 | George Fox Building |  |  | 0 | 0
MC078-B03 | MC078-B03/F25 | Function 25 |  |  |  |  | Energy sensor | F25 |  |  |  | MC078 | George Fox Building |  |  | 0 | 0
MC078-B03 | MC078-B03/F26 | Function 26 |  |  |  |  | Energy sensor | F26 |  |  |  | MC078 | George Fox Building |  |  | 0 | 0
MC078-B03 | MC078-B03/F27 | Function 27 |  |  |  |  | Energy sensor | F27 |  |  |  | MC078 | George Fox Building |  |  | 0 | 0
MC078-B03 | MC078-B03/F29 | Function 29 |  |  |  |  | Energy sensor | F29 |  |  |  | MC078 | George Fox Building |  |  | 0 | 0
MC078-B03 | MC078-B03/F3 | Function 3 |  |  |  |  | Energy sensor | F3 |  |  |  | MC078 | George Fox Building |  |  | 0 | 0
MC078-B03 | MC078-B03/F30 | Function 30 |  |  |  |  | Energy sensor | F30 |  |  |  | MC078 | George Fox Building |  |  | 0 | 0
MC078-B03 | MC078-B03/F31 | Function 31 |  |  |  |  | Energy sensor | F31 |  |  |  | MC078 | George Fox Building |  |  | 0 | 0
MC078-B03 | MC078-B03/F32 | Function 32 |  |  |  |  | Energy sensor | F32 |  |  |  | MC078 | George Fox Building |  |  | 0 | 0
MC078-B03 | MC078-B03/F33 | Function 33 |  |  |  |  | Energy sensor | F33 |  |  |  | MC078 | George Fox Building |  |  | 0 | 0
MC078-B03 | MC078-B03/F34 | Function 34 |  |  |  |  | Energy sensor | F34 |  |  |  | MC078 | George Fox Building |  |  | 0 | 0
MC078-B03 | MC078-B03/F35 | Function 35 |  |  |  |  | Energy sensor | F35 |  |  |  | MC078 | George Fox Building |  |  | 0 | 0
MC078-B03 | MC078-B03/F36 | Function 36 |  |  |  |  | Energy sensor | F36 |  |  |  | MC078 | George Fox Building |  |  | 0 | 0
MC078-B03 | MC078-B03/F37 | Function 37 |  |  |  |  | Energy sensor | F37 |  |  |  | MC078 | George Fox Building |  |  | 0 | 0
MC078-B03 | MC078-B03/F38 | Function 38 |  |  |  |  | Energy sensor | F38 |  |  |  | MC078 | George Fox Building |  |  | 0 | 0
MC078-B03 | MC078-B03/F39 | Function 39 |  |  |  |  | Energy sensor | F39 |  |  |  | MC078 | George Fox Building |  |  | 0 | 0
MC078-B03 | MC078-B03/F4 | Litres per second |  |  |  |  | Energy sensor | F4 |  |  |  | MC078 | George Fox Building |  |  | 0 | 0
MC078-B03 | MC078-B03/F40 | Function 40 |  |  |  |  | Energy sensor | F40 |  |  |  | MC078 | George Fox Building |  |  | 0 | 0
MC078-B03 | MC078-B03/F41 | Function 41 |  |  |  |  | Energy sensor | F41 |  |  |  | MC078 | George Fox Building |  |  | 0 | 0
MC078-B03 | MC078-B03/F42 | Function 42 |  |  |  |  | Energy sensor | F42 |  |  |  | MC078 | George Fox Building |  |  | 0 | 0
MC078-B03 | MC078-B03/F43 | Function 43 |  |  |  |  | Energy sensor | F43 |  |  |  | MC078 | George Fox Building |  |  | 0 | 0
MC078-B03 | MC078-B03/F44 | Function 44 |  |  |  |  | Energy sensor | F44 |  |  |  | MC078 | George Fox Building |  |  | 0 | 0
MC078-B03 | MC078-B03/F5 | Subtract for delta-T |  |  |  |  | Energy sensor | F5 |  |  |  | MC078 | George Fox Building |  |  | 0 | 0
MC078-B03 | MC078-B03/F50 | 2nd Fl HWS Htrs Stg2 OE_REC_ON |  |  |  |  | Energy sensor | F50 |  |  |  | MC078 | George Fox Building |  |  | 0 | 0
MC078-B03 | MC078-B03/F51 | 2nd F HWS Htrs Stg2 OE_REC_OFF |  |  |  |  | Energy sensor | F51 |  |  |  | MC078 | George Fox Building |  |  | 0 | 0
MC078-B03 | MC078-B03/F52 | Function 52 |  |  |  |  | Energy sensor | F52 |  |  |  | MC078 | George Fox Building |  |  | 0 | 0
MC078-B03 | MC078-B03/F53 | Function 53 |  |  |  |  | Energy sensor | F53 |  |  |  | MC078 | George Fox Building |  |  | 0 | 0
MC078-B03 | MC078-B03/F54 | Function 54 |  |  |  |  | Energy sensor | F54 |  |  |  | MC078 | George Fox Building |  |  | 0 | 0
MC078-B03 | MC078-B03/F55 | Function 55 |  |  |  |  | Energy sensor | F55 |  |  |  | MC078 | George Fox Building |  |  | 0 | 0
MC078-B03 | MC078-B03/F56 | Function 56 |  |  |  |  | Energy sensor | F56 |  |  |  | MC078 | George Fox Building |  |  | 0 | 0
MC078-B03 | MC078-B03/F57 | Function 57 |  |  |  |  | Energy sensor | F57 |  |  |  | MC078 | George Fox Building |  |  | 0 | 0
MC078-B03 | MC078-B03/F58 | 2nd Fl HWS Htrs Stg2 OE_REC_ON |  |  |  |  | Energy sensor | F58 |  |  |  | MC078 | George Fox Building |  |  | 0 | 0
MC078-B03 | MC078-B03/F59 | 2nd Fl HWS Htrs Stg2 OE_REC_ON |  |  |  |  | Energy sensor | F59 |  |  |  | MC078 | George Fox Building |  |  | 0 | 0
MC078-B03 | MC078-B03/F6 | Function 6 |  |  |  |  | Energy sensor | F6 |  |  |  | MC078 | George Fox Building |  |  | 0 | 0
MC078-B03 | MC078-B03/F60 | 2nd F HWS Htrs Stg2 OE_REC_OFF |  |  |  |  | Energy sensor | F60 |  |  |  | MC078 | George Fox Building |  |  | 0 | 0
MC078-B03 | MC078-B03/F61 | Function 61 |  |  |  |  | Energy sensor | F61 |  |  |  | MC078 | George Fox Building |  |  | 0 | 0
MC078-B03 | MC078-B03/F62 | Function 62 |  |  |  |  | Energy sensor | F62 |  |  |  | MC078 | George Fox Building |  |  | 0 | 0
MC078-B03 | MC078-B03/F63 | Function 63 |  |  |  |  | Energy sensor | F63 |  |  |  | MC078 | George Fox Building |  |  | 0 | 0
MC078-B03 | MC078-B03/F64 | Function 64 |  |  |  |  | Energy sensor | F64 |  |  |  | MC078 | George Fox Building |  |  | 0 | 0
MC078-B03 | MC078-B03/F65 | 2nd F HWS Htrs Stg2 OE_REC_OFF |  |  |  |  | Energy sensor | F65 |  |  |  | MC078 | George Fox Building |  |  | 0 | 0
MC078-B03 | MC078-B03/F66 | Function 66 |  |  |  |  | Energy sensor | F66 |  |  |  | MC078 | George Fox Building |  |  | 0 | 0
MC078-B03 | MC078-B03/F67 | Function 67 |  |  |  |  | Energy sensor | F67 |  |  |  | MC078 | George Fox Building |  |  | 0 | 0
MC078-B03 | MC078-B03/F7 | Function 7 |  |  |  |  | Energy sensor | F7 |  |  |  | MC078 | George Fox Building |  |  | 0 | 0
MC078-B03 | MC078-B03/F8 | Stage 1 |  |  |  |  | Energy sensor | F8 |  |  |  | MC078 | George Fox Building |  |  | 0 | 0
MC078-B03 | MC078-B03/F9 | stage 1 &amp; 2 changeover |  |  |  |  | Energy sensor | F9 |  |  |  | MC078 | George Fox Building |  |  | 0 | 0
MC078-B03 | MC078-B03/G1 | Logic 1 |  |  |  |  | Energy sensor | G1 |  |  |  | MC078 | George Fox Building |  |  | 0 | 0
MC078-B03 | MC078-B03/G10 | Logic 10 |  |  |  |  | Energy sensor | G10 |  |  |  | MC078 | George Fox Building |  |  | 0 | 0
MC078-B03 | MC078-B03/G105 | Logic 105 |  |  |  |  | Energy sensor | G105 |  |  |  | MC078 | George Fox Building |  |  | 0 | 0
MC078-B03 | MC078-B03/G106 | 2nd Flr HWS Htrs enabled |  |  |  |  | Energy sensor | G106 |  |  |  | MC078 | George Fox Building |  |  | 0 | 0
MC078-B03 | MC078-B03/G107 | Logic 107 |  |  |  |  | Energy sensor | G107 |  |  |  | MC078 | George Fox Building |  |  | 0 | 0
MC078-B03 | MC078-B03/G108 | 2nd Fl HWS Htrs Stg2 OE Rec |  |  |  |  | Energy sensor | G108 |  |  |  | MC078 | George Fox Building |  |  | 0 | 0
MC078-B03 | MC078-B03/G109 | Logic 109 |  |  |  |  | Energy sensor | G109 |  |  |  | MC078 | George Fox Building |  |  | 0 | 0
MC078-B03 | MC078-B03/G11 | AHU Battery Pump 1 Enable |  |  |  |  | Energy sensor | G11 |  |  |  | MC078 | George Fox Building |  |  | 0 | 0
MC078-B03 | MC078-B03/G110 | 2nd Fl HWS Htrs Stg2 OE_SAFE |  |  |  |  | Energy sensor | G110 |  |  |  | MC078 | George Fox Building |  |  | 0 | 0
MC078-B03 | MC078-B03/G111 | Logic 111 |  |  |  |  | Energy sensor | G111 |  |  |  | MC078 | George Fox Building |  |  | 0 | 0
MC078-B03 | MC078-B03/G112 | Logic 112 |  |  |  |  | Energy sensor | G112 |  |  |  | MC078 | George Fox Building |  |  | 0 | 0
MC078-B03 | MC078-B03/G113 | Logic 113 |  |  |  |  | Energy sensor | G113 |  |  |  | MC078 | George Fox Building |  |  | 0 | 0
MC078-B03 | MC078-B03/G114 | 2nd Fl HWS Htrs Stg2 OE Rec |  |  |  |  | Energy sensor | G114 |  |  |  | MC078 | George Fox Building |  |  | 0 | 0
MC078-B03 | MC078-B03/G115 | 2nd Fl HWS Htrs Stg2 enabled |  |  |  |  | Energy sensor | G115 |  |  |  | MC078 | George Fox Building |  |  | 0 | 0
MC078-B03 | MC078-B03/G116 | Logic 116 |  |  |  |  | Energy sensor | G116 |  |  |  | MC078 | George Fox Building |  |  | 0 | 0
MC078-B03 | MC078-B03/G117 | Logic 117 |  |  |  |  | Energy sensor | G117 |  |  |  | MC078 | George Fox Building |  |  | 0 | 0
MC078-B03 | MC078-B03/G118 | 2nd Fl HWS Htrs Stg2 OE Rec |  |  |  |  | Energy sensor | G118 |  |  |  | MC078 | George Fox Building |  |  | 0 | 0
MC078-B03 | MC078-B03/G119 | Logic 119 |  |  |  |  | Energy sensor | G119 |  |  |  | MC078 | George Fox Building |  |  | 0 | 0
MC078-B03 | MC078-B03/G12 | Logic 12 |  |  |  |  | Energy sensor | G12 |  |  |  | MC078 | George Fox Building |  |  | 0 | 0
MC078-B03 | MC078-B03/G120 | 2nd Fl HWS Htrs Stg2 OE_SAFE |  |  |  |  | Energy sensor | G120 |  |  |  | MC078 | George Fox Building |  |  | 0 | 0
MC078-B03 | MC078-B03/G121 | Logic 121 |  |  |  |  | Energy sensor | G121 |  |  |  | MC078 | George Fox Building |  |  | 0 | 0
MC078-B03 | MC078-B03/G122 | Logic 122 |  |  |  |  | Energy sensor | G122 |  |  |  | MC078 | George Fox Building |  |  | 0 | 0
MC078-B03 | MC078-B03/G123 | 2nd Fl HWS Htrs Stg2 OE_SAFE |  |  |  |  | Energy sensor | G123 |  |  |  | MC078 | George Fox Building |  |  | 0 | 0
MC078-B03 | MC078-B03/G124 | Logic 124 |  |  |  |  | Energy sensor | G124 |  |  |  | MC078 | George Fox Building |  |  | 0 | 0
MC078-B03 | MC078-B03/G13 | Logic 13 |  |  |  |  | Energy sensor | G13 |  |  |  | MC078 | George Fox Building |  |  | 0 | 0
MC078-B03 | MC078-B03/G14 | Logic 14 |  |  |  |  | Energy sensor | G14 |  |  |  | MC078 | George Fox Building |  |  | 0 | 0
MC078-B03 | MC078-B03/G15 | Logic 15 |  |  |  |  | Energy sensor | G15 |  |  |  | MC078 | George Fox Building |  |  | 0 | 0
MC078-B03 | MC078-B03/G16 | Logic 16 |  |  |  |  | Energy sensor | G16 |  |  |  | MC078 | George Fox Building |  |  | 0 | 0
MC078-B03 | MC078-B03/G17 | AHU Battery Pump 2 Enable |  |  |  |  | Energy sensor | G17 |  |  |  | MC078 | George Fox Building |  |  | 0 | 0
MC078-B03 | MC078-B03/G18 | Logic 18 |  |  |  |  | Energy sensor | G18 |  |  |  | MC078 | George Fox Building |  |  | 0 | 0
MC078-B03 | MC078-B03/G19 | Logic 19 |  |  |  |  | Energy sensor | G19 |  |  |  | MC078 | George Fox Building |  |  | 0 | 0
MC078-B03 | MC078-B03/G2 | Logic 2 |  |  |  |  | Energy sensor | G2 |  |  |  | MC078 | George Fox Building |  |  | 0 | 0
MC078-B03 | MC078-B03/G20 | Logic 20 |  |  |  |  | Energy sensor | G20 |  |  |  | MC078 | George Fox Building |  |  | 0 | 0
MC078-B03 | MC078-B03/G21 | Logic 21 |  |  |  |  | Energy sensor | G21 |  |  |  | MC078 | George Fox Building |  |  | 0 | 0
MC078-B03 | MC078-B03/G22 | Logic 22 |  |  |  |  | Energy sensor | G22 |  |  |  | MC078 | George Fox Building |  |  | 0 | 0
MC078-B03 | MC078-B03/G23 | Logic 23 |  |  |  |  | Energy sensor | G23 |  |  |  | MC078 | George Fox Building |  |  | 0 | 0
MC078-B03 | MC078-B03/G24 | Logic 24 |  |  |  |  | Energy sensor | G24 |  |  |  | MC078 | George Fox Building |  |  | 0 | 0
MC078-B03 | MC078-B03/G25 | Enable Time Delay |  |  |  |  | Energy sensor | G25 |  |  |  | MC078 | George Fox Building |  |  | 0 | 0
MC078-B03 | MC078-B03/G26 | Logic 26 |  |  |  |  | Energy sensor | G26 |  |  |  | MC078 | George Fox Building |  |  | 0 | 0
MC078-B03 | MC078-B03/G27 | Logic 27 |  |  |  |  | Energy sensor | G27 |  |  |  | MC078 | George Fox Building |  |  | 0 | 0
MC078-B03 | MC078-B03/G28 | 2_3 Heating Pump 1 Enable |  |  |  |  | Energy sensor | G28 |  |  |  | MC078 | George Fox Building |  |  | 0 | 0
MC078-B03 | MC078-B03/G29 | Logic 29 |  |  |  |  | Energy sensor | G29 |  |  |  | MC078 | George Fox Building |  |  | 0 | 0
MC078-B03 | MC078-B03/G3 | Logic 3 |  |  |  |  | Energy sensor | G3 |  |  |  | MC078 | George Fox Building |  |  | 0 | 0
MC078-B03 | MC078-B03/G30 | Logic 30 |  |  |  |  | Energy sensor | G30 |  |  |  | MC078 | George Fox Building |  |  | 0 | 0
MC078-B03 | MC078-B03/G31 | Logic 31 |  |  |  |  | Energy sensor | G31 |  |  |  | MC078 | George Fox Building |  |  | 0 | 0
MC078-B03 | MC078-B03/G32 | Logic 32 |  |  |  |  | Energy sensor | G32 |  |  |  | MC078 | George Fox Building |  |  | 0 | 0
MC078-B03 | MC078-B03/G33 | Logic 33 |  |  |  |  | Energy sensor | G33 |  |  |  | MC078 | George Fox Building |  |  | 0 | 0
MC078-B03 | MC078-B03/G34 | 2_3 Heating Pump 2 Enable |  |  |  |  | Energy sensor | G34 |  |  |  | MC078 | George Fox Building |  |  | 0 | 0
MC078-B03 | MC078-B03/G35 | Logic 35 |  |  |  |  | Energy sensor | G35 |  |  |  | MC078 | George Fox Building |  |  | 0 | 0
MC078-B03 | MC078-B03/G36 | Logic 36 |  |  |  |  | Energy sensor | G36 |  |  |  | MC078 | George Fox Building |  |  | 0 | 0
MC078-B03 | MC078-B03/G37 | Logic 37 |  |  |  |  | Energy sensor | G37 |  |  |  | MC078 | George Fox Building |  |  | 0 | 0
MC078-B03 | MC078-B03/G38 | Enable Time Delay |  |  |  |  | Energy sensor | G38 |  |  |  | MC078 | George Fox Building |  |  | 0 | 0
MC078-B03 | MC078-B03/G39 | Logic 39 |  |  |  |  | Energy sensor | G39 |  |  |  | MC078 | George Fox Building |  |  | 0 | 0
MC078-B03 | MC078-B03/G4 | Logic 4 |  |  |  |  | Energy sensor | G4 |  |  |  | MC078 | George Fox Building |  |  | 0 | 0
MC078-B03 | MC078-B03/G40 | Logic 40 |  |  |  |  | Energy sensor | G40 |  |  |  | MC078 | George Fox Building |  |  | 0 | 0
MC078-B03 | MC078-B03/G41 | Gnd 1st Heating Pump 1 Enable |  |  |  |  | Energy sensor | G41 |  |  |  | MC078 | George Fox Building |  |  | 0 | 0
MC078-B03 | MC078-B03/G42 | Logic 42 |  |  |  |  | Energy sensor | G42 |  |  |  | MC078 | George Fox Building |  |  | 0 | 0
MC078-B03 | MC078-B03/G43 | Logic 43 |  |  |  |  | Energy sensor | G43 |  |  |  | MC078 | George Fox Building |  |  | 0 | 0
MC078-B03 | MC078-B03/G44 | Logic 44 |  |  |  |  | Energy sensor | G44 |  |  |  | MC078 | George Fox Building |  |  | 0 | 0
MC078-B03 | MC078-B03/G45 | Logic 45 |  |  |  |  | Energy sensor | G45 |  |  |  | MC078 | George Fox Building |  |  | 0 | 0
MC078-B03 | MC078-B03/G46 | Logic 46 |  |  |  |  | Energy sensor | G46 |  |  |  | MC078 | George Fox Building |  |  | 0 | 0
MC078-B03 | MC078-B03/G47 | Gnd 1st Heating Pump 2 Enable |  |  |  |  | Energy sensor | G47 |  |  |  | MC078 | George Fox Building |  |  | 0 | 0
MC078-B03 | MC078-B03/G48 | Logic 48 |  |  |  |  | Energy sensor | G48 |  |  |  | MC078 | George Fox Building |  |  | 0 | 0
MC078-B03 | MC078-B03/G49 | Logic 49 |  |  |  |  | Energy sensor | G49 |  |  |  | MC078 | George Fox Building |  |  | 0 | 0
MC078-B03 | MC078-B03/G5 | Ground Floor HWS Enable |  |  |  |  | Energy sensor | G5 |  |  |  | MC078 | George Fox Building |  |  | 0 | 0
MC078-B03 | MC078-B03/G50 | Logic 50 |  |  |  |  | Energy sensor | G50 |  |  |  | MC078 | George Fox Building |  |  | 0 | 0
MC078-B03 | MC078-B03/G51 | Enable Time Delay |  |  |  |  | Energy sensor | G51 |  |  |  | MC078 | George Fox Building |  |  | 0 | 0
MC078-B03 | MC078-B03/G52 | Logic 52 |  |  |  |  | Energy sensor | G52 |  |  |  | MC078 | George Fox Building |  |  | 0 | 0
MC078-B03 | MC078-B03/G53 | Logic 53 |  |  |  |  | Energy sensor | G53 |  |  |  | MC078 | George Fox Building |  |  | 0 | 0
MC078-B03 | MC078-B03/G54 | Gnd Primary Pump 1 Enable |  |  |  |  | Energy sensor | G54 |  |  |  | MC078 | George Fox Building |  |  | 0 | 0
MC078-B03 | MC078-B03/G55 | Logic 55 |  |  |  |  | Energy sensor | G55 |  |  |  | MC078 | George Fox Building |  |  | 0 | 0
MC078-B03 | MC078-B03/G56 | Logic 56 |  |  |  |  | Energy sensor | G56 |  |  |  | MC078 | George Fox Building |  |  | 0 | 0
MC078-B03 | MC078-B03/G57 | Logic 57 |  |  |  |  | Energy sensor | G57 |  |  |  | MC078 | George Fox Building |  |  | 0 | 0
MC078-B03 | MC078-B03/G58 | Logic 58 |  |  |  |  | Energy sensor | G58 |  |  |  | MC078 | George Fox Building |  |  | 0 | 0
MC078-B03 | MC078-B03/G59 | Logic 59 |  |  |  |  | Energy sensor | G59 |  |  |  | MC078 | George Fox Building |  |  | 0 | 0
MC078-B03 | MC078-B03/G6 | Logic 6 |  |  |  |  | Energy sensor | G6 |  |  |  | MC078 | George Fox Building |  |  | 0 | 0
MC078-B03 | MC078-B03/G60 | Gnd Primary Pump 2 Enable |  |  |  |  | Energy sensor | G60 |  |  |  | MC078 | George Fox Building |  |  | 0 | 0
MC078-B03 | MC078-B03/G61 | Logic 61 |  |  |  |  | Energy sensor | G61 |  |  |  | MC078 | George Fox Building |  |  | 0 | 0
MC078-B03 | MC078-B03/G62 | Second Floor HWS Enable |  |  |  |  | Energy sensor | G62 |  |  |  | MC078 | George Fox Building |  |  | 0 | 0
MC078-B03 | MC078-B03/G63 | Logic 63 |  |  |  |  | Energy sensor | G63 |  |  |  | MC078 | George Fox Building |  |  | 0 | 0
MC078-B03 | MC078-B03/G64 | Logic 64 |  |  |  |  | Energy sensor | G64 |  |  |  | MC078 | George Fox Building |  |  | 0 | 0
MC078-B03 | MC078-B03/G65 | Logic 65 |  |  |  |  | Energy sensor | G65 |  |  |  | MC078 | George Fox Building |  |  | 0 | 0
MC078-B03 | MC078-B03/G66 | Logic 66 |  |  |  |  | Energy sensor | G66 |  |  |  | MC078 | George Fox Building |  |  | 0 | 0
MC078-B03 | MC078-B03/G67 | Logic 67 |  |  |  |  | Energy sensor | G67 |  |  |  | MC078 | George Fox Building |  |  | 0 | 0
MC078-B03 | MC078-B03/G68 | George Fox AHU Pumps |  |  |  |  | Energy sensor | G68 |  |  |  | MC078 | George Fox Building |  |  | 0 | 0
MC078-B03 | MC078-B03/G69 | Day immersion heater hours run |  |  | Hours |  | Energy sensor | G69 |  |  |  | MC078 | George Fox Building |  |  | 0 | 0
MC078-B03 | MC078-B03/G7 | Logic 7 |  |  |  |  | Energy sensor | G7 |  |  |  | MC078 | George Fox Building |  |  | 0 | 0
MC078-B03 | MC078-B03/G70 | Week immersion hours run |  |  | Hours |  | Energy sensor | G70 |  |  |  | MC078 | George Fox Building |  |  | 0 | 0
MC078-B03 | MC078-B03/G71 | Logic 71 |  |  |  |  | Energy sensor | G71 |  |  |  | MC078 | George Fox Building |  |  | 0 | 0
MC078-B03 | MC078-B03/G72 | Day immersion heater hours run |  |  | Hours |  | Energy sensor | G72 |  |  |  | MC078 | George Fox Building |  |  | 0 | 0
MC078-B03 | MC078-B03/G73 | Week immersion hours run |  |  | Hours |  | Energy sensor | G73 |  |  |  | MC078 | George Fox Building |  |  | 0 | 0
MC078-B03 | MC078-B03/G74 | Immersion time delay |  |  |  |  | Energy sensor | G74 |  |  |  | MC078 | George Fox Building |  |  | 0 | 0
MC078-B03 | MC078-B03/G75 | Grd Day Imm Hrs Run Stage 2 |  |  |  |  | Energy sensor | G75 |  |  |  | MC078 | George Fox Building |  |  | 0 | 0
MC078-B03 | MC078-B03/G76 | Grd Day Imm Hrs Run Stage 2 |  |  |  |  | Energy sensor | G76 |  |  |  | MC078 | George Fox Building |  |  | 0 | 0
MC078-B03 | MC078-B03/G77 | Grd Day Imm Hrs Run Stage 1 |  |  |  |  | Energy sensor | G77 |  |  |  | MC078 | George Fox Building |  |  | 0 | 0
MC078-B03 | MC078-B03/G78 | 2nd Floor HWS |  |  |  |  | Energy sensor | G78 |  |  |  | MC078 | George Fox Building |  |  | 0 | 0
MC078-B03 | MC078-B03/G79 | Grd Day Imm Hrs Run Stage 1 |  |  |  |  | Energy sensor | G79 |  |  |  | MC078 | George Fox Building |  |  | 0 | 0
MC078-B03 | MC078-B03/G8 | Enable Time Delay |  |  |  |  | Energy sensor | G8 |  |  |  | MC078 | George Fox Building |  |  | 0 | 0
MC078-B03 | MC078-B03/G80 | Grd Floor HWS |  |  |  |  | Energy sensor | G80 |  |  |  | MC078 | George Fox Building |  |  | 0 | 0
MC078-B03 | MC078-B03/G81 | Grd Flr Immersion Valve |  |  |  |  | Energy sensor | G81 |  |  |  | MC078 | George Fox Building |  |  | 0 | 0
MC078-B03 | MC078-B03/G82 | Stage 2 |  |  |  |  | Energy sensor | G82 |  |  |  | MC078 | George Fox Building |  |  | 0 | 0
MC078-B03 | MC078-B03/G83 | Immersions Hrs Run 1 |  |  |  |  | Energy sensor | G83 |  |  |  | MC078 | George Fox Building |  |  | 0 | 0
MC078-B03 | MC078-B03/G84 | Immersion heater hours run |  |  | Hours |  | Energy sensor | G84 |  |  |  | MC078 | George Fox Building |  |  | 0 | 0
MC078-B03 | MC078-B03/G85 | Immersion heater hours run |  |  | Hours |  | Energy sensor | G85 |  |  |  | MC078 | George Fox Building |  |  | 0 | 0
MC078-B03 | MC078-B03/G86 | Immersion heater hours run |  |  | Hours |  | Energy sensor | G86 |  |  |  | MC078 | George Fox Building |  |  | 0 | 0
MC078-B03 | MC078-B03/G87 | Any Heating Pumps Required |  |  |  |  | Energy sensor | G87 |  |  |  | MC078 | George Fox Building |  |  | 0 | 0
MC078-B03 | MC078-B03/G88 | Logic 88 |  |  |  |  | Energy sensor | G88 |  |  |  | MC078 | George Fox Building |  |  | 0 | 0
MC078-B03 | MC078-B03/G9 | Logic 9 |  |  |  |  | Energy sensor | G9 |  |  |  | MC078 | George Fox Building |  |  | 0 | 0
MC078-B03 | MC078-B03/G97 | GF HWS Htrs enabled |  |  |  |  | Energy sensor | G97 |  |  |  | MC078 | George Fox Building |  |  | 0 | 0
MC078-B03 | MC078-B03/I1 | 2 Flr HWS Cal 1 Valve |  |  |  |  | Energy sensor | I1 |  |  |  | MC078 | George Fox Building |  |  | 0 | 0
MC078-B03 | MC078-B03/i1 | xcite/IO/16DI |  |  |  |  | Energy sensor | i1 |  |  |  | MC078 | George Fox Building |  |  | 0 | 0
MC078-B03 | MC078-B03/I10 | 2 Flr HWS 2 Shunt Pump |  |  |  |  | Energy sensor | I10 |  |  |  | MC078 | George Fox Building |  |  | 0 | 0
MC078-B03 | MC078-B03/I11 | 2_3 Htg Pumps Flow Proven |  |  |  |  | Energy sensor | I11 |  |  |  | MC078 | George Fox Building |  |  | 0 | 0
MC078-B03 | MC078-B03/I12 | 2 Flr HWS 1 Shunt Pump |  |  |  |  | Energy sensor | I12 |  |  |  | MC078 | George Fox Building |  |  | 0 | 0
MC078-B03 | MC078-B03/I13 | Gnd 1st Pump 1 |  |  |  |  | Energy sensor | I13 |  |  |  | MC078 | George Fox Building |  |  | 0 | 0
MC078-B03 | MC078-B03/I14 | AHU Battery Pump 2 |  |  |  |  | Energy sensor | I14 |  |  |  | MC078 | George Fox Building |  |  | 0 | 0
MC078-B03 | MC078-B03/I15 | Gnd 1st Pump 2 |  |  |  |  | Energy sensor | I15 |  |  |  | MC078 | George Fox Building |  |  | 0 | 0
MC078-B03 | MC078-B03/I16 | 2nd Flr HWS Sec |  |  |  |  | Energy sensor | I16 |  |  |  | MC078 | George Fox Building |  |  | 0 | 0
MC078-B03 | MC078-B03/I17 | 2nd HWS Sec Pump Flow |  |  |  |  | Energy sensor | I17 |  |  |  | MC078 | George Fox Building |  |  | 0 | 0
MC078-B03 | MC078-B03/I18 | AHU Pumps Flow |  |  |  |  | Energy sensor | I18 |  |  |  | MC078 | George Fox Building |  |  | 0 | 0
MC078-B03 | MC078-B03/I19 | Calorifier 1 Hi Limit |  |  |  |  | Energy sensor | I19 |  |  |  | MC078 | George Fox Building |  |  | 0 | 0
MC078-B03 | MC078-B03/I2 | 2 Flr HWS Cal 2 Valve |  |  |  |  | Energy sensor | I2 |  |  |  | MC078 | George Fox Building |  |  | 0 | 0
MC078-B03 | MC078-B03/i2 | IO Module 2 |  |  |  |  | Energy sensor | i2 |  |  |  | MC078 | George Fox Building |  |  | 0 | 0
MC078-B03 | MC078-B03/I20 | Calorifier 2 Hi Limit |  |  |  |  | Energy sensor | I20 |  |  |  | MC078 | George Fox Building |  |  | 0 | 0
MC078-B03 | MC078-B03/I22 | AHU Battery Pump 1 Alarm |  |  |  |  | Energy sensor | I22 |  |  |  | MC078 | George Fox Building |  |  | 0 | 0
MC078-B03 | MC078-B03/I23 | AHU Battery Pump 2 Alarm |  |  |  |  | Energy sensor | I23 |  |  |  | MC078 | George Fox Building |  |  | 0 | 0
MC078-B03 | MC078-B03/I24 | Fire |  |  |  |  | Energy sensor | I24 |  |  |  | MC078 | George Fox Building |  |  | 0 | 0
MC078-B03 | MC078-B03/I25 | GF HWS Primary Flow |  |  |  |  | Energy sensor | I25 |  |  |  | MC078 | George Fox Building |  |  | 0 | 0
MC078-B03 | MC078-B03/I26 | GF HWS Sec Flow |  |  |  |  | Energy sensor | I26 |  |  |  | MC078 | George Fox Building |  |  | 0 | 0
MC078-B03 | MC078-B03/I27 | GF FF Htg Pumps Flow |  |  |  |  | Energy sensor | I27 |  |  |  | MC078 | George Fox Building |  |  | 0 | 0
MC078-B03 | MC078-B03/I29 | 2_3 Heating Pump 1 Alarm |  |  |  |  | Energy sensor | I29 |  |  |  | MC078 | George Fox Building |  |  | 0 | 0
MC078-B03 | MC078-B03/i3 | IO Module 3 |  |  |  |  | Energy sensor | i3 |  |  |  | MC078 | George Fox Building |  |  | 0 | 0
MC078-B03 | MC078-B03/I3 | 2-3 Flr Htg Pump 1 |  |  |  |  | Energy sensor | I3 |  |  |  | MC078 | George Fox Building |  |  | 0 | 0
MC078-B03 | MC078-B03/I30 | 2_3 Heating Pump 2 Alarm |  |  |  |  | Energy sensor | I30 |  |  |  | MC078 | George Fox Building |  |  | 0 | 0
MC078-B03 | MC078-B03/I32 | Gnd 1st Heating Pump 1 Alarm |  |  |  |  | Energy sensor | I32 |  |  |  | MC078 | George Fox Building |  |  | 0 | 0
MC078-B03 | MC078-B03/I33 | Gnd 1st Heating Pump 2 Alarm |  |  |  |  | Energy sensor | I33 |  |  |  | MC078 | George Fox Building |  |  | 0 | 0
MC078-B03 | MC078-B03/I35 | Gnd Primary Pump 1 Alarm |  |  |  |  | Energy sensor | I35 |  |  |  | MC078 | George Fox Building |  |  | 0 | 0
MC078-B03 | MC078-B03/I36 | Gnd Primary Pump 2 Alarm |  |  |  |  | Energy sensor | I36 |  |  |  | MC078 | George Fox Building |  |  | 0 | 0
MC078-B03 | MC078-B03/I4 | AHU Battery Pump 1 |  |  |  |  | Energy sensor | I4 |  |  |  | MC078 | George Fox Building |  |  | 0 | 0
MC078-B03 | MC078-B03/I5 | GF HWS Primary Pump 1 |  |  |  |  | Energy sensor | I5 |  |  |  | MC078 | George Fox Building |  |  | 0 | 0
MC078-B03 | MC078-B03/I6 | GF HWS Sec Pump |  |  |  |  | Energy sensor | I6 |  |  |  | MC078 | George Fox Building |  |  | 0 | 0
MC078-B03 | MC078-B03/I7 | GF HWS Primary Pump 2 |  |  |  |  | Energy sensor | I7 |  |  |  | MC078 | George Fox Building |  |  | 0 | 0
MC078-B03 | MC078-B03/I8 | 2-3 Flr Htg Pump 2 |  |  |  |  | Energy sensor | I8 |  |  |  | MC078 | George Fox Building |  |  | 0 | 0
MC078-B03 | MC078-B03/I9 | Htg Press Unit |  |  |  |  | Energy sensor | I9 |  |  |  | MC078 | George Fox Building |  |  | 0 | 0
MC078-B03 | MC078-B03/K1 | 1st stage frost protection |  |  |  |  | Energy sensor | K1 |  |  |  | MC078 | George Fox Building |  |  | 0 | 0
MC078-B03 | MC078-B03/K11 | Dead band |  |  |  |  | Energy sensor | K11 |  |  |  | MC078 | George Fox Building |  |  | 0 | 0
MC078-B03 | MC078-B03/K12 | Knob 12 |  |  |  |  | Energy sensor | K12 |  |  |  | MC078 | George Fox Building |  |  | 0 | 0
MC078-B03 | MC078-B03/K13 | Knob 13 |  |  |  |  | Energy sensor | K13 |  |  |  | MC078 | George Fox Building |  |  | 0 | 0
MC078-B03 | MC078-B03/K2 | Economy Off |  |  |  |  | Energy sensor | K2 |  |  |  | MC078 | George Fox Building |  |  | 0 | 0
MC078-B03 | MC078-B03/K3 | Hot water service setpoint |  |  | Degrees Celsius |  | Energy sensor | K3 |  |  |  | MC078 | George Fox Building |  |  | 0 | 0
MC078-B03 | MC078-B03/K4 | Water Frost Setpoint |  |  |  |  | Energy sensor | K4 |  |  |  | MC078 | George Fox Building |  |  | 0 | 0
MC078-B03 | MC078-B03/K5 | Calorifier Setpoint |  |  |  |  | Energy sensor | K5 |  |  |  | MC078 | George Fox Building |  |  | 0 | 0
MC078-B03 | MC078-B03/L2 | Loop 2 |  |  |  |  | Energy sensor | L2 |  |  |  | MC078 | George Fox Building |  |  | 0 | 0
MC078-B03 | MC078-B03/L3 | [5 empty] | Energy sensor | L3 |  |  |  | MC078 | George Fox Building |  |  | 0 | 0
MC078-B03 | MC078-B03/L4 | Loop 4 |  |  |  |  | Energy sensor | L4 |  |  |  | MC078 | George Fox Building |  |  | 0 | 0
MC078-B03 | MC078-B03/N1 | MTHW Flow |  |  |  |  | Energy sensor | N1 |  |  |  | MC078 | George Fox Building |  |  | 0 | 0
MC078-B03 | MC078-B03/n1 | TREND_14_03_68 |  |  |  |  | Energy sensor | n1 |  |  |  | MC078 | George Fox Building |  |  | 0 | 0
MC078-B03 | MC078-B03/n10 | Network 10 |  |  |  |  | Energy sensor | n10 |  |  |  | MC078 | George Fox Building |  |  | 0 | 0
MC078-B03 | MC078-B03/n11 | Network 11 |  |  |  |  | Energy sensor | n11 |  |  |  | MC078 | George Fox Building |  |  | 0 | 0
MC078-B03 | MC078-B03/N2 | Medium temperature hot water return temperature |  |  | Degrees Celsius |  | Energy sensor | N2 |  |  |  | MC078 | George Fox Building |  |  | 0 | 0
MC078-B03 | MC078-B03/n2 | Network 2 |  |  |  |  | Energy sensor | n2 |  |  |  | MC078 | George Fox Building |  |  | 0 | 0
MC078-B03 | MC078-B03/n3 | BACnet IP |  |  |  |  | Energy sensor | n3 |  |  |  | MC078 | George Fox Building |  |  | 0 | 0
MC078-B03 | MC078-B03/N3 | IC Comms 3 |  |  |  |  | Energy sensor | N3 |  |  |  | MC078 | George Fox Building |  |  | 0 | 0
MC078-B03 | MC078-B03/N4 | IC Comms 4 |  |  |  |  | Energy sensor | N4 |  |  |  | MC078 | George Fox Building |  |  | 0 | 0
MC078-B03 | MC078-B03/N5 | IC Comms 5 |  |  |  |  | Energy sensor | N5 |  |  |  | MC078 | George Fox Building |  |  | 0 | 0
MC078-B03 | MC078-B03/N6 | IC Comms 6 |  |  |  |  | Energy sensor | N6 |  |  |  | MC078 | George Fox Building |  |  | 0 | 0
MC078-B03 | MC078-B03/n6 | BACnet Application |  |  |  |  | Energy sensor | n6 |  |  |  | MC078 | George Fox Building |  |  | 0 | 0
MC078-B03 | MC078-B03/N7 | IC Comms 7 |  |  |  |  | Energy sensor | N7 |  |  |  | MC078 | George Fox Building |  |  | 0 | 0
MC078-B03 | MC078-B03/N8 | IC Comms 8 |  |  |  |  | Energy sensor | N8 |  |  |  | MC078 | George Fox Building |  |  | 0 | 0
MC078-B03 | MC078-B03/N9 | Outside air temperature |  |  | Degrees Celsius |  | Energy sensor | N9 |  |  |  | MC078 | George Fox Building |  |  | 0 | 0
MC078-B03 | MC078-B03/o1 | Alarm Route 1 |  |  |  |  | Energy sensor | o1 |  |  |  | MC078 | George Fox Building |  |  | 0 | 0
MC078-B03 | MC078-B03/o2 | Alarm Route 2 |  |  |  |  | Energy sensor | o2 |  |  |  | MC078 | George Fox Building |  |  | 0 | 0
MC078-B03 | MC078-B03/P1 | Valve Position |  |  |  |  | Energy sensor | P1 |  |  |  | MC078 | George Fox Building |  |  | 0 | 0
MC078-B03 | MC078-B03/P10 | Dix Module 2 |  |  |  |  | Energy sensor | P10 |  |  |  | MC078 | George Fox Building |  |  | 0 | 0
MC078-B03 | MC078-B03/P11 | Week immersion hours run |  |  | Hours |  | Energy sensor | P11 |  |  |  | MC078 | George Fox Building |  |  | 0 | 0
MC078-B03 | MC078-B03/P12 | Week immersion hours run |  |  | Hours |  | Energy sensor | P12 |  |  |  | MC078 | George Fox Building |  |  | 0 | 0
MC078-B03 | MC078-B03/P13 | Grd Day Imm Hrs Run Stage 2 |  |  |  |  | Energy sensor | P13 |  |  |  | MC078 | George Fox Building |  |  | 0 | 0
MC078-B03 | MC078-B03/P14 | Grd Day Imm Hrs Run Stage 1 |  |  |  |  | Energy sensor | P14 |  |  |  | MC078 | George Fox Building |  |  | 0 | 0
MC078-B03 | MC078-B03/P15 | Immersion heater hours run |  |  | Hours |  | Energy sensor | P15 |  |  |  | MC078 | George Fox Building |  |  | 0 | 0
MC078-B03 | MC078-B03/P16 | Immersion heater hoursr run total |  |  | Hours |  | Energy sensor | P16 |  |  |  | MC078 | George Fox Building |  |  | 0 | 0
MC078-B03 | MC078-B03/P17 | Immersion heater hours run |  |  | Hours |  | Energy sensor | P17 |  |  |  | MC078 | George Fox Building |  |  | 0 | 0
MC078-B03 | MC078-B03/P18 | Immersion heater hoursr run total |  |  | Hours |  | Energy sensor | P18 |  |  |  | MC078 | George Fox Building |  |  | 0 | 0
MC078-B03 | MC078-B03/P19 | Calorifier 2 |  |  |  |  | Energy sensor | P19 |  |  |  | MC078 | George Fox Building |  |  | 0 | 0
MC078-B03 | MC078-B03/P2 | Common LPHW Flow Temp |  |  | Degrees Celsius |  | Energy sensor | P2 |  |  |  | MC078 | George Fox Building |  |  | 0 | 0
MC078-B03 | MC078-B03/P20 | Calorifier 1 |  |  |  |  | Energy sensor | P20 |  |  |  | MC078 | George Fox Building |  |  | 0 | 0
MC078-B03 | MC078-B03/P21 | MTHW Raw Flow 4-20ma |  |  |  |  | Energy sensor | P21 |  |  |  | MC078 | George Fox Building |  |  | 0 | 0
MC078-B03 | MC078-B03/P22 | Cal Fow meter MTHW Ltrs Min |  |  |  |  | Energy sensor | P22 |  |  |  | MC078 | George Fox Building |  |  | 0 | 0
MC078-B03 | MC078-B03/P23 | Building kwh |  |  |  |  | Energy sensor | P23 |  |  |  | MC078 | George Fox Building |  |  | 0 | 0
MC078-B03 | MC078-B03/P24 | Temperature difference |  |  | Degrees Celsius |  | Energy sensor | P24 |  |  |  | MC078 | George Fox Building |  |  | 0 | 0
MC078-B03 | MC078-B03/P25 | MTHW Flow |  |  |  |  | Energy sensor | P25 |  |  |  | MC078 | George Fox Building |  |  | 0 | 0
MC078-B03 | MC078-B03/P26 | Medium temperature hot water return temperature |  |  | Degrees Celsius |  | Energy sensor | P26 |  |  |  | MC078 | George Fox Building |  |  | 0 | 0
MC078-B03 | MC078-B03/P3 | Common LPHW Return Temp |  |  | Degrees Celsius |  | Energy sensor | P3 |  |  |  | MC078 | George Fox Building |  |  | 0 | 0
MC078-B03 | MC078-B03/P36 | 2nd Fl HWS Htrs Stg2 OE_REC |  |  |  |  | Energy sensor | P36 |  |  |  | MC078 | George Fox Building |  |  | 0 | 0
MC078-B03 | MC078-B03/P37 | 2nd Fl HWS Htrs Stg1 OE_REC |  |  |  |  | Energy sensor | P37 |  |  |  | MC078 | George Fox Building |  |  | 0 | 0
MC078-B03 | MC078-B03/P4 | Sensor 21 |  |  |  |  | Energy sensor | P4 |  |  |  | MC078 | George Fox Building |  |  | 0 | 0
MC078-B03 | MC078-B03/P42 | 2nd Fl HWS Htrs Stg1 OE_REC |  |  |  |  | Energy sensor | P42 |  |  |  | MC078 | George Fox Building |  |  | 0 | 0
MC078-B03 | MC078-B03/P5 | GF High Limit Temp Sensor |  |  | Degrees Celsius |  | Energy sensor | P5 |  |  |  | MC078 | George Fox Building |  |  | 0 | 0
MC078-B03 | MC078-B03/P6 | 2nd Flr HWS Flow Temp |  |  | Degrees Celsius |  | Energy sensor | P6 |  |  |  | MC078 | George Fox Building |  |  | 0 | 0
MC078-B03 | MC078-B03/P7 | 2nd Flr High limit Temp Sensor |  |  | Degrees Celsius |  | Energy sensor | P7 |  |  |  | MC078 | George Fox Building |  |  | 0 | 0
MC078-B03 | MC078-B03/P8 | 2nd Flr High limit Temp Sensor |  |  | Degrees Celsius |  | Energy sensor | P8 |  |  |  | MC078 | George Fox Building |  |  | 0 | 0
MC078-B03 | MC078-B03/P9 | Dix Module 1 |  |  |  |  | Energy sensor | P9 |  |  |  | MC078 | George Fox Building |  |  | 0 | 0
MC078-B03 | MC078-B03/Q1 | Sequence Table 1 |  |  |  |  | Energy sensor | Q1 |  |  |  | MC078 | George Fox Building |  |  | 0 | 0
MC078-B03 | MC078-B03/S1 | Valve Position |  |  |  |  | Energy sensor | S1 |  |  |  | MC078 | George Fox Building |  |  | 0 | 0
MC078-B03 | MC078-B03/S10 | Dix Module 2 |  |  |  |  | Energy sensor | S10 |  |  |  | MC078 | George Fox Building |  |  | 0 | 0
MC078-B03 | MC078-B03/S11 | Day immersion heater hours run |  |  | Hours |  | Energy sensor | S11 |  |  |  | MC078 | George Fox Building |  |  | 0 | 0
MC078-B03 | MC078-B03/S12 | Week immersion hours run |  |  | Hours |  | Energy sensor | S12 |  |  |  | MC078 | George Fox Building |  |  | 0 | 0
MC078-B03 | MC078-B03/S13 | Day immersion heater hours run |  |  | Hours |  | Energy sensor | S13 |  |  |  | MC078 | George Fox Building |  |  | 0 | 0
MC078-B03 | MC078-B03/S14 | Week immersion hours run |  |  | Hours |  | Energy sensor | S14 |  |  |  | MC078 | George Fox Building |  |  | 0 | 0
MC078-B03 | MC078-B03/S15 | Grd Day Imm Hrs Run Stage 2 |  |  |  |  | Energy sensor | S15 |  |  |  | MC078 | George Fox Building |  |  | 0 | 0
MC078-B03 | MC078-B03/S16 | Grd Day Imm Hrs Run Stage 2 |  |  |  |  | Energy sensor | S16 |  |  |  | MC078 | George Fox Building |  |  | 0 | 0
MC078-B03 | MC078-B03/S17 | Calorifier 1 |  |  |  |  | Energy sensor | S17 |  |  |  | MC078 | George Fox Building |  |  | 0 | 0
MC078-B03 | MC078-B03/S18 | Calorifier 2 |  |  |  |  | Energy sensor | S18 |  |  |  | MC078 | George Fox Building |  |  | 0 | 0
MC078-B03 | MC078-B03/S19 | Grd Day Imm Hrs Run Stage 1 |  |  |  |  | Energy sensor | S19 |  |  |  | MC078 | George Fox Building |  |  | 0 | 0
MC078-B03 | MC078-B03/S2 | Common LPHW Flow Temp |  |  | Degrees Celsius |  | Energy sensor | S2 |  |  |  | MC078 | George Fox Building |  |  | 0 | 0
MC078-B03 | MC078-B03/S20 | Grd Day Imm Hrs Run Stage 1 |  |  |  |  | Energy sensor | S20 |  |  |  | MC078 | George Fox Building |  |  | 0 | 0
MC078-B03 | MC078-B03/S21 | GF HWS Flow Temp |  |  | Degrees Celsius |  | Energy sensor | S21 |  |  |  | MC078 | George Fox Building |  |  | 0 | 0
MC078-B03 | MC078-B03/S22 | Immersions Hrs Run 1 |  |  |  |  | Energy sensor | S22 |  |  |  | MC078 | George Fox Building |  |  | 0 | 0
MC078-B03 | MC078-B03/S23 | Imm Hrs Run Total 1 |  |  |  |  | Energy sensor | S23 |  |  |  | MC078 | George Fox Building |  |  | 0 | 0
MC078-B03 | MC078-B03/S24 | Immersions Hrs Run 2 |  |  |  |  | Energy sensor | S24 |  |  |  | MC078 | George Fox Building |  |  | 0 | 0
MC078-B03 | MC078-B03/S25 | Imm Hrs Run Total 2 |  |  |  |  | Energy sensor | S25 |  |  |  | MC078 | George Fox Building |  |  | 0 | 0
MC078-B03 | MC078-B03/S26 | Building kwh |  |  |  |  | Energy sensor | S26 |  |  |  | MC078 | George Fox Building |  |  | 0 | 0
MC078-B03 | MC078-B03/S27 | MTHW Raw Flow 4-20ma |  |  |  |  | Energy sensor | S27 |  |  |  | MC078 | George Fox Building |  |  | 0 | 0
MC078-B03 | MC078-B03/S28 | Temperature difference |  |  | Degrees Celsius |  | Energy sensor | S28 |  |  |  | MC078 | George Fox Building |  |  | 0 | 0
MC078-B03 | MC078-B03/S29 | MTHW Flow |  |  |  |  | Energy sensor | S29 |  |  |  | MC078 | George Fox Building |  |  | 0 | 0
MC078-B03 | MC078-B03/S3 | Common LPHW Return Temp |  |  | Degrees Celsius |  | Energy sensor | S3 |  |  |  | MC078 | George Fox Building |  |  | 0 | 0
MC078-B03 | MC078-B03/S30 | Medium temperature hot water return temperature |  |  | Degrees Celsius |  | Energy sensor | S30 |  |  |  | MC078 | George Fox Building |  |  | 0 | 0
MC078-B03 | MC078-B03/S31 | Outside air temperature |  |  | Degrees Celsius |  | Energy sensor | S31 |  |  |  | MC078 | George Fox Building |  |  | 0 | 0
MC078-B03 | MC078-B03/S4 | Cal Fow meter MTHW Ltrs Min |  |  |  |  | Energy sensor | S4 |  |  |  | MC078 | George Fox Building |  |  | 0 | 0
MC078-B03 | MC078-B03/S40 | 2nd Fl HWS Htrs Stg2 OE_REC |  |  |  |  | Energy sensor | S40 |  |  |  | MC078 | George Fox Building |  |  | 0 | 0
MC078-B03 | MC078-B03/S41 | 2nd Fl HWS Htrs Stg1 OE_REC |  |  |  |  | Energy sensor | S41 |  |  |  | MC078 | George Fox Building |  |  | 0 | 0
MC078-B03 | MC078-B03/S46 | 2nd Fl HWS Htrs Stg1 OE_REC |  |  |  |  | Energy sensor | S46 |  |  |  | MC078 | George Fox Building |  |  | 0 | 0
MC078-B03 | MC078-B03/S5 | GF High Limit Temp Sensor |  |  | Degrees Celsius |  | Energy sensor | S5 |  |  |  | MC078 | George Fox Building |  |  | 0 | 0
MC078-B03 | MC078-B03/S6 | 2nd Flr HWS Flow Temp |  |  | Degrees Celsius |  | Energy sensor | S6 |  |  |  | MC078 | George Fox Building |  |  | 0 | 0
MC078-B03 | MC078-B03/S7 | 2nd Flr High limit Temp Sensor |  |  | Degrees Celsius |  | Energy sensor | S7 |  |  |  | MC078 | George Fox Building |  |  | 0 | 0
MC078-B03 | MC078-B03/S8 | 2nd Flr High limit Temp Sensor |  |  | Degrees Celsius |  | Energy sensor | S8 |  |  |  | MC078 | George Fox Building |  |  | 0 | 0
MC078-B03 | MC078-B03/S9 | Dix Module 1 |  |  |  |  | Energy sensor | S9 |  |  |  | MC078 | George Fox Building |  |  | 0 | 0
MC078-B03 | MC078-B03/U1 | [5 empty] | Energy sensor | U1 |  |  |  | MC078 | George Fox Building |  |  | 0 | 0
MC078-B03 | MC078-B03/U2 | [5 empty] | Energy sensor | U2 |  |  |  | MC078 | George Fox Building |  |  | 0 | 0
MC078-B03 | MC078-B03/V1 | [5 empty] | Energy sensor | V1 |  |  |  | MC078 | George Fox Building |  |  | 0 | 0
MC078-B03 | MC078-B03/V2 | [5 empty] | Energy sensor | V2 |  |  |  | MC078 | George Fox Building |  |  | 0 | 0
MC078-B03 | MC078-B03/V3 | [5 empty] | Energy sensor | V3 |  |  |  | MC078 | George Fox Building |  |  | 0 | 0
MC078-B03 | MC078-B03/W1 | Summer Winter w=1 |  |  |  |  | Energy sensor | W1 |  |  |  | MC078 | George Fox Building |  |  | 0 | 0
MC078-B03 | MC078-B03/W10 | Switch 4 |  |  |  |  | Energy sensor | W10 |  |  |  | MC078 | George Fox Building |  |  | 0 | 0
MC078-B03 | MC078-B03/W11 | Switch 5 |  |  |  |  | Energy sensor | W11 |  |  |  | MC078 | George Fox Building |  |  | 0 | 0
MC078-B03 | MC078-B03/W12 | Switch 6 |  |  |  |  | Energy sensor | W12 |  |  |  | MC078 | George Fox Building |  |  | 0 | 0
MC078-B03 | MC078-B03/W13 | Switch 1 |  |  |  |  | Energy sensor | W13 |  |  |  | MC078 | George Fox Building |  |  | 0 | 0
MC078-B03 | MC078-B03/W14 | Switch 2 |  |  |  |  | Energy sensor | W14 |  |  |  | MC078 | George Fox Building |  |  | 0 | 0
MC078-B03 | MC078-B03/W15 | Switch 3 |  |  |  |  | Energy sensor | W15 |  |  |  | MC078 | George Fox Building |  |  | 0 | 0
MC078-B03 | MC078-B03/W16 | Switch 4 |  |  |  |  | Energy sensor | W16 |  |  |  | MC078 | George Fox Building |  |  | 0 | 0
MC078-B03 | MC078-B03/W17 | Switch 5 |  |  |  |  | Energy sensor | W17 |  |  |  | MC078 | George Fox Building |  |  | 0 | 0
MC078-B03 | MC078-B03/W18 | Switch 6 |  |  |  |  | Energy sensor | W18 |  |  |  | MC078 | George Fox Building |  |  | 0 | 0
MC078-B03 | MC078-B03/W19 | Switch 1 |  |  |  |  | Energy sensor | W19 |  |  |  | MC078 | George Fox Building |  |  | 0 | 0
MC078-B03 | MC078-B03/W2 | Switch 2 |  |  |  |  | Energy sensor | W2 |  |  |  | MC078 | George Fox Building |  |  | 0 | 0
MC078-B03 | MC078-B03/W20 | Switch 2 |  |  |  |  | Energy sensor | W20 |  |  |  | MC078 | George Fox Building |  |  | 0 | 0
MC078-B03 | MC078-B03/W21 | Switch 3 |  |  |  |  | Energy sensor | W21 |  |  |  | MC078 | George Fox Building |  |  | 0 | 0
MC078-B03 | MC078-B03/W22 | Switch 4 |  |  |  |  | Energy sensor | W22 |  |  |  | MC078 | George Fox Building |  |  | 0 | 0
MC078-B03 | MC078-B03/W23 | Switch 5 |  |  |  |  | Energy sensor | W23 |  |  |  | MC078 | George Fox Building |  |  | 0 | 0
MC078-B03 | MC078-B03/W24 | Switch 6 |  |  |  |  | Energy sensor | W24 |  |  |  | MC078 | George Fox Building |  |  | 0 | 0
MC078-B03 | MC078-B03/W25 | Duty Standby 0=1 1=2 |  |  |  |  | Energy sensor | W25 |  |  |  | MC078 | George Fox Building |  |  | 0 | 0
MC078-B03 | MC078-B03/W26 | Duty Standby 0=1 1=2 |  |  |  |  | Energy sensor | W26 |  |  |  | MC078 | George Fox Building |  |  | 0 | 0
MC078-B03 | MC078-B03/W27 | AHU Pmp Alm Rst |  |  |  |  | Energy sensor | W27 |  |  |  | MC078 | George Fox Building |  |  | 0 | 0
MC078-B03 | MC078-B03/W28 | AHU Pmp Alm Rst |  |  |  |  | Energy sensor | W28 |  |  |  | MC078 | George Fox Building |  |  | 0 | 0
MC078-B03 | MC078-B03/W29 | Duty Standby 0=1 1=2 |  |  |  |  | Energy sensor | W29 |  |  |  | MC078 | George Fox Building |  |  | 0 | 0
MC078-B03 | MC078-B03/W3 | Switch 3 |  |  |  |  | Energy sensor | W3 |  |  |  | MC078 | George Fox Building |  |  | 0 | 0
MC078-B03 | MC078-B03/W30 | AHU Pmp Alm Rst |  |  |  |  | Energy sensor | W30 |  |  |  | MC078 | George Fox Building |  |  | 0 | 0
MC078-B03 | MC078-B03/W31 | Duty Standby 0=1 1=2 |  |  |  |  | Energy sensor | W31 |  |  |  | MC078 | George Fox Building |  |  | 0 | 0
MC078-B03 | MC078-B03/W32 | AHU Pmp Alm Rst |  |  |  |  | Energy sensor | W32 |  |  |  | MC078 | George Fox Building |  |  | 0 | 0
MC078-B03 | MC078-B03/W34 | Imm Hrs Run Manual Reset |  |  |  |  | Energy sensor | W34 |  |  |  | MC078 | George Fox Building |  |  | 0 | 0
MC078-B03 | MC078-B03/W35 | Triad switch |  |  |  |  | Energy sensor | W35 |  |  |  | MC078 | George Fox Building |  |  | 0 | 0
MC078-B03 | MC078-B03/W36 | Electric Immersion dissable |  |  |  |  | Energy sensor | W36 |  |  |  | MC078 | George Fox Building |  |  | 0 | 0
MC078-B03 | MC078-B03/W37 | Triad switch |  |  |  |  | Energy sensor | W37 |  |  |  | MC078 | George Fox Building |  |  | 0 | 0
MC078-B03 | MC078-B03/W4 | Switch 4 |  |  |  |  | Energy sensor | W4 |  |  |  | MC078 | George Fox Building |  |  | 0 | 0
MC078-B03 | MC078-B03/W40 | Triad switch |  |  |  |  | Energy sensor | W40 |  |  |  | MC078 | George Fox Building |  |  | 0 | 0
MC078-B03 | MC078-B03/W41 | 2nd Fl HWS Htrs Stg1 OE_ENA |  |  |  |  | Energy sensor | W41 |  |  |  | MC078 | George Fox Building |  |  | 0 | 0
MC078-B03 | MC078-B03/W42 | 2nd Fl HWS Htrs Stg2 OE_ENA |  |  |  |  | Energy sensor | W42 |  |  |  | MC078 | George Fox Building |  |  | 0 | 0
MC078-B03 | MC078-B03/W43 | Triad switch |  |  |  |  | Energy sensor | W43 |  |  |  | MC078 | George Fox Building |  |  | 0 | 0
MC078-B03 | MC078-B03/W44 | 2nd Fl HWS Htrs Stg1 OE_ENA |  |  |  |  | Energy sensor | W44 |  |  |  | MC078 | George Fox Building |  |  | 0 | 0
MC078-B03 | MC078-B03/W5 | Switch 5 |  |  |  |  | Energy sensor | W5 |  |  |  | MC078 | George Fox Building |  |  | 0 | 0
MC078-B03 | MC078-B03/W6 | Switch 6 |  |  |  |  | Energy sensor | W6 |  |  |  | MC078 | George Fox Building |  |  | 0 | 0
MC078-B03 | MC078-B03/W7 | Switch 1 |  |  |  |  | Energy sensor | W7 |  |  |  | MC078 | George Fox Building |  |  | 0 | 0
MC078-B03 | MC078-B03/W8 | Switch 2 |  |  |  |  | Energy sensor | W8 |  |  |  | MC078 | George Fox Building |  |  | 0 | 0
MC078-B03 | MC078-B03/W9 | Switch 3 |  |  |  |  | Energy sensor | W9 |  |  |  | MC078 | George Fox Building |  |  | 0 | 0
MC078-B03 | MC078-B03/Y1 | Outside air temperature |  |  | Degrees Celsius |  | Energy sensor | Y1 |  |  |  | MC078 | George Fox Building |  |  | 0 | 0
MC078-B03 | MC078-B03/Y2 | Thermistor TBTI |  |  | Degrees Celsius |  | Energy sensor | Y2 |  |  |  | MC078 | George Fox Building |  |  | 0 | 0
MC078-B03 | MC078-B03/Y3 | Room temperature |  |  | Degrees Celsius |  | Energy sensor | Y3 |  |  |  | MC078 | George Fox Building |  |  | 0 | 0
MC078-B03 | MC078-B03/Y4 | 0-10 V input |  |  |  |  | Energy sensor | Y4 |  |  |  | MC078 | George Fox Building |  |  | 0 | 0
MC078-B03 | MC078-B03/Y5 | 4DIX V |  |  |  |  | Energy sensor | Y5 |  |  |  | MC078 | George Fox Building |  |  | 0 | 0
MC078-B03 | MC078-B03/Y6 | Balco 500 |  |  |  |  | Energy sensor | Y6 |  |  |  | MC078 | George Fox Building |  |  | 0 | 0
MC078-B03 | MC078-B03/Y7 | Honeywell 20K6A1 |  |  |  |  | Energy sensor | Y7 |  |  |  | MC078 | George Fox Building |  |  | 0 | 0
MC078-B03 | MC078-B03/Y8 | Current 4-20ma |  |  |  |  | Energy sensor | Y8 |  |  |  | MC078 | George Fox Building |  |  | 0 | 0
MC078-B03 | MC078-B03/Z1 | Ground Floor HWS |  |  |  |  | Energy sensor | Z1 |  |  |  | MC078 | George Fox Building |  |  | 0 | 0
MC078-B03 | MC078-B03/Z2 | 2nd Floor HWS |  |  |  |  | Energy sensor | Z2 |  |  |  | MC078 | George Fox Building |  |  | 0 | 0
MC078-B03 | MC078-B03/Z3 | George Fox Heating Pumps G &amp; F |  |  |  |  | Energy sensor | Z3 |  |  |  | MC078 | George Fox Building |  |  | 0 | 0
MC078-B03 | MC078-B03/Z4 | George Fox Heating Pumps 2 &amp; 3 |  |  |  |  | Energy sensor | Z4 |  |  |  | MC078 | George Fox Building |  |  | 0 | 0
MC078-B03 | MC078-B03/Z5 | George Fox AHU Pumps |  |  |  |  | Energy sensor | Z5 |  |  |  | MC078 | George Fox Building |  |  | 0 | 0
MC078-B03 | MC078-B03/Z6 | Triad time program |  |  |  |  | Energy sensor | Z6 |  |  |  | MC078 | George Fox Building |  |  | 0 | 0
MC044-B07 | MC044-B07/A1 | B05 Space Temp |  |  | Degrees Celsius |  | Energy sensor | A1 |  |  |  | MC044 | Faraday Building |  |  | 0 | 0
MC044-B07 | MC044-B07/A2 | B06 Space Temp |  |  | Degrees Celsius |  | Energy sensor | A2 |  |  |  | MC044 | Faraday Building |  |  | 0 | 0
MC044-B07 | MC044-B07/A3 | C03 Space Temp |  |  | Degrees Celsius |  | Energy sensor | A3 |  |  |  | MC044 | Faraday Building |  |  | 0 | 0
MC044-B07 | MC044-B07/A4 | C05 A Space Termp |  |  |  |  | Energy sensor | A4 |  |  |  | MC044 | Faraday Building |  |  | 0 | 0
MC044-B07 | MC044-B07/A5 | C05 B Space Termp |  |  |  |  | Energy sensor | A5 |  |  |  | MC044 | Faraday Building |  |  | 0 | 0
MC044-B07 | MC044-B07/A6 | C05 C Space Termp |  |  |  |  | Energy sensor | A6 |  |  |  | MC044 | Faraday Building |  |  | 0 | 0
MC044-B07 | MC044-B07/A7 | C05 D Space Termp |  |  |  |  | Energy sensor | A7 |  |  |  | MC044 | Faraday Building |  |  | 0 | 0
MC044-B07 | MC044-B07/A8 | C05 D Space Termp |  |  |  |  | Energy sensor | A8 |  |  |  | MC044 | Faraday Building |  |  | 0 | 0
MC044-B07 | MC044-B07/A9 | C05 D Space Termp |  |  |  |  | Energy sensor | A9 |  |  |  | MC044 | Faraday Building |  |  | 0 | 0
MC044-B07 | MC044-B07/B1 | Oxygen Depletion |  |  |  |  | Energy sensor | B1 |  |  |  | MC044 | Faraday Building |  |  | 0 | 0
MC044-B07 | MC044-B07/B2 | AHU2 Interface |  |  |  |  | Energy sensor | B2 |  |  |  | MC044 | Faraday Building |  |  | 0 | 0
MC044-B07 | MC044-B07/C1 | Virtual CNC 1 |  |  |  |  | Energy sensor | C1 |  |  |  | MC044 | Faraday Building |  |  | 0 | 0
MC044-B07 | MC044-B07/C2 | Virtual CNC 2 |  |  |  |  | Energy sensor | C2 |  |  |  | MC044 | Faraday Building |  |  | 0 | 0
MC044-B07 | MC044-B07/C3 | Virtual CNC 3 |  |  |  |  | Energy sensor | C3 |  |  |  | MC044 | Faraday Building |  |  | 0 | 0
MC044-B07 | MC044-B07/C4 | Virtual CNC 4 |  |  |  |  | Energy sensor | C4 |  |  |  | MC044 | Faraday Building |  |  | 0 | 0
MC044-B07 | MC044-B07/F1 | Function 1 |  |  |  |  | Energy sensor | F1 |  |  |  | MC044 | Faraday Building |  |  | 0 | 0
MC044-B07 | MC044-B07/F2 | Space frost protection |  |  | Degrees Celsius |  | Energy sensor | F2 |  |  |  | MC044 | Faraday Building |  |  | 0 | 0
MC044-B07 | MC044-B07/F3 | Level B Frost |  |  |  |  | Energy sensor | F3 |  |  |  | MC044 | Faraday Building |  |  | 0 | 0
MC044-B07 | MC044-B07/F4 | Function 4 |  |  |  |  | Energy sensor | F4 |  |  |  | MC044 | Faraday Building |  |  | 0 | 0
MC044-B07 | MC044-B07/F5 | Function 5 |  |  |  |  | Energy sensor | F5 |  |  |  | MC044 | Faraday Building |  |  | 0 | 0
MC044-B07 | MC044-B07/F6 | Level C Frost |  |  |  |  | Energy sensor | F6 |  |  |  | MC044 | Faraday Building |  |  | 0 | 0
MC044-B07 | MC044-B07/F7 | Function 7 |  |  |  |  | Energy sensor | F7 |  |  |  | MC044 | Faraday Building |  |  | 0 | 0
MC044-B07 | MC044-B07/F8 | Function 8 |  |  |  |  | Energy sensor | F8 |  |  |  | MC044 | Faraday Building |  |  | 0 | 0
MC044-B07 | MC044-B07/G1 | Logic 1 |  |  |  |  | Energy sensor | G1 |  |  |  | MC044 | Faraday Building |  |  | 0 | 0
MC044-B07 | MC044-B07/G10 | Logic 10 |  |  |  |  | Energy sensor | G10 |  |  |  | MC044 | Faraday Building |  |  | 0 | 0
MC044-B07 | MC044-B07/G11 | Logic 11 |  |  |  |  | Energy sensor | G11 |  |  |  | MC044 | Faraday Building |  |  | 0 | 0
MC044-B07 | MC044-B07/G12 | O2 Depletion Level B |  |  |  |  | Energy sensor | G12 |  |  |  | MC044 | Faraday Building |  |  | 0 | 0
MC044-B07 | MC044-B07/G13 | Logic 13 |  |  |  |  | Energy sensor | G13 |  |  |  | MC044 | Faraday Building |  |  | 0 | 0
MC044-B07 | MC044-B07/G14 | Oxygen Depletion Level C |  |  |  |  | Energy sensor | G14 |  |  |  | MC044 | Faraday Building |  |  | 0 | 0
MC044-B07 | MC044-B07/G15 | Logic 15 |  |  |  |  | Energy sensor | G15 |  |  |  | MC044 | Faraday Building |  |  | 0 | 0
MC044-B07 | MC044-B07/G16 | Logic 16 |  |  |  |  | Energy sensor | G16 |  |  |  | MC044 | Faraday Building |  |  | 0 | 0
MC044-B07 | MC044-B07/G17 | Logic 17 |  |  |  |  | Energy sensor | G17 |  |  |  | MC044 | Faraday Building |  |  | 0 | 0
MC044-B07 | MC044-B07/G18 | Logic 18 |  |  |  |  | Energy sensor | G18 |  |  |  | MC044 | Faraday Building |  |  | 0 | 0
MC044-B07 | MC044-B07/G19 | Logic 19 |  |  |  |  | Energy sensor | G19 |  |  |  | MC044 | Faraday Building |  |  | 0 | 0
MC044-B07 | MC044-B07/G2 | FC Interface |  |  |  |  | Energy sensor | G2 |  |  |  | MC044 | Faraday Building |  |  | 0 | 0
MC044-B07 | MC044-B07/G20 | Logic 20 |  |  |  |  | Energy sensor | G20 |  |  |  | MC044 | Faraday Building |  |  | 0 | 0
MC044-B07 | MC044-B07/G21 | Logic 21 |  |  |  |  | Energy sensor | G21 |  |  |  | MC044 | Faraday Building |  |  | 0 | 0
MC044-B07 | MC044-B07/G22 | O2 Depletion Level C |  |  |  |  | Energy sensor | G22 |  |  |  | MC044 | Faraday Building |  |  | 0 | 0
MC044-B07 | MC044-B07/G3 | VAV Interface |  |  |  |  | Energy sensor | G3 |  |  |  | MC044 | Faraday Building |  |  | 0 | 0
MC044-B07 | MC044-B07/G4 | Oxygen Depletion Level B |  |  |  |  | Energy sensor | G4 |  |  |  | MC044 | Faraday Building |  |  | 0 | 0
MC044-B07 | MC044-B07/G5 | Logic 5 |  |  |  |  | Energy sensor | G5 |  |  |  | MC044 | Faraday Building |  |  | 0 | 0
MC044-B07 | MC044-B07/G6 | Logic 6 |  |  |  |  | Energy sensor | G6 |  |  |  | MC044 | Faraday Building |  |  | 0 | 0
MC044-B07 | MC044-B07/G7 | Logic 7 |  |  |  |  | Energy sensor | G7 |  |  |  | MC044 | Faraday Building |  |  | 0 | 0
MC044-B07 | MC044-B07/G8 | Logic 8 |  |  |  |  | Energy sensor | G8 |  |  |  | MC044 | Faraday Building |  |  | 0 | 0
MC044-B07 | MC044-B07/G9 | Logic 9 |  |  |  |  | Energy sensor | G9 |  |  |  | MC044 | Faraday Building |  |  | 0 | 0
MC044-B07 | MC044-B07/I10 | Level C Space Frost Active |  |  |  |  | Energy sensor | I10 |  |  |  | MC044 | Faraday Building |  |  | 0 | 0
MC044-B07 | MC044-B07/I11 | O2 Boost Lvl B ALARM |  |  |  |  | Energy sensor | I11 |  |  |  | MC044 | Faraday Building |  |  | 0 | 0
MC044-B07 | MC044-B07/I12 | O2 Boost Lvl C ALARM |  |  |  |  | Energy sensor | I12 |  |  |  | MC044 | Faraday Building |  |  | 0 | 0
MC044-B07 | MC044-B07/I9 | Level B Space Frost Active |  |  |  |  | Energy sensor | I9 |  |  |  | MC044 | Faraday Building |  |  | 0 | 0
MC044-B07 | MC044-B07/K1 | Space frost protection |  |  | Degrees Celsius |  | Energy sensor | K1 |  |  |  | MC044 | Faraday Building |  |  | 0 | 0
MC044-B07 | MC044-B07/N1 | FC Interface Lan87 |  |  |  |  | Energy sensor | N1 |  |  |  | MC044 | Faraday Building |  |  | 0 | 0
MC044-B07 | MC044-B07/n1 | TREND_0C_92_22 |  |  |  |  | Energy sensor | n1 |  |  |  | MC044 | Faraday Building |  |  | 0 | 0
MC044-B07 | MC044-B07/N2 | VAV Interface |  |  |  |  | Energy sensor | N2 |  |  |  | MC044 | Faraday Building |  |  | 0 | 0
MC044-B07 | MC044-B07/n2 | Network 2 |  |  |  |  | Energy sensor | n2 |  |  |  | MC044 | Faraday Building |  |  | 0 | 0
MC044-B07 | MC044-B07/n3 | [5 empty] | Energy sensor | n3 |  |  |  | MC044 | Faraday Building |  |  | 0 | 0
MC044-B07 | MC044-B07/N3 | FC Interface Lan88 |  |  |  |  | Energy sensor | N3 |  |  |  | MC044 | Faraday Building |  |  | 0 | 0
MC044-B07 | MC044-B07/N4 | AHU 2 Interface |  |  |  |  | Energy sensor | N4 |  |  |  | MC044 | Faraday Building |  |  | 0 | 0
MC044-B07 | MC044-B07/n5 | BACnet MSTP |  |  |  |  | Energy sensor | n5 |  |  |  | MC044 | Faraday Building |  |  | 0 | 0
MC044-B07 | MC044-B07/N5 | IC Comms 5 |  |  |  |  | Energy sensor | N5 |  |  |  | MC044 | Faraday Building |  |  | 0 | 0
MC044-B07 | MC044-B07/n6 | BACnet Application |  |  |  |  | Energy sensor | n6 |  |  |  | MC044 | Faraday Building |  |  | 0 | 0
MC044-B07 | MC044-B07/N7 | Oxygen Depletion Level B-o11 |  |  |  |  | Energy sensor | N7 |  |  |  | MC044 | Faraday Building |  |  | 0 | 0
MC044-B07 | MC044-B07/Q1 | Sequence Table 1 |  |  |  |  | Energy sensor | Q1 |  |  |  | MC044 | Faraday Building |  |  | 0 | 0
MC044-B07 | MC044-B07/U1 | [5 empty] | Energy sensor | U1 |  |  |  | MC044 | Faraday Building |  |  | 0 | 0
MC044-B07 | MC044-B07/U2 | [5 empty] | Energy sensor | U2 |  |  |  | MC044 | Faraday Building |  |  | 0 | 0
MC044-B07 | MC044-B07/V1 | [5 empty] | Energy sensor | V1 |  |  |  | MC044 | Faraday Building |  |  | 0 | 0
MC044-B07 | MC044-B07/V2 | [5 empty] | Energy sensor | V2 |  |  |  | MC044 | Faraday Building |  |  | 0 | 0
MC044-B07 | MC044-B07/V3 | [5 empty] | Energy sensor | V3 |  |  |  | MC044 | Faraday Building |  |  | 0 | 0
MC044-B07 | MC044-B07/V4 | [5 empty] | Energy sensor | V4 |  |  |  | MC044 | Faraday Building |  |  | 0 | 0
MC044-B07 | MC044-B07/V5 | [5 empty] | Energy sensor | V5 |  |  |  | MC044 | Faraday Building |  |  | 0 | 0
MC044-B07 | MC044-B07/W1 | O2 Boost Reset Lvl B |  |  |  |  | Energy sensor | W1 |  |  |  | MC044 | Faraday Building |  |  | 0 | 0
MC044-B07 | MC044-B07/W2 | O2 Boost Reset Lvl C |  |  |  |  | Energy sensor | W2 |  |  |  | MC044 | Faraday Building |  |  | 0 | 0
MC044-B07 | MC044-B07/Z1 | Level B Labs |  |  |  |  | Energy sensor | Z1 |  |  |  | MC044 | Faraday Building |  |  | 0 | 0
MC044-B07 | MC044-B07/Z2 | Level C Labs |  |  |  |  | Energy sensor | Z2 |  |  |  | MC044 | Faraday Building |  |  | 0 | 0
MC076-B04 | MC076-B04/C1 | Virtual CNC 1 |  |  |  |  | Energy sensor | C1 |  |  |  | MC076 | Old Engineering Building |  |  | 0 | 0
MC076-B04 | MC076-B04/D6 | Supply and extract |  |  |  |  | Energy sensor | D6 |  |  |  | MC076 | Old Engineering Building |  |  | 0 | 0
MC076-B04 | MC076-B04/D7 | Ahu Valve |  |  |  |  | Energy sensor | D7 |  |  |  | MC076 | Old Engineering Building |  |  | 0 | 0
MC076-B04 | MC076-B04/D8 | Air Con Contactor |  |  |  |  | Energy sensor | D8 |  |  |  | MC076 | Old Engineering Building |  |  | 0 | 0
MC076-B04 | MC076-B04/F3 | Function 3 |  |  |  |  | Energy sensor | F3 |  |  |  | MC076 | Old Engineering Building |  |  | 0 | 0
MC076-B04 | MC076-B04/F4 | Function 4 |  |  |  |  | Energy sensor | F4 |  |  |  | MC076 | Old Engineering Building |  |  | 0 | 0
MC076-B04 | MC076-B04/F5 | Function 5 |  |  |  |  | Energy sensor | F5 |  |  |  | MC076 | Old Engineering Building |  |  | 0 | 0
MC076-B04 | MC076-B04/G23 | Logic 23 |  |  |  |  | Energy sensor | G23 |  |  |  | MC076 | Old Engineering Building |  |  | 0 | 0
MC076-B04 | MC076-B04/G24 | FROST |  |  |  |  | Energy sensor | G24 |  |  |  | MC076 | Old Engineering Building |  |  | 0 | 0
MC076-B04 | MC076-B04/G25 | Logic 25 |  |  |  |  | Energy sensor | G25 |  |  |  | MC076 | Old Engineering Building |  |  | 0 | 0
MC076-B04 | MC076-B04/G26 | Logic 26 |  |  |  |  | Energy sensor | G26 |  |  |  | MC076 | Old Engineering Building |  |  | 0 | 0
MC076-B04 | MC076-B04/I10 | Digital Input 8 |  |  |  |  | Energy sensor | I10 |  |  |  | MC076 | Old Engineering Building |  |  | 0 | 0
MC076-B04 | MC076-B04/I8 | Supply Fan tripped |  |  |  |  | Energy sensor | I8 |  |  |  | MC076 | Old Engineering Building |  |  | 0 | 0
MC076-B04 | MC076-B04/I9 | Extract Fan tripped |  |  |  |  | Energy sensor | I9 |  |  |  | MC076 | Old Engineering Building |  |  | 0 | 0
MC076-B04 | MC076-B04/K2 | Supply setpoint temp |  |  |  |  | Energy sensor | K2 |  |  |  | MC076 | Old Engineering Building |  |  | 0 | 0
MC076-B04 | MC076-B04/K3 | 1st Stage Frost Stpt |  |  |  |  | Energy sensor | K3 |  |  |  | MC076 | Old Engineering Building |  |  | 0 | 0
MC076-B04 | MC076-B04/L1 | Loop 1 |  |  |  |  | Energy sensor | L1 |  |  |  | MC076 | Old Engineering Building |  |  | 0 | 0
MC076-B04 | MC076-B04/n1 | TREND_03_31_2F |  |  |  |  | Energy sensor | n1 |  |  |  | MC076 | Old Engineering Building |  |  | 0 | 0
MC076-B04 | MC076-B04/P2 | Supply Air Temp |  |  | Degrees Celsius |  | Energy sensor | P2 |  |  |  | MC076 | Old Engineering Building |  |  | 0 | 0
MC076-B04 | MC076-B04/P3 | Re-Heat Air Temp |  |  | Degrees Celsius |  | Energy sensor | P3 |  |  |  | MC076 | Old Engineering Building |  |  | 0 | 0
MC076-B04 | MC076-B04/P4 | Extract Return Temp |  |  | Degrees Celsius |  | Energy sensor | P4 |  |  |  | MC076 | Old Engineering Building |  |  | 0 | 0
MC076-B04 | MC076-B04/P5 | Frost active |  |  |  |  | Energy sensor | P5 |  |  |  | MC076 | Old Engineering Building |  |  | 0 | 0
MC076-B04 | MC076-B04/P6 | Ahu Valve |  |  |  |  | Energy sensor | P6 |  |  |  | MC076 | Old Engineering Building |  |  | 0 | 0
MC076-B04 | MC076-B04/P7 | AHU Active |  |  |  |  | Energy sensor | P7 |  |  |  | MC076 | Old Engineering Building |  |  | 0 | 0
MC076-B04 | MC076-B04/Q1 | Sequence Table 1 |  |  |  |  | Energy sensor | Q1 |  |  |  | MC076 | Old Engineering Building |  |  | 0 | 0
MC076-B04 | MC076-B04/S1 | Supply Air Temp |  |  | Degrees Celsius |  | Energy sensor | S1 |  |  |  | MC076 | Old Engineering Building |  |  | 0 | 0
MC076-B04 | MC076-B04/S2 | Re-Heat Air Temp |  |  | Degrees Celsius |  | Energy sensor | S2 |  |  |  | MC076 | Old Engineering Building |  |  | 0 | 0
MC076-B04 | MC076-B04/S3 | Extract Return Temp |  |  | Degrees Celsius |  | Energy sensor | S3 |  |  |  | MC076 | Old Engineering Building |  |  | 0 | 0
MC076-B04 | MC076-B04/S7 | Frost active |  |  |  |  | Energy sensor | S7 |  |  |  | MC076 | Old Engineering Building |  |  | 0 | 0
MC076-B04 | MC076-B04/S8 | Ahu Valve |  |  |  |  | Energy sensor | S8 |  |  |  | MC076 | Old Engineering Building |  |  | 0 | 0
MC076-B04 | MC076-B04/S9 | AHU Active |  |  |  |  | Energy sensor | S9 |  |  |  | MC076 | Old Engineering Building |  |  | 0 | 0
MC076-B04 | MC076-B04/V1 | [5 empty] | Energy sensor | V1 |  |  |  | MC076 | Old Engineering Building |  |  | 0 | 0
MC076-B04 | MC076-B04/W1 | Summer- Winter |  |  |  |  | Energy sensor | W1 |  |  |  | MC076 | Old Engineering Building |  |  | 0 | 0
MC076-B04 | MC076-B04/W2 | Switch 2 |  |  |  |  | Energy sensor | W2 |  |  |  | MC076 | Old Engineering Building |  |  | 0 | 0
MC076-B04 | MC076-B04/Y1 | Trend Thermistor |  |  |  |  | Energy sensor | Y1 |  |  |  | MC076 | Old Engineering Building |  |  | 0 | 0
MC076-B04 | MC076-B04/Y2 | 4DIX V |  |  |  |  | Energy sensor | Y2 |  |  |  | MC076 | Old Engineering Building |  |  | 0 | 0
MC076-B04 | MC076-B04/Y3 | Current 4-20ma |  |  |  |  | Energy sensor | Y3 |  |  |  | MC076 | Old Engineering Building |  |  | 0 | 0
MC076-B04 | MC076-B04/Z1 | AHU schedule |  |  |  |  | Energy sensor | Z1 |  |  |  | MC076 | Old Engineering Building |  |  | 0 | 0
MC070-B01 | MC070-B01/C1 | Virtual CNC 1 |  |  |  |  | Energy sensor | C1 |  |  |  | MC070 | LEC 1 & 2 |  |  | 0 | 0
MC070-B01 | MC070-B01/D1 | AHU Sply Fan En |  |  |  |  | Energy sensor | D1 |  |  |  | MC070 | LEC 1 & 2 |  |  | 0 | 0
MC070-B01 | MC070-B01/D10 | Plant Enable DOM4 |  |  |  |  | Energy sensor | D10 |  |  |  | MC070 | LEC 1 & 2 |  |  | 0 | 0
MC070-B01 | MC070-B01/D2 | AHU Sply Fan Dmd |  |  |  |  | Energy sensor | D2 |  |  |  | MC070 | LEC 1 & 2 |  |  | 0 | 0
MC070-B01 | MC070-B01/D3 | AHU Frost EHB Dmd |  |  |  |  | Energy sensor | D3 |  |  |  | MC070 | LEC 1 & 2 |  |  | 0 | 0
MC070-B01 | MC070-B01/D4 | AHU Heat Pump En |  |  |  |  | Energy sensor | D4 |  |  |  | MC070 | LEC 1 & 2 |  |  | 0 | 0
MC070-B01 | MC070-B01/D5 | AHU HP Htg Mode |  |  |  |  | Energy sensor | D5 |  |  |  | MC070 | LEC 1 & 2 |  |  | 0 | 0
MC070-B01 | MC070-B01/D6 | AHU Heat Pump Dmd |  |  |  |  | Energy sensor | D6 |  |  |  | MC070 | LEC 1 & 2 |  |  | 0 | 0
MC070-B01 | MC070-B01/D7 | Store Extr Fan En |  |  |  |  | Energy sensor | D7 |  |  |  | MC070 | LEC 1 & 2 |  |  | 0 | 0
MC070-B01 | MC070-B01/D8 | Door Htr En |  |  |  |  | Energy sensor | D8 |  |  |  | MC070 | LEC 1 & 2 |  |  | 0 | 0
MC070-B01 | MC070-B01/D9 | Door Htr Valve |  |  |  |  | Energy sensor | D9 |  |  |  | MC070 | LEC 1 & 2 |  |  | 0 | 0
MC070-B01 | MC070-B01/e1 | Supervisor |  |  |  |  | Energy sensor | e1 |  |  |  | MC070 | LEC 1 & 2 |  |  | 0 | 0
MC070-B01 | MC070-B01/F1 | Is 4Dix Value Changing |  |  |  |  | Energy sensor | F1 |  |  |  | MC070 | LEC 1 & 2 |  |  | 0 | 0
MC070-B01 | MC070-B01/F10 | 4Dix Previous Value |  |  |  |  | Energy sensor | F10 |  |  |  | MC070 | LEC 1 & 2 |  |  | 0 | 0
MC070-B01 | MC070-B01/F11 | 4Dix Stable Value |  |  |  |  | Energy sensor | F11 |  |  |  | MC070 | LEC 1 & 2 |  |  | 0 | 0
MC070-B01 | MC070-B01/F12 | 4Dix Value Decoder |  |  |  |  | Energy sensor | F12 |  |  |  | MC070 | LEC 1 & 2 |  |  | 0 | 0
MC070-B01 | MC070-B01/F13 | Function 13 |  |  |  |  | Energy sensor | F13 |  |  |  | MC070 | LEC 1 & 2 |  |  | 0 | 0
MC070-B01 | MC070-B01/F14 | Function 14 |  |  |  |  | Energy sensor | F14 |  |  |  | MC070 | LEC 1 & 2 |  |  | 0 | 0
MC070-B01 | MC070-B01/F15 | Function 15 |  |  |  |  | Energy sensor | F15 |  |  |  | MC070 | LEC 1 & 2 |  |  | 0 | 0
MC070-B01 | MC070-B01/F16 | Space Frost SP |  |  |  |  | Energy sensor | F16 |  |  |  | MC070 | LEC 1 & 2 |  |  | 0 | 0
MC070-B01 | MC070-B01/F17 | AHU Space Frost |  |  |  |  | Energy sensor | F17 |  |  |  | MC070 | LEC 1 & 2 |  |  | 0 | 0
MC070-B01 | MC070-B01/F18 | Function 18 |  |  |  |  | Energy sensor | F18 |  |  |  | MC070 | LEC 1 & 2 |  |  | 0 | 0
MC070-B01 | MC070-B01/F2 | 4Dix Previous Value |  |  |  |  | Energy sensor | F2 |  |  |  | MC070 | LEC 1 & 2 |  |  | 0 | 0
MC070-B01 | MC070-B01/F21 | Function 21 |  |  |  |  | Energy sensor | F21 |  |  |  | MC070 | LEC 1 & 2 |  |  | 0 | 0
MC070-B01 | MC070-B01/F22 | Function 22 |  |  |  |  | Energy sensor | F22 |  |  |  | MC070 | LEC 1 & 2 |  |  | 0 | 0
MC070-B01 | MC070-B01/F23 | Function 23 |  |  |  |  | Energy sensor | F23 |  |  |  | MC070 | LEC 1 & 2 |  |  | 0 | 0
MC070-B01 | MC070-B01/F24 | Function 24 |  |  |  |  | Energy sensor | F24 |  |  |  | MC070 | LEC 1 & 2 |  |  | 0 | 0
MC070-B01 | MC070-B01/F25 | Function 25 |  |  |  |  | Energy sensor | F25 |  |  |  | MC070 | LEC 1 & 2 |  |  | 0 | 0
MC070-B01 | MC070-B01/F26 | AHU HtgClg Dmd |  |  |  |  | Energy sensor | F26 |  |  |  | MC070 | LEC 1 & 2 |  |  | 0 | 0
MC070-B01 | MC070-B01/F27 | AHU Htg Dmd |  |  |  |  | Energy sensor | F27 |  |  |  | MC070 | LEC 1 & 2 |  |  | 0 | 0
MC070-B01 | MC070-B01/F28 | AHU Clg Dmd |  |  |  |  | Energy sensor | F28 |  |  |  | MC070 | LEC 1 & 2 |  |  | 0 | 0
MC070-B01 | MC070-B01/F29 | Function 29 |  |  |  |  | Energy sensor | F29 |  |  |  | MC070 | LEC 1 & 2 |  |  | 0 | 0
MC070-B01 | MC070-B01/F3 | 4Dix Stable Value |  |  |  |  | Energy sensor | F3 |  |  |  | MC070 | LEC 1 & 2 |  |  | 0 | 0
MC070-B01 | MC070-B01/F30 | Function 30 |  |  |  |  | Energy sensor | F30 |  |  |  | MC070 | LEC 1 & 2 |  |  | 0 | 0
MC070-B01 | MC070-B01/F31 | AHU HP Htg Dmd |  |  |  |  | Energy sensor | F31 |  |  |  | MC070 | LEC 1 & 2 |  |  | 0 | 0
MC070-B01 | MC070-B01/F32 | AHU HP Clg Dmd |  |  |  |  | Energy sensor | F32 |  |  |  | MC070 | LEC 1 & 2 |  |  | 0 | 0
MC070-B01 | MC070-B01/F33 | Function 33 |  |  |  |  | Energy sensor | F33 |  |  |  | MC070 | LEC 1 & 2 |  |  | 0 | 0
MC070-B01 | MC070-B01/F34 | Function 34 |  |  |  |  | Energy sensor | F34 |  |  |  | MC070 | LEC 1 & 2 |  |  | 0 | 0
MC070-B01 | MC070-B01/F35 | Function 35 |  |  |  |  | Energy sensor | F35 |  |  |  | MC070 | LEC 1 & 2 |  |  | 0 | 0
MC070-B01 | MC070-B01/F36 | Function 36 |  |  |  |  | Energy sensor | F36 |  |  |  | MC070 | LEC 1 & 2 |  |  | 0 | 0
MC070-B01 | MC070-B01/F37 | Function 37 |  |  |  |  | Energy sensor | F37 |  |  |  | MC070 | LEC 1 & 2 |  |  | 0 | 0
MC070-B01 | MC070-B01/F38 | Function 38 |  |  |  |  | Energy sensor | F38 |  |  |  | MC070 | LEC 1 & 2 |  |  | 0 | 0
MC070-B01 | MC070-B01/F39 | Function 39 |  |  |  |  | Energy sensor | F39 |  |  |  | MC070 | LEC 1 & 2 |  |  | 0 | 0
MC070-B01 | MC070-B01/F4 | 4Dix Value Decoder |  |  |  |  | Energy sensor | F4 |  |  |  | MC070 | LEC 1 & 2 |  |  | 0 | 0
MC070-B01 | MC070-B01/F40 | Function 40 |  |  |  |  | Energy sensor | F40 |  |  |  | MC070 | LEC 1 & 2 |  |  | 0 | 0
MC070-B01 | MC070-B01/F41 | Function 41 |  |  |  |  | Energy sensor | F41 |  |  |  | MC070 | LEC 1 & 2 |  |  | 0 | 0
MC070-B01 | MC070-B01/F42 | Function 42 |  |  |  |  | Energy sensor | F42 |  |  |  | MC070 | LEC 1 & 2 |  |  | 0 | 0
MC070-B01 | MC070-B01/F43 | Function 43 |  |  |  |  | Energy sensor | F43 |  |  |  | MC070 | LEC 1 & 2 |  |  | 0 | 0
MC070-B01 | MC070-B01/F44 | Function 44 |  |  |  |  | Energy sensor | F44 |  |  |  | MC070 | LEC 1 & 2 |  |  | 0 | 0
MC070-B01 | MC070-B01/F45 | Function 45 |  |  |  |  | Energy sensor | F45 |  |  |  | MC070 | LEC 1 & 2 |  |  | 0 | 0
MC070-B01 | MC070-B01/F46 | Function 46 |  |  |  |  | Energy sensor | F46 |  |  |  | MC070 | LEC 1 & 2 |  |  | 0 | 0
MC070-B01 | MC070-B01/F47 | Function 47 |  |  |  |  | Energy sensor | F47 |  |  |  | MC070 | LEC 1 & 2 |  |  | 0 | 0
MC070-B01 | MC070-B01/F48 | Function 48 |  |  |  |  | Energy sensor | F48 |  |  |  | MC070 | LEC 1 & 2 |  |  | 0 | 0
MC070-B01 | MC070-B01/F49 | Function 49 |  |  |  |  | Energy sensor | F49 |  |  |  | MC070 | LEC 1 & 2 |  |  | 0 | 0
MC070-B01 | MC070-B01/F5 | Is 4Dix Value Changing |  |  |  |  | Energy sensor | F5 |  |  |  | MC070 | LEC 1 & 2 |  |  | 0 | 0
MC070-B01 | MC070-B01/F50 | Function 50 |  |  |  |  | Energy sensor | F50 |  |  |  | MC070 | LEC 1 & 2 |  |  | 0 | 0
MC070-B01 | MC070-B01/F51 | Function 51 |  |  |  |  | Energy sensor | F51 |  |  |  | MC070 | LEC 1 & 2 |  |  | 0 | 0
MC070-B01 | MC070-B01/F52 | Function 52 |  |  |  |  | Energy sensor | F52 |  |  |  | MC070 | LEC 1 & 2 |  |  | 0 | 0
MC070-B01 | MC070-B01/F53 | Function 53 |  |  |  |  | Energy sensor | F53 |  |  |  | MC070 | LEC 1 & 2 |  |  | 0 | 0
MC070-B01 | MC070-B01/F54 | Function 54 |  |  |  |  | Energy sensor | F54 |  |  |  | MC070 | LEC 1 & 2 |  |  | 0 | 0
MC070-B01 | MC070-B01/F55 | Function 55 |  |  |  |  | Energy sensor | F55 |  |  |  | MC070 | LEC 1 & 2 |  |  | 0 | 0
MC070-B01 | MC070-B01/F6 | 4Dix Previous Value |  |  |  |  | Energy sensor | F6 |  |  |  | MC070 | LEC 1 & 2 |  |  | 0 | 0
MC070-B01 | MC070-B01/F7 | 4Dix Stable Value |  |  |  |  | Energy sensor | F7 |  |  |  | MC070 | LEC 1 & 2 |  |  | 0 | 0
MC070-B01 | MC070-B01/F8 | 4Dix Value Decoder |  |  |  |  | Energy sensor | F8 |  |  |  | MC070 | LEC 1 & 2 |  |  | 0 | 0
MC070-B01 | MC070-B01/F9 | Is 4Dix Value Changing |  |  |  |  | Energy sensor | F9 |  |  |  | MC070 | LEC 1 & 2 |  |  | 0 | 0
MC070-B01 | MC070-B01/G1 | Logic 1 |  |  |  |  | Energy sensor | G1 |  |  |  | MC070 | LEC 1 & 2 |  |  | 0 | 0
MC070-B01 | MC070-B01/G10 | Logic 10 |  |  |  |  | Energy sensor | G10 |  |  |  | MC070 | LEC 1 & 2 |  |  | 0 | 0
MC070-B01 | MC070-B01/G11 | Logic 11 |  |  |  |  | Energy sensor | G11 |  |  |  | MC070 | LEC 1 & 2 |  |  | 0 | 0
MC070-B01 | MC070-B01/G12 | Logic 12 |  |  |  |  | Energy sensor | G12 |  |  |  | MC070 | LEC 1 & 2 |  |  | 0 | 0
MC070-B01 | MC070-B01/G13 | Logic 13 |  |  |  |  | Energy sensor | G13 |  |  |  | MC070 | LEC 1 & 2 |  |  | 0 | 0
MC070-B01 | MC070-B01/G14 | Logic 14 |  |  |  |  | Energy sensor | G14 |  |  |  | MC070 | LEC 1 & 2 |  |  | 0 | 0
MC070-B01 | MC070-B01/G15 | Logic 15 |  |  |  |  | Energy sensor | G15 |  |  |  | MC070 | LEC 1 & 2 |  |  | 0 | 0
MC070-B01 | MC070-B01/G16 | Lab AHU Occ |  |  |  |  | Energy sensor | G16 |  |  |  | MC070 | LEC 1 & 2 |  |  | 0 | 0
MC070-B01 | MC070-B01/G17 | Logic 17 |  |  |  |  | Energy sensor | G17 |  |  |  | MC070 | LEC 1 & 2 |  |  | 0 | 0
MC070-B01 | MC070-B01/G18 | Logic 18 |  |  |  |  | Energy sensor | G18 |  |  |  | MC070 | LEC 1 & 2 |  |  | 0 | 0
MC070-B01 | MC070-B01/G19 | Logic 19 |  |  |  |  | Energy sensor | G19 |  |  |  | MC070 | LEC 1 & 2 |  |  | 0 | 0
MC070-B01 | MC070-B01/G2 | Logic 2 |  |  |  |  | Energy sensor | G2 |  |  |  | MC070 | LEC 1 & 2 |  |  | 0 | 0
MC070-B01 | MC070-B01/G20 | Logic 20 |  |  |  |  | Energy sensor | G20 |  |  |  | MC070 | LEC 1 & 2 |  |  | 0 | 0
MC070-B01 | MC070-B01/G21 | Logic 21 |  |  |  |  | Energy sensor | G21 |  |  |  | MC070 | LEC 1 & 2 |  |  | 0 | 0
MC070-B01 | MC070-B01/G22 | Store Extr Occ |  |  |  |  | Energy sensor | G22 |  |  |  | MC070 | LEC 1 & 2 |  |  | 0 | 0
MC070-B01 | MC070-B01/G23 | Logic 23 |  |  |  |  | Energy sensor | G23 |  |  |  | MC070 | LEC 1 & 2 |  |  | 0 | 0
MC070-B01 | MC070-B01/G24 | Logic 24 |  |  |  |  | Energy sensor | G24 |  |  |  | MC070 | LEC 1 & 2 |  |  | 0 | 0
MC070-B01 | MC070-B01/G25 | Logic 25 |  |  |  |  | Energy sensor | G25 |  |  |  | MC070 | LEC 1 & 2 |  |  | 0 | 0
MC070-B01 | MC070-B01/G26 | Logic 26 |  |  |  |  | Energy sensor | G26 |  |  |  | MC070 | LEC 1 & 2 |  |  | 0 | 0
MC070-B01 | MC070-B01/G27 | Logic 27 |  |  |  |  | Energy sensor | G27 |  |  |  | MC070 | LEC 1 & 2 |  |  | 0 | 0
MC070-B01 | MC070-B01/G28 | Door Htr Occ |  |  |  |  | Energy sensor | G28 |  |  |  | MC070 | LEC 1 & 2 |  |  | 0 | 0
MC070-B01 | MC070-B01/G29 | Logic 29 |  |  |  |  | Energy sensor | G29 |  |  |  | MC070 | LEC 1 & 2 |  |  | 0 | 0
MC070-B01 | MC070-B01/G3 | Logic 3 |  |  |  |  | Energy sensor | G3 |  |  |  | MC070 | LEC 1 & 2 |  |  | 0 | 0
MC070-B01 | MC070-B01/G30 | Logic 30 |  |  |  |  | Energy sensor | G30 |  |  |  | MC070 | LEC 1 & 2 |  |  | 0 | 0
MC070-B01 | MC070-B01/G31 | Reset |  |  |  |  | Energy sensor | G31 |  |  |  | MC070 | LEC 1 & 2 |  |  | 0 | 0
MC070-B01 | MC070-B01/G32 | Logic 32 |  |  |  |  | Energy sensor | G32 |  |  |  | MC070 | LEC 1 & 2 |  |  | 0 | 0
MC070-B01 | MC070-B01/G33 | Logic 33 |  |  |  |  | Energy sensor | G33 |  |  |  | MC070 | LEC 1 & 2 |  |  | 0 | 0
MC070-B01 | MC070-B01/G34 | AHU Sply Dmpr |  |  |  |  | Energy sensor | G34 |  |  |  | MC070 | LEC 1 & 2 |  |  | 0 | 0
MC070-B01 | MC070-B01/G35 | Logic 35 |  |  |  |  | Energy sensor | G35 |  |  |  | MC070 | LEC 1 & 2 |  |  | 0 | 0
MC070-B01 | MC070-B01/G36 | Logic 36 |  |  |  |  | Energy sensor | G36 |  |  |  | MC070 | LEC 1 & 2 |  |  | 0 | 0
MC070-B01 | MC070-B01/G37 | Logic 37 |  |  |  |  | Energy sensor | G37 |  |  |  | MC070 | LEC 1 & 2 |  |  | 0 | 0
MC070-B01 | MC070-B01/G38 | Logic 38 |  |  |  |  | Energy sensor | G38 |  |  |  | MC070 | LEC 1 & 2 |  |  | 0 | 0
MC070-B01 | MC070-B01/G39 | Logic 39 |  |  |  |  | Energy sensor | G39 |  |  |  | MC070 | LEC 1 & 2 |  |  | 0 | 0
MC070-B01 | MC070-B01/G4 | Logic 4 |  |  |  |  | Energy sensor | G4 |  |  |  | MC070 | LEC 1 & 2 |  |  | 0 | 0
MC070-B01 | MC070-B01/G40 | AHU Sply Fan Fail |  |  |  |  | Energy sensor | G40 |  |  |  | MC070 | LEC 1 & 2 |  |  | 0 | 0
MC070-B01 | MC070-B01/G41 | AHU Fire OK |  |  |  |  | Energy sensor | G41 |  |  |  | MC070 | LEC 1 & 2 |  |  | 0 | 0
MC070-B01 | MC070-B01/G42 | AHU Reqd |  |  |  |  | Energy sensor | G42 |  |  |  | MC070 | LEC 1 & 2 |  |  | 0 | 0
MC070-B01 | MC070-B01/G43 | Logic 43 |  |  |  |  | Energy sensor | G43 |  |  |  | MC070 | LEC 1 & 2 |  |  | 0 | 0
MC070-B01 | MC070-B01/G44 | Logic 44 |  |  |  |  | Energy sensor | G44 |  |  |  | MC070 | LEC 1 & 2 |  |  | 0 | 0
MC070-B01 | MC070-B01/G45 | Logic 45 |  |  |  |  | Energy sensor | G45 |  |  |  | MC070 | LEC 1 & 2 |  |  | 0 | 0
MC070-B01 | MC070-B01/G46 | Logic 46 |  |  |  |  | Energy sensor | G46 |  |  |  | MC070 | LEC 1 & 2 |  |  | 0 | 0
MC070-B01 | MC070-B01/G47 | AHU Ctrl |  |  |  |  | Energy sensor | G47 |  |  |  | MC070 | LEC 1 & 2 |  |  | 0 | 0
MC070-B01 | MC070-B01/G48 | Logic 48 |  |  |  |  | Energy sensor | G48 |  |  |  | MC070 | LEC 1 & 2 |  |  | 0 | 0
MC070-B01 | MC070-B01/G49 | Logic 49 |  |  |  |  | Energy sensor | G49 |  |  |  | MC070 | LEC 1 & 2 |  |  | 0 | 0
MC070-B01 | MC070-B01/G5 | Logic 5 |  |  |  |  | Energy sensor | G5 |  |  |  | MC070 | LEC 1 & 2 |  |  | 0 | 0
MC070-B01 | MC070-B01/G50 | AHU HP Htg Dmd |  |  |  |  | Energy sensor | G50 |  |  |  | MC070 | LEC 1 & 2 |  |  | 0 | 0
MC070-B01 | MC070-B01/G51 | AHU HP Clg Dmd |  |  |  |  | Energy sensor | G51 |  |  |  | MC070 | LEC 1 & 2 |  |  | 0 | 0
MC070-B01 | MC070-B01/G52 | Logic 52 |  |  |  |  | Energy sensor | G52 |  |  |  | MC070 | LEC 1 & 2 |  |  | 0 | 0
MC070-B01 | MC070-B01/G53 | Logic 53 |  |  |  |  | Energy sensor | G53 |  |  |  | MC070 | LEC 1 & 2 |  |  | 0 | 0
MC070-B01 | MC070-B01/G54 | Logic 54 |  |  |  |  | Energy sensor | G54 |  |  |  | MC070 | LEC 1 & 2 |  |  | 0 | 0
MC070-B01 | MC070-B01/G55 | Logic 55 |  |  |  |  | Energy sensor | G55 |  |  |  | MC070 | LEC 1 & 2 |  |  | 0 | 0
MC070-B01 | MC070-B01/G56 | AHU HP Htg |  |  |  |  | Energy sensor | G56 |  |  |  | MC070 | LEC 1 & 2 |  |  | 0 | 0
MC070-B01 | MC070-B01/G57 | Logic 57 |  |  |  |  | Energy sensor | G57 |  |  |  | MC070 | LEC 1 & 2 |  |  | 0 | 0
MC070-B01 | MC070-B01/G58 | Logic 58 |  |  |  |  | Energy sensor | G58 |  |  |  | MC070 | LEC 1 & 2 |  |  | 0 | 0
MC070-B01 | MC070-B01/G59 | Logic 59 |  |  |  |  | Energy sensor | G59 |  |  |  | MC070 | LEC 1 & 2 |  |  | 0 | 0
MC070-B01 | MC070-B01/G6 | Logic 6 |  |  |  |  | Energy sensor | G6 |  |  |  | MC070 | LEC 1 & 2 |  |  | 0 | 0
MC070-B01 | MC070-B01/G60 | Logic 60 |  |  |  |  | Energy sensor | G60 |  |  |  | MC070 | LEC 1 & 2 |  |  | 0 | 0
MC070-B01 | MC070-B01/G61 | AHU HP Clg |  |  |  |  | Energy sensor | G61 |  |  |  | MC070 | LEC 1 & 2 |  |  | 0 | 0
MC070-B01 | MC070-B01/G62 | Logic 62 |  |  |  |  | Energy sensor | G62 |  |  |  | MC070 | LEC 1 & 2 |  |  | 0 | 0
MC070-B01 | MC070-B01/G63 | Logic 63 |  |  |  |  | Energy sensor | G63 |  |  |  | MC070 | LEC 1 & 2 |  |  | 0 | 0
MC070-B01 | MC070-B01/G64 | Logic 64 |  |  |  |  | Energy sensor | G64 |  |  |  | MC070 | LEC 1 & 2 |  |  | 0 | 0
MC070-B01 | MC070-B01/G65 | Fire interlock |  |  |  |  | Energy sensor | G65 |  |  |  | MC070 | LEC 1 & 2 |  |  | 0 | 0
MC070-B01 | MC070-B01/G66 | Logic 66 |  |  |  |  | Energy sensor | G66 |  |  |  | MC070 | LEC 1 & 2 |  |  | 0 | 0
MC070-B01 | MC070-B01/G67 | Logic 67 |  |  |  |  | Energy sensor | G67 |  |  |  | MC070 | LEC 1 & 2 |  |  | 0 | 0
MC070-B01 | MC070-B01/G68 | Logic 68 |  |  |  |  | Energy sensor | G68 |  |  |  | MC070 | LEC 1 & 2 |  |  | 0 | 0
MC070-B01 | MC070-B01/G69 | Logic 69 |  |  |  |  | Energy sensor | G69 |  |  |  | MC070 | LEC 1 & 2 |  |  | 0 | 0
MC070-B01 | MC070-B01/G7 | Logic 7 |  |  |  |  | Energy sensor | G7 |  |  |  | MC070 | LEC 1 & 2 |  |  | 0 | 0
MC070-B01 | MC070-B01/G70 | Logic 70 |  |  |  |  | Energy sensor | G70 |  |  |  | MC070 | LEC 1 & 2 |  |  | 0 | 0
MC070-B01 | MC070-B01/G71 | Logic 71 |  |  |  |  | Energy sensor | G71 |  |  |  | MC070 | LEC 1 & 2 |  |  | 0 | 0
MC070-B01 | MC070-B01/G72 | Logic 72 |  |  |  |  | Energy sensor | G72 |  |  |  | MC070 | LEC 1 & 2 |  |  | 0 | 0
MC070-B01 | MC070-B01/G73 | Logic 73 |  |  |  |  | Energy sensor | G73 |  |  |  | MC070 | LEC 1 & 2 |  |  | 0 | 0
MC070-B01 | MC070-B01/G74 | Logic 74 |  |  |  |  | Energy sensor | G74 |  |  |  | MC070 | LEC 1 & 2 |  |  | 0 | 0
MC070-B01 | MC070-B01/G75 | Logic 75 |  |  |  |  | Energy sensor | G75 |  |  |  | MC070 | LEC 1 & 2 |  |  | 0 | 0
MC070-B01 | MC070-B01/G8 | Logic 8 |  |  |  |  | Energy sensor | G8 |  |  |  | MC070 | LEC 1 & 2 |  |  | 0 | 0
MC070-B01 | MC070-B01/G9 | Logic 9 |  |  |  |  | Energy sensor | G9 |  |  |  | MC070 | LEC 1 & 2 |  |  | 0 | 0
MC070-B01 | MC070-B01/I1 | Fire alarm active |  |  | 0 = Off, 1 = On |  | Energy sensor | I1 |  |  |  | MC070 | LEC 1 & 2 |  |  | 0 | 0
MC070-B01 | MC070-B01/I10 | Store Extr Fan Flow |  |  |  |  | Energy sensor | I10 |  |  |  | MC070 | LEC 1 & 2 |  |  | 0 | 0
MC070-B01 | MC070-B01/I11 | Store Extr Fan Trip |  |  |  |  | Energy sensor | I11 |  |  |  | MC070 | LEC 1 & 2 |  |  | 0 | 0
MC070-B01 | MC070-B01/I15 | Panel kWh Meter |  |  |  |  | Energy sensor | I15 |  |  |  | MC070 | LEC 1 & 2 |  |  | 0 | 0
MC070-B01 | MC070-B01/I2 | Smoke Dmpr Shut |  |  |  |  | Energy sensor | I2 |  |  |  | MC070 | LEC 1 & 2 |  |  | 0 | 0
MC070-B01 | MC070-B01/I21 | AHU FA Dmpr Fail |  |  |  |  | Energy sensor | I21 |  |  |  | MC070 | LEC 1 & 2 |  |  | 0 | 0
MC070-B01 | MC070-B01/I22 | AHU Sply Flow Fail |  |  |  |  | Energy sensor | I22 |  |  |  | MC070 | LEC 1 & 2 |  |  | 0 | 0
MC070-B01 | MC070-B01/I23 | Store Extr Flow Fail |  |  |  |  | Energy sensor | I23 |  |  |  | MC070 | LEC 1 & 2 |  |  | 0 | 0
MC070-B01 | MC070-B01/I3 | AHU Frost Trip |  |  |  |  | Energy sensor | I3 |  |  |  | MC070 | LEC 1 & 2 |  |  | 0 | 0
MC070-B01 | MC070-B01/I4 | AHU FA Dmpr Open |  |  |  |  | Energy sensor | I4 |  |  |  | MC070 | LEC 1 & 2 |  |  | 0 | 0
MC070-B01 | MC070-B01/I5 | AHU Sply Fan Flow |  |  |  |  | Energy sensor | I5 |  |  |  | MC070 | LEC 1 & 2 |  |  | 0 | 0
MC070-B01 | MC070-B01/I6 | AHU Sply Fan Fault |  |  |  |  | Energy sensor | I6 |  |  |  | MC070 | LEC 1 & 2 |  |  | 0 | 0
MC070-B01 | MC070-B01/I7 | AHU Frost EHB HTCO |  |  |  |  | Energy sensor | I7 |  |  |  | MC070 | LEC 1 & 2 |  |  | 0 | 0
MC070-B01 | MC070-B01/I8 | AHU Heat Pump Fault |  |  |  |  | Energy sensor | I8 |  |  |  | MC070 | LEC 1 & 2 |  |  | 0 | 0
MC070-B01 | MC070-B01/I9 | AHU Filter Dirty |  |  |  |  | Energy sensor | I9 |  |  |  | MC070 | LEC 1 & 2 |  |  | 0 | 0
MC070-B01 | MC070-B01/K1 | Lab AHU DET |  |  |  |  | Energy sensor | K1 |  |  |  | MC070 | LEC 1 & 2 |  |  | 0 | 0
MC070-B01 | MC070-B01/K10 | AHU HI Sply Temp |  |  | Degrees Celsius |  | Energy sensor | K10 |  |  |  | MC070 | LEC 1 & 2 |  |  | 0 | 0
MC070-B01 | MC070-B01/K11 | AHU LO Sply Temp |  |  | Degrees Celsius |  | Energy sensor | K11 |  |  |  | MC070 | LEC 1 & 2 |  |  | 0 | 0
MC070-B01 | MC070-B01/K12 | Door Htr Retn SP |  |  |  |  | Energy sensor | K12 |  |  |  | MC070 | LEC 1 & 2 |  |  | 0 | 0
MC070-B01 | MC070-B01/K2 | Store Extr DET |  |  |  |  | Energy sensor | K2 |  |  |  | MC070 | LEC 1 & 2 |  |  | 0 | 0
MC070-B01 | MC070-B01/K3 | Door Htr DET |  |  |  |  | Energy sensor | K3 |  |  |  | MC070 | LEC 1 & 2 |  |  | 0 | 0
MC070-B01 | MC070-B01/K4 | Space frost protection |  |  | Degrees Celsius |  | Energy sensor | K4 |  |  |  | MC070 | LEC 1 & 2 |  |  | 0 | 0
MC070-B01 | MC070-B01/K5 | AHU Sply Fan Dmd |  |  |  |  | Energy sensor | K5 |  |  |  | MC070 | LEC 1 & 2 |  |  | 0 | 0
MC070-B01 | MC070-B01/K7 | AHU Frost SP |  |  |  |  | Energy sensor | K7 |  |  |  | MC070 | LEC 1 & 2 |  |  | 0 | 0
MC070-B01 | MC070-B01/K9 | Lab Space SP |  |  |  |  | Energy sensor | K9 |  |  |  | MC070 | LEC 1 & 2 |  |  | 0 | 0
MC070-B01 | MC070-B01/L1 | [5 empty] | Energy sensor | L1 |  |  |  | MC070 | LEC 1 & 2 |  |  | 0 | 0
MC070-B01 | MC070-B01/L2 | [5 empty] | Energy sensor | L2 |  |  |  | MC070 | LEC 1 & 2 |  |  | 0 | 0
MC070-B01 | MC070-B01/L3 | [5 empty] | Energy sensor | L3 |  |  |  | MC070 | LEC 1 & 2 |  |  | 0 | 0
MC070-B01 | MC070-B01/L4 | [5 empty] | Energy sensor | L4 |  |  |  | MC070 | LEC 1 & 2 |  |  | 0 | 0
MC070-B01 | MC070-B01/L5 | [5 empty] | Energy sensor | L5 |  |  |  | MC070 | LEC 1 & 2 |  |  | 0 | 0
MC070-B01 | MC070-B01/L6 | Loop 6 |  |  |  |  | Energy sensor | L6 |  |  |  | MC070 | LEC 1 & 2 |  |  | 0 | 0
MC070-B01 | MC070-B01/n1 | TREND_09_0A_27 |  |  |  |  | Energy sensor | n1 |  |  |  | MC070 | LEC 1 & 2 |  |  | 0 | 0
MC070-B01 | MC070-B01/o1 | Alarm Route 1 |  |  |  |  | Energy sensor | o1 |  |  |  | MC070 | LEC 1 & 2 |  |  | 0 | 0
MC070-B01 | MC070-B01/o2 | Alarm Route 2 |  |  |  |  | Energy sensor | o2 |  |  |  | MC070 | LEC 1 & 2 |  |  | 0 | 0
MC070-B01 | MC070-B01/o3 | Alarm Route 3 |  |  |  |  | Energy sensor | o3 |  |  |  | MC070 | LEC 1 & 2 |  |  | 0 | 0
MC070-B01 | MC070-B01/P1 | AHU FA Temp |  |  | Degrees Celsius |  | Energy sensor | P1 |  |  |  | MC070 | LEC 1 & 2 |  |  | 0 | 0
MC070-B01 | MC070-B01/P2 | AHU Supply Temp |  |  | Degrees Celsius |  | Energy sensor | P2 |  |  |  | MC070 | LEC 1 & 2 |  |  | 0 | 0
MC070-B01 | MC070-B01/P3 | Lab Space Temp |  |  | Degrees Celsius |  | Energy sensor | P3 |  |  |  | MC070 | LEC 1 & 2 |  |  | 0 | 0
MC070-B01 | MC070-B01/P4 | Door Htr Retn Temp |  |  | Degrees Celsius |  | Energy sensor | P4 |  |  |  | MC070 | LEC 1 & 2 |  |  | 0 | 0
MC070-B01 | MC070-B01/P5 | Panel kWh Daily |  |  |  |  | Energy sensor | P5 |  |  |  | MC070 | LEC 1 & 2 |  |  | 0 | 0
MC070-B01 | MC070-B01/P6 | Panel kWh Daily |  |  |  |  | Energy sensor | P6 |  |  |  | MC070 | LEC 1 & 2 |  |  | 0 | 0
MC070-B01 | MC070-B01/P7 | Panel kWh Data |  |  |  |  | Energy sensor | P7 |  |  |  | MC070 | LEC 1 & 2 |  |  | 0 | 0
MC070-B01 | MC070-B01/Q1 | Sequence Table 1 |  |  |  |  | Energy sensor | Q1 |  |  |  | MC070 | LEC 1 & 2 |  |  | 0 | 0
MC070-B01 | MC070-B01/S1 | AHU Frost Temp |  |  | Degrees Celsius |  | Energy sensor | S1 |  |  |  | MC070 | LEC 1 & 2 |  |  | 0 | 0
MC070-B01 | MC070-B01/S10 | 4DIX Module 2 |  |  |  |  | Energy sensor | S10 |  |  |  | MC070 | LEC 1 & 2 |  |  | 0 | 0
MC070-B01 | MC070-B01/S11 | 4DIX Module 3 |  |  |  |  | Energy sensor | S11 |  |  |  | MC070 | LEC 1 & 2 |  |  | 0 | 0
MC070-B01 | MC070-B01/S2 | AHU Supply Temp |  |  | Degrees Celsius |  | Energy sensor | S2 |  |  |  | MC070 | LEC 1 & 2 |  |  | 0 | 0
MC070-B01 | MC070-B01/S21 | Panel kWh Daily |  |  |  |  | Energy sensor | S21 |  |  |  | MC070 | LEC 1 & 2 |  |  | 0 | 0
MC070-B01 | MC070-B01/S22 | Panel kWh Total |  |  |  |  | Energy sensor | S22 |  |  |  | MC070 | LEC 1 & 2 |  |  | 0 | 0
MC070-B01 | MC070-B01/S23 | Panel kWh Weekly |  |  |  |  | Energy sensor | S23 |  |  |  | MC070 | LEC 1 & 2 |  |  | 0 | 0
MC070-B01 | MC070-B01/S24 | Panel kWh Week-1 |  |  |  |  | Energy sensor | S24 |  |  |  | MC070 | LEC 1 & 2 |  |  | 0 | 0
MC070-B01 | MC070-B01/S25 | Panel kWh Mnthly |  |  |  |  | Energy sensor | S25 |  |  |  | MC070 | LEC 1 & 2 |  |  | 0 | 0
MC070-B01 | MC070-B01/S26 | Panel kWh Month-1 |  |  |  |  | Energy sensor | S26 |  |  |  | MC070 | LEC 1 & 2 |  |  | 0 | 0
MC070-B01 | MC070-B01/S27 | Panel kWh Data |  |  |  |  | Energy sensor | S27 |  |  |  | MC070 | LEC 1 & 2 |  |  | 0 | 0
MC070-B01 | MC070-B01/S3 | Lab Space Temp |  |  | Degrees Celsius |  | Energy sensor | S3 |  |  |  | MC070 | LEC 1 & 2 |  |  | 0 | 0
MC070-B01 | MC070-B01/S4 | Door Htr Retn Temp |  |  | Degrees Celsius |  | Energy sensor | S4 |  |  |  | MC070 | LEC 1 & 2 |  |  | 0 | 0
MC070-B01 | MC070-B01/S9 | 4DIX Module 1 |  |  |  |  | Energy sensor | S9 |  |  |  | MC070 | LEC 1 & 2 |  |  | 0 | 0
MC070-B01 | MC070-B01/V1 | [5 empty] | Energy sensor | V1 |  |  |  | MC070 | LEC 1 & 2 |  |  | 0 | 0
MC070-B01 | MC070-B01/W1 | Lab AHU DET |  |  |  |  | Energy sensor | W1 |  |  |  | MC070 | LEC 1 & 2 |  |  | 0 | 0
MC070-B01 | MC070-B01/W2 | Store Extr DET |  |  |  |  | Energy sensor | W2 |  |  |  | MC070 | LEC 1 & 2 |  |  | 0 | 0
MC070-B01 | MC070-B01/W3 | Door Htr DET |  |  |  |  | Energy sensor | W3 |  |  |  | MC070 | LEC 1 & 2 |  |  | 0 | 0
MC070-B01 | MC070-B01/W4 | Plant Fault Reset |  |  |  |  | Energy sensor | W4 |  |  |  | MC070 | LEC 1 & 2 |  |  | 0 | 0
MC070-B01 | MC070-B01/W5 | Panel kWh Reset |  |  |  |  | Energy sensor | W5 |  |  |  | MC070 | LEC 1 & 2 |  |  | 0 | 0
MC070-B01 | MC070-B01/Y1 | Trend T -20+50 |  |  |  |  | Energy sensor | Y1 |  |  |  | MC070 | LEC 1 & 2 |  |  | 0 | 0
MC070-B01 | MC070-B01/Y2 | 4DIX V |  |  |  |  | Energy sensor | Y2 |  |  |  | MC070 | LEC 1 & 2 |  |  | 0 | 0
MC070-B01 | MC070-B01/Z1 | Lab Supply AHU |  |  |  |  | Energy sensor | Z1 |  |  |  | MC070 | LEC 1 & 2 |  |  | 0 | 0
MC070-B01 | MC070-B01/Z2 | Store Extract Fan |  |  |  |  | Energy sensor | Z2 |  |  |  | MC070 | LEC 1 & 2 |  |  | 0 | 0
MC070-B01 | MC070-B01/Z3 | Door Heater |  |  |  |  | Energy sensor | Z3 |  |  |  | MC070 | LEC 1 & 2 |  |  | 0 | 0
MC072-B01 | MC072-B01/C1 | Virtual CNC 1 |  |  |  |  | Energy sensor | C1 |  |  |  | MC072 | Fylde College |  |  | 0 | 0
MC072-B01 | MC072-B01/D1 | Hot water service valve |  |  |  |  | Energy sensor | D1 |  |  |  | MC072 | Fylde College |  |  | 0 | 0
MC072-B01 | MC072-B01/D10 | Immersion Enable |  |  |  |  | Energy sensor | D10 |  |  |  | MC072 | Fylde College |  |  | 0 | 0
MC072-B01 | MC072-B01/D11 | South Spine Duct Lighting |  |  |  |  | Energy sensor | D11 |  |  |  | MC072 | Fylde College |  |  | 0 | 0
MC072-B01 | MC072-B01/D12 | HWS Pump Enable |  |  |  |  | Energy sensor | D12 |  |  |  | MC072 | Fylde College |  |  | 0 | 0
MC072-B01 | MC072-B01/D13 | CT Pump 1 Enable |  |  |  |  | Energy sensor | D13 |  |  |  | MC072 | Fylde College |  |  | 0 | 0
MC072-B01 | MC072-B01/D14 | CT Pump 2 Enable |  |  |  |  | Energy sensor | D14 |  |  |  | MC072 | Fylde College |  |  | 0 | 0
MC072-B01 | MC072-B01/D15 | Tower Pump 1 Enable |  |  |  |  | Energy sensor | D15 |  |  |  | MC072 | Fylde College |  |  | 0 | 0
MC072-B01 | MC072-B01/D16 | Tower Pump 2 Enable |  |  |  |  | Energy sensor | D16 |  |  |  | MC072 | Fylde College |  |  | 0 | 0
MC072-B01 | MC072-B01/D17 | N_East Pump 1 Enable |  |  |  |  | Energy sensor | D17 |  |  |  | MC072 | Fylde College |  |  | 0 | 0
MC072-B01 | MC072-B01/D18 | N_East Pump 2 Enable |  |  |  |  | Energy sensor | D18 |  |  |  | MC072 | Fylde College |  |  | 0 | 0
MC072-B01 | MC072-B01/D19 | West Pump 1 Enable |  |  |  |  | Energy sensor | D19 |  |  |  | MC072 | Fylde College |  |  | 0 | 0
MC072-B01 | MC072-B01/D2 | Destrat Pump enable |  |  |  |  | Energy sensor | D2 |  |  |  | MC072 | Fylde College |  |  | 0 | 0
MC072-B01 | MC072-B01/D20 | West Pump 2 |  |  |  |  | Energy sensor | D20 |  |  |  | MC072 | Fylde College |  |  | 0 | 0
MC072-B01 | MC072-B01/D21 | South Pump 1 Enable |  |  |  |  | Energy sensor | D21 |  |  |  | MC072 | Fylde College |  |  | 0 | 0
MC072-B01 | MC072-B01/D22 | South Pump 2 Enable |  |  |  |  | Energy sensor | D22 |  |  |  | MC072 | Fylde College |  |  | 0 | 0
MC072-B01 | MC072-B01/D3 | Common Fault Light |  |  |  |  | Energy sensor | D3 |  |  |  | MC072 | Fylde College |  |  | 0 | 0
MC072-B01 | MC072-B01/D5 | Tower Pumps Enabled |  |  |  |  | Energy sensor | D5 |  |  |  | MC072 | Fylde College |  |  | 0 | 0
MC072-B01 | MC072-B01/D6 | CT Pumps Enable |  |  |  |  | Energy sensor | D6 |  |  |  | MC072 | Fylde College |  |  | 0 | 0
MC072-B01 | MC072-B01/D7 | North_East Pumps Enable |  |  |  |  | Energy sensor | D7 |  |  |  | MC072 | Fylde College |  |  | 0 | 0
MC072-B01 | MC072-B01/D8 | West Pumps Enable |  |  |  |  | Energy sensor | D8 |  |  |  | MC072 | Fylde College |  |  | 0 | 0
MC072-B01 | MC072-B01/D9 | South Pumps Enable |  |  |  |  | Energy sensor | D9 |  |  |  | MC072 | Fylde College |  |  | 0 | 0
MC072-B01 | MC072-B01/F1 | Is 4Dix Value Changing |  |  |  |  | Energy sensor | F1 |  |  |  | MC072 | Fylde College |  |  | 0 | 0
MC072-B01 | MC072-B01/F10 | Function 10 |  |  |  |  | Energy sensor | F10 |  |  |  | MC072 | Fylde College |  |  | 0 | 0
MC072-B01 | MC072-B01/F11 | Function 11 |  |  |  |  | Energy sensor | F11 |  |  |  | MC072 | Fylde College |  |  | 0 | 0
MC072-B01 | MC072-B01/F12 | Function 12 |  |  |  |  | Energy sensor | F12 |  |  |  | MC072 | Fylde College |  |  | 0 | 0
MC072-B01 | MC072-B01/F13 | 4Dix Stable Value |  |  |  |  | Energy sensor | F13 |  |  |  | MC072 | Fylde College |  |  | 0 | 0
MC072-B01 | MC072-B01/F14 | 4Dix Value Decoder |  |  |  |  | Energy sensor | F14 |  |  |  | MC072 | Fylde College |  |  | 0 | 0
MC072-B01 | MC072-B01/F15 | Function 15 |  |  |  |  | Energy sensor | F15 |  |  |  | MC072 | Fylde College |  |  | 0 | 0
MC072-B01 | MC072-B01/F16 | Function 16 |  |  |  |  | Energy sensor | F16 |  |  |  | MC072 | Fylde College |  |  | 0 | 0
MC072-B01 | MC072-B01/F17 | Function 17 |  |  |  |  | Energy sensor | F17 |  |  |  | MC072 | Fylde College |  |  | 0 | 0
MC072-B01 | MC072-B01/F18 | Function 18 |  |  |  |  | Energy sensor | F18 |  |  |  | MC072 | Fylde College |  |  | 0 | 0
MC072-B01 | MC072-B01/F19 | Function 19 |  |  |  |  | Energy sensor | F19 |  |  |  | MC072 | Fylde College |  |  | 0 | 0
MC072-B01 | MC072-B01/F2 | 4Dix Previous Value |  |  |  |  | Energy sensor | F2 |  |  |  | MC072 | Fylde College |  |  | 0 | 0
MC072-B01 | MC072-B01/F20 | Function 20 |  |  |  |  | Energy sensor | F20 |  |  |  | MC072 | Fylde College |  |  | 0 | 0
MC072-B01 | MC072-B01/F21 | Function 21 |  |  |  |  | Energy sensor | F21 |  |  |  | MC072 | Fylde College |  |  | 0 | 0
MC072-B01 | MC072-B01/F22 | Function 22 |  |  |  |  | Energy sensor | F22 |  |  |  | MC072 | Fylde College |  |  | 0 | 0
MC072-B01 | MC072-B01/F23 | Function 23 |  |  |  |  | Energy sensor | F23 |  |  |  | MC072 | Fylde College |  |  | 0 | 0
MC072-B01 | MC072-B01/F24 | Litres per second |  |  |  |  | Energy sensor | F24 |  |  |  | MC072 | Fylde College |  |  | 0 | 0
MC072-B01 | MC072-B01/F25 | Subtract for delta-T |  |  |  |  | Energy sensor | F25 |  |  |  | MC072 | Fylde College |  |  | 0 | 0
MC072-B01 | MC072-B01/F26 | Function 26 |  |  |  |  | Energy sensor | F26 |  |  |  | MC072 | Fylde College |  |  | 0 | 0
MC072-B01 | MC072-B01/F3 | Function 3 |  |  |  |  | Energy sensor | F3 |  |  |  | MC072 | Fylde College |  |  | 0 | 0
MC072-B01 | MC072-B01/F4 | Function 4 |  |  |  |  | Energy sensor | F4 |  |  |  | MC072 | Fylde College |  |  | 0 | 0
MC072-B01 | MC072-B01/F5 | Function 5 |  |  |  |  | Energy sensor | F5 |  |  |  | MC072 | Fylde College |  |  | 0 | 0
MC072-B01 | MC072-B01/F6 | Function 6 |  |  |  |  | Energy sensor | F6 |  |  |  | MC072 | Fylde College |  |  | 0 | 0
MC072-B01 | MC072-B01/F7 | Function 7 |  |  |  |  | Energy sensor | F7 |  |  |  | MC072 | Fylde College |  |  | 0 | 0
MC072-B01 | MC072-B01/F8 | Function 8 |  |  |  |  | Energy sensor | F8 |  |  |  | MC072 | Fylde College |  |  | 0 | 0
MC072-B01 | MC072-B01/F9 | Function 9 |  |  |  |  | Energy sensor | F9 |  |  |  | MC072 | Fylde College |  |  | 0 | 0
MC072-B01 | MC072-B01/G1 | Logic 1 |  |  |  |  | Energy sensor | G1 |  |  |  | MC072 | Fylde College |  |  | 0 | 0
MC072-B01 | MC072-B01/G10 | Logic 10 |  |  |  |  | Energy sensor | G10 |  |  |  | MC072 | Fylde College |  |  | 0 | 0
MC072-B01 | MC072-B01/G11 | Logic 11 |  |  |  |  | Energy sensor | G11 |  |  |  | MC072 | Fylde College |  |  | 0 | 0
MC072-B01 | MC072-B01/G12 | Logic 12 |  |  |  |  | Energy sensor | G12 |  |  |  | MC072 | Fylde College |  |  | 0 | 0
MC072-B01 | MC072-B01/G13 | Logic 13 |  |  |  |  | Energy sensor | G13 |  |  |  | MC072 | Fylde College |  |  | 0 | 0
MC072-B01 | MC072-B01/G14 | Logic 14 |  |  |  |  | Energy sensor | G14 |  |  |  | MC072 | Fylde College |  |  | 0 | 0
MC072-B01 | MC072-B01/G15 | Logic 15 |  |  |  |  | Energy sensor | G15 |  |  |  | MC072 | Fylde College |  |  | 0 | 0
MC072-B01 | MC072-B01/G16 | Logic 16 |  |  |  |  | Energy sensor | G16 |  |  |  | MC072 | Fylde College |  |  | 0 | 0
MC072-B01 | MC072-B01/G17 | Logic 17 |  |  |  |  | Energy sensor | G17 |  |  |  | MC072 | Fylde College |  |  | 0 | 0
MC072-B01 | MC072-B01/G18 | Logic 18 |  |  |  |  | Energy sensor | G18 |  |  |  | MC072 | Fylde College |  |  | 0 | 0
MC072-B01 | MC072-B01/G19 | Logic 19 |  |  |  |  | Energy sensor | G19 |  |  |  | MC072 | Fylde College |  |  | 0 | 0
MC072-B01 | MC072-B01/G2 | Logic 2 |  |  |  |  | Energy sensor | G2 |  |  |  | MC072 | Fylde College |  |  | 0 | 0
MC072-B01 | MC072-B01/G20 | Logic 20 |  |  |  |  | Energy sensor | G20 |  |  |  | MC072 | Fylde College |  |  | 0 | 0
MC072-B01 | MC072-B01/G21 | Logic 21 |  |  |  |  | Energy sensor | G21 |  |  |  | MC072 | Fylde College |  |  | 0 | 0
MC072-B01 | MC072-B01/G22 | Logic 22 |  |  |  |  | Energy sensor | G22 |  |  |  | MC072 | Fylde College |  |  | 0 | 0
MC072-B01 | MC072-B01/G23 | Logic 23 |  |  |  |  | Energy sensor | G23 |  |  |  | MC072 | Fylde College |  |  | 0 | 0
MC072-B01 | MC072-B01/G24 | Logic 24 |  |  |  |  | Energy sensor | G24 |  |  |  | MC072 | Fylde College |  |  | 0 | 0
MC072-B01 | MC072-B01/G25 | Logic 25 |  |  |  |  | Energy sensor | G25 |  |  |  | MC072 | Fylde College |  |  | 0 | 0
MC072-B01 | MC072-B01/G26 | Logic 26 |  |  |  |  | Energy sensor | G26 |  |  |  | MC072 | Fylde College |  |  | 0 | 0
MC072-B01 | MC072-B01/G27 | Logic 27 |  |  |  |  | Energy sensor | G27 |  |  |  | MC072 | Fylde College |  |  | 0 | 0
MC072-B01 | MC072-B01/G28 | Logic 28 |  |  |  |  | Energy sensor | G28 |  |  |  | MC072 | Fylde College |  |  | 0 | 0
MC072-B01 | MC072-B01/G29 | Logic 29 |  |  |  |  | Energy sensor | G29 |  |  |  | MC072 | Fylde College |  |  | 0 | 0
MC072-B01 | MC072-B01/G3 | Logic 3 |  |  |  |  | Energy sensor | G3 |  |  |  | MC072 | Fylde College |  |  | 0 | 0
MC072-B01 | MC072-B01/G30 | Logic 30 |  |  |  |  | Energy sensor | G30 |  |  |  | MC072 | Fylde College |  |  | 0 | 0
MC072-B01 | MC072-B01/G31 | Logic 31 |  |  |  |  | Energy sensor | G31 |  |  |  | MC072 | Fylde College |  |  | 0 | 0
MC072-B01 | MC072-B01/G32 | Logic 32 |  |  |  |  | Energy sensor | G32 |  |  |  | MC072 | Fylde College |  |  | 0 | 0
MC072-B01 | MC072-B01/G33 | Logic 33 |  |  |  |  | Energy sensor | G33 |  |  |  | MC072 | Fylde College |  |  | 0 | 0
MC072-B01 | MC072-B01/G34 | Logic 34 |  |  |  |  | Energy sensor | G34 |  |  |  | MC072 | Fylde College |  |  | 0 | 0
MC072-B01 | MC072-B01/G35 | Logic 35 |  |  |  |  | Energy sensor | G35 |  |  |  | MC072 | Fylde College |  |  | 0 | 0
MC072-B01 | MC072-B01/G36 | Logic 36 |  |  |  |  | Energy sensor | G36 |  |  |  | MC072 | Fylde College |  |  | 0 | 0
MC072-B01 | MC072-B01/G37 | Logic 37 |  |  |  |  | Energy sensor | G37 |  |  |  | MC072 | Fylde College |  |  | 0 | 0
MC072-B01 | MC072-B01/G38 | Logic 38 |  |  |  |  | Energy sensor | G38 |  |  |  | MC072 | Fylde College |  |  | 0 | 0
MC072-B01 | MC072-B01/G39 | Logic 39 |  |  |  |  | Energy sensor | G39 |  |  |  | MC072 | Fylde College |  |  | 0 | 0
MC072-B01 | MC072-B01/G4 | Logic 4 |  |  |  |  | Energy sensor | G4 |  |  |  | MC072 | Fylde College |  |  | 0 | 0
MC072-B01 | MC072-B01/G40 | Logic 40 |  |  |  |  | Energy sensor | G40 |  |  |  | MC072 | Fylde College |  |  | 0 | 0
MC072-B01 | MC072-B01/G41 | Logic 41 |  |  |  |  | Energy sensor | G41 |  |  |  | MC072 | Fylde College |  |  | 0 | 0
MC072-B01 | MC072-B01/G42 | Logic 42 |  |  |  |  | Energy sensor | G42 |  |  |  | MC072 | Fylde College |  |  | 0 | 0
MC072-B01 | MC072-B01/G43 | Logic 43 |  |  |  |  | Energy sensor | G43 |  |  |  | MC072 | Fylde College |  |  | 0 | 0
MC072-B01 | MC072-B01/G44 | Logic 44 |  |  |  |  | Energy sensor | G44 |  |  |  | MC072 | Fylde College |  |  | 0 | 0
MC072-B01 | MC072-B01/G45 | Logic 45 |  |  |  |  | Energy sensor | G45 |  |  |  | MC072 | Fylde College |  |  | 0 | 0
MC072-B01 | MC072-B01/G46 | Logic 46 |  |  |  |  | Energy sensor | G46 |  |  |  | MC072 | Fylde College |  |  | 0 | 0
MC072-B01 | MC072-B01/G47 | Logic 47 |  |  |  |  | Energy sensor | G47 |  |  |  | MC072 | Fylde College |  |  | 0 | 0
MC072-B01 | MC072-B01/G48 | Logic 48 |  |  |  |  | Energy sensor | G48 |  |  |  | MC072 | Fylde College |  |  | 0 | 0
MC072-B01 | MC072-B01/G49 | Logic 49 |  |  |  |  | Energy sensor | G49 |  |  |  | MC072 | Fylde College |  |  | 0 | 0
MC072-B01 | MC072-B01/G5 | Logic 5 |  |  |  |  | Energy sensor | G5 |  |  |  | MC072 | Fylde College |  |  | 0 | 0
MC072-B01 | MC072-B01/G50 | Logic 50 |  |  |  |  | Energy sensor | G50 |  |  |  | MC072 | Fylde College |  |  | 0 | 0
MC072-B01 | MC072-B01/G51 | Logic 51 |  |  |  |  | Energy sensor | G51 |  |  |  | MC072 | Fylde College |  |  | 0 | 0
MC072-B01 | MC072-B01/G52 | Logic 52 |  |  |  |  | Energy sensor | G52 |  |  |  | MC072 | Fylde College |  |  | 0 | 0
MC072-B01 | MC072-B01/G53 | Logic 53 |  |  |  |  | Energy sensor | G53 |  |  |  | MC072 | Fylde College |  |  | 0 | 0
MC072-B01 | MC072-B01/G54 | Logic 54 |  |  |  |  | Energy sensor | G54 |  |  |  | MC072 | Fylde College |  |  | 0 | 0
MC072-B01 | MC072-B01/G55 | Logic 55 |  |  |  |  | Energy sensor | G55 |  |  |  | MC072 | Fylde College |  |  | 0 | 0
MC072-B01 | MC072-B01/G56 | Logic 56 |  |  |  |  | Energy sensor | G56 |  |  |  | MC072 | Fylde College |  |  | 0 | 0
MC072-B01 | MC072-B01/G57 | Logic 57 |  |  |  |  | Energy sensor | G57 |  |  |  | MC072 | Fylde College |  |  | 0 | 0
MC072-B01 | MC072-B01/G58 | CT Pump 1 Hrs Run |  |  |  |  | Energy sensor | G58 |  |  |  | MC072 | Fylde College |  |  | 0 | 0
MC072-B01 | MC072-B01/G59 | Logic 59 |  |  |  |  | Energy sensor | G59 |  |  |  | MC072 | Fylde College |  |  | 0 | 0
MC072-B01 | MC072-B01/G6 | Logic 6 |  |  |  |  | Energy sensor | G6 |  |  |  | MC072 | Fylde College |  |  | 0 | 0
MC072-B01 | MC072-B01/G60 | CT Pump 2 Hrs Run |  |  |  |  | Energy sensor | G60 |  |  |  | MC072 | Fylde College |  |  | 0 | 0
MC072-B01 | MC072-B01/G61 | Logic 61 |  |  |  |  | Energy sensor | G61 |  |  |  | MC072 | Fylde College |  |  | 0 | 0
MC072-B01 | MC072-B01/G62 | OAT Eco Active |  |  |  |  | Energy sensor | G62 |  |  |  | MC072 | Fylde College |  |  | 0 | 0
MC072-B01 | MC072-B01/G63 | Logic 63 |  |  |  |  | Energy sensor | G63 |  |  |  | MC072 | Fylde College |  |  | 0 | 0
MC072-B01 | MC072-B01/G64 | Inside Eco Active |  |  |  |  | Energy sensor | G64 |  |  |  | MC072 | Fylde College |  |  | 0 | 0
MC072-B01 | MC072-B01/G65 | Tower Pump 1 Hrs Run |  |  |  |  | Energy sensor | G65 |  |  |  | MC072 | Fylde College |  |  | 0 | 0
MC072-B01 | MC072-B01/G66 | Tower Pump 2 Hrs Run |  |  |  |  | Energy sensor | G66 |  |  |  | MC072 | Fylde College |  |  | 0 | 0
MC072-B01 | MC072-B01/G67 | N_East Pump 2 Enable |  |  |  |  | Energy sensor | G67 |  |  |  | MC072 | Fylde College |  |  | 0 | 0
MC072-B01 | MC072-B01/G68 | NE Pump 2 Hrs Run |  |  |  |  | Energy sensor | G68 |  |  |  | MC072 | Fylde College |  |  | 0 | 0
MC072-B01 | MC072-B01/G69 | West Pump 1 Hrs Run |  |  |  |  | Energy sensor | G69 |  |  |  | MC072 | Fylde College |  |  | 0 | 0
MC072-B01 | MC072-B01/G7 | Logic 7 |  |  |  |  | Energy sensor | G7 |  |  |  | MC072 | Fylde College |  |  | 0 | 0
MC072-B01 | MC072-B01/G70 | West Pump 2 Hrs Run |  |  |  |  | Energy sensor | G70 |  |  |  | MC072 | Fylde College |  |  | 0 | 0
MC072-B01 | MC072-B01/G71 | South Pump 1 Hrs Run |  |  |  |  | Energy sensor | G71 |  |  |  | MC072 | Fylde College |  |  | 0 | 0
MC072-B01 | MC072-B01/G72 | South Pump 2 Hrs Run |  |  |  |  | Energy sensor | G72 |  |  |  | MC072 | Fylde College |  |  | 0 | 0
MC072-B01 | MC072-B01/G73 | Logic 73 |  |  |  |  | Energy sensor | G73 |  |  |  | MC072 | Fylde College |  |  | 0 | 0
MC072-B01 | MC072-B01/G74 | Logic 74 |  |  |  |  | Energy sensor | G74 |  |  |  | MC072 | Fylde College |  |  | 0 | 0
MC072-B01 | MC072-B01/G75 | Logic 75 |  |  |  |  | Energy sensor | G75 |  |  |  | MC072 | Fylde College |  |  | 0 | 0
MC072-B01 | MC072-B01/G76 | Logic 76 |  |  |  |  | Energy sensor | G76 |  |  |  | MC072 | Fylde College |  |  | 0 | 0
MC072-B01 | MC072-B01/G77 | Logic 77 |  |  |  |  | Energy sensor | G77 |  |  |  | MC072 | Fylde College |  |  | 0 | 0
MC072-B01 | MC072-B01/G78 | Tower Pump Duty |  |  |  |  | Energy sensor | G78 |  |  |  | MC072 | Fylde College |  |  | 0 | 0
MC072-B01 | MC072-B01/G79 | Logic 79 |  |  |  |  | Energy sensor | G79 |  |  |  | MC072 | Fylde College |  |  | 0 | 0
MC072-B01 | MC072-B01/G8 | Logic 8 |  |  |  |  | Energy sensor | G8 |  |  |  | MC072 | Fylde College |  |  | 0 | 0
MC072-B01 | MC072-B01/G80 | Constant temperature circuit pump duty |  |  |  |  | Energy sensor | G80 |  |  |  | MC072 | Fylde College |  |  | 0 | 0
MC072-B01 | MC072-B01/G81 | Logic 81 |  |  |  |  | Energy sensor | G81 |  |  |  | MC072 | Fylde College |  |  | 0 | 0
MC072-B01 | MC072-B01/G82 | Logic 82 |  |  |  |  | Energy sensor | G82 |  |  |  | MC072 | Fylde College |  |  | 0 | 0
MC072-B01 | MC072-B01/G83 | Logic 83 |  |  |  |  | Energy sensor | G83 |  |  |  | MC072 | Fylde College |  |  | 0 | 0
MC072-B01 | MC072-B01/G84 | NE Pump Duty |  |  |  |  | Energy sensor | G84 |  |  |  | MC072 | Fylde College |  |  | 0 | 0
MC072-B01 | MC072-B01/G85 | Logic 85 |  |  |  |  | Energy sensor | G85 |  |  |  | MC072 | Fylde College |  |  | 0 | 0
MC072-B01 | MC072-B01/G86 | Logic 86 |  |  |  |  | Energy sensor | G86 |  |  |  | MC072 | Fylde College |  |  | 0 | 0
MC072-B01 | MC072-B01/G87 | West Pump Duty |  |  |  |  | Energy sensor | G87 |  |  |  | MC072 | Fylde College |  |  | 0 | 0
MC072-B01 | MC072-B01/G88 | Logic 88 |  |  |  |  | Energy sensor | G88 |  |  |  | MC072 | Fylde College |  |  | 0 | 0
MC072-B01 | MC072-B01/G89 | Logic 89 |  |  |  |  | Energy sensor | G89 |  |  |  | MC072 | Fylde College |  |  | 0 | 0
MC072-B01 | MC072-B01/G9 | Logic 9 |  |  |  |  | Energy sensor | G9 |  |  |  | MC072 | Fylde College |  |  | 0 | 0
MC072-B01 | MC072-B01/G90 | Constant temperature circuit pump duty |  |  |  |  | Energy sensor | G90 |  |  |  | MC072 | Fylde College |  |  | 0 | 0
MC072-B01 | MC072-B01/G91 | Logic 91 |  |  |  |  | Energy sensor | G91 |  |  |  | MC072 | Fylde College |  |  | 0 | 0
MC072-B01 | MC072-B01/I1 | CT Pump 1 Fault |  |  |  |  | Energy sensor | I1 |  |  |  | MC072 | Fylde College |  |  | 0 | 0
MC072-B01 | MC072-B01/i1 | 1 16DI |  |  |  |  | Energy sensor | i1 |  |  |  | MC072 | Fylde College |  |  | 0 | 0
MC072-B01 | MC072-B01/I10 | South Pump 2 Fault |  |  |  |  | Energy sensor | I10 |  |  |  | MC072 | Fylde College |  |  | 0 | 0
MC072-B01 | MC072-B01/I11 | Destrat Pump Fault |  |  |  |  | Energy sensor | I11 |  |  |  | MC072 | Fylde College |  |  | 0 | 0
MC072-B01 | MC072-B01/I12 | Spine duct Lts Status |  |  |  |  | Energy sensor | I12 |  |  |  | MC072 | Fylde College |  |  | 0 | 0
MC072-B01 | MC072-B01/I13 | OAT Eco Active |  |  |  |  | Energy sensor | I13 |  |  |  | MC072 | Fylde College |  |  | 0 | 0
MC072-B01 | MC072-B01/I14 | Inside Eco Active |  |  |  |  | Energy sensor | I14 |  |  |  | MC072 | Fylde College |  |  | 0 | 0
MC072-B01 | MC072-B01/I15 | CT Pump ON-OFF |  |  |  |  | Energy sensor | I15 |  |  |  | MC072 | Fylde College |  |  | 0 | 0
MC072-B01 | MC072-B01/I16 | Tower Pump ON-OFF |  |  |  |  | Energy sensor | I16 |  |  |  | MC072 | Fylde College |  |  | 0 | 0
MC072-B01 | MC072-B01/I17 | NE Pump ON-OFF |  |  |  |  | Energy sensor | I17 |  |  |  | MC072 | Fylde College |  |  | 0 | 0
MC072-B01 | MC072-B01/I18 | West Pump ON-OFF |  |  |  |  | Energy sensor | I18 |  |  |  | MC072 | Fylde College |  |  | 0 | 0
MC072-B01 | MC072-B01/I19 | South Pump ON-OFF |  |  |  |  | Energy sensor | I19 |  |  |  | MC072 | Fylde College |  |  | 0 | 0
MC072-B01 | MC072-B01/i2 | 1 8DO |  |  |  |  | Energy sensor | i2 |  |  |  | MC072 | Fylde College |  |  | 0 | 0
MC072-B01 | MC072-B01/I2 | CT Pump 2 Fault |  |  |  |  | Energy sensor | I2 |  |  |  | MC072 | Fylde College |  |  | 0 | 0
MC072-B01 | MC072-B01/I20 | Digital Input 20 |  |  |  |  | Energy sensor | I20 |  |  |  | MC072 | Fylde College |  |  | 0 | 0
MC072-B01 | MC072-B01/I21 | Digital Input 20 |  |  |  |  | Energy sensor | I21 |  |  |  | MC072 | Fylde College |  |  | 0 | 0
MC072-B01 | MC072-B01/I22 | Reset Switch |  |  |  |  | Energy sensor | I22 |  |  |  | MC072 | Fylde College |  |  | 0 | 0
MC072-B01 | MC072-B01/I23 | CT Pump ON-OFF |  |  |  |  | Energy sensor | I23 |  |  |  | MC072 | Fylde College |  |  | 0 | 0
MC072-B01 | MC072-B01/I24 | South Pump ON-OFF |  |  |  |  | Energy sensor | I24 |  |  |  | MC072 | Fylde College |  |  | 0 | 0
MC072-B01 | MC072-B01/i3 | IO Module 3 |  |  |  |  | Energy sensor | i3 |  |  |  | MC072 | Fylde College |  |  | 0 | 0
MC072-B01 | MC072-B01/I3 | Tower Pump 1 Fault |  |  |  |  | Energy sensor | I3 |  |  |  | MC072 | Fylde College |  |  | 0 | 0
MC072-B01 | MC072-B01/i4 | [5 empty] | Energy sensor | i4 |  |  |  | MC072 | Fylde College |  |  | 0 | 0
MC072-B01 | MC072-B01/I4 | Tower Pump 2 Fault |  |  |  |  | Energy sensor | I4 |  |  |  | MC072 | Fylde College |  |  | 0 | 0
MC072-B01 | MC072-B01/I5 | North_East Pump 1 Fault |  |  |  |  | Energy sensor | I5 |  |  |  | MC072 | Fylde College |  |  | 0 | 0
MC072-B01 | MC072-B01/I6 | North_East Pump 2 Fault |  |  |  |  | Energy sensor | I6 |  |  |  | MC072 | Fylde College |  |  | 0 | 0
MC072-B01 | MC072-B01/I7 | West Pump 1 Fault |  |  |  |  | Energy sensor | I7 |  |  |  | MC072 | Fylde College |  |  | 0 | 0
MC072-B01 | MC072-B01/I8 | West Pump 2 Fault |  |  |  |  | Energy sensor | I8 |  |  |  | MC072 | Fylde College |  |  | 0 | 0
MC072-B01 | MC072-B01/I9 | South Pump 1 Fault |  |  |  |  | Energy sensor | I9 |  |  |  | MC072 | Fylde College |  |  | 0 | 0
MC072-B01 | MC072-B01/K1 | Valve HWS Setpoint |  |  |  |  | Energy sensor | K1 |  |  |  | MC072 | Fylde College |  |  | 0 | 0
MC072-B01 | MC072-B01/K3 | Hot water service setpoint |  |  | Degrees Celsius |  | Energy sensor | K3 |  |  |  | MC072 | Fylde College |  |  | 0 | 0
MC072-B01 | MC072-B01/K4 | Outside air temperature frost protection |  |  |  |  | Energy sensor | K4 |  |  |  | MC072 | Fylde College |  |  | 0 | 0
MC072-B01 | MC072-B01/K5 | Water frost protection |  |  | Degrees Celsius |  | Energy sensor | K5 |  |  |  | MC072 | Fylde College |  |  | 0 | 0
MC072-B01 | MC072-B01/K6 | Space frost protection |  |  | Degrees Celsius |  | Energy sensor | K6 |  |  |  | MC072 | Fylde College |  |  | 0 | 0
MC072-B01 | MC072-B01/K7 | District above 60 |  |  |  |  | Energy sensor | K7 |  |  |  | MC072 | Fylde College |  |  | 0 | 0
MC072-B01 | MC072-B01/K8 | Outside air temperature eco override |  |  | 0 = Off, 1 = On |  | Energy sensor | K8 |  |  |  | MC072 | Fylde College |  |  | 0 | 0
MC072-B01 | MC072-B01/K9 | Inside Temp Cut-off |  |  | Degrees Celsius |  | Energy sensor | K9 |  |  |  | MC072 | Fylde College |  |  | 0 | 0
MC072-B01 | MC072-B01/L1 | Loop 1 |  |  |  |  | Energy sensor | L1 |  |  |  | MC072 | Fylde College |  |  | 0 | 0
MC072-B01 | MC072-B01/n1 | TREND_0B_56_10 |  |  |  |  | Energy sensor | n1 |  |  |  | MC072 | Fylde College |  |  | 0 | 0
MC072-B01 | MC072-B01/P1 | North_East Flow Temp |  |  | Degrees Celsius |  | Energy sensor | P1 |  |  |  | MC072 | Fylde College |  |  | 0 | 0
MC072-B01 | MC072-B01/P10 | Outside air temperature |  |  | Degrees Celsius |  | Energy sensor | P10 |  |  |  | MC072 | Fylde College |  |  | 0 | 0
MC072-B01 | MC072-B01/P11 | Immersion heater hours run |  |  | Hours |  | Energy sensor | P11 |  |  |  | MC072 | Fylde College |  |  | 0 | 0
MC072-B01 | MC072-B01/P12 | Immersion heater hoursr run total |  |  | Hours |  | Energy sensor | P12 |  |  |  | MC072 | Fylde College |  |  | 0 | 0
MC072-B01 | MC072-B01/P13 | MTHW Flow Meter |  |  |  |  | Energy sensor | P13 |  |  |  | MC072 | Fylde College |  |  | 0 | 0
MC072-B01 | MC072-B01/P14 | Cal Fow meter MTHW |  |  |  |  | Energy sensor | P14 |  |  |  | MC072 | Fylde College |  |  | 0 | 0
MC072-B01 | MC072-B01/P15 | Sensor 27 |  |  |  |  | Energy sensor | P15 |  |  |  | MC072 | Fylde College |  |  | 0 | 0
MC072-B01 | MC072-B01/P16 | Sensor 28 |  |  |  |  | Energy sensor | P16 |  |  |  | MC072 | Fylde College |  |  | 0 | 0
MC072-B01 | MC072-B01/P17 | Building kwh |  |  |  |  | Energy sensor | P17 |  |  |  | MC072 | Fylde College |  |  | 0 | 0
MC072-B01 | MC072-B01/P18 | Temperature difference |  |  | Degrees Celsius |  | Energy sensor | P18 |  |  |  | MC072 | Fylde College |  |  | 0 | 0
MC072-B01 | MC072-B01/P2 | West Flow Temp |  |  | Degrees Celsius |  | Energy sensor | P2 |  |  |  | MC072 | Fylde College |  |  | 0 | 0
MC072-B01 | MC072-B01/P3 | South Flow Temp |  |  | Degrees Celsius |  | Energy sensor | P3 |  |  |  | MC072 | Fylde College |  |  | 0 | 0
MC072-B01 | MC072-B01/P4 | Tower Flow Temp |  |  | Degrees Celsius |  | Energy sensor | P4 |  |  |  | MC072 | Fylde College |  |  | 0 | 0
MC072-B01 | MC072-B01/P5 | Constant temperature circuit flow temperature |  |  | Degrees Celsius |  | Energy sensor | P5 |  |  |  | MC072 | Fylde College |  |  | 0 | 0
MC072-B01 | MC072-B01/P6 | C37 Room Temp |  |  | Degrees Celsius |  | Energy sensor | P6 |  |  |  | MC072 | Fylde College |  |  | 0 | 0
MC072-B01 | MC072-B01/P7 | B29 Room Temp |  |  | Degrees Celsius |  | Energy sensor | P7 |  |  |  | MC072 | Fylde College |  |  | 0 | 0
MC072-B01 | MC072-B01/P8 | C17 Room Temp |  |  | Degrees Celsius |  | Energy sensor | P8 |  |  |  | MC072 | Fylde College |  |  | 0 | 0
MC072-B01 | MC072-B01/P9 | Hot water service flow temperature |  |  | Degrees Celsius |  | Energy sensor | P9 |  |  |  | MC072 | Fylde College |  |  | 0 | 0
MC072-B01 | MC072-B01/Q1 | Sequence Table 1 |  |  |  |  | Energy sensor | Q1 |  |  |  | MC072 | Fylde College |  |  | 0 | 0
MC072-B01 | MC072-B01/S1 | North_East Flow Temp |  |  | Degrees Celsius |  | Energy sensor | S1 |  |  |  | MC072 | Fylde College |  |  | 0 | 0
MC072-B01 | MC072-B01/S10 | Outside air temperature |  |  | Degrees Celsius |  | Energy sensor | S10 |  |  |  | MC072 | Fylde College |  |  | 0 | 0
MC072-B01 | MC072-B01/S11 | Immersion heater hours run |  |  | Hours |  | Energy sensor | S11 |  |  |  | MC072 | Fylde College |  |  | 0 | 0
MC072-B01 | MC072-B01/S12 | Immersion heater hoursr run total |  |  | Hours |  | Energy sensor | S12 |  |  |  | MC072 | Fylde College |  |  | 0 | 0
MC072-B01 | MC072-B01/S13 | Adverage Space Temps |  |  | Degrees Celsius |  | Energy sensor | S13 |  |  |  | MC072 | Fylde College |  |  | 0 | 0
MC072-B01 | MC072-B01/S14 | CT Pump 1 Hrs Run |  |  |  |  | Energy sensor | S14 |  |  |  | MC072 | Fylde College |  |  | 0 | 0
MC072-B01 | MC072-B01/S15 | CT Pump 2 Hrs Run |  |  |  |  | Energy sensor | S15 |  |  |  | MC072 | Fylde College |  |  | 0 | 0
MC072-B01 | MC072-B01/S16 | Tower Pump 1 Hrs Run |  |  |  |  | Energy sensor | S16 |  |  |  | MC072 | Fylde College |  |  | 0 | 0
MC072-B01 | MC072-B01/S17 | Tower Pump 2 Hrs Run |  |  |  |  | Energy sensor | S17 |  |  |  | MC072 | Fylde College |  |  | 0 | 0
MC072-B01 | MC072-B01/S18 | NE Pump 1 Hrs Run |  |  |  |  | Energy sensor | S18 |  |  |  | MC072 | Fylde College |  |  | 0 | 0
MC072-B01 | MC072-B01/S19 | NE Pump 2 Hrs Run |  |  |  |  | Energy sensor | S19 |  |  |  | MC072 | Fylde College |  |  | 0 | 0
MC072-B01 | MC072-B01/S2 | West Flow Temp |  |  | Degrees Celsius |  | Energy sensor | S2 |  |  |  | MC072 | Fylde College |  |  | 0 | 0
MC072-B01 | MC072-B01/S20 | West Pump 1 Hrs Run |  |  |  |  | Energy sensor | S20 |  |  |  | MC072 | Fylde College |  |  | 0 | 0
MC072-B01 | MC072-B01/S21 | West Pump 2 Hrs Run |  |  |  |  | Energy sensor | S21 |  |  |  | MC072 | Fylde College |  |  | 0 | 0
MC072-B01 | MC072-B01/S22 | South Pump 1 Hrs Run |  |  |  |  | Energy sensor | S22 |  |  |  | MC072 | Fylde College |  |  | 0 | 0
MC072-B01 | MC072-B01/S23 | South Pump 2 Hrs Run |  |  |  |  | Energy sensor | S23 |  |  |  | MC072 | Fylde College |  |  | 0 | 0
MC072-B01 | MC072-B01/S24 | MTHW Flow Meter4-20ma |  |  |  |  | Energy sensor | S24 |  |  |  | MC072 | Fylde College |  |  | 0 | 0
MC072-B01 | MC072-B01/S25 | Cal Fow meter MTHW Ltrs Min |  |  |  |  | Energy sensor | S25 |  |  |  | MC072 | Fylde College |  |  | 0 | 0
MC072-B01 | MC072-B01/S26 | Dix4 |  |  |  |  | Energy sensor | S26 |  |  |  | MC072 | Fylde College |  |  | 0 | 0
MC072-B01 | MC072-B01/S27 | Medium temperature hot water return temperature |  |  | Degrees Celsius |  | Energy sensor | S27 |  |  |  | MC072 | Fylde College |  |  | 0 | 0
MC072-B01 | MC072-B01/S28 | Medium temperature hot water flow temperature |  |  | Degrees Celsius |  | Energy sensor | S28 |  |  |  | MC072 | Fylde College |  |  | 0 | 0
MC072-B01 | MC072-B01/S29 | Building kwh |  |  |  |  | Energy sensor | S29 |  |  |  | MC072 | Fylde College |  |  | 0 | 0
MC072-B01 | MC072-B01/S3 | South Flow Temp |  |  | Degrees Celsius |  | Energy sensor | S3 |  |  |  | MC072 | Fylde College |  |  | 0 | 0
MC072-B01 | MC072-B01/S30 | Temperature difference |  |  | Degrees Celsius |  | Energy sensor | S30 |  |  |  | MC072 | Fylde College |  |  | 0 | 0
MC072-B01 | MC072-B01/S4 | Tower Flow Temp |  |  | Degrees Celsius |  | Energy sensor | S4 |  |  |  | MC072 | Fylde College |  |  | 0 | 0
MC072-B01 | MC072-B01/S5 | Constant temperature circuit flow temperature |  |  | Degrees Celsius |  | Energy sensor | S5 |  |  |  | MC072 | Fylde College |  |  | 0 | 0
MC072-B01 | MC072-B01/S6 | C37 Room Temp |  |  | Degrees Celsius |  | Energy sensor | S6 |  |  |  | MC072 | Fylde College |  |  | 0 | 0
MC072-B01 | MC072-B01/S7 | B29 Room Temp |  |  | Degrees Celsius |  | Energy sensor | S7 |  |  |  | MC072 | Fylde College |  |  | 0 | 0
MC072-B01 | MC072-B01/S8 | C17 Room Temp |  |  | Degrees Celsius |  | Energy sensor | S8 |  |  |  | MC072 | Fylde College |  |  | 0 | 0
MC072-B01 | MC072-B01/S9 | Hot water service flow temperature |  |  | Degrees Celsius |  | Energy sensor | S9 |  |  |  | MC072 | Fylde College |  |  | 0 | 0
MC072-B01 | MC072-B01/U1 | bts |  |  |  |  | Energy sensor | U1 |  |  |  | MC072 | Fylde College |  |  | 0 | 0
MC072-B01 | MC072-B01/U2 | Trevor |  |  |  |  | Energy sensor | U2 |  |  |  | MC072 | Fylde College |  |  | 0 | 0
MC072-B01 | MC072-B01/V1 | [5 empty] | Energy sensor | V1 |  |  |  | MC072 | Fylde College |  |  | 0 | 0
MC072-B01 | MC072-B01/W1 | Summer Winter |  |  |  |  | Energy sensor | W1 |  |  |  | MC072 | Fylde College |  |  | 0 | 0
MC072-B01 | MC072-B01/W10 | NE Pump Duty |  |  |  |  | Energy sensor | W10 |  |  |  | MC072 | Fylde College |  |  | 0 | 0
MC072-B01 | MC072-B01/W11 | West Pump Duty |  |  |  |  | Energy sensor | W11 |  |  |  | MC072 | Fylde College |  |  | 0 | 0
MC072-B01 | MC072-B01/W12 | Constant temperature circuit pump duty |  |  |  |  | Energy sensor | W12 |  |  |  | MC072 | Fylde College |  |  | 0 | 0
MC072-B01 | MC072-B01/W13 | Constant temperature circuit pump duty |  |  |  |  | Energy sensor | W13 |  |  |  | MC072 | Fylde College |  |  | 0 | 0
MC072-B01 | MC072-B01/W2 | Immersion override |  |  |  |  | Energy sensor | W2 |  |  |  | MC072 | Fylde College |  |  | 0 | 0
MC072-B01 | MC072-B01/W3 | CT Pump Reset |  |  |  |  | Energy sensor | W3 |  |  |  | MC072 | Fylde College |  |  | 0 | 0
MC072-B01 | MC072-B01/W4 | Tower Pumps Reset |  |  |  |  | Energy sensor | W4 |  |  |  | MC072 | Fylde College |  |  | 0 | 0
MC072-B01 | MC072-B01/W5 | North Pumps Reset |  |  |  |  | Energy sensor | W5 |  |  |  | MC072 | Fylde College |  |  | 0 | 0
MC072-B01 | MC072-B01/W6 | West Pumps Reset |  |  |  |  | Energy sensor | W6 |  |  |  | MC072 | Fylde College |  |  | 0 | 0
MC072-B01 | MC072-B01/W7 | South Pumps Reset |  |  |  |  | Energy sensor | W7 |  |  |  | MC072 | Fylde College |  |  | 0 | 0
MC072-B01 | MC072-B01/W8 | Tower Pump Duty |  |  |  |  | Energy sensor | W8 |  |  |  | MC072 | Fylde College |  |  | 0 | 0
MC072-B01 | MC072-B01/W9 | South Spine Duct Lighting |  |  |  |  | Energy sensor | W9 |  |  |  | MC072 | Fylde College |  |  | 0 | 0
MC072-B01 | MC072-B01/Y1 | 10K3A1 |  |  |  |  | Energy sensor | Y1 |  |  |  | MC072 | Fylde College |  |  | 0 | 0
MC072-B01 | MC072-B01/Y2 | Trend T -20+50 |  |  |  |  | Energy sensor | Y2 |  |  |  | MC072 | Fylde College |  |  | 0 | 0
MC072-B01 | MC072-B01/Y3 | 4DIX V |  |  |  |  | Energy sensor | Y3 |  |  |  | MC072 | Fylde College |  |  | 0 | 0
MC072-B01 | MC072-B01/Y4 | Current 4-20ma |  |  |  |  | Energy sensor | Y4 |  |  |  | MC072 | Fylde College |  |  | 0 | 0
MC072-B01 | MC072-B01/Y5 | Trend Thermistor TB |  |  |  |  | Energy sensor | Y5 |  |  |  | MC072 | Fylde College |  |  | 0 | 0
MC072-B01 | MC072-B01/Y6 | Thermistor TBTC |  |  |  |  | Energy sensor | Y6 |  |  |  | MC072 | Fylde College |  |  | 0 | 0
MC072-B01 | MC072-B01/Z1 | Fylde North_East Pumps |  |  |  |  | Energy sensor | Z1 |  |  |  | MC072 | Fylde College |  |  | 0 | 0
MC072-B01 | MC072-B01/Z2 | Fylde West Pumps |  |  |  |  | Energy sensor | Z2 |  |  |  | MC072 | Fylde College |  |  | 0 | 0
MC072-B01 | MC072-B01/Z3 | Fylde South Pumps |  |  |  |  | Energy sensor | Z3 |  |  |  | MC072 | Fylde College |  |  | 0 | 0
MC072-B01 | MC072-B01/Z4 | Fylde Tower Pumps |  |  |  |  | Energy sensor | Z4 |  |  |  | MC072 | Fylde College |  |  | 0 | 0
MC072-B01 | MC072-B01/Z5 | Fylde CT Pumps |  |  |  |  | Energy sensor | Z5 |  |  |  | MC072 | Fylde College |  |  | 0 | 0
MC072-B01 | MC072-B01/Z6 | Fylde HWS Pumps |  |  |  |  | Energy sensor | Z6 |  |  |  | MC072 | Fylde College |  |  | 0 | 0
MC067-B01 | MC067-B01/C1 | Virtual CNC 1 |  |  |  |  | Energy sensor | C1 |  |  |  | MC067 | Pre-School Centre |  |  | 0 | 0
MC067-B01 | MC067-B01/D1 | Boiler Enable |  |  |  |  | Energy sensor | D1 |  |  |  | MC067 | Pre-School Centre |  |  | 0 | 0
MC067-B01 | MC067-B01/D11 | VT Control Valve |  |  |  |  | Energy sensor | D11 |  |  |  | MC067 | Pre-School Centre |  |  | 0 | 0
MC067-B01 | MC067-B01/D2 | DHWS Pumps Enable |  |  |  |  | Energy sensor | D2 |  |  |  | MC067 | Pre-School Centre |  |  | 0 | 0
MC067-B01 | MC067-B01/D3 | Main Heating Pumps Enable |  |  |  |  | Energy sensor | D3 |  |  |  | MC067 | Pre-School Centre |  |  | 0 | 0
MC067-B01 | MC067-B01/D5 | HWS Control Valve |  |  |  |  | Energy sensor | D5 |  |  |  | MC067 | Pre-School Centre |  |  | 0 | 0
MC067-B01 | MC067-B01/D6 | DHW Summer &amp; UF Boiler |  |  |  |  | Energy sensor | D6 |  |  |  | MC067 | Pre-School Centre |  |  | 0 | 0
MC067-B01 | MC067-B01/e1 | Alarms 963 |  |  |  |  | Energy sensor | e1 |  |  |  | MC067 | Pre-School Centre |  |  | 0 | 0
MC067-B01 | MC067-B01/F1 | Function 1 |  |  |  |  | Energy sensor | F1 |  |  |  | MC067 | Pre-School Centre |  |  | 0 | 0
MC067-B01 | MC067-B01/F10 | 4Dix Stable Value |  |  |  |  | Energy sensor | F10 |  |  |  | MC067 | Pre-School Centre |  |  | 0 | 0
MC067-B01 | MC067-B01/F11 | Function 11 |  |  |  |  | Energy sensor | F11 |  |  |  | MC067 | Pre-School Centre |  |  | 0 | 0
MC067-B01 | MC067-B01/F12 | Summer Immersion |  |  |  |  | Energy sensor | F12 |  |  |  | MC067 | Pre-School Centre |  |  | 0 | 0
MC067-B01 | MC067-B01/F13 | Function 13 |  |  |  |  | Energy sensor | F13 |  |  |  | MC067 | Pre-School Centre |  |  | 0 | 0
MC067-B01 | MC067-B01/F14 | Function 14 |  |  |  |  | Energy sensor | F14 |  |  |  | MC067 | Pre-School Centre |  |  | 0 | 0
MC067-B01 | MC067-B01/F15 | Function 15 |  |  |  |  | Energy sensor | F15 |  |  |  | MC067 | Pre-School Centre |  |  | 0 | 0
MC067-B01 | MC067-B01/F16 | Function 16 |  |  |  |  | Energy sensor | F16 |  |  |  | MC067 | Pre-School Centre |  |  | 0 | 0
MC067-B01 | MC067-B01/F17 | Function 17 |  |  |  |  | Energy sensor | F17 |  |  |  | MC067 | Pre-School Centre |  |  | 0 | 0
MC067-B01 | MC067-B01/F18 | HWS Demand |  |  |  |  | Energy sensor | F18 |  |  |  | MC067 | Pre-School Centre |  |  | 0 | 0
MC067-B01 | MC067-B01/F19 | Function 19 |  |  |  |  | Energy sensor | F19 |  |  |  | MC067 | Pre-School Centre |  |  | 0 | 0
MC067-B01 | MC067-B01/F2 | Is 4Dix Value Changing |  |  |  |  | Energy sensor | F2 |  |  |  | MC067 | Pre-School Centre |  |  | 0 | 0
MC067-B01 | MC067-B01/F20 | Function 20 |  |  |  |  | Energy sensor | F20 |  |  |  | MC067 | Pre-School Centre |  |  | 0 | 0
MC067-B01 | MC067-B01/F21 | Function 21 |  |  |  |  | Energy sensor | F21 |  |  |  | MC067 | Pre-School Centre |  |  | 0 | 0
MC067-B01 | MC067-B01/F22 | Function 22 |  |  |  |  | Energy sensor | F22 |  |  |  | MC067 | Pre-School Centre |  |  | 0 | 0
MC067-B01 | MC067-B01/F23 | Boiler 2RM OP |  |  |  |  | Energy sensor | F23 |  |  |  | MC067 | Pre-School Centre |  |  | 0 | 0
MC067-B01 | MC067-B01/F24 | Function 24 |  |  |  |  | Energy sensor | F24 |  |  |  | MC067 | Pre-School Centre |  |  | 0 | 0
MC067-B01 | MC067-B01/F25 | Function 25 |  |  |  |  | Energy sensor | F25 |  |  |  | MC067 | Pre-School Centre |  |  | 0 | 0
MC067-B01 | MC067-B01/F26 | Function 26 |  |  |  |  | Energy sensor | F26 |  |  |  | MC067 | Pre-School Centre |  |  | 0 | 0
MC067-B01 | MC067-B01/F27 | Function 27 |  |  |  |  | Energy sensor | F27 |  |  |  | MC067 | Pre-School Centre |  |  | 0 | 0
MC067-B01 | MC067-B01/F28 | Function 28 |  |  |  |  | Energy sensor | F28 |  |  |  | MC067 | Pre-School Centre |  |  | 0 | 0
MC067-B01 | MC067-B01/F29 | 4Dix Value Decoder |  |  |  |  | Energy sensor | F29 |  |  |  | MC067 | Pre-School Centre |  |  | 0 | 0
MC067-B01 | MC067-B01/F3 | Function 3 |  |  |  |  | Energy sensor | F3 |  |  |  | MC067 | Pre-School Centre |  |  | 0 | 0
MC067-B01 | MC067-B01/F30 | HWS Sec Pumps Enable |  |  |  |  | Energy sensor | F30 |  |  |  | MC067 | Pre-School Centre |  |  | 0 | 0
MC067-B01 | MC067-B01/F31 | Function 31 |  |  |  |  | Energy sensor | F31 |  |  |  | MC067 | Pre-School Centre |  |  | 0 | 0
MC067-B01 | MC067-B01/F32 | Function 32 |  |  |  |  | Energy sensor | F32 |  |  |  | MC067 | Pre-School Centre |  |  | 0 | 0
MC067-B01 | MC067-B01/F33 | HWS Pri Pumps Enable |  |  |  |  | Energy sensor | F33 |  |  |  | MC067 | Pre-School Centre |  |  | 0 | 0
MC067-B01 | MC067-B01/F34 | Function 34 |  |  |  |  | Energy sensor | F34 |  |  |  | MC067 | Pre-School Centre |  |  | 0 | 0
MC067-B01 | MC067-B01/F35 | Function 35 |  |  |  |  | Energy sensor | F35 |  |  |  | MC067 | Pre-School Centre |  |  | 0 | 0
MC067-B01 | MC067-B01/F36 | Underfloor Boiler |  |  |  |  | Energy sensor | F36 |  |  |  | MC067 | Pre-School Centre |  |  | 0 | 0
MC067-B01 | MC067-B01/F37 | Both Required |  |  |  |  | Energy sensor | F37 |  |  |  | MC067 | Pre-School Centre |  |  | 0 | 0
MC067-B01 | MC067-B01/F38 | Function 38 |  |  |  |  | Energy sensor | F38 |  |  |  | MC067 | Pre-School Centre |  |  | 0 | 0
MC067-B01 | MC067-B01/F39 | Function 39 |  |  |  |  | Energy sensor | F39 |  |  |  | MC067 | Pre-School Centre |  |  | 0 | 0
MC067-B01 | MC067-B01/F4 | OS Frost |  |  |  |  | Energy sensor | F4 |  |  |  | MC067 | Pre-School Centre |  |  | 0 | 0
MC067-B01 | MC067-B01/F40 | Function 40 |  |  |  |  | Energy sensor | F40 |  |  |  | MC067 | Pre-School Centre |  |  | 0 | 0
MC067-B01 | MC067-B01/F41 | Function 41 |  |  |  |  | Energy sensor | F41 |  |  |  | MC067 | Pre-School Centre |  |  | 0 | 0
MC067-B01 | MC067-B01/F42 | Function 42 |  |  |  |  | Energy sensor | F42 |  |  |  | MC067 | Pre-School Centre |  |  | 0 | 0
MC067-B01 | MC067-B01/F43 | Function 43 |  |  |  |  | Energy sensor | F43 |  |  |  | MC067 | Pre-School Centre |  |  | 0 | 0
MC067-B01 | MC067-B01/F44 | Function 44 |  |  |  |  | Energy sensor | F44 |  |  |  | MC067 | Pre-School Centre |  |  | 0 | 0
MC067-B01 | MC067-B01/F45 | 1 hour |  |  |  |  | Energy sensor | F45 |  |  |  | MC067 | Pre-School Centre |  |  | 0 | 0
MC067-B01 | MC067-B01/F46 | Function 46 |  |  |  |  | Energy sensor | F46 |  |  |  | MC067 | Pre-School Centre |  |  | 0 | 0
MC067-B01 | MC067-B01/F47 | Function 47 |  |  |  |  | Energy sensor | F47 |  |  |  | MC067 | Pre-School Centre |  |  | 0 | 0
MC067-B01 | MC067-B01/F48 | Function 48 |  |  |  |  | Energy sensor | F48 |  |  |  | MC067 | Pre-School Centre |  |  | 0 | 0
MC067-B01 | MC067-B01/F49 | 1 hour |  |  |  |  | Energy sensor | F49 |  |  |  | MC067 | Pre-School Centre |  |  | 0 | 0
MC067-B01 | MC067-B01/F5 | Function 5 |  |  |  |  | Energy sensor | F5 |  |  |  | MC067 | Pre-School Centre |  |  | 0 | 0
MC067-B01 | MC067-B01/F6 | Function 6 |  |  |  |  | Energy sensor | F6 |  |  |  | MC067 | Pre-School Centre |  |  | 0 | 0
MC067-B01 | MC067-B01/F7 | Function 7 |  |  |  |  | Energy sensor | F7 |  |  |  | MC067 | Pre-School Centre |  |  | 0 | 0
MC067-B01 | MC067-B01/F8 | 3rd stage frost protection |  |  |  |  | Energy sensor | F8 |  |  |  | MC067 | Pre-School Centre |  |  | 0 | 0
MC067-B01 | MC067-B01/F9 | 4Dix Previous Value |  |  |  |  | Energy sensor | F9 |  |  |  | MC067 | Pre-School Centre |  |  | 0 | 0
MC067-B01 | MC067-B01/G1 | Boilers Allow |  |  |  |  | Energy sensor | G1 |  |  |  | MC067 | Pre-School Centre |  |  | 0 | 0
MC067-B01 | MC067-B01/G10 | 1st stage frost active |  |  | 0 = Off, 1 = On |  | Energy sensor | G10 |  |  |  | MC067 | Pre-School Centre |  |  | 0 | 0
MC067-B01 | MC067-B01/G11 | Heating Reqd |  |  |  |  | Energy sensor | G11 |  |  |  | MC067 | Pre-School Centre |  |  | 0 | 0
MC067-B01 | MC067-B01/G12 | Heating Pumps Reqd |  |  |  |  | Energy sensor | G12 |  |  |  | MC067 | Pre-School Centre |  |  | 0 | 0
MC067-B01 | MC067-B01/G13 | Immersion Hrs Run |  |  |  |  | Energy sensor | G13 |  |  |  | MC067 | Pre-School Centre |  |  | 0 | 0
MC067-B01 | MC067-B01/G14 | Boiler 2 Hours |  |  |  |  | Energy sensor | G14 |  |  |  | MC067 | Pre-School Centre |  |  | 0 | 0
MC067-B01 | MC067-B01/G15 | Logic 15 |  |  |  |  | Energy sensor | G15 |  |  |  | MC067 | Pre-School Centre |  |  | 0 | 0
MC067-B01 | MC067-B01/G16 | Logic 16 |  |  |  |  | Energy sensor | G16 |  |  |  | MC067 | Pre-School Centre |  |  | 0 | 0
MC067-B01 | MC067-B01/G18 | Logic 18 |  |  |  |  | Energy sensor | G18 |  |  |  | MC067 | Pre-School Centre |  |  | 0 | 0
MC067-B01 | MC067-B01/G19 | Logic 19 |  |  |  |  | Energy sensor | G19 |  |  |  | MC067 | Pre-School Centre |  |  | 0 | 0
MC067-B01 | MC067-B01/G2 | Pumps Allow |  |  |  |  | Energy sensor | G2 |  |  |  | MC067 | Pre-School Centre |  |  | 0 | 0
MC067-B01 | MC067-B01/G20 | Logic 20 |  |  |  |  | Energy sensor | G20 |  |  |  | MC067 | Pre-School Centre |  |  | 0 | 0
MC067-B01 | MC067-B01/G21 | HWS Alarm |  |  |  |  | Energy sensor | G21 |  |  |  | MC067 | Pre-School Centre |  |  | 0 | 0
MC067-B01 | MC067-B01/G22 | Logic 22 |  |  |  |  | Energy sensor | G22 |  |  |  | MC067 | Pre-School Centre |  |  | 0 | 0
MC067-B01 | MC067-B01/G23 | Logic 23 |  |  |  |  | Energy sensor | G23 |  |  |  | MC067 | Pre-School Centre |  |  | 0 | 0
MC067-B01 | MC067-B01/G24 | Logic 24 |  |  |  |  | Energy sensor | G24 |  |  |  | MC067 | Pre-School Centre |  |  | 0 | 0
MC067-B01 | MC067-B01/G25 | Logic 25 |  |  |  |  | Energy sensor | G25 |  |  |  | MC067 | Pre-School Centre |  |  | 0 | 0
MC067-B01 | MC067-B01/G27 | HWS Reqd |  |  |  |  | Energy sensor | G27 |  |  |  | MC067 | Pre-School Centre |  |  | 0 | 0
MC067-B01 | MC067-B01/G28 | HWS Pump Reqd |  |  |  |  | Energy sensor | G28 |  |  |  | MC067 | Pre-School Centre |  |  | 0 | 0
MC067-B01 | MC067-B01/G29 | Logic 29 |  |  |  |  | Energy sensor | G29 |  |  |  | MC067 | Pre-School Centre |  |  | 0 | 0
MC067-B01 | MC067-B01/G3 | Logic 3 |  |  |  |  | Energy sensor | G3 |  |  |  | MC067 | Pre-School Centre |  |  | 0 | 0
MC067-B01 | MC067-B01/G35 | 2BlrDemand1 |  |  |  |  | Energy sensor | G35 |  |  |  | MC067 | Pre-School Centre |  |  | 0 | 0
MC067-B01 | MC067-B01/G36 | 2BlrDemand2 |  |  |  |  | Energy sensor | G36 |  |  |  | MC067 | Pre-School Centre |  |  | 0 | 0
MC067-B01 | MC067-B01/G37 | Logic 37 |  |  |  |  | Energy sensor | G37 |  |  |  | MC067 | Pre-School Centre |  |  | 0 | 0
MC067-B01 | MC067-B01/G38 | Logic 38 |  |  |  |  | Energy sensor | G38 |  |  |  | MC067 | Pre-School Centre |  |  | 0 | 0
MC067-B01 | MC067-B01/G39 | Logic 39 |  |  |  |  | Energy sensor | G39 |  |  |  | MC067 | Pre-School Centre |  |  | 0 | 0
MC067-B01 | MC067-B01/G4 | Fail Reset |  |  |  |  | Energy sensor | G4 |  |  |  | MC067 | Pre-School Centre |  |  | 0 | 0
MC067-B01 | MC067-B01/G40 | Boiler 1 Reqd |  |  |  |  | Energy sensor | G40 |  |  |  | MC067 | Pre-School Centre |  |  | 0 | 0
MC067-B01 | MC067-B01/G41 | Logic 41 |  |  |  |  | Energy sensor | G41 |  |  |  | MC067 | Pre-School Centre |  |  | 0 | 0
MC067-B01 | MC067-B01/G42 | Boiler 2 Reqd |  |  |  |  | Energy sensor | G42 |  |  |  | MC067 | Pre-School Centre |  |  | 0 | 0
MC067-B01 | MC067-B01/G43 | Logic 43 |  |  |  |  | Energy sensor | G43 |  |  |  | MC067 | Pre-School Centre |  |  | 0 | 0
MC067-B01 | MC067-B01/G44 | Boilers Go |  |  |  |  | Energy sensor | G44 |  |  |  | MC067 | Pre-School Centre |  |  | 0 | 0
MC067-B01 | MC067-B01/G45 | Logic 45 |  |  |  |  | Energy sensor | G45 |  |  |  | MC067 | Pre-School Centre |  |  | 0 | 0
MC067-B01 | MC067-B01/G5 | Change duty |  |  |  |  | Energy sensor | G5 |  |  |  | MC067 | Pre-School Centre |  |  | 0 | 0
MC067-B01 | MC067-B01/G51 | Logic 51 |  |  |  |  | Energy sensor | G51 |  |  |  | MC067 | Pre-School Centre |  |  | 0 | 0
MC067-B01 | MC067-B01/G52 | Logic 52 |  |  |  |  | Energy sensor | G52 |  |  |  | MC067 | Pre-School Centre |  |  | 0 | 0
MC067-B01 | MC067-B01/G53 | OS Eco Active |  |  |  |  | Energy sensor | G53 |  |  |  | MC067 | Pre-School Centre |  |  | 0 | 0
MC067-B01 | MC067-B01/G54 | VTPumpP2Reqd |  |  |  |  | Energy sensor | G54 |  |  |  | MC067 | Pre-School Centre |  |  | 0 | 0
MC067-B01 | MC067-B01/G55 | Logic 55 |  |  |  |  | Energy sensor | G55 |  |  |  | MC067 | Pre-School Centre |  |  | 0 | 0
MC067-B01 | MC067-B01/G56 | Logic 56 |  |  |  |  | Energy sensor | G56 |  |  |  | MC067 | Pre-School Centre |  |  | 0 | 0
MC067-B01 | MC067-B01/G57 | VT Boiler Required |  |  |  |  | Energy sensor | G57 |  |  |  | MC067 | Pre-School Centre |  |  | 0 | 0
MC067-B01 | MC067-B01/G58 | Summer Immersion Enable |  |  |  |  | Energy sensor | G58 |  |  |  | MC067 | Pre-School Centre |  |  | 0 | 0
MC067-B01 | MC067-B01/G59 | Logic 59 |  |  |  |  | Energy sensor | G59 |  |  |  | MC067 | Pre-School Centre |  |  | 0 | 0
MC067-B01 | MC067-B01/G6 | Logic 6 |  |  |  |  | Energy sensor | G6 |  |  |  | MC067 | Pre-School Centre |  |  | 0 | 0
MC067-B01 | MC067-B01/G60 | Logic 60 |  |  |  |  | Energy sensor | G60 |  |  |  | MC067 | Pre-School Centre |  |  | 0 | 0
MC067-B01 | MC067-B01/G61 | Logic 61 |  |  |  |  | Energy sensor | G61 |  |  |  | MC067 | Pre-School Centre |  |  | 0 | 0
MC067-B01 | MC067-B01/G62 | VTPumpP1Reqd |  |  |  |  | Energy sensor | G62 |  |  |  | MC067 | Pre-School Centre |  |  | 0 | 0
MC067-B01 | MC067-B01/G63 | Logic 63 |  |  |  |  | Energy sensor | G63 |  |  |  | MC067 | Pre-School Centre |  |  | 0 | 0
MC067-B01 | MC067-B01/G64 | VT Pumps Overrun 15min |  |  |  |  | Energy sensor | G64 |  |  |  | MC067 | Pre-School Centre |  |  | 0 | 0
MC067-B01 | MC067-B01/G65 | Logic 65 |  |  |  |  | Energy sensor | G65 |  |  |  | MC067 | Pre-School Centre |  |  | 0 | 0
MC067-B01 | MC067-B01/G66 | Logic 66 |  |  |  |  | Energy sensor | G66 |  |  |  | MC067 | Pre-School Centre |  |  | 0 | 0
MC067-B01 | MC067-B01/G67 | HWS Pri Pumps Enable |  |  |  |  | Energy sensor | G67 |  |  |  | MC067 | Pre-School Centre |  |  | 0 | 0
MC067-B01 | MC067-B01/G7 | Rotation Advance |  |  |  |  | Energy sensor | G7 |  |  |  | MC067 | Pre-School Centre |  |  | 0 | 0
MC067-B01 | MC067-B01/G70 | U F room protection |  |  |  |  | Energy sensor | G70 |  |  |  | MC067 | Pre-School Centre |  |  | 0 | 0
MC067-B01 | MC067-B01/G71 | Logic 71 |  |  |  |  | Energy sensor | G71 |  |  |  | MC067 | Pre-School Centre |  |  | 0 | 0
MC067-B01 | MC067-B01/G72 | Logic 72 |  |  |  |  | Energy sensor | G72 |  |  |  | MC067 | Pre-School Centre |  |  | 0 | 0
MC067-B01 | MC067-B01/G73 | Logic 73 |  |  |  |  | Energy sensor | G73 |  |  |  | MC067 | Pre-School Centre |  |  | 0 | 0
MC067-B01 | MC067-B01/G74 | Logic 74 |  |  |  |  | Energy sensor | G74 |  |  |  | MC067 | Pre-School Centre |  |  | 0 | 0
MC067-B01 | MC067-B01/G75 | Logic 75 |  |  |  |  | Energy sensor | G75 |  |  |  | MC067 | Pre-School Centre |  |  | 0 | 0
MC067-B01 | MC067-B01/G8 | Boiler 1 Hours |  |  |  |  | Energy sensor | G8 |  |  |  | MC067 | Pre-School Centre |  |  | 0 | 0
MC067-B01 | MC067-B01/G9 | 2nd Stage Frost Active |  |  |  |  | Energy sensor | G9 |  |  |  | MC067 | Pre-School Centre |  |  | 0 | 0
MC067-B01 | MC067-B01/I1 | Fire alarm active |  |  | 0 = Off, 1 = On |  | Energy sensor | I1 |  |  |  | MC067 | Pre-School Centre |  |  | 0 | 0
MC067-B01 | MC067-B01/I10 | HWS Alarm |  |  |  |  | Energy sensor | I10 |  |  |  | MC067 | Pre-School Centre |  |  | 0 | 0
MC067-B01 | MC067-B01/I11 | VT Pump1 run |  |  |  |  | Energy sensor | I11 |  |  |  | MC067 | Pre-School Centre |  |  | 0 | 0
MC067-B01 | MC067-B01/I12 | VT Pump2 run |  |  |  |  | Energy sensor | I12 |  |  |  | MC067 | Pre-School Centre |  |  | 0 | 0
MC067-B01 | MC067-B01/I14 | Pre School U-F Boiler Failed |  |  |  |  | Energy sensor | I14 |  |  |  | MC067 | Pre-School Centre |  |  | 0 | 0
MC067-B01 | MC067-B01/I15 | VTPump1Fail |  |  |  |  | Energy sensor | I15 |  |  |  | MC067 | Pre-School Centre |  |  | 0 | 0
MC067-B01 | MC067-B01/I18 | VTPump2Fail |  |  |  |  | Energy sensor | I18 |  |  |  | MC067 | Pre-School Centre |  |  | 0 | 0
MC067-B01 | MC067-B01/I2 | Fire alarm active |  |  | 0 = Off, 1 = On |  | Energy sensor | I2 |  |  |  | MC067 | Pre-School Centre |  |  | 0 | 0
MC067-B01 | MC067-B01/I3 | Boiler Pressure Fault |  |  |  |  | Energy sensor | I3 |  |  |  | MC067 | Pre-School Centre |  |  | 0 | 0
MC067-B01 | MC067-B01/I5 | HWS High Limit Stat |  |  |  |  | Energy sensor | I5 |  |  |  | MC067 | Pre-School Centre |  |  | 0 | 0
MC067-B01 | MC067-B01/I6 | HWS Secondary Pump Tripped |  |  |  |  | Energy sensor | I6 |  |  |  | MC067 | Pre-School Centre |  |  | 0 | 0
MC067-B01 | MC067-B01/I7 | VT Pump 2 Tripped |  |  |  |  | Energy sensor | I7 |  |  |  | MC067 | Pre-School Centre |  |  | 0 | 0
MC067-B01 | MC067-B01/I8 | VT Pump1 Tripped |  |  |  |  | Energy sensor | I8 |  |  |  | MC067 | Pre-School Centre |  |  | 0 | 0
MC067-B01 | MC067-B01/I9 | Main Boilers Fault Low-T |  |  |  |  | Energy sensor | I9 |  |  |  | MC067 | Pre-School Centre |  |  | 0 | 0
MC067-B01 | MC067-B01/K1 | 1st stage frost protection |  |  |  |  | Energy sensor | K1 |  |  |  | MC067 | Pre-School Centre |  |  | 0 | 0
MC067-B01 | MC067-B01/K10 | Boiler Return SPA |  |  |  |  | Energy sensor | K10 |  |  |  | MC067 | Pre-School Centre |  |  | 0 | 0
MC067-B01 | MC067-B01/K11 | OAT Eco SPA |  |  |  |  | Energy sensor | K11 |  |  |  | MC067 | Pre-School Centre |  |  | 0 | 0
MC067-B01 | MC067-B01/K12 | U F room protection |  |  |  |  | Energy sensor | K12 |  |  |  | MC067 | Pre-School Centre |  |  | 0 | 0
MC067-B01 | MC067-B01/K13 | Boiler fail alarm limit |  |  |  |  | Energy sensor | K13 |  |  |  | MC067 | Pre-School Centre |  |  | 0 | 0
MC067-B01 | MC067-B01/K14 | Boiler fail alarm timer |  |  |  |  | Energy sensor | K14 |  |  |  | MC067 | Pre-School Centre |  |  | 0 | 0
MC067-B01 | MC067-B01/K15 | Min VT Valve position |  |  |  |  | Energy sensor | K15 |  |  |  | MC067 | Pre-School Centre |  |  | 0 | 0
MC067-B01 | MC067-B01/K16 | Knob 16 |  |  |  |  | Energy sensor | K16 |  |  |  | MC067 | Pre-School Centre |  |  | 0 | 0
MC067-B01 | MC067-B01/K17 | Boiler fail alarm timer |  |  |  |  | Energy sensor | K17 |  |  |  | MC067 | Pre-School Centre |  |  | 0 | 0
MC067-B01 | MC067-B01/K18 | Immersion - District SP |  |  |  |  | Energy sensor | K18 |  |  |  | MC067 | Pre-School Centre |  |  | 0 | 0
MC067-B01 | MC067-B01/K2 | 2nd stage frost protection |  |  | Degrees Celsius |  | Energy sensor | K2 |  |  |  | MC067 | Pre-School Centre |  |  | 0 | 0
MC067-B01 | MC067-B01/K3 | 3rd stage frost protection |  |  |  |  | Energy sensor | K3 |  |  |  | MC067 | Pre-School Centre |  |  | 0 | 0
MC067-B01 | MC067-B01/K4 | VT Room SPA |  |  |  |  | Energy sensor | K4 |  |  |  | MC067 | Pre-School Centre |  |  | 0 | 0
MC067-B01 | MC067-B01/K5 | HWS SPA |  |  |  |  | Energy sensor | K5 |  |  |  | MC067 | Pre-School Centre |  |  | 0 | 0
MC067-B01 | MC067-B01/K6 | Room Setpt |  |  |  |  | Energy sensor | K6 |  |  |  | MC067 | Pre-School Centre |  |  | 0 | 0
MC067-B01 | MC067-B01/K7 | VT @ 0degC OS |  |  |  |  | Energy sensor | K7 |  |  |  | MC067 | Pre-School Centre |  |  | 0 | 0
MC067-B01 | MC067-B01/K8 | VT @ 20degC OS |  |  |  |  | Energy sensor | K8 |  |  |  | MC067 | Pre-School Centre |  |  | 0 | 0
MC067-B01 | MC067-B01/K9 | Underfloor Rm setpoint |  |  |  |  | Energy sensor | K9 |  |  |  | MC067 | Pre-School Centre |  |  | 0 | 0
MC067-B01 | MC067-B01/L2 | Loop 2 |  |  |  |  | Energy sensor | L2 |  |  |  | MC067 | Pre-School Centre |  |  | 0 | 0
MC067-B01 | MC067-B01/L3 | HWS Control Valve |  |  |  |  | Energy sensor | L3 |  |  |  | MC067 | Pre-School Centre |  |  | 0 | 0
MC067-B01 | MC067-B01/L4 | Boiler Demand |  |  |  |  | Energy sensor | L4 |  |  |  | MC067 | Pre-School Centre |  |  | 0 | 0
MC067-B01 | MC067-B01/n1 | TREND_04_30_91 |  |  |  |  | Energy sensor | n1 |  |  |  | MC067 | Pre-School Centre |  |  | 0 | 0
MC067-B01 | MC067-B01/o1 | Alarm Route 1 |  |  |  |  | Energy sensor | o1 |  |  |  | MC067 | Pre-School Centre |  |  | 0 | 0
MC067-B01 | MC067-B01/O1 | Heating |  |  |  |  | Energy sensor | O1 |  |  |  | MC067 | Pre-School Centre |  |  | 0 | 0
MC067-B01 | MC067-B01/P1 | Reference Space Temp |  |  | Degrees Celsius |  | Energy sensor | P1 |  |  |  | MC067 | Pre-School Centre |  |  | 0 | 0
MC067-B01 | MC067-B01/P2 | Boiler Return Temp |  |  | Degrees Celsius |  | Energy sensor | P2 |  |  |  | MC067 | Pre-School Centre |  |  | 0 | 0
MC067-B01 | MC067-B01/P3 | Outside air temperature |  |  | Degrees Celsius |  | Energy sensor | P3 |  |  |  | MC067 | Pre-School Centre |  |  | 0 | 0
MC067-B01 | MC067-B01/P4 | Underfloor Area Space |  |  |  |  | Energy sensor | P4 |  |  |  | MC067 | Pre-School Centre |  |  | 0 | 0
MC067-B01 | MC067-B01/P5 | Sensor 5 |  |  |  |  | Energy sensor | P5 |  |  |  | MC067 | Pre-School Centre |  |  | 0 | 0
MC067-B01 | MC067-B01/P6 | DHWS Control Sensor |  |  |  |  | Energy sensor | P6 |  |  |  | MC067 | Pre-School Centre |  |  | 0 | 0
MC067-B01 | MC067-B01/P7 | Calculated variable temperature circuit flow temperature |  |  | Degrees Celsius |  | Energy sensor | P7 |  |  |  | MC067 | Pre-School Centre |  |  | 0 | 0
MC067-B01 | MC067-B01/P8 | Underfloor Boiler Flow Temp |  |  | Degrees Celsius |  | Energy sensor | P8 |  |  |  | MC067 | Pre-School Centre |  |  | 0 | 0
MC067-B01 | MC067-B01/P9 | Sensor 9 |  |  |  |  | Energy sensor | P9 |  |  |  | MC067 | Pre-School Centre |  |  | 0 | 0
MC067-B01 | MC067-B01/Q1 | Sequence Table 1 |  |  |  |  | Energy sensor | Q1 |  |  |  | MC067 | Pre-School Centre |  |  | 0 | 0
MC067-B01 | MC067-B01/S1 | Reference Space Temp |  |  | Degrees Celsius |  | Energy sensor | S1 |  |  |  | MC067 | Pre-School Centre |  |  | 0 | 0
MC067-B01 | MC067-B01/S10 | Underfloor Boiler Flow Temp |  |  | Degrees Celsius |  | Energy sensor | S10 |  |  |  | MC067 | Pre-School Centre |  |  | 0 | 0
MC067-B01 | MC067-B01/S12 | 4DIX Input |  |  |  |  | Energy sensor | S12 |  |  |  | MC067 | Pre-School Centre |  |  | 0 | 0
MC067-B01 | MC067-B01/S13 | HWS Temp Alarm |  |  | Degrees Celsius |  | Energy sensor | S13 |  |  |  | MC067 | Pre-School Centre |  |  | 0 | 0
MC067-B01 | MC067-B01/S14 | Sensor 14 |  |  |  |  | Energy sensor | S14 |  |  |  | MC067 | Pre-School Centre |  |  | 0 | 0
MC067-B01 | MC067-B01/S17 | Calculated variable temperature circuit flow temperature |  |  | Degrees Celsius |  | Energy sensor | S17 |  |  |  | MC067 | Pre-School Centre |  |  | 0 | 0
MC067-B01 | MC067-B01/S2 | Boiler Return Temp |  |  | Degrees Celsius |  | Energy sensor | S2 |  |  |  | MC067 | Pre-School Centre |  |  | 0 | 0
MC067-B01 | MC067-B01/S3 | Outside air temperature |  |  | Degrees Celsius |  | Energy sensor | S3 |  |  |  | MC067 | Pre-School Centre |  |  | 0 | 0
MC067-B01 | MC067-B01/S4 | Underfloor Area Space |  |  |  |  | Energy sensor | S4 |  |  |  | MC067 | Pre-School Centre |  |  | 0 | 0
MC067-B01 | MC067-B01/S5 | Variable temperature circuit flow temperature |  |  | Degrees Celsius |  | Energy sensor | S5 |  |  |  | MC067 | Pre-School Centre |  |  | 0 | 0
MC067-B01 | MC067-B01/S6 | DHWS Control Sensor |  |  |  |  | Energy sensor | S6 |  |  |  | MC067 | Pre-School Centre |  |  | 0 | 0
MC067-B01 | MC067-B01/S7 | Boiler 1 Hours |  |  |  |  | Energy sensor | S7 |  |  |  | MC067 | Pre-School Centre |  |  | 0 | 0
MC067-B01 | MC067-B01/S8 | Boiler 2 Hours |  |  |  |  | Energy sensor | S8 |  |  |  | MC067 | Pre-School Centre |  |  | 0 | 0
MC067-B01 | MC067-B01/S9 | Immersion Hrs Run |  |  |  |  | Energy sensor | S9 |  |  |  | MC067 | Pre-School Centre |  |  | 0 | 0
MC067-B01 | MC067-B01/V1 | [5 empty] | Energy sensor | V1 |  |  |  | MC067 | Pre-School Centre |  |  | 0 | 0
MC067-B01 | MC067-B01/W1 | Pump Fail Reset |  |  |  |  | Energy sensor | W1 |  |  |  | MC067 | Pre-School Centre |  |  | 0 | 0
MC067-B01 | MC067-B01/W10 | Low Temp test switch |  |  | Degrees Celsius |  | Energy sensor | W10 |  |  |  | MC067 | Pre-School Centre |  |  | 0 | 0
MC067-B01 | MC067-B01/W2 | Change duty |  |  |  |  | Energy sensor | W2 |  |  |  | MC067 | Pre-School Centre |  |  | 0 | 0
MC067-B01 | MC067-B01/W3 | Rotation Advance |  |  |  |  | Energy sensor | W3 |  |  |  | MC067 | Pre-School Centre |  |  | 0 | 0
MC067-B01 | MC067-B01/W4 | Electric Immersion Override ON |  |  |  |  | Energy sensor | W4 |  |  |  | MC067 | Pre-School Centre |  |  | 0 | 0
MC067-B01 | MC067-B01/W5 | Summer Winter W=1 |  |  |  |  | Energy sensor | W5 |  |  |  | MC067 | Pre-School Centre |  |  | 0 | 0
MC067-B01 | MC067-B01/W6 | HWS Hrs Run Reset |  |  |  |  | Energy sensor | W6 |  |  |  | MC067 | Pre-School Centre |  |  | 0 | 0
MC067-B01 | MC067-B01/W7 | Immersion override |  |  |  |  | Energy sensor | W7 |  |  |  | MC067 | Pre-School Centre |  |  | 0 | 0
MC067-B01 | MC067-B01/W8 | Low Temp test switch |  |  | Degrees Celsius |  | Energy sensor | W8 |  |  |  | MC067 | Pre-School Centre |  |  | 0 | 0
MC067-B01 | MC067-B01/W9 | HWS TIMECLOCK 24hr Override |  |  |  |  | Energy sensor | W9 |  |  |  | MC067 | Pre-School Centre |  |  | 0 | 0
MC067-B01 | MC067-B01/Y1 | Thermistor TBTI |  |  | Degrees Celsius |  | Energy sensor | Y1 |  |  |  | MC067 | Pre-School Centre |  |  | 0 | 0
MC067-B01 | MC067-B01/Y2 | Outside air temperature |  |  | Degrees Celsius |  | Energy sensor | Y2 |  |  |  | MC067 | Pre-School Centre |  |  | 0 | 0
MC067-B01 | MC067-B01/Y3 | Room temperature |  |  | Degrees Celsius |  | Energy sensor | Y3 |  |  |  | MC067 | Pre-School Centre |  |  | 0 | 0
MC067-B01 | MC067-B01/Y4 | 4DIX V |  |  |  |  | Energy sensor | Y4 |  |  |  | MC067 | Pre-School Centre |  |  | 0 | 0
MC067-B01 | MC067-B01/Y5 | Thermistor TBTC |  |  |  |  | Energy sensor | Y5 |  |  |  | MC067 | Pre-School Centre |  |  | 0 | 0
MC067-B01 | MC067-B01/Z1 | Pre School Heating |  |  |  |  | Energy sensor | Z1 |  |  |  | MC067 | Pre-School Centre |  |  | 0 | 0
MC067-B01 | MC067-B01/Z2 | HWS System |  |  |  |  | Energy sensor | Z2 |  |  |  | MC067 | Pre-School Centre |  |  | 0 | 0
MC067-B01 | MC067-B01/Z4 | Underfloor Boiler |  |  |  |  | Energy sensor | Z4 |  |  |  | MC067 | Pre-School Centre |  |  | 0 | 0
MC031-B02 | MC031-B02/C1 | Virtual CNC 1 |  |  |  |  | Energy sensor | C1 |  |  |  | MC031 | Great Hall |  |  | 0 | 0
MC031-B02 | MC031-B02/D1 | Alarm Lamp |  |  |  |  | Energy sensor | D1 |  |  |  | MC031 | Great Hall |  |  | 0 | 0
MC031-B02 | MC031-B02/D2 | Alarm Sounder |  |  |  |  | Energy sensor | D2 |  |  |  | MC031 | Great Hall |  |  | 0 | 0
MC031-B02 | MC031-B02/D3 | Sump NO1 Pumps En |  |  |  |  | Energy sensor | D3 |  |  |  | MC031 | Great Hall |  |  | 0 | 0
MC031-B02 | MC031-B02/D4 | Sump NO2 Pumps En |  |  |  |  | Energy sensor | D4 |  |  |  | MC031 | Great Hall |  |  | 0 | 0
MC031-B02 | MC031-B02/D5 | Sump NO3 Pumps En |  |  |  |  | Energy sensor | D5 |  |  |  | MC031 | Great Hall |  |  | 0 | 0
MC031-B02 | MC031-B02/e1 | 963 |  |  |  |  | Energy sensor | e1 |  |  |  | MC031 | Great Hall |  |  | 0 | 0
MC031-B02 | MC031-B02/F1 | Is 4Dix Value Changing |  |  |  |  | Energy sensor | F1 |  |  |  | MC031 | Great Hall |  |  | 0 | 0
MC031-B02 | MC031-B02/F10 | Function 10 |  |  |  |  | Energy sensor | F10 |  |  |  | MC031 | Great Hall |  |  | 0 | 0
MC031-B02 | MC031-B02/F11 | Function 11 |  |  |  |  | Energy sensor | F11 |  |  |  | MC031 | Great Hall |  |  | 0 | 0
MC031-B02 | MC031-B02/F12 | Function 12 |  |  |  |  | Energy sensor | F12 |  |  |  | MC031 | Great Hall |  |  | 0 | 0
MC031-B02 | MC031-B02/F13 | Function 13 |  |  |  |  | Energy sensor | F13 |  |  |  | MC031 | Great Hall |  |  | 0 | 0
MC031-B02 | MC031-B02/F14 | Function 14 |  |  |  |  | Energy sensor | F14 |  |  |  | MC031 | Great Hall |  |  | 0 | 0
MC031-B02 | MC031-B02/F15 | Function 15 |  |  |  |  | Energy sensor | F15 |  |  |  | MC031 | Great Hall |  |  | 0 | 0
MC031-B02 | MC031-B02/F16 | Function 16 |  |  |  |  | Energy sensor | F16 |  |  |  | MC031 | Great Hall |  |  | 0 | 0
MC031-B02 | MC031-B02/F17 | Function 17 |  |  |  |  | Energy sensor | F17 |  |  |  | MC031 | Great Hall |  |  | 0 | 0
MC031-B02 | MC031-B02/F2 | 4Dix Previous Value |  |  |  |  | Energy sensor | F2 |  |  |  | MC031 | Great Hall |  |  | 0 | 0
MC031-B02 | MC031-B02/F3 | 4Dix Stable Value |  |  |  |  | Energy sensor | F3 |  |  |  | MC031 | Great Hall |  |  | 0 | 0
MC031-B02 | MC031-B02/F4 | 4Dix Value Decoder |  |  |  |  | Energy sensor | F4 |  |  |  | MC031 | Great Hall |  |  | 0 | 0
MC031-B02 | MC031-B02/F5 | Function 5 |  |  |  |  | Energy sensor | F5 |  |  |  | MC031 | Great Hall |  |  | 0 | 0
MC031-B02 | MC031-B02/F6 | Function 6 |  |  |  |  | Energy sensor | F6 |  |  |  | MC031 | Great Hall |  |  | 0 | 0
MC031-B02 | MC031-B02/F7 | Function 7 |  |  |  |  | Energy sensor | F7 |  |  |  | MC031 | Great Hall |  |  | 0 | 0
MC031-B02 | MC031-B02/F8 | Function 8 |  |  |  |  | Energy sensor | F8 |  |  |  | MC031 | Great Hall |  |  | 0 | 0
MC031-B02 | MC031-B02/F9 | Function 9 |  |  |  |  | Energy sensor | F9 |  |  |  | MC031 | Great Hall |  |  | 0 | 0
MC031-B02 | MC031-B02/G1 | Logic 1 |  |  |  |  | Energy sensor | G1 |  |  |  | MC031 | Great Hall |  |  | 0 | 0
MC031-B02 | MC031-B02/G10 | Sump NO1 Pump 1 Lead |  |  |  |  | Energy sensor | G10 |  |  |  | MC031 | Great Hall |  |  | 0 | 0
MC031-B02 | MC031-B02/G11 | Logic 11 |  |  |  |  | Energy sensor | G11 |  |  |  | MC031 | Great Hall |  |  | 0 | 0
MC031-B02 | MC031-B02/G12 | Standby pump |  |  |  |  | Energy sensor | G12 |  |  |  | MC031 | Great Hall |  |  | 0 | 0
MC031-B02 | MC031-B02/G13 | Duty pump |  |  |  |  | Energy sensor | G13 |  |  |  | MC031 | Great Hall |  |  | 0 | 0
MC031-B02 | MC031-B02/G14 | Logic 14 |  |  |  |  | Energy sensor | G14 |  |  |  | MC031 | Great Hall |  |  | 0 | 0
MC031-B02 | MC031-B02/G15 | Logic 15 |  |  |  |  | Energy sensor | G15 |  |  |  | MC031 | Great Hall |  |  | 0 | 0
MC031-B02 | MC031-B02/G16 | Logic 16 |  |  |  |  | Energy sensor | G16 |  |  |  | MC031 | Great Hall |  |  | 0 | 0
MC031-B02 | MC031-B02/G17 | Sump NO2 Pump Duty |  |  |  |  | Energy sensor | G17 |  |  |  | MC031 | Great Hall |  |  | 0 | 0
MC031-B02 | MC031-B02/G18 | Sump NO2 Pump 1 Lead |  |  |  |  | Energy sensor | G18 |  |  |  | MC031 | Great Hall |  |  | 0 | 0
MC031-B02 | MC031-B02/G19 | Logic 19 |  |  |  |  | Energy sensor | G19 |  |  |  | MC031 | Great Hall |  |  | 0 | 0
MC031-B02 | MC031-B02/G2 | Logic 2 |  |  |  |  | Energy sensor | G2 |  |  |  | MC031 | Great Hall |  |  | 0 | 0
MC031-B02 | MC031-B02/G20 | Standby pump |  |  |  |  | Energy sensor | G20 |  |  |  | MC031 | Great Hall |  |  | 0 | 0
MC031-B02 | MC031-B02/G21 | Duty pump |  |  |  |  | Energy sensor | G21 |  |  |  | MC031 | Great Hall |  |  | 0 | 0
MC031-B02 | MC031-B02/G22 | Logic 22 |  |  |  |  | Energy sensor | G22 |  |  |  | MC031 | Great Hall |  |  | 0 | 0
MC031-B02 | MC031-B02/G23 | Logic 23 |  |  |  |  | Energy sensor | G23 |  |  |  | MC031 | Great Hall |  |  | 0 | 0
MC031-B02 | MC031-B02/G24 | Logic 24 |  |  |  |  | Energy sensor | G24 |  |  |  | MC031 | Great Hall |  |  | 0 | 0
MC031-B02 | MC031-B02/G25 | Logic 25 |  |  |  |  | Energy sensor | G25 |  |  |  | MC031 | Great Hall |  |  | 0 | 0
MC031-B02 | MC031-B02/G26 | Logic 26 |  |  |  |  | Energy sensor | G26 |  |  |  | MC031 | Great Hall |  |  | 0 | 0
MC031-B02 | MC031-B02/G27 | Logic 27 |  |  |  |  | Energy sensor | G27 |  |  |  | MC031 | Great Hall |  |  | 0 | 0
MC031-B02 | MC031-B02/G28 | Sump NO3 Pump Duty |  |  |  |  | Energy sensor | G28 |  |  |  | MC031 | Great Hall |  |  | 0 | 0
MC031-B02 | MC031-B02/G29 | Sump NO3 Pump 1 Lead |  |  |  |  | Energy sensor | G29 |  |  |  | MC031 | Great Hall |  |  | 0 | 0
MC031-B02 | MC031-B02/G3 | Logic 3 |  |  |  |  | Energy sensor | G3 |  |  |  | MC031 | Great Hall |  |  | 0 | 0
MC031-B02 | MC031-B02/G30 | Logic 30 |  |  |  |  | Energy sensor | G30 |  |  |  | MC031 | Great Hall |  |  | 0 | 0
MC031-B02 | MC031-B02/G31 | Standby pump |  |  |  |  | Energy sensor | G31 |  |  |  | MC031 | Great Hall |  |  | 0 | 0
MC031-B02 | MC031-B02/G32 | Duty pump |  |  |  |  | Energy sensor | G32 |  |  |  | MC031 | Great Hall |  |  | 0 | 0
MC031-B02 | MC031-B02/G33 | Logic 33 |  |  |  |  | Energy sensor | G33 |  |  |  | MC031 | Great Hall |  |  | 0 | 0
MC031-B02 | MC031-B02/G34 | Logic 34 |  |  |  |  | Energy sensor | G34 |  |  |  | MC031 | Great Hall |  |  | 0 | 0
MC031-B02 | MC031-B02/G35 | Logic 35 |  |  |  |  | Energy sensor | G35 |  |  |  | MC031 | Great Hall |  |  | 0 | 0
MC031-B02 | MC031-B02/G36 | NO1 pump 1 |  |  |  |  | Energy sensor | G36 |  |  |  | MC031 | Great Hall |  |  | 0 | 0
MC031-B02 | MC031-B02/G37 | NO1 Pump 2 |  |  |  |  | Energy sensor | G37 |  |  |  | MC031 | Great Hall |  |  | 0 | 0
MC031-B02 | MC031-B02/G38 | Logic 38 |  |  |  |  | Energy sensor | G38 |  |  |  | MC031 | Great Hall |  |  | 0 | 0
MC031-B02 | MC031-B02/G39 | Total area run hours |  |  |  |  | Energy sensor | G39 |  |  |  | MC031 | Great Hall |  |  | 0 | 0
MC031-B02 | MC031-B02/G4 | Logic 4 |  |  |  |  | Energy sensor | G4 |  |  |  | MC031 | Great Hall |  |  | 0 | 0
MC031-B02 | MC031-B02/G40 | NO2 pump 1 |  |  |  |  | Energy sensor | G40 |  |  |  | MC031 | Great Hall |  |  | 0 | 0
MC031-B02 | MC031-B02/G41 | NO2 Pump 2 |  |  |  |  | Energy sensor | G41 |  |  |  | MC031 | Great Hall |  |  | 0 | 0
MC031-B02 | MC031-B02/G42 | Logic 42 |  |  |  |  | Energy sensor | G42 |  |  |  | MC031 | Great Hall |  |  | 0 | 0
MC031-B02 | MC031-B02/G43 | Total area run hours |  |  |  |  | Energy sensor | G43 |  |  |  | MC031 | Great Hall |  |  | 0 | 0
MC031-B02 | MC031-B02/G44 | NO3 pump 1 |  |  |  |  | Energy sensor | G44 |  |  |  | MC031 | Great Hall |  |  | 0 | 0
MC031-B02 | MC031-B02/G45 | NO3 Pump 2 |  |  |  |  | Energy sensor | G45 |  |  |  | MC031 | Great Hall |  |  | 0 | 0
MC031-B02 | MC031-B02/G46 | Logic 46 |  |  |  |  | Energy sensor | G46 |  |  |  | MC031 | Great Hall |  |  | 0 | 0
MC031-B02 | MC031-B02/G47 | Total area run hours |  |  |  |  | Energy sensor | G47 |  |  |  | MC031 | Great Hall |  |  | 0 | 0
MC031-B02 | MC031-B02/G5 | Logic 5 |  |  |  |  | Energy sensor | G5 |  |  |  | MC031 | Great Hall |  |  | 0 | 0
MC031-B02 | MC031-B02/G50 | Logic 50 |  |  |  |  | Energy sensor | G50 |  |  |  | MC031 | Great Hall |  |  | 0 | 0
MC031-B02 | MC031-B02/G51 | Logic 51 |  |  |  |  | Energy sensor | G51 |  |  |  | MC031 | Great Hall |  |  | 0 | 0
MC031-B02 | MC031-B02/G6 | Logic 6 |  |  |  |  | Energy sensor | G6 |  |  |  | MC031 | Great Hall |  |  | 0 | 0
MC031-B02 | MC031-B02/G7 | Logic 7 |  |  |  |  | Energy sensor | G7 |  |  |  | MC031 | Great Hall |  |  | 0 | 0
MC031-B02 | MC031-B02/G8 | Logic 8 |  |  |  |  | Energy sensor | G8 |  |  |  | MC031 | Great Hall |  |  | 0 | 0
MC031-B02 | MC031-B02/G9 | Sump NO1 Pump Duty |  |  |  |  | Energy sensor | G9 |  |  |  | MC031 | Great Hall |  |  | 0 | 0
MC031-B02 | MC031-B02/I1 | Alarm Mute Pb |  |  |  |  | Energy sensor | I1 |  |  |  | MC031 | Great Hall |  |  | 0 | 0
MC031-B02 | MC031-B02/i1 | Module 1 |  |  |  |  | Energy sensor | i1 |  |  |  | MC031 | Great Hall |  |  | 0 | 0
MC031-B02 | MC031-B02/I10 | Sump NO2 1st Pump Start |  |  |  |  | Energy sensor | I10 |  |  |  | MC031 | Great Hall |  |  | 0 | 0
MC031-B02 | MC031-B02/I11 | Sump NO2 2nd Pump Start |  |  |  |  | Energy sensor | I11 |  |  |  | MC031 | Great Hall |  |  | 0 | 0
MC031-B02 | MC031-B02/I12 | Sump NO2 Common Stop |  |  |  |  | Energy sensor | I12 |  |  |  | MC031 | Great Hall |  |  | 0 | 0
MC031-B02 | MC031-B02/I13 | Sump NO2 High Level |  |  |  |  | Energy sensor | I13 |  |  |  | MC031 | Great Hall |  |  | 0 | 0
MC031-B02 | MC031-B02/I14 | Sump NO3 Pump 1 Trip |  |  |  |  | Energy sensor | I14 |  |  |  | MC031 | Great Hall |  |  | 0 | 0
MC031-B02 | MC031-B02/I15 | Sump NO3 Pump 2 Trip |  |  |  |  | Energy sensor | I15 |  |  |  | MC031 | Great Hall |  |  | 0 | 0
MC031-B02 | MC031-B02/I16 | Sump NO3 1st Pump Float |  |  |  |  | Energy sensor | I16 |  |  |  | MC031 | Great Hall |  |  | 0 | 0
MC031-B02 | MC031-B02/I17 | Sump NO3 2nd Pump Float |  |  |  |  | Energy sensor | I17 |  |  |  | MC031 | Great Hall |  |  | 0 | 0
MC031-B02 | MC031-B02/I18 | Sump NO3 Stop Float |  |  |  |  | Energy sensor | I18 |  |  |  | MC031 | Great Hall |  |  | 0 | 0
MC031-B02 | MC031-B02/I19 | Sump NO3 High Level |  |  |  |  | Energy sensor | I19 |  |  |  | MC031 | Great Hall |  |  | 0 | 0
MC031-B02 | MC031-B02/I2 | Sump NO1 Pump 1 Trip |  |  |  |  | Energy sensor | I2 |  |  |  | MC031 | Great Hall |  |  | 0 | 0
MC031-B02 | MC031-B02/i2 | Module 2 |  |  |  |  | Energy sensor | i2 |  |  |  | MC031 | Great Hall |  |  | 0 | 0
MC031-B02 | MC031-B02/I20 | CP NO1 Power ON |  |  |  |  | Energy sensor | I20 |  |  |  | MC031 | Great Hall |  |  | 0 | 0
MC031-B02 | MC031-B02/I3 | Sump NO1 Pump 2 Trip |  |  |  |  | Energy sensor | I3 |  |  |  | MC031 | Great Hall |  |  | 0 | 0
MC031-B02 | MC031-B02/I4 | Sump NO1 1st Pump Start |  |  |  |  | Energy sensor | I4 |  |  |  | MC031 | Great Hall |  |  | 0 | 0
MC031-B02 | MC031-B02/I5 | Sump NO1 2nd Pump Start |  |  |  |  | Energy sensor | I5 |  |  |  | MC031 | Great Hall |  |  | 0 | 0
MC031-B02 | MC031-B02/I6 | Sump NO1 Common Stop |  |  |  |  | Energy sensor | I6 |  |  |  | MC031 | Great Hall |  |  | 0 | 0
MC031-B02 | MC031-B02/I7 | Sump NO1 High Level |  |  |  |  | Energy sensor | I7 |  |  |  | MC031 | Great Hall |  |  | 0 | 0
MC031-B02 | MC031-B02/I8 | Sump NO2 Pump 1 Trip |  |  |  |  | Energy sensor | I8 |  |  |  | MC031 | Great Hall |  |  | 0 | 0
MC031-B02 | MC031-B02/I9 | Sump NO2 Pump 2 Trip |  |  |  |  | Energy sensor | I9 |  |  |  | MC031 | Great Hall |  |  | 0 | 0
MC031-B02 | MC031-B02/n1 | TREND_0D_3A_0E |  |  |  |  | Energy sensor | n1 |  |  |  | MC031 | Great Hall |  |  | 0 | 0
MC031-B02 | MC031-B02/o1 | Alarm Route 1 |  |  |  |  | Energy sensor | o1 |  |  |  | MC031 | Great Hall |  |  | 0 | 0
MC031-B02 | MC031-B02/o2 | Alarm Route 2 |  |  |  |  | Energy sensor | o2 |  |  |  | MC031 | Great Hall |  |  | 0 | 0
MC031-B02 | MC031-B02/o3 | Alarm Route 3 |  |  |  |  | Energy sensor | o3 |  |  |  | MC031 | Great Hall |  |  | 0 | 0
MC031-B02 | MC031-B02/P1 | Sump NO1 Pumps En |  |  |  |  | Energy sensor | P1 |  |  |  | MC031 | Great Hall |  |  | 0 | 0
MC031-B02 | MC031-B02/P10 | NO6 pump 1 hrs |  |  |  |  | Energy sensor | P10 |  |  |  | MC031 | Great Hall |  |  | 0 | 0
MC031-B02 | MC031-B02/P11 | NO6 pump 2 hrs |  |  |  |  | Energy sensor | P11 |  |  |  | MC031 | Great Hall |  |  | 0 | 0
MC031-B02 | MC031-B02/P12 | NO6 pumps Total |  |  |  |  | Energy sensor | P12 |  |  |  | MC031 | Great Hall |  |  | 0 | 0
MC031-B02 | MC031-B02/P13 | Cal Fow meter MTHW Ltrs Min |  |  |  |  | Energy sensor | P13 |  |  |  | MC031 | Great Hall |  |  | 0 | 0
MC031-B02 | MC031-B02/P2 | Sump NO2 Pumps En |  |  |  |  | Energy sensor | P2 |  |  |  | MC031 | Great Hall |  |  | 0 | 0
MC031-B02 | MC031-B02/P3 | Sump NO2 Pumps En |  |  |  |  | Energy sensor | P3 |  |  |  | MC031 | Great Hall |  |  | 0 | 0
MC031-B02 | MC031-B02/P4 | NO6 pump 1 hrs |  |  |  |  | Energy sensor | P4 |  |  |  | MC031 | Great Hall |  |  | 0 | 0
MC031-B02 | MC031-B02/P5 | NO6 pump 2 hrs |  |  |  |  | Energy sensor | P5 |  |  |  | MC031 | Great Hall |  |  | 0 | 0
MC031-B02 | MC031-B02/P6 | NO6 pumps Total |  |  |  |  | Energy sensor | P6 |  |  |  | MC031 | Great Hall |  |  | 0 | 0
MC031-B02 | MC031-B02/P7 | NO7 pump 1 hrs |  |  |  |  | Energy sensor | P7 |  |  |  | MC031 | Great Hall |  |  | 0 | 0
MC031-B02 | MC031-B02/P8 | NO7 pump 2 hrs |  |  |  |  | Energy sensor | P8 |  |  |  | MC031 | Great Hall |  |  | 0 | 0
MC031-B02 | MC031-B02/P9 | NO7 pumps Total |  |  |  |  | Energy sensor | P9 |  |  |  | MC031 | Great Hall |  |  | 0 | 0
MC031-B02 | MC031-B02/Q1 | Sequence Table 1 |  |  |  |  | Energy sensor | Q1 |  |  |  | MC031 | Great Hall |  |  | 0 | 0
MC031-B02 | MC031-B02/S1 | 4DIX Module 1 |  |  |  |  | Energy sensor | S1 |  |  |  | MC031 | Great Hall |  |  | 0 | 0
MC031-B02 | MC031-B02/S10 | NO3 pumps Total |  |  |  |  | Energy sensor | S10 |  |  |  | MC031 | Great Hall |  |  | 0 | 0
MC031-B02 | MC031-B02/S11 | MTHW FLOW RAW 4-20ma |  |  |  |  | Energy sensor | S11 |  |  |  | MC031 | Great Hall |  |  | 0 | 0
MC031-B02 | MC031-B02/S13 | Cal Fow meter MTHW Ltrs Min |  |  |  |  | Energy sensor | S13 |  |  |  | MC031 | Great Hall |  |  | 0 | 0
MC031-B02 | MC031-B02/S2 | NO1 pump 1 hrs |  |  |  |  | Energy sensor | S2 |  |  |  | MC031 | Great Hall |  |  | 0 | 0
MC031-B02 | MC031-B02/S3 | NO1 pump 2 hrs |  |  |  |  | Energy sensor | S3 |  |  |  | MC031 | Great Hall |  |  | 0 | 0
MC031-B02 | MC031-B02/S4 | NO1 pumps Total |  |  |  |  | Energy sensor | S4 |  |  |  | MC031 | Great Hall |  |  | 0 | 0
MC031-B02 | MC031-B02/S5 | NO2 pump 1 hrs |  |  |  |  | Energy sensor | S5 |  |  |  | MC031 | Great Hall |  |  | 0 | 0
MC031-B02 | MC031-B02/S6 | NO2 pump 2 hrs |  |  |  |  | Energy sensor | S6 |  |  |  | MC031 | Great Hall |  |  | 0 | 0
MC031-B02 | MC031-B02/S7 | NO2 pumps Total |  |  |  |  | Energy sensor | S7 |  |  |  | MC031 | Great Hall |  |  | 0 | 0
MC031-B02 | MC031-B02/S8 | NO3 pump 1 hrs |  |  |  |  | Energy sensor | S8 |  |  |  | MC031 | Great Hall |  |  | 0 | 0
MC031-B02 | MC031-B02/S9 | NO3 pump 2 hrs |  |  |  |  | Energy sensor | S9 |  |  |  | MC031 | Great Hall |  |  | 0 | 0
MC031-B02 | MC031-B02/V1 | [5 empty] | Energy sensor | V1 |  |  |  | MC031 | Great Hall |  |  | 0 | 0
MC031-B02 | MC031-B02/W1 | Sump NO1 Pump Duty |  |  |  |  | Energy sensor | W1 |  |  |  | MC031 | Great Hall |  |  | 0 | 0
MC031-B02 | MC031-B02/W2 | Sump NO2 Pump Duty |  |  |  |  | Energy sensor | W2 |  |  |  | MC031 | Great Hall |  |  | 0 | 0
MC031-B02 | MC031-B02/W3 | Sump NO3 Pump Duty |  |  |  |  | Energy sensor | W3 |  |  |  | MC031 | Great Hall |  |  | 0 | 0
MC031-B02 | MC031-B02/W5 | Switch 5 |  |  |  |  | Energy sensor | W5 |  |  |  | MC031 | Great Hall |  |  | 0 | 0
MC031-B02 | MC031-B02/Y1 | 4DIX V |  |  |  |  | Energy sensor | Y1 |  |  |  | MC031 | Great Hall |  |  | 0 | 0
MC031-B02 | MC031-B02/Y2 | Current 4-20ma |  |  |  |  | Energy sensor | Y2 |  |  |  | MC031 | Great Hall |  |  | 0 | 0
MC202-B14 | MC202-B14/~1 | [5 empty] | Energy sensor | ~1 |  |  |  | MC202 | Charles Carter Building |  |  | 0 | 0
MC202-B14 | MC202-B14/~10 | [5 empty] | Energy sensor | ~10 |  |  |  | MC202 | Charles Carter Building |  |  | 0 | 0
MC202-B14 | MC202-B14/~11 | [5 empty] | Energy sensor | ~11 |  |  |  | MC202 | Charles Carter Building |  |  | 0 | 0
MC202-B14 | MC202-B14/~12 | [5 empty] | Energy sensor | ~12 |  |  |  | MC202 | Charles Carter Building |  |  | 0 | 0
MC202-B14 | MC202-B14/~13 | [5 empty] | Energy sensor | ~13 |  |  |  | MC202 | Charles Carter Building |  |  | 0 | 0
MC202-B14 | MC202-B14/~14 | [5 empty] | Energy sensor | ~14 |  |  |  | MC202 | Charles Carter Building |  |  | 0 | 0
MC202-B14 | MC202-B14/~15 | [5 empty] | Energy sensor | ~15 |  |  |  | MC202 | Charles Carter Building |  |  | 0 | 0
MC202-B14 | MC202-B14/~16 | [5 empty] | Energy sensor | ~16 |  |  |  | MC202 | Charles Carter Building |  |  | 0 | 0
MC202-B14 | MC202-B14/~17 | [5 empty] | Energy sensor | ~17 |  |  |  | MC202 | Charles Carter Building |  |  | 0 | 0
MC202-B14 | MC202-B14/~18 | [5 empty] | Energy sensor | ~18 |  |  |  | MC202 | Charles Carter Building |  |  | 0 | 0
MC202-B14 | MC202-B14/~19 | [5 empty] | Energy sensor | ~19 |  |  |  | MC202 | Charles Carter Building |  |  | 0 | 0
MC202-B14 | MC202-B14/~2 | [5 empty] | Energy sensor | ~2 |  |  |  | MC202 | Charles Carter Building |  |  | 0 | 0
MC202-B14 | MC202-B14/~20 | [5 empty] | Energy sensor | ~20 |  |  |  | MC202 | Charles Carter Building |  |  | 0 | 0
MC202-B14 | MC202-B14/~21 | [5 empty] | Energy sensor | ~21 |  |  |  | MC202 | Charles Carter Building |  |  | 0 | 0
MC202-B14 | MC202-B14/~22 | [5 empty] | Energy sensor | ~22 |  |  |  | MC202 | Charles Carter Building |  |  | 0 | 0
MC202-B14 | MC202-B14/~23 | [5 empty] | Energy sensor | ~23 |  |  |  | MC202 | Charles Carter Building |  |  | 0 | 0
MC202-B14 | MC202-B14/~24 | [5 empty] | Energy sensor | ~24 |  |  |  | MC202 | Charles Carter Building |  |  | 0 | 0
MC202-B14 | MC202-B14/~25 | [5 empty] | Energy sensor | ~25 |  |  |  | MC202 | Charles Carter Building |  |  | 0 | 0
MC202-B14 | MC202-B14/~26 | [5 empty] | Energy sensor | ~26 |  |  |  | MC202 | Charles Carter Building |  |  | 0 | 0
MC202-B14 | MC202-B14/~27 | [5 empty] | Energy sensor | ~27 |  |  |  | MC202 | Charles Carter Building |  |  | 0 | 0
MC202-B14 | MC202-B14/~28 | [5 empty] | Energy sensor | ~28 |  |  |  | MC202 | Charles Carter Building |  |  | 0 | 0
MC202-B14 | MC202-B14/~29 | [5 empty] | Energy sensor | ~29 |  |  |  | MC202 | Charles Carter Building |  |  | 0 | 0
MC202-B14 | MC202-B14/~3 | [5 empty] | Energy sensor | ~3 |  |  |  | MC202 | Charles Carter Building |  |  | 0 | 0
MC202-B14 | MC202-B14/~30 | [5 empty] | Energy sensor | ~30 |  |  |  | MC202 | Charles Carter Building |  |  | 0 | 0
MC202-B14 | MC202-B14/~31 | [5 empty] | Energy sensor | ~31 |  |  |  | MC202 | Charles Carter Building |  |  | 0 | 0
MC202-B14 | MC202-B14/~32 | [5 empty] | Energy sensor | ~32 |  |  |  | MC202 | Charles Carter Building |  |  | 0 | 0
MC202-B14 | MC202-B14/~33 | [5 empty] | Energy sensor | ~33 |  |  |  | MC202 | Charles Carter Building |  |  | 0 | 0
MC202-B14 | MC202-B14/~34 | [5 empty] | Energy sensor | ~34 |  |  |  | MC202 | Charles Carter Building |  |  | 0 | 0
MC202-B14 | MC202-B14/~35 | [5 empty] | Energy sensor | ~35 |  |  |  | MC202 | Charles Carter Building |  |  | 0 | 0
MC202-B14 | MC202-B14/~36 | [5 empty] | Energy sensor | ~36 |  |  |  | MC202 | Charles Carter Building |  |  | 0 | 0
MC202-B14 | MC202-B14/~37 | [5 empty] | Energy sensor | ~37 |  |  |  | MC202 | Charles Carter Building |  |  | 0 | 0
MC202-B14 | MC202-B14/~38 | [5 empty] | Energy sensor | ~38 |  |  |  | MC202 | Charles Carter Building |  |  | 0 | 0
MC202-B14 | MC202-B14/~39 | [5 empty] | Energy sensor | ~39 |  |  |  | MC202 | Charles Carter Building |  |  | 0 | 0
MC202-B14 | MC202-B14/~4 | [5 empty] | Energy sensor | ~4 |  |  |  | MC202 | Charles Carter Building |  |  | 0 | 0
MC202-B14 | MC202-B14/~40 | [5 empty] | Energy sensor | ~40 |  |  |  | MC202 | Charles Carter Building |  |  | 0 | 0
MC202-B14 | MC202-B14/~41 | [5 empty] | Energy sensor | ~41 |  |  |  | MC202 | Charles Carter Building |  |  | 0 | 0
MC202-B14 | MC202-B14/~42 | [5 empty] | Energy sensor | ~42 |  |  |  | MC202 | Charles Carter Building |  |  | 0 | 0
MC202-B14 | MC202-B14/~43 | [5 empty] | Energy sensor | ~43 |  |  |  | MC202 | Charles Carter Building |  |  | 0 | 0
MC202-B14 | MC202-B14/~44 | [5 empty] | Energy sensor | ~44 |  |  |  | MC202 | Charles Carter Building |  |  | 0 | 0
MC202-B14 | MC202-B14/~45 | [5 empty] | Energy sensor | ~45 |  |  |  | MC202 | Charles Carter Building |  |  | 0 | 0
MC202-B14 | MC202-B14/~46 | Adjustments (knobs) |  |  |  |  | Energy sensor | ~46 |  |  |  | MC202 | Charles Carter Building |  |  | 0 | 0
MC202-B14 | MC202-B14/~47 | Adjustments (switches) |  |  |  |  | Energy sensor | ~47 |  |  |  | MC202 | Charles Carter Building |  |  | 0 | 0
MC202-B14 | MC202-B14/~48 | [5 empty] | Energy sensor | ~48 |  |  |  | MC202 | Charles Carter Building |  |  | 0 | 0
MC202-B14 | MC202-B14/~49 | [5 empty] | Energy sensor | ~49 |  |  |  | MC202 | Charles Carter Building |  |  | 0 | 0
MC202-B14 | MC202-B14/~5 | [5 empty] | Energy sensor | ~5 |  |  |  | MC202 | Charles Carter Building |  |  | 0 | 0
MC202-B14 | MC202-B14/~50 | [5 empty] | Energy sensor | ~50 |  |  |  | MC202 | Charles Carter Building |  |  | 0 | 0
MC202-B14 | MC202-B14/~51 | [5 empty] | Energy sensor | ~51 |  |  |  | MC202 | Charles Carter Building |  |  | 0 | 0
MC202-B14 | MC202-B14/~52 | [5 empty] | Energy sensor | ~52 |  |  |  | MC202 | Charles Carter Building |  |  | 0 | 0
MC202-B14 | MC202-B14/~53 | Adjustments (night cool knobs) |  |  |  |  | Energy sensor | ~53 |  |  |  | MC202 | Charles Carter Building |  |  | 0 | 0
MC202-B14 | MC202-B14/~54 | [5 empty] | Energy sensor | ~54 |  |  |  | MC202 | Charles Carter Building |  |  | 0 | 0
MC202-B14 | MC202-B14/~55 | Adjustments |  |  |  |  | Energy sensor | ~55 |  |  |  | MC202 | Charles Carter Building |  |  | 0 | 0
MC202-B14 | MC202-B14/~56 | Knobs |  |  |  |  | Energy sensor | ~56 |  |  |  | MC202 | Charles Carter Building |  |  | 0 | 0
MC202-B14 | MC202-B14/~57 | Switches |  |  |  |  | Energy sensor | ~57 |  |  |  | MC202 | Charles Carter Building |  |  | 0 | 0
MC202-B14 | MC202-B14/~58 | [5 empty] | Energy sensor | ~58 |  |  |  | MC202 | Charles Carter Building |  |  | 0 | 0
MC202-B14 | MC202-B14/~59 | [5 empty] | Energy sensor | ~59 |  |  |  | MC202 | Charles Carter Building |  |  | 0 | 0
MC202-B14 | MC202-B14/~6 | [5 empty] | Energy sensor | ~6 |  |  |  | MC202 | Charles Carter Building |  |  | 0 | 0
MC202-B14 | MC202-B14/~60 | [5 empty] | Energy sensor | ~60 |  |  |  | MC202 | Charles Carter Building |  |  | 0 | 0
MC202-B14 | MC202-B14/~7 | [5 empty] | Energy sensor | ~7 |  |  |  | MC202 | Charles Carter Building |  |  | 0 | 0
MC202-B14 | MC202-B14/~8 | [5 empty] | Energy sensor | ~8 |  |  |  | MC202 | Charles Carter Building |  |  | 0 | 0
MC202-B14 | MC202-B14/~9 | [5 empty] | Energy sensor | ~9 |  |  |  | MC202 | Charles Carter Building |  |  | 0 | 0
MC202-B14 | MC202-B14/A14 | Outside air temperature |  |  | Degrees Celsius |  | Energy sensor | A14 |  |  |  | MC202 | Charles Carter Building |  |  | 0 | 0
MC202-B14 | MC202-B14/B1 | Frost from MCP |  |  |  |  | Energy sensor | B1 |  |  |  | MC202 | Charles Carter Building |  |  | 0 | 0
MC202-B14 | MC202-B14/B2 | Remote signals |  |  |  |  | Energy sensor | B2 |  |  |  | MC202 | Charles Carter Building |  |  | 0 | 0
MC202-B14 | MC202-B14/C1 | Virtual CNC 1 |  |  |  |  | Energy sensor | C1 |  |  |  | MC202 | Charles Carter Building |  |  | 0 | 0
MC202-B14 | MC202-B14/D1 | Unit enable and fresh air damper |  |  |  |  | Energy sensor | D1 |  |  |  | MC202 | Charles Carter Building | D02b,D02a |  | 0 | 0
MC202-B14 | MC202-B14/D2 | Bypass damper |  |  | 0 = Closed , 1 = Open |  | Energy sensor | D2 |  |  |  | MC202 | Charles Carter Building | D02b,D02a |  | 0 | 0
MC202-B14 | MC202-B14/D4 | Heating valve |  |  |  |  | Energy sensor | D4 |  |  |  | MC202 | Charles Carter Building | D02b,D02a |  | 0 | 0
MC202-B14 | MC202-B14/D5 | Supply fan speed |  |  | RPM |  | Energy sensor | D5 |  |  |  | MC202 | Charles Carter Building | D02b,D02a |  | 0 | 0
MC202-B14 | MC202-B14/D6 | Extract fan speed |  |  | RPM |  | Energy sensor | D6 |  |  |  | MC202 | Charles Carter Building | D02b,D02a |  | 0 | 0
MC202-B14 | MC202-B14/e1 | 963 Supervisor |  |  |  |  | Energy sensor | e1 |  |  |  | MC202 | Charles Carter Building |  |  | 0 | 0
MC202-B14 | MC202-B14/F1 | Function 1 |  |  |  |  | Energy sensor | F1 |  |  |  | MC202 | Charles Carter Building |  |  | 0 | 0
MC202-B14 | MC202-B14/F10 | Function 10 |  |  |  |  | Energy sensor | F10 |  |  |  | MC202 | Charles Carter Building |  |  | 0 | 0
MC202-B14 | MC202-B14/F11 | Function 11 |  |  |  |  | Energy sensor | F11 |  |  |  | MC202 | Charles Carter Building |  |  | 0 | 0
MC202-B14 | MC202-B14/F12 | Function 12 |  |  |  |  | Energy sensor | F12 |  |  |  | MC202 | Charles Carter Building |  |  | 0 | 0
MC202-B14 | MC202-B14/F13 | Function 13 |  |  |  |  | Energy sensor | F13 |  |  |  | MC202 | Charles Carter Building |  |  | 0 | 0
MC202-B14 | MC202-B14/F14 | Auto boost setpoint exceeded |  |  |  |  | Energy sensor | F14 |  |  |  | MC202 | Charles Carter Building |  |  | 0 | 0
MC202-B14 | MC202-B14/F15 | Function 15 |  |  |  |  | Energy sensor | F15 |  |  |  | MC202 | Charles Carter Building |  |  | 0 | 0
MC202-B14 | MC202-B14/F16 | Function 16 |  |  |  |  | Energy sensor | F16 |  |  |  | MC202 | Charles Carter Building |  |  | 0 | 0
MC202-B14 | MC202-B14/F17 | Function 17 |  |  |  |  | Energy sensor | F17 |  |  |  | MC202 | Charles Carter Building |  |  | 0 | 0
MC202-B14 | MC202-B14/F18 | Function 18 |  |  |  |  | Energy sensor | F18 |  |  |  | MC202 | Charles Carter Building |  |  | 0 | 0
MC202-B14 | MC202-B14/F19 | Supply fan speed |  |  | RPM |  | Energy sensor | F19 |  |  |  | MC202 | Charles Carter Building |  |  | 0 | 0
MC202-B14 | MC202-B14/F2 | Function 2 |  |  |  |  | Energy sensor | F2 |  |  |  | MC202 | Charles Carter Building |  |  | 0 | 0
MC202-B14 | MC202-B14/F20 | Function 20 |  |  |  |  | Energy sensor | F20 |  |  |  | MC202 | Charles Carter Building |  |  | 0 | 0
MC202-B14 | MC202-B14/F21 | Function 21 |  |  |  |  | Energy sensor | F21 |  |  |  | MC202 | Charles Carter Building |  |  | 0 | 0
MC202-B14 | MC202-B14/F22 | Function 22 |  |  |  |  | Energy sensor | F22 |  |  |  | MC202 | Charles Carter Building |  |  | 0 | 0
MC202-B14 | MC202-B14/F23 | Function 23 |  |  |  |  | Energy sensor | F23 |  |  |  | MC202 | Charles Carter Building |  |  | 0 | 0
MC202-B14 | MC202-B14/F24 | Function 24 |  |  |  |  | Energy sensor | F24 |  |  |  | MC202 | Charles Carter Building |  |  | 0 | 0
MC202-B14 | MC202-B14/F25 | Function 25 |  |  |  |  | Energy sensor | F25 |  |  |  | MC202 | Charles Carter Building |  |  | 0 | 0
MC202-B14 | MC202-B14/F26 | Function 26 |  |  |  |  | Energy sensor | F26 |  |  |  | MC202 | Charles Carter Building |  |  | 0 | 0
MC202-B14 | MC202-B14/F27 | Function 27 |  |  |  |  | Energy sensor | F27 |  |  |  | MC202 | Charles Carter Building |  |  | 0 | 0
MC202-B14 | MC202-B14/F28 | Function 28 |  |  |  |  | Energy sensor | F28 |  |  |  | MC202 | Charles Carter Building |  |  | 0 | 0
MC202-B14 | MC202-B14/F29 | Full Fresh Air [Clg] |  |  |  |  | Energy sensor | F29 |  |  |  | MC202 | Charles Carter Building |  |  | 0 | 0
MC202-B14 | MC202-B14/F3 | Function 3 |  |  |  |  | Energy sensor | F3 |  |  |  | MC202 | Charles Carter Building |  |  | 0 | 0
MC202-B14 | MC202-B14/F30 | Function 30 |  |  |  |  | Energy sensor | F30 |  |  |  | MC202 | Charles Carter Building |  |  | 0 | 0
MC202-B14 | MC202-B14/F31 | Function 31 |  |  |  |  | Energy sensor | F31 |  |  |  | MC202 | Charles Carter Building |  |  | 0 | 0
MC202-B14 | MC202-B14/F32 | Function 32 |  |  |  |  | Energy sensor | F32 |  |  |  | MC202 | Charles Carter Building |  |  | 0 | 0
MC202-B14 | MC202-B14/F33 | Function 33 |  |  |  |  | Energy sensor | F33 |  |  |  | MC202 | Charles Carter Building |  |  | 0 | 0
MC202-B14 | MC202-B14/F34 | Function 34 |  |  |  |  | Energy sensor | F34 |  |  |  | MC202 | Charles Carter Building |  |  | 0 | 0
MC202-B14 | MC202-B14/F35 | Function 35 |  |  |  |  | Energy sensor | F35 |  |  |  | MC202 | Charles Carter Building |  |  | 0 | 0
MC202-B14 | MC202-B14/F36 | Function 36 |  |  |  |  | Energy sensor | F36 |  |  |  | MC202 | Charles Carter Building |  |  | 0 | 0
MC202-B14 | MC202-B14/F37 | Function 37 |  |  |  |  | Energy sensor | F37 |  |  |  | MC202 | Charles Carter Building |  |  | 0 | 0
MC202-B14 | MC202-B14/F38 | Function 38 |  |  |  |  | Energy sensor | F38 |  |  |  | MC202 | Charles Carter Building |  |  | 0 | 0
MC202-B14 | MC202-B14/F39 | Extract fan speed |  |  | RPM |  | Energy sensor | F39 |  |  |  | MC202 | Charles Carter Building |  |  | 0 | 0
MC202-B14 | MC202-B14/F4 | Function 4 |  |  |  |  | Energy sensor | F4 |  |  |  | MC202 | Charles Carter Building |  |  | 0 | 0
MC202-B14 | MC202-B14/F40 | Function 40 |  |  |  |  | Energy sensor | F40 |  |  |  | MC202 | Charles Carter Building |  |  | 0 | 0
MC202-B14 | MC202-B14/F41 | Function 41 |  |  |  |  | Energy sensor | F41 |  |  |  | MC202 | Charles Carter Building |  |  | 0 | 0
MC202-B14 | MC202-B14/F42 | Function 42 |  |  |  |  | Energy sensor | F42 |  |  |  | MC202 | Charles Carter Building |  |  | 0 | 0
MC202-B14 | MC202-B14/F43 | Function 43 |  |  |  |  | Energy sensor | F43 |  |  |  | MC202 | Charles Carter Building |  |  | 0 | 0
MC202-B14 | MC202-B14/F44 | Function 44 |  |  |  |  | Energy sensor | F44 |  |  |  | MC202 | Charles Carter Building |  |  | 0 | 0
MC202-B14 | MC202-B14/F45 | Function 45 |  |  |  |  | Energy sensor | F45 |  |  |  | MC202 | Charles Carter Building |  |  | 0 | 0
MC202-B14 | MC202-B14/F47 | Function 47 |  |  |  |  | Energy sensor | F47 |  |  |  | MC202 | Charles Carter Building |  |  | 0 | 0
MC202-B14 | MC202-B14/F48 | Function 48 |  |  |  |  | Energy sensor | F48 |  |  |  | MC202 | Charles Carter Building |  |  | 0 | 0
MC202-B14 | MC202-B14/F6 | Function 6 |  |  |  |  | Energy sensor | F6 |  |  |  | MC202 | Charles Carter Building |  |  | 0 | 0
MC202-B14 | MC202-B14/F7 | Function 7 |  |  |  |  | Energy sensor | F7 |  |  |  | MC202 | Charles Carter Building |  |  | 0 | 0
MC202-B14 | MC202-B14/F8 | Fan speed (heating) |  |  |  |  | Energy sensor | F8 |  |  |  | MC202 | Charles Carter Building |  |  | 0 | 0
MC202-B14 | MC202-B14/F9 | Function 9 |  |  |  |  | Energy sensor | F9 |  |  |  | MC202 | Charles Carter Building |  |  | 0 | 0
MC202-B14 | MC202-B14/G1 | Logic 1 |  |  |  |  | Energy sensor | G1 |  |  |  | MC202 | Charles Carter Building |  |  | 0 | 0
MC202-B14 | MC202-B14/G10 | Logic 10 |  |  |  |  | Energy sensor | G10 |  |  |  | MC202 | Charles Carter Building |  |  | 0 | 0
MC202-B14 | MC202-B14/G11 | Logic 11 |  |  |  |  | Energy sensor | G11 |  |  |  | MC202 | Charles Carter Building |  |  | 0 | 0
MC202-B14 | MC202-B14/G12 | Logic 12 |  |  |  |  | Energy sensor | G12 |  |  |  | MC202 | Charles Carter Building |  |  | 0 | 0
MC202-B14 | MC202-B14/G13 | Logic 13 |  |  |  |  | Energy sensor | G13 |  |  |  | MC202 | Charles Carter Building |  |  | 0 | 0
MC202-B14 | MC202-B14/G14 | Boost mode |  |  |  |  | Energy sensor | G14 |  |  |  | MC202 | Charles Carter Building |  |  | 0 | 0
MC202-B14 | MC202-B14/G15 | Logic 15 |  |  |  |  | Energy sensor | G15 |  |  |  | MC202 | Charles Carter Building |  |  | 0 | 0
MC202-B14 | MC202-B14/G16 | Logic 16 |  |  |  |  | Energy sensor | G16 |  |  |  | MC202 | Charles Carter Building |  |  | 0 | 0
MC202-B14 | MC202-B14/G17 | Occ Htg SP Achieved [Full FA] |  |  |  |  | Energy sensor | G17 |  |  |  | MC202 | Charles Carter Building |  |  | 0 | 0
MC202-B14 | MC202-B14/G18 | Logic 18 |  |  |  |  | Energy sensor | G18 |  |  |  | MC202 | Charles Carter Building |  |  | 0 | 0
MC202-B14 | MC202-B14/G19 | Logic 19 |  |  |  |  | Energy sensor | G19 |  |  |  | MC202 | Charles Carter Building |  |  | 0 | 0
MC202-B14 | MC202-B14/G2 | Logic 2 |  |  |  |  | Energy sensor | G2 |  |  |  | MC202 | Charles Carter Building |  |  | 0 | 0
MC202-B14 | MC202-B14/G20 | Logic 20 |  |  |  |  | Energy sensor | G20 |  |  |  | MC202 | Charles Carter Building |  |  | 0 | 0
MC202-B14 | MC202-B14/G21 | Logic 21 |  |  |  |  | Energy sensor | G21 |  |  |  | MC202 | Charles Carter Building |  |  | 0 | 0
MC202-B14 | MC202-B14/G22 | Logic 22 |  |  |  |  | Energy sensor | G22 |  |  |  | MC202 | Charles Carter Building |  |  | 0 | 0
MC202-B14 | MC202-B14/G23 | Logic 23 |  |  |  |  | Energy sensor | G23 |  |  |  | MC202 | Charles Carter Building |  |  | 0 | 0
MC202-B14 | MC202-B14/G24 | Bypass damper control |  |  | 0 = Closed , 1 = Open |  | Energy sensor | G24 |  |  |  | MC202 | Charles Carter Building |  |  | 0 | 0
MC202-B14 | MC202-B14/G25 | Logic 25 |  |  |  |  | Energy sensor | G25 |  |  |  | MC202 | Charles Carter Building |  |  | 0 | 0
MC202-B14 | MC202-B14/G26 | Supply fan max speed |  |  | RPM |  | Energy sensor | G26 |  |  |  | MC202 | Charles Carter Building |  |  | 0 | 0
MC202-B14 | MC202-B14/G27 | Logic 27 |  |  |  |  | Energy sensor | G27 |  |  |  | MC202 | Charles Carter Building |  |  | 0 | 0
MC202-B14 | MC202-B14/G28 | Logic 28 |  |  |  |  | Energy sensor | G28 |  |  |  | MC202 | Charles Carter Building |  |  | 0 | 0
MC202-B14 | MC202-B14/G29 | Logic 29 |  |  |  |  | Energy sensor | G29 |  |  |  | MC202 | Charles Carter Building |  |  | 0 | 0
MC202-B14 | MC202-B14/G3 | Logic 3 |  |  |  |  | Energy sensor | G3 |  |  |  | MC202 | Charles Carter Building |  |  | 0 | 0
MC202-B14 | MC202-B14/G30 | Logic 30 |  |  |  |  | Energy sensor | G30 |  |  |  | MC202 | Charles Carter Building |  |  | 0 | 0
MC202-B14 | MC202-B14/G31 | Logic 31 |  |  |  |  | Energy sensor | G31 |  |  |  | MC202 | Charles Carter Building |  |  | 0 | 0
MC202-B14 | MC202-B14/G32 | Logic 32 |  |  |  |  | Energy sensor | G32 |  |  |  | MC202 | Charles Carter Building |  |  | 0 | 0
MC202-B14 | MC202-B14/G33 | Logic 33 |  |  |  |  | Energy sensor | G33 |  |  |  | MC202 | Charles Carter Building |  |  | 0 | 0
MC202-B14 | MC202-B14/G34 | Logic 34 |  |  |  |  | Energy sensor | G34 |  |  |  | MC202 | Charles Carter Building |  |  | 0 | 0
MC202-B14 | MC202-B14/G35 | Remote night cooling available |  |  | 0 = No, 1 = Yes |  | Energy sensor | G35 |  |  |  | MC202 | Charles Carter Building |  |  | 0 | 0
MC202-B14 | MC202-B14/G36 | Logic 36 |  |  |  |  | Energy sensor | G36 |  |  |  | MC202 | Charles Carter Building |  |  | 0 | 0
MC202-B14 | MC202-B14/G37 | Logic 37 |  |  |  |  | Energy sensor | G37 |  |  |  | MC202 | Charles Carter Building |  |  | 0 | 0
MC202-B14 | MC202-B14/G38 | Logic 38 |  |  |  |  | Energy sensor | G38 |  |  |  | MC202 | Charles Carter Building |  |  | 0 | 0
MC202-B14 | MC202-B14/G4 | Logic 4 |  |  |  |  | Energy sensor | G4 |  |  |  | MC202 | Charles Carter Building |  |  | 0 | 0
MC202-B14 | MC202-B14/G5 | Timeclock enable |  |  | 0 = No, 1 = Yes |  | Energy sensor | G5 |  |  |  | MC202 | Charles Carter Building |  |  | 0 | 0
MC202-B14 | MC202-B14/G6 | Class vent required |  |  | 0 = No, 1 = Yes |  | Energy sensor | G6 |  |  |  | MC202 | Charles Carter Building |  |  | 0 | 0
MC202-B14 | MC202-B14/G7 | Logic 7 |  |  |  |  | Energy sensor | G7 |  |  |  | MC202 | Charles Carter Building |  |  | 0 | 0
MC202-B14 | MC202-B14/G8 | Logic 8 |  |  |  |  | Energy sensor | G8 |  |  |  | MC202 | Charles Carter Building |  |  | 0 | 0
MC202-B14 | MC202-B14/G9 | Class vent enable |  |  | 0 = No, 1 = Yes |  | Energy sensor | G9 |  |  |  | MC202 | Charles Carter Building |  |  | 0 | 0
MC202-B14 | MC202-B14/I1 | Forced Cooling Required |  |  |  |  | Energy sensor | I1 |  |  |  | MC202 | Charles Carter Building | D02b,D02a |  | 0 | 0
MC202-B14 | MC202-B14/I11 | Filter dirty |  |  | 0 = No, 1 = Yes |  | Energy sensor | I11 |  |  |  | MC202 | Charles Carter Building | D02b,D02a |  | 0 | 0
MC202-B14 | MC202-B14/I12 | Supply fan inverter status |  |  |  |  | Energy sensor | I12 |  |  |  | MC202 | Charles Carter Building | D02b,D02a |  | 0 | 0
MC202-B14 | MC202-B14/I13 | Extract fan inverter status |  |  |  |  | Energy sensor | I13 |  |  |  | MC202 | Charles Carter Building | D02b,D02a |  | 0 | 0
MC202-B14 | MC202-B14/I14 | Condensate pump alarm |  |  | 0 = No, 1 = Yes |  | Energy sensor | I14 |  |  |  | MC202 | Charles Carter Building | D02b,D02a |  | 0 | 0
MC202-B14 | MC202-B14/I15 | Unit occupancy |  |  |  |  | Energy sensor | I15 |  |  |  | MC202 | Charles Carter Building | D02b,D02a |  | 0 | 0
MC202-B14 | MC202-B14/I16 | Room frost protection |  |  |  |  | Energy sensor | I16 |  |  |  | MC202 | Charles Carter Building | D02b,D02a |  | 0 | 0
MC202-B14 | MC202-B14/I17 | Staff boost mode |  |  | 0 = Off, 1 = On |  | Energy sensor | I17 |  |  |  | MC202 | Charles Carter Building | D02b,D02a |  | 0 | 0
MC202-B14 | MC202-B14/I18 | Auto boost mode |  |  | 0 = Off, 1 = On |  | Energy sensor | I18 |  |  |  | MC202 | Charles Carter Building | D02b,D02a |  | 0 | 0
MC202-B14 | MC202-B14/I19 | Night cooling |  |  | 0 = Off, 1 = On |  | Energy sensor | I19 |  |  |  | MC202 | Charles Carter Building | D02b,D02a |  | 0 | 0
MC202-B14 | MC202-B14/I20 | Full fresh air |  |  | 0 = Off, 1 = On |  | Energy sensor | I20 |  |  |  | MC202 | Charles Carter Building | D02b,D02a |  | 0 | 0
MC202-B14 | MC202-B14/I21 | Open bypass damper |  |  | 0 = Closed , 1 = Open |  | Energy sensor | I21 |  |  |  | MC202 | Charles Carter Building | D02b,D02a |  | 0 | 0
MC202-B14 | MC202-B14/I22 | Unit freeze protection |  |  |  |  | Energy sensor | I22 |  |  |  | MC202 | Charles Carter Building | D02b,D02a |  | 0 | 0
MC202-B14 | MC202-B14/I23 | Supply fan fault |  |  | 0 = No, 1 = Yes |  | Energy sensor | I23 |  |  |  | MC202 | Charles Carter Building | D02b,D02a |  | 0 | 0
MC202-B14 | MC202-B14/I24 | Extract fan fault |  |  | 0 = No, 1 = Yes |  | Energy sensor | I24 |  |  |  | MC202 | Charles Carter Building | D02b,D02a |  | 0 | 0
MC202-B14 | MC202-B14/I25 | Class vent enable |  |  | 0 = Off, 1 = On |  | Energy sensor | I25 |  |  |  | MC202 | Charles Carter Building | D02b,D02a |  | 0 | 0
MC202-B14 | MC202-B14/I30 | Common fault signal |  |  | 0 = No fault, 1 = Fault |  | Energy sensor | I30 |  |  |  | MC202 | Charles Carter Building | D02b,D02a |  | 0 | 0
MC202-B14 | MC202-B14/I5 | On-Off selector |  |  | 0 = Off, 1 = On |  | Energy sensor | I5 |  |  |  | MC202 | Charles Carter Building | D02b,D02a |  | 0 | 0
MC202-B14 | MC202-B14/I6 | Frost thermostat trip |  |  |  |  | Energy sensor | I6 |  |  |  | MC202 | Charles Carter Building | D02b,D02a |  | 0 | 0
MC202-B14 | MC202-B14/K1 | Spare |  |  |  |  | Energy sensor | K1 |  |  |  | MC202 | Charles Carter Building | D02b,D02a |  | 0 | 0
MC202-B14 | MC202-B14/K10 | Extract fan min speed |  |  | RPM |  | Energy sensor | K10 |  |  |  | MC202 | Charles Carter Building | D02b,D02a |  | 0 | 0
MC202-B14 | MC202-B14/K11 | Extract fan max speed |  |  | RPM |  | Energy sensor | K11 |  |  |  | MC202 | Charles Carter Building | D02b,D02a |  | 0 | 0
MC202-B14 | MC202-B14/K12 | Spare |  |  |  |  | Energy sensor | K12 |  |  |  | MC202 | Charles Carter Building | D02b,D02a |  | 0 | 0
MC202-B14 | MC202-B14/K14 | Occupancy CO2 level |  |  | Parts per million |  | Energy sensor | K14 |  |  |  | MC202 | Charles Carter Building | D02b,D02a |  | 0 | 0
MC202-B14 | MC202-B14/K15 | Outside air night cooling level |  |  | Degrees Celsius |  | Energy sensor | K15 |  |  |  | MC202 | Charles Carter Building | D02b,D02a |  | 0 | 0
MC202-B14 | MC202-B14/K16 | Supply air high limit |  |  |  |  | Energy sensor | K16 |  |  |  | MC202 | Charles Carter Building | D02b,D02a |  | 0 | 0
MC202-B14 | MC202-B14/K17 | Supply fan minimum speed |  |  | RPM |  | Energy sensor | K17 |  |  |  | MC202 | Charles Carter Building | D02b,D02a |  | 0 | 0
MC202-B14 | MC202-B14/K18 | Supply fan max speed |  |  | RPM |  | Energy sensor | K18 |  |  |  | MC202 | Charles Carter Building | D02b,D02a |  | 0 | 0
MC202-B14 | MC202-B14/K19 | Supply fan startup speed |  |  | RPM |  | Energy sensor | K19 |  |  |  | MC202 | Charles Carter Building | D02b,D02a |  | 0 | 0
MC202-B14 | MC202-B14/K2 | Unit freeze protection |  |  |  |  | Energy sensor | K2 |  |  |  | MC202 | Charles Carter Building | D02b,D02a |  | 0 | 0
MC202-B14 | MC202-B14/K20 | Extract fan startup speed |  |  | RPM |  | Energy sensor | K20 |  |  |  | MC202 | Charles Carter Building | D02b,D02a |  | 0 | 0
MC202-B14 | MC202-B14/K21 | Night time cooling supply fan speed |  |  | RPM |  | Energy sensor | K21 |  |  |  | MC202 | Charles Carter Building | D02b,D02a |  | 0 | 0
MC202-B14 | MC202-B14/K22 | Night time cooling extract fan speed |  |  | RPM |  | Energy sensor | K22 |  |  |  | MC202 | Charles Carter Building | D02b,D02a |  | 0 | 0
MC202-B14 | MC202-B14/K23 | Night time cool temperature setpoint |  |  | Degrees Celsius |  | Energy sensor | K23 |  |  |  | MC202 | Charles Carter Building | D02b,D02a |  | 0 | 0
MC202-B14 | MC202-B14/K24 | Night cooling supply air low limit |  |  |  |  | Energy sensor | K24 |  |  |  | MC202 | Charles Carter Building | D02b,D02a |  | 0 | 0
MC202-B14 | MC202-B14/K3 | Room frost protection |  |  |  |  | Energy sensor | K3 |  |  |  | MC202 | Charles Carter Building | D02b,D02a |  | 0 | 0
MC202-B14 | MC202-B14/K4 | Spare |  |  |  |  | Energy sensor | K4 |  |  |  | MC202 | Charles Carter Building | D02b,D02a |  | 0 | 0
MC202-B14 | MC202-B14/K5 | Occupancy heating temperature setpoint |  |  | Degrees Celsius |  | Energy sensor | K5 |  |  |  | MC202 | Charles Carter Building | D02b,D02a |  | 0 | 0
MC202-B14 | MC202-B14/K6 | OccupancyClgTempSP |  |  | Degrees Celsius |  | Energy sensor | K6 |  |  |  | MC202 | Charles Carter Building | D02b,D02a |  | 0 | 0
MC202-B14 | MC202-B14/K7 | Free cooling temperature setpoint |  |  | Degrees Celsius |  | Energy sensor | K7 |  |  |  | MC202 | Charles Carter Building | D02b,D02a |  | 0 | 0
MC202-B14 | MC202-B14/K8 | Spare |  |  |  |  | Energy sensor | K8 |  |  |  | MC202 | Charles Carter Building | D02b,D02a |  | 0 | 0
MC202-B14 | MC202-B14/K9 | Supply air low limit |  |  |  |  | Energy sensor | K9 |  |  |  | MC202 | Charles Carter Building | D02b,D02a |  | 0 | 0
MC202-B14 | MC202-B14/L1 | Loop 1 |  |  |  |  | Energy sensor | L1 |  |  |  | MC202 | Charles Carter Building | D02b,D02a |  | 0 | 0
MC202-B14 | MC202-B14/L2 | Supply air low limit |  |  |  |  | Energy sensor | L2 |  |  |  | MC202 | Charles Carter Building | D02b,D02a |  | 0 | 0
MC202-B14 | MC202-B14/L3 | Fan Speed [CO2] |  |  |  |  | Energy sensor | L3 |  |  |  | MC202 | Charles Carter Building | D02b,D02a |  | 0 | 0
MC202-B14 | MC202-B14/L4 | Fan Speed [Clg] |  |  |  |  | Energy sensor | L4 |  |  |  | MC202 | Charles Carter Building | D02b,D02a |  | 0 | 0
MC202-B14 | MC202-B14/L5 | Loop 5 |  |  |  |  | Energy sensor | L5 |  |  |  | MC202 | Charles Carter Building | D02b,D02a |  | 0 | 0
MC202-B14 | MC202-B14/L6 | Loop 6 |  |  |  |  | Energy sensor | L6 |  |  |  | MC202 | Charles Carter Building | D02b,D02a |  | 0 | 0
MC202-B14 | MC202-B14/n1 | Waterside |  |  |  |  | Energy sensor | n1 |  |  |  | MC202 | Charles Carter Building |  |  | 0 | 0
MC202-B14 | MC202-B14/N1 | IC Comms 1 |  |  |  |  | Energy sensor | N1 |  |  |  | MC202 | Charles Carter Building |  |  | 0 | 0
MC202-B14 | MC202-B14/N2 | IC Comms 2 |  |  |  |  | Energy sensor | N2 |  |  |  | MC202 | Charles Carter Building |  |  | 0 | 0
MC202-B14 | MC202-B14/o1 | Alarm Route 1 |  |  |  |  | Energy sensor | o1 |  |  |  | MC202 | Charles Carter Building |  |  | 0 | 0
MC202-B14 | MC202-B14/P1 | Supply air temperature |  |  | Degrees Celsius |  | Energy sensor | P1 |  |  |  | MC202 | Charles Carter Building |  |  | 0 | 0
MC202-B14 | MC202-B14/P11 | Class vent heating demand |  |  |  |  | Energy sensor | P11 |  |  |  | MC202 | Charles Carter Building |  |  | 0 | 0
MC202-B14 | MC202-B14/P12 | Supply fan speed |  |  | RPM |  | Energy sensor | P12 |  |  |  | MC202 | Charles Carter Building |  |  | 0 | 0
MC202-B14 | MC202-B14/P13 | Extract fan speed |  |  | RPM |  | Energy sensor | P13 |  |  |  | MC202 | Charles Carter Building |  |  | 0 | 0
MC202-B14 | MC202-B14/P14 | Outside air temperature |  |  | Degrees Celsius |  | Energy sensor | P14 |  |  |  | MC202 | Charles Carter Building |  |  | 0 | 0
MC202-B14 | MC202-B14/P15 | Bypass damper |  |  | 0 = Closed , 1 = Open |  | Energy sensor | P15 |  |  |  | MC202 | Charles Carter Building |  |  | 0 | 0
MC202-B14 | MC202-B14/P2 | Return temperature |  |  | Degrees Celsius |  | Energy sensor | P2 |  |  |  | MC202 | Charles Carter Building |  |  | 0 | 0
MC202-B14 | MC202-B14/P3 | Extract CO2 level |  |  | Parts per million |  | Energy sensor | P3 |  |  |  | MC202 | Charles Carter Building |  |  | 0 | 0
MC202-B14 | MC202-B14/P4 | DIM Module |  |  |  |  | Energy sensor | P4 |  |  |  | MC202 | Charles Carter Building |  |  | 0 | 0
MC202-B14 | MC202-B14/P5 | Common fault signal |  |  | 0 = No fault, 1 = Fault |  | Energy sensor | P5 |  |  |  | MC202 | Charles Carter Building |  |  | 0 | 0
MC202-B14 | MC202-B14/P6 | Common fault signal |  |  | 0 = No fault, 1 = Fault |  | Energy sensor | P6 |  |  |  | MC202 | Charles Carter Building |  |  | 0 | 0
MC202-B14 | MC202-B14/Q1 | Sequence Table 1 |  |  |  |  | Energy sensor | Q1 |  |  |  | MC202 | Charles Carter Building |  |  | 0 | 0
MC202-B14 | MC202-B14/S1 | Supply air temperature |  |  | Degrees Celsius |  | Energy sensor | S1 |  |  |  | MC202 | Charles Carter Building | D02b,D02a |  | 0 | 0
MC202-B14 | MC202-B14/S11 | Class vent heating demand |  |  |  |  | Energy sensor | S11 |  |  |  | MC202 | Charles Carter Building | D02b,D02a |  | 0 | 0
MC202-B14 | MC202-B14/S12 | Supply fan speed |  |  | RPM |  | Energy sensor | S12 |  |  |  | MC202 | Charles Carter Building | D02b,D02a |  | 0 | 0
MC202-B14 | MC202-B14/S13 | Extract fan speed |  |  | RPM |  | Energy sensor | S13 |  |  |  | MC202 | Charles Carter Building | D02b,D02a |  | 0 | 0
MC202-B14 | MC202-B14/S14 | Outside air temperature |  |  | Degrees Celsius |  | Energy sensor | S14 |  |  |  | MC202 | Charles Carter Building | D02b,D02a |  | 0 | 0
MC202-B14 | MC202-B14/S15 | Bypass damper |  |  | 0 = Closed , 1 = Open |  | Energy sensor | S15 |  |  |  | MC202 | Charles Carter Building | D02b,D02a |  | 0 | 0
MC202-B14 | MC202-B14/S2 | Return temperature |  |  | Degrees Celsius |  | Energy sensor | S2 |  |  |  | MC202 | Charles Carter Building | D02b,D02a |  | 0 | 0
MC202-B14 | MC202-B14/S3 | Extract CO2 level |  |  | Parts per million |  | Energy sensor | S3 |  |  |  | MC202 | Charles Carter Building | D02b,D02a |  | 0 | 0
MC202-B14 | MC202-B14/S4 | DIM Module |  |  |  |  | Energy sensor | S4 |  |  |  | MC202 | Charles Carter Building | D02b,D02a |  | 0 | 0
MC202-B14 | MC202-B14/V1 | [5 empty] | Energy sensor | V1 |  |  |  | MC202 | Charles Carter Building |  |  | 0 | 0
MC202-B14 | MC202-B14/W2 | Commissioning mode |  |  | 0 = Off, 1 = On |  | Energy sensor | W2 |  |  |  | MC202 | Charles Carter Building | D02b,D02a |  | 0 | 0
MC202-B14 | MC202-B14/W3 | Enable boost mode |  |  | 0 = Off, 1 = On |  | Energy sensor | W3 |  |  |  | MC202 | Charles Carter Building | D02b,D02a |  | 0 | 0
MC202-B14 | MC202-B14/W4 | Freeze protection reset |  |  | 0 = Off, 1 = On |  | Energy sensor | W4 |  |  |  | MC202 | Charles Carter Building | D02b,D02a |  | 0 | 0
MC202-B14 | MC202-B14/W5 | Enable alarms |  |  | 0 = Off, 1 = On |  | Energy sensor | W5 |  |  |  | MC202 | Charles Carter Building | D02b,D02a |  | 0 | 0
MC202-B14 | MC202-B14/W6 | Manual off |  |  |  |  | Energy sensor | W6 |  |  |  | MC202 | Charles Carter Building | D02b,D02a |  | 0 | 0
MC202-B14 | MC202-B14/Y1 | Trend Thermistor |  |  |  |  | Energy sensor | Y1 |  |  |  | MC202 | Charles Carter Building |  |  | 0 | 0
MC202-B14 | MC202-B14/Y2 | CO2 V |  |  |  |  | Energy sensor | Y2 |  |  |  | MC202 | Charles Carter Building |  |  | 0 | 0
MC202-B14 | MC202-B14/Y3 | 4DIX V |  |  |  |  | Energy sensor | Y3 |  |  |  | MC202 | Charles Carter Building |  |  | 0 | 0
MC202-B14 | MC202-B14/Z1 | Local time clock |  |  |  |  | Energy sensor | Z1 |  |  |  | MC202 | Charles Carter Building | D02b,D02a |  | 0 | 0
MC072-B04 | MC072-B04/A1 | Plant Demands |  |  |  |  | Energy sensor | A1 |  |  |  | MC072 | Fylde College |  |  | 0 | 0
MC072-B04 | MC072-B04/A10 | Comp1 Ext Damper1 Posn |  |  |  |  | Energy sensor | A10 |  |  |  | MC072 | Fylde College |  |  | 0 | 0
MC072-B04 | MC072-B04/A11 | Comp1 Ext Damper2 Posn |  |  |  |  | Energy sensor | A11 |  |  |  | MC072 | Fylde College |  |  | 0 | 0
MC072-B04 | MC072-B04/A12 | Comp2 Supply Damper1 Posn |  |  |  |  | Energy sensor | A12 |  |  |  | MC072 | Fylde College |  |  | 0 | 0
MC072-B04 | MC072-B04/A13 | Comp2 Supply Damper2 Posn |  |  |  |  | Energy sensor | A13 |  |  |  | MC072 | Fylde College |  |  | 0 | 0
MC072-B04 | MC072-B04/A14 | Comp2 Ext Damper1 Posn |  |  |  |  | Energy sensor | A14 |  |  |  | MC072 | Fylde College |  |  | 0 | 0
MC072-B04 | MC072-B04/A15 | Comp2 Ext Damper2 Posn |  |  |  |  | Energy sensor | A15 |  |  |  | MC072 | Fylde College |  |  | 0 | 0
MC072-B04 | MC072-B04/A16 | CompSem Supply Damper1 Posn |  |  |  |  | Energy sensor | A16 |  |  |  | MC072 | Fylde College |  |  | 0 | 0
MC072-B04 | MC072-B04/A17 | CompSem Supply Damper2 Posn |  |  |  |  | Energy sensor | A17 |  |  |  | MC072 | Fylde College |  |  | 0 | 0
MC072-B04 | MC072-B04/A18 | CompSem Ext Damper1 Posn |  |  |  |  | Energy sensor | A18 |  |  |  | MC072 | Fylde College |  |  | 0 | 0
MC072-B04 | MC072-B04/A19 | CompSem Ext Damper2 Posn |  |  |  |  | Energy sensor | A19 |  |  |  | MC072 | Fylde College |  |  | 0 | 0
MC072-B04 | MC072-B04/A2 | Demands |  |  |  |  | Energy sensor | A2 |  |  |  | MC072 | Fylde College |  |  | 0 | 0
MC072-B04 | MC072-B04/A20 | Solar Supply Damper1 Posn |  |  |  |  | Energy sensor | A20 |  |  |  | MC072 | Fylde College |  |  | 0 | 0
MC072-B04 | MC072-B04/A21 | Solar Supply Damper2 Posn |  |  |  |  | Energy sensor | A21 |  |  |  | MC072 | Fylde College |  |  | 0 | 0
MC072-B04 | MC072-B04/A22 | Solar Ext Damper1 Posn |  |  |  |  | Energy sensor | A22 |  |  |  | MC072 | Fylde College |  |  | 0 | 0
MC072-B04 | MC072-B04/A23 | Solar Ext Damper2 Posn |  |  |  |  | Energy sensor | A23 |  |  |  | MC072 | Fylde College |  |  | 0 | 0
MC072-B04 | MC072-B04/A24 | Solar Ext Damper3 Posn |  |  |  |  | Energy sensor | A24 |  |  |  | MC072 | Fylde College |  |  | 0 | 0
MC072-B04 | MC072-B04/A3 | OAT Sensor |  |  |  |  | Energy sensor | A3 |  |  |  | MC072 | Fylde College |  |  | 0 | 0
MC072-B04 | MC072-B04/A4 | Lecture Supply Damper1 Posn |  |  |  |  | Energy sensor | A4 |  |  |  | MC072 | Fylde College |  |  | 0 | 0
MC072-B04 | MC072-B04/A5 | Lecture Supply Damper2 Posn |  |  |  |  | Energy sensor | A5 |  |  |  | MC072 | Fylde College |  |  | 0 | 0
MC072-B04 | MC072-B04/A6 | Lecture Ext Damper1 Posn |  |  |  |  | Energy sensor | A6 |  |  |  | MC072 | Fylde College |  |  | 0 | 0
MC072-B04 | MC072-B04/A7 | Lecture Ext Damper2 Posn |  |  |  |  | Energy sensor | A7 |  |  |  | MC072 | Fylde College |  |  | 0 | 0
MC072-B04 | MC072-B04/A8 | Comp1 Supply Damper1 Posn |  |  |  |  | Energy sensor | A8 |  |  |  | MC072 | Fylde College |  |  | 0 | 0
MC072-B04 | MC072-B04/A9 | Comp1 Supply Damper2 Posn |  |  |  |  | Energy sensor | A9 |  |  |  | MC072 | Fylde College |  |  | 0 | 0
MC072-B04 | MC072-B04/C1 | Virtual CNC 1 |  |  |  |  | Energy sensor | C1 |  |  |  | MC072 | Fylde College |  |  | 0 | 0
MC072-B04 | MC072-B04/D1 | AHU 1 Supply Speed Control |  |  |  |  | Energy sensor | D1 |  |  |  | MC072 | Fylde College |  |  | 0 | 0
MC072-B04 | MC072-B04/D10 | AHU 2 Extract Fan Enable |  |  |  |  | Energy sensor | D10 |  |  |  | MC072 | Fylde College |  |  | 0 | 0
MC072-B04 | MC072-B04/D12 | AHU 2 Extract Speed Control |  |  |  |  | Energy sensor | D12 |  |  |  | MC072 | Fylde College |  |  | 0 | 0
MC072-B04 | MC072-B04/D13 | AHU 2 Heating Valve |  |  |  |  | Energy sensor | D13 |  |  |  | MC072 | Fylde College |  |  | 0 | 0
MC072-B04 | MC072-B04/D14 | AHU 2 Recoup Damper |  |  |  |  | Energy sensor | D14 |  |  |  | MC072 | Fylde College |  |  | 0 | 0
MC072-B04 | MC072-B04/D15 | Solar Vent Sup Chimney 1 Dmpr |  |  |  |  | Energy sensor | D15 |  |  |  | MC072 | Fylde College |  |  | 0 | 0
MC072-B04 | MC072-B04/D16 | Solar Vent Sup Chimney 2 Dmpr |  |  |  |  | Energy sensor | D16 |  |  |  | MC072 | Fylde College |  |  | 0 | 0
MC072-B04 | MC072-B04/D17 | Solar Vent Ext Chimney 1 Dmpr |  |  |  |  | Energy sensor | D17 |  |  |  | MC072 | Fylde College |  |  | 0 | 0
MC072-B04 | MC072-B04/D18 | Solar Vent Ext Chimney 2 Dmpr |  |  |  |  | Energy sensor | D18 |  |  |  | MC072 | Fylde College |  |  | 0 | 0
MC072-B04 | MC072-B04/D19 | Solar Vent Ext Chimney 3 Dmpr |  |  |  |  | Energy sensor | D19 |  |  |  | MC072 | Fylde College |  |  | 0 | 0
MC072-B04 | MC072-B04/D2 | AHU 1 Thermal Wheel Control |  |  |  |  | Energy sensor | D2 |  |  |  | MC072 | Fylde College |  |  | 0 | 0
MC072-B04 | MC072-B04/D20 | Lecture Supply Damper1 |  |  |  |  | Energy sensor | D20 |  |  |  | MC072 | Fylde College |  |  | 0 | 0
MC072-B04 | MC072-B04/D21 | Lecture Supply Damper2 |  |  |  |  | Energy sensor | D21 |  |  |  | MC072 | Fylde College |  |  | 0 | 0
MC072-B04 | MC072-B04/D22 | Computer Rm 1 Supply Damper 1 |  |  |  |  | Energy sensor | D22 |  |  |  | MC072 | Fylde College |  |  | 0 | 0
MC072-B04 | MC072-B04/D23 | Computer Rm 1 Supply Damper 2 |  |  |  |  | Energy sensor | D23 |  |  |  | MC072 | Fylde College |  |  | 0 | 0
MC072-B04 | MC072-B04/D24 | Lecture Exhaust Extract |  |  |  |  | Energy sensor | D24 |  |  |  | MC072 | Fylde College |  |  | 0 | 0
MC072-B04 | MC072-B04/D25 | Lecture Supply Extract |  |  |  |  | Energy sensor | D25 |  |  |  | MC072 | Fylde College |  |  | 0 | 0
MC072-B04 | MC072-B04/D26 | Computer Rm 2 Supply Damper 1 |  |  |  |  | Energy sensor | D26 |  |  |  | MC072 | Fylde College |  |  | 0 | 0
MC072-B04 | MC072-B04/D27 | Computer Rm 2 Supply Damper 2 |  |  |  |  | Energy sensor | D27 |  |  |  | MC072 | Fylde College |  |  | 0 | 0
MC072-B04 | MC072-B04/D28 | Computer Rm 2 Exhaust Extract |  |  |  |  | Energy sensor | D28 |  |  |  | MC072 | Fylde College |  |  | 0 | 0
MC072-B04 | MC072-B04/D29 | Computer Rm 2 Supply Extract |  |  |  |  | Energy sensor | D29 |  |  |  | MC072 | Fylde College |  |  | 0 | 0
MC072-B04 | MC072-B04/D3 | AHU 1 Extract Speed Control |  |  |  |  | Energy sensor | D3 |  |  |  | MC072 | Fylde College |  |  | 0 | 0
MC072-B04 | MC072-B04/D30 | Computer Rm 1 Supply Extract |  |  |  |  | Energy sensor | D30 |  |  |  | MC072 | Fylde College |  |  | 0 | 0
MC072-B04 | MC072-B04/D31 | Computer Rm 1 Exhaust Extract |  |  |  |  | Energy sensor | D31 |  |  |  | MC072 | Fylde College |  |  | 0 | 0
MC072-B04 | MC072-B04/D32 | CompSem Supply Damper 1 |  |  |  |  | Energy sensor | D32 |  |  |  | MC072 | Fylde College |  |  | 0 | 0
MC072-B04 | MC072-B04/D33 | CompSem Supply Damper 2 |  |  |  |  | Energy sensor | D33 |  |  |  | MC072 | Fylde College |  |  | 0 | 0
MC072-B04 | MC072-B04/D34 | CompSem Supply Extract |  |  |  |  | Energy sensor | D34 |  |  |  | MC072 | Fylde College |  |  | 0 | 0
MC072-B04 | MC072-B04/D35 | CompSem Exhaust Extract |  |  |  |  | Energy sensor | D35 |  |  |  | MC072 | Fylde College |  |  | 0 | 0
MC072-B04 | MC072-B04/D4 | AHU 1 Frost Coil Valve |  |  |  |  | Energy sensor | D4 |  |  |  | MC072 | Fylde College |  |  | 0 | 0
MC072-B04 | MC072-B04/D5 | AHU 1 Heating Valve |  |  |  |  | Energy sensor | D5 |  |  |  | MC072 | Fylde College |  |  | 0 | 0
MC072-B04 | MC072-B04/D6 | AHU 2 Supply Speed Control |  |  |  |  | Energy sensor | D6 |  |  |  | MC072 | Fylde College |  |  | 0 | 0
MC072-B04 | MC072-B04/D7 | AHU 1 Supply Fan Enable |  |  |  |  | Energy sensor | D7 |  |  |  | MC072 | Fylde College |  |  | 0 | 0
MC072-B04 | MC072-B04/D8 | AHU 1 Extract Fan Enable |  |  |  |  | Energy sensor | D8 |  |  |  | MC072 | Fylde College |  |  | 0 | 0
MC072-B04 | MC072-B04/D9 | AHU 2 Supply Fan Enable |  |  |  |  | Energy sensor | D9 |  |  |  | MC072 | Fylde College |  |  | 0 | 0
MC072-B04 | MC072-B04/e1 | Alarm Dest 1 |  |  |  |  | Energy sensor | e1 |  |  |  | MC072 | Fylde College |  |  | 0 | 0
MC072-B04 | MC072-B04/F1 | Function 1 |  |  |  |  | Energy sensor | F1 |  |  |  | MC072 | Fylde College |  |  | 0 | 0
MC072-B04 | MC072-B04/F10 | Heating Mode |  |  |  |  | Energy sensor | F10 |  |  |  | MC072 | Fylde College |  |  | 0 | 0
MC072-B04 | MC072-B04/F100 | Alarm Collection |  |  |  |  | Energy sensor | F100 |  |  |  | MC072 | Fylde College |  |  | 0 | 0
MC072-B04 | MC072-B04/F101 | Function 101 |  |  |  |  | Energy sensor | F101 |  |  |  | MC072 | Fylde College |  |  | 0 | 0
MC072-B04 | MC072-B04/F102 | Function 102 |  |  |  |  | Energy sensor | F102 |  |  |  | MC072 | Fylde College |  |  | 0 | 0
MC072-B04 | MC072-B04/F103 | Function 103 |  |  |  |  | Energy sensor | F103 |  |  |  | MC072 | Fylde College |  |  | 0 | 0
MC072-B04 | MC072-B04/F104 | Function 104 |  |  |  |  | Energy sensor | F104 |  |  |  | MC072 | Fylde College |  |  | 0 | 0
MC072-B04 | MC072-B04/F105 | Function 105 |  |  |  |  | Energy sensor | F105 |  |  |  | MC072 | Fylde College |  |  | 0 | 0
MC072-B04 | MC072-B04/F106 | Function 106 |  |  |  |  | Energy sensor | F106 |  |  |  | MC072 | Fylde College |  |  | 0 | 0
MC072-B04 | MC072-B04/F107 | Function 107 |  |  |  |  | Energy sensor | F107 |  |  |  | MC072 | Fylde College |  |  | 0 | 0
MC072-B04 | MC072-B04/F108 | Function 108 |  |  |  |  | Energy sensor | F108 |  |  |  | MC072 | Fylde College |  |  | 0 | 0
MC072-B04 | MC072-B04/F109 | Function 109 |  |  |  |  | Energy sensor | F109 |  |  |  | MC072 | Fylde College |  |  | 0 | 0
MC072-B04 | MC072-B04/F11 | Function 11 |  |  |  |  | Energy sensor | F11 |  |  |  | MC072 | Fylde College |  |  | 0 | 0
MC072-B04 | MC072-B04/F110 | Function 110 |  |  |  |  | Energy sensor | F110 |  |  |  | MC072 | Fylde College |  |  | 0 | 0
MC072-B04 | MC072-B04/F111 | Function 111 |  |  |  |  | Energy sensor | F111 |  |  |  | MC072 | Fylde College |  |  | 0 | 0
MC072-B04 | MC072-B04/F112 | Function 112 |  |  |  |  | Energy sensor | F112 |  |  |  | MC072 | Fylde College |  |  | 0 | 0
MC072-B04 | MC072-B04/F113 | Function 113 |  |  |  |  | Energy sensor | F113 |  |  |  | MC072 | Fylde College |  |  | 0 | 0
MC072-B04 | MC072-B04/F114 | Function 114 |  |  |  |  | Energy sensor | F114 |  |  |  | MC072 | Fylde College |  |  | 0 | 0
MC072-B04 | MC072-B04/F115 | Function 115 |  |  |  |  | Energy sensor | F115 |  |  |  | MC072 | Fylde College |  |  | 0 | 0
MC072-B04 | MC072-B04/F116 | Function 116 |  |  |  |  | Energy sensor | F116 |  |  |  | MC072 | Fylde College |  |  | 0 | 0
MC072-B04 | MC072-B04/F117 | Function 117 |  |  |  |  | Energy sensor | F117 |  |  |  | MC072 | Fylde College |  |  | 0 | 0
MC072-B04 | MC072-B04/F118 | Function 118 |  |  |  |  | Energy sensor | F118 |  |  |  | MC072 | Fylde College |  |  | 0 | 0
MC072-B04 | MC072-B04/F119 | Function 119 |  |  |  |  | Energy sensor | F119 |  |  |  | MC072 | Fylde College |  |  | 0 | 0
MC072-B04 | MC072-B04/F12 | Function 12 |  |  |  |  | Energy sensor | F12 |  |  |  | MC072 | Fylde College |  |  | 0 | 0
MC072-B04 | MC072-B04/F120 | Function 120 |  |  |  |  | Energy sensor | F120 |  |  |  | MC072 | Fylde College |  |  | 0 | 0
MC072-B04 | MC072-B04/F121 | Function 121 |  |  |  |  | Energy sensor | F121 |  |  |  | MC072 | Fylde College |  |  | 0 | 0
MC072-B04 | MC072-B04/F122 | Function 122 |  |  |  |  | Energy sensor | F122 |  |  |  | MC072 | Fylde College |  |  | 0 | 0
MC072-B04 | MC072-B04/F123 | Function 123 |  |  |  |  | Energy sensor | F123 |  |  |  | MC072 | Fylde College |  |  | 0 | 0
MC072-B04 | MC072-B04/F124 | Function 124 |  |  |  |  | Energy sensor | F124 |  |  |  | MC072 | Fylde College |  |  | 0 | 0
MC072-B04 | MC072-B04/F125 | Function 125 |  |  |  |  | Energy sensor | F125 |  |  |  | MC072 | Fylde College |  |  | 0 | 0
MC072-B04 | MC072-B04/F126 | Function 126 |  |  |  |  | Energy sensor | F126 |  |  |  | MC072 | Fylde College |  |  | 0 | 0
MC072-B04 | MC072-B04/F127 | Function 127 |  |  |  |  | Energy sensor | F127 |  |  |  | MC072 | Fylde College |  |  | 0 | 0
MC072-B04 | MC072-B04/F128 | Function 128 |  |  |  |  | Energy sensor | F128 |  |  |  | MC072 | Fylde College |  |  | 0 | 0
MC072-B04 | MC072-B04/F129 | Function 129 |  |  |  |  | Energy sensor | F129 |  |  |  | MC072 | Fylde College |  |  | 0 | 0
MC072-B04 | MC072-B04/F13 | Function 13 |  |  |  |  | Energy sensor | F13 |  |  |  | MC072 | Fylde College |  |  | 0 | 0
MC072-B04 | MC072-B04/F130 | Function 130 |  |  |  |  | Energy sensor | F130 |  |  |  | MC072 | Fylde College |  |  | 0 | 0
MC072-B04 | MC072-B04/F131 | Function 131 |  |  |  |  | Energy sensor | F131 |  |  |  | MC072 | Fylde College |  |  | 0 | 0
MC072-B04 | MC072-B04/F132 | Function 132 |  |  |  |  | Energy sensor | F132 |  |  |  | MC072 | Fylde College |  |  | 0 | 0
MC072-B04 | MC072-B04/F133 | Function 133 |  |  |  |  | Energy sensor | F133 |  |  |  | MC072 | Fylde College |  |  | 0 | 0
MC072-B04 | MC072-B04/F134 | Function 134 |  |  |  |  | Energy sensor | F134 |  |  |  | MC072 | Fylde College |  |  | 0 | 0
MC072-B04 | MC072-B04/F135 | Function 135 |  |  |  |  | Energy sensor | F135 |  |  |  | MC072 | Fylde College |  |  | 0 | 0
MC072-B04 | MC072-B04/F136 | Function 136 |  |  |  |  | Energy sensor | F136 |  |  |  | MC072 | Fylde College |  |  | 0 | 0
MC072-B04 | MC072-B04/F137 | Function 137 |  |  |  |  | Energy sensor | F137 |  |  |  | MC072 | Fylde College |  |  | 0 | 0
MC072-B04 | MC072-B04/F138 | Function 138 |  |  |  |  | Energy sensor | F138 |  |  |  | MC072 | Fylde College |  |  | 0 | 0
MC072-B04 | MC072-B04/F139 | Function 139 |  |  |  |  | Energy sensor | F139 |  |  |  | MC072 | Fylde College |  |  | 0 | 0
MC072-B04 | MC072-B04/F14 | Function 14 |  |  |  |  | Energy sensor | F14 |  |  |  | MC072 | Fylde College |  |  | 0 | 0
MC072-B04 | MC072-B04/F140 | Function 140 |  |  |  |  | Energy sensor | F140 |  |  |  | MC072 | Fylde College |  |  | 0 | 0
MC072-B04 | MC072-B04/F141 | Function 141 |  |  |  |  | Energy sensor | F141 |  |  |  | MC072 | Fylde College |  |  | 0 | 0
MC072-B04 | MC072-B04/F142 | Function 142 |  |  |  |  | Energy sensor | F142 |  |  |  | MC072 | Fylde College |  |  | 0 | 0
MC072-B04 | MC072-B04/F143 | Function 143 |  |  |  |  | Energy sensor | F143 |  |  |  | MC072 | Fylde College |  |  | 0 | 0
MC072-B04 | MC072-B04/F144 | Function 144 |  |  |  |  | Energy sensor | F144 |  |  |  | MC072 | Fylde College |  |  | 0 | 0
MC072-B04 | MC072-B04/F145 | Function 145 |  |  |  |  | Energy sensor | F145 |  |  |  | MC072 | Fylde College |  |  | 0 | 0
MC072-B04 | MC072-B04/F146 | Function 146 |  |  |  |  | Energy sensor | F146 |  |  |  | MC072 | Fylde College |  |  | 0 | 0
MC072-B04 | MC072-B04/F147 | Function 147 |  |  |  |  | Energy sensor | F147 |  |  |  | MC072 | Fylde College |  |  | 0 | 0
MC072-B04 | MC072-B04/F149 | Function 149 |  |  |  |  | Energy sensor | F149 |  |  |  | MC072 | Fylde College |  |  | 0 | 0
MC072-B04 | MC072-B04/F15 | Plant Demands |  |  |  |  | Energy sensor | F15 |  |  |  | MC072 | Fylde College |  |  | 0 | 0
MC072-B04 | MC072-B04/F150 | Function 150 |  |  |  |  | Energy sensor | F150 |  |  |  | MC072 | Fylde College |  |  | 0 | 0
MC072-B04 | MC072-B04/F151 | Function 151 |  |  |  |  | Energy sensor | F151 |  |  |  | MC072 | Fylde College |  |  | 0 | 0
MC072-B04 | MC072-B04/F152 | Function 152 |  |  |  |  | Energy sensor | F152 |  |  |  | MC072 | Fylde College |  |  | 0 | 0
MC072-B04 | MC072-B04/F156 | Function 156 |  |  |  |  | Energy sensor | F156 |  |  |  | MC072 | Fylde College |  |  | 0 | 0
MC072-B04 | MC072-B04/F157 | Function 157 |  |  |  |  | Energy sensor | F157 |  |  |  | MC072 | Fylde College |  |  | 0 | 0
MC072-B04 | MC072-B04/F158 | Function 158 |  |  |  |  | Energy sensor | F158 |  |  |  | MC072 | Fylde College |  |  | 0 | 0
MC072-B04 | MC072-B04/F159 | Function 159 |  |  |  |  | Energy sensor | F159 |  |  |  | MC072 | Fylde College |  |  | 0 | 0
MC072-B04 | MC072-B04/F16 | Function 16 |  |  |  |  | Energy sensor | F16 |  |  |  | MC072 | Fylde College |  |  | 0 | 0
MC072-B04 | MC072-B04/F160 | Function 160 |  |  |  |  | Energy sensor | F160 |  |  |  | MC072 | Fylde College |  |  | 0 | 0
MC072-B04 | MC072-B04/F161 | Function 161 |  |  |  |  | Energy sensor | F161 |  |  |  | MC072 | Fylde College |  |  | 0 | 0
MC072-B04 | MC072-B04/F162 | Function 162 |  |  |  |  | Energy sensor | F162 |  |  |  | MC072 | Fylde College |  |  | 0 | 0
MC072-B04 | MC072-B04/F163 | Function 163 |  |  |  |  | Energy sensor | F163 |  |  |  | MC072 | Fylde College |  |  | 0 | 0
MC072-B04 | MC072-B04/F164 | Function 164 |  |  |  |  | Energy sensor | F164 |  |  |  | MC072 | Fylde College |  |  | 0 | 0
MC072-B04 | MC072-B04/F165 | Function 165 |  |  |  |  | Energy sensor | F165 |  |  |  | MC072 | Fylde College |  |  | 0 | 0
MC072-B04 | MC072-B04/F166 | Function 166 |  |  |  |  | Energy sensor | F166 |  |  |  | MC072 | Fylde College |  |  | 0 | 0
MC072-B04 | MC072-B04/F167 | Function 167 |  |  |  |  | Energy sensor | F167 |  |  |  | MC072 | Fylde College |  |  | 0 | 0
MC072-B04 | MC072-B04/F168 | Function 168 |  |  |  |  | Energy sensor | F168 |  |  |  | MC072 | Fylde College |  |  | 0 | 0
MC072-B04 | MC072-B04/F169 | Function 169 |  |  |  |  | Energy sensor | F169 |  |  |  | MC072 | Fylde College |  |  | 0 | 0
MC072-B04 | MC072-B04/F17 | Function 17 |  |  |  |  | Energy sensor | F17 |  |  |  | MC072 | Fylde College |  |  | 0 | 0
MC072-B04 | MC072-B04/F170 | Function 170 |  |  |  |  | Energy sensor | F170 |  |  |  | MC072 | Fylde College |  |  | 0 | 0
MC072-B04 | MC072-B04/F171 | Function 171 |  |  |  |  | Energy sensor | F171 |  |  |  | MC072 | Fylde College |  |  | 0 | 0
MC072-B04 | MC072-B04/F172 | Function 172 |  |  |  |  | Energy sensor | F172 |  |  |  | MC072 | Fylde College |  |  | 0 | 0
MC072-B04 | MC072-B04/F173 | Function 173 |  |  |  |  | Energy sensor | F173 |  |  |  | MC072 | Fylde College |  |  | 0 | 0
MC072-B04 | MC072-B04/F174 | Function 174 |  |  |  |  | Energy sensor | F174 |  |  |  | MC072 | Fylde College |  |  | 0 | 0
MC072-B04 | MC072-B04/F175 | Function 175 |  |  |  |  | Energy sensor | F175 |  |  |  | MC072 | Fylde College |  |  | 0 | 0
MC072-B04 | MC072-B04/F176 | Function 176 |  |  |  |  | Energy sensor | F176 |  |  |  | MC072 | Fylde College |  |  | 0 | 0
MC072-B04 | MC072-B04/F177 | Function 177 |  |  |  |  | Energy sensor | F177 |  |  |  | MC072 | Fylde College |  |  | 0 | 0
MC072-B04 | MC072-B04/F178 | Function 178 |  |  |  |  | Energy sensor | F178 |  |  |  | MC072 | Fylde College |  |  | 0 | 0
MC072-B04 | MC072-B04/F179 | Function 179 |  |  |  |  | Energy sensor | F179 |  |  |  | MC072 | Fylde College |  |  | 0 | 0
MC072-B04 | MC072-B04/F18 | Function 18 |  |  |  |  | Energy sensor | F18 |  |  |  | MC072 | Fylde College |  |  | 0 | 0
MC072-B04 | MC072-B04/F180 | Function 180 |  |  |  |  | Energy sensor | F180 |  |  |  | MC072 | Fylde College |  |  | 0 | 0
MC072-B04 | MC072-B04/F181 | Function 181 |  |  |  |  | Energy sensor | F181 |  |  |  | MC072 | Fylde College |  |  | 0 | 0
MC072-B04 | MC072-B04/F182 | Function 182 |  |  |  |  | Energy sensor | F182 |  |  |  | MC072 | Fylde College |  |  | 0 | 0
MC072-B04 | MC072-B04/F183 | Function 183 |  |  |  |  | Energy sensor | F183 |  |  |  | MC072 | Fylde College |  |  | 0 | 0
MC072-B04 | MC072-B04/F184 | Function 184 |  |  |  |  | Energy sensor | F184 |  |  |  | MC072 | Fylde College |  |  | 0 | 0
MC072-B04 | MC072-B04/F185 | Function 185 |  |  |  |  | Energy sensor | F185 |  |  |  | MC072 | Fylde College |  |  | 0 | 0
MC072-B04 | MC072-B04/F186 | Function 186 |  |  |  |  | Energy sensor | F186 |  |  |  | MC072 | Fylde College |  |  | 0 | 0
MC072-B04 | MC072-B04/F187 | Function 187 |  |  |  |  | Energy sensor | F187 |  |  |  | MC072 | Fylde College |  |  | 0 | 0
MC072-B04 | MC072-B04/F188 | Function 188 |  |  |  |  | Energy sensor | F188 |  |  |  | MC072 | Fylde College |  |  | 0 | 0
MC072-B04 | MC072-B04/F189 | Function 189 |  |  |  |  | Energy sensor | F189 |  |  |  | MC072 | Fylde College |  |  | 0 | 0
MC072-B04 | MC072-B04/F19 | Function 19 |  |  |  |  | Energy sensor | F19 |  |  |  | MC072 | Fylde College |  |  | 0 | 0
MC072-B04 | MC072-B04/F2 | Function 2 |  |  |  |  | Energy sensor | F2 |  |  |  | MC072 | Fylde College |  |  | 0 | 0
MC072-B04 | MC072-B04/F20 | Function 20 |  |  |  |  | Energy sensor | F20 |  |  |  | MC072 | Fylde College |  |  | 0 | 0
MC072-B04 | MC072-B04/F21 | Function 21 |  |  |  |  | Energy sensor | F21 |  |  |  | MC072 | Fylde College |  |  | 0 | 0
MC072-B04 | MC072-B04/F22 | Function 22 |  |  |  |  | Energy sensor | F22 |  |  |  | MC072 | Fylde College |  |  | 0 | 0
MC072-B04 | MC072-B04/F23 | Function 23 |  |  |  |  | Energy sensor | F23 |  |  |  | MC072 | Fylde College |  |  | 0 | 0
MC072-B04 | MC072-B04/F24 | AHU 2 Heating Demand |  |  |  |  | Energy sensor | F24 |  |  |  | MC072 | Fylde College |  |  | 0 | 0
MC072-B04 | MC072-B04/F25 | Nat Vent Not Working |  |  |  |  | Energy sensor | F25 |  |  |  | MC072 | Fylde College |  |  | 0 | 0
MC072-B04 | MC072-B04/F26 | Function 26 |  |  |  |  | Energy sensor | F26 |  |  |  | MC072 | Fylde College |  |  | 0 | 0
MC072-B04 | MC072-B04/F27 | Space Min Temp |  |  | Degrees Celsius |  | Energy sensor | F27 |  |  |  | MC072 | Fylde College |  |  | 0 | 0
MC072-B04 | MC072-B04/F28 | Function 28 |  |  |  |  | Energy sensor | F28 |  |  |  | MC072 | Fylde College |  |  | 0 | 0
MC072-B04 | MC072-B04/F29 | Function 29 |  |  |  |  | Energy sensor | F29 |  |  |  | MC072 | Fylde College |  |  | 0 | 0
MC072-B04 | MC072-B04/F3 | Function 3 |  |  |  |  | Energy sensor | F3 |  |  |  | MC072 | Fylde College |  |  | 0 | 0
MC072-B04 | MC072-B04/F30 | Function 30 |  |  |  |  | Energy sensor | F30 |  |  |  | MC072 | Fylde College |  |  | 0 | 0
MC072-B04 | MC072-B04/F31 | Function 31 |  |  |  |  | Energy sensor | F31 |  |  |  | MC072 | Fylde College |  |  | 0 | 0
MC072-B04 | MC072-B04/F32 | Function 32 |  |  |  |  | Energy sensor | F32 |  |  |  | MC072 | Fylde College |  |  | 0 | 0
MC072-B04 | MC072-B04/F33 | AHU 1 Frost Coil Htg Demand |  |  |  |  | Energy sensor | F33 |  |  |  | MC072 | Fylde College |  |  | 0 | 0
MC072-B04 | MC072-B04/F34 | Function 34 |  |  |  |  | Energy sensor | F34 |  |  |  | MC072 | Fylde College |  |  | 0 | 0
MC072-B04 | MC072-B04/F35 | Function 35 |  |  |  |  | Energy sensor | F35 |  |  |  | MC072 | Fylde College |  |  | 0 | 0
MC072-B04 | MC072-B04/F36 | AHU 1 Supply HtgClg Dmd |  |  |  |  | Energy sensor | F36 |  |  |  | MC072 | Fylde College |  |  | 0 | 0
MC072-B04 | MC072-B04/F37 | Function 37 |  |  |  |  | Energy sensor | F37 |  |  |  | MC072 | Fylde College |  |  | 0 | 0
MC072-B04 | MC072-B04/F38 | Function 38 |  |  |  |  | Energy sensor | F38 |  |  |  | MC072 | Fylde College |  |  | 0 | 0
MC072-B04 | MC072-B04/F39 | Function 39 |  |  |  |  | Energy sensor | F39 |  |  |  | MC072 | Fylde College |  |  | 0 | 0
MC072-B04 | MC072-B04/F4 | Function 4 |  |  |  |  | Energy sensor | F4 |  |  |  | MC072 | Fylde College |  |  | 0 | 0
MC072-B04 | MC072-B04/F40 | Function 40 |  |  |  |  | Energy sensor | F40 |  |  |  | MC072 | Fylde College |  |  | 0 | 0
MC072-B04 | MC072-B04/F41 | Function 41 |  |  |  |  | Energy sensor | F41 |  |  |  | MC072 | Fylde College |  |  | 0 | 0
MC072-B04 | MC072-B04/F42 | Function 42 |  |  |  |  | Energy sensor | F42 |  |  |  | MC072 | Fylde College |  |  | 0 | 0
MC072-B04 | MC072-B04/F43 | Function 43 |  |  |  |  | Energy sensor | F43 |  |  |  | MC072 | Fylde College |  |  | 0 | 0
MC072-B04 | MC072-B04/F44 | AHU 1 Heating Demand |  |  |  |  | Energy sensor | F44 |  |  |  | MC072 | Fylde College |  |  | 0 | 0
MC072-B04 | MC072-B04/F45 | AHU 1 Cooling Demand |  |  |  |  | Energy sensor | F45 |  |  |  | MC072 | Fylde College |  |  | 0 | 0
MC072-B04 | MC072-B04/F46 | Function 46 |  |  |  |  | Energy sensor | F46 |  |  |  | MC072 | Fylde College |  |  | 0 | 0
MC072-B04 | MC072-B04/F47 | Function 47 |  |  |  |  | Energy sensor | F47 |  |  |  | MC072 | Fylde College |  |  | 0 | 0
MC072-B04 | MC072-B04/F48 | Function 48 |  |  |  |  | Energy sensor | F48 |  |  |  | MC072 | Fylde College |  |  | 0 | 0
MC072-B04 | MC072-B04/F49 | Function 49 |  |  |  |  | Energy sensor | F49 |  |  |  | MC072 | Fylde College |  |  | 0 | 0
MC072-B04 | MC072-B04/F50 | Function 50 |  |  |  |  | Energy sensor | F50 |  |  |  | MC072 | Fylde College |  |  | 0 | 0
MC072-B04 | MC072-B04/F51 | Function 51 |  |  |  |  | Energy sensor | F51 |  |  |  | MC072 | Fylde College |  |  | 0 | 0
MC072-B04 | MC072-B04/F52 | AHU 1 Average Void Temp |  |  | Degrees Celsius |  | Energy sensor | F52 |  |  |  | MC072 | Fylde College |  |  | 0 | 0
MC072-B04 | MC072-B04/F53 | Function 53 |  |  |  |  | Energy sensor | F53 |  |  |  | MC072 | Fylde College |  |  | 0 | 0
MC072-B04 | MC072-B04/F54 | Function 54 |  |  |  |  | Energy sensor | F54 |  |  |  | MC072 | Fylde College |  |  | 0 | 0
MC072-B04 | MC072-B04/F55 | Average Dameper Pos |  |  |  |  | Energy sensor | F55 |  |  |  | MC072 | Fylde College |  |  | 0 | 0
MC072-B04 | MC072-B04/F56 | Function 56 |  |  |  |  | Energy sensor | F56 |  |  |  | MC072 | Fylde College |  |  | 0 | 0
MC072-B04 | MC072-B04/F57 | Function 57 |  |  |  |  | Energy sensor | F57 |  |  |  | MC072 | Fylde College |  |  | 0 | 0
MC072-B04 | MC072-B04/F58 | Function 58 |  |  |  |  | Energy sensor | F58 |  |  |  | MC072 | Fylde College |  |  | 0 | 0
MC072-B04 | MC072-B04/F59 | Function 59 |  |  |  |  | Energy sensor | F59 |  |  |  | MC072 | Fylde College |  |  | 0 | 0
MC072-B04 | MC072-B04/F6 | Function 6 |  |  |  |  | Energy sensor | F6 |  |  |  | MC072 | Fylde College |  |  | 0 | 0
MC072-B04 | MC072-B04/F60 | Function 60 |  |  |  |  | Energy sensor | F60 |  |  |  | MC072 | Fylde College |  |  | 0 | 0
MC072-B04 | MC072-B04/F61 | Function 61 |  |  |  |  | Energy sensor | F61 |  |  |  | MC072 | Fylde College |  |  | 0 | 0
MC072-B04 | MC072-B04/F63 | Function 63 |  |  |  |  | Energy sensor | F63 |  |  |  | MC072 | Fylde College |  |  | 0 | 0
MC072-B04 | MC072-B04/F64 | Function 64 |  |  |  |  | Energy sensor | F64 |  |  |  | MC072 | Fylde College |  |  | 0 | 0
MC072-B04 | MC072-B04/F65 | Function 65 |  |  |  |  | Energy sensor | F65 |  |  |  | MC072 | Fylde College |  |  | 0 | 0
MC072-B04 | MC072-B04/F66 | Function 66 |  |  |  |  | Energy sensor | F66 |  |  |  | MC072 | Fylde College |  |  | 0 | 0
MC072-B04 | MC072-B04/F67 | Function 67 |  |  |  |  | Energy sensor | F67 |  |  |  | MC072 | Fylde College |  |  | 0 | 0
MC072-B04 | MC072-B04/F69 | Function 69 |  |  |  |  | Energy sensor | F69 |  |  |  | MC072 | Fylde College |  |  | 0 | 0
MC072-B04 | MC072-B04/F7 | Function 7 |  |  |  |  | Energy sensor | F7 |  |  |  | MC072 | Fylde College |  |  | 0 | 0
MC072-B04 | MC072-B04/F70 | Function 70 |  |  |  |  | Energy sensor | F70 |  |  |  | MC072 | Fylde College |  |  | 0 | 0
MC072-B04 | MC072-B04/F71 | Function 71 |  |  |  |  | Energy sensor | F71 |  |  |  | MC072 | Fylde College |  |  | 0 | 0
MC072-B04 | MC072-B04/F73 | Function 73 |  |  |  |  | Energy sensor | F73 |  |  |  | MC072 | Fylde College |  |  | 0 | 0
MC072-B04 | MC072-B04/F75 | Function 75 |  |  |  |  | Energy sensor | F75 |  |  |  | MC072 | Fylde College |  |  | 0 | 0
MC072-B04 | MC072-B04/F76 | Function 76 |  |  |  |  | Energy sensor | F76 |  |  |  | MC072 | Fylde College |  |  | 0 | 0
MC072-B04 | MC072-B04/F77 | Function 77 |  |  |  |  | Energy sensor | F77 |  |  |  | MC072 | Fylde College |  |  | 0 | 0
MC072-B04 | MC072-B04/F78 | Function 78 |  |  |  |  | Energy sensor | F78 |  |  |  | MC072 | Fylde College |  |  | 0 | 0
MC072-B04 | MC072-B04/F79 | Function 79 |  |  |  |  | Energy sensor | F79 |  |  |  | MC072 | Fylde College |  |  | 0 | 0
MC072-B04 | MC072-B04/F8 | Function 8 |  |  |  |  | Energy sensor | F8 |  |  |  | MC072 | Fylde College |  |  | 0 | 0
MC072-B04 | MC072-B04/F81 | Function 81 |  |  |  |  | Energy sensor | F81 |  |  |  | MC072 | Fylde College |  |  | 0 | 0
MC072-B04 | MC072-B04/F82 | Function 82 |  |  |  |  | Energy sensor | F82 |  |  |  | MC072 | Fylde College |  |  | 0 | 0
MC072-B04 | MC072-B04/F83 | Function 83 |  |  |  |  | Energy sensor | F83 |  |  |  | MC072 | Fylde College |  |  | 0 | 0
MC072-B04 | MC072-B04/F84 | Function 84 |  |  |  |  | Energy sensor | F84 |  |  |  | MC072 | Fylde College |  |  | 0 | 0
MC072-B04 | MC072-B04/F85 | Function 85 |  |  |  |  | Energy sensor | F85 |  |  |  | MC072 | Fylde College |  |  | 0 | 0
MC072-B04 | MC072-B04/F86 | Function 86 |  |  |  |  | Energy sensor | F86 |  |  |  | MC072 | Fylde College |  |  | 0 | 0
MC072-B04 | MC072-B04/F87 | Function 87 |  |  |  |  | Energy sensor | F87 |  |  |  | MC072 | Fylde College |  |  | 0 | 0
MC072-B04 | MC072-B04/F88 | Function 88 |  |  |  |  | Energy sensor | F88 |  |  |  | MC072 | Fylde College |  |  | 0 | 0
MC072-B04 | MC072-B04/F89 | Function 89 |  |  |  |  | Energy sensor | F89 |  |  |  | MC072 | Fylde College |  |  | 0 | 0
MC072-B04 | MC072-B04/F9 | Function 9 |  |  |  |  | Energy sensor | F9 |  |  |  | MC072 | Fylde College |  |  | 0 | 0
MC072-B04 | MC072-B04/F90 | Function 90 |  |  |  |  | Energy sensor | F90 |  |  |  | MC072 | Fylde College |  |  | 0 | 0
MC072-B04 | MC072-B04/F91 | Function 91 |  |  |  |  | Energy sensor | F91 |  |  |  | MC072 | Fylde College |  |  | 0 | 0
MC072-B04 | MC072-B04/F92 | Function 92 |  |  |  |  | Energy sensor | F92 |  |  |  | MC072 | Fylde College |  |  | 0 | 0
MC072-B04 | MC072-B04/F93 | Function 93 |  |  |  |  | Energy sensor | F93 |  |  |  | MC072 | Fylde College |  |  | 0 | 0
MC072-B04 | MC072-B04/F94 | Function 94 |  |  |  |  | Energy sensor | F94 |  |  |  | MC072 | Fylde College |  |  | 0 | 0
MC072-B04 | MC072-B04/F95 | Function 95 |  |  |  |  | Energy sensor | F95 |  |  |  | MC072 | Fylde College |  |  | 0 | 0
MC072-B04 | MC072-B04/F96 | Function 96 |  |  |  |  | Energy sensor | F96 |  |  |  | MC072 | Fylde College |  |  | 0 | 0
MC072-B04 | MC072-B04/F97 | Function 97 |  |  |  |  | Energy sensor | F97 |  |  |  | MC072 | Fylde College |  |  | 0 | 0
MC072-B04 | MC072-B04/F98 | Room Night Purge Reqd |  |  |  |  | Energy sensor | F98 |  |  |  | MC072 | Fylde College |  |  | 0 | 0
MC072-B04 | MC072-B04/F99 | Function 99 |  |  |  |  | Energy sensor | F99 |  |  |  | MC072 | Fylde College |  |  | 0 | 0
MC072-B04 | MC072-B04/G1 | AHU 2 Enable |  |  |  |  | Energy sensor | G1 |  |  |  | MC072 | Fylde College |  |  | 0 | 0
MC072-B04 | MC072-B04/G10 | Logic 10 |  |  |  |  | Energy sensor | G10 |  |  |  | MC072 | Fylde College |  |  | 0 | 0
MC072-B04 | MC072-B04/G100 | Comp1 Damper Fails |  |  |  |  | Energy sensor | G100 |  |  |  | MC072 | Fylde College |  |  | 0 | 0
MC072-B04 | MC072-B04/G101 | Comp2 Damper Fails |  |  |  |  | Energy sensor | G101 |  |  |  | MC072 | Fylde College |  |  | 0 | 0
MC072-B04 | MC072-B04/G102 | CompSemin Damper Fails |  |  |  |  | Energy sensor | G102 |  |  |  | MC072 | Fylde College |  |  | 0 | 0
MC072-B04 | MC072-B04/G103 | Logic 103 |  |  |  |  | Energy sensor | G103 |  |  |  | MC072 | Fylde College |  |  | 0 | 0
MC072-B04 | MC072-B04/G104 | Logic 104 |  |  |  |  | Energy sensor | G104 |  |  |  | MC072 | Fylde College |  |  | 0 | 0
MC072-B04 | MC072-B04/G105 | Logic 105 |  |  |  |  | Energy sensor | G105 |  |  |  | MC072 | Fylde College |  |  | 0 | 0
MC072-B04 | MC072-B04/G106 | Logic 106 |  |  |  |  | Energy sensor | G106 |  |  |  | MC072 | Fylde College |  |  | 0 | 0
MC072-B04 | MC072-B04/G107 | Logic 107 |  |  |  |  | Energy sensor | G107 |  |  |  | MC072 | Fylde College |  |  | 0 | 0
MC072-B04 | MC072-B04/G108 | Logic 108 |  |  |  |  | Energy sensor | G108 |  |  |  | MC072 | Fylde College |  |  | 0 | 0
MC072-B04 | MC072-B04/G109 | Logic 109 |  |  |  |  | Energy sensor | G109 |  |  |  | MC072 | Fylde College |  |  | 0 | 0
MC072-B04 | MC072-B04/G11 | Logic 11 |  |  |  |  | Energy sensor | G11 |  |  |  | MC072 | Fylde College |  |  | 0 | 0
MC072-B04 | MC072-B04/G110 | Logic 110 |  |  |  |  | Energy sensor | G110 |  |  |  | MC072 | Fylde College |  |  | 0 | 0
MC072-B04 | MC072-B04/G111 | Solar Damper Fails |  |  |  |  | Energy sensor | G111 |  |  |  | MC072 | Fylde College |  |  | 0 | 0
MC072-B04 | MC072-B04/G112 | Logic 112 |  |  |  |  | Energy sensor | G112 |  |  |  | MC072 | Fylde College |  |  | 0 | 0
MC072-B04 | MC072-B04/G113 | Logic 113 |  |  |  |  | Energy sensor | G113 |  |  |  | MC072 | Fylde College |  |  | 0 | 0
MC072-B04 | MC072-B04/G114 | Logic 114 |  |  |  |  | Energy sensor | G114 |  |  |  | MC072 | Fylde College |  |  | 0 | 0
MC072-B04 | MC072-B04/G115 | Damper Fault |  |  |  |  | Energy sensor | G115 |  |  |  | MC072 | Fylde College |  |  | 0 | 0
MC072-B04 | MC072-B04/G116 | OS below 10 |  |  |  |  | Energy sensor | G116 |  |  |  | MC072 | Fylde College |  |  | 0 | 0
MC072-B04 | MC072-B04/G117 | OS above 18 |  |  |  |  | Energy sensor | G117 |  |  |  | MC072 | Fylde College |  |  | 0 | 0
MC072-B04 | MC072-B04/G118 | Night Purge Reqd |  |  |  |  | Energy sensor | G118 |  |  |  | MC072 | Fylde College |  |  | 0 | 0
MC072-B04 | MC072-B04/G119 | Nat Vent Mode Required |  |  |  |  | Energy sensor | G119 |  |  |  | MC072 | Fylde College |  |  | 0 | 0
MC072-B04 | MC072-B04/G12 | AHU 2 Damper Grace |  |  |  |  | Energy sensor | G12 |  |  |  | MC072 | Fylde College |  |  | 0 | 0
MC072-B04 | MC072-B04/G120 | Logic 120 |  |  |  |  | Energy sensor | G120 |  |  |  | MC072 | Fylde College |  |  | 0 | 0
MC072-B04 | MC072-B04/G121 | Logic 121 |  |  |  |  | Energy sensor | G121 |  |  |  | MC072 | Fylde College |  |  | 0 | 0
MC072-B04 | MC072-B04/G122 | Occupied |  |  |  |  | Energy sensor | G122 |  |  |  | MC072 | Fylde College |  |  | 0 | 0
MC072-B04 | MC072-B04/G123 | Mixed Mode Required |  |  |  |  | Energy sensor | G123 |  |  |  | MC072 | Fylde College |  |  | 0 | 0
MC072-B04 | MC072-B04/G124 | Logic 124 |  |  |  |  | Energy sensor | G124 |  |  |  | MC072 | Fylde College |  |  | 0 | 0
MC072-B04 | MC072-B04/G125 | Logic 125 |  |  |  |  | Energy sensor | G125 |  |  |  | MC072 | Fylde College |  |  | 0 | 0
MC072-B04 | MC072-B04/G126 | Logic 126 |  |  |  |  | Energy sensor | G126 |  |  |  | MC072 | Fylde College |  |  | 0 | 0
MC072-B04 | MC072-B04/G127 | Logic 127 |  |  |  |  | Energy sensor | G127 |  |  |  | MC072 | Fylde College |  |  | 0 | 0
MC072-B04 | MC072-B04/G128 | Logic 128 |  |  |  |  | Energy sensor | G128 |  |  |  | MC072 | Fylde College |  |  | 0 | 0
MC072-B04 | MC072-B04/G129 | Logic 129 |  |  |  |  | Energy sensor | G129 |  |  |  | MC072 | Fylde College |  |  | 0 | 0
MC072-B04 | MC072-B04/G13 | Logic 13 |  |  |  |  | Energy sensor | G13 |  |  |  | MC072 | Fylde College |  |  | 0 | 0
MC072-B04 | MC072-B04/G14 | Logic 14 |  |  |  |  | Energy sensor | G14 |  |  |  | MC072 | Fylde College |  |  | 0 | 0
MC072-B04 | MC072-B04/G15 | AHU 2 Damper Grace |  |  |  |  | Energy sensor | G15 |  |  |  | MC072 | Fylde College |  |  | 0 | 0
MC072-B04 | MC072-B04/G16 | Logic 16 |  |  |  |  | Energy sensor | G16 |  |  |  | MC072 | Fylde College |  |  | 0 | 0
MC072-B04 | MC072-B04/G17 | Logic 17 |  |  |  |  | Energy sensor | G17 |  |  |  | MC072 | Fylde College |  |  | 0 | 0
MC072-B04 | MC072-B04/G18 | AHU 2 Req+Flow |  |  |  |  | Energy sensor | G18 |  |  |  | MC072 | Fylde College |  |  | 0 | 0
MC072-B04 | MC072-B04/G19 | Logic 19 |  |  |  |  | Energy sensor | G19 |  |  |  | MC072 | Fylde College |  |  | 0 | 0
MC072-B04 | MC072-B04/G2 | AHU 2 Enabled + Timer |  |  |  |  | Energy sensor | G2 |  |  |  | MC072 | Fylde College |  |  | 0 | 0
MC072-B04 | MC072-B04/G20 | Logic 20 |  |  |  |  | Energy sensor | G20 |  |  |  | MC072 | Fylde College |  |  | 0 | 0
MC072-B04 | MC072-B04/G21 | Logic 21 |  |  |  |  | Energy sensor | G21 |  |  |  | MC072 | Fylde College |  |  | 0 | 0
MC072-B04 | MC072-B04/G22 | Logic 22 |  |  |  |  | Energy sensor | G22 |  |  |  | MC072 | Fylde College |  |  | 0 | 0
MC072-B04 | MC072-B04/G23 | Plant Demands |  |  |  |  | Energy sensor | G23 |  |  |  | MC072 | Fylde College |  |  | 0 | 0
MC072-B04 | MC072-B04/G24 | AHU 2 Enabled + Timer + Fire |  |  |  |  | Energy sensor | G24 |  |  |  | MC072 | Fylde College |  |  | 0 | 0
MC072-B04 | MC072-B04/G25 | AHU 1 Damper Grace |  |  |  |  | Energy sensor | G25 |  |  |  | MC072 | Fylde College |  |  | 0 | 0
MC072-B04 | MC072-B04/G26 | AHU 1 Flow Grace |  |  |  |  | Energy sensor | G26 |  |  |  | MC072 | Fylde College |  |  | 0 | 0
MC072-B04 | MC072-B04/G27 | AHU 1 Damper Grace |  |  |  |  | Energy sensor | G27 |  |  |  | MC072 | Fylde College |  |  | 0 | 0
MC072-B04 | MC072-B04/G28 | Logic 28 |  |  |  |  | Energy sensor | G28 |  |  |  | MC072 | Fylde College |  |  | 0 | 0
MC072-B04 | MC072-B04/G29 | Logic 29 |  |  |  |  | Energy sensor | G29 |  |  |  | MC072 | Fylde College |  |  | 0 | 0
MC072-B04 | MC072-B04/G3 | Logic 3 |  |  |  |  | Energy sensor | G3 |  |  |  | MC072 | Fylde College |  |  | 0 | 0
MC072-B04 | MC072-B04/G30 | AHU 1 Damper Grace |  |  |  |  | Energy sensor | G30 |  |  |  | MC072 | Fylde College |  |  | 0 | 0
MC072-B04 | MC072-B04/G31 | AHU 1 Enabled + Fire |  |  |  |  | Energy sensor | G31 |  |  |  | MC072 | Fylde College |  |  | 0 | 0
MC072-B04 | MC072-B04/G33 | Logic 33 |  |  |  |  | Energy sensor | G33 |  |  |  | MC072 | Fylde College |  |  | 0 | 0
MC072-B04 | MC072-B04/G34 | Logic 34 |  |  |  |  | Energy sensor | G34 |  |  |  | MC072 | Fylde College |  |  | 0 | 0
MC072-B04 | MC072-B04/G35 | Logic 35 |  |  |  |  | Energy sensor | G35 |  |  |  | MC072 | Fylde College |  |  | 0 | 0
MC072-B04 | MC072-B04/G36 | Logic 36 |  |  |  |  | Energy sensor | G36 |  |  |  | MC072 | Fylde College |  |  | 0 | 0
MC072-B04 | MC072-B04/G37 | Logic 37 |  |  |  |  | Energy sensor | G37 |  |  |  | MC072 | Fylde College |  |  | 0 | 0
MC072-B04 | MC072-B04/G38 | Logic 38 |  |  |  |  | Energy sensor | G38 |  |  |  | MC072 | Fylde College |  |  | 0 | 0
MC072-B04 | MC072-B04/G39 | Logic 39 |  |  |  |  | Energy sensor | G39 |  |  |  | MC072 | Fylde College |  |  | 0 | 0
MC072-B04 | MC072-B04/G4 | Logic 4 |  |  |  |  | Energy sensor | G4 |  |  |  | MC072 | Fylde College |  |  | 0 | 0
MC072-B04 | MC072-B04/G40 | Logic 40 |  |  |  |  | Energy sensor | G40 |  |  |  | MC072 | Fylde College |  |  | 0 | 0
MC072-B04 | MC072-B04/G41 | Logic 41 |  |  |  |  | Energy sensor | G41 |  |  |  | MC072 | Fylde College |  |  | 0 | 0
MC072-B04 | MC072-B04/G42 | AHU1 Temp Control Reqd |  |  | Degrees Celsius |  | Energy sensor | G42 |  |  |  | MC072 | Fylde College |  |  | 0 | 0
MC072-B04 | MC072-B04/G43 | Logic 43 |  |  |  |  | Energy sensor | G43 |  |  |  | MC072 | Fylde College |  |  | 0 | 0
MC072-B04 | MC072-B04/G44 | Logic 44 |  |  |  |  | Energy sensor | G44 |  |  |  | MC072 | Fylde College |  |  | 0 | 0
MC072-B04 | MC072-B04/G45 | Logic 45 |  |  |  |  | Energy sensor | G45 |  |  |  | MC072 | Fylde College |  |  | 0 | 0
MC072-B04 | MC072-B04/G49 | Mechanical Mode Required |  |  |  |  | Energy sensor | G49 |  |  |  | MC072 | Fylde College |  |  | 0 | 0
MC072-B04 | MC072-B04/G5 | Logic 5 |  |  |  |  | Energy sensor | G5 |  |  |  | MC072 | Fylde College |  |  | 0 | 0
MC072-B04 | MC072-B04/G50 | Logic 50 |  |  |  |  | Energy sensor | G50 |  |  |  | MC072 | Fylde College |  |  | 0 | 0
MC072-B04 | MC072-B04/G51 | Logic 51 |  |  |  |  | Energy sensor | G51 |  |  |  | MC072 | Fylde College |  |  | 0 | 0
MC072-B04 | MC072-B04/G52 | Logic 52 |  |  |  |  | Energy sensor | G52 |  |  |  | MC072 | Fylde College |  |  | 0 | 0
MC072-B04 | MC072-B04/G53 | Logic 53 |  |  |  |  | Energy sensor | G53 |  |  |  | MC072 | Fylde College |  |  | 0 | 0
MC072-B04 | MC072-B04/G54 | Logic 54 |  |  |  |  | Energy sensor | G54 |  |  |  | MC072 | Fylde College |  |  | 0 | 0
MC072-B04 | MC072-B04/G55 | Logic 55 |  |  |  |  | Energy sensor | G55 |  |  |  | MC072 | Fylde College |  |  | 0 | 0
MC072-B04 | MC072-B04/G56 | OS between 10 &amp; 18 |  |  |  |  | Energy sensor | G56 |  |  |  | MC072 | Fylde College |  |  | 0 | 0
MC072-B04 | MC072-B04/G57 | AHU1 SF Reqd |  |  |  |  | Energy sensor | G57 |  |  |  | MC072 | Fylde College |  |  | 0 | 0
MC072-B04 | MC072-B04/G58 | Logic 58 |  |  |  |  | Energy sensor | G58 |  |  |  | MC072 | Fylde College |  |  | 0 | 0
MC072-B04 | MC072-B04/G59 | AHU1 EF Reqd |  |  |  |  | Energy sensor | G59 |  |  |  | MC072 | Fylde College |  |  | 0 | 0
MC072-B04 | MC072-B04/G6 | Logic 6 |  |  |  |  | Energy sensor | G6 |  |  |  | MC072 | Fylde College |  |  | 0 | 0
MC072-B04 | MC072-B04/G60 | Logic 60 |  |  |  |  | Energy sensor | G60 |  |  |  | MC072 | Fylde College |  |  | 0 | 0
MC072-B04 | MC072-B04/G61 | Logic 61 |  |  |  |  | Energy sensor | G61 |  |  |  | MC072 | Fylde College |  |  | 0 | 0
MC072-B04 | MC072-B04/G62 | Logic 62 |  |  |  |  | Energy sensor | G62 |  |  |  | MC072 | Fylde College |  |  | 0 | 0
MC072-B04 | MC072-B04/G63 | Logic 63 |  |  |  |  | Energy sensor | G63 |  |  |  | MC072 | Fylde College |  |  | 0 | 0
MC072-B04 | MC072-B04/G64 | Logic 64 |  |  |  |  | Energy sensor | G64 |  |  |  | MC072 | Fylde College |  |  | 0 | 0
MC072-B04 | MC072-B04/G65 | Logic 65 |  |  |  |  | Energy sensor | G65 |  |  |  | MC072 | Fylde College |  |  | 0 | 0
MC072-B04 | MC072-B04/G66 | Logic 66 |  |  |  |  | Energy sensor | G66 |  |  |  | MC072 | Fylde College |  |  | 0 | 0
MC072-B04 | MC072-B04/G67 | Logic 67 |  |  |  |  | Energy sensor | G67 |  |  |  | MC072 | Fylde College |  |  | 0 | 0
MC072-B04 | MC072-B04/G68 | Logic 68 |  |  |  |  | Energy sensor | G68 |  |  |  | MC072 | Fylde College |  |  | 0 | 0
MC072-B04 | MC072-B04/G69 | Logic 69 |  |  |  |  | Energy sensor | G69 |  |  |  | MC072 | Fylde College |  |  | 0 | 0
MC072-B04 | MC072-B04/G7 | AHU 2 Damper Grace |  |  |  |  | Energy sensor | G7 |  |  |  | MC072 | Fylde College |  |  | 0 | 0
MC072-B04 | MC072-B04/G70 | Logic 70 |  |  |  |  | Energy sensor | G70 |  |  |  | MC072 | Fylde College |  |  | 0 | 0
MC072-B04 | MC072-B04/G71 | Logic 71 |  |  |  |  | Energy sensor | G71 |  |  |  | MC072 | Fylde College |  |  | 0 | 0
MC072-B04 | MC072-B04/G72 | Logic 72 |  |  |  |  | Energy sensor | G72 |  |  |  | MC072 | Fylde College |  |  | 0 | 0
MC072-B04 | MC072-B04/G73 | Logic 73 |  |  |  |  | Energy sensor | G73 |  |  |  | MC072 | Fylde College |  |  | 0 | 0
MC072-B04 | MC072-B04/G74 | Logic 74 |  |  |  |  | Energy sensor | G74 |  |  |  | MC072 | Fylde College |  |  | 0 | 0
MC072-B04 | MC072-B04/G75 | Logic 75 |  |  |  |  | Energy sensor | G75 |  |  |  | MC072 | Fylde College |  |  | 0 | 0
MC072-B04 | MC072-B04/G76 | Logic 76 |  |  |  |  | Energy sensor | G76 |  |  |  | MC072 | Fylde College |  |  | 0 | 0
MC072-B04 | MC072-B04/G77 | Logic 77 |  |  |  |  | Energy sensor | G77 |  |  |  | MC072 | Fylde College |  |  | 0 | 0
MC072-B04 | MC072-B04/G78 | Logic 78 |  |  |  |  | Energy sensor | G78 |  |  |  | MC072 | Fylde College |  |  | 0 | 0
MC072-B04 | MC072-B04/G79 | Logic 79 |  |  |  |  | Energy sensor | G79 |  |  |  | MC072 | Fylde College |  |  | 0 | 0
MC072-B04 | MC072-B04/G8 | AHU 2 Flow Grace |  |  |  |  | Energy sensor | G8 |  |  |  | MC072 | Fylde College |  |  | 0 | 0
MC072-B04 | MC072-B04/G80 | Logic 80 |  |  |  |  | Energy sensor | G80 |  |  |  | MC072 | Fylde College |  |  | 0 | 0
MC072-B04 | MC072-B04/G81 | Logic 81 |  |  |  |  | Energy sensor | G81 |  |  |  | MC072 | Fylde College |  |  | 0 | 0
MC072-B04 | MC072-B04/G82 | Logic 82 |  |  |  |  | Energy sensor | G82 |  |  |  | MC072 | Fylde College |  |  | 0 | 0
MC072-B04 | MC072-B04/G83 | Logic 83 |  |  |  |  | Energy sensor | G83 |  |  |  | MC072 | Fylde College |  |  | 0 | 0
MC072-B04 | MC072-B04/G84 | Logic 84 |  |  |  |  | Energy sensor | G84 |  |  |  | MC072 | Fylde College |  |  | 0 | 0
MC072-B04 | MC072-B04/G85 | Logic 85 |  |  |  |  | Energy sensor | G85 |  |  |  | MC072 | Fylde College |  |  | 0 | 0
MC072-B04 | MC072-B04/G86 | Logic 86 |  |  |  |  | Energy sensor | G86 |  |  |  | MC072 | Fylde College |  |  | 0 | 0
MC072-B04 | MC072-B04/G87 | Logic 87 |  |  |  |  | Energy sensor | G87 |  |  |  | MC072 | Fylde College |  |  | 0 | 0
MC072-B04 | MC072-B04/G88 | Logic 88 |  |  |  |  | Energy sensor | G88 |  |  |  | MC072 | Fylde College |  |  | 0 | 0
MC072-B04 | MC072-B04/G89 | Logic 89 |  |  |  |  | Energy sensor | G89 |  |  |  | MC072 | Fylde College |  |  | 0 | 0
MC072-B04 | MC072-B04/G9 | Logic 9 |  |  |  |  | Energy sensor | G9 |  |  |  | MC072 | Fylde College |  |  | 0 | 0
MC072-B04 | MC072-B04/G90 | Logic 90 |  |  |  |  | Energy sensor | G90 |  |  |  | MC072 | Fylde College |  |  | 0 | 0
MC072-B04 | MC072-B04/G91 | Logic 91 |  |  |  |  | Energy sensor | G91 |  |  |  | MC072 | Fylde College |  |  | 0 | 0
MC072-B04 | MC072-B04/G92 | Logic 92 |  |  |  |  | Energy sensor | G92 |  |  |  | MC072 | Fylde College |  |  | 0 | 0
MC072-B04 | MC072-B04/G93 | Logic 93 |  |  |  |  | Energy sensor | G93 |  |  |  | MC072 | Fylde College |  |  | 0 | 0
MC072-B04 | MC072-B04/G94 | Logic 94 |  |  |  |  | Energy sensor | G94 |  |  |  | MC072 | Fylde College |  |  | 0 | 0
MC072-B04 | MC072-B04/G95 | Logic 95 |  |  |  |  | Energy sensor | G95 |  |  |  | MC072 | Fylde College |  |  | 0 | 0
MC072-B04 | MC072-B04/G96 | Logic 96 |  |  |  |  | Energy sensor | G96 |  |  |  | MC072 | Fylde College |  |  | 0 | 0
MC072-B04 | MC072-B04/G97 | Logic 97 |  |  |  |  | Energy sensor | G97 |  |  |  | MC072 | Fylde College |  |  | 0 | 0
MC072-B04 | MC072-B04/G98 | Logic 98 |  |  |  |  | Energy sensor | G98 |  |  |  | MC072 | Fylde College |  |  | 0 | 0
MC072-B04 | MC072-B04/G99 | Lecture Damper Fails |  |  |  |  | Energy sensor | G99 |  |  |  | MC072 | Fylde College |  |  | 0 | 0
MC072-B04 | MC072-B04/i1 | xcite/IO/8UI No1 |  |  |  |  | Energy sensor | i1 |  |  |  | MC072 | Fylde College |  |  | 0 | 0
MC072-B04 | MC072-B04/I10 | AHU 1 Inlet Damper Open |  |  |  |  | Energy sensor | I10 |  |  |  | MC072 | Fylde College |  |  | 0 | 0
MC072-B04 | MC072-B04/I11 | AHU 1 Supply Fan Inverter Flt |  |  |  |  | Energy sensor | I11 |  |  |  | MC072 | Fylde College |  |  | 0 | 0
MC072-B04 | MC072-B04/I12 | AHU 1 Supply Fan Flow Prove |  |  |  |  | Energy sensor | I12 |  |  |  | MC072 | Fylde College |  |  | 0 | 0
MC072-B04 | MC072-B04/I13 | AHU 1 Thermal Wheel Fault |  |  |  |  | Energy sensor | I13 |  |  |  | MC072 | Fylde College |  |  | 0 | 0
MC072-B04 | MC072-B04/I14 | AHU 1 Exhaust Damper Open |  |  |  |  | Energy sensor | I14 |  |  |  | MC072 | Fylde College |  |  | 0 | 0
MC072-B04 | MC072-B04/I15 | AHU 1 Extract Inverter Flt |  |  |  |  | Energy sensor | I15 |  |  |  | MC072 | Fylde College |  |  | 0 | 0
MC072-B04 | MC072-B04/I16 | AHU 1 Extract Fan Flow Prove |  |  |  |  | Energy sensor | I16 |  |  |  | MC072 | Fylde College |  |  | 0 | 0
MC072-B04 | MC072-B04/I17 | Ahu 2 Inlet Damper Open |  |  |  |  | Energy sensor | I17 |  |  |  | MC072 | Fylde College |  |  | 0 | 0
MC072-B04 | MC072-B04/I18 | Ahu 2 Supply Fan Inverter Flt |  |  |  |  | Energy sensor | I18 |  |  |  | MC072 | Fylde College |  |  | 0 | 0
MC072-B04 | MC072-B04/I19 | Ahu 2 Supply Fan Flow Prove |  |  |  |  | Energy sensor | I19 |  |  |  | MC072 | Fylde College |  |  | 0 | 0
MC072-B04 | MC072-B04/i2 | xcite/IO/8UI No2 |  |  |  |  | Energy sensor | i2 |  |  |  | MC072 | Fylde College |  |  | 0 | 0
MC072-B04 | MC072-B04/I20 | Ahu 2 Exhaust Damper Open |  |  |  |  | Energy sensor | I20 |  |  |  | MC072 | Fylde College |  |  | 0 | 0
MC072-B04 | MC072-B04/I21 | Ahu 2 Extract Fan Inverter Flt |  |  |  |  | Energy sensor | I21 |  |  |  | MC072 | Fylde College |  |  | 0 | 0
MC072-B04 | MC072-B04/I22 | Ahu 2 Extract Fan Flow Prove |  |  |  |  | Energy sensor | I22 |  |  |  | MC072 | Fylde College |  |  | 0 | 0
MC072-B04 | MC072-B04/I23 | AHU 1 Coil Frost Stat |  |  |  |  | Energy sensor | I23 |  |  |  | MC072 | Fylde College |  |  | 0 | 0
MC072-B04 | MC072-B04/I24 | AHU 1 Supp Panel Filter Dirty |  |  |  |  | Energy sensor | I24 |  |  |  | MC072 | Fylde College |  |  | 0 | 0
MC072-B04 | MC072-B04/I25 | AHU 1 Supp Bag Filter Dirty |  |  |  |  | Energy sensor | I25 |  |  |  | MC072 | Fylde College |  |  | 0 | 0
MC072-B04 | MC072-B04/I26 | AHU 1 Ext Panel Filter Dirty |  |  |  |  | Energy sensor | I26 |  |  |  | MC072 | Fylde College |  |  | 0 | 0
MC072-B04 | MC072-B04/I27 | AHU 2 Coil Frost Stat |  |  |  |  | Energy sensor | I27 |  |  |  | MC072 | Fylde College |  |  | 0 | 0
MC072-B04 | MC072-B04/I28 | AHU 2 Supp Panel Filter Dirty |  |  |  |  | Energy sensor | I28 |  |  |  | MC072 | Fylde College |  |  | 0 | 0
MC072-B04 | MC072-B04/I29 | AHU 2 Supp Bag Filter Dirty |  |  |  |  | Energy sensor | I29 |  |  |  | MC072 | Fylde College |  |  | 0 | 0
MC072-B04 | MC072-B04/i3 | xcite/IO/16DI No1 |  |  |  |  | Energy sensor | i3 |  |  |  | MC072 | Fylde College |  |  | 0 | 0
MC072-B04 | MC072-B04/I30 | AHU 1 Ext Panel Filter Dirty |  |  |  |  | Energy sensor | I30 |  |  |  | MC072 | Fylde College |  |  | 0 | 0
MC072-B04 | MC072-B04/I32 | AHU 2 Dampers Failed to Open |  |  |  |  | Energy sensor | I32 |  |  |  | MC072 | Fylde College |  |  | 0 | 0
MC072-B04 | MC072-B04/I33 | AHU 2 Supp Dmpr Failed to Open |  |  |  |  | Energy sensor | I33 |  |  |  | MC072 | Fylde College |  |  | 0 | 0
MC072-B04 | MC072-B04/I34 | AHU 2 Flow Failed |  |  |  |  | Energy sensor | I34 |  |  |  | MC072 | Fylde College |  |  | 0 | 0
MC072-B04 | MC072-B04/I35 | AHU 2 Extract Flow Failed |  |  |  |  | Energy sensor | I35 |  |  |  | MC072 | Fylde College |  |  | 0 | 0
MC072-B04 | MC072-B04/I36 | AHU 1 Dampers Failed to Open |  |  |  |  | Energy sensor | I36 |  |  |  | MC072 | Fylde College |  |  | 0 | 0
MC072-B04 | MC072-B04/I37 | AHU 1 Supp Dmpr Failed to Open |  |  |  |  | Energy sensor | I37 |  |  |  | MC072 | Fylde College |  |  | 0 | 0
MC072-B04 | MC072-B04/I38 | AHU 1 Flow Failed |  |  |  |  | Energy sensor | I38 |  |  |  | MC072 | Fylde College |  |  | 0 | 0
MC072-B04 | MC072-B04/I39 | AHU 1 Dampers Failed to Open |  |  |  |  | Energy sensor | I39 |  |  |  | MC072 | Fylde College |  |  | 0 | 0
MC072-B04 | MC072-B04/i4 | xcite/IO/8DI No1 |  |  |  |  | Energy sensor | i4 |  |  |  | MC072 | Fylde College |  |  | 0 | 0
MC072-B04 | MC072-B04/I40 | Lecture Supply Damper1 Fail |  |  |  |  | Energy sensor | I40 |  |  |  | MC072 | Fylde College |  |  | 0 | 0
MC072-B04 | MC072-B04/I41 | Lecture Supply Damper2 Fail |  |  |  |  | Energy sensor | I41 |  |  |  | MC072 | Fylde College |  |  | 0 | 0
MC072-B04 | MC072-B04/I42 | Lecture Extract Damper1 Fail |  |  |  |  | Energy sensor | I42 |  |  |  | MC072 | Fylde College |  |  | 0 | 0
MC072-B04 | MC072-B04/I43 | Lecture Extract Damper2 Fail |  |  |  |  | Energy sensor | I43 |  |  |  | MC072 | Fylde College |  |  | 0 | 0
MC072-B04 | MC072-B04/I44 | Computer1 Supply Damper1 Fail |  |  |  |  | Energy sensor | I44 |  |  |  | MC072 | Fylde College |  |  | 0 | 0
MC072-B04 | MC072-B04/I45 | Computer1 Supply Damper2 Fail |  |  |  |  | Energy sensor | I45 |  |  |  | MC072 | Fylde College |  |  | 0 | 0
MC072-B04 | MC072-B04/I46 | Computer1 Extract Damper1 Fail |  |  |  |  | Energy sensor | I46 |  |  |  | MC072 | Fylde College |  |  | 0 | 0
MC072-B04 | MC072-B04/I47 | Computer1 Extract Damper2 Fail |  |  |  |  | Energy sensor | I47 |  |  |  | MC072 | Fylde College |  |  | 0 | 0
MC072-B04 | MC072-B04/I48 | Computer2 Supply Damper1 Fail |  |  |  |  | Energy sensor | I48 |  |  |  | MC072 | Fylde College |  |  | 0 | 0
MC072-B04 | MC072-B04/I49 | Computer2 Supply Damper2 Fail |  |  |  |  | Energy sensor | I49 |  |  |  | MC072 | Fylde College |  |  | 0 | 0
MC072-B04 | MC072-B04/i5 | xcite/IO/8DO No1 |  |  |  |  | Energy sensor | i5 |  |  |  | MC072 | Fylde College |  |  | 0 | 0
MC072-B04 | MC072-B04/I50 | Computer2 Extract Damper1 Fail |  |  |  |  | Energy sensor | I50 |  |  |  | MC072 | Fylde College |  |  | 0 | 0
MC072-B04 | MC072-B04/I51 | Computer2 Extract Damper2 Fail |  |  |  |  | Energy sensor | I51 |  |  |  | MC072 | Fylde College |  |  | 0 | 0
MC072-B04 | MC072-B04/I52 | CompSemin Supply Damper1 Fail |  |  |  |  | Energy sensor | I52 |  |  |  | MC072 | Fylde College |  |  | 0 | 0
MC072-B04 | MC072-B04/I53 | CompSemin Supply Damper2 Fail |  |  |  |  | Energy sensor | I53 |  |  |  | MC072 | Fylde College |  |  | 0 | 0
MC072-B04 | MC072-B04/I54 | CompSemin Extract Damper1 Fail |  |  |  |  | Energy sensor | I54 |  |  |  | MC072 | Fylde College |  |  | 0 | 0
MC072-B04 | MC072-B04/I55 | CompSemin Extract Damper2 Fail |  |  |  |  | Energy sensor | I55 |  |  |  | MC072 | Fylde College |  |  | 0 | 0
MC072-B04 | MC072-B04/I56 | Solar Supply Damper1 Fail |  |  |  |  | Energy sensor | I56 |  |  |  | MC072 | Fylde College |  |  | 0 | 0
MC072-B04 | MC072-B04/I57 | Solar Supply Damper2 Fail |  |  |  |  | Energy sensor | I57 |  |  |  | MC072 | Fylde College |  |  | 0 | 0
MC072-B04 | MC072-B04/I58 | Solar Extract Damper1 Fail |  |  |  |  | Energy sensor | I58 |  |  |  | MC072 | Fylde College |  |  | 0 | 0
MC072-B04 | MC072-B04/I59 | Solar Extract Damper2 Fail |  |  |  |  | Energy sensor | I59 |  |  |  | MC072 | Fylde College |  |  | 0 | 0
MC072-B04 | MC072-B04/i6 | xcite/IO/8AO No1 |  |  |  |  | Energy sensor | i6 |  |  |  | MC072 | Fylde College |  |  | 0 | 0
MC072-B04 | MC072-B04/I60 | Solar Extract Damper3 Fail |  |  |  |  | Energy sensor | I60 |  |  |  | MC072 | Fylde College |  |  | 0 | 0
MC072-B04 | MC072-B04/i7 | xcite/IO/8AO No2 |  |  |  |  | Energy sensor | i7 |  |  |  | MC072 | Fylde College |  |  | 0 | 0
MC072-B04 | MC072-B04/I8 | Meeting Room PIR Sensor 1 |  |  |  |  | Energy sensor | I8 |  |  |  | MC072 | Fylde College |  |  | 0 | 0
MC072-B04 | MC072-B04/i8 | xcite/IO/8AO No3 |  |  |  |  | Energy sensor | i8 |  |  |  | MC072 | Fylde College |  |  | 0 | 0
MC072-B04 | MC072-B04/I9 | Meeting Room PIR Sensor 2 |  |  |  |  | Energy sensor | I9 |  |  |  | MC072 | Fylde College |  |  | 0 | 0
MC072-B04 | MC072-B04/K10 | AHU 1 Min Supply Temp Level |  |  | Degrees Celsius |  | Energy sensor | K10 |  |  |  | MC072 | Fylde College |  |  | 0 | 0
MC072-B04 | MC072-B04/K11 | Teaching Rooms Setpt |  |  |  |  | Energy sensor | K11 |  |  |  | MC072 | Fylde College |  |  | 0 | 0
MC072-B04 | MC072-B04/K12 | AHU 1 Temp DBand |  |  | Degrees Celsius |  | Energy sensor | K12 |  |  |  | MC072 | Fylde College |  |  | 0 | 0
MC072-B04 | MC072-B04/K13 | Teaching Room Temp DBand |  |  | Degrees Celsius |  | Energy sensor | K13 |  |  |  | MC072 | Fylde College |  |  | 0 | 0
MC072-B04 | MC072-B04/K14 | Room CO2 Setpt |  |  |  |  | Energy sensor | K14 |  |  |  | MC072 | Fylde College |  |  | 0 | 0
MC072-B04 | MC072-B04/K15 | Room Min Damper Posn |  |  |  |  | Energy sensor | K15 |  |  |  | MC072 | Fylde College |  |  | 0 | 0
MC072-B04 | MC072-B04/K16 | Knob 16 |  |  |  |  | Energy sensor | K16 |  |  |  | MC072 | Fylde College |  |  | 0 | 0
MC072-B04 | MC072-B04/K17 | Night Purge Room Setpt |  |  |  |  | Energy sensor | K17 |  |  |  | MC072 | Fylde College |  |  | 0 | 0
MC072-B04 | MC072-B04/K2 | AHU 2 Supply Velocity SP |  |  |  |  | Energy sensor | K2 |  |  |  | MC072 | Fylde College |  |  | 0 | 0
MC072-B04 | MC072-B04/K28 | Natural Vent SP |  |  |  |  | Energy sensor | K28 |  |  |  | MC072 | Fylde College |  |  | 0 | 0
MC072-B04 | MC072-B04/K3 | AHU 2 Extract Velocity SP |  |  |  |  | Energy sensor | K3 |  |  |  | MC072 | Fylde College |  |  | 0 | 0
MC072-B04 | MC072-B04/K4 | AHU 1 Min Fan Speed |  |  |  |  | Energy sensor | K4 |  |  |  | MC072 | Fylde College |  |  | 0 | 0
MC072-B04 | MC072-B04/K5 | AHU 2 Extract Air Setpoint |  |  |  |  | Energy sensor | K5 |  |  |  | MC072 | Fylde College |  |  | 0 | 0
MC072-B04 | MC072-B04/K7 | AHU 1 Frost Coil Setpoint |  |  |  |  | Energy sensor | K7 |  |  |  | MC072 | Fylde College |  |  | 0 | 0
MC072-B04 | MC072-B04/K9 | AHU 1 Max Supply Temp Level |  |  | Degrees Celsius |  | Energy sensor | K9 |  |  |  | MC072 | Fylde College |  |  | 0 | 0
MC072-B04 | MC072-B04/L1 | AHU 2 Supply Speed Loop |  |  |  |  | Energy sensor | L1 |  |  |  | MC072 | Fylde College |  |  | 0 | 0
MC072-B04 | MC072-B04/L11 | Loop 11 |  |  |  |  | Energy sensor | L11 |  |  |  | MC072 | Fylde College |  |  | 0 | 0
MC072-B04 | MC072-B04/L13 | Comp1 Htg Dmd |  |  |  |  | Energy sensor | L13 |  |  |  | MC072 | Fylde College |  |  | 0 | 0
MC072-B04 | MC072-B04/L14 | Loop 14 |  |  |  |  | Energy sensor | L14 |  |  |  | MC072 | Fylde College |  |  | 0 | 0
MC072-B04 | MC072-B04/L15 | Lecture Htg Dmd |  |  |  |  | Energy sensor | L15 |  |  |  | MC072 | Fylde College |  |  | 0 | 0
MC072-B04 | MC072-B04/L16 | Lecture Clg Dmd |  |  |  |  | Energy sensor | L16 |  |  |  | MC072 | Fylde College |  |  | 0 | 0
MC072-B04 | MC072-B04/L17 | Lecture CO2 Dmd |  |  |  |  | Energy sensor | L17 |  |  |  | MC072 | Fylde College |  |  | 0 | 0
MC072-B04 | MC072-B04/L18 | Comp1 Clg Dmd |  |  |  |  | Energy sensor | L18 |  |  |  | MC072 | Fylde College |  |  | 0 | 0
MC072-B04 | MC072-B04/L19 | Comp1 CO2 Dmd |  |  |  |  | Energy sensor | L19 |  |  |  | MC072 | Fylde College |  |  | 0 | 0
MC072-B04 | MC072-B04/L2 | AHU 2 Supply Speed Loop |  |  |  |  | Energy sensor | L2 |  |  |  | MC072 | Fylde College |  |  | 0 | 0
MC072-B04 | MC072-B04/L20 | Comp2 Htg Dmd |  |  |  |  | Energy sensor | L20 |  |  |  | MC072 | Fylde College |  |  | 0 | 0
MC072-B04 | MC072-B04/L21 | Comp2 Clg Dmd |  |  |  |  | Energy sensor | L21 |  |  |  | MC072 | Fylde College |  |  | 0 | 0
MC072-B04 | MC072-B04/L22 | Comp2 CO2 Dmd |  |  |  |  | Energy sensor | L22 |  |  |  | MC072 | Fylde College |  |  | 0 | 0
MC072-B04 | MC072-B04/L23 | CompSem Htg Dmd |  |  |  |  | Energy sensor | L23 |  |  |  | MC072 | Fylde College |  |  | 0 | 0
MC072-B04 | MC072-B04/L24 | CompSem Clg Dmd |  |  |  |  | Energy sensor | L24 |  |  |  | MC072 | Fylde College |  |  | 0 | 0
MC072-B04 | MC072-B04/L25 | CompSem CO2 Dmd |  |  |  |  | Energy sensor | L25 |  |  |  | MC072 | Fylde College |  |  | 0 | 0
MC072-B04 | MC072-B04/L26 | AHU 1 Supply Velocity Loop |  |  |  |  | Energy sensor | L26 |  |  |  | MC072 | Fylde College |  |  | 0 | 0
MC072-B04 | MC072-B04/L3 | AHU 2 Heating Loop |  |  |  |  | Energy sensor | L3 |  |  |  | MC072 | Fylde College |  |  | 0 | 0
MC072-B04 | MC072-B04/L7 | AHU 1 Frost Coil Loop |  |  |  |  | Energy sensor | L7 |  |  |  | MC072 | Fylde College |  |  | 0 | 0
MC072-B04 | MC072-B04/L8 | Loop 8 |  |  |  |  | Energy sensor | L8 |  |  |  | MC072 | Fylde College |  |  | 0 | 0
MC072-B04 | MC072-B04/L9 | Loop 9 |  |  |  |  | Energy sensor | L9 |  |  |  | MC072 | Fylde College |  |  | 0 | 0
MC072-B04 | MC072-B04/n1 | TREND_05_2C_45 |  |  |  |  | Energy sensor | n1 |  |  |  | MC072 | Fylde College |  |  | 0 | 0
MC072-B04 | MC072-B04/N2 | IC Comms 2 |  |  |  |  | Energy sensor | N2 |  |  |  | MC072 | Fylde College |  |  | 0 | 0
MC072-B04 | MC072-B04/N3 | OS12 Alarm |  |  |  |  | Energy sensor | N3 |  |  |  | MC072 | Fylde College |  |  | 0 | 0
MC072-B04 | MC072-B04/N4 | IC Comms 4 |  |  |  |  | Energy sensor | N4 |  |  |  | MC072 | Fylde College |  |  | 0 | 0
MC072-B04 | MC072-B04/o1 | Alarm Route 1 |  |  |  |  | Energy sensor | o1 |  |  |  | MC072 | Fylde College |  |  | 0 | 0
MC072-B04 | MC072-B04/P1 | AHU 1 Frost Coil Temp Sensor |  |  | Degrees Celsius |  | Energy sensor | P1 |  |  |  | MC072 | Fylde College |  |  | 0 | 0
MC072-B04 | MC072-B04/P10 | Computer Room Temp Sensor2 |  |  | Degrees Celsius |  | Energy sensor | P10 |  |  |  | MC072 | Fylde College |  |  | 0 | 0
MC072-B04 | MC072-B04/P11 | Computer-Seminar RmTemp Sensor |  |  | Degrees Celsius |  | Energy sensor | P11 |  |  |  | MC072 | Fylde College |  |  | 0 | 0
MC072-B04 | MC072-B04/P12 | Lecture Theatre Co2 Sensor1 |  |  |  |  | Energy sensor | P12 |  |  |  | MC072 | Fylde College |  |  | 0 | 0
MC072-B04 | MC072-B04/P13 | Computer Room Co2 Sensor1 |  |  |  |  | Energy sensor | P13 |  |  |  | MC072 | Fylde College |  |  | 0 | 0
MC072-B04 | MC072-B04/P14 | Computer Room Co2 Sensor2 |  |  |  |  | Energy sensor | P14 |  |  |  | MC072 | Fylde College |  |  | 0 | 0
MC072-B04 | MC072-B04/P15 | Computer-Seminar Rm Co2 Sensor |  |  |  |  | Energy sensor | P15 |  |  |  | MC072 | Fylde College |  |  | 0 | 0
MC072-B04 | MC072-B04/P16 | AHU 2 Supply Air Temp Sensor |  |  | Degrees Celsius |  | Energy sensor | P16 |  |  |  | MC072 | Fylde College |  |  | 0 | 0
MC072-B04 | MC072-B04/P17 | AHU 2 Supp Air Velocity Sensor |  |  |  |  | Energy sensor | P17 |  |  |  | MC072 | Fylde College |  |  | 0 | 0
MC072-B04 | MC072-B04/P18 | AHU 2 Extract Air Temp Sensor |  |  | Degrees Celsius |  | Energy sensor | P18 |  |  |  | MC072 | Fylde College |  |  | 0 | 0
MC072-B04 | MC072-B04/P19 | Room Temp Sensor No4 |  |  | Degrees Celsius |  | Energy sensor | P19 |  |  |  | MC072 | Fylde College |  |  | 0 | 0
MC072-B04 | MC072-B04/P2 | AHU 1 Supply Air Temp Sensor |  |  | Degrees Celsius |  | Energy sensor | P2 |  |  |  | MC072 | Fylde College |  |  | 0 | 0
MC072-B04 | MC072-B04/P20 | Lecture Theatre Co2 Sensor1 |  |  |  |  | Energy sensor | P20 |  |  |  | MC072 | Fylde College |  |  | 0 | 0
MC072-B04 | MC072-B04/P21 | Computer Room Co2 Sensor1 |  |  |  |  | Energy sensor | P21 |  |  |  | MC072 | Fylde College |  |  | 0 | 0
MC072-B04 | MC072-B04/P22 | Computer Room Co2 Sensor2 |  |  |  |  | Energy sensor | P22 |  |  |  | MC072 | Fylde College |  |  | 0 | 0
MC072-B04 | MC072-B04/P23 | Computer-Seminar Rm Co2 Sensor |  |  |  |  | Energy sensor | P23 |  |  |  | MC072 | Fylde College |  |  | 0 | 0
MC072-B04 | MC072-B04/P24 | AHU 2 Supply Air Temp Sensor |  |  | Degrees Celsius |  | Energy sensor | P24 |  |  |  | MC072 | Fylde College |  |  | 0 | 0
MC072-B04 | MC072-B04/P25 | Water Storage Tank Temp Sensor |  |  | Degrees Celsius |  | Energy sensor | P25 |  |  |  | MC072 | Fylde College |  |  | 0 | 0
MC072-B04 | MC072-B04/P3 | AHU 1 Supp Air Velocity Sensor |  |  |  |  | Energy sensor | P3 |  |  |  | MC072 | Fylde College |  |  | 0 | 0
MC072-B04 | MC072-B04/P4 | AHU 1 Exract Air Temp Sensor |  |  | Degrees Celsius |  | Energy sensor | P4 |  |  |  | MC072 | Fylde College |  |  | 0 | 0
MC072-B04 | MC072-B04/P5 | AHU 1 Ext Air Velocity Sensor |  |  |  |  | Energy sensor | P5 |  |  |  | MC072 | Fylde College |  |  | 0 | 0
MC072-B04 | MC072-B04/P6 | AHU 1 Floor Void Temp Sensor1 |  |  | Degrees Celsius |  | Energy sensor | P6 |  |  |  | MC072 | Fylde College |  |  | 0 | 0
MC072-B04 | MC072-B04/P7 | AHU 1 Floor Void Temp Sensor2 |  |  | Degrees Celsius |  | Energy sensor | P7 |  |  |  | MC072 | Fylde College |  |  | 0 | 0
MC072-B04 | MC072-B04/P8 | Lecture Theatre Temp Sensor |  |  | Degrees Celsius |  | Energy sensor | P8 |  |  |  | MC072 | Fylde College |  |  | 0 | 0
MC072-B04 | MC072-B04/P9 | Computer Room Temp Sensor1 |  |  | Degrees Celsius |  | Energy sensor | P9 |  |  |  | MC072 | Fylde College |  |  | 0 | 0
MC072-B04 | MC072-B04/Q1 | Sequence Table 1 |  |  |  |  | Energy sensor | Q1 |  |  |  | MC072 | Fylde College |  |  | 0 | 0
MC072-B04 | MC072-B04/S1 | AHU 1 Frost Coil Temp Sensor |  |  | Degrees Celsius |  | Energy sensor | S1 |  |  |  | MC072 | Fylde College |  |  | 0 | 0
MC072-B04 | MC072-B04/S10 | Computer Room Temp Sensor2 |  |  | Degrees Celsius |  | Energy sensor | S10 |  |  |  | MC072 | Fylde College |  |  | 0 | 0
MC072-B04 | MC072-B04/S11 | Computer-Seminar RmTemp Sensor |  |  | Degrees Celsius |  | Energy sensor | S11 |  |  |  | MC072 | Fylde College |  |  | 0 | 0
MC072-B04 | MC072-B04/S12 | Lecture Theatre Co2 Sensor |  |  |  |  | Energy sensor | S12 |  |  |  | MC072 | Fylde College |  |  | 0 | 0
MC072-B04 | MC072-B04/S13 | Computer Room Co2 Sensor1 |  |  |  |  | Energy sensor | S13 |  |  |  | MC072 | Fylde College |  |  | 0 | 0
MC072-B04 | MC072-B04/S14 | Computer Room Co2 Sensor2 |  |  |  |  | Energy sensor | S14 |  |  |  | MC072 | Fylde College |  |  | 0 | 0
MC072-B04 | MC072-B04/S15 | Computer-Seminar Rm Co2 Sensor |  |  |  |  | Energy sensor | S15 |  |  |  | MC072 | Fylde College |  |  | 0 | 0
MC072-B04 | MC072-B04/S16 | AHU 2 Supply Air Temp Sensor |  |  | Degrees Celsius |  | Energy sensor | S16 |  |  |  | MC072 | Fylde College |  |  | 0 | 0
MC072-B04 | MC072-B04/S17 | AHU 2 Supp Air Velocity Sensor |  |  |  |  | Energy sensor | S17 |  |  |  | MC072 | Fylde College |  |  | 0 | 0
MC072-B04 | MC072-B04/S18 | AHU 2 Extract Air Temp Sensor |  |  | Degrees Celsius |  | Energy sensor | S18 |  |  |  | MC072 | Fylde College |  |  | 0 | 0
MC072-B04 | MC072-B04/S19 | AHU 2 Ext Air Velocity Sensor |  |  |  |  | Energy sensor | S19 |  |  |  | MC072 | Fylde College |  |  | 0 | 0
MC072-B04 | MC072-B04/S2 | AHU 1 Supply Air Temp Sensor |  |  | Degrees Celsius |  | Energy sensor | S2 |  |  |  | MC072 | Fylde College |  |  | 0 | 0
MC072-B04 | MC072-B04/S20 | AHU 1 Frost Coil Vlv Feedback |  |  |  |  | Energy sensor | S20 |  |  |  | MC072 | Fylde College |  |  | 0 | 0
MC072-B04 | MC072-B04/S21 | AHU 1 Htg Coil Vlv Feedback |  |  |  |  | Energy sensor | S21 |  |  |  | MC072 | Fylde College |  |  | 0 | 0
MC072-B04 | MC072-B04/S22 | AHU 2 Htg Coil Vlv Feedback |  |  |  |  | Energy sensor | S22 |  |  |  | MC072 | Fylde College |  |  | 0 | 0
MC072-B04 | MC072-B04/S23 | AHU 2 Bypass Dmp Feedback |  |  |  |  | Energy sensor | S23 |  |  |  | MC072 | Fylde College |  |  | 0 | 0
MC072-B04 | MC072-B04/S24 | AHU 1 Supply Pressure Sensor |  |  |  |  | Energy sensor | S24 |  |  |  | MC072 | Fylde College |  |  | 0 | 0
MC072-B04 | MC072-B04/S25 | AHU 1 Extract Pressure Sensor |  |  |  |  | Energy sensor | S25 |  |  |  | MC072 | Fylde College |  |  | 0 | 0
MC072-B04 | MC072-B04/S27 | AHU 1 Calc Supply Setpt |  |  |  |  | Energy sensor | S27 |  |  |  | MC072 | Fylde College |  |  | 0 | 0
MC072-B04 | MC072-B04/S3 | AHU 1 Supp Air Velocity Sensor |  |  |  |  | Energy sensor | S3 |  |  |  | MC072 | Fylde College |  |  | 0 | 0
MC072-B04 | MC072-B04/S4 | AHU 1 Extract Air Temp Sensor |  |  | Degrees Celsius |  | Energy sensor | S4 |  |  |  | MC072 | Fylde College |  |  | 0 | 0
MC072-B04 | MC072-B04/S5 | AHU 1 Ext Air Velocity Sensor |  |  |  |  | Energy sensor | S5 |  |  |  | MC072 | Fylde College |  |  | 0 | 0
MC072-B04 | MC072-B04/S6 | AHU 1 Floor Void Temp Sensor1 |  |  | Degrees Celsius |  | Energy sensor | S6 |  |  |  | MC072 | Fylde College |  |  | 0 | 0
MC072-B04 | MC072-B04/S7 | AHU 1 Floor Void Temp Sensor2 |  |  | Degrees Celsius |  | Energy sensor | S7 |  |  |  | MC072 | Fylde College |  |  | 0 | 0
MC072-B04 | MC072-B04/S8 | Lecture Theatre Temp Sensor |  |  | Degrees Celsius |  | Energy sensor | S8 |  |  |  | MC072 | Fylde College |  |  | 0 | 0
MC072-B04 | MC072-B04/S9 | Computer Room Temp Sensor1 |  |  | Degrees Celsius |  | Energy sensor | S9 |  |  |  | MC072 | Fylde College |  |  | 0 | 0
MC072-B04 | MC072-B04/U1 | [5 empty] | Energy sensor | U1 |  |  |  | MC072 | Fylde College |  |  | 0 | 0
MC072-B04 | MC072-B04/V1 | [5 empty] | Energy sensor | V1 |  |  |  | MC072 | Fylde College |  |  | 0 | 0
MC072-B04 | MC072-B04/W1 | MEET 2 PIR bypass |  |  |  |  | Energy sensor | W1 |  |  |  | MC072 | Fylde College |  |  | 0 | 0
MC072-B04 | MC072-B04/Y1 | Trend Thermistor |  |  |  |  | Energy sensor | Y1 |  |  |  | MC072 | Fylde College |  |  | 0 | 0
MC072-B04 | MC072-B04/Y2 | Velocity C 0-16 ms |  |  |  |  | Energy sensor | Y2 |  |  |  | MC072 | Fylde College |  |  | 0 | 0
MC072-B04 | MC072-B04/Y3 | titan CO2 Volts |  |  |  |  | Energy sensor | Y3 |  |  |  | MC072 | Fylde College |  |  | 0 | 0
MC072-B04 | MC072-B04/Y4 | Feed Back 2-10 Volts |  |  |  |  | Energy sensor | Y4 |  |  |  | MC072 | Fylde College |  |  | 0 | 0
MC072-B04 | MC072-B04/Y5 | Bailey&amp;Mackey |  |  |  |  | Energy sensor | Y5 |  |  |  | MC072 | Fylde College |  |  | 0 | 0
MC072-B04 | MC072-B04/Y6 | Feedback 0-10 |  |  |  |  | Energy sensor | Y6 |  |  |  | MC072 | Fylde College |  |  | 0 | 0
MC072-B04 | MC072-B04/Y7 | bam |  |  |  |  | Energy sensor | Y7 |  |  |  | MC072 | Fylde College |  |  | 0 | 0
MC072-B04 | MC072-B04/Z1 | AHU 01 Time Programme |  |  |  |  | Energy sensor | Z1 |  |  |  | MC072 | Fylde College |  |  | 0 | 0
MC072-B04 | MC072-B04/Z2 | AHU 2 Meeting Rooms |  |  |  |  | Energy sensor | Z2 |  |  |  | MC072 | Fylde College |  |  | 0 | 0
MC211-B01 | MC211-B01/C1 | Virtual CNC 1 |  |  |  |  | Energy sensor | C1 |  |  |  | MC211 | Life Sciences & Environment Laboratories |  |  | 0 | 0
MC211-B01 | MC211-B01/D1 | Heating Primary Pumps |  |  |  |  | Energy sensor | D1 |  |  |  | MC211 | Life Sciences & Environment Laboratories |  |  | 0 | 0
MC211-B01 | MC211-B01/D10 | AHU No.1 RAC Pump |  |  |  |  | Energy sensor | D10 |  |  |  | MC211 | Life Sciences & Environment Laboratories |  |  | 0 | 0
MC211-B01 | MC211-B01/D11 | AHU No.2 Supply Fan Control |  |  |  |  | Energy sensor | D11 |  |  |  | MC211 | Life Sciences & Environment Laboratories |  |  | 0 | 0
MC211-B01 | MC211-B01/D12 | AHU No.2 Frost Battery Valve |  |  |  |  | Energy sensor | D12 |  |  |  | MC211 | Life Sciences & Environment Laboratories |  |  | 0 | 0
MC211-B01 | MC211-B01/D13 | AHU No.2 Htr Battery Valve |  |  |  |  | Energy sensor | D13 |  |  |  | MC211 | Life Sciences & Environment Laboratories |  |  | 0 | 0
MC211-B01 | MC211-B01/D14 | AHU No.2 RAC Pump Enable |  |  |  |  | Energy sensor | D14 |  |  |  | MC211 | Life Sciences & Environment Laboratories |  |  | 0 | 0
MC211-B01 | MC211-B01/D15 | Roof Extract Fans 1 &amp; 2 Enable |  |  |  |  | Energy sensor | D15 |  |  |  | MC211 | Life Sciences & Environment Laboratories |  |  | 0 | 0
MC211-B01 | MC211-B01/D16 | Heating Isolation Valve |  |  |  |  | Energy sensor | D16 |  |  |  | MC211 | Life Sciences & Environment Laboratories |  |  | 0 | 0
MC211-B01 | MC211-B01/D2 | CT Pumps |  |  |  |  | Energy sensor | D2 |  |  |  | MC211 | Life Sciences & Environment Laboratories |  |  | 0 | 0
MC211-B01 | MC211-B01/D3 | VT Htg Pumps |  |  |  |  | Energy sensor | D3 |  |  |  | MC211 | Life Sciences & Environment Laboratories |  |  | 0 | 0
MC211-B01 | MC211-B01/D4 | Variable temperature circuit valve |  |  | 0 = Closed , 1 = Open |  | Energy sensor | D4 |  |  |  | MC211 | Life Sciences & Environment Laboratories |  |  | 0 | 0
MC211-B01 | MC211-B01/D5 | DHWS Calorifier Control Valve |  |  |  |  | Energy sensor | D5 |  |  |  | MC211 | Life Sciences & Environment Laboratories |  |  | 0 | 0
MC211-B01 | MC211-B01/D6 | DHWS Immersion Htr &amp; Sec Pump |  |  |  |  | Energy sensor | D6 |  |  |  | MC211 | Life Sciences & Environment Laboratories |  |  | 0 | 0
MC211-B01 | MC211-B01/D7 | AHU No.1 Supply Fan Control |  |  |  |  | Energy sensor | D7 |  |  |  | MC211 | Life Sciences & Environment Laboratories |  |  | 0 | 0
MC211-B01 | MC211-B01/D8 | AHU No.1 Frost Battery Valve |  |  |  |  | Energy sensor | D8 |  |  |  | MC211 | Life Sciences & Environment Laboratories |  |  | 0 | 0
MC211-B01 | MC211-B01/D9 | AHU No.1 Heater Battery Valve |  |  |  |  | Energy sensor | D9 |  |  |  | MC211 | Life Sciences & Environment Laboratories |  |  | 0 | 0
MC211-B01 | MC211-B01/e1 | Alarm Dest 1 |  |  |  |  | Energy sensor | e1 |  |  |  | MC211 | Life Sciences & Environment Laboratories |  |  | 0 | 0
MC211-B01 | MC211-B01/F1 | Function 1 |  |  |  |  | Energy sensor | F1 |  |  |  | MC211 | Life Sciences & Environment Laboratories |  |  | 0 | 0
MC211-B01 | MC211-B01/F10 | Function 10 |  |  |  |  | Energy sensor | F10 |  |  |  | MC211 | Life Sciences & Environment Laboratories |  |  | 0 | 0
MC211-B01 | MC211-B01/F100 | Function 100 |  |  |  |  | Energy sensor | F100 |  |  |  | MC211 | Life Sciences & Environment Laboratories |  |  | 0 | 0
MC211-B01 | MC211-B01/F101 | Function 101 |  |  |  |  | Energy sensor | F101 |  |  |  | MC211 | Life Sciences & Environment Laboratories |  |  | 0 | 0
MC211-B01 | MC211-B01/F102 | Heating Stop |  |  |  |  | Energy sensor | F102 |  |  |  | MC211 | Life Sciences & Environment Laboratories |  |  | 0 | 0
MC211-B01 | MC211-B01/F103 | Extract Fan No1 Enabled |  |  |  |  | Energy sensor | F103 |  |  |  | MC211 | Life Sciences & Environment Laboratories |  |  | 0 | 0
MC211-B01 | MC211-B01/F104 | Extract Fan No2 Enabled |  |  |  |  | Energy sensor | F104 |  |  |  | MC211 | Life Sciences & Environment Laboratories |  |  | 0 | 0
MC211-B01 | MC211-B01/F105 | Function 105 |  |  |  |  | Energy sensor | F105 |  |  |  | MC211 | Life Sciences & Environment Laboratories |  |  | 0 | 0
MC211-B01 | MC211-B01/F106 | Function 106 |  |  |  |  | Energy sensor | F106 |  |  |  | MC211 | Life Sciences & Environment Laboratories |  |  | 0 | 0
MC211-B01 | MC211-B01/F109 | Function 109 |  |  |  |  | Energy sensor | F109 |  |  |  | MC211 | Life Sciences & Environment Laboratories |  |  | 0 | 0
MC211-B01 | MC211-B01/F11 | Function 11 |  |  |  |  | Energy sensor | F11 |  |  |  | MC211 | Life Sciences & Environment Laboratories |  |  | 0 | 0
MC211-B01 | MC211-B01/F110 | Function 110 |  |  |  |  | Energy sensor | F110 |  |  |  | MC211 | Life Sciences & Environment Laboratories |  |  | 0 | 0
MC211-B01 | MC211-B01/F111 | Function 111 |  |  |  |  | Energy sensor | F111 |  |  |  | MC211 | Life Sciences & Environment Laboratories |  |  | 0 | 0
MC211-B01 | MC211-B01/F112 | Function 112 |  |  |  |  | Energy sensor | F112 |  |  |  | MC211 | Life Sciences & Environment Laboratories |  |  | 0 | 0
MC211-B01 | MC211-B01/F115 | Function 115 |  |  |  |  | Energy sensor | F115 |  |  |  | MC211 | Life Sciences & Environment Laboratories |  |  | 0 | 0
MC211-B01 | MC211-B01/F116 | Function 116 |  |  |  |  | Energy sensor | F116 |  |  |  | MC211 | Life Sciences & Environment Laboratories |  |  | 0 | 0
MC211-B01 | MC211-B01/F117 | Function 117 |  |  |  |  | Energy sensor | F117 |  |  |  | MC211 | Life Sciences & Environment Laboratories |  |  | 0 | 0
MC211-B01 | MC211-B01/F12 | 3rd Stage Frost On when =1 |  |  |  |  | Energy sensor | F12 |  |  |  | MC211 | Life Sciences & Environment Laboratories |  |  | 0 | 0
MC211-B01 | MC211-B01/F13 | Function 13 |  |  |  |  | Energy sensor | F13 |  |  |  | MC211 | Life Sciences & Environment Laboratories |  |  | 0 | 0
MC211-B01 | MC211-B01/F14 | Economy Off when 1 |  |  |  |  | Energy sensor | F14 |  |  |  | MC211 | Life Sciences & Environment Laboratories |  |  | 0 | 0
MC211-B01 | MC211-B01/F15 | Function 15 |  |  |  |  | Energy sensor | F15 |  |  |  | MC211 | Life Sciences & Environment Laboratories |  |  | 0 | 0
MC211-B01 | MC211-B01/F16 | Function 16 |  |  |  |  | Energy sensor | F16 |  |  |  | MC211 | Life Sciences & Environment Laboratories |  |  | 0 | 0
MC211-B01 | MC211-B01/F17 | Function 17 |  |  |  |  | Energy sensor | F17 |  |  |  | MC211 | Life Sciences & Environment Laboratories |  |  | 0 | 0
MC211-B01 | MC211-B01/F18 | Function 18 |  |  |  |  | Energy sensor | F18 |  |  |  | MC211 | Life Sciences & Environment Laboratories |  |  | 0 | 0
MC211-B01 | MC211-B01/F19 | Function 19 |  |  |  |  | Energy sensor | F19 |  |  |  | MC211 | Life Sciences & Environment Laboratories |  |  | 0 | 0
MC211-B01 | MC211-B01/F2 | Function 2 |  |  |  |  | Energy sensor | F2 |  |  |  | MC211 | Life Sciences & Environment Laboratories |  |  | 0 | 0
MC211-B01 | MC211-B01/F20 | Function 20 |  |  |  |  | Energy sensor | F20 |  |  |  | MC211 | Life Sciences & Environment Laboratories |  |  | 0 | 0
MC211-B01 | MC211-B01/F21 | Function 21 |  |  |  |  | Energy sensor | F21 |  |  |  | MC211 | Life Sciences & Environment Laboratories |  |  | 0 | 0
MC211-B01 | MC211-B01/F22 | Function 22 |  |  |  |  | Energy sensor | F22 |  |  |  | MC211 | Life Sciences & Environment Laboratories |  |  | 0 | 0
MC211-B01 | MC211-B01/F23 | Function 23 |  |  |  |  | Energy sensor | F23 |  |  |  | MC211 | Life Sciences & Environment Laboratories |  |  | 0 | 0
MC211-B01 | MC211-B01/F24 | Function 24 |  |  |  |  | Energy sensor | F24 |  |  |  | MC211 | Life Sciences & Environment Laboratories |  |  | 0 | 0
MC211-B01 | MC211-B01/F25 | Function 25 |  |  |  |  | Energy sensor | F25 |  |  |  | MC211 | Life Sciences & Environment Laboratories |  |  | 0 | 0
MC211-B01 | MC211-B01/F26 | Function 26 |  |  |  |  | Energy sensor | F26 |  |  |  | MC211 | Life Sciences & Environment Laboratories |  |  | 0 | 0
MC211-B01 | MC211-B01/F27 | Space low limit |  |  |  |  | Energy sensor | F27 |  |  |  | MC211 | Life Sciences & Environment Laboratories |  |  | 0 | 0
MC211-B01 | MC211-B01/F29 | Function 29 |  |  |  |  | Energy sensor | F29 |  |  |  | MC211 | Life Sciences & Environment Laboratories |  |  | 0 | 0
MC211-B01 | MC211-B01/F3 | Function 3 |  |  |  |  | Energy sensor | F3 |  |  |  | MC211 | Life Sciences & Environment Laboratories |  |  | 0 | 0
MC211-B01 | MC211-B01/F30 | Function 30 |  |  |  |  | Energy sensor | F30 |  |  |  | MC211 | Life Sciences & Environment Laboratories |  |  | 0 | 0
MC211-B01 | MC211-B01/F31 | Space low limit |  |  |  |  | Energy sensor | F31 |  |  |  | MC211 | Life Sciences & Environment Laboratories |  |  | 0 | 0
MC211-B01 | MC211-B01/F33 | Function 33 |  |  |  |  | Energy sensor | F33 |  |  |  | MC211 | Life Sciences & Environment Laboratories |  |  | 0 | 0
MC211-B01 | MC211-B01/F34 | Function 34 |  |  |  |  | Energy sensor | F34 |  |  |  | MC211 | Life Sciences & Environment Laboratories |  |  | 0 | 0
MC211-B01 | MC211-B01/F35 | Function 35 |  |  |  |  | Energy sensor | F35 |  |  |  | MC211 | Life Sciences & Environment Laboratories |  |  | 0 | 0
MC211-B01 | MC211-B01/F36 | Function 36 |  |  |  |  | Energy sensor | F36 |  |  |  | MC211 | Life Sciences & Environment Laboratories |  |  | 0 | 0
MC211-B01 | MC211-B01/F37 | Function 37 |  |  |  |  | Energy sensor | F37 |  |  |  | MC211 | Life Sciences & Environment Laboratories |  |  | 0 | 0
MC211-B01 | MC211-B01/F38 | Function 38 |  |  |  |  | Energy sensor | F38 |  |  |  | MC211 | Life Sciences & Environment Laboratories |  |  | 0 | 0
MC211-B01 | MC211-B01/F39 | limit at |  |  |  |  | Energy sensor | F39 |  |  |  | MC211 | Life Sciences & Environment Laboratories |  |  | 0 | 0
MC211-B01 | MC211-B01/F4 | Function 4 |  |  |  |  | Energy sensor | F4 |  |  |  | MC211 | Life Sciences & Environment Laboratories |  |  | 0 | 0
MC211-B01 | MC211-B01/F40 | Function 40 |  |  |  |  | Energy sensor | F40 |  |  |  | MC211 | Life Sciences & Environment Laboratories |  |  | 0 | 0
MC211-B01 | MC211-B01/F41 | Function 41 |  |  |  |  | Energy sensor | F41 |  |  |  | MC211 | Life Sciences & Environment Laboratories |  |  | 0 | 0
MC211-B01 | MC211-B01/F42 | Function 42 |  |  |  |  | Energy sensor | F42 |  |  |  | MC211 | Life Sciences & Environment Laboratories |  |  | 0 | 0
MC211-B01 | MC211-B01/F43 | Function 43 |  |  |  |  | Energy sensor | F43 |  |  |  | MC211 | Life Sciences & Environment Laboratories |  |  | 0 | 0
MC211-B01 | MC211-B01/F44 | Function 44 |  |  |  |  | Energy sensor | F44 |  |  |  | MC211 | Life Sciences & Environment Laboratories |  |  | 0 | 0
MC211-B01 | MC211-B01/F46 | Function 46 |  |  |  |  | Energy sensor | F46 |  |  |  | MC211 | Life Sciences & Environment Laboratories |  |  | 0 | 0
MC211-B01 | MC211-B01/F47 | Space low limit |  |  |  |  | Energy sensor | F47 |  |  |  | MC211 | Life Sciences & Environment Laboratories |  |  | 0 | 0
MC211-B01 | MC211-B01/F48 | Function 48 |  |  |  |  | Energy sensor | F48 |  |  |  | MC211 | Life Sciences & Environment Laboratories |  |  | 0 | 0
MC211-B01 | MC211-B01/F49 | Function 49 |  |  |  |  | Energy sensor | F49 |  |  |  | MC211 | Life Sciences & Environment Laboratories |  |  | 0 | 0
MC211-B01 | MC211-B01/F5 | Function 5 |  |  |  |  | Energy sensor | F5 |  |  |  | MC211 | Life Sciences & Environment Laboratories |  |  | 0 | 0
MC211-B01 | MC211-B01/F50 | Function 50 |  |  |  |  | Energy sensor | F50 |  |  |  | MC211 | Life Sciences & Environment Laboratories |  |  | 0 | 0
MC211-B01 | MC211-B01/F51 | Function 51 |  |  |  |  | Energy sensor | F51 |  |  |  | MC211 | Life Sciences & Environment Laboratories |  |  | 0 | 0
MC211-B01 | MC211-B01/F53 | Function 53 |  |  |  |  | Energy sensor | F53 |  |  |  | MC211 | Life Sciences & Environment Laboratories |  |  | 0 | 0
MC211-B01 | MC211-B01/F54 | Function 54 |  |  |  |  | Energy sensor | F54 |  |  |  | MC211 | Life Sciences & Environment Laboratories |  |  | 0 | 0
MC211-B01 | MC211-B01/F55 | Function 55 |  |  |  |  | Energy sensor | F55 |  |  |  | MC211 | Life Sciences & Environment Laboratories |  |  | 0 | 0
MC211-B01 | MC211-B01/F56 | Function 56 |  |  |  |  | Energy sensor | F56 |  |  |  | MC211 | Life Sciences & Environment Laboratories |  |  | 0 | 0
MC211-B01 | MC211-B01/F57 | Function 57 |  |  |  |  | Energy sensor | F57 |  |  |  | MC211 | Life Sciences & Environment Laboratories |  |  | 0 | 0
MC211-B01 | MC211-B01/F58 | Function 58 |  |  |  |  | Energy sensor | F58 |  |  |  | MC211 | Life Sciences & Environment Laboratories |  |  | 0 | 0
MC211-B01 | MC211-B01/F59 | Function 59 |  |  |  |  | Energy sensor | F59 |  |  |  | MC211 | Life Sciences & Environment Laboratories |  |  | 0 | 0
MC211-B01 | MC211-B01/F6 | Function 6 |  |  |  |  | Energy sensor | F6 |  |  |  | MC211 | Life Sciences & Environment Laboratories |  |  | 0 | 0
MC211-B01 | MC211-B01/F60 | Function 60 |  |  |  |  | Energy sensor | F60 |  |  |  | MC211 | Life Sciences & Environment Laboratories |  |  | 0 | 0
MC211-B01 | MC211-B01/F61 | Function 61 |  |  |  |  | Energy sensor | F61 |  |  |  | MC211 | Life Sciences & Environment Laboratories |  |  | 0 | 0
MC211-B01 | MC211-B01/F62 | Function 62 |  |  |  |  | Energy sensor | F62 |  |  |  | MC211 | Life Sciences & Environment Laboratories |  |  | 0 | 0
MC211-B01 | MC211-B01/F63 | Function 63 |  |  |  |  | Energy sensor | F63 |  |  |  | MC211 | Life Sciences & Environment Laboratories |  |  | 0 | 0
MC211-B01 | MC211-B01/F64 | Function 64 |  |  |  |  | Energy sensor | F64 |  |  |  | MC211 | Life Sciences & Environment Laboratories |  |  | 0 | 0
MC211-B01 | MC211-B01/F65 | Function 65 |  |  |  |  | Energy sensor | F65 |  |  |  | MC211 | Life Sciences & Environment Laboratories |  |  | 0 | 0
MC211-B01 | MC211-B01/F66 | Function 66 |  |  |  |  | Energy sensor | F66 |  |  |  | MC211 | Life Sciences & Environment Laboratories |  |  | 0 | 0
MC211-B01 | MC211-B01/F67 | Function 67 |  |  |  |  | Energy sensor | F67 |  |  |  | MC211 | Life Sciences & Environment Laboratories |  |  | 0 | 0
MC211-B01 | MC211-B01/F68 | Function 68 |  |  |  |  | Energy sensor | F68 |  |  |  | MC211 | Life Sciences & Environment Laboratories |  |  | 0 | 0
MC211-B01 | MC211-B01/F69 | Function 69 |  |  |  |  | Energy sensor | F69 |  |  |  | MC211 | Life Sciences & Environment Laboratories |  |  | 0 | 0
MC211-B01 | MC211-B01/F7 | Function 7 |  |  |  |  | Energy sensor | F7 |  |  |  | MC211 | Life Sciences & Environment Laboratories |  |  | 0 | 0
MC211-B01 | MC211-B01/F70 | Function 70 |  |  |  |  | Energy sensor | F70 |  |  |  | MC211 | Life Sciences & Environment Laboratories |  |  | 0 | 0
MC211-B01 | MC211-B01/F71 | Function 71 |  |  |  |  | Energy sensor | F71 |  |  |  | MC211 | Life Sciences & Environment Laboratories |  |  | 0 | 0
MC211-B01 | MC211-B01/F72 | Function 72 |  |  |  |  | Energy sensor | F72 |  |  |  | MC211 | Life Sciences & Environment Laboratories |  |  | 0 | 0
MC211-B01 | MC211-B01/F73 | Function 73 |  |  |  |  | Energy sensor | F73 |  |  |  | MC211 | Life Sciences & Environment Laboratories |  |  | 0 | 0
MC211-B01 | MC211-B01/F74 | Function 74 |  |  |  |  | Energy sensor | F74 |  |  |  | MC211 | Life Sciences & Environment Laboratories |  |  | 0 | 0
MC211-B01 | MC211-B01/F75 | Function 75 |  |  |  |  | Energy sensor | F75 |  |  |  | MC211 | Life Sciences & Environment Laboratories |  |  | 0 | 0
MC211-B01 | MC211-B01/F76 | Function 76 |  |  |  |  | Energy sensor | F76 |  |  |  | MC211 | Life Sciences & Environment Laboratories |  |  | 0 | 0
MC211-B01 | MC211-B01/F77 | Heating Start |  |  |  |  | Energy sensor | F77 |  |  |  | MC211 | Life Sciences & Environment Laboratories |  |  | 0 | 0
MC211-B01 | MC211-B01/F78 | Function 78 |  |  |  |  | Energy sensor | F78 |  |  |  | MC211 | Life Sciences & Environment Laboratories |  |  | 0 | 0
MC211-B01 | MC211-B01/F79 | Function 79 |  |  |  |  | Energy sensor | F79 |  |  |  | MC211 | Life Sciences & Environment Laboratories |  |  | 0 | 0
MC211-B01 | MC211-B01/F8 | 1st Stage Frost ON when 1 |  |  |  |  | Energy sensor | F8 |  |  |  | MC211 | Life Sciences & Environment Laboratories |  |  | 0 | 0
MC211-B01 | MC211-B01/F80 | Function 80 |  |  |  |  | Energy sensor | F80 |  |  |  | MC211 | Life Sciences & Environment Laboratories |  |  | 0 | 0
MC211-B01 | MC211-B01/F81 | Function 81 |  |  |  |  | Energy sensor | F81 |  |  |  | MC211 | Life Sciences & Environment Laboratories |  |  | 0 | 0
MC211-B01 | MC211-B01/F82 | Function 82 |  |  |  |  | Energy sensor | F82 |  |  |  | MC211 | Life Sciences & Environment Laboratories |  |  | 0 | 0
MC211-B01 | MC211-B01/F83 | Function 83 |  |  |  |  | Energy sensor | F83 |  |  |  | MC211 | Life Sciences & Environment Laboratories |  |  | 0 | 0
MC211-B01 | MC211-B01/F84 | Average VT Space Temp |  |  | Degrees Celsius |  | Energy sensor | F84 |  |  |  | MC211 | Life Sciences & Environment Laboratories |  |  | 0 | 0
MC211-B01 | MC211-B01/F85 | Function 85 |  |  |  |  | Energy sensor | F85 |  |  |  | MC211 | Life Sciences & Environment Laboratories |  |  | 0 | 0
MC211-B01 | MC211-B01/F86 | Function 86 |  |  |  |  | Energy sensor | F86 |  |  |  | MC211 | Life Sciences & Environment Laboratories |  |  | 0 | 0
MC211-B01 | MC211-B01/F87 | AHU No.1 Heat Demand |  |  |  |  | Energy sensor | F87 |  |  |  | MC211 | Life Sciences & Environment Laboratories |  |  | 0 | 0
MC211-B01 | MC211-B01/F88 | AHU No.2 Heat Demand |  |  |  |  | Energy sensor | F88 |  |  |  | MC211 | Life Sciences & Environment Laboratories |  |  | 0 | 0
MC211-B01 | MC211-B01/F89 | Function 89 |  |  |  |  | Energy sensor | F89 |  |  |  | MC211 | Life Sciences & Environment Laboratories |  |  | 0 | 0
MC211-B01 | MC211-B01/F9 | Function 9 |  |  |  |  | Energy sensor | F9 |  |  |  | MC211 | Life Sciences & Environment Laboratories |  |  | 0 | 0
MC211-B01 | MC211-B01/F90 | Function 90 |  |  |  |  | Energy sensor | F90 |  |  |  | MC211 | Life Sciences & Environment Laboratories |  |  | 0 | 0
MC211-B01 | MC211-B01/F91 | Function 91 |  |  |  |  | Energy sensor | F91 |  |  |  | MC211 | Life Sciences & Environment Laboratories |  |  | 0 | 0
MC211-B01 | MC211-B01/F92 | Function 92 |  |  |  |  | Energy sensor | F92 |  |  |  | MC211 | Life Sciences & Environment Laboratories |  |  | 0 | 0
MC211-B01 | MC211-B01/F93 | Function 93 |  |  |  |  | Energy sensor | F93 |  |  |  | MC211 | Life Sciences & Environment Laboratories |  |  | 0 | 0
MC211-B01 | MC211-B01/F94 | Function 94 |  |  |  |  | Energy sensor | F94 |  |  |  | MC211 | Life Sciences & Environment Laboratories |  |  | 0 | 0
MC211-B01 | MC211-B01/F95 | Function 95 |  |  |  |  | Energy sensor | F95 |  |  |  | MC211 | Life Sciences & Environment Laboratories |  |  | 0 | 0
MC211-B01 | MC211-B01/F96 | Function 96 |  |  |  |  | Energy sensor | F96 |  |  |  | MC211 | Life Sciences & Environment Laboratories |  |  | 0 | 0
MC211-B01 | MC211-B01/F97 | Function 97 |  |  |  |  | Energy sensor | F97 |  |  |  | MC211 | Life Sciences & Environment Laboratories |  |  | 0 | 0
MC211-B01 | MC211-B01/F98 | Function 98 |  |  |  |  | Energy sensor | F98 |  |  |  | MC211 | Life Sciences & Environment Laboratories |  |  | 0 | 0
MC211-B01 | MC211-B01/F99 | Function 99 |  |  |  |  | Energy sensor | F99 |  |  |  | MC211 | Life Sciences & Environment Laboratories |  |  | 0 | 0
MC211-B01 | MC211-B01/G1 | Logic 1 |  |  |  |  | Energy sensor | G1 |  |  |  | MC211 | Life Sciences & Environment Laboratories |  |  | 0 | 0
MC211-B01 | MC211-B01/G10 | Logic 10 |  |  |  |  | Energy sensor | G10 |  |  |  | MC211 | Life Sciences & Environment Laboratories |  |  | 0 | 0
MC211-B01 | MC211-B01/G100 | Logic 100 |  |  |  |  | Energy sensor | G100 |  |  |  | MC211 | Life Sciences & Environment Laboratories |  |  | 0 | 0
MC211-B01 | MC211-B01/G101 | Logic 101 |  |  |  |  | Energy sensor | G101 |  |  |  | MC211 | Life Sciences & Environment Laboratories |  |  | 0 | 0
MC211-B01 | MC211-B01/G102 | Logic 102 |  |  |  |  | Energy sensor | G102 |  |  |  | MC211 | Life Sciences & Environment Laboratories |  |  | 0 | 0
MC211-B01 | MC211-B01/G103 | Immersion Fault |  |  |  |  | Energy sensor | G103 |  |  |  | MC211 | Life Sciences & Environment Laboratories |  |  | 0 | 0
MC211-B01 | MC211-B01/G104 | Logic 104 |  |  |  |  | Energy sensor | G104 |  |  |  | MC211 | Life Sciences & Environment Laboratories |  |  | 0 | 0
MC211-B01 | MC211-B01/G105 | Logic 105 |  |  |  |  | Energy sensor | G105 |  |  |  | MC211 | Life Sciences & Environment Laboratories |  |  | 0 | 0
MC211-B01 | MC211-B01/G106 | Logic 106 |  |  |  |  | Energy sensor | G106 |  |  |  | MC211 | Life Sciences & Environment Laboratories |  |  | 0 | 0
MC211-B01 | MC211-B01/G107 | Logic 107 |  |  |  |  | Energy sensor | G107 |  |  |  | MC211 | Life Sciences & Environment Laboratories |  |  | 0 | 0
MC211-B01 | MC211-B01/G108 | Logic 108 |  |  |  |  | Energy sensor | G108 |  |  |  | MC211 | Life Sciences & Environment Laboratories |  |  | 0 | 0
MC211-B01 | MC211-B01/G109 | Logic 109 |  |  |  |  | Energy sensor | G109 |  |  |  | MC211 | Life Sciences & Environment Laboratories |  |  | 0 | 0
MC211-B01 | MC211-B01/G11 | Logic 11 |  |  |  |  | Energy sensor | G11 |  |  |  | MC211 | Life Sciences & Environment Laboratories |  |  | 0 | 0
MC211-B01 | MC211-B01/G110 | Logic 110 |  |  |  |  | Energy sensor | G110 |  |  |  | MC211 | Life Sciences & Environment Laboratories |  |  | 0 | 0
MC211-B01 | MC211-B01/G111 | Logic 111 |  |  |  |  | Energy sensor | G111 |  |  |  | MC211 | Life Sciences & Environment Laboratories |  |  | 0 | 0
MC211-B01 | MC211-B01/G112 | Logic 112 |  |  |  |  | Energy sensor | G112 |  |  |  | MC211 | Life Sciences & Environment Laboratories |  |  | 0 | 0
MC211-B01 | MC211-B01/G113 | Logic 113 |  |  |  |  | Energy sensor | G113 |  |  |  | MC211 | Life Sciences & Environment Laboratories |  |  | 0 | 0
MC211-B01 | MC211-B01/G114 | Logic 114 |  |  |  |  | Energy sensor | G114 |  |  |  | MC211 | Life Sciences & Environment Laboratories |  |  | 0 | 0
MC211-B01 | MC211-B01/G115 | Delayed Midnight Pulse |  |  |  |  | Energy sensor | G115 |  |  |  | MC211 | Life Sciences & Environment Laboratories |  |  | 0 | 0
MC211-B01 | MC211-B01/G116 | Logic 116 |  |  |  |  | Energy sensor | G116 |  |  |  | MC211 | Life Sciences & Environment Laboratories |  |  | 0 | 0
MC211-B01 | MC211-B01/G117 | Logic 117 |  |  |  |  | Energy sensor | G117 |  |  |  | MC211 | Life Sciences & Environment Laboratories |  |  | 0 | 0
MC211-B01 | MC211-B01/G118 | Delayed Monthly Pulse |  |  |  |  | Energy sensor | G118 |  |  |  | MC211 | Life Sciences & Environment Laboratories |  |  | 0 | 0
MC211-B01 | MC211-B01/G119 | Logic 119 |  |  |  |  | Energy sensor | G119 |  |  |  | MC211 | Life Sciences & Environment Laboratories |  |  | 0 | 0
MC211-B01 | MC211-B01/G12 | Logic 12 |  |  |  |  | Energy sensor | G12 |  |  |  | MC211 | Life Sciences & Environment Laboratories |  |  | 0 | 0
MC211-B01 | MC211-B01/G120 | Logic 120 |  |  |  |  | Energy sensor | G120 |  |  |  | MC211 | Life Sciences & Environment Laboratories |  |  | 0 | 0
MC211-B01 | MC211-B01/G121 | Delayed Weekly Pulse |  |  |  |  | Energy sensor | G121 |  |  |  | MC211 | Life Sciences & Environment Laboratories |  |  | 0 | 0
MC211-B01 | MC211-B01/G122 | Logic 122 |  |  |  |  | Energy sensor | G122 |  |  |  | MC211 | Life Sciences & Environment Laboratories |  |  | 0 | 0
MC211-B01 | MC211-B01/G13 | Logic 13 |  |  |  |  | Energy sensor | G13 |  |  |  | MC211 | Life Sciences & Environment Laboratories |  |  | 0 | 0
MC211-B01 | MC211-B01/G14 | Logic 14 |  |  |  |  | Energy sensor | G14 |  |  |  | MC211 | Life Sciences & Environment Laboratories |  |  | 0 | 0
MC211-B01 | MC211-B01/G15 | Logic 15 |  |  |  |  | Energy sensor | G15 |  |  |  | MC211 | Life Sciences & Environment Laboratories |  |  | 0 | 0
MC211-B01 | MC211-B01/G16 | Logic 16 |  |  |  |  | Energy sensor | G16 |  |  |  | MC211 | Life Sciences & Environment Laboratories |  |  | 0 | 0
MC211-B01 | MC211-B01/G17 | Logic 17 |  |  |  |  | Energy sensor | G17 |  |  |  | MC211 | Life Sciences & Environment Laboratories |  |  | 0 | 0
MC211-B01 | MC211-B01/G18 | Logic 18 |  |  |  |  | Energy sensor | G18 |  |  |  | MC211 | Life Sciences & Environment Laboratories |  |  | 0 | 0
MC211-B01 | MC211-B01/G19 | Logic 19 |  |  |  |  | Energy sensor | G19 |  |  |  | MC211 | Life Sciences & Environment Laboratories |  |  | 0 | 0
MC211-B01 | MC211-B01/G2 | Logic 2 |  |  |  |  | Energy sensor | G2 |  |  |  | MC211 | Life Sciences & Environment Laboratories |  |  | 0 | 0
MC211-B01 | MC211-B01/G20 | Logic 20 |  |  |  |  | Energy sensor | G20 |  |  |  | MC211 | Life Sciences & Environment Laboratories |  |  | 0 | 0
MC211-B01 | MC211-B01/G21 | Logic 21 |  |  |  |  | Energy sensor | G21 |  |  |  | MC211 | Life Sciences & Environment Laboratories |  |  | 0 | 0
MC211-B01 | MC211-B01/G22 | Logic 22 |  |  |  |  | Energy sensor | G22 |  |  |  | MC211 | Life Sciences & Environment Laboratories |  |  | 0 | 0
MC211-B01 | MC211-B01/G23 | Logic 23 |  |  |  |  | Energy sensor | G23 |  |  |  | MC211 | Life Sciences & Environment Laboratories |  |  | 0 | 0
MC211-B01 | MC211-B01/G24 | Logic 24 |  |  |  |  | Energy sensor | G24 |  |  |  | MC211 | Life Sciences & Environment Laboratories |  |  | 0 | 0
MC211-B01 | MC211-B01/G25 | 2nd stage frost |  |  | 0 = Off, 1 = On |  | Energy sensor | G25 |  |  |  | MC211 | Life Sciences & Environment Laboratories |  |  | 0 | 0
MC211-B01 | MC211-B01/G26 | Logic 26 |  |  |  |  | Energy sensor | G26 |  |  |  | MC211 | Life Sciences & Environment Laboratories |  |  | 0 | 0
MC211-B01 | MC211-B01/G27 | Logic 27 |  |  |  |  | Energy sensor | G27 |  |  |  | MC211 | Life Sciences & Environment Laboratories |  |  | 0 | 0
MC211-B01 | MC211-B01/G28 | Logic 28 |  |  |  |  | Energy sensor | G28 |  |  |  | MC211 | Life Sciences & Environment Laboratories |  |  | 0 | 0
MC211-B01 | MC211-B01/G29 | Logic 29 |  |  |  |  | Energy sensor | G29 |  |  |  | MC211 | Life Sciences & Environment Laboratories |  |  | 0 | 0
MC211-B01 | MC211-B01/G3 | Logic 3 |  |  |  |  | Energy sensor | G3 |  |  |  | MC211 | Life Sciences & Environment Laboratories |  |  | 0 | 0
MC211-B01 | MC211-B01/G30 | Logic 30 |  |  |  |  | Energy sensor | G30 |  |  |  | MC211 | Life Sciences & Environment Laboratories |  |  | 0 | 0
MC211-B01 | MC211-B01/G31 | Logic 31 |  |  |  |  | Energy sensor | G31 |  |  |  | MC211 | Life Sciences & Environment Laboratories |  |  | 0 | 0
MC211-B01 | MC211-B01/G32 | Logic 32 |  |  |  |  | Energy sensor | G32 |  |  |  | MC211 | Life Sciences & Environment Laboratories |  |  | 0 | 0
MC211-B01 | MC211-B01/G33 | Logic 33 |  |  |  |  | Energy sensor | G33 |  |  |  | MC211 | Life Sciences & Environment Laboratories |  |  | 0 | 0
MC211-B01 | MC211-B01/G34 | Logic 34 |  |  |  |  | Energy sensor | G34 |  |  |  | MC211 | Life Sciences & Environment Laboratories |  |  | 0 | 0
MC211-B01 | MC211-B01/G35 | Logic 35 |  |  |  |  | Energy sensor | G35 |  |  |  | MC211 | Life Sciences & Environment Laboratories |  |  | 0 | 0
MC211-B01 | MC211-B01/G36 | Logic 36 |  |  |  |  | Energy sensor | G36 |  |  |  | MC211 | Life Sciences & Environment Laboratories |  |  | 0 | 0
MC211-B01 | MC211-B01/G37 | Logic 37 |  |  |  |  | Energy sensor | G37 |  |  |  | MC211 | Life Sciences & Environment Laboratories |  |  | 0 | 0
MC211-B01 | MC211-B01/G38 | Logic 38 |  |  |  |  | Energy sensor | G38 |  |  |  | MC211 | Life Sciences & Environment Laboratories |  |  | 0 | 0
MC211-B01 | MC211-B01/G39 | DHW 2nd Stage Frost ON when =1 |  |  |  |  | Energy sensor | G39 |  |  |  | MC211 | Life Sciences & Environment Laboratories |  |  | 0 | 0
MC211-B01 | MC211-B01/G4 | Logic 4 |  |  |  |  | Energy sensor | G4 |  |  |  | MC211 | Life Sciences & Environment Laboratories |  |  | 0 | 0
MC211-B01 | MC211-B01/G40 | Logic 40 |  |  |  |  | Energy sensor | G40 |  |  |  | MC211 | Life Sciences & Environment Laboratories |  |  | 0 | 0
MC211-B01 | MC211-B01/G41 | Logic 41 |  |  |  |  | Energy sensor | G41 |  |  |  | MC211 | Life Sciences & Environment Laboratories |  |  | 0 | 0
MC211-B01 | MC211-B01/G42 | Logic 42 |  |  |  |  | Energy sensor | G42 |  |  |  | MC211 | Life Sciences & Environment Laboratories |  |  | 0 | 0
MC211-B01 | MC211-B01/G43 | Logic 43 |  |  |  |  | Energy sensor | G43 |  |  |  | MC211 | Life Sciences & Environment Laboratories |  |  | 0 | 0
MC211-B01 | MC211-B01/G44 | AHU No.1 Enable |  |  |  |  | Energy sensor | G44 |  |  |  | MC211 | Life Sciences & Environment Laboratories |  |  | 0 | 0
MC211-B01 | MC211-B01/G45 | Logic 45 |  |  |  |  | Energy sensor | G45 |  |  |  | MC211 | Life Sciences & Environment Laboratories |  |  | 0 | 0
MC211-B01 | MC211-B01/G46 | Logic 46 |  |  |  |  | Energy sensor | G46 |  |  |  | MC211 | Life Sciences & Environment Laboratories |  |  | 0 | 0
MC211-B01 | MC211-B01/G47 | Building Enable |  |  |  |  | Energy sensor | G47 |  |  |  | MC211 | Life Sciences & Environment Laboratories |  |  | 0 | 0
MC211-B01 | MC211-B01/G48 | 1=ECO OFF SPACE OK |  |  |  |  | Energy sensor | G48 |  |  |  | MC211 | Life Sciences & Environment Laboratories |  |  | 0 | 0
MC211-B01 | MC211-B01/G49 | Logic 49 |  |  |  |  | Energy sensor | G49 |  |  |  | MC211 | Life Sciences & Environment Laboratories |  |  | 0 | 0
MC211-B01 | MC211-B01/G5 | Logic 5 |  |  |  |  | Energy sensor | G5 |  |  |  | MC211 | Life Sciences & Environment Laboratories |  |  | 0 | 0
MC211-B01 | MC211-B01/G50 | VT HTG DEMAND |  |  |  |  | Energy sensor | G50 |  |  |  | MC211 | Life Sciences & Environment Laboratories |  |  | 0 | 0
MC211-B01 | MC211-B01/G51 | Logic 51 |  |  |  |  | Energy sensor | G51 |  |  |  | MC211 | Life Sciences & Environment Laboratories |  |  | 0 | 0
MC211-B01 | MC211-B01/G52 | Logic 52 |  |  |  |  | Energy sensor | G52 |  |  |  | MC211 | Life Sciences & Environment Laboratories |  |  | 0 | 0
MC211-B01 | MC211-B01/G53 | Logic 53 |  |  |  |  | Energy sensor | G53 |  |  |  | MC211 | Life Sciences & Environment Laboratories |  |  | 0 | 0
MC211-B01 | MC211-B01/G54 | Logic 54 |  |  |  |  | Energy sensor | G54 |  |  |  | MC211 | Life Sciences & Environment Laboratories |  |  | 0 | 0
MC211-B01 | MC211-B01/G55 | Logic 55 |  |  |  |  | Energy sensor | G55 |  |  |  | MC211 | Life Sciences & Environment Laboratories |  |  | 0 | 0
MC211-B01 | MC211-B01/G56 | Logic 56 |  |  |  |  | Energy sensor | G56 |  |  |  | MC211 | Life Sciences & Environment Laboratories |  |  | 0 | 0
MC211-B01 | MC211-B01/G57 | VT Pumps Enable |  |  |  |  | Energy sensor | G57 |  |  |  | MC211 | Life Sciences & Environment Laboratories |  |  | 0 | 0
MC211-B01 | MC211-B01/G58 | Logic 58 |  |  |  |  | Energy sensor | G58 |  |  |  | MC211 | Life Sciences & Environment Laboratories |  |  | 0 | 0
MC211-B01 | MC211-B01/G59 | Boost |  |  | 0 = Off, 1 = On |  | Energy sensor | G59 |  |  |  | MC211 | Life Sciences & Environment Laboratories |  |  | 0 | 0
MC211-B01 | MC211-B01/G6 | Logic 6 |  |  |  |  | Energy sensor | G6 |  |  |  | MC211 | Life Sciences & Environment Laboratories |  |  | 0 | 0
MC211-B01 | MC211-B01/G60 | Logic 60 |  |  |  |  | Energy sensor | G60 |  |  |  | MC211 | Life Sciences & Environment Laboratories |  |  | 0 | 0
MC211-B01 | MC211-B01/G61 | Logic 61 |  |  |  |  | Energy sensor | G61 |  |  |  | MC211 | Life Sciences & Environment Laboratories |  |  | 0 | 0
MC211-B01 | MC211-B01/G62 | AHU No.2 Enable |  |  |  |  | Energy sensor | G62 |  |  |  | MC211 | Life Sciences & Environment Laboratories |  |  | 0 | 0
MC211-B01 | MC211-B01/G63 | Logic 63 |  |  |  |  | Energy sensor | G63 |  |  |  | MC211 | Life Sciences & Environment Laboratories |  |  | 0 | 0
MC211-B01 | MC211-B01/G64 | DHWS Heat Demand |  |  |  |  | Energy sensor | G64 |  |  |  | MC211 | Life Sciences & Environment Laboratories |  |  | 0 | 0
MC211-B01 | MC211-B01/G65 | Immersion Heater On |  |  |  |  | Energy sensor | G65 |  |  |  | MC211 | Life Sciences & Environment Laboratories |  |  | 0 | 0
MC211-B01 | MC211-B01/G66 | Logic 66 |  |  |  |  | Energy sensor | G66 |  |  |  | MC211 | Life Sciences & Environment Laboratories |  |  | 0 | 0
MC211-B01 | MC211-B01/G67 | DHWS Secondary Pump |  |  |  |  | Energy sensor | G67 |  |  |  | MC211 | Life Sciences & Environment Laboratories |  |  | 0 | 0
MC211-B01 | MC211-B01/G68 | Logic 68 |  |  |  |  | Energy sensor | G68 |  |  |  | MC211 | Life Sciences & Environment Laboratories |  |  | 0 | 0
MC211-B01 | MC211-B01/G69 | Logic 69 |  |  |  |  | Energy sensor | G69 |  |  |  | MC211 | Life Sciences & Environment Laboratories |  |  | 0 | 0
MC211-B01 | MC211-B01/G7 | Logic 7 |  |  |  |  | Energy sensor | G7 |  |  |  | MC211 | Life Sciences & Environment Laboratories |  |  | 0 | 0
MC211-B01 | MC211-B01/G70 | Logic 70 |  |  |  |  | Energy sensor | G70 |  |  |  | MC211 | Life Sciences & Environment Laboratories |  |  | 0 | 0
MC211-B01 | MC211-B01/G71 | Logic 71 |  |  |  |  | Energy sensor | G71 |  |  |  | MC211 | Life Sciences & Environment Laboratories |  |  | 0 | 0
MC211-B01 | MC211-B01/G72 | Logic 72 |  |  |  |  | Energy sensor | G72 |  |  |  | MC211 | Life Sciences & Environment Laboratories |  |  | 0 | 0
MC211-B01 | MC211-B01/G74 | Logic 74 |  |  |  |  | Energy sensor | G74 |  |  |  | MC211 | Life Sciences & Environment Laboratories |  |  | 0 | 0
MC211-B01 | MC211-B01/G75 | Logic 75 |  |  |  |  | Energy sensor | G75 |  |  |  | MC211 | Life Sciences & Environment Laboratories |  |  | 0 | 0
MC211-B01 | MC211-B01/G76 | Logic 76 |  |  |  |  | Energy sensor | G76 |  |  |  | MC211 | Life Sciences & Environment Laboratories |  |  | 0 | 0
MC211-B01 | MC211-B01/G77 | Logic 77 |  |  |  |  | Energy sensor | G77 |  |  |  | MC211 | Life Sciences & Environment Laboratories |  |  | 0 | 0
MC211-B01 | MC211-B01/G78 | Logic 78 |  |  |  |  | Energy sensor | G78 |  |  |  | MC211 | Life Sciences & Environment Laboratories |  |  | 0 | 0
MC211-B01 | MC211-B01/G79 | Logic 79 |  |  |  |  | Energy sensor | G79 |  |  |  | MC211 | Life Sciences & Environment Laboratories |  |  | 0 | 0
MC211-B01 | MC211-B01/G8 | Logic 8 |  |  |  |  | Energy sensor | G8 |  |  |  | MC211 | Life Sciences & Environment Laboratories |  |  | 0 | 0
MC211-B01 | MC211-B01/G80 | Logic 80 |  |  |  |  | Energy sensor | G80 |  |  |  | MC211 | Life Sciences & Environment Laboratories |  |  | 0 | 0
MC211-B01 | MC211-B01/G81 | Logic 81 |  |  |  |  | Energy sensor | G81 |  |  |  | MC211 | Life Sciences & Environment Laboratories |  |  | 0 | 0
MC211-B01 | MC211-B01/G82 | Logic 82 |  |  |  |  | Energy sensor | G82 |  |  |  | MC211 | Life Sciences & Environment Laboratories |  |  | 0 | 0
MC211-B01 | MC211-B01/G83 | Logic 83 |  |  |  |  | Energy sensor | G83 |  |  |  | MC211 | Life Sciences & Environment Laboratories |  |  | 0 | 0
MC211-B01 | MC211-B01/G84 | Logic 84 |  |  |  |  | Energy sensor | G84 |  |  |  | MC211 | Life Sciences & Environment Laboratories |  |  | 0 | 0
MC211-B01 | MC211-B01/G85 | Logic 85 |  |  |  |  | Energy sensor | G85 |  |  |  | MC211 | Life Sciences & Environment Laboratories |  |  | 0 | 0
MC211-B01 | MC211-B01/G86 | Logic 86 |  |  |  |  | Energy sensor | G86 |  |  |  | MC211 | Life Sciences & Environment Laboratories |  |  | 0 | 0
MC211-B01 | MC211-B01/G87 | Logic 87 |  |  |  |  | Energy sensor | G87 |  |  |  | MC211 | Life Sciences & Environment Laboratories |  |  | 0 | 0
MC211-B01 | MC211-B01/G88 | Logic 88 |  |  |  |  | Energy sensor | G88 |  |  |  | MC211 | Life Sciences & Environment Laboratories |  |  | 0 | 0
MC211-B01 | MC211-B01/G89 | Logic 89 |  |  |  |  | Energy sensor | G89 |  |  |  | MC211 | Life Sciences & Environment Laboratories |  |  | 0 | 0
MC211-B01 | MC211-B01/G9 | Logic 9 |  |  |  |  | Energy sensor | G9 |  |  |  | MC211 | Life Sciences & Environment Laboratories |  |  | 0 | 0
MC211-B01 | MC211-B01/G90 | Logic 90 |  |  |  |  | Energy sensor | G90 |  |  |  | MC211 | Life Sciences & Environment Laboratories |  |  | 0 | 0
MC211-B01 | MC211-B01/G91 | Logic 91 |  |  |  |  | Energy sensor | G91 |  |  |  | MC211 | Life Sciences & Environment Laboratories |  |  | 0 | 0
MC211-B01 | MC211-B01/G92 | Logic 92 |  |  |  |  | Energy sensor | G92 |  |  |  | MC211 | Life Sciences & Environment Laboratories |  |  | 0 | 0
MC211-B01 | MC211-B01/G93 | Logic 93 |  |  |  |  | Energy sensor | G93 |  |  |  | MC211 | Life Sciences & Environment Laboratories |  |  | 0 | 0
MC211-B01 | MC211-B01/G94 | Logic 94 |  |  |  |  | Energy sensor | G94 |  |  |  | MC211 | Life Sciences & Environment Laboratories |  |  | 0 | 0
MC211-B01 | MC211-B01/G95 | Isolation Valve Control |  |  |  |  | Energy sensor | G95 |  |  |  | MC211 | Life Sciences & Environment Laboratories |  |  | 0 | 0
MC211-B01 | MC211-B01/G96 | Logic 96 |  |  |  |  | Energy sensor | G96 |  |  |  | MC211 | Life Sciences & Environment Laboratories |  |  | 0 | 0
MC211-B01 | MC211-B01/G97 | RAC Pump Enabled |  |  |  |  | Energy sensor | G97 |  |  |  | MC211 | Life Sciences & Environment Laboratories |  |  | 0 | 0
MC211-B01 | MC211-B01/G98 | Thermal Wheel Enabled |  |  |  |  | Energy sensor | G98 |  |  |  | MC211 | Life Sciences & Environment Laboratories |  |  | 0 | 0
MC211-B01 | MC211-B01/G99 | Logic 99 |  |  |  |  | Energy sensor | G99 |  |  |  | MC211 | Life Sciences & Environment Laboratories |  |  | 0 | 0
MC211-B01 | MC211-B01/i1 | xcite/IO/8DI/8TI |  |  |  |  | Energy sensor | i1 |  |  |  | MC211 | Life Sciences & Environment Laboratories |  |  | 0 | 0
MC211-B01 | MC211-B01/I1 | Heating Press. Unit LP |  |  |  |  | Energy sensor | I1 |  |  |  | MC211 | Life Sciences & Environment Laboratories |  |  | 0 | 0
MC211-B01 | MC211-B01/I10 | Heating Pressurisation Unit HP |  |  |  |  | Energy sensor | I10 |  |  |  | MC211 | Life Sciences & Environment Laboratories |  |  | 0 | 0
MC211-B01 | MC211-B01/I11 | Cold Water Booster Set Fault |  |  |  |  | Energy sensor | I11 |  |  |  | MC211 | Life Sciences & Environment Laboratories |  |  | 0 | 0
MC211-B01 | MC211-B01/I12 | Cold Water Tank High Level |  |  |  |  | Energy sensor | I12 |  |  |  | MC211 | Life Sciences & Environment Laboratories |  |  | 0 | 0
MC211-B01 | MC211-B01/I13 | Cold Water Tank Low Level |  |  |  |  | Energy sensor | I13 |  |  |  | MC211 | Life Sciences & Environment Laboratories |  |  | 0 | 0
MC211-B01 | MC211-B01/I14 | Htg Primary Pumps Flow Prove |  |  |  |  | Energy sensor | I14 |  |  |  | MC211 | Life Sciences & Environment Laboratories |  |  | 0 | 0
MC211-B01 | MC211-B01/I15 | CT Pumps Flow Prove |  |  |  |  | Energy sensor | I15 |  |  |  | MC211 | Life Sciences & Environment Laboratories |  |  | 0 | 0
MC211-B01 | MC211-B01/I16 | VT Pumps Flow Prove |  |  |  |  | Energy sensor | I16 |  |  |  | MC211 | Life Sciences & Environment Laboratories |  |  | 0 | 0
MC211-B01 | MC211-B01/I17 | DHWS Calorifier High Limit |  |  |  |  | Energy sensor | I17 |  |  |  | MC211 | Life Sciences & Environment Laboratories |  |  | 0 | 0
MC211-B01 | MC211-B01/I18 | DHWS Secondary Pump Running |  |  |  |  | Energy sensor | I18 |  |  |  | MC211 | Life Sciences & Environment Laboratories |  |  | 0 | 0
MC211-B01 | MC211-B01/I19 | AHU1 Frost Stat Operated |  |  |  |  | Energy sensor | I19 |  |  |  | MC211 | Life Sciences & Environment Laboratories |  |  | 0 | 0
MC211-B01 | MC211-B01/i2 | xcite/IO/8UI |  |  |  |  | Energy sensor | i2 |  |  |  | MC211 | Life Sciences & Environment Laboratories |  |  | 0 | 0
MC211-B01 | MC211-B01/I2 | Boundary Water Meter |  |  |  |  | Energy sensor | I2 |  |  |  | MC211 | Life Sciences & Environment Laboratories |  |  | 0 | 0
MC211-B01 | MC211-B01/I20 | AHU1 Supply Fan Flow Prove |  |  |  |  | Energy sensor | I20 |  |  |  | MC211 | Life Sciences & Environment Laboratories |  |  | 0 | 0
MC211-B01 | MC211-B01/I21 | AHU1 Supply Panel Filter Dirty |  |  |  |  | Energy sensor | I21 |  |  |  | MC211 | Life Sciences & Environment Laboratories |  |  | 0 | 0
MC211-B01 | MC211-B01/I22 | AHU1 Supply Bag Filter Dirty |  |  |  |  | Energy sensor | I22 |  |  |  | MC211 | Life Sciences & Environment Laboratories |  |  | 0 | 0
MC211-B01 | MC211-B01/I23 | AHU1 RAC Press Unit Fault |  |  |  |  | Energy sensor | I23 |  |  |  | MC211 | Life Sciences & Environment Laboratories |  |  | 0 | 0
MC211-B01 | MC211-B01/I24 | AHU1 RAC Pump Fault |  |  |  |  | Energy sensor | I24 |  |  |  | MC211 | Life Sciences & Environment Laboratories |  |  | 0 | 0
MC211-B01 | MC211-B01/I25 | AHU2 Frost Stat Operated |  |  |  |  | Energy sensor | I25 |  |  |  | MC211 | Life Sciences & Environment Laboratories |  |  | 0 | 0
MC211-B01 | MC211-B01/I26 | AHU2 Suply Fan Flow Prove |  |  |  |  | Energy sensor | I26 |  |  |  | MC211 | Life Sciences & Environment Laboratories |  |  | 0 | 0
MC211-B01 | MC211-B01/I27 | AHU2 Supply Panel Filter Dirty |  |  |  |  | Energy sensor | I27 |  |  |  | MC211 | Life Sciences & Environment Laboratories |  |  | 0 | 0
MC211-B01 | MC211-B01/I28 | AHU2 Supply Bag Filter Dirty |  |  |  |  | Energy sensor | I28 |  |  |  | MC211 | Life Sciences & Environment Laboratories |  |  | 0 | 0
MC211-B01 | MC211-B01/I29 | AHU2 RAC Press Unit Fault |  |  |  |  | Energy sensor | I29 |  |  |  | MC211 | Life Sciences & Environment Laboratories |  |  | 0 | 0
MC211-B01 | MC211-B01/i3 | xcite/IO/8AO |  |  |  |  | Energy sensor | i3 |  |  |  | MC211 | Life Sciences & Environment Laboratories |  |  | 0 | 0
MC211-B01 | MC211-B01/I3 | Incoming Water Meter |  |  |  |  | Energy sensor | I3 |  |  |  | MC211 | Life Sciences & Environment Laboratories |  |  | 0 | 0
MC211-B01 | MC211-B01/I30 | AHU2 RAC Pump Fault |  |  |  |  | Energy sensor | I30 |  |  |  | MC211 | Life Sciences & Environment Laboratories |  |  | 0 | 0
MC211-B01 | MC211-B01/I31 | Roof Extract Fan 1 Flow Prove |  |  |  |  | Energy sensor | I31 |  |  |  | MC211 | Life Sciences & Environment Laboratories |  |  | 0 | 0
MC211-B01 | MC211-B01/I32 | Roof Extract Fan 2 Flow Prove |  |  |  |  | Energy sensor | I32 |  |  |  | MC211 | Life Sciences & Environment Laboratories |  |  | 0 | 0
MC211-B01 | MC211-B01/I33 | District Heating High Limit |  |  |  |  | Energy sensor | I33 |  |  |  | MC211 | Life Sciences & Environment Laboratories |  |  | 0 | 0
MC211-B01 | MC211-B01/I34 | Htg Pri Pumps Fault |  |  |  |  | Energy sensor | I34 |  |  |  | MC211 | Life Sciences & Environment Laboratories |  |  | 0 | 0
MC211-B01 | MC211-B01/I35 | Htg Pri Pump 1 Enabled |  |  |  |  | Energy sensor | I35 |  |  |  | MC211 | Life Sciences & Environment Laboratories |  |  | 0 | 0
MC211-B01 | MC211-B01/I36 | Htg Pri Pump 2 Enabled |  |  |  |  | Energy sensor | I36 |  |  |  | MC211 | Life Sciences & Environment Laboratories |  |  | 0 | 0
MC211-B01 | MC211-B01/I37 | Immersion Heater Fault |  |  |  |  | Energy sensor | I37 |  |  |  | MC211 | Life Sciences & Environment Laboratories |  |  | 0 | 0
MC211-B01 | MC211-B01/I38 | CT Htg Pump Fault |  |  |  |  | Energy sensor | I38 |  |  |  | MC211 | Life Sciences & Environment Laboratories |  |  | 0 | 0
MC211-B01 | MC211-B01/I39 | CT Pump 1 Enabled |  |  |  |  | Energy sensor | I39 |  |  |  | MC211 | Life Sciences & Environment Laboratories |  |  | 0 | 0
MC211-B01 | MC211-B01/I4 | District Heating Heat Meter |  |  |  |  | Energy sensor | I4 |  |  |  | MC211 | Life Sciences & Environment Laboratories |  |  | 0 | 0
MC211-B01 | MC211-B01/i4 | xcite/IO/4AO |  |  |  |  | Energy sensor | i4 |  |  |  | MC211 | Life Sciences & Environment Laboratories |  |  | 0 | 0
MC211-B01 | MC211-B01/I40 | CT Pump 2 Enabled |  |  |  |  | Energy sensor | I40 |  |  |  | MC211 | Life Sciences & Environment Laboratories |  |  | 0 | 0
MC211-B01 | MC211-B01/I48 | VT Htg Pump Fault |  |  |  |  | Energy sensor | I48 |  |  |  | MC211 | Life Sciences & Environment Laboratories |  |  | 0 | 0
MC211-B01 | MC211-B01/I49 | VT PUMP 1 Enabled |  |  |  |  | Energy sensor | I49 |  |  |  | MC211 | Life Sciences & Environment Laboratories |  |  | 0 | 0
MC211-B01 | MC211-B01/I5 | CT Circuit Heat Meter |  |  |  |  | Energy sensor | I5 |  |  |  | MC211 | Life Sciences & Environment Laboratories |  |  | 0 | 0
MC211-B01 | MC211-B01/I50 | VT PUMP 2 Enabled |  |  |  |  | Energy sensor | I50 |  |  |  | MC211 | Life Sciences & Environment Laboratories |  |  | 0 | 0
MC211-B01 | MC211-B01/I58 | Water Leak Detection Alarm |  |  |  |  | Energy sensor | I58 |  |  |  | MC211 | Life Sciences & Environment Laboratories |  |  | 0 | 0
MC211-B01 | MC211-B01/I6 | VT Circuit Heat Meter |  |  |  |  | Energy sensor | I6 |  |  |  | MC211 | Life Sciences & Environment Laboratories |  |  | 0 | 0
MC211-B01 | MC211-B01/I7 | GF TROX Unit Status |  |  |  |  | Energy sensor | I7 |  |  |  | MC211 | Life Sciences & Environment Laboratories |  |  | 0 | 0
MC211-B01 | MC211-B01/I8 | 1st Floor TROX Unit Status |  |  |  |  | Energy sensor | I8 |  |  |  | MC211 | Life Sciences & Environment Laboratories |  |  | 0 | 0
MC211-B01 | MC211-B01/I9 | Fire Circuit OK Gas Valve Open |  |  |  |  | Energy sensor | I9 |  |  |  | MC211 | Life Sciences & Environment Laboratories |  |  | 0 | 0
MC211-B01 | MC211-B01/K1 | 1st stage frost protection |  |  |  |  | Energy sensor | K1 |  |  |  | MC211 | Life Sciences & Environment Laboratories |  |  | 0 | 0
MC211-B01 | MC211-B01/K10 | VT FLOW@0 degC |  |  |  |  | Energy sensor | K10 |  |  |  | MC211 | Life Sciences & Environment Laboratories |  |  | 0 | 0
MC211-B01 | MC211-B01/K11 | VT ROOM INFLUENCE |  |  |  |  | Energy sensor | K11 |  |  |  | MC211 | Life Sciences & Environment Laboratories |  |  | 0 | 0
MC211-B01 | MC211-B01/K12 | VT FLOW@ 20oC OAT |  |  |  |  | Energy sensor | K12 |  |  |  | MC211 | Life Sciences & Environment Laboratories |  |  | 0 | 0
MC211-B01 | MC211-B01/K13 | Frost Battery Setpoint |  |  |  |  | Energy sensor | K13 |  |  |  | MC211 | Life Sciences & Environment Laboratories |  |  | 0 | 0
MC211-B01 | MC211-B01/K14 | Optimiser Warm Up Time |  |  |  |  | Energy sensor | K14 |  |  |  | MC211 | Life Sciences & Environment Laboratories |  |  | 0 | 0
MC211-B01 | MC211-B01/K15 | DHW 2nd Stage Frost |  |  |  |  | Energy sensor | K15 |  |  |  | MC211 | Life Sciences & Environment Laboratories |  |  | 0 | 0
MC211-B01 | MC211-B01/K16 | DHWS Setpoint |  |  |  |  | Energy sensor | K16 |  |  |  | MC211 | Life Sciences & Environment Laboratories |  |  | 0 | 0
MC211-B01 | MC211-B01/K17 | DHWS Secondary Pump Run-on |  |  |  |  | Energy sensor | K17 |  |  |  | MC211 | Life Sciences & Environment Laboratories |  |  | 0 | 0
MC211-B01 | MC211-B01/K18 | AHU No.2 Supply Fan Speed |  |  |  |  | Energy sensor | K18 |  |  |  | MC211 | Life Sciences & Environment Laboratories |  |  | 0 | 0
MC211-B01 | MC211-B01/K19 | AHU No.1 Supply Fan Speed |  |  |  |  | Energy sensor | K19 |  |  |  | MC211 | Life Sciences & Environment Laboratories |  |  | 0 | 0
MC211-B01 | MC211-B01/K2 | 2nd stage frost protection |  |  | Degrees Celsius |  | Energy sensor | K2 |  |  |  | MC211 | Life Sciences & Environment Laboratories |  |  | 0 | 0
MC211-B01 | MC211-B01/K20 | AHU No.1 Space Setpoint |  |  |  |  | Energy sensor | K20 |  |  |  | MC211 | Life Sciences & Environment Laboratories |  |  | 0 | 0
MC211-B01 | MC211-B01/K21 | Maximum Supply Air Temp |  |  | Degrees Celsius |  | Energy sensor | K21 |  |  |  | MC211 | Life Sciences & Environment Laboratories |  |  | 0 | 0
MC211-B01 | MC211-B01/K22 | Minimum Supply Air Temp |  |  | Degrees Celsius |  | Energy sensor | K22 |  |  |  | MC211 | Life Sciences & Environment Laboratories |  |  | 0 | 0
MC211-B01 | MC211-B01/K23 | AHU No.2 Space Setpoint |  |  |  |  | Energy sensor | K23 |  |  |  | MC211 | Life Sciences & Environment Laboratories |  |  | 0 | 0
MC211-B01 | MC211-B01/K24 | Maximum Supply Air Temp |  |  | Degrees Celsius |  | Energy sensor | K24 |  |  |  | MC211 | Life Sciences & Environment Laboratories |  |  | 0 | 0
MC211-B01 | MC211-B01/K25 | Minimum Supply Air Temp |  |  | Degrees Celsius |  | Energy sensor | K25 |  |  |  | MC211 | Life Sciences & Environment Laboratories |  |  | 0 | 0
MC211-B01 | MC211-B01/K26 | Optimiser Cool Down Time |  |  |  |  | Energy sensor | K26 |  |  |  | MC211 | Life Sciences & Environment Laboratories |  |  | 0 | 0
MC211-B01 | MC211-B01/K27 | District Low Temp Setpoint |  |  | Degrees Celsius |  | Energy sensor | K27 |  |  |  | MC211 | Life Sciences & Environment Laboratories |  |  | 0 | 0
MC211-B01 | MC211-B01/K3 | 3rd stage frost protection |  |  |  |  | Energy sensor | K3 |  |  |  | MC211 | Life Sciences & Environment Laboratories |  |  | 0 | 0
MC211-B01 | MC211-B01/K4 | Economy Off |  |  |  |  | Energy sensor | K4 |  |  |  | MC211 | Life Sciences & Environment Laboratories |  |  | 0 | 0
MC211-B01 | MC211-B01/K5 | VT Pump Run-on |  |  |  |  | Energy sensor | K5 |  |  |  | MC211 | Life Sciences & Environment Laboratories |  |  | 0 | 0
MC211-B01 | MC211-B01/K6 | Space low limit |  |  |  |  | Energy sensor | K6 |  |  |  | MC211 | Life Sciences & Environment Laboratories |  |  | 0 | 0
MC211-B01 | MC211-B01/K7 | Optimiser SP |  |  |  |  | Energy sensor | K7 |  |  |  | MC211 | Life Sciences & Environment Laboratories |  |  | 0 | 0
MC211-B01 | MC211-B01/K8 | VT ECO OFF SP |  |  |  |  | Energy sensor | K8 |  |  |  | MC211 | Life Sciences & Environment Laboratories |  |  | 0 | 0
MC211-B01 | MC211-B01/K9 | VT Heating Setpoint |  |  |  |  | Energy sensor | K9 |  |  |  | MC211 | Life Sciences & Environment Laboratories |  |  | 0 | 0
MC211-B01 | MC211-B01/L1 | compensator |  |  |  |  | Energy sensor | L1 |  |  |  | MC211 | Life Sciences & Environment Laboratories |  |  | 0 | 0
MC211-B01 | MC211-B01/L2 | HTG MAX DISCHARGE LOOP |  |  |  |  | Energy sensor | L2 |  |  |  | MC211 | Life Sciences & Environment Laboratories |  |  | 0 | 0
MC211-B01 | MC211-B01/L3 | Heating Loop |  |  |  |  | Energy sensor | L3 |  |  |  | MC211 | Life Sciences & Environment Laboratories |  |  | 0 | 0
MC211-B01 | MC211-B01/L4 | HTG Min Discharge Loop |  |  |  |  | Energy sensor | L4 |  |  |  | MC211 | Life Sciences & Environment Laboratories |  |  | 0 | 0
MC211-B01 | MC211-B01/L5 | HTG MAX DISCHARGE LOOP |  |  |  |  | Energy sensor | L5 |  |  |  | MC211 | Life Sciences & Environment Laboratories |  |  | 0 | 0
MC211-B01 | MC211-B01/L6 | Loop 6 |  |  |  |  | Energy sensor | L6 |  |  |  | MC211 | Life Sciences & Environment Laboratories |  |  | 0 | 0
MC211-B01 | MC211-B01/L7 | HTG Min Discharge Loop |  |  |  |  | Energy sensor | L7 |  |  |  | MC211 | Life Sciences & Environment Laboratories |  |  | 0 | 0
MC211-B01 | MC211-B01/L8 | Loop 8 |  |  |  |  | Energy sensor | L8 |  |  |  | MC211 | Life Sciences & Environment Laboratories |  |  | 0 | 0
MC211-B01 | MC211-B01/L9 | Loop 9 |  |  |  |  | Energy sensor | L9 |  |  |  | MC211 | Life Sciences & Environment Laboratories |  |  | 0 | 0
MC211-B01 | MC211-B01/n1 | TREND_0B_9B_EA |  |  |  |  | Energy sensor | n1 |  |  |  | MC211 | Life Sciences & Environment Laboratories |  |  | 0 | 0
MC211-B01 | MC211-B01/o1 | Alarm Route 1 |  |  |  |  | Energy sensor | o1 |  |  |  | MC211 | Life Sciences & Environment Laboratories |  |  | 0 | 0
MC211-B01 | MC211-B01/O1 | Optimum Start Stop 1 |  |  |  |  | Energy sensor | O1 |  |  |  | MC211 | Life Sciences & Environment Laboratories |  |  | 0 | 0
MC211-B01 | MC211-B01/P1 | Outside air temperature |  |  | Degrees Celsius |  | Energy sensor | P1 |  |  |  | MC211 | Life Sciences & Environment Laboratories |  |  | 0 | 0
MC211-B01 | MC211-B01/P10 | Field MCW Temp |  |  | Degrees Celsius |  | Energy sensor | P10 |  |  |  | MC211 | Life Sciences & Environment Laboratories |  |  | 0 | 0
MC211-B01 | MC211-B01/P11 | AHU No.1 Inlet Air Duct Temp |  |  | Degrees Celsius |  | Energy sensor | P11 |  |  |  | MC211 | Life Sciences & Environment Laboratories |  |  | 0 | 0
MC211-B01 | MC211-B01/P12 | AHU No.1 Supply Air Duct Temp |  |  | Degrees Celsius |  | Energy sensor | P12 |  |  |  | MC211 | Life Sciences & Environment Laboratories |  |  | 0 | 0
MC211-B01 | MC211-B01/P13 | AHU No.1 Space Temp |  |  | Degrees Celsius |  | Energy sensor | P13 |  |  |  | MC211 | Life Sciences & Environment Laboratories |  |  | 0 | 0
MC211-B01 | MC211-B01/P14 | AHU No.2 Inlet Air Duct Temp |  |  | Degrees Celsius |  | Energy sensor | P14 |  |  |  | MC211 | Life Sciences & Environment Laboratories |  |  | 0 | 0
MC211-B01 | MC211-B01/P15 | AHU No.2 Supply Air Duct Temp |  |  | Degrees Celsius |  | Energy sensor | P15 |  |  |  | MC211 | Life Sciences & Environment Laboratories |  |  | 0 | 0
MC211-B01 | MC211-B01/P16 | AHU No.2 Space Temp |  |  | Degrees Celsius |  | Energy sensor | P16 |  |  |  | MC211 | Life Sciences & Environment Laboratories |  |  | 0 | 0
MC211-B01 | MC211-B01/P17 | XDix Unit No.1 |  |  |  |  | Energy sensor | P17 |  |  |  | MC211 | Life Sciences & Environment Laboratories |  |  | 0 | 0
MC211-B01 | MC211-B01/P18 | XDix Unit No.2 |  |  |  |  | Energy sensor | P18 |  |  |  | MC211 | Life Sciences & Environment Laboratories |  |  | 0 | 0
MC211-B01 | MC211-B01/P19 | XDix Unit No.3 |  |  |  |  | Energy sensor | P19 |  |  |  | MC211 | Life Sciences & Environment Laboratories |  |  | 0 | 0
MC211-B01 | MC211-B01/P2 | Heating Primary Flow Temp |  |  | Degrees Celsius |  | Energy sensor | P2 |  |  |  | MC211 | Life Sciences & Environment Laboratories |  |  | 0 | 0
MC211-B01 | MC211-B01/P20 | XDix Unit No.4 |  |  |  |  | Energy sensor | P20 |  |  |  | MC211 | Life Sciences & Environment Laboratories |  |  | 0 | 0
MC211-B01 | MC211-B01/P21 | XDix Unit No.5 |  |  |  |  | Energy sensor | P21 |  |  |  | MC211 | Life Sciences & Environment Laboratories |  |  | 0 | 0
MC211-B01 | MC211-B01/P22 | XDix Unit No.6 |  |  |  |  | Energy sensor | P22 |  |  |  | MC211 | Life Sciences & Environment Laboratories |  |  | 0 | 0
MC211-B01 | MC211-B01/P23 | GF VT Space Temp |  |  | Degrees Celsius |  | Energy sensor | P23 |  |  |  | MC211 | Life Sciences & Environment Laboratories |  |  | 0 | 0
MC211-B01 | MC211-B01/P24 | 1stF VT Space Temp |  |  | Degrees Celsius |  | Energy sensor | P24 |  |  |  | MC211 | Life Sciences & Environment Laboratories |  |  | 0 | 0
MC211-B01 | MC211-B01/P25 | Boundary Water Total |  |  |  |  | Energy sensor | P25 |  |  |  | MC211 | Life Sciences & Environment Laboratories |  |  | 0 | 0
MC211-B01 | MC211-B01/P26 | Boundary Water This Week |  |  |  |  | Energy sensor | P26 |  |  |  | MC211 | Life Sciences & Environment Laboratories |  |  | 0 | 0
MC211-B01 | MC211-B01/P27 | Boundary Water Last Week |  |  |  |  | Energy sensor | P27 |  |  |  | MC211 | Life Sciences & Environment Laboratories |  |  | 0 | 0
MC211-B01 | MC211-B01/P28 | Boundary Water This Month |  |  |  |  | Energy sensor | P28 |  |  |  | MC211 | Life Sciences & Environment Laboratories |  |  | 0 | 0
MC211-B01 | MC211-B01/P29 | Boundary Water Last Month |  |  |  |  | Energy sensor | P29 |  |  |  | MC211 | Life Sciences & Environment Laboratories |  |  | 0 | 0
MC211-B01 | MC211-B01/P3 | Heating Primary Return Temp |  |  | Degrees Celsius |  | Energy sensor | P3 |  |  |  | MC211 | Life Sciences & Environment Laboratories |  |  | 0 | 0
MC211-B01 | MC211-B01/P30 | Incoming Water Total |  |  |  |  | Energy sensor | P30 |  |  |  | MC211 | Life Sciences & Environment Laboratories |  |  | 0 | 0
MC211-B01 | MC211-B01/P31 | Incoming Water This Week |  |  |  |  | Energy sensor | P31 |  |  |  | MC211 | Life Sciences & Environment Laboratories |  |  | 0 | 0
MC211-B01 | MC211-B01/P32 | Incoming Water Last Week |  |  |  |  | Energy sensor | P32 |  |  |  | MC211 | Life Sciences & Environment Laboratories |  |  | 0 | 0
MC211-B01 | MC211-B01/P33 | Incoming Water This Month |  |  |  |  | Energy sensor | P33 |  |  |  | MC211 | Life Sciences & Environment Laboratories |  |  | 0 | 0
MC211-B01 | MC211-B01/P34 | Incoming Water Last Month |  |  |  |  | Energy sensor | P34 |  |  |  | MC211 | Life Sciences & Environment Laboratories |  |  | 0 | 0
MC211-B01 | MC211-B01/P35 | District Heating Total |  |  |  |  | Energy sensor | P35 |  |  |  | MC211 | Life Sciences & Environment Laboratories |  |  | 0 | 0
MC211-B01 | MC211-B01/P36 | District Heating This Week |  |  |  |  | Energy sensor | P36 |  |  |  | MC211 | Life Sciences & Environment Laboratories |  |  | 0 | 0
MC211-B01 | MC211-B01/P37 | District Heating Last Week |  |  |  |  | Energy sensor | P37 |  |  |  | MC211 | Life Sciences & Environment Laboratories |  |  | 0 | 0
MC211-B01 | MC211-B01/P38 | District Heating This Month |  |  |  |  | Energy sensor | P38 |  |  |  | MC211 | Life Sciences & Environment Laboratories |  |  | 0 | 0
MC211-B01 | MC211-B01/P39 | District Heating Last Month |  |  |  |  | Energy sensor | P39 |  |  |  | MC211 | Life Sciences & Environment Laboratories |  |  | 0 | 0
MC211-B01 | MC211-B01/P4 | VT Circuit Flow Temp |  |  | Degrees Celsius |  | Energy sensor | P4 |  |  |  | MC211 | Life Sciences & Environment Laboratories |  |  | 0 | 0
MC211-B01 | MC211-B01/P40 | Water Total |  |  |  |  | Energy sensor | P40 |  |  |  | MC211 | Life Sciences & Environment Laboratories |  |  | 0 | 0
MC211-B01 | MC211-B01/P41 | Water This Week |  |  |  |  | Energy sensor | P41 |  |  |  | MC211 | Life Sciences & Environment Laboratories |  |  | 0 | 0
MC211-B01 | MC211-B01/P42 | Water Last Week |  |  |  |  | Energy sensor | P42 |  |  |  | MC211 | Life Sciences & Environment Laboratories |  |  | 0 | 0
MC211-B01 | MC211-B01/P43 | Water This Month |  |  |  |  | Energy sensor | P43 |  |  |  | MC211 | Life Sciences & Environment Laboratories |  |  | 0 | 0
MC211-B01 | MC211-B01/P44 | Water Last Month |  |  |  |  | Energy sensor | P44 |  |  |  | MC211 | Life Sciences & Environment Laboratories |  |  | 0 | 0
MC211-B01 | MC211-B01/P45 | Water Total |  |  |  |  | Energy sensor | P45 |  |  |  | MC211 | Life Sciences & Environment Laboratories |  |  | 0 | 0
MC211-B01 | MC211-B01/P46 | Water This Week |  |  |  |  | Energy sensor | P46 |  |  |  | MC211 | Life Sciences & Environment Laboratories |  |  | 0 | 0
MC211-B01 | MC211-B01/P47 | Water Last Week |  |  |  |  | Energy sensor | P47 |  |  |  | MC211 | Life Sciences & Environment Laboratories |  |  | 0 | 0
MC211-B01 | MC211-B01/P48 | Water This Month |  |  |  |  | Energy sensor | P48 |  |  |  | MC211 | Life Sciences & Environment Laboratories |  |  | 0 | 0
MC211-B01 | MC211-B01/P49 | Water Last Month |  |  |  |  | Energy sensor | P49 |  |  |  | MC211 | Life Sciences & Environment Laboratories |  |  | 0 | 0
MC211-B01 | MC211-B01/P5 | DHWS Primary Flow Temp |  |  | Degrees Celsius |  | Energy sensor | P5 |  |  |  | MC211 | Life Sciences & Environment Laboratories |  |  | 0 | 0
MC211-B01 | MC211-B01/P50 | District Heating Daily |  |  |  |  | Energy sensor | P50 |  |  |  | MC211 | Life Sciences & Environment Laboratories |  |  | 0 | 0
MC211-B01 | MC211-B01/P51 | LTHW Heat Weekly |  |  |  |  | Energy sensor | P51 |  |  |  | MC211 | Life Sciences & Environment Laboratories |  |  | 0 | 0
MC211-B01 | MC211-B01/P52 | LTHW Heat Monthly |  |  |  |  | Energy sensor | P52 |  |  |  | MC211 | Life Sciences & Environment Laboratories |  |  | 0 | 0
MC211-B01 | MC211-B01/P53 | LTHW Heat Daily |  |  |  |  | Energy sensor | P53 |  |  |  | MC211 | Life Sciences & Environment Laboratories |  |  | 0 | 0
MC211-B01 | MC211-B01/P54 | LTHW Heat Weekly |  |  |  |  | Energy sensor | P54 |  |  |  | MC211 | Life Sciences & Environment Laboratories |  |  | 0 | 0
MC211-B01 | MC211-B01/P55 | LTHW Heat Monthly |  |  |  |  | Energy sensor | P55 |  |  |  | MC211 | Life Sciences & Environment Laboratories |  |  | 0 | 0
MC211-B01 | MC211-B01/P56 | LTHW Heat Daily |  |  |  |  | Energy sensor | P56 |  |  |  | MC211 | Life Sciences & Environment Laboratories |  |  | 0 | 0
MC211-B01 | MC211-B01/P57 | LTHW Heat Weekly |  |  |  |  | Energy sensor | P57 |  |  |  | MC211 | Life Sciences & Environment Laboratories |  |  | 0 | 0
MC211-B01 | MC211-B01/P58 | LTHW Heat Monthly |  |  |  |  | Energy sensor | P58 |  |  |  | MC211 | Life Sciences & Environment Laboratories |  |  | 0 | 0
MC211-B01 | MC211-B01/P59 | AHU1 Calc Supply Setpt |  |  |  |  | Energy sensor | P59 |  |  |  | MC211 | Life Sciences & Environment Laboratories |  |  | 0 | 0
MC211-B01 | MC211-B01/P6 | DHWS Primary Return Temp |  |  | Degrees Celsius |  | Energy sensor | P6 |  |  |  | MC211 | Life Sciences & Environment Laboratories |  |  | 0 | 0
MC211-B01 | MC211-B01/P7 | DHWS Secondary Flow Temp |  |  | Degrees Celsius |  | Energy sensor | P7 |  |  |  | MC211 | Life Sciences & Environment Laboratories |  |  | 0 | 0
MC211-B01 | MC211-B01/P8 | DHWS Secondary Return Temp |  |  | Degrees Celsius |  | Energy sensor | P8 |  |  |  | MC211 | Life Sciences & Environment Laboratories |  |  | 0 | 0
MC211-B01 | MC211-B01/P9 | Cold Water Storage Tank Temp |  |  | Degrees Celsius |  | Energy sensor | P9 |  |  |  | MC211 | Life Sciences & Environment Laboratories |  |  | 0 | 0
MC211-B01 | MC211-B01/Q1 | Sequence Table 1 |  |  |  |  | Energy sensor | Q1 |  |  |  | MC211 | Life Sciences & Environment Laboratories |  |  | 0 | 0
MC211-B01 | MC211-B01/S1 | Outside air temperature |  |  | Degrees Celsius |  | Energy sensor | S1 |  |  |  | MC211 | Life Sciences & Environment Laboratories |  |  | 0 | 0
MC211-B01 | MC211-B01/S10 | Field MCW Temp |  |  | Degrees Celsius |  | Energy sensor | S10 |  |  |  | MC211 | Life Sciences & Environment Laboratories |  |  | 0 | 0
MC211-B01 | MC211-B01/S11 | AHU No.1 Frost Temp |  |  | Degrees Celsius |  | Energy sensor | S11 |  |  |  | MC211 | Life Sciences & Environment Laboratories |  |  | 0 | 0
MC211-B01 | MC211-B01/S12 | AHU No.1 Supply Air Duct Temp |  |  | Degrees Celsius |  | Energy sensor | S12 |  |  |  | MC211 | Life Sciences & Environment Laboratories |  |  | 0 | 0
MC211-B01 | MC211-B01/S13 | AHU No1 Space Temp |  |  | Degrees Celsius |  | Energy sensor | S13 |  |  |  | MC211 | Life Sciences & Environment Laboratories |  |  | 0 | 0
MC211-B01 | MC211-B01/S14 | AHU No.2 Frost Temp |  |  | Degrees Celsius |  | Energy sensor | S14 |  |  |  | MC211 | Life Sciences & Environment Laboratories |  |  | 0 | 0
MC211-B01 | MC211-B01/S15 | AHU No.2 Supply Air Duct Temp |  |  | Degrees Celsius |  | Energy sensor | S15 |  |  |  | MC211 | Life Sciences & Environment Laboratories |  |  | 0 | 0
MC211-B01 | MC211-B01/S16 | AHU No2 Space Temp |  |  | Degrees Celsius |  | Energy sensor | S16 |  |  |  | MC211 | Life Sciences & Environment Laboratories |  |  | 0 | 0
MC211-B01 | MC211-B01/S17 | XDix Unit No.1 |  |  |  |  | Energy sensor | S17 |  |  |  | MC211 | Life Sciences & Environment Laboratories |  |  | 0 | 0
MC211-B01 | MC211-B01/S18 | XDix Unit No.2 |  |  |  |  | Energy sensor | S18 |  |  |  | MC211 | Life Sciences & Environment Laboratories |  |  | 0 | 0
MC211-B01 | MC211-B01/S19 | XDix Unit No.3 |  |  |  |  | Energy sensor | S19 |  |  |  | MC211 | Life Sciences & Environment Laboratories |  |  | 0 | 0
MC211-B01 | MC211-B01/S2 | Heating Primary Flow Temp |  |  | Degrees Celsius |  | Energy sensor | S2 |  |  |  | MC211 | Life Sciences & Environment Laboratories |  |  | 0 | 0
MC211-B01 | MC211-B01/S20 | XDix Unit No.4 |  |  |  |  | Energy sensor | S20 |  |  |  | MC211 | Life Sciences & Environment Laboratories |  |  | 0 | 0
MC211-B01 | MC211-B01/S21 | XDix Unit No.5 |  |  |  |  | Energy sensor | S21 |  |  |  | MC211 | Life Sciences & Environment Laboratories |  |  | 0 | 0
MC211-B01 | MC211-B01/S22 | XDix Unit No.6 |  |  |  |  | Energy sensor | S22 |  |  |  | MC211 | Life Sciences & Environment Laboratories |  |  | 0 | 0
MC211-B01 | MC211-B01/S23 | Calculated temperature variable temperature circuit flow |  |  |  |  | Energy sensor | S23 |  |  |  | MC211 | Life Sciences & Environment Laboratories |  |  | 0 | 0
MC211-B01 | MC211-B01/S24 | GF VT Space Temp |  |  | Degrees Celsius |  | Energy sensor | S24 |  |  |  | MC211 | Life Sciences & Environment Laboratories |  |  | 0 | 0
MC211-B01 | MC211-B01/S25 | 1stF VT Space Temp |  |  | Degrees Celsius |  | Energy sensor | S25 |  |  |  | MC211 | Life Sciences & Environment Laboratories |  |  | 0 | 0
MC211-B01 | MC211-B01/S26 | Boundary Water Total |  |  |  |  | Energy sensor | S26 |  |  |  | MC211 | Life Sciences & Environment Laboratories |  |  | 0 | 0
MC211-B01 | MC211-B01/S27 | Boundary Water This Week |  |  |  |  | Energy sensor | S27 |  |  |  | MC211 | Life Sciences & Environment Laboratories |  |  | 0 | 0
MC211-B01 | MC211-B01/S28 | Boundary Water Last Week |  |  |  |  | Energy sensor | S28 |  |  |  | MC211 | Life Sciences & Environment Laboratories |  |  | 0 | 0
MC211-B01 | MC211-B01/S29 | Boundary Water This Month |  |  |  |  | Energy sensor | S29 |  |  |  | MC211 | Life Sciences & Environment Laboratories |  |  | 0 | 0
MC211-B01 | MC211-B01/S3 | Heating Primary Return Temp |  |  | Degrees Celsius |  | Energy sensor | S3 |  |  |  | MC211 | Life Sciences & Environment Laboratories |  |  | 0 | 0
MC211-B01 | MC211-B01/S30 | Boundary Water Last Month |  |  |  |  | Energy sensor | S30 |  |  |  | MC211 | Life Sciences & Environment Laboratories |  |  | 0 | 0
MC211-B01 | MC211-B01/S31 | Incoming Water Total |  |  |  |  | Energy sensor | S31 |  |  |  | MC211 | Life Sciences & Environment Laboratories |  |  | 0 | 0
MC211-B01 | MC211-B01/S32 | Incoming Water This Week |  |  |  |  | Energy sensor | S32 |  |  |  | MC211 | Life Sciences & Environment Laboratories |  |  | 0 | 0
MC211-B01 | MC211-B01/S33 | Incoming Water Last Week |  |  |  |  | Energy sensor | S33 |  |  |  | MC211 | Life Sciences & Environment Laboratories |  |  | 0 | 0
MC211-B01 | MC211-B01/S34 | Incoming Water This Month |  |  |  |  | Energy sensor | S34 |  |  |  | MC211 | Life Sciences & Environment Laboratories |  |  | 0 | 0
MC211-B01 | MC211-B01/S35 | Incoming Water Last Month |  |  |  |  | Energy sensor | S35 |  |  |  | MC211 | Life Sciences & Environment Laboratories |  |  | 0 | 0
MC211-B01 | MC211-B01/S36 | District Heating Total |  |  |  |  | Energy sensor | S36 |  |  |  | MC211 | Life Sciences & Environment Laboratories |  |  | 0 | 0
MC211-B01 | MC211-B01/S37 | District Heating This Week |  |  |  |  | Energy sensor | S37 |  |  |  | MC211 | Life Sciences & Environment Laboratories |  |  | 0 | 0
MC211-B01 | MC211-B01/S38 | District Heating Last Week |  |  |  |  | Energy sensor | S38 |  |  |  | MC211 | Life Sciences & Environment Laboratories |  |  | 0 | 0
MC211-B01 | MC211-B01/S39 | District Heating This Month |  |  |  |  | Energy sensor | S39 |  |  |  | MC211 | Life Sciences & Environment Laboratories |  |  | 0 | 0
MC211-B01 | MC211-B01/S4 | VT Circuit Flow Temp |  |  | Degrees Celsius |  | Energy sensor | S4 |  |  |  | MC211 | Life Sciences & Environment Laboratories |  |  | 0 | 0
MC211-B01 | MC211-B01/S40 | District Heating Last Month |  |  |  |  | Energy sensor | S40 |  |  |  | MC211 | Life Sciences & Environment Laboratories |  |  | 0 | 0
MC211-B01 | MC211-B01/S41 | CT Heat Total |  |  |  |  | Energy sensor | S41 |  |  |  | MC211 | Life Sciences & Environment Laboratories |  |  | 0 | 0
MC211-B01 | MC211-B01/S42 | CT Heat This Week |  |  |  |  | Energy sensor | S42 |  |  |  | MC211 | Life Sciences & Environment Laboratories |  |  | 0 | 0
MC211-B01 | MC211-B01/S43 | CT Heat Last Week |  |  |  |  | Energy sensor | S43 |  |  |  | MC211 | Life Sciences & Environment Laboratories |  |  | 0 | 0
MC211-B01 | MC211-B01/S44 | CT Heat This Month |  |  |  |  | Energy sensor | S44 |  |  |  | MC211 | Life Sciences & Environment Laboratories |  |  | 0 | 0
MC211-B01 | MC211-B01/S45 | CT Heat Last Month |  |  |  |  | Energy sensor | S45 |  |  |  | MC211 | Life Sciences & Environment Laboratories |  |  | 0 | 0
MC211-B01 | MC211-B01/S46 | VT Heat Total |  |  |  |  | Energy sensor | S46 |  |  |  | MC211 | Life Sciences & Environment Laboratories |  |  | 0 | 0
MC211-B01 | MC211-B01/S47 | VT Heat This Week |  |  |  |  | Energy sensor | S47 |  |  |  | MC211 | Life Sciences & Environment Laboratories |  |  | 0 | 0
MC211-B01 | MC211-B01/S48 | VT Heat Last Week |  |  |  |  | Energy sensor | S48 |  |  |  | MC211 | Life Sciences & Environment Laboratories |  |  | 0 | 0
MC211-B01 | MC211-B01/S49 | VT Heat This Month |  |  |  |  | Energy sensor | S49 |  |  |  | MC211 | Life Sciences & Environment Laboratories |  |  | 0 | 0
MC211-B01 | MC211-B01/S5 | DHWS Primary Flow Temp |  |  | Degrees Celsius |  | Energy sensor | S5 |  |  |  | MC211 | Life Sciences & Environment Laboratories |  |  | 0 | 0
MC211-B01 | MC211-B01/S50 | VT Heat Last Month |  |  |  |  | Energy sensor | S50 |  |  |  | MC211 | Life Sciences & Environment Laboratories |  |  | 0 | 0
MC211-B01 | MC211-B01/S53 | District Heating Daily |  |  |  |  | Energy sensor | S53 |  |  |  | MC211 | Life Sciences & Environment Laboratories |  |  | 0 | 0
MC211-B01 | MC211-B01/S54 | District Heating Weekly |  |  |  |  | Energy sensor | S54 |  |  |  | MC211 | Life Sciences & Environment Laboratories |  |  | 0 | 0
MC211-B01 | MC211-B01/S55 | District Heating Monthly |  |  |  |  | Energy sensor | S55 |  |  |  | MC211 | Life Sciences & Environment Laboratories |  |  | 0 | 0
MC211-B01 | MC211-B01/S57 | District Heating Heat Meter |  |  |  |  | Energy sensor | S57 |  |  |  | MC211 | Life Sciences & Environment Laboratories |  |  | 0 | 0
MC211-B01 | MC211-B01/S58 | CT Circuit Heat Meter |  |  |  |  | Energy sensor | S58 |  |  |  | MC211 | Life Sciences & Environment Laboratories |  |  | 0 | 0
MC211-B01 | MC211-B01/S59 | VT Circuit Heat Meter |  |  |  |  | Energy sensor | S59 |  |  |  | MC211 | Life Sciences & Environment Laboratories |  |  | 0 | 0
MC211-B01 | MC211-B01/S6 | DHWS Primary Return Temp |  |  | Degrees Celsius |  | Energy sensor | S6 |  |  |  | MC211 | Life Sciences & Environment Laboratories |  |  | 0 | 0
MC211-B01 | MC211-B01/S60 | CT Circuit Heat Meter Daily |  |  |  |  | Energy sensor | S60 |  |  |  | MC211 | Life Sciences & Environment Laboratories |  |  | 0 | 0
MC211-B01 | MC211-B01/S61 | CT Circuit Heat Meter Weekly |  |  |  |  | Energy sensor | S61 |  |  |  | MC211 | Life Sciences & Environment Laboratories |  |  | 0 | 0
MC211-B01 | MC211-B01/S62 | CT Circuit Heat Meter Monthly |  |  |  |  | Energy sensor | S62 |  |  |  | MC211 | Life Sciences & Environment Laboratories |  |  | 0 | 0
MC211-B01 | MC211-B01/S63 | VT Circuit Heat Meter Daily |  |  |  |  | Energy sensor | S63 |  |  |  | MC211 | Life Sciences & Environment Laboratories |  |  | 0 | 0
MC211-B01 | MC211-B01/S64 | VT Circuit Heat Meter Weekly |  |  |  |  | Energy sensor | S64 |  |  |  | MC211 | Life Sciences & Environment Laboratories |  |  | 0 | 0
MC211-B01 | MC211-B01/S65 | VT Circuit Heat Meter Monthly |  |  |  |  | Energy sensor | S65 |  |  |  | MC211 | Life Sciences & Environment Laboratories |  |  | 0 | 0
MC211-B01 | MC211-B01/S67 | AHU2 Calc Supply Setpt |  |  |  |  | Energy sensor | S67 |  |  |  | MC211 | Life Sciences & Environment Laboratories |  |  | 0 | 0
MC211-B01 | MC211-B01/S7 | DHWS Secondary Flow Temp |  |  | Degrees Celsius |  | Energy sensor | S7 |  |  |  | MC211 | Life Sciences & Environment Laboratories |  |  | 0 | 0
MC211-B01 | MC211-B01/S8 | DHWS Secondary Return Temp |  |  | Degrees Celsius |  | Energy sensor | S8 |  |  |  | MC211 | Life Sciences & Environment Laboratories |  |  | 0 | 0
MC211-B01 | MC211-B01/S9 | Cold Water Storage Tank Temp |  |  | Degrees Celsius |  | Energy sensor | S9 |  |  |  | MC211 | Life Sciences & Environment Laboratories |  |  | 0 | 0
MC211-B01 | MC211-B01/V1 | [5 empty] | Energy sensor | V1 |  |  |  | MC211 | Life Sciences & Environment Laboratories |  |  | 0 | 0
MC211-B01 | MC211-B01/W1 | Pump Reset |  |  |  |  | Energy sensor | W1 |  |  |  | MC211 | Life Sciences & Environment Laboratories |  |  | 0 | 0
MC211-B01 | MC211-B01/W2 | Htg Primary Pumps Duty Switch |  |  |  |  | Energy sensor | W2 |  |  |  | MC211 | Life Sciences & Environment Laboratories |  |  | 0 | 0
MC211-B01 | MC211-B01/W3 | Summer=0 Winter=1 |  |  |  |  | Energy sensor | W3 |  |  |  | MC211 | Life Sciences & Environment Laboratories |  |  | 0 | 0
MC211-B01 | MC211-B01/W4 | CT Pumps Duty Switch |  |  |  |  | Energy sensor | W4 |  |  |  | MC211 | Life Sciences & Environment Laboratories |  |  | 0 | 0
MC211-B01 | MC211-B01/W5 | Immersion Heater |  |  |  |  | Energy sensor | W5 |  |  |  | MC211 | Life Sciences & Environment Laboratories |  |  | 0 | 0
MC211-B01 | MC211-B01/W6 | VT Pumps Duty Switch |  |  |  |  | Energy sensor | W6 |  |  |  | MC211 | Life Sciences & Environment Laboratories |  |  | 0 | 0
MC211-B01 | MC211-B01/W7 | AHU No.1 24 Hr Override Switch |  |  |  |  | Energy sensor | W7 |  |  |  | MC211 | Life Sciences & Environment Laboratories |  |  | 0 | 0
MC211-B01 | MC211-B01/W8 | AHU No.2 24 Hr Override Switch |  |  |  |  | Energy sensor | W8 |  |  |  | MC211 | Life Sciences & Environment Laboratories |  |  | 0 | 0
MC211-B01 | MC211-B01/W9 | Htg Isolation Valve |  |  |  |  | Energy sensor | W9 |  |  |  | MC211 | Life Sciences & Environment Laboratories |  |  | 0 | 0
MC211-B01 | MC211-B01/Y1 | Outside air temperature |  |  | Degrees Celsius |  | Energy sensor | Y1 |  |  |  | MC211 | Life Sciences & Environment Laboratories |  |  | 0 | 0
MC211-B01 | MC211-B01/Y2 | Thermistor TBTI |  |  | Degrees Celsius |  | Energy sensor | Y2 |  |  |  | MC211 | Life Sciences & Environment Laboratories |  |  | 0 | 0
MC211-B01 | MC211-B01/Y3 | Trend Thermistor |  |  |  |  | Energy sensor | Y3 |  |  |  | MC211 | Life Sciences & Environment Laboratories |  |  | 0 | 0
MC211-B01 | MC211-B01/Y4 | Room temperature |  |  | Degrees Celsius |  | Energy sensor | Y4 |  |  |  | MC211 | Life Sciences & Environment Laboratories |  |  | 0 | 0
MC211-B01 | MC211-B01/Y5 | Sontay 4 Dix |  |  |  |  | Energy sensor | Y5 |  |  |  | MC211 | Life Sciences & Environment Laboratories |  |  | 0 | 0
MC211-B01 | MC211-B01/Z1 | BLS Building Schedule |  |  |  |  | Energy sensor | Z1 |  |  |  | MC211 | Life Sciences & Environment Laboratories |  |  | 0 | 0
MC211-B01 | MC211-B01/Z4 | Domestic hot water service times |  |  |  |  | Energy sensor | Z4 |  |  |  | MC211 | Life Sciences & Environment Laboratories |  |  | 0 | 0
MC211-B01 | MC211-B01/Z5 | Fume Cupboard Extract System |  |  |  |  | Energy sensor | Z5 |  |  |  | MC211 | Life Sciences & Environment Laboratories |  |  | 0 | 0
MC202-B01 | MC202-B01/~1 | [5 empty] | Energy sensor | ~1 |  |  |  | MC202 | Charles Carter Building |  |  | 0 | 0
MC202-B01 | MC202-B01/~10 | [5 empty] | Energy sensor | ~10 |  |  |  | MC202 | Charles Carter Building |  |  | 0 | 0
MC202-B01 | MC202-B01/~11 | [5 empty] | Energy sensor | ~11 |  |  |  | MC202 | Charles Carter Building |  |  | 0 | 0
MC202-B01 | MC202-B01/~12 | [5 empty] | Energy sensor | ~12 |  |  |  | MC202 | Charles Carter Building |  |  | 0 | 0
MC202-B01 | MC202-B01/~13 | [5 empty] | Energy sensor | ~13 |  |  |  | MC202 | Charles Carter Building |  |  | 0 | 0
MC202-B01 | MC202-B01/~14 | [5 empty] | Energy sensor | ~14 |  |  |  | MC202 | Charles Carter Building |  |  | 0 | 0
MC202-B01 | MC202-B01/~15 | [5 empty] | Energy sensor | ~15 |  |  |  | MC202 | Charles Carter Building |  |  | 0 | 0
MC202-B01 | MC202-B01/~16 | [5 empty] | Energy sensor | ~16 |  |  |  | MC202 | Charles Carter Building |  |  | 0 | 0
MC202-B01 | MC202-B01/~17 | [5 empty] | Energy sensor | ~17 |  |  |  | MC202 | Charles Carter Building |  |  | 0 | 0
MC202-B01 | MC202-B01/~18 | [5 empty] | Energy sensor | ~18 |  |  |  | MC202 | Charles Carter Building |  |  | 0 | 0
MC202-B01 | MC202-B01/~19 | [5 empty] | Energy sensor | ~19 |  |  |  | MC202 | Charles Carter Building |  |  | 0 | 0
MC202-B01 | MC202-B01/~2 | [5 empty] | Energy sensor | ~2 |  |  |  | MC202 | Charles Carter Building |  |  | 0 | 0
MC202-B01 | MC202-B01/~20 | [5 empty] | Energy sensor | ~20 |  |  |  | MC202 | Charles Carter Building |  |  | 0 | 0
MC202-B01 | MC202-B01/~21 | [5 empty] | Energy sensor | ~21 |  |  |  | MC202 | Charles Carter Building |  |  | 0 | 0
MC202-B01 | MC202-B01/~22 | [5 empty] | Energy sensor | ~22 |  |  |  | MC202 | Charles Carter Building |  |  | 0 | 0
MC202-B01 | MC202-B01/~23 | [5 empty] | Energy sensor | ~23 |  |  |  | MC202 | Charles Carter Building |  |  | 0 | 0
MC202-B01 | MC202-B01/~24 | [5 empty] | Energy sensor | ~24 |  |  |  | MC202 | Charles Carter Building |  |  | 0 | 0
MC202-B01 | MC202-B01/~25 | [5 empty] | Energy sensor | ~25 |  |  |  | MC202 | Charles Carter Building |  |  | 0 | 0
MC202-B01 | MC202-B01/~26 | [5 empty] | Energy sensor | ~26 |  |  |  | MC202 | Charles Carter Building |  |  | 0 | 0
MC202-B01 | MC202-B01/~27 | [5 empty] | Energy sensor | ~27 |  |  |  | MC202 | Charles Carter Building |  |  | 0 | 0
MC202-B01 | MC202-B01/~28 | [5 empty] | Energy sensor | ~28 |  |  |  | MC202 | Charles Carter Building |  |  | 0 | 0
MC202-B01 | MC202-B01/~29 | [5 empty] | Energy sensor | ~29 |  |  |  | MC202 | Charles Carter Building |  |  | 0 | 0
MC202-B01 | MC202-B01/~3 | [5 empty] | Energy sensor | ~3 |  |  |  | MC202 | Charles Carter Building |  |  | 0 | 0
MC202-B01 | MC202-B01/~30 | [5 empty] | Energy sensor | ~30 |  |  |  | MC202 | Charles Carter Building |  |  | 0 | 0
MC202-B01 | MC202-B01/~31 | [5 empty] | Energy sensor | ~31 |  |  |  | MC202 | Charles Carter Building |  |  | 0 | 0
MC202-B01 | MC202-B01/~32 | [5 empty] | Energy sensor | ~32 |  |  |  | MC202 | Charles Carter Building |  |  | 0 | 0
MC202-B01 | MC202-B01/~33 | [5 empty] | Energy sensor | ~33 |  |  |  | MC202 | Charles Carter Building |  |  | 0 | 0
MC202-B01 | MC202-B01/~34 | [5 empty] | Energy sensor | ~34 |  |  |  | MC202 | Charles Carter Building |  |  | 0 | 0
MC202-B01 | MC202-B01/~35 | [5 empty] | Energy sensor | ~35 |  |  |  | MC202 | Charles Carter Building |  |  | 0 | 0
MC202-B01 | MC202-B01/~36 | [5 empty] | Energy sensor | ~36 |  |  |  | MC202 | Charles Carter Building |  |  | 0 | 0
MC202-B01 | MC202-B01/~37 | [5 empty] | Energy sensor | ~37 |  |  |  | MC202 | Charles Carter Building |  |  | 0 | 0
MC202-B01 | MC202-B01/~38 | [5 empty] | Energy sensor | ~38 |  |  |  | MC202 | Charles Carter Building |  |  | 0 | 0
MC202-B01 | MC202-B01/~39 | [5 empty] | Energy sensor | ~39 |  |  |  | MC202 | Charles Carter Building |  |  | 0 | 0
MC202-B01 | MC202-B01/~4 | [5 empty] | Energy sensor | ~4 |  |  |  | MC202 | Charles Carter Building |  |  | 0 | 0
MC202-B01 | MC202-B01/~40 | [5 empty] | Energy sensor | ~40 |  |  |  | MC202 | Charles Carter Building |  |  | 0 | 0
MC202-B01 | MC202-B01/~41 | [5 empty] | Energy sensor | ~41 |  |  |  | MC202 | Charles Carter Building |  |  | 0 | 0
MC202-B01 | MC202-B01/~42 | [5 empty] | Energy sensor | ~42 |  |  |  | MC202 | Charles Carter Building |  |  | 0 | 0
MC202-B01 | MC202-B01/~43 | [5 empty] | Energy sensor | ~43 |  |  |  | MC202 | Charles Carter Building |  |  | 0 | 0
MC202-B01 | MC202-B01/~44 | [5 empty] | Energy sensor | ~44 |  |  |  | MC202 | Charles Carter Building |  |  | 0 | 0
MC202-B01 | MC202-B01/~45 | [5 empty] | Energy sensor | ~45 |  |  |  | MC202 | Charles Carter Building |  |  | 0 | 0
MC202-B01 | MC202-B01/~46 | Adjustments (knobs) |  |  |  |  | Energy sensor | ~46 |  |  |  | MC202 | Charles Carter Building |  |  | 0 | 0
MC202-B01 | MC202-B01/~47 | Adjustments (switches) |  |  |  |  | Energy sensor | ~47 |  |  |  | MC202 | Charles Carter Building |  |  | 0 | 0
MC202-B01 | MC202-B01/~48 | [5 empty] | Energy sensor | ~48 |  |  |  | MC202 | Charles Carter Building |  |  | 0 | 0
MC202-B01 | MC202-B01/~49 | [5 empty] | Energy sensor | ~49 |  |  |  | MC202 | Charles Carter Building |  |  | 0 | 0
MC202-B01 | MC202-B01/~5 | [5 empty] | Energy sensor | ~5 |  |  |  | MC202 | Charles Carter Building |  |  | 0 | 0
MC202-B01 | MC202-B01/~50 | [5 empty] | Energy sensor | ~50 |  |  |  | MC202 | Charles Carter Building |  |  | 0 | 0
MC202-B01 | MC202-B01/~51 | [5 empty] | Energy sensor | ~51 |  |  |  | MC202 | Charles Carter Building |  |  | 0 | 0
MC202-B01 | MC202-B01/~52 | [5 empty] | Energy sensor | ~52 |  |  |  | MC202 | Charles Carter Building |  |  | 0 | 0
MC202-B01 | MC202-B01/~53 | Adjustments (night cool knobs) |  |  |  |  | Energy sensor | ~53 |  |  |  | MC202 | Charles Carter Building |  |  | 0 | 0
MC202-B01 | MC202-B01/~54 | [5 empty] | Energy sensor | ~54 |  |  |  | MC202 | Charles Carter Building |  |  | 0 | 0
MC202-B01 | MC202-B01/~55 | Adjustments |  |  |  |  | Energy sensor | ~55 |  |  |  | MC202 | Charles Carter Building |  |  | 0 | 0
MC202-B01 | MC202-B01/~56 | Knobs |  |  |  |  | Energy sensor | ~56 |  |  |  | MC202 | Charles Carter Building |  |  | 0 | 0
MC202-B01 | MC202-B01/~57 | Switches |  |  |  |  | Energy sensor | ~57 |  |  |  | MC202 | Charles Carter Building |  |  | 0 | 0
MC202-B01 | MC202-B01/~58 | [5 empty] | Energy sensor | ~58 |  |  |  | MC202 | Charles Carter Building |  |  | 0 | 0
MC202-B01 | MC202-B01/~59 | [5 empty] | Energy sensor | ~59 |  |  |  | MC202 | Charles Carter Building |  |  | 0 | 0
MC202-B01 | MC202-B01/~6 | [5 empty] | Energy sensor | ~6 |  |  |  | MC202 | Charles Carter Building |  |  | 0 | 0
MC202-B01 | MC202-B01/~60 | [5 empty] | Energy sensor | ~60 |  |  |  | MC202 | Charles Carter Building |  |  | 0 | 0
MC202-B01 | MC202-B01/~7 | [5 empty] | Energy sensor | ~7 |  |  |  | MC202 | Charles Carter Building |  |  | 0 | 0
MC202-B01 | MC202-B01/~8 | [5 empty] | Energy sensor | ~8 |  |  |  | MC202 | Charles Carter Building |  |  | 0 | 0
MC202-B01 | MC202-B01/~9 | [5 empty] | Energy sensor | ~9 |  |  |  | MC202 | Charles Carter Building |  |  | 0 | 0
MC202-B01 | MC202-B01/A14 | Outside air temperature |  |  | Degrees Celsius |  | Energy sensor | A14 |  |  |  | MC202 | Charles Carter Building |  |  | 0 | 0
MC202-B01 | MC202-B01/B1 | Frost from MCP |  |  |  |  | Energy sensor | B1 |  |  |  | MC202 | Charles Carter Building |  |  | 0 | 0
MC202-B01 | MC202-B01/B2 | Remote signals |  |  |  |  | Energy sensor | B2 |  |  |  | MC202 | Charles Carter Building |  |  | 0 | 0
MC202-B01 | MC202-B01/C1 | Virtual CNC 1 |  |  |  |  | Energy sensor | C1 |  |  |  | MC202 | Charles Carter Building |  |  | 0 | 0
MC202-B01 | MC202-B01/D1 | Unit enable and fresh air damper |  |  |  |  | Energy sensor | D1 |  |  |  | MC202 | Charles Carter Building | A18 |  | 0 | 0
MC202-B01 | MC202-B01/D2 | Bypass damper |  |  | 0 = Closed , 1 = Open |  | Energy sensor | D2 |  |  |  | MC202 | Charles Carter Building | A18 |  | 0 | 0
MC202-B01 | MC202-B01/D4 | Heating valve |  |  |  |  | Energy sensor | D4 |  |  |  | MC202 | Charles Carter Building | A18 |  | 0 | 0
MC202-B01 | MC202-B01/D5 | Supply fan speed |  |  | RPM |  | Energy sensor | D5 |  |  |  | MC202 | Charles Carter Building | A18 |  | 0 | 0
MC202-B01 | MC202-B01/D6 | Extract fan speed |  |  | RPM |  | Energy sensor | D6 |  |  |  | MC202 | Charles Carter Building | A18 |  | 0 | 0
MC202-B01 | MC202-B01/e1 | 963 Supervisor |  |  |  |  | Energy sensor | e1 |  |  |  | MC202 | Charles Carter Building |  |  | 0 | 0
MC202-B01 | MC202-B01/F1 | Function 1 |  |  |  |  | Energy sensor | F1 |  |  |  | MC202 | Charles Carter Building |  |  | 0 | 0
MC202-B01 | MC202-B01/F10 | Function 10 |  |  |  |  | Energy sensor | F10 |  |  |  | MC202 | Charles Carter Building |  |  | 0 | 0
MC202-B01 | MC202-B01/F11 | Function 11 |  |  |  |  | Energy sensor | F11 |  |  |  | MC202 | Charles Carter Building |  |  | 0 | 0
MC202-B01 | MC202-B01/F12 | Function 12 |  |  |  |  | Energy sensor | F12 |  |  |  | MC202 | Charles Carter Building |  |  | 0 | 0
MC202-B01 | MC202-B01/F13 | Function 13 |  |  |  |  | Energy sensor | F13 |  |  |  | MC202 | Charles Carter Building |  |  | 0 | 0
MC202-B01 | MC202-B01/F14 | Auto boost setpoint exceeded |  |  |  |  | Energy sensor | F14 |  |  |  | MC202 | Charles Carter Building |  |  | 0 | 0
MC202-B01 | MC202-B01/F15 | Function 15 |  |  |  |  | Energy sensor | F15 |  |  |  | MC202 | Charles Carter Building |  |  | 0 | 0
MC202-B01 | MC202-B01/F16 | Function 16 |  |  |  |  | Energy sensor | F16 |  |  |  | MC202 | Charles Carter Building |  |  | 0 | 0
MC202-B01 | MC202-B01/F17 | Function 17 |  |  |  |  | Energy sensor | F17 |  |  |  | MC202 | Charles Carter Building |  |  | 0 | 0
MC202-B01 | MC202-B01/F18 | Function 18 |  |  |  |  | Energy sensor | F18 |  |  |  | MC202 | Charles Carter Building |  |  | 0 | 0
MC202-B01 | MC202-B01/F19 | Supply fan speed |  |  | RPM |  | Energy sensor | F19 |  |  |  | MC202 | Charles Carter Building |  |  | 0 | 0
MC202-B01 | MC202-B01/F20 | Function 20 |  |  |  |  | Energy sensor | F20 |  |  |  | MC202 | Charles Carter Building |  |  | 0 | 0
MC202-B01 | MC202-B01/F21 | Function 21 |  |  |  |  | Energy sensor | F21 |  |  |  | MC202 | Charles Carter Building |  |  | 0 | 0
MC202-B01 | MC202-B01/F22 | Function 22 |  |  |  |  | Energy sensor | F22 |  |  |  | MC202 | Charles Carter Building |  |  | 0 | 0
MC202-B01 | MC202-B01/F23 | Function 23 |  |  |  |  | Energy sensor | F23 |  |  |  | MC202 | Charles Carter Building |  |  | 0 | 0
MC202-B01 | MC202-B01/F24 | Function 24 |  |  |  |  | Energy sensor | F24 |  |  |  | MC202 | Charles Carter Building |  |  | 0 | 0
MC202-B01 | MC202-B01/F25 | Function 25 |  |  |  |  | Energy sensor | F25 |  |  |  | MC202 | Charles Carter Building |  |  | 0 | 0
MC202-B01 | MC202-B01/F26 | Function 26 |  |  |  |  | Energy sensor | F26 |  |  |  | MC202 | Charles Carter Building |  |  | 0 | 0
MC202-B01 | MC202-B01/F27 | Function 27 |  |  |  |  | Energy sensor | F27 |  |  |  | MC202 | Charles Carter Building |  |  | 0 | 0
MC202-B01 | MC202-B01/F28 | Function 28 |  |  |  |  | Energy sensor | F28 |  |  |  | MC202 | Charles Carter Building |  |  | 0 | 0
MC202-B01 | MC202-B01/F29 | Full Fresh Air [Clg] |  |  |  |  | Energy sensor | F29 |  |  |  | MC202 | Charles Carter Building |  |  | 0 | 0
MC202-B01 | MC202-B01/F3 | Function 3 |  |  |  |  | Energy sensor | F3 |  |  |  | MC202 | Charles Carter Building |  |  | 0 | 0
MC202-B01 | MC202-B01/F30 | Function 30 |  |  |  |  | Energy sensor | F30 |  |  |  | MC202 | Charles Carter Building |  |  | 0 | 0
MC202-B01 | MC202-B01/F31 | Function 31 |  |  |  |  | Energy sensor | F31 |  |  |  | MC202 | Charles Carter Building |  |  | 0 | 0
MC202-B01 | MC202-B01/F32 | Function 32 |  |  |  |  | Energy sensor | F32 |  |  |  | MC202 | Charles Carter Building |  |  | 0 | 0
MC202-B01 | MC202-B01/F33 | Function 33 |  |  |  |  | Energy sensor | F33 |  |  |  | MC202 | Charles Carter Building |  |  | 0 | 0
MC202-B01 | MC202-B01/F34 | Function 34 |  |  |  |  | Energy sensor | F34 |  |  |  | MC202 | Charles Carter Building |  |  | 0 | 0
MC202-B01 | MC202-B01/F35 | Function 35 |  |  |  |  | Energy sensor | F35 |  |  |  | MC202 | Charles Carter Building |  |  | 0 | 0
MC202-B01 | MC202-B01/F36 | Function 36 |  |  |  |  | Energy sensor | F36 |  |  |  | MC202 | Charles Carter Building |  |  | 0 | 0
MC202-B01 | MC202-B01/F37 | Function 37 |  |  |  |  | Energy sensor | F37 |  |  |  | MC202 | Charles Carter Building |  |  | 0 | 0
MC202-B01 | MC202-B01/F38 | Function 38 |  |  |  |  | Energy sensor | F38 |  |  |  | MC202 | Charles Carter Building |  |  | 0 | 0
MC202-B01 | MC202-B01/F39 | Extract fan speed |  |  | RPM |  | Energy sensor | F39 |  |  |  | MC202 | Charles Carter Building |  |  | 0 | 0
MC202-B01 | MC202-B01/F4 | Function 4 |  |  |  |  | Energy sensor | F4 |  |  |  | MC202 | Charles Carter Building |  |  | 0 | 0
MC202-B01 | MC202-B01/F40 | Function 40 |  |  |  |  | Energy sensor | F40 |  |  |  | MC202 | Charles Carter Building |  |  | 0 | 0
MC202-B01 | MC202-B01/F41 | Function 41 |  |  |  |  | Energy sensor | F41 |  |  |  | MC202 | Charles Carter Building |  |  | 0 | 0
MC202-B01 | MC202-B01/F42 | Function 42 |  |  |  |  | Energy sensor | F42 |  |  |  | MC202 | Charles Carter Building |  |  | 0 | 0
MC202-B01 | MC202-B01/F43 | Function 43 |  |  |  |  | Energy sensor | F43 |  |  |  | MC202 | Charles Carter Building |  |  | 0 | 0
MC202-B01 | MC202-B01/F44 | Function 44 |  |  |  |  | Energy sensor | F44 |  |  |  | MC202 | Charles Carter Building |  |  | 0 | 0
MC202-B01 | MC202-B01/F45 | Function 45 |  |  |  |  | Energy sensor | F45 |  |  |  | MC202 | Charles Carter Building |  |  | 0 | 0
MC202-B01 | MC202-B01/F47 | Function 47 |  |  |  |  | Energy sensor | F47 |  |  |  | MC202 | Charles Carter Building |  |  | 0 | 0
MC202-B01 | MC202-B01/F48 | Function 48 |  |  |  |  | Energy sensor | F48 |  |  |  | MC202 | Charles Carter Building |  |  | 0 | 0
MC202-B01 | MC202-B01/F6 | Function 6 |  |  |  |  | Energy sensor | F6 |  |  |  | MC202 | Charles Carter Building |  |  | 0 | 0
MC202-B01 | MC202-B01/F7 | Function 7 |  |  |  |  | Energy sensor | F7 |  |  |  | MC202 | Charles Carter Building |  |  | 0 | 0
MC202-B01 | MC202-B01/F8 | Fan speed (heating) |  |  |  |  | Energy sensor | F8 |  |  |  | MC202 | Charles Carter Building |  |  | 0 | 0
MC202-B01 | MC202-B01/F9 | Function 9 |  |  |  |  | Energy sensor | F9 |  |  |  | MC202 | Charles Carter Building |  |  | 0 | 0
MC202-B01 | MC202-B01/G1 | Logic 1 |  |  |  |  | Energy sensor | G1 |  |  |  | MC202 | Charles Carter Building |  |  | 0 | 0
MC202-B01 | MC202-B01/G10 | Logic 10 |  |  |  |  | Energy sensor | G10 |  |  |  | MC202 | Charles Carter Building |  |  | 0 | 0
MC202-B01 | MC202-B01/G11 | Logic 11 |  |  |  |  | Energy sensor | G11 |  |  |  | MC202 | Charles Carter Building |  |  | 0 | 0
MC202-B01 | MC202-B01/G12 | Logic 12 |  |  |  |  | Energy sensor | G12 |  |  |  | MC202 | Charles Carter Building |  |  | 0 | 0
MC202-B01 | MC202-B01/G13 | Logic 13 |  |  |  |  | Energy sensor | G13 |  |  |  | MC202 | Charles Carter Building |  |  | 0 | 0
MC202-B01 | MC202-B01/G14 | Boost mode |  |  |  |  | Energy sensor | G14 |  |  |  | MC202 | Charles Carter Building |  |  | 0 | 0
MC202-B01 | MC202-B01/G15 | Logic 15 |  |  |  |  | Energy sensor | G15 |  |  |  | MC202 | Charles Carter Building |  |  | 0 | 0
MC202-B01 | MC202-B01/G16 | Logic 16 |  |  |  |  | Energy sensor | G16 |  |  |  | MC202 | Charles Carter Building |  |  | 0 | 0
MC202-B01 | MC202-B01/G17 | Occ Htg SP Achieved [Full FA] |  |  |  |  | Energy sensor | G17 |  |  |  | MC202 | Charles Carter Building |  |  | 0 | 0
MC202-B01 | MC202-B01/G18 | Logic 18 |  |  |  |  | Energy sensor | G18 |  |  |  | MC202 | Charles Carter Building |  |  | 0 | 0
MC202-B01 | MC202-B01/G19 | Logic 19 |  |  |  |  | Energy sensor | G19 |  |  |  | MC202 | Charles Carter Building |  |  | 0 | 0
MC202-B01 | MC202-B01/G2 | Logic 2 |  |  |  |  | Energy sensor | G2 |  |  |  | MC202 | Charles Carter Building |  |  | 0 | 0
MC202-B01 | MC202-B01/G20 | Logic 20 |  |  |  |  | Energy sensor | G20 |  |  |  | MC202 | Charles Carter Building |  |  | 0 | 0
MC202-B01 | MC202-B01/G21 | Logic 21 |  |  |  |  | Energy sensor | G21 |  |  |  | MC202 | Charles Carter Building |  |  | 0 | 0
MC202-B01 | MC202-B01/G22 | Logic 22 |  |  |  |  | Energy sensor | G22 |  |  |  | MC202 | Charles Carter Building |  |  | 0 | 0
MC202-B01 | MC202-B01/G23 | Logic 23 |  |  |  |  | Energy sensor | G23 |  |  |  | MC202 | Charles Carter Building |  |  | 0 | 0
MC202-B01 | MC202-B01/G24 | Bypass damper control |  |  | 0 = Closed , 1 = Open |  | Energy sensor | G24 |  |  |  | MC202 | Charles Carter Building |  |  | 0 | 0
MC202-B01 | MC202-B01/G25 | Logic 25 |  |  |  |  | Energy sensor | G25 |  |  |  | MC202 | Charles Carter Building |  |  | 0 | 0
MC202-B01 | MC202-B01/G26 | Supply fan max speed |  |  | RPM |  | Energy sensor | G26 |  |  |  | MC202 | Charles Carter Building |  |  | 0 | 0
MC202-B01 | MC202-B01/G27 | Logic 27 |  |  |  |  | Energy sensor | G27 |  |  |  | MC202 | Charles Carter Building |  |  | 0 | 0
MC202-B01 | MC202-B01/G28 | Logic 28 |  |  |  |  | Energy sensor | G28 |  |  |  | MC202 | Charles Carter Building |  |  | 0 | 0
MC202-B01 | MC202-B01/G29 | Logic 29 |  |  |  |  | Energy sensor | G29 |  |  |  | MC202 | Charles Carter Building |  |  | 0 | 0
MC202-B01 | MC202-B01/G3 | Logic 3 |  |  |  |  | Energy sensor | G3 |  |  |  | MC202 | Charles Carter Building |  |  | 0 | 0
MC202-B01 | MC202-B01/G30 | Logic 30 |  |  |  |  | Energy sensor | G30 |  |  |  | MC202 | Charles Carter Building |  |  | 0 | 0
MC202-B01 | MC202-B01/G31 | Logic 31 |  |  |  |  | Energy sensor | G31 |  |  |  | MC202 | Charles Carter Building |  |  | 0 | 0
MC202-B01 | MC202-B01/G32 | Logic 32 |  |  |  |  | Energy sensor | G32 |  |  |  | MC202 | Charles Carter Building |  |  | 0 | 0
MC202-B01 | MC202-B01/G33 | Logic 33 |  |  |  |  | Energy sensor | G33 |  |  |  | MC202 | Charles Carter Building |  |  | 0 | 0
MC202-B01 | MC202-B01/G34 | Logic 34 |  |  |  |  | Energy sensor | G34 |  |  |  | MC202 | Charles Carter Building |  |  | 0 | 0
MC202-B01 | MC202-B01/G35 | Remote night cooling available |  |  | 0 = No, 1 = Yes |  | Energy sensor | G35 |  |  |  | MC202 | Charles Carter Building |  |  | 0 | 0
MC202-B01 | MC202-B01/G36 | Logic 36 |  |  |  |  | Energy sensor | G36 |  |  |  | MC202 | Charles Carter Building |  |  | 0 | 0
MC202-B01 | MC202-B01/G37 | Logic 37 |  |  |  |  | Energy sensor | G37 |  |  |  | MC202 | Charles Carter Building |  |  | 0 | 0
MC202-B01 | MC202-B01/G38 | Logic 38 |  |  |  |  | Energy sensor | G38 |  |  |  | MC202 | Charles Carter Building |  |  | 0 | 0
MC202-B01 | MC202-B01/G4 | Logic 4 |  |  |  |  | Energy sensor | G4 |  |  |  | MC202 | Charles Carter Building |  |  | 0 | 0
MC202-B01 | MC202-B01/G5 | Timeclock enable |  |  | 0 = No, 1 = Yes |  | Energy sensor | G5 |  |  |  | MC202 | Charles Carter Building |  |  | 0 | 0
MC202-B01 | MC202-B01/G6 | Class vent required |  |  | 0 = No, 1 = Yes |  | Energy sensor | G6 |  |  |  | MC202 | Charles Carter Building |  |  | 0 | 0
MC202-B01 | MC202-B01/G7 | Logic 7 |  |  |  |  | Energy sensor | G7 |  |  |  | MC202 | Charles Carter Building |  |  | 0 | 0
MC202-B01 | MC202-B01/G8 | Logic 8 |  |  |  |  | Energy sensor | G8 |  |  |  | MC202 | Charles Carter Building |  |  | 0 | 0
MC202-B01 | MC202-B01/G9 | Class vent enable |  |  | 0 = No, 1 = Yes |  | Energy sensor | G9 |  |  |  | MC202 | Charles Carter Building |  |  | 0 | 0
MC202-B01 | MC202-B01/I11 | Filter dirty |  |  | 0 = No, 1 = Yes |  | Energy sensor | I11 |  |  |  | MC202 | Charles Carter Building | A18 |  | 0 | 0
MC202-B01 | MC202-B01/I12 | Supply fan inverter status |  |  |  |  | Energy sensor | I12 |  |  |  | MC202 | Charles Carter Building | A18 |  | 0 | 0
MC202-B01 | MC202-B01/I13 | Extract fan inverter status |  |  |  |  | Energy sensor | I13 |  |  |  | MC202 | Charles Carter Building | A18 |  | 0 | 0
MC202-B01 | MC202-B01/I14 | Condensate pump alarm |  |  | 0 = No, 1 = Yes |  | Energy sensor | I14 |  |  |  | MC202 | Charles Carter Building | A18 |  | 0 | 0
MC202-B01 | MC202-B01/I15 | Unit occupancy |  |  |  |  | Energy sensor | I15 |  |  |  | MC202 | Charles Carter Building | A18 |  | 0 | 0
MC202-B01 | MC202-B01/I16 | Room frost protection |  |  |  |  | Energy sensor | I16 |  |  |  | MC202 | Charles Carter Building | A18 |  | 0 | 0
MC202-B01 | MC202-B01/I17 | Staff boost mode |  |  | 0 = Off, 1 = On |  | Energy sensor | I17 |  |  |  | MC202 | Charles Carter Building | A18 |  | 0 | 0
MC202-B01 | MC202-B01/I18 | Auto boost mode |  |  | 0 = Off, 1 = On |  | Energy sensor | I18 |  |  |  | MC202 | Charles Carter Building | A18 |  | 0 | 0
MC202-B01 | MC202-B01/I19 | Night cooling |  |  | 0 = Off, 1 = On |  | Energy sensor | I19 |  |  |  | MC202 | Charles Carter Building | A18 |  | 0 | 0
MC202-B01 | MC202-B01/I20 | Full fresh air |  |  | 0 = Off, 1 = On |  | Energy sensor | I20 |  |  |  | MC202 | Charles Carter Building | A18 |  | 0 | 0
MC202-B01 | MC202-B01/I21 | Open bypass damper |  |  | 0 = Closed , 1 = Open |  | Energy sensor | I21 |  |  |  | MC202 | Charles Carter Building | A18 |  | 0 | 0
MC202-B01 | MC202-B01/I22 | Unit freeze protection |  |  |  |  | Energy sensor | I22 |  |  |  | MC202 | Charles Carter Building | A18 |  | 0 | 0
MC202-B01 | MC202-B01/I23 | Supply fan fault |  |  | 0 = No, 1 = Yes |  | Energy sensor | I23 |  |  |  | MC202 | Charles Carter Building | A18 |  | 0 | 0
MC202-B01 | MC202-B01/I24 | Extract fan fault |  |  | 0 = No, 1 = Yes |  | Energy sensor | I24 |  |  |  | MC202 | Charles Carter Building | A18 |  | 0 | 0
MC202-B01 | MC202-B01/I25 | Class vent enable |  |  | 0 = Off, 1 = On |  | Energy sensor | I25 |  |  |  | MC202 | Charles Carter Building | A18 |  | 0 | 0
MC202-B01 | MC202-B01/I5 | On-Off selector |  |  | 0 = Off, 1 = On |  | Energy sensor | I5 |  |  |  | MC202 | Charles Carter Building | A18 |  | 0 | 0
MC202-B01 | MC202-B01/I6 | Frost thermostat trip |  |  |  |  | Energy sensor | I6 |  |  |  | MC202 | Charles Carter Building | A18 |  | 0 | 0
MC202-B01 | MC202-B01/K1 | Spare |  |  |  |  | Energy sensor | K1 |  |  |  | MC202 | Charles Carter Building | A18 |  | 0 | 0
MC202-B01 | MC202-B01/K10 | Extract fan min speed |  |  | RPM |  | Energy sensor | K10 |  |  |  | MC202 | Charles Carter Building | A18 |  | 0 | 0
MC202-B01 | MC202-B01/K11 | Extract fan max speed |  |  | RPM |  | Energy sensor | K11 |  |  |  | MC202 | Charles Carter Building | A18 |  | 0 | 0
MC202-B01 | MC202-B01/K12 | Spare |  |  |  |  | Energy sensor | K12 |  |  |  | MC202 | Charles Carter Building | A18 |  | 0 | 0
MC202-B01 | MC202-B01/K14 | Occupancy CO2 level |  |  | Parts per million |  | Energy sensor | K14 |  |  |  | MC202 | Charles Carter Building | A18 |  | 0 | 0
MC202-B01 | MC202-B01/K15 | Outside air night cooling level |  |  | Degrees Celsius |  | Energy sensor | K15 |  |  |  | MC202 | Charles Carter Building | A18 |  | 0 | 0
MC202-B01 | MC202-B01/K16 | Supply air high limit |  |  |  |  | Energy sensor | K16 |  |  |  | MC202 | Charles Carter Building | A18 |  | 0 | 0
MC202-B01 | MC202-B01/K17 | Supply fan minimum speed |  |  | RPM |  | Energy sensor | K17 |  |  |  | MC202 | Charles Carter Building | A18 |  | 0 | 0
MC202-B01 | MC202-B01/K18 | Supply fan max speed |  |  | RPM |  | Energy sensor | K18 |  |  |  | MC202 | Charles Carter Building | A18 |  | 0 | 0
MC202-B01 | MC202-B01/K19 | Supply fan startup speed |  |  | RPM |  | Energy sensor | K19 |  |  |  | MC202 | Charles Carter Building | A18 |  | 0 | 0
MC202-B01 | MC202-B01/K2 | Unit freeze protection |  |  |  |  | Energy sensor | K2 |  |  |  | MC202 | Charles Carter Building | A18 |  | 0 | 0
MC202-B01 | MC202-B01/K20 | Extract fan startup speed |  |  | RPM |  | Energy sensor | K20 |  |  |  | MC202 | Charles Carter Building | A18 |  | 0 | 0
MC202-B01 | MC202-B01/K21 | Night time cooling supply fan speed |  |  | RPM |  | Energy sensor | K21 |  |  |  | MC202 | Charles Carter Building | A18 |  | 0 | 0
MC202-B01 | MC202-B01/K22 | Night time cooling extract fan speed |  |  | RPM |  | Energy sensor | K22 |  |  |  | MC202 | Charles Carter Building | A18 |  | 0 | 0
MC202-B01 | MC202-B01/K23 | Night time cool temperature setpoint |  |  | Degrees Celsius |  | Energy sensor | K23 |  |  |  | MC202 | Charles Carter Building | A18 |  | 0 | 0
MC202-B01 | MC202-B01/K24 | Night cooling supply air low limit |  |  |  |  | Energy sensor | K24 |  |  |  | MC202 | Charles Carter Building | A18 |  | 0 | 0
MC202-B01 | MC202-B01/K3 | Room frost protection |  |  |  |  | Energy sensor | K3 |  |  |  | MC202 | Charles Carter Building | A18 |  | 0 | 0
MC202-B01 | MC202-B01/K4 | Spare |  |  |  |  | Energy sensor | K4 |  |  |  | MC202 | Charles Carter Building | A18 |  | 0 | 0
MC202-B01 | MC202-B01/K5 | Occupancy heating temperature setpoint |  |  | Degrees Celsius |  | Energy sensor | K5 |  |  |  | MC202 | Charles Carter Building | A18 |  | 0 | 0
MC202-B01 | MC202-B01/K6 | OccupancyClgTempSP |  |  | Degrees Celsius |  | Energy sensor | K6 |  |  |  | MC202 | Charles Carter Building | A18 |  | 0 | 0
MC202-B01 | MC202-B01/K7 | Free cooling temperature setpoint |  |  | Degrees Celsius |  | Energy sensor | K7 |  |  |  | MC202 | Charles Carter Building | A18 |  | 0 | 0
MC202-B01 | MC202-B01/K8 | Spare |  |  |  |  | Energy sensor | K8 |  |  |  | MC202 | Charles Carter Building | A18 |  | 0 | 0
MC202-B01 | MC202-B01/K9 | Supply air low limit |  |  |  |  | Energy sensor | K9 |  |  |  | MC202 | Charles Carter Building | A18 |  | 0 | 0
MC202-B01 | MC202-B01/L1 | Loop 1 |  |  |  |  | Energy sensor | L1 |  |  |  | MC202 | Charles Carter Building | A18 |  | 0 | 0
MC202-B01 | MC202-B01/L2 | Supply air low limit |  |  |  |  | Energy sensor | L2 |  |  |  | MC202 | Charles Carter Building | A18 |  | 0 | 0
MC202-B01 | MC202-B01/L3 | Fan Speed [CO2] |  |  |  |  | Energy sensor | L3 |  |  |  | MC202 | Charles Carter Building | A18 |  | 0 | 0
MC202-B01 | MC202-B01/L4 | Fan Speed [Clg] |  |  |  |  | Energy sensor | L4 |  |  |  | MC202 | Charles Carter Building | A18 |  | 0 | 0
MC202-B01 | MC202-B01/L5 | Loop 5 |  |  |  |  | Energy sensor | L5 |  |  |  | MC202 | Charles Carter Building | A18 |  | 0 | 0
MC202-B01 | MC202-B01/L6 | Loop 6 |  |  |  |  | Energy sensor | L6 |  |  |  | MC202 | Charles Carter Building | A18 |  | 0 | 0
MC202-B01 | MC202-B01/n1 | Waterside |  |  |  |  | Energy sensor | n1 |  |  |  | MC202 | Charles Carter Building |  |  | 0 | 0
MC202-B01 | MC202-B01/N1 | IC Comms 1 |  |  |  |  | Energy sensor | N1 |  |  |  | MC202 | Charles Carter Building |  |  | 0 | 0
MC202-B01 | MC202-B01/o1 | Alarm Route 1 |  |  |  |  | Energy sensor | o1 |  |  |  | MC202 | Charles Carter Building |  |  | 0 | 0
MC202-B01 | MC202-B01/P1 | Supply air temperature |  |  | Degrees Celsius |  | Energy sensor | P1 |  |  |  | MC202 | Charles Carter Building |  |  | 0 | 0
MC202-B01 | MC202-B01/P11 | Class vent heating demand |  |  |  |  | Energy sensor | P11 |  |  |  | MC202 | Charles Carter Building |  |  | 0 | 0
MC202-B01 | MC202-B01/P12 | Supply fan speed |  |  | RPM |  | Energy sensor | P12 |  |  |  | MC202 | Charles Carter Building |  |  | 0 | 0
MC202-B01 | MC202-B01/P13 | Extract fan speed |  |  | RPM |  | Energy sensor | P13 |  |  |  | MC202 | Charles Carter Building |  |  | 0 | 0
MC202-B01 | MC202-B01/P14 | Outside air temperature |  |  | Degrees Celsius |  | Energy sensor | P14 |  |  |  | MC202 | Charles Carter Building |  |  | 0 | 0
MC202-B01 | MC202-B01/P15 | Bypass damper |  |  | 0 = Closed , 1 = Open |  | Energy sensor | P15 |  |  |  | MC202 | Charles Carter Building |  |  | 0 | 0
MC202-B01 | MC202-B01/P2 | Return temperature |  |  | Degrees Celsius |  | Energy sensor | P2 |  |  |  | MC202 | Charles Carter Building |  |  | 0 | 0
MC202-B01 | MC202-B01/P3 | Extract CO2 level |  |  | Parts per million |  | Energy sensor | P3 |  |  |  | MC202 | Charles Carter Building |  |  | 0 | 0
MC202-B01 | MC202-B01/P4 | DIM Module |  |  |  |  | Energy sensor | P4 |  |  |  | MC202 | Charles Carter Building |  |  | 0 | 0
MC202-B01 | MC202-B01/Q1 | Sequence Table 1 |  |  |  |  | Energy sensor | Q1 |  |  |  | MC202 | Charles Carter Building |  |  | 0 | 0
MC202-B01 | MC202-B01/S1 | Supply air temperature |  |  | Degrees Celsius |  | Energy sensor | S1 |  |  |  | MC202 | Charles Carter Building | A18 |  | 0 | 0
MC202-B01 | MC202-B01/S11 | Class vent heating demand |  |  |  |  | Energy sensor | S11 |  |  |  | MC202 | Charles Carter Building | A18 |  | 0 | 0
MC202-B01 | MC202-B01/S12 | Supply fan speed |  |  | RPM |  | Energy sensor | S12 |  |  |  | MC202 | Charles Carter Building | A18 |  | 0 | 0
MC202-B01 | MC202-B01/S13 | Extract fan speed |  |  | RPM |  | Energy sensor | S13 |  |  |  | MC202 | Charles Carter Building | A18 |  | 0 | 0
MC202-B01 | MC202-B01/S14 | Outside air temperature |  |  | Degrees Celsius |  | Energy sensor | S14 |  |  |  | MC202 | Charles Carter Building | A18 |  | 0 | 0
MC202-B01 | MC202-B01/S15 | Bypass damper |  |  | 0 = Closed , 1 = Open |  | Energy sensor | S15 |  |  |  | MC202 | Charles Carter Building | A18 |  | 0 | 0
MC202-B01 | MC202-B01/S2 | Return temperature |  |  | Degrees Celsius |  | Energy sensor | S2 |  |  |  | MC202 | Charles Carter Building | A18 |  | 0 | 0
MC202-B01 | MC202-B01/S3 | Extract CO2 level |  |  | Parts per million |  | Energy sensor | S3 |  |  |  | MC202 | Charles Carter Building | A18 |  | 0 | 0
MC202-B01 | MC202-B01/S4 | DIM Module |  |  |  |  | Energy sensor | S4 |  |  |  | MC202 | Charles Carter Building | A18 |  | 0 | 0
MC202-B01 | MC202-B01/V1 | [5 empty] | Energy sensor | V1 |  |  |  | MC202 | Charles Carter Building |  |  | 0 | 0
MC202-B01 | MC202-B01/W2 | Commissioning mode |  |  | 0 = Off, 1 = On |  | Energy sensor | W2 |  |  |  | MC202 | Charles Carter Building | A18 |  | 0 | 0
MC202-B01 | MC202-B01/W3 | Enable boost mode |  |  | 0 = Off, 1 = On |  | Energy sensor | W3 |  |  |  | MC202 | Charles Carter Building | A18 |  | 0 | 0
MC202-B01 | MC202-B01/W4 | Freeze protection reset |  |  | 0 = Off, 1 = On |  | Energy sensor | W4 |  |  |  | MC202 | Charles Carter Building | A18 |  | 0 | 0
MC202-B01 | MC202-B01/W5 | Enable alarms |  |  | 0 = Off, 1 = On |  | Energy sensor | W5 |  |  |  | MC202 | Charles Carter Building | A18 |  | 0 | 0
MC202-B01 | MC202-B01/W6 | Manual off |  |  |  |  | Energy sensor | W6 |  |  |  | MC202 | Charles Carter Building | A18 |  | 0 | 0
MC202-B01 | MC202-B01/Y1 | Trend Thermistor |  |  |  |  | Energy sensor | Y1 |  |  |  | MC202 | Charles Carter Building |  |  | 0 | 0
MC202-B01 | MC202-B01/Y2 | CO2 V |  |  |  |  | Energy sensor | Y2 |  |  |  | MC202 | Charles Carter Building |  |  | 0 | 0
MC202-B01 | MC202-B01/Y3 | 4DIX V |  |  |  |  | Energy sensor | Y3 |  |  |  | MC202 | Charles Carter Building |  |  | 0 | 0
MC202-B01 | MC202-B01/Z1 | Local time clock |  |  |  |  | Energy sensor | Z1 |  |  |  | MC202 | Charles Carter Building | A18 |  | 0 | 0
MC210-B01 | MC210-B01/A1 | OS13 B27 &amp; C24 Ext VAV Status |  |  |  |  | Energy sensor | A1 |  |  |  | MC210 | Engineering Building |  |  | 0 | 0
MC210-B01 | MC210-B01/A12 | OS12 Dig Values |  |  |  |  | Energy sensor | A12 |  |  |  | MC210 | Engineering Building |  |  | 0 | 0
MC210-B01 | MC210-B01/A21 | B27 Reheat Dmd |  |  |  |  | Energy sensor | A21 |  |  |  | MC210 | Engineering Building |  |  | 0 | 0
MC210-B01 | MC210-B01/A22 | C24 Reheat Dmd |  |  |  |  | Energy sensor | A22 |  |  |  | MC210 | Engineering Building |  |  | 0 | 0
MC210-B01 | MC210-B01/A23 | C24d Reheat Dmd |  |  |  |  | Energy sensor | A23 |  |  |  | MC210 | Engineering Building |  |  | 0 | 0
MC210-B01 | MC210-B01/A24 | C27 Reheat Dmd |  |  |  |  | Energy sensor | A24 |  |  |  | MC210 | Engineering Building |  |  | 0 | 0
MC210-B01 | MC210-B01/A25 | C27a Reheat Dmd |  |  |  |  | Energy sensor | A25 |  |  |  | MC210 | Engineering Building |  |  | 0 | 0
MC210-B01 | MC210-B01/A26 | C27b Reheat Dmd |  |  |  |  | Energy sensor | A26 |  |  |  | MC210 | Engineering Building |  |  | 0 | 0
MC210-B01 | MC210-B01/A31 | OS13 Dig Values |  |  |  |  | Energy sensor | A31 |  |  |  | MC210 | Engineering Building |  |  | 0 | 0
MC210-B01 | MC210-B01/A40 | B04 &amp; D30 Make Up Fans |  |  |  |  | Energy sensor | A40 |  |  |  | MC210 | Engineering Building |  |  | 0 | 0
MC210-B01 | MC210-B01/C1 | Virtual CNC 1 |  |  |  |  | Energy sensor | C1 |  |  |  | MC210 | Engineering Building |  |  | 0 | 0
MC210-B01 | MC210-B01/D1 | VT Pumps 2RM |  |  |  |  | Energy sensor | D1 |  |  |  | MC210 | Engineering Building |  |  | 0 | 0
MC210-B01 | MC210-B01/D10 | DHW Gas Boiler Flow Valve |  |  |  |  | Energy sensor | D10 |  |  |  | MC210 | Engineering Building |  |  | 0 | 0
MC210-B01 | MC210-B01/D11 | DHW Gas Boiler Return Valve |  |  |  |  | Energy sensor | D11 |  |  |  | MC210 | Engineering Building |  |  | 0 | 0
MC210-B01 | MC210-B01/D12 | DHW CT Pumps P4 2RM |  |  |  |  | Energy sensor | D12 |  |  |  | MC210 | Engineering Building |  |  | 0 | 0
MC210-B01 | MC210-B01/D13 | DHW Backup Boiler |  |  |  |  | Energy sensor | D13 |  |  |  | MC210 | Engineering Building |  |  | 0 | 0
MC210-B01 | MC210-B01/D14 | PHE Sec Pumps P1 2RM |  |  |  |  | Energy sensor | D14 |  |  |  | MC210 | Engineering Building |  |  | 0 | 0
MC210-B01 | MC210-B01/D15 | PHE No1 Primary Valve |  |  |  |  | Energy sensor | D15 |  |  |  | MC210 | Engineering Building |  |  | 0 | 0
MC210-B01 | MC210-B01/D16 | PHE No2 Primary Valve |  |  |  |  | Energy sensor | D16 |  |  |  | MC210 | Engineering Building |  |  | 0 | 0
MC210-B01 | MC210-B01/D17 | AHU1 Supply Damper |  |  |  |  | Energy sensor | D17 |  |  |  | MC210 | Engineering Building |  |  | 0 | 0
MC210-B01 | MC210-B01/D18 | AHU1 Extract Damper |  |  |  |  | Energy sensor | D18 |  |  |  | MC210 | Engineering Building |  |  | 0 | 0
MC210-B01 | MC210-B01/D19 | AHU1 Supply Fan |  |  |  |  | Energy sensor | D19 |  |  |  | MC210 | Engineering Building |  |  | 0 | 0
MC210-B01 | MC210-B01/D2 | Variable temperature circuit valve |  |  | 0 = Closed , 1 = Open |  | Energy sensor | D2 |  |  |  | MC210 | Engineering Building |  |  | 0 | 0
MC210-B01 | MC210-B01/D20 | AHU1 Extract Fan |  |  |  |  | Energy sensor | D20 |  |  |  | MC210 | Engineering Building |  |  | 0 | 0
MC210-B01 | MC210-B01/D21 | AHU1 Supply Fan Demand |  |  |  |  | Energy sensor | D21 |  |  |  | MC210 | Engineering Building |  |  | 0 | 0
MC210-B01 | MC210-B01/D22 | AHU1 Extract Fan Demand |  |  |  |  | Energy sensor | D22 |  |  |  | MC210 | Engineering Building |  |  | 0 | 0
MC210-B01 | MC210-B01/D23 | AHU Heating Coil Valve |  |  |  |  | Energy sensor | D23 |  |  |  | MC210 | Engineering Building |  |  | 0 | 0
MC210-B01 | MC210-B01/D24 | AHU2 Supply Damper |  |  |  |  | Energy sensor | D24 |  |  |  | MC210 | Engineering Building |  |  | 0 | 0
MC210-B01 | MC210-B01/D25 | AHU2 Extract Damper |  |  |  |  | Energy sensor | D25 |  |  |  | MC210 | Engineering Building |  |  | 0 | 0
MC210-B01 | MC210-B01/D26 | AHU2 Supply Fan |  |  |  |  | Energy sensor | D26 |  |  |  | MC210 | Engineering Building |  |  | 0 | 0
MC210-B01 | MC210-B01/D27 | AHU2 Extract Fan |  |  |  |  | Energy sensor | D27 |  |  |  | MC210 | Engineering Building |  |  | 0 | 0
MC210-B01 | MC210-B01/D28 | AHU2 Supply Fan Demand |  |  |  |  | Energy sensor | D28 |  |  |  | MC210 | Engineering Building |  |  | 0 | 0
MC210-B01 | MC210-B01/D29 | AHU2 Extract Fan Demand |  |  |  |  | Energy sensor | D29 |  |  |  | MC210 | Engineering Building |  |  | 0 | 0
MC210-B01 | MC210-B01/D3 | CT Htg P3 2RM |  |  |  |  | Energy sensor | D3 |  |  |  | MC210 | Engineering Building |  |  | 0 | 0
MC210-B01 | MC210-B01/D30 | AHU2 Heating Coil Valve |  |  |  |  | Energy sensor | D30 |  |  |  | MC210 | Engineering Building |  |  | 0 | 0
MC210-B01 | MC210-B01/D31 | B27 Condenser Enable |  |  |  |  | Energy sensor | D31 |  |  |  | MC210 | Engineering Building |  |  | 0 | 0
MC210-B01 | MC210-B01/D32 | C24b Clean Rm Condenser Enable |  |  |  |  | Energy sensor | D32 |  |  |  | MC210 | Engineering Building |  |  | 0 | 0
MC210-B01 | MC210-B01/D33 | C24 Condenser Enable |  |  |  |  | Energy sensor | D33 |  |  |  | MC210 | Engineering Building |  |  | 0 | 0
MC210-B01 | MC210-B01/D34 | C27 Condenser Enable |  |  |  |  | Energy sensor | D34 |  |  |  | MC210 | Engineering Building |  |  | 0 | 0
MC210-B01 | MC210-B01/D35 | C24d Reheat Valve HB03 |  |  |  |  | Energy sensor | D35 |  |  |  | MC210 | Engineering Building |  |  | 0 | 0
MC210-B01 | MC210-B01/D37 | C27 Reheat Valve HB04 |  |  |  |  | Energy sensor | D37 |  |  |  | MC210 | Engineering Building |  |  | 0 | 0
MC210-B01 | MC210-B01/D38 | C27a Reheat Valve HB05 |  |  |  |  | Energy sensor | D38 |  |  |  | MC210 | Engineering Building |  |  | 0 | 0
MC210-B01 | MC210-B01/D4 | Gen DHW Calorifier Valve |  |  |  |  | Energy sensor | D4 |  |  |  | MC210 | Engineering Building |  |  | 0 | 0
MC210-B01 | MC210-B01/D41 | C27b Reheat Valve HB07 |  |  |  |  | Energy sensor | D41 |  |  |  | MC210 | Engineering Building |  |  | 0 | 0
MC210-B01 | MC210-B01/D42 | Thermal Wheel |  |  |  |  | Energy sensor | D42 |  |  |  | MC210 | Engineering Building |  |  | 0 | 0
MC210-B01 | MC210-B01/D43 | B04 Fan Enable |  |  |  |  | Energy sensor | D43 |  |  |  | MC210 | Engineering Building |  |  | 0 | 0
MC210-B01 | MC210-B01/D44 | AHU 2 Recoupe Damper |  |  |  |  | Energy sensor | D44 |  |  |  | MC210 | Engineering Building |  |  | 0 | 0
MC210-B01 | MC210-B01/D45 | B27 Reheat Valve HB01 |  |  |  |  | Energy sensor | D45 |  |  |  | MC210 | Engineering Building |  |  | 0 | 0
MC210-B01 | MC210-B01/D46 | C24 Reheat Valve HB02 |  |  |  |  | Energy sensor | D46 |  |  |  | MC210 | Engineering Building |  |  | 0 | 0
MC210-B01 | MC210-B01/D47 | C27a Reheat Valve HB06 |  |  |  |  | Energy sensor | D47 |  |  |  | MC210 | Engineering Building |  |  | 0 | 0
MC210-B01 | MC210-B01/D5 | Gen DHW Sec Pump |  |  |  |  | Energy sensor | D5 |  |  |  | MC210 | Engineering Building |  |  | 0 | 0
MC210-B01 | MC210-B01/D6 | Lab DHW Calorifier Valve |  |  |  |  | Energy sensor | D6 |  |  |  | MC210 | Engineering Building |  |  | 0 | 0
MC210-B01 | MC210-B01/D7 | Lab DHW Sec Pump |  |  |  |  | Energy sensor | D7 |  |  |  | MC210 | Engineering Building |  |  | 0 | 0
MC210-B01 | MC210-B01/D8 | DHW Via PHE CT Flow Valve |  |  |  |  | Energy sensor | D8 |  |  |  | MC210 | Engineering Building |  |  | 0 | 0
MC210-B01 | MC210-B01/D9 | DHW Via PHE CT Return Valve |  |  |  |  | Energy sensor | D9 |  |  |  | MC210 | Engineering Building |  |  | 0 | 0
MC210-B01 | MC210-B01/e1 | Alarms |  |  |  |  | Energy sensor | e1 |  |  |  | MC210 | Engineering Building |  |  | 0 | 0
MC210-B01 | MC210-B01/e2 | IQ ViewAlarms |  |  |  |  | Energy sensor | e2 |  |  |  | MC210 | Engineering Building |  |  | 0 | 0
MC210-B01 | MC210-B01/F1 | Function 1 |  |  |  |  | Energy sensor | F1 |  |  |  | MC210 | Engineering Building |  |  | 0 | 0
MC210-B01 | MC210-B01/F10 | Function 10 |  |  |  |  | Energy sensor | F10 |  |  |  | MC210 | Engineering Building |  |  | 0 | 0
MC210-B01 | MC210-B01/F100 | Average CT Temp |  |  | Degrees Celsius |  | Energy sensor | F100 |  |  |  | MC210 | Engineering Building |  |  | 0 | 0
MC210-B01 | MC210-B01/F101 | AHU Frost Allow |  |  |  |  | Energy sensor | F101 |  |  |  | MC210 | Engineering Building |  |  | 0 | 0
MC210-B01 | MC210-B01/F102 | Function 102 |  |  |  |  | Energy sensor | F102 |  |  |  | MC210 | Engineering Building |  |  | 0 | 0
MC210-B01 | MC210-B01/F103 | Function 103 |  |  |  |  | Energy sensor | F103 |  |  |  | MC210 | Engineering Building |  |  | 0 | 0
MC210-B01 | MC210-B01/F104 | Function 104 |  |  |  |  | Energy sensor | F104 |  |  |  | MC210 | Engineering Building |  |  | 0 | 0
MC210-B01 | MC210-B01/F105 | Function 105 |  |  |  |  | Energy sensor | F105 |  |  |  | MC210 | Engineering Building |  |  | 0 | 0
MC210-B01 | MC210-B01/F106 | Function 106 |  |  |  |  | Energy sensor | F106 |  |  |  | MC210 | Engineering Building |  |  | 0 | 0
MC210-B01 | MC210-B01/F107 | Function 107 |  |  |  |  | Energy sensor | F107 |  |  |  | MC210 | Engineering Building |  |  | 0 | 0
MC210-B01 | MC210-B01/F108 | Function 108 |  |  |  |  | Energy sensor | F108 |  |  |  | MC210 | Engineering Building |  |  | 0 | 0
MC210-B01 | MC210-B01/F109 | Function 109 |  |  |  |  | Energy sensor | F109 |  |  |  | MC210 | Engineering Building |  |  | 0 | 0
MC210-B01 | MC210-B01/F11 | Function 11 |  |  |  |  | Energy sensor | F11 |  |  |  | MC210 | Engineering Building |  |  | 0 | 0
MC210-B01 | MC210-B01/F110 | Function 110 |  |  |  |  | Energy sensor | F110 |  |  |  | MC210 | Engineering Building |  |  | 0 | 0
MC210-B01 | MC210-B01/F111 | Function 111 |  |  |  |  | Energy sensor | F111 |  |  |  | MC210 | Engineering Building |  |  | 0 | 0
MC210-B01 | MC210-B01/F113 | Function 113 |  |  |  |  | Energy sensor | F113 |  |  |  | MC210 | Engineering Building |  |  | 0 | 0
MC210-B01 | MC210-B01/F12 | Function 12 |  |  |  |  | Energy sensor | F12 |  |  |  | MC210 | Engineering Building |  |  | 0 | 0
MC210-B01 | MC210-B01/F13 | Function 13 |  |  |  |  | Energy sensor | F13 |  |  |  | MC210 | Engineering Building |  |  | 0 | 0
MC210-B01 | MC210-B01/F14 | Function 14 |  |  |  |  | Energy sensor | F14 |  |  |  | MC210 | Engineering Building |  |  | 0 | 0
MC210-B01 | MC210-B01/F15 | Function 15 |  |  |  |  | Energy sensor | F15 |  |  |  | MC210 | Engineering Building |  |  | 0 | 0
MC210-B01 | MC210-B01/F16 | VT Schedule |  |  |  |  | Energy sensor | F16 |  |  |  | MC210 | Engineering Building |  |  | 0 | 0
MC210-B01 | MC210-B01/F17 | Summer Switch |  |  |  |  | Energy sensor | F17 |  |  |  | MC210 | Engineering Building |  |  | 0 | 0
MC210-B01 | MC210-B01/F18 | Function 18 |  |  |  |  | Energy sensor | F18 |  |  |  | MC210 | Engineering Building |  |  | 0 | 0
MC210-B01 | MC210-B01/F19 | Function 19 |  |  |  |  | Energy sensor | F19 |  |  |  | MC210 | Engineering Building |  |  | 0 | 0
MC210-B01 | MC210-B01/F2 | OS Frost |  |  |  |  | Energy sensor | F2 |  |  |  | MC210 | Engineering Building |  |  | 0 | 0
MC210-B01 | MC210-B01/F20 | Function 20 |  |  |  |  | Energy sensor | F20 |  |  |  | MC210 | Engineering Building |  |  | 0 | 0
MC210-B01 | MC210-B01/F21 | Function 21 |  |  |  |  | Energy sensor | F21 |  |  |  | MC210 | Engineering Building |  |  | 0 | 0
MC210-B01 | MC210-B01/F22 | Function 22 |  |  |  |  | Energy sensor | F22 |  |  |  | MC210 | Engineering Building |  |  | 0 | 0
MC210-B01 | MC210-B01/F23 | Function 23 |  |  |  |  | Energy sensor | F23 |  |  |  | MC210 | Engineering Building |  |  | 0 | 0
MC210-B01 | MC210-B01/F24 | Function 24 |  |  |  |  | Energy sensor | F24 |  |  |  | MC210 | Engineering Building |  |  | 0 | 0
MC210-B01 | MC210-B01/F25 | Function 25 |  |  |  |  | Energy sensor | F25 |  |  |  | MC210 | Engineering Building |  |  | 0 | 0
MC210-B01 | MC210-B01/F26 | Function 26 |  |  |  |  | Energy sensor | F26 |  |  |  | MC210 | Engineering Building |  |  | 0 | 0
MC210-B01 | MC210-B01/F27 | Function 27 |  |  |  |  | Energy sensor | F27 |  |  |  | MC210 | Engineering Building |  |  | 0 | 0
MC210-B01 | MC210-B01/F28 | Function 28 |  |  |  |  | Energy sensor | F28 |  |  |  | MC210 | Engineering Building |  |  | 0 | 0
MC210-B01 | MC210-B01/F29 | Function 29 |  |  |  |  | Energy sensor | F29 |  |  |  | MC210 | Engineering Building |  |  | 0 | 0
MC210-B01 | MC210-B01/F3 | Function 3 |  |  |  |  | Energy sensor | F3 |  |  |  | MC210 | Engineering Building |  |  | 0 | 0
MC210-B01 | MC210-B01/F30 | Function 30 |  |  |  |  | Energy sensor | F30 |  |  |  | MC210 | Engineering Building |  |  | 0 | 0
MC210-B01 | MC210-B01/F31 | Function 31 |  |  |  |  | Energy sensor | F31 |  |  |  | MC210 | Engineering Building |  |  | 0 | 0
MC210-B01 | MC210-B01/F32 | Function 32 |  |  |  |  | Energy sensor | F32 |  |  |  | MC210 | Engineering Building |  |  | 0 | 0
MC210-B01 | MC210-B01/F33 | Function 33 |  |  |  |  | Energy sensor | F33 |  |  |  | MC210 | Engineering Building |  |  | 0 | 0
MC210-B01 | MC210-B01/F34 | Function 34 |  |  |  |  | Energy sensor | F34 |  |  |  | MC210 | Engineering Building |  |  | 0 | 0
MC210-B01 | MC210-B01/F35 | Function 35 |  |  |  |  | Energy sensor | F35 |  |  |  | MC210 | Engineering Building |  |  | 0 | 0
MC210-B01 | MC210-B01/F36 | PHE Demand |  |  |  |  | Energy sensor | F36 |  |  |  | MC210 | Engineering Building |  |  | 0 | 0
MC210-B01 | MC210-B01/F37 | Function 37 |  |  |  |  | Energy sensor | F37 |  |  |  | MC210 | Engineering Building |  |  | 0 | 0
MC210-B01 | MC210-B01/F38 | Function 38 |  |  |  |  | Energy sensor | F38 |  |  |  | MC210 | Engineering Building |  |  | 0 | 0
MC210-B01 | MC210-B01/F39 | Function 39 |  |  |  |  | Energy sensor | F39 |  |  |  | MC210 | Engineering Building |  |  | 0 | 0
MC210-B01 | MC210-B01/F4 | Function 4 |  |  |  |  | Energy sensor | F4 |  |  |  | MC210 | Engineering Building |  |  | 0 | 0
MC210-B01 | MC210-B01/F40 | Function 40 |  |  |  |  | Energy sensor | F40 |  |  |  | MC210 | Engineering Building |  |  | 0 | 0
MC210-B01 | MC210-B01/F41 | Function 41 |  |  |  |  | Energy sensor | F41 |  |  |  | MC210 | Engineering Building |  |  | 0 | 0
MC210-B01 | MC210-B01/F42 | Function 42 |  |  |  |  | Energy sensor | F42 |  |  |  | MC210 | Engineering Building |  |  | 0 | 0
MC210-B01 | MC210-B01/F43 | AHU2 Schedule |  |  |  |  | Energy sensor | F43 |  |  |  | MC210 | Engineering Building |  |  | 0 | 0
MC210-B01 | MC210-B01/F44 | Function 44 |  |  |  |  | Energy sensor | F44 |  |  |  | MC210 | Engineering Building |  |  | 0 | 0
MC210-B01 | MC210-B01/F45 | Function 45 |  |  |  |  | Energy sensor | F45 |  |  |  | MC210 | Engineering Building |  |  | 0 | 0
MC210-B01 | MC210-B01/F46 | CT Reqd AHU1 |  |  |  |  | Energy sensor | F46 |  |  |  | MC210 | Engineering Building |  |  | 0 | 0
MC210-B01 | MC210-B01/F47 | Function 47 |  |  |  |  | Energy sensor | F47 |  |  |  | MC210 | Engineering Building |  |  | 0 | 0
MC210-B01 | MC210-B01/F48 | Function 48 |  |  |  |  | Energy sensor | F48 |  |  |  | MC210 | Engineering Building |  |  | 0 | 0
MC210-B01 | MC210-B01/F49 | Function 49 |  |  |  |  | Energy sensor | F49 |  |  |  | MC210 | Engineering Building |  |  | 0 | 0
MC210-B01 | MC210-B01/F5 | Room Frost Value |  |  |  |  | Energy sensor | F5 |  |  |  | MC210 | Engineering Building |  |  | 0 | 0
MC210-B01 | MC210-B01/F50 | Function 50 |  |  |  |  | Energy sensor | F50 |  |  |  | MC210 | Engineering Building |  |  | 0 | 0
MC210-B01 | MC210-B01/F51 | CT Reqd AHU2 |  |  |  |  | Energy sensor | F51 |  |  |  | MC210 | Engineering Building |  |  | 0 | 0
MC210-B01 | MC210-B01/F52 | Function 52 |  |  |  |  | Energy sensor | F52 |  |  |  | MC210 | Engineering Building |  |  | 0 | 0
MC210-B01 | MC210-B01/F53 | Function 53 |  |  |  |  | Energy sensor | F53 |  |  |  | MC210 | Engineering Building |  |  | 0 | 0
MC210-B01 | MC210-B01/F54 | Function 54 |  |  |  |  | Energy sensor | F54 |  |  |  | MC210 | Engineering Building |  |  | 0 | 0
MC210-B01 | MC210-B01/F55 | Function 55 |  |  |  |  | Energy sensor | F55 |  |  |  | MC210 | Engineering Building |  |  | 0 | 0
MC210-B01 | MC210-B01/F56 | Function 56 |  |  |  |  | Energy sensor | F56 |  |  |  | MC210 | Engineering Building |  |  | 0 | 0
MC210-B01 | MC210-B01/F57 | Function 57 |  |  |  |  | Energy sensor | F57 |  |  |  | MC210 | Engineering Building |  |  | 0 | 0
MC210-B01 | MC210-B01/F58 | Uflr Schedule |  |  |  |  | Energy sensor | F58 |  |  |  | MC210 | Engineering Building |  |  | 0 | 0
MC210-B01 | MC210-B01/F59 | Function 59 |  |  |  |  | Energy sensor | F59 |  |  |  | MC210 | Engineering Building |  |  | 0 | 0
MC210-B01 | MC210-B01/F6 | B27 &amp; C24 Extract VAV Status |  |  |  |  | Energy sensor | F6 |  |  |  | MC210 | Engineering Building |  |  | 0 | 0
MC210-B01 | MC210-B01/F60 | Function 60 |  |  |  |  | Energy sensor | F60 |  |  |  | MC210 | Engineering Building |  |  | 0 | 0
MC210-B01 | MC210-B01/F61 | Function 61 |  |  |  |  | Energy sensor | F61 |  |  |  | MC210 | Engineering Building |  |  | 0 | 0
MC210-B01 | MC210-B01/F62 | Function 62 |  |  |  |  | Energy sensor | F62 |  |  |  | MC210 | Engineering Building |  |  | 0 | 0
MC210-B01 | MC210-B01/F63 | Controller Startup Date |  |  |  |  | Energy sensor | F63 |  |  |  | MC210 | Engineering Building |  |  | 0 | 0
MC210-B01 | MC210-B01/F64 | Controller Startup Weekday |  |  |  |  | Energy sensor | F64 |  |  |  | MC210 | Engineering Building |  |  | 0 | 0
MC210-B01 | MC210-B01/F65 | Controller Startup Month |  |  |  |  | Energy sensor | F65 |  |  |  | MC210 | Engineering Building |  |  | 0 | 0
MC210-B01 | MC210-B01/F66 | Startup Date &gt; 7 |  |  |  |  | Energy sensor | F66 |  |  |  | MC210 | Engineering Building |  |  | 0 | 0
MC210-B01 | MC210-B01/F67 | Startup Date&gt; 7 Adjustment |  |  |  |  | Energy sensor | F67 |  |  |  | MC210 | Engineering Building |  |  | 0 | 0
MC210-B01 | MC210-B01/F68 | Startup Date &gt; 14 |  |  |  |  | Energy sensor | F68 |  |  |  | MC210 | Engineering Building |  |  | 0 | 0
MC210-B01 | MC210-B01/F69 | Startup Date&gt;14 Adjustment |  |  |  |  | Energy sensor | F69 |  |  |  | MC210 | Engineering Building |  |  | 0 | 0
MC210-B01 | MC210-B01/F7 | Function 7 |  |  |  |  | Energy sensor | F7 |  |  |  | MC210 | Engineering Building |  |  | 0 | 0
MC210-B01 | MC210-B01/F70 | Startup Date &gt; 21 |  |  |  |  | Energy sensor | F70 |  |  |  | MC210 | Engineering Building |  |  | 0 | 0
MC210-B01 | MC210-B01/F71 | Startup Date&gt;21 Adjustment |  |  |  |  | Energy sensor | F71 |  |  |  | MC210 | Engineering Building |  |  | 0 | 0
MC210-B01 | MC210-B01/F72 | Startup Date &gt; 28 |  |  |  |  | Energy sensor | F72 |  |  |  | MC210 | Engineering Building |  |  | 0 | 0
MC210-B01 | MC210-B01/F73 | Startup Date&gt;28 Adjustment |  |  |  |  | Energy sensor | F73 |  |  |  | MC210 | Engineering Building |  |  | 0 | 0
MC210-B01 | MC210-B01/F74 | StartUp Date adjusted |  |  |  |  | Energy sensor | F74 |  |  |  | MC210 | Engineering Building |  |  | 0 | 0
MC210-B01 | MC210-B01/F75 | StartUp Date - Weekday |  |  |  |  | Energy sensor | F75 |  |  |  | MC210 | Engineering Building |  |  | 0 | 0
MC210-B01 | MC210-B01/F76 | Is Date &gt; Weekday |  |  |  |  | Energy sensor | F76 |  |  |  | MC210 | Engineering Building |  |  | 0 | 0
MC210-B01 | MC210-B01/F77 | Adjustment for 01 Month |  |  |  |  | Energy sensor | F77 |  |  |  | MC210 | Engineering Building |  |  | 0 | 0
MC210-B01 | MC210-B01/F78 | Weekday 01 Month |  |  |  |  | Energy sensor | F78 |  |  |  | MC210 | Engineering Building |  |  | 0 | 0
MC210-B01 | MC210-B01/F79 | Startup Month Offset |  |  |  |  | Energy sensor | F79 |  |  |  | MC210 | Engineering Building |  |  | 0 | 0
MC210-B01 | MC210-B01/F8 | Function 8 |  |  |  |  | Energy sensor | F8 |  |  |  | MC210 | Engineering Building |  |  | 0 | 0
MC210-B01 | MC210-B01/F80 | Calculate 01 March |  |  |  |  | Energy sensor | F80 |  |  |  | MC210 | Engineering Building |  |  | 0 | 0
MC210-B01 | MC210-B01/F81 | Calculated 01 March Negative |  |  |  |  | Energy sensor | F81 |  |  |  | MC210 | Engineering Building |  |  | 0 | 0
MC210-B01 | MC210-B01/F82 | Adjustment for 01 March |  |  |  |  | Energy sensor | F82 |  |  |  | MC210 | Engineering Building |  |  | 0 | 0
MC210-B01 | MC210-B01/F83 | Calculated Weekday 01 March |  |  |  |  | Energy sensor | F83 |  |  |  | MC210 | Engineering Building |  |  | 0 | 0
MC210-B01 | MC210-B01/F84 | Month = March |  |  |  |  | Energy sensor | F84 |  |  |  | MC210 | Engineering Building |  |  | 0 | 0
MC210-B01 | MC210-B01/F85 | Day of Week 01 March |  |  |  |  | Energy sensor | F85 |  |  |  | MC210 | Engineering Building |  |  | 0 | 0
MC210-B01 | MC210-B01/F86 | Weekday last 01 March |  |  |  |  | Energy sensor | F86 |  |  |  | MC210 | Engineering Building |  |  | 0 | 0
MC210-B01 | MC210-B01/F87 | Date 1st Sunday March |  |  |  |  | Energy sensor | F87 |  |  |  | MC210 | Engineering Building |  |  | 0 | 0
MC210-B01 | MC210-B01/F88 | 1st Sunday March &gt; 3rd |  |  |  |  | Energy sensor | F88 |  |  |  | MC210 | Engineering Building |  |  | 0 | 0
MC210-B01 | MC210-B01/F89 | DST Start Days to Add |  |  |  |  | Energy sensor | F89 |  |  |  | MC210 | Engineering Building |  |  | 0 | 0
MC210-B01 | MC210-B01/F9 | Function 9 |  |  |  |  | Energy sensor | F9 |  |  |  | MC210 | Engineering Building |  |  | 0 | 0
MC210-B01 | MC210-B01/F90 | DST Start Date |  |  |  |  | Energy sensor | F90 |  |  |  | MC210 | Engineering Building |  |  | 0 | 0
MC210-B01 | MC210-B01/F91 | DST End Date |  |  |  |  | Energy sensor | F91 |  |  |  | MC210 | Engineering Building |  |  | 0 | 0
MC210-B01 | MC210-B01/F92 | Function 92 |  |  |  |  | Energy sensor | F92 |  |  |  | MC210 | Engineering Building |  |  | 0 | 0
MC210-B01 | MC210-B01/F93 | Function 93 |  |  |  |  | Energy sensor | F93 |  |  |  | MC210 | Engineering Building |  |  | 0 | 0
MC210-B01 | MC210-B01/F94 | Function 94 |  |  |  |  | Energy sensor | F94 |  |  |  | MC210 | Engineering Building |  |  | 0 | 0
MC210-B01 | MC210-B01/F95 | Function 95 |  |  |  |  | Energy sensor | F95 |  |  |  | MC210 | Engineering Building |  |  | 0 | 0
MC210-B01 | MC210-B01/F96 | Function 96 |  |  |  |  | Energy sensor | F96 |  |  |  | MC210 | Engineering Building |  |  | 0 | 0
MC210-B01 | MC210-B01/F97 | Function 97 |  |  |  |  | Energy sensor | F97 |  |  |  | MC210 | Engineering Building |  |  | 0 | 0
MC210-B01 | MC210-B01/F98 | Function 98 |  |  |  |  | Energy sensor | F98 |  |  |  | MC210 | Engineering Building |  |  | 0 | 0
MC210-B01 | MC210-B01/F99 | Function 99 |  |  |  |  | Energy sensor | F99 |  |  |  | MC210 | Engineering Building |  |  | 0 | 0
MC210-B01 | MC210-B01/G1 | 2nd Stage Frost Active |  |  |  |  | Energy sensor | G1 |  |  |  | MC210 | Engineering Building |  |  | 0 | 0
MC210-B01 | MC210-B01/G10 | VT Reqd |  |  |  |  | Energy sensor | G10 |  |  |  | MC210 | Engineering Building |  |  | 0 | 0
MC210-B01 | MC210-B01/G100 | Logic 100 |  |  |  |  | Energy sensor | G100 |  |  |  | MC210 | Engineering Building |  |  | 0 | 0
MC210-B01 | MC210-B01/G101 | Logic 101 |  |  |  |  | Energy sensor | G101 |  |  |  | MC210 | Engineering Building |  |  | 0 | 0
MC210-B01 | MC210-B01/G102 | Logic 102 |  |  |  |  | Energy sensor | G102 |  |  |  | MC210 | Engineering Building |  |  | 0 | 0
MC210-B01 | MC210-B01/G103 | Logic 103 |  |  |  |  | Energy sensor | G103 |  |  |  | MC210 | Engineering Building |  |  | 0 | 0
MC210-B01 | MC210-B01/G104 | Logic 104 |  |  |  |  | Energy sensor | G104 |  |  |  | MC210 | Engineering Building |  |  | 0 | 0
MC210-B01 | MC210-B01/G105 | Logic 105 |  |  |  |  | Energy sensor | G105 |  |  |  | MC210 | Engineering Building |  |  | 0 | 0
MC210-B01 | MC210-B01/G106 | Logic 106 |  |  |  |  | Energy sensor | G106 |  |  |  | MC210 | Engineering Building |  |  | 0 | 0
MC210-B01 | MC210-B01/G107 | Logic 107 |  |  |  |  | Energy sensor | G107 |  |  |  | MC210 | Engineering Building |  |  | 0 | 0
MC210-B01 | MC210-B01/G108 | Change Duty DHW CT Pump P4 |  |  |  |  | Energy sensor | G108 |  |  |  | MC210 | Engineering Building |  |  | 0 | 0
MC210-B01 | MC210-B01/G109 | Logic 109 |  |  |  |  | Energy sensor | G109 |  |  |  | MC210 | Engineering Building |  |  | 0 | 0
MC210-B01 | MC210-B01/G11 | Logic 11 |  |  |  |  | Energy sensor | G11 |  |  |  | MC210 | Engineering Building |  |  | 0 | 0
MC210-B01 | MC210-B01/G110 | Change duty |  |  |  |  | Energy sensor | G110 |  |  |  | MC210 | Engineering Building |  |  | 0 | 0
MC210-B01 | MC210-B01/G111 | Logic 111 |  |  |  |  | Energy sensor | G111 |  |  |  | MC210 | Engineering Building |  |  | 0 | 0
MC210-B01 | MC210-B01/G112 | Logic 112 |  |  |  |  | Energy sensor | G112 |  |  |  | MC210 | Engineering Building |  |  | 0 | 0
MC210-B01 | MC210-B01/G113 | PHE Sec Pump P1b Reqd |  |  |  |  | Energy sensor | G113 |  |  |  | MC210 | Engineering Building |  |  | 0 | 0
MC210-B01 | MC210-B01/G114 | Logic 114 |  |  |  |  | Energy sensor | G114 |  |  |  | MC210 | Engineering Building |  |  | 0 | 0
MC210-B01 | MC210-B01/G115 | Logic 115 |  |  |  |  | Energy sensor | G115 |  |  |  | MC210 | Engineering Building |  |  | 0 | 0
MC210-B01 | MC210-B01/G116 | Logic 116 |  |  |  |  | Energy sensor | G116 |  |  |  | MC210 | Engineering Building |  |  | 0 | 0
MC210-B01 | MC210-B01/G117 | PHE Sec Pump P1a Reqd |  |  |  |  | Energy sensor | G117 |  |  |  | MC210 | Engineering Building |  |  | 0 | 0
MC210-B01 | MC210-B01/G118 | Logic 118 |  |  |  |  | Energy sensor | G118 |  |  |  | MC210 | Engineering Building |  |  | 0 | 0
MC210-B01 | MC210-B01/G119 | PHE Sec Pumps P1 Go |  |  |  |  | Energy sensor | G119 |  |  |  | MC210 | Engineering Building |  |  | 0 | 0
MC210-B01 | MC210-B01/G12 | VT Pumps Reqd |  |  |  |  | Energy sensor | G12 |  |  |  | MC210 | Engineering Building |  |  | 0 | 0
MC210-B01 | MC210-B01/G120 | Boilers Reqd |  |  |  |  | Energy sensor | G120 |  |  |  | MC210 | Engineering Building |  |  | 0 | 0
MC210-B01 | MC210-B01/G121 | Logic 121 |  |  |  |  | Energy sensor | G121 |  |  |  | MC210 | Engineering Building |  |  | 0 | 0
MC210-B01 | MC210-B01/G122 | Logic 122 |  |  |  |  | Energy sensor | G122 |  |  |  | MC210 | Engineering Building |  |  | 0 | 0
MC210-B01 | MC210-B01/G123 | Logic 123 |  |  |  |  | Energy sensor | G123 |  |  |  | MC210 | Engineering Building |  |  | 0 | 0
MC210-B01 | MC210-B01/G124 | Logic 124 |  |  |  |  | Energy sensor | G124 |  |  |  | MC210 | Engineering Building |  |  | 0 | 0
MC210-B01 | MC210-B01/G125 | Logic 125 |  |  |  |  | Energy sensor | G125 |  |  |  | MC210 | Engineering Building |  |  | 0 | 0
MC210-B01 | MC210-B01/G126 | Logic 126 |  |  |  |  | Energy sensor | G126 |  |  |  | MC210 | Engineering Building |  |  | 0 | 0
MC210-B01 | MC210-B01/G127 | Logic 127 |  |  |  |  | Energy sensor | G127 |  |  |  | MC210 | Engineering Building |  |  | 0 | 0
MC210-B01 | MC210-B01/G128 | Logic 128 |  |  |  |  | Energy sensor | G128 |  |  |  | MC210 | Engineering Building |  |  | 0 | 0
MC210-B01 | MC210-B01/G129 | Logic 129 |  |  |  |  | Energy sensor | G129 |  |  |  | MC210 | Engineering Building |  |  | 0 | 0
MC210-B01 | MC210-B01/G13 | AHU Temp Allow |  |  | Degrees Celsius |  | Energy sensor | G13 |  |  |  | MC210 | Engineering Building |  |  | 0 | 0
MC210-B01 | MC210-B01/G130 | Logic 130 |  |  |  |  | Energy sensor | G130 |  |  |  | MC210 | Engineering Building |  |  | 0 | 0
MC210-B01 | MC210-B01/G131 | Change Duty PHE Sec Pump P1 |  |  |  |  | Energy sensor | G131 |  |  |  | MC210 | Engineering Building |  |  | 0 | 0
MC210-B01 | MC210-B01/G132 | PHEs Go |  |  |  |  | Energy sensor | G132 |  |  |  | MC210 | Engineering Building |  |  | 0 | 0
MC210-B01 | MC210-B01/G133 | 2PHE Demand1 |  |  |  |  | Energy sensor | G133 |  |  |  | MC210 | Engineering Building |  |  | 0 | 0
MC210-B01 | MC210-B01/G134 | 2PHE Demand2 |  |  |  |  | Energy sensor | G134 |  |  |  | MC210 | Engineering Building |  |  | 0 | 0
MC210-B01 | MC210-B01/G135 | Logic 135 |  |  |  |  | Energy sensor | G135 |  |  |  | MC210 | Engineering Building |  |  | 0 | 0
MC210-B01 | MC210-B01/G136 | Logic 136 |  |  |  |  | Energy sensor | G136 |  |  |  | MC210 | Engineering Building |  |  | 0 | 0
MC210-B01 | MC210-B01/G137 | Logic 137 |  |  |  |  | Energy sensor | G137 |  |  |  | MC210 | Engineering Building |  |  | 0 | 0
MC210-B01 | MC210-B01/G138 | PHE 1 Reqd |  |  |  |  | Energy sensor | G138 |  |  |  | MC210 | Engineering Building |  |  | 0 | 0
MC210-B01 | MC210-B01/G139 | Logic 139 |  |  |  |  | Energy sensor | G139 |  |  |  | MC210 | Engineering Building |  |  | 0 | 0
MC210-B01 | MC210-B01/G14 | SummerHoliday |  |  |  |  | Energy sensor | G14 |  |  |  | MC210 | Engineering Building |  |  | 0 | 0
MC210-B01 | MC210-B01/G140 | PHE 2 Reqd |  |  |  |  | Energy sensor | G140 |  |  |  | MC210 | Engineering Building |  |  | 0 | 0
MC210-B01 | MC210-B01/G141 | AHU2 Normal Run |  |  |  |  | Energy sensor | G141 |  |  |  | MC210 | Engineering Building |  |  | 0 | 0
MC210-B01 | MC210-B01/G142 | Logic 142 |  |  |  |  | Energy sensor | G142 |  |  |  | MC210 | Engineering Building |  |  | 0 | 0
MC210-B01 | MC210-B01/G143 | AHU2 Run |  |  |  |  | Energy sensor | G143 |  |  |  | MC210 | Engineering Building |  |  | 0 | 0
MC210-B01 | MC210-B01/G144 | AHU1 Run |  |  |  |  | Energy sensor | G144 |  |  |  | MC210 | Engineering Building |  |  | 0 | 0
MC210-B01 | MC210-B01/G145 | AHU1 Reqd |  |  |  |  | Energy sensor | G145 |  |  |  | MC210 | Engineering Building |  |  | 0 | 0
MC210-B01 | MC210-B01/G146 | AHU1 Fans Run |  |  |  |  | Energy sensor | G146 |  |  |  | MC210 | Engineering Building |  |  | 0 | 0
MC210-B01 | MC210-B01/G147 | AHU1 Fans Reqd |  |  |  |  | Energy sensor | G147 |  |  |  | MC210 | Engineering Building |  |  | 0 | 0
MC210-B01 | MC210-B01/G148 | Logic 148 |  |  |  |  | Energy sensor | G148 |  |  |  | MC210 | Engineering Building |  |  | 0 | 0
MC210-B01 | MC210-B01/G149 | Logic 149 |  |  |  |  | Energy sensor | G149 |  |  |  | MC210 | Engineering Building |  |  | 0 | 0
MC210-B01 | MC210-B01/G15 | Logic 15 |  |  |  |  | Energy sensor | G15 |  |  |  | MC210 | Engineering Building |  |  | 0 | 0
MC210-B01 | MC210-B01/G150 | Logic 150 |  |  |  |  | Energy sensor | G150 |  |  |  | MC210 | Engineering Building |  |  | 0 | 0
MC210-B01 | MC210-B01/G151 | Logic 151 |  |  |  |  | Energy sensor | G151 |  |  |  | MC210 | Engineering Building |  |  | 0 | 0
MC210-B01 | MC210-B01/G152 | Logic 152 |  |  |  |  | Energy sensor | G152 |  |  |  | MC210 | Engineering Building |  |  | 0 | 0
MC210-B01 | MC210-B01/G153 | Logic 153 |  |  |  |  | Energy sensor | G153 |  |  |  | MC210 | Engineering Building |  |  | 0 | 0
MC210-B01 | MC210-B01/G154 | Logic 154 |  |  |  |  | Energy sensor | G154 |  |  |  | MC210 | Engineering Building |  |  | 0 | 0
MC210-B01 | MC210-B01/G155 | Logic 155 |  |  |  |  | Energy sensor | G155 |  |  |  | MC210 | Engineering Building |  |  | 0 | 0
MC210-B01 | MC210-B01/G156 | AHU1 Supply Fan Run |  |  |  |  | Energy sensor | G156 |  |  |  | MC210 | Engineering Building |  |  | 0 | 0
MC210-B01 | MC210-B01/G157 | AHU1 Supply Fan Run |  |  |  |  | Energy sensor | G157 |  |  |  | MC210 | Engineering Building |  |  | 0 | 0
MC210-B01 | MC210-B01/G158 | Logic 158 |  |  |  |  | Energy sensor | G158 |  |  |  | MC210 | Engineering Building |  |  | 0 | 0
MC210-B01 | MC210-B01/G159 | Logic 159 |  |  |  |  | Energy sensor | G159 |  |  |  | MC210 | Engineering Building |  |  | 0 | 0
MC210-B01 | MC210-B01/G16 | VT Room Frost |  |  |  |  | Energy sensor | G16 |  |  |  | MC210 | Engineering Building |  |  | 0 | 0
MC210-B01 | MC210-B01/G160 | AHU2 Reqd |  |  |  |  | Energy sensor | G160 |  |  |  | MC210 | Engineering Building |  |  | 0 | 0
MC210-B01 | MC210-B01/G161 | Logic 161 |  |  |  |  | Energy sensor | G161 |  |  |  | MC210 | Engineering Building |  |  | 0 | 0
MC210-B01 | MC210-B01/G162 | AHU2 Fans Run |  |  |  |  | Energy sensor | G162 |  |  |  | MC210 | Engineering Building |  |  | 0 | 0
MC210-B01 | MC210-B01/G163 | AHU2 Fans Reqd |  |  |  |  | Energy sensor | G163 |  |  |  | MC210 | Engineering Building |  |  | 0 | 0
MC210-B01 | MC210-B01/G164 | Logic 164 |  |  |  |  | Energy sensor | G164 |  |  |  | MC210 | Engineering Building |  |  | 0 | 0
MC210-B01 | MC210-B01/G165 | Logic 165 |  |  |  |  | Energy sensor | G165 |  |  |  | MC210 | Engineering Building |  |  | 0 | 0
MC210-B01 | MC210-B01/G166 | Logic 166 |  |  |  |  | Energy sensor | G166 |  |  |  | MC210 | Engineering Building |  |  | 0 | 0
MC210-B01 | MC210-B01/G167 | Logic 167 |  |  |  |  | Energy sensor | G167 |  |  |  | MC210 | Engineering Building |  |  | 0 | 0
MC210-B01 | MC210-B01/G168 | Logic 168 |  |  |  |  | Energy sensor | G168 |  |  |  | MC210 | Engineering Building |  |  | 0 | 0
MC210-B01 | MC210-B01/G169 | Logic 169 |  |  |  |  | Energy sensor | G169 |  |  |  | MC210 | Engineering Building |  |  | 0 | 0
MC210-B01 | MC210-B01/G17 | Logic 17 |  |  |  |  | Energy sensor | G17 |  |  |  | MC210 | Engineering Building |  |  | 0 | 0
MC210-B01 | MC210-B01/G170 | Logic 170 |  |  |  |  | Energy sensor | G170 |  |  |  | MC210 | Engineering Building |  |  | 0 | 0
MC210-B01 | MC210-B01/G171 | Logic 171 |  |  |  |  | Energy sensor | G171 |  |  |  | MC210 | Engineering Building |  |  | 0 | 0
MC210-B01 | MC210-B01/G172 | AHU2 Supply Fan Run |  |  |  |  | Energy sensor | G172 |  |  |  | MC210 | Engineering Building |  |  | 0 | 0
MC210-B01 | MC210-B01/G173 | AHU2 Supply Fan Run |  |  |  |  | Energy sensor | G173 |  |  |  | MC210 | Engineering Building |  |  | 0 | 0
MC210-B01 | MC210-B01/G174 | Logic 174 |  |  |  |  | Energy sensor | G174 |  |  |  | MC210 | Engineering Building |  |  | 0 | 0
MC210-B01 | MC210-B01/G175 | Logic 175 |  |  |  |  | Energy sensor | G175 |  |  |  | MC210 | Engineering Building |  |  | 0 | 0
MC210-B01 | MC210-B01/G176 | Logic 176 |  |  |  |  | Energy sensor | G176 |  |  |  | MC210 | Engineering Building |  |  | 0 | 0
MC210-B01 | MC210-B01/G177 | Logic 177 |  |  |  |  | Energy sensor | G177 |  |  |  | MC210 | Engineering Building |  |  | 0 | 0
MC210-B01 | MC210-B01/G178 | Logic 178 |  |  |  |  | Energy sensor | G178 |  |  |  | MC210 | Engineering Building |  |  | 0 | 0
MC210-B01 | MC210-B01/G179 | Logic 179 |  |  |  |  | Energy sensor | G179 |  |  |  | MC210 | Engineering Building |  |  | 0 | 0
MC210-B01 | MC210-B01/G18 | Logic 18 |  |  |  |  | Energy sensor | G18 |  |  |  | MC210 | Engineering Building |  |  | 0 | 0
MC210-B01 | MC210-B01/G180 | Logic 180 |  |  |  |  | Energy sensor | G180 |  |  |  | MC210 | Engineering Building |  |  | 0 | 0
MC210-B01 | MC210-B01/G181 | Logic 181 |  |  |  |  | Energy sensor | G181 |  |  |  | MC210 | Engineering Building |  |  | 0 | 0
MC210-B01 | MC210-B01/G182 | Uflr Normal Run |  |  |  |  | Energy sensor | G182 |  |  |  | MC210 | Engineering Building |  |  | 0 | 0
MC210-B01 | MC210-B01/G183 | Logic 183 |  |  |  |  | Energy sensor | G183 |  |  |  | MC210 | Engineering Building |  |  | 0 | 0
MC210-B01 | MC210-B01/G184 | VT Go |  |  |  |  | Energy sensor | G184 |  |  |  | MC210 | Engineering Building |  |  | 0 | 0
MC210-B01 | MC210-B01/G185 | AHU3 Run |  |  |  |  | Energy sensor | G185 |  |  |  | MC210 | Engineering Building |  |  | 0 | 0
MC210-B01 | MC210-B01/G186 | CT Reqd - AHUs &amp; Reheats |  |  |  |  | Energy sensor | G186 |  |  |  | MC210 | Engineering Building |  |  | 0 | 0
MC210-B01 | MC210-B01/G187 | 42795 |  |  |  |  | Energy sensor | G187 |  |  |  | MC210 | Engineering Building |  |  | 0 | 0
MC210-B01 | MC210-B01/G188 | StartUp Condition |  |  |  |  | Energy sensor | G188 |  |  |  | MC210 | Engineering Building |  |  | 0 | 0
MC210-B01 | MC210-B01/G189 | Logic 189 |  |  |  |  | Energy sensor | G189 |  |  |  | MC210 | Engineering Building |  |  | 0 | 0
MC210-B01 | MC210-B01/G19 | VT Pump P5b Reqd |  |  |  |  | Energy sensor | G19 |  |  |  | MC210 | Engineering Building |  |  | 0 | 0
MC210-B01 | MC210-B01/G190 | Damper Opening Delay |  |  |  |  | Energy sensor | G190 |  |  |  | MC210 | Engineering Building |  |  | 0 | 0
MC210-B01 | MC210-B01/G191 | UFH Demand |  |  |  |  | Energy sensor | G191 |  |  |  | MC210 | Engineering Building |  |  | 0 | 0
MC210-B01 | MC210-B01/G192 | Logic 192 |  |  |  |  | Energy sensor | G192 |  |  |  | MC210 | Engineering Building |  |  | 0 | 0
MC210-B01 | MC210-B01/G193 | ECO |  |  |  |  | Energy sensor | G193 |  |  |  | MC210 | Engineering Building |  |  | 0 | 0
MC210-B01 | MC210-B01/G194 | eco |  |  |  |  | Energy sensor | G194 |  |  |  | MC210 | Engineering Building |  |  | 0 | 0
MC210-B01 | MC210-B01/G195 | Boiler delay for valves |  |  |  |  | Energy sensor | G195 |  |  |  | MC210 | Engineering Building |  |  | 0 | 0
MC210-B01 | MC210-B01/G196 | Logic 196 |  |  |  |  | Energy sensor | G196 |  |  |  | MC210 | Engineering Building |  |  | 0 | 0
MC210-B01 | MC210-B01/G197 | Logic 197 |  |  |  |  | Energy sensor | G197 |  |  |  | MC210 | Engineering Building |  |  | 0 | 0
MC210-B01 | MC210-B01/G2 | 1st stage frost active |  |  | 0 = Off, 1 = On |  | Energy sensor | G2 |  |  |  | MC210 | Engineering Building |  |  | 0 | 0
MC210-B01 | MC210-B01/G20 | Logic 20 |  |  |  |  | Energy sensor | G20 |  |  |  | MC210 | Engineering Building |  |  | 0 | 0
MC210-B01 | MC210-B01/G21 | Logic 21 |  |  |  |  | Energy sensor | G21 |  |  |  | MC210 | Engineering Building |  |  | 0 | 0
MC210-B01 | MC210-B01/G22 | Logic 22 |  |  |  |  | Energy sensor | G22 |  |  |  | MC210 | Engineering Building |  |  | 0 | 0
MC210-B01 | MC210-B01/G23 | VT Pump P5a Reqd |  |  |  |  | Energy sensor | G23 |  |  |  | MC210 | Engineering Building |  |  | 0 | 0
MC210-B01 | MC210-B01/G24 | Logic 24 |  |  |  |  | Energy sensor | G24 |  |  |  | MC210 | Engineering Building |  |  | 0 | 0
MC210-B01 | MC210-B01/G25 | Logic 25 |  |  |  |  | Energy sensor | G25 |  |  |  | MC210 | Engineering Building |  |  | 0 | 0
MC210-B01 | MC210-B01/G26 | Logic 26 |  |  |  |  | Energy sensor | G26 |  |  |  | MC210 | Engineering Building |  |  | 0 | 0
MC210-B01 | MC210-B01/G27 | Logic 27 |  |  |  |  | Energy sensor | G27 |  |  |  | MC210 | Engineering Building |  |  | 0 | 0
MC210-B01 | MC210-B01/G28 | Logic 28 |  |  |  |  | Energy sensor | G28 |  |  |  | MC210 | Engineering Building |  |  | 0 | 0
MC210-B01 | MC210-B01/G29 | Logic 29 |  |  |  |  | Energy sensor | G29 |  |  |  | MC210 | Engineering Building |  |  | 0 | 0
MC210-B01 | MC210-B01/G3 | Logic 3 |  |  |  |  | Energy sensor | G3 |  |  |  | MC210 | Engineering Building |  |  | 0 | 0
MC210-B01 | MC210-B01/G30 | Logic 30 |  |  |  |  | Energy sensor | G30 |  |  |  | MC210 | Engineering Building |  |  | 0 | 0
MC210-B01 | MC210-B01/G31 | Logic 31 |  |  |  |  | Energy sensor | G31 |  |  |  | MC210 | Engineering Building |  |  | 0 | 0
MC210-B01 | MC210-B01/G32 | Logic 32 |  |  |  |  | Energy sensor | G32 |  |  |  | MC210 | Engineering Building |  |  | 0 | 0
MC210-B01 | MC210-B01/G33 | Logic 33 |  |  |  |  | Energy sensor | G33 |  |  |  | MC210 | Engineering Building |  |  | 0 | 0
MC210-B01 | MC210-B01/G34 | Logic 34 |  |  |  |  | Energy sensor | G34 |  |  |  | MC210 | Engineering Building |  |  | 0 | 0
MC210-B01 | MC210-B01/G35 | Change Duty VT Pumps P5 |  |  |  |  | Energy sensor | G35 |  |  |  | MC210 | Engineering Building |  |  | 0 | 0
MC210-B01 | MC210-B01/G36 | PHEs Reqd - VT |  |  |  |  | Energy sensor | G36 |  |  |  | MC210 | Engineering Building |  |  | 0 | 0
MC210-B01 | MC210-B01/G37 | Logic 37 |  |  |  |  | Energy sensor | G37 |  |  |  | MC210 | Engineering Building |  |  | 0 | 0
MC210-B01 | MC210-B01/G38 | VT WU |  |  |  |  | Energy sensor | G38 |  |  |  | MC210 | Engineering Building |  |  | 0 | 0
MC210-B01 | MC210-B01/G39 | Logic 39 |  |  |  |  | Energy sensor | G39 |  |  |  | MC210 | Engineering Building |  |  | 0 | 0
MC210-B01 | MC210-B01/G4 | Logic 4 |  |  |  |  | Energy sensor | G4 |  |  |  | MC210 | Engineering Building |  |  | 0 | 0
MC210-B01 | MC210-B01/G40 | Logic 40 |  |  |  |  | Energy sensor | G40 |  |  |  | MC210 | Engineering Building |  |  | 0 | 0
MC210-B01 | MC210-B01/G41 | CT Htg Pump P3b Reqd |  |  |  |  | Energy sensor | G41 |  |  |  | MC210 | Engineering Building |  |  | 0 | 0
MC210-B01 | MC210-B01/G42 | Logic 42 |  |  |  |  | Energy sensor | G42 |  |  |  | MC210 | Engineering Building |  |  | 0 | 0
MC210-B01 | MC210-B01/G43 | Logic 43 |  |  |  |  | Energy sensor | G43 |  |  |  | MC210 | Engineering Building |  |  | 0 | 0
MC210-B01 | MC210-B01/G44 | Logic 44 |  |  |  |  | Energy sensor | G44 |  |  |  | MC210 | Engineering Building |  |  | 0 | 0
MC210-B01 | MC210-B01/G45 | CT Htg Pump P3a Reqd |  |  |  |  | Energy sensor | G45 |  |  |  | MC210 | Engineering Building |  |  | 0 | 0
MC210-B01 | MC210-B01/G46 | Logic 46 |  |  |  |  | Energy sensor | G46 |  |  |  | MC210 | Engineering Building |  |  | 0 | 0
MC210-B01 | MC210-B01/G47 | CT Htg Pumps P3 Go |  |  |  |  | Energy sensor | G47 |  |  |  | MC210 | Engineering Building |  |  | 0 | 0
MC210-B01 | MC210-B01/G48 | PHEs Reqd - CT Htg |  |  |  |  | Energy sensor | G48 |  |  |  | MC210 | Engineering Building |  |  | 0 | 0
MC210-B01 | MC210-B01/G49 | Logic 49 |  |  |  |  | Energy sensor | G49 |  |  |  | MC210 | Engineering Building |  |  | 0 | 0
MC210-B01 | MC210-B01/G5 | Logic 5 |  |  |  |  | Energy sensor | G5 |  |  |  | MC210 | Engineering Building |  |  | 0 | 0
MC210-B01 | MC210-B01/G50 | Logic 50 |  |  |  |  | Energy sensor | G50 |  |  |  | MC210 | Engineering Building |  |  | 0 | 0
MC210-B01 | MC210-B01/G51 | Logic 51 |  |  |  |  | Energy sensor | G51 |  |  |  | MC210 | Engineering Building |  |  | 0 | 0
MC210-B01 | MC210-B01/G52 | Logic 52 |  |  |  |  | Energy sensor | G52 |  |  |  | MC210 | Engineering Building |  |  | 0 | 0
MC210-B01 | MC210-B01/G53 | Logic 53 |  |  |  |  | Energy sensor | G53 |  |  |  | MC210 | Engineering Building |  |  | 0 | 0
MC210-B01 | MC210-B01/G54 | Logic 54 |  |  |  |  | Energy sensor | G54 |  |  |  | MC210 | Engineering Building |  |  | 0 | 0
MC210-B01 | MC210-B01/G55 | Logic 55 |  |  |  |  | Energy sensor | G55 |  |  |  | MC210 | Engineering Building |  |  | 0 | 0
MC210-B01 | MC210-B01/G56 | Logic 56 |  |  |  |  | Energy sensor | G56 |  |  |  | MC210 | Engineering Building |  |  | 0 | 0
MC210-B01 | MC210-B01/G57 | Logic 57 |  |  |  |  | Energy sensor | G57 |  |  |  | MC210 | Engineering Building |  |  | 0 | 0
MC210-B01 | MC210-B01/G58 | Logic 58 |  |  |  |  | Energy sensor | G58 |  |  |  | MC210 | Engineering Building |  |  | 0 | 0
MC210-B01 | MC210-B01/G59 | Change Duty CT Htg Pump P3 |  |  |  |  | Energy sensor | G59 |  |  |  | MC210 | Engineering Building |  |  | 0 | 0
MC210-B01 | MC210-B01/G6 | DHW Gas Boiler Allow |  |  |  |  | Energy sensor | G6 |  |  |  | MC210 | Engineering Building |  |  | 0 | 0
MC210-B01 | MC210-B01/G60 | Gen DHW Reqd |  |  |  |  | Energy sensor | G60 |  |  |  | MC210 | Engineering Building |  |  | 0 | 0
MC210-B01 | MC210-B01/G61 | HWS Pump Reqd |  |  |  |  | Energy sensor | G61 |  |  |  | MC210 | Engineering Building |  |  | 0 | 0
MC210-B01 | MC210-B01/G62 | Logic 62 |  |  |  |  | Energy sensor | G62 |  |  |  | MC210 | Engineering Building |  |  | 0 | 0
MC210-B01 | MC210-B01/G63 | Logic 63 |  |  |  |  | Energy sensor | G63 |  |  |  | MC210 | Engineering Building |  |  | 0 | 0
MC210-B01 | MC210-B01/G64 | Heat Reqd - Gen DHW |  |  |  |  | Energy sensor | G64 |  |  |  | MC210 | Engineering Building |  |  | 0 | 0
MC210-B01 | MC210-B01/G65 | Logic 65 |  |  |  |  | Energy sensor | G65 |  |  |  | MC210 | Engineering Building |  |  | 0 | 0
MC210-B01 | MC210-B01/G66 | Logic 66 |  |  |  |  | Energy sensor | G66 |  |  |  | MC210 | Engineering Building |  |  | 0 | 0
MC210-B01 | MC210-B01/G67 | Lab DHW Reqd |  |  |  |  | Energy sensor | G67 |  |  |  | MC210 | Engineering Building |  |  | 0 | 0
MC210-B01 | MC210-B01/G68 | Logic 68 |  |  |  |  | Energy sensor | G68 |  |  |  | MC210 | Engineering Building |  |  | 0 | 0
MC210-B01 | MC210-B01/G69 | Logic 69 |  |  |  |  | Energy sensor | G69 |  |  |  | MC210 | Engineering Building |  |  | 0 | 0
MC210-B01 | MC210-B01/G7 | PHE Secondary Pumps Allow |  |  |  |  | Energy sensor | G7 |  |  |  | MC210 | Engineering Building |  |  | 0 | 0
MC210-B01 | MC210-B01/G70 | Logic 70 |  |  |  |  | Energy sensor | G70 |  |  |  | MC210 | Engineering Building |  |  | 0 | 0
MC210-B01 | MC210-B01/G71 | Heat Reqd - Lab DHW |  |  |  |  | Energy sensor | G71 |  |  |  | MC210 | Engineering Building |  |  | 0 | 0
MC210-B01 | MC210-B01/G72 | Logic 72 |  |  |  |  | Energy sensor | G72 |  |  |  | MC210 | Engineering Building |  |  | 0 | 0
MC210-B01 | MC210-B01/G73 | Logic 73 |  |  |  |  | Energy sensor | G73 |  |  |  | MC210 | Engineering Building |  |  | 0 | 0
MC210-B01 | MC210-B01/G74 | Heat Reqd - DHW |  |  |  |  | Energy sensor | G74 |  |  |  | MC210 | Engineering Building |  |  | 0 | 0
MC210-B01 | MC210-B01/G75 | DHW LPHW Valves Open |  |  |  |  | Energy sensor | G75 |  |  |  | MC210 | Engineering Building |  |  | 0 | 0
MC210-B01 | MC210-B01/G76 | DHW Gas Boiler Valves Open |  |  |  |  | Energy sensor | G76 |  |  |  | MC210 | Engineering Building |  |  | 0 | 0
MC210-B01 | MC210-B01/G77 | Logic 77 |  |  |  |  | Energy sensor | G77 |  |  |  | MC210 | Engineering Building |  |  | 0 | 0
MC210-B01 | MC210-B01/G78 | Logic 78 |  |  |  |  | Energy sensor | G78 |  |  |  | MC210 | Engineering Building |  |  | 0 | 0
MC210-B01 | MC210-B01/G79 | Logic 79 |  |  |  |  | Energy sensor | G79 |  |  |  | MC210 | Engineering Building |  |  | 0 | 0
MC210-B01 | MC210-B01/G8 | Logic 8 |  |  |  |  | Energy sensor | G8 |  |  |  | MC210 | Engineering Building |  |  | 0 | 0
MC210-B01 | MC210-B01/G80 | DHW Boiler Oride On |  |  |  |  | Energy sensor | G80 |  |  |  | MC210 | Engineering Building |  |  | 0 | 0
MC210-B01 | MC210-B01/G81 | Logic 81 |  |  |  |  | Energy sensor | G81 |  |  |  | MC210 | Engineering Building |  |  | 0 | 0
MC210-B01 | MC210-B01/G82 | Logic 82 |  |  |  |  | Energy sensor | G82 |  |  |  | MC210 | Engineering Building |  |  | 0 | 0
MC210-B01 | MC210-B01/G83 | Logic 83 |  |  |  |  | Energy sensor | G83 |  |  |  | MC210 | Engineering Building |  |  | 0 | 0
MC210-B01 | MC210-B01/G84 | Logic 84 |  |  |  |  | Energy sensor | G84 |  |  |  | MC210 | Engineering Building |  |  | 0 | 0
MC210-B01 | MC210-B01/G85 | Logic 85 |  |  |  |  | Energy sensor | G85 |  |  |  | MC210 | Engineering Building |  |  | 0 | 0
MC210-B01 | MC210-B01/G86 | Logic 86 |  |  |  |  | Energy sensor | G86 |  |  |  | MC210 | Engineering Building |  |  | 0 | 0
MC210-B01 | MC210-B01/G87 | Logic 87 |  |  |  |  | Energy sensor | G87 |  |  |  | MC210 | Engineering Building |  |  | 0 | 0
MC210-B01 | MC210-B01/G88 | DHW CTPump P4b Reqd |  |  |  |  | Energy sensor | G88 |  |  |  | MC210 | Engineering Building |  |  | 0 | 0
MC210-B01 | MC210-B01/G89 | Logic 89 |  |  |  |  | Energy sensor | G89 |  |  |  | MC210 | Engineering Building |  |  | 0 | 0
MC210-B01 | MC210-B01/G9 | Fail Reset |  |  |  |  | Energy sensor | G9 |  |  |  | MC210 | Engineering Building |  |  | 0 | 0
MC210-B01 | MC210-B01/G90 | Logic 90 |  |  |  |  | Energy sensor | G90 |  |  |  | MC210 | Engineering Building |  |  | 0 | 0
MC210-B01 | MC210-B01/G91 | Logic 91 |  |  |  |  | Energy sensor | G91 |  |  |  | MC210 | Engineering Building |  |  | 0 | 0
MC210-B01 | MC210-B01/G92 | DHW CTPump P4a Reqd |  |  |  |  | Energy sensor | G92 |  |  |  | MC210 | Engineering Building |  |  | 0 | 0
MC210-B01 | MC210-B01/G93 | Logic 93 |  |  |  |  | Energy sensor | G93 |  |  |  | MC210 | Engineering Building |  |  | 0 | 0
MC210-B01 | MC210-B01/G94 | DHW CT Pumps P4 Go |  |  |  |  | Energy sensor | G94 |  |  |  | MC210 | Engineering Building |  |  | 0 | 0
MC210-B01 | MC210-B01/G95 | PHEs Reqd - DHW |  |  |  |  | Energy sensor | G95 |  |  |  | MC210 | Engineering Building |  |  | 0 | 0
MC210-B01 | MC210-B01/G96 | DHW Gas Boiler Reqd |  |  |  |  | Energy sensor | G96 |  |  |  | MC210 | Engineering Building |  |  | 0 | 0
MC210-B01 | MC210-B01/G97 | DHW Boiler CT Pumps Allow |  |  |  |  | Energy sensor | G97 |  |  |  | MC210 | Engineering Building |  |  | 0 | 0
MC210-B01 | MC210-B01/G98 | Logic 98 |  |  |  |  | Energy sensor | G98 |  |  |  | MC210 | Engineering Building |  |  | 0 | 0
MC210-B01 | MC210-B01/G99 | Logic 99 |  |  |  |  | Energy sensor | G99 |  |  |  | MC210 | Engineering Building |  |  | 0 | 0
MC210-B01 | MC210-B01/H1 | Schedule 1 |  |  |  |  | Energy sensor | H1 |  |  |  | MC210 | Engineering Building |  |  | 0 | 0
MC210-B01 | MC210-B01/H2 | Schedule 2 |  |  |  |  | Energy sensor | H2 |  |  |  | MC210 | Engineering Building |  |  | 0 | 0
MC210-B01 | MC210-B01/H3 | Schedule 3 |  |  |  |  | Energy sensor | H3 |  |  |  | MC210 | Engineering Building |  |  | 0 | 0
MC210-B01 | MC210-B01/i1 | xcite/IO/8UI |  |  |  |  | Energy sensor | i1 |  |  |  | MC210 | Engineering Building |  |  | 0 | 0
MC210-B01 | MC210-B01/I1 | Fire alarm active |  |  | 0 = Off, 1 = On |  | Energy sensor | I1 |  |  |  | MC210 | Engineering Building |  |  | 0 | 0
MC210-B01 | MC210-B01/i10 | xcite/IO/16DI |  |  |  |  | Energy sensor | i10 |  |  |  | MC210 | Engineering Building |  |  | 0 | 0
MC210-B01 | MC210-B01/I10 | PHE Sec Pump P1b Flow Prove |  |  |  |  | Energy sensor | I10 |  |  |  | MC210 | Engineering Building |  |  | 0 | 0
MC210-B01 | MC210-B01/I11 | CT DHW Flow Prove |  |  |  |  | Energy sensor | I11 |  |  |  | MC210 | Engineering Building |  |  | 0 | 0
MC210-B01 | MC210-B01/I12 | CT Htg Flow Prove |  |  |  |  | Energy sensor | I12 |  |  |  | MC210 | Engineering Building |  |  | 0 | 0
MC210-B01 | MC210-B01/I13 | VT Flow Prove |  |  |  |  | Energy sensor | I13 |  |  |  | MC210 | Engineering Building |  |  | 0 | 0
MC210-B01 | MC210-B01/I14 | General DHW Sec Flow Prove |  |  |  |  | Energy sensor | I14 |  |  |  | MC210 | Engineering Building |  |  | 0 | 0
MC210-B01 | MC210-B01/I15 | Lab DHW Sec Flow Prove |  |  |  |  | Energy sensor | I15 |  |  |  | MC210 | Engineering Building |  |  | 0 | 0
MC210-B01 | MC210-B01/I16 | Lab CW Booster Fault |  |  |  |  | Energy sensor | I16 |  |  |  | MC210 | Engineering Building |  |  | 0 | 0
MC210-B01 | MC210-B01/I17 | AHU01 Supply Inverter Fault |  |  |  |  | Energy sensor | I17 |  |  |  | MC210 | Engineering Building |  |  | 0 | 0
MC210-B01 | MC210-B01/I18 | AHU01 Extract Inverter Fault |  |  |  |  | Energy sensor | I18 |  |  |  | MC210 | Engineering Building |  |  | 0 | 0
MC210-B01 | MC210-B01/I19 | AHU01 Supply Flow Prove |  |  |  |  | Energy sensor | I19 |  |  |  | MC210 | Engineering Building |  |  | 0 | 0
MC210-B01 | MC210-B01/i2 | xcite/IO/8AO |  |  |  |  | Energy sensor | i2 |  |  |  | MC210 | Engineering Building |  |  | 0 | 0
MC210-B01 | MC210-B01/I2 | Gas Safety Cct Trip |  |  |  |  | Energy sensor | I2 |  |  |  | MC210 | Engineering Building |  |  | 0 | 0
MC210-B01 | MC210-B01/I20 | AHU01 Extract Flow Prove |  |  |  |  | Energy sensor | I20 |  |  |  | MC210 | Engineering Building |  |  | 0 | 0
MC210-B01 | MC210-B01/I21 | AHU01 Panel Filter Dirty |  |  |  |  | Energy sensor | I21 |  |  |  | MC210 | Engineering Building |  |  | 0 | 0
MC210-B01 | MC210-B01/I22 | AHU01 Bag Filter Dirty |  |  |  |  | Energy sensor | I22 |  |  |  | MC210 | Engineering Building |  |  | 0 | 0
MC210-B01 | MC210-B01/I23 | AHU01 Extract Filter Dirty |  |  |  |  | Energy sensor | I23 |  |  |  | MC210 | Engineering Building |  |  | 0 | 0
MC210-B01 | MC210-B01/I24 | AHU01 Inlet Damper Open |  |  |  |  | Energy sensor | I24 |  |  |  | MC210 | Engineering Building |  |  | 0 | 0
MC210-B01 | MC210-B01/I25 | AHU01 Exhaust Damper Open |  |  |  |  | Energy sensor | I25 |  |  |  | MC210 | Engineering Building |  |  | 0 | 0
MC210-B01 | MC210-B01/I26 | AHU01 Frost Trip |  |  |  |  | Energy sensor | I26 |  |  |  | MC210 | Engineering Building |  |  | 0 | 0
MC210-B01 | MC210-B01/I27 | PU01 Pressure Fault |  |  |  |  | Energy sensor | I27 |  |  |  | MC210 | Engineering Building |  |  | 0 | 0
MC210-B01 | MC210-B01/I28 | PU02 Pressure Fault |  |  |  |  | Energy sensor | I28 |  |  |  | MC210 | Engineering Building |  |  | 0 | 0
MC210-B01 | MC210-B01/I29 | UFH Manifold 2 Demand |  |  |  |  | Energy sensor | I29 |  |  |  | MC210 | Engineering Building |  |  | 0 | 0
MC210-B01 | MC210-B01/i3 | xcite/IO/4AO |  |  |  |  | Energy sensor | i3 |  |  |  | MC210 | Engineering Building |  |  | 0 | 0
MC210-B01 | MC210-B01/I3 | UFH Manifold 1 Demand |  |  |  |  | Energy sensor | I3 |  |  |  | MC210 | Engineering Building |  |  | 0 | 0
MC210-B01 | MC210-B01/I30 | Water Leak Detected |  |  |  |  | Energy sensor | I30 |  |  |  | MC210 | Engineering Building |  |  | 0 | 0
MC210-B01 | MC210-B01/I31 | AHU03 Fault |  |  |  |  | Energy sensor | I31 |  |  |  | MC210 | Engineering Building |  |  | 0 | 0
MC210-B01 | MC210-B01/I32 | Boiler1 Fault |  |  |  |  | Energy sensor | I32 |  |  |  | MC210 | Engineering Building |  |  | 0 | 0
MC210-B01 | MC210-B01/I33 | AHU02 Supply Inverter Fault |  |  |  |  | Energy sensor | I33 |  |  |  | MC210 | Engineering Building |  |  | 0 | 0
MC210-B01 | MC210-B01/I34 | AHU02 Extract Inverter Fault |  |  |  |  | Energy sensor | I34 |  |  |  | MC210 | Engineering Building |  |  | 0 | 0
MC210-B01 | MC210-B01/I35 | AHU02 Supply Flow Prove |  |  |  |  | Energy sensor | I35 |  |  |  | MC210 | Engineering Building |  |  | 0 | 0
MC210-B01 | MC210-B01/I36 | AHU02 Extract Flow Prove |  |  |  |  | Energy sensor | I36 |  |  |  | MC210 | Engineering Building |  |  | 0 | 0
MC210-B01 | MC210-B01/I37 | AHU02 Panel Filter Dirty |  |  |  |  | Energy sensor | I37 |  |  |  | MC210 | Engineering Building |  |  | 0 | 0
MC210-B01 | MC210-B01/I38 | AHU02 Bag Filter Dirty |  |  |  |  | Energy sensor | I38 |  |  |  | MC210 | Engineering Building |  |  | 0 | 0
MC210-B01 | MC210-B01/I39 | AHU02 Extract Filter Dirty |  |  |  |  | Energy sensor | I39 |  |  |  | MC210 | Engineering Building |  |  | 0 | 0
MC210-B01 | MC210-B01/I4 | ISS Hub Condenser1 Fault |  |  |  |  | Energy sensor | I4 |  |  |  | MC210 | Engineering Building |  |  | 0 | 0
MC210-B01 | MC210-B01/i4 | xcite/IO/8DO |  |  |  |  | Energy sensor | i4 |  |  |  | MC210 | Engineering Building |  |  | 0 | 0
MC210-B01 | MC210-B01/I40 | AHU02 Inlet Damper Open |  |  |  |  | Energy sensor | I40 |  |  |  | MC210 | Engineering Building |  |  | 0 | 0
MC210-B01 | MC210-B01/I41 | AHU02 Exhaust Damper Open |  |  |  |  | Energy sensor | I41 |  |  |  | MC210 | Engineering Building |  |  | 0 | 0
MC210-B01 | MC210-B01/I42 | AHU02 Frost Trip |  |  |  |  | Energy sensor | I42 |  |  |  | MC210 | Engineering Building |  |  | 0 | 0
MC210-B01 | MC210-B01/I43 | Gas Lab Oxygen Depletion Alarm |  |  |  |  | Energy sensor | I43 |  |  |  | MC210 | Engineering Building |  |  | 0 | 0
MC210-B01 | MC210-B01/I44 | Spec Gas Cylinder Empty Alarm |  |  |  |  | Energy sensor | I44 |  |  |  | MC210 | Engineering Building |  |  | 0 | 0
MC210-B01 | MC210-B01/I45 | ChemLab Oxygen Depletion Alarm |  |  |  |  | Energy sensor | I45 |  |  |  | MC210 | Engineering Building |  |  | 0 | 0
MC210-B01 | MC210-B01/I46 | EngLab1 Oxygen Depletion Alarm |  |  |  |  | Energy sensor | I46 |  |  |  | MC210 | Engineering Building |  |  | 0 | 0
MC210-B01 | MC210-B01/I47 | EngLab2 Oxygen Depletion Alarm |  |  |  |  | Energy sensor | I47 |  |  |  | MC210 | Engineering Building |  |  | 0 | 0
MC210-B01 | MC210-B01/I48 | CleanRm Oxygen Depletion Alarm |  |  |  |  | Energy sensor | I48 |  |  |  | MC210 | Engineering Building |  |  | 0 | 0
MC210-B01 | MC210-B01/I49 | WaterMeterPulse |  |  |  |  | Energy sensor | I49 |  |  |  | MC210 | Engineering Building |  |  | 0 | 0
MC210-B01 | MC210-B01/I5 | ISS Hub Condenser2 Fault |  |  |  |  | Energy sensor | I5 |  |  |  | MC210 | Engineering Building |  |  | 0 | 0
MC210-B01 | MC210-B01/i5 | xcite/IO/8DO |  |  |  |  | Energy sensor | i5 |  |  |  | MC210 | Engineering Building |  |  | 0 | 0
MC210-B01 | MC210-B01/I50 | WaterMeterUsageAlarm |  |  |  |  | Energy sensor | I50 |  |  |  | MC210 | Engineering Building |  |  | 0 | 0
MC210-B01 | MC210-B01/I51 | VT Pump P5a Fail |  |  |  |  | Energy sensor | I51 |  |  |  | MC210 | Engineering Building |  |  | 0 | 0
MC210-B01 | MC210-B01/I52 | VT Pump P5b Fail |  |  |  |  | Energy sensor | I52 |  |  |  | MC210 | Engineering Building |  |  | 0 | 0
MC210-B01 | MC210-B01/I53 | CT Htg Pump P3a Fail |  |  |  |  | Energy sensor | I53 |  |  |  | MC210 | Engineering Building |  |  | 0 | 0
MC210-B01 | MC210-B01/I54 | CT Htg Pump P3b Fail |  |  |  |  | Energy sensor | I54 |  |  |  | MC210 | Engineering Building |  |  | 0 | 0
MC210-B01 | MC210-B01/I55 | Gen DHW Sec P6 Flow Fail |  |  |  |  | Energy sensor | I55 |  |  |  | MC210 | Engineering Building |  |  | 0 | 0
MC210-B01 | MC210-B01/I56 | Lab DHW Sec P7 Flow Fail |  |  |  |  | Energy sensor | I56 |  |  |  | MC210 | Engineering Building |  |  | 0 | 0
MC210-B01 | MC210-B01/I57 | LPHW Temp Fail - DHW Backup |  |  | Degrees Celsius |  | Energy sensor | I57 |  |  |  | MC210 | Engineering Building |  |  | 0 | 0
MC210-B01 | MC210-B01/I58 | DHW CT Pump P4a Fail |  |  |  |  | Energy sensor | I58 |  |  |  | MC210 | Engineering Building |  |  | 0 | 0
MC210-B01 | MC210-B01/I59 | DHW CT Pump P4b Fail |  |  |  |  | Energy sensor | I59 |  |  |  | MC210 | Engineering Building |  |  | 0 | 0
MC210-B01 | MC210-B01/i6 | xcite/IO/8DO |  |  |  |  | Energy sensor | i6 |  |  |  | MC210 | Engineering Building |  |  | 0 | 0
MC210-B01 | MC210-B01/I6 | Lift Status - Car Alarm |  |  |  |  | Energy sensor | I6 |  |  |  | MC210 | Engineering Building |  |  | 0 | 0
MC210-B01 | MC210-B01/I60 | PHE Sec Pump P1a Fail |  |  |  |  | Energy sensor | I60 |  |  |  | MC210 | Engineering Building |  |  | 0 | 0
MC210-B01 | MC210-B01/I61 | PHE Sec Pump P1b Fail |  |  |  |  | Energy sensor | I61 |  |  |  | MC210 | Engineering Building |  |  | 0 | 0
MC210-B01 | MC210-B01/I62 | AHU1 Inlet Damper Fail |  |  |  |  | Energy sensor | I62 |  |  |  | MC210 | Engineering Building |  |  | 0 | 0
MC210-B01 | MC210-B01/I63 | AHU1 Supply Flow Fail |  |  |  |  | Energy sensor | I63 |  |  |  | MC210 | Engineering Building |  |  | 0 | 0
MC210-B01 | MC210-B01/I64 | AHU1 Exhaust Damper Fail |  |  |  |  | Energy sensor | I64 |  |  |  | MC210 | Engineering Building |  |  | 0 | 0
MC210-B01 | MC210-B01/I65 | AHU1 Extract Flow Fail |  |  |  |  | Energy sensor | I65 |  |  |  | MC210 | Engineering Building |  |  | 0 | 0
MC210-B01 | MC210-B01/I66 | AHU2 Inlet Damper Fail |  |  |  |  | Energy sensor | I66 |  |  |  | MC210 | Engineering Building |  |  | 0 | 0
MC210-B01 | MC210-B01/I67 | AHU2 Supply Flow Fail |  |  |  |  | Energy sensor | I67 |  |  |  | MC210 | Engineering Building |  |  | 0 | 0
MC210-B01 | MC210-B01/I68 | AHU2 Exhaust Damper Fail |  |  |  |  | Energy sensor | I68 |  |  |  | MC210 | Engineering Building |  |  | 0 | 0
MC210-B01 | MC210-B01/I69 | AHU2 Extract Flow Fail |  |  |  |  | Energy sensor | I69 |  |  |  | MC210 | Engineering Building |  |  | 0 | 0
MC210-B01 | MC210-B01/i7 | xcite/IO/8DO |  |  |  |  | Energy sensor | i7 |  |  |  | MC210 | Engineering Building |  |  | 0 | 0
MC210-B01 | MC210-B01/I7 | Lift Status - Common Fault |  |  |  |  | Energy sensor | I7 |  |  |  | MC210 | Engineering Building |  |  | 0 | 0
MC210-B01 | MC210-B01/i8 | xcite/IO/16DI |  |  |  |  | Energy sensor | i8 |  |  |  | MC210 | Engineering Building |  |  | 0 | 0
MC210-B01 | MC210-B01/I8 | Lift Status - Maint Control |  |  |  |  | Energy sensor | I8 |  |  |  | MC210 | Engineering Building |  |  | 0 | 0
MC210-B01 | MC210-B01/i9 | xcite/IO/16DI |  |  |  |  | Energy sensor | i9 |  |  |  | MC210 | Engineering Building |  |  | 0 | 0
MC210-B01 | MC210-B01/I9 | PHE Sec Pump P1a Flow Prove |  |  |  |  | Energy sensor | I9 |  |  |  | MC210 | Engineering Building |  |  | 0 | 0
MC210-B01 | MC210-B01/K1 | 1st stage frost protection |  |  |  |  | Energy sensor | K1 |  |  |  | MC210 | Engineering Building |  |  | 0 | 0
MC210-B01 | MC210-B01/K10 | Lab DHW Setpt |  |  |  |  | Energy sensor | K10 |  |  |  | MC210 | Engineering Building |  |  | 0 | 0
MC210-B01 | MC210-B01/K11 | LPHW Temp Low Level |  |  | Degrees Celsius |  | Energy sensor | K11 |  |  |  | MC210 | Engineering Building |  |  | 0 | 0
MC210-B01 | MC210-B01/K12 | DHW CT Pump P4 Changeover Hrs |  |  |  |  | Energy sensor | K12 |  |  |  | MC210 | Engineering Building |  |  | 0 | 0
MC210-B01 | MC210-B01/K13 | PHE Sec Pump P1 Changeover Hrs |  |  |  |  | Energy sensor | K13 |  |  |  | MC210 | Engineering Building |  |  | 0 | 0
MC210-B01 | MC210-B01/K14 | PHE Sec Sequence Setpt |  |  |  |  | Energy sensor | K14 |  |  |  | MC210 | Engineering Building |  |  | 0 | 0
MC210-B01 | MC210-B01/K15 | PHE Sec Flow Setpt |  |  |  |  | Energy sensor | K15 |  |  |  | MC210 | Engineering Building |  |  | 0 | 0
MC210-B01 | MC210-B01/K16 | AHU2 Max Prestart Period |  |  |  |  | Energy sensor | K16 |  |  |  | MC210 | Engineering Building |  |  | 0 | 0
MC210-B01 | MC210-B01/K17 | AHU1 Supply Fan Speed |  |  |  |  | Energy sensor | K17 |  |  |  | MC210 | Engineering Building |  |  | 0 | 0
MC210-B01 | MC210-B01/K18 | AHU1 Extract Fan Speed |  |  |  |  | Energy sensor | K18 |  |  |  | MC210 | Engineering Building |  |  | 0 | 0
MC210-B01 | MC210-B01/K19 | AHU1 Supply Temp Setpt |  |  | Degrees Celsius |  | Energy sensor | K19 |  |  |  | MC210 | Engineering Building |  |  | 0 | 0
MC210-B01 | MC210-B01/K2 | 2nd stage frost protection |  |  | Degrees Celsius |  | Energy sensor | K2 |  |  |  | MC210 | Engineering Building |  |  | 0 | 0
MC210-B01 | MC210-B01/K20 | AHU2 Supply Fan Speed |  |  |  |  | Energy sensor | K20 |  |  |  | MC210 | Engineering Building |  |  | 0 | 0
MC210-B01 | MC210-B01/K21 | AHU2 Extract Fan Speed 2 VAVs |  |  |  |  | Energy sensor | K21 |  |  |  | MC210 | Engineering Building |  |  | 0 | 0
MC210-B01 | MC210-B01/K22 | AHU2 Supply Temp Setpt |  |  | Degrees Celsius |  | Energy sensor | K22 |  |  |  | MC210 | Engineering Building |  |  | 0 | 0
MC210-B01 | MC210-B01/K23 | Uflr Max Prestart Period |  |  |  |  | Energy sensor | K23 |  |  |  | MC210 | Engineering Building |  |  | 0 | 0
MC210-B01 | MC210-B01/K24 | AHU2 Extract Fan Speed 1 VAV |  |  |  |  | Energy sensor | K24 |  |  |  | MC210 | Engineering Building |  |  | 0 | 0
MC210-B01 | MC210-B01/K25 | AHU2 Extract Fan Speed 0 VAVs |  |  |  |  | Energy sensor | K25 |  |  |  | MC210 | Engineering Building |  |  | 0 | 0
MC210-B01 | MC210-B01/K26 | Outside air temperature eco override |  |  | 0 = Off, 1 = On |  | Energy sensor | K26 |  |  |  | MC210 | Engineering Building |  |  | 0 | 0
MC210-B01 | MC210-B01/K27 | WaterMeterHrAlarmSP |  |  |  |  | Energy sensor | K27 |  |  |  | MC210 | Engineering Building |  |  | 0 | 0
MC210-B01 | MC210-B01/K3 | 3rd stage frost protection |  |  |  |  | Energy sensor | K3 |  |  |  | MC210 | Engineering Building |  |  | 0 | 0
MC210-B01 | MC210-B01/K4 | VT Max Prestart Period |  |  |  |  | Energy sensor | K4 |  |  |  | MC210 | Engineering Building |  |  | 0 | 0
MC210-B01 | MC210-B01/K5 | VT Pumps P5 Changeover Hrs |  |  |  |  | Energy sensor | K5 |  |  |  | MC210 | Engineering Building |  |  | 0 | 0
MC210-B01 | MC210-B01/K55 | Weekday last 01 March 7=Sunday |  |  |  |  | Energy sensor | K55 |  |  |  | MC210 | Engineering Building |  |  | 0 | 0
MC210-B01 | MC210-B01/K6 | VT @ 0degC OS |  |  |  |  | Energy sensor | K6 |  |  |  | MC210 | Engineering Building |  |  | 0 | 0
MC210-B01 | MC210-B01/K7 | VT @ 20degC OS |  |  |  |  | Energy sensor | K7 |  |  |  | MC210 | Engineering Building |  |  | 0 | 0
MC210-B01 | MC210-B01/K8 | CT Htg Pump P3 Changeover Hrs |  |  |  |  | Energy sensor | K8 |  |  |  | MC210 | Engineering Building |  |  | 0 | 0
MC210-B01 | MC210-B01/K9 | Gen DHW Setpt |  |  |  |  | Energy sensor | K9 |  |  |  | MC210 | Engineering Building |  |  | 0 | 0
MC210-B01 | MC210-B01/L1 | VT Valve Demand |  |  |  |  | Energy sensor | L1 |  |  |  | MC210 | Engineering Building |  |  | 0 | 0
MC210-B01 | MC210-B01/L2 | Loop 2 |  |  |  |  | Energy sensor | L2 |  |  |  | MC210 | Engineering Building |  |  | 0 | 0
MC210-B01 | MC210-B01/L3 | Loop 3 |  |  |  |  | Energy sensor | L3 |  |  |  | MC210 | Engineering Building |  |  | 0 | 0
MC210-B01 | MC210-B01/L4 | Loop 4 |  |  |  |  | Energy sensor | L4 |  |  |  | MC210 | Engineering Building |  |  | 0 | 0
MC210-B01 | MC210-B01/L5 | Loop 5 |  |  |  |  | Energy sensor | L5 |  |  |  | MC210 | Engineering Building |  |  | 0 | 0
MC210-B01 | MC210-B01/n1 | MCP01a |  |  |  |  | Energy sensor | n1 |  |  |  | MC210 | Engineering Building |  |  | 0 | 0
MC210-B01 | MC210-B01/N1 | IC Comms 1 |  |  |  |  | Energy sensor | N1 |  |  |  | MC210 | Engineering Building |  |  | 0 | 0
MC210-B01 | MC210-B01/N2 | IC Comms 2 |  |  |  |  | Energy sensor | N2 |  |  |  | MC210 | Engineering Building |  |  | 0 | 0
MC210-B01 | MC210-B01/N3 | IC Comms 3 |  |  |  |  | Energy sensor | N3 |  |  |  | MC210 | Engineering Building |  |  | 0 | 0
MC210-B01 | MC210-B01/N4 | IC Comms 4 |  |  |  |  | Energy sensor | N4 |  |  |  | MC210 | Engineering Building |  |  | 0 | 0
MC210-B01 | MC210-B01/N5 | IC Comms 5 |  |  |  |  | Energy sensor | N5 |  |  |  | MC210 | Engineering Building |  |  | 0 | 0
MC210-B01 | MC210-B01/N6 | IC Comms 6 |  |  |  |  | Energy sensor | N6 |  |  |  | MC210 | Engineering Building |  |  | 0 | 0
MC210-B01 | MC210-B01/N7 | IC Comms 7 |  |  |  |  | Energy sensor | N7 |  |  |  | MC210 | Engineering Building |  |  | 0 | 0
MC210-B01 | MC210-B01/o1 | Alarm Route 1 |  |  |  |  | Energy sensor | o1 |  |  |  | MC210 | Engineering Building |  |  | 0 | 0
MC210-B01 | MC210-B01/o2 | Alarm Route 1 |  |  |  |  | Energy sensor | o2 |  |  |  | MC210 | Engineering Building |  |  | 0 | 0
MC210-B01 | MC210-B01/P1 | Outside air temperature |  |  | Degrees Celsius |  | Energy sensor | P1 |  |  |  | MC210 | Engineering Building |  |  | 0 | 0
MC210-B01 | MC210-B01/P10 | CT Htg Flow Temp |  |  | Degrees Celsius |  | Energy sensor | P10 |  |  |  | MC210 | Engineering Building |  |  | 0 | 0
MC210-B01 | MC210-B01/P11 | CT Htg Return Temp |  |  | Degrees Celsius |  | Energy sensor | P11 |  |  |  | MC210 | Engineering Building |  |  | 0 | 0
MC210-B01 | MC210-B01/P12 | VT Htg Flow Temp |  |  | Degrees Celsius |  | Energy sensor | P12 |  |  |  | MC210 | Engineering Building |  |  | 0 | 0
MC210-B01 | MC210-B01/P13 | VT Htg Return Temp |  |  | Degrees Celsius |  | Energy sensor | P13 |  |  |  | MC210 | Engineering Building |  |  | 0 | 0
MC210-B01 | MC210-B01/P14 | AHU01 Supply Air Temp |  |  | Degrees Celsius |  | Energy sensor | P14 |  |  |  | MC210 | Engineering Building |  |  | 0 | 0
MC210-B01 | MC210-B01/P15 | AHU02 Supply Air Temp |  |  | Degrees Celsius |  | Energy sensor | P15 |  |  |  | MC210 | Engineering Building |  |  | 0 | 0
MC210-B01 | MC210-B01/P16 | Room Temp A17 |  |  | Degrees Celsius |  | Energy sensor | P16 |  |  |  | MC210 | Engineering Building |  |  | 0 | 0
MC210-B01 | MC210-B01/P17 | Room CO² A17 |  |  |  |  | Energy sensor | P17 |  |  |  | MC210 | Engineering Building |  |  | 0 | 0
MC210-B01 | MC210-B01/P18 | Calculated variable temperature circuit flow temperature |  |  | Degrees Celsius |  | Energy sensor | P18 |  |  |  | MC210 | Engineering Building |  |  | 0 | 0
MC210-B01 | MC210-B01/P19 | Kit HotWater3Today |  |  |  |  | Energy sensor | P19 |  |  |  | MC210 | Engineering Building |  |  | 0 | 0
MC210-B01 | MC210-B01/P2 | General DHW Temp |  |  | Degrees Celsius |  | Energy sensor | P2 |  |  |  | MC210 | Engineering Building |  |  | 0 | 0
MC210-B01 | MC210-B01/P20 | Kit HotWater3Total |  |  |  |  | Energy sensor | P20 |  |  |  | MC210 | Engineering Building |  |  | 0 | 0
MC210-B01 | MC210-B01/P21 | BldWaterMeterToday |  |  |  |  | Energy sensor | P21 |  |  |  | MC210 | Engineering Building |  |  | 0 | 0
MC210-B01 | MC210-B01/P3 | Lab DHW Temp |  |  | Degrees Celsius |  | Energy sensor | P3 |  |  |  | MC210 | Engineering Building |  |  | 0 | 0
MC210-B01 | MC210-B01/P4 | District Htg Pri Flow Temp |  |  | Degrees Celsius |  | Energy sensor | P4 |  |  |  | MC210 | Engineering Building |  |  | 0 | 0
MC210-B01 | MC210-B01/P5 | District Htg Pri Return Temp |  |  | Degrees Celsius |  | Energy sensor | P5 |  |  |  | MC210 | Engineering Building |  |  | 0 | 0
MC210-B01 | MC210-B01/P6 | PHE Sec Flow Temp |  |  | Degrees Celsius |  | Energy sensor | P6 |  |  |  | MC210 | Engineering Building |  |  | 0 | 0
MC210-B01 | MC210-B01/P7 | PHE Sec Return Temp |  |  | Degrees Celsius |  | Energy sensor | P7 |  |  |  | MC210 | Engineering Building |  |  | 0 | 0
MC210-B01 | MC210-B01/P8 | CT DHW Flow Temp |  |  | Degrees Celsius |  | Energy sensor | P8 |  |  |  | MC210 | Engineering Building |  |  | 0 | 0
MC210-B01 | MC210-B01/P9 | CT DHW Return Temp |  |  | Degrees Celsius |  | Energy sensor | P9 |  |  |  | MC210 | Engineering Building |  |  | 0 | 0
MC210-B01 | MC210-B01/Q1 | Sequence Table 1 |  |  |  |  | Energy sensor | Q1 |  |  |  | MC210 | Engineering Building |  |  | 0 | 0
MC210-B01 | MC210-B01/S1 | Outside air temperature |  |  | Degrees Celsius |  | Energy sensor | S1 |  |  |  | MC210 | Engineering Building |  |  | 0 | 0
MC210-B01 | MC210-B01/S10 | CT Htg Flow Temp |  |  | Degrees Celsius |  | Energy sensor | S10 |  |  |  | MC210 | Engineering Building |  |  | 0 | 0
MC210-B01 | MC210-B01/S11 | CT Htg Return Temp |  |  | Degrees Celsius |  | Energy sensor | S11 |  |  |  | MC210 | Engineering Building |  |  | 0 | 0
MC210-B01 | MC210-B01/S12 | VT Htg Flow Temp |  |  | Degrees Celsius |  | Energy sensor | S12 |  |  |  | MC210 | Engineering Building |  |  | 0 | 0
MC210-B01 | MC210-B01/S13 | VT Htg Return Temp |  |  | Degrees Celsius |  | Energy sensor | S13 |  |  |  | MC210 | Engineering Building |  |  | 0 | 0
MC210-B01 | MC210-B01/S14 | AHU01 Supply Air Temp |  |  | Degrees Celsius |  | Energy sensor | S14 |  |  |  | MC210 | Engineering Building |  |  | 0 | 0
MC210-B01 | MC210-B01/S15 | AHU02 Supply Air Temp |  |  | Degrees Celsius |  | Energy sensor | S15 |  |  |  | MC210 | Engineering Building |  |  | 0 | 0
MC210-B01 | MC210-B01/S16 | Room Temp A17 |  |  | Degrees Celsius |  | Energy sensor | S16 |  |  |  | MC210 | Engineering Building |  |  | 0 | 0
MC210-B01 | MC210-B01/S17 | Room CO² A17 |  |  |  |  | Energy sensor | S17 |  |  |  | MC210 | Engineering Building |  |  | 0 | 0
MC210-B01 | MC210-B01/S18 | VT Pumps P5a Hrs Run |  |  |  |  | Energy sensor | S18 |  |  |  | MC210 | Engineering Building |  |  | 0 | 0
MC210-B01 | MC210-B01/S19 | VT Pumps P5b Hrs Run |  |  |  |  | Energy sensor | S19 |  |  |  | MC210 | Engineering Building |  |  | 0 | 0
MC210-B01 | MC210-B01/S2 | General DHW Temp |  |  | Degrees Celsius |  | Energy sensor | S2 |  |  |  | MC210 | Engineering Building |  |  | 0 | 0
MC210-B01 | MC210-B01/S20 | VT Pumps P5 Duty Hrs Run |  |  |  |  | Energy sensor | S20 |  |  |  | MC210 | Engineering Building |  |  | 0 | 0
MC210-B01 | MC210-B01/S21 | Calculated variable temperature circuit flow temperature |  |  | Degrees Celsius |  | Energy sensor | S21 |  |  |  | MC210 | Engineering Building |  |  | 0 | 0
MC210-B01 | MC210-B01/S22 | CT Htg Pump P3a Hrs Run |  |  |  |  | Energy sensor | S22 |  |  |  | MC210 | Engineering Building |  |  | 0 | 0
MC210-B01 | MC210-B01/S23 | CT Htg Pump P3b Hrs Run |  |  |  |  | Energy sensor | S23 |  |  |  | MC210 | Engineering Building |  |  | 0 | 0
MC210-B01 | MC210-B01/S24 | CT Htg Pump P3 Duty Hrs Run |  |  |  |  | Energy sensor | S24 |  |  |  | MC210 | Engineering Building |  |  | 0 | 0
MC210-B01 | MC210-B01/S25 | DHW CT Pump P41 Hrs Run |  |  |  |  | Energy sensor | S25 |  |  |  | MC210 | Engineering Building |  |  | 0 | 0
MC210-B01 | MC210-B01/S26 | DHW CT Pump P42 Hrs Run |  |  |  |  | Energy sensor | S26 |  |  |  | MC210 | Engineering Building |  |  | 0 | 0
MC210-B01 | MC210-B01/S27 | DHW CT Pump P4 Duty Hrs Run |  |  |  |  | Energy sensor | S27 |  |  |  | MC210 | Engineering Building |  |  | 0 | 0
MC210-B01 | MC210-B01/S28 | PHE Sec Pump P1a Hrs Run |  |  |  |  | Energy sensor | S28 |  |  |  | MC210 | Engineering Building |  |  | 0 | 0
MC210-B01 | MC210-B01/S29 | PHE Sec Pump P1b Hrs Run |  |  |  |  | Energy sensor | S29 |  |  |  | MC210 | Engineering Building |  |  | 0 | 0
MC210-B01 | MC210-B01/S3 | Lab DHW Temp |  |  | Degrees Celsius |  | Energy sensor | S3 |  |  |  | MC210 | Engineering Building |  |  | 0 | 0
MC210-B01 | MC210-B01/S30 | PHE Sec Pump P1 Duty Hrs Run |  |  |  |  | Energy sensor | S30 |  |  |  | MC210 | Engineering Building |  |  | 0 | 0
MC210-B01 | MC210-B01/S31 | Outside air temperature eco override |  |  | 0 = Off, 1 = On |  | Energy sensor | S31 |  |  |  | MC210 | Engineering Building |  |  | 0 | 0
MC210-B01 | MC210-B01/S32 | BldWaterMeterToday |  |  |  |  | Energy sensor | S32 |  |  |  | MC210 | Engineering Building |  |  | 0 | 0
MC210-B01 | MC210-B01/S33 | BldWaterMeterTotal |  |  |  |  | Energy sensor | S33 |  |  |  | MC210 | Engineering Building |  |  | 0 | 0
MC210-B01 | MC210-B01/S34 | BldWaterMeterHourly |  |  |  |  | Energy sensor | S34 |  |  |  | MC210 | Engineering Building |  |  | 0 | 0
MC210-B01 | MC210-B01/S4 | District Htg Pri Flow Temp |  |  | Degrees Celsius |  | Energy sensor | S4 |  |  |  | MC210 | Engineering Building |  |  | 0 | 0
MC210-B01 | MC210-B01/S5 | District Htg Pri Return Temp |  |  | Degrees Celsius |  | Energy sensor | S5 |  |  |  | MC210 | Engineering Building |  |  | 0 | 0
MC210-B01 | MC210-B01/S6 | PHE Sec Flow Temp |  |  | Degrees Celsius |  | Energy sensor | S6 |  |  |  | MC210 | Engineering Building |  |  | 0 | 0
MC210-B01 | MC210-B01/S7 | PHE Sec Return Temp |  |  | Degrees Celsius |  | Energy sensor | S7 |  |  |  | MC210 | Engineering Building |  |  | 0 | 0
MC210-B01 | MC210-B01/S8 | CT DHW Flow Temp |  |  | Degrees Celsius |  | Energy sensor | S8 |  |  |  | MC210 | Engineering Building |  |  | 0 | 0
MC210-B01 | MC210-B01/S9 | CT DHW Return Temp |  |  | Degrees Celsius |  | Energy sensor | S9 |  |  |  | MC210 | Engineering Building |  |  | 0 | 0
MC210-B01 | MC210-B01/U1 | [5 empty] | Energy sensor | U1 |  |  |  | MC210 | Engineering Building |  |  | 0 | 0
MC210-B01 | MC210-B01/U2 | [5 empty] | Energy sensor | U2 |  |  |  | MC210 | Engineering Building |  |  | 0 | 0
MC210-B01 | MC210-B01/V1 | [5 empty] | Energy sensor | V1 |  |  |  | MC210 | Engineering Building |  |  | 0 | 0
MC210-B01 | MC210-B01/W1 | Pump Fail Reset |  |  |  |  | Energy sensor | W1 |  |  |  | MC210 | Engineering Building |  |  | 0 | 0
MC210-B01 | MC210-B01/W10 | Change duty |  |  |  |  | Energy sensor | W10 |  |  |  | MC210 | Engineering Building |  |  | 0 | 0
MC210-B01 | MC210-B01/W11 | PHE Sec Pump P1 Hrs Run Reset |  |  |  |  | Energy sensor | W11 |  |  |  | MC210 | Engineering Building |  |  | 0 | 0
MC210-B01 | MC210-B01/W12 | Clean Rm AHU03 Override 24hrs |  |  |  |  | Energy sensor | W12 |  |  |  | MC210 | Engineering Building |  |  | 0 | 0
MC210-B01 | MC210-B01/W13 | Switch 13 |  |  |  |  | Energy sensor | W13 |  |  |  | MC210 | Engineering Building |  |  | 0 | 0
MC210-B01 | MC210-B01/W14 | BldWaterMeterReset |  |  |  |  | Energy sensor | W14 |  |  |  | MC210 | Engineering Building |  |  | 0 | 0
MC210-B01 | MC210-B01/W2 | VT Pumps P5 Hrs Run Reset |  |  |  |  | Energy sensor | W2 |  |  |  | MC210 | Engineering Building |  |  | 0 | 0
MC210-B01 | MC210-B01/W3 | CT Htg Pump P3 Hrs Run Reset |  |  |  |  | Energy sensor | W3 |  |  |  | MC210 | Engineering Building |  |  | 0 | 0
MC210-B01 | MC210-B01/W4 | Gen DHW 24hr Override |  |  |  |  | Energy sensor | W4 |  |  |  | MC210 | Engineering Building |  |  | 0 | 0
MC210-B01 | MC210-B01/W5 | Lab DHW 24hr Override |  |  |  |  | Energy sensor | W5 |  |  |  | MC210 | Engineering Building |  |  | 0 | 0
MC210-B01 | MC210-B01/W6 | DHW Boiler Manual Override |  |  |  |  | Energy sensor | W6 |  |  |  | MC210 | Engineering Building |  |  | 0 | 0
MC210-B01 | MC210-B01/W7 | DHW Boiler Summer Mode |  |  |  |  | Energy sensor | W7 |  |  |  | MC210 | Engineering Building |  |  | 0 | 0
MC210-B01 | MC210-B01/W8 | LPHW Temp Fail Reset |  |  | Degrees Celsius |  | Energy sensor | W8 |  |  |  | MC210 | Engineering Building |  |  | 0 | 0
MC210-B01 | MC210-B01/W9 | DHW CT Pump P4 Hrs Run Reset |  |  |  |  | Energy sensor | W9 |  |  |  | MC210 | Engineering Building |  |  | 0 | 0
MC210-B01 | MC210-B01/Y1 | Outside air temperature |  |  | Degrees Celsius |  | Energy sensor | Y1 |  |  |  | MC210 | Engineering Building |  |  | 0 | 0
MC210-B01 | MC210-B01/Y2 | Thermistor TBTI |  |  | Degrees Celsius |  | Energy sensor | Y2 |  |  |  | MC210 | Engineering Building |  |  | 0 | 0
MC210-B01 | MC210-B01/Y3 | Thermistor TBTI |  |  | Degrees Celsius |  | Energy sensor | Y3 |  |  |  | MC210 | Engineering Building |  |  | 0 | 0
MC210-B01 | MC210-B01/Y4 | CO2 V |  |  |  |  | Energy sensor | Y4 |  |  |  | MC210 | Engineering Building |  |  | 0 | 0
MC210-B01 | MC210-B01/Y5 | Temp V 0+50 |  |  | Degrees Celsius |  | Energy sensor | Y5 |  |  |  | MC210 | Engineering Building |  |  | 0 | 0
MC210-B01 | MC210-B01/Y6 | DstOffset |  |  |  |  | Energy sensor | Y6 |  |  |  | MC210 | Engineering Building |  |  | 0 | 0
MC210-B01 | MC210-B01/Y7 | Trend Thermistor |  |  |  |  | Energy sensor | Y7 |  |  |  | MC210 | Engineering Building |  |  | 0 | 0
MC210-B01 | MC210-B01/Z1 | Building Occupation |  |  |  |  | Energy sensor | Z1 |  |  |  | MC210 | Engineering Building |  |  | 0 | 0
MC210-B01 | MC210-B01/Z2 | General DHW System |  |  |  |  | Energy sensor | Z2 |  |  |  | MC210 | Engineering Building |  |  | 0 | 0
MC210-B01 | MC210-B01/Z3 | Lab DHW System |  |  |  |  | Energy sensor | Z3 |  |  |  | MC210 | Engineering Building |  |  | 0 | 0
MC210-B01 | MC210-B01/Z4 | AHU 2 Labs |  |  |  |  | Energy sensor | Z4 |  |  |  | MC210 | Engineering Building |  |  | 0 | 0
MC202-B10 | MC202-B10/~1 | [5 empty] | Energy sensor | ~1 |  |  |  | MC202 | Charles Carter Building |  |  | 0 | 0
MC202-B10 | MC202-B10/~10 | [5 empty] | Energy sensor | ~10 |  |  |  | MC202 | Charles Carter Building |  |  | 0 | 0
MC202-B10 | MC202-B10/~11 | [5 empty] | Energy sensor | ~11 |  |  |  | MC202 | Charles Carter Building |  |  | 0 | 0
MC202-B10 | MC202-B10/~12 | [5 empty] | Energy sensor | ~12 |  |  |  | MC202 | Charles Carter Building |  |  | 0 | 0
MC202-B10 | MC202-B10/~13 | [5 empty] | Energy sensor | ~13 |  |  |  | MC202 | Charles Carter Building |  |  | 0 | 0
MC202-B10 | MC202-B10/~14 | [5 empty] | Energy sensor | ~14 |  |  |  | MC202 | Charles Carter Building |  |  | 0 | 0
MC202-B10 | MC202-B10/~15 | [5 empty] | Energy sensor | ~15 |  |  |  | MC202 | Charles Carter Building |  |  | 0 | 0
MC202-B10 | MC202-B10/~16 | [5 empty] | Energy sensor | ~16 |  |  |  | MC202 | Charles Carter Building |  |  | 0 | 0
MC202-B10 | MC202-B10/~17 | [5 empty] | Energy sensor | ~17 |  |  |  | MC202 | Charles Carter Building |  |  | 0 | 0
MC202-B10 | MC202-B10/~18 | [5 empty] | Energy sensor | ~18 |  |  |  | MC202 | Charles Carter Building |  |  | 0 | 0
MC202-B10 | MC202-B10/~19 | [5 empty] | Energy sensor | ~19 |  |  |  | MC202 | Charles Carter Building |  |  | 0 | 0
MC202-B10 | MC202-B10/~2 | [5 empty] | Energy sensor | ~2 |  |  |  | MC202 | Charles Carter Building |  |  | 0 | 0
MC202-B10 | MC202-B10/~20 | [5 empty] | Energy sensor | ~20 |  |  |  | MC202 | Charles Carter Building |  |  | 0 | 0
MC202-B10 | MC202-B10/~21 | [5 empty] | Energy sensor | ~21 |  |  |  | MC202 | Charles Carter Building |  |  | 0 | 0
MC202-B10 | MC202-B10/~22 | [5 empty] | Energy sensor | ~22 |  |  |  | MC202 | Charles Carter Building |  |  | 0 | 0
MC202-B10 | MC202-B10/~23 | [5 empty] | Energy sensor | ~23 |  |  |  | MC202 | Charles Carter Building |  |  | 0 | 0
MC202-B10 | MC202-B10/~24 | [5 empty] | Energy sensor | ~24 |  |  |  | MC202 | Charles Carter Building |  |  | 0 | 0
MC202-B10 | MC202-B10/~25 | [5 empty] | Energy sensor | ~25 |  |  |  | MC202 | Charles Carter Building |  |  | 0 | 0
MC202-B10 | MC202-B10/~26 | [5 empty] | Energy sensor | ~26 |  |  |  | MC202 | Charles Carter Building |  |  | 0 | 0
MC202-B10 | MC202-B10/~27 | [5 empty] | Energy sensor | ~27 |  |  |  | MC202 | Charles Carter Building |  |  | 0 | 0
MC202-B10 | MC202-B10/~28 | [5 empty] | Energy sensor | ~28 |  |  |  | MC202 | Charles Carter Building |  |  | 0 | 0
MC202-B10 | MC202-B10/~29 | [5 empty] | Energy sensor | ~29 |  |  |  | MC202 | Charles Carter Building |  |  | 0 | 0
MC202-B10 | MC202-B10/~3 | [5 empty] | Energy sensor | ~3 |  |  |  | MC202 | Charles Carter Building |  |  | 0 | 0
MC202-B10 | MC202-B10/~30 | [5 empty] | Energy sensor | ~30 |  |  |  | MC202 | Charles Carter Building |  |  | 0 | 0
MC202-B10 | MC202-B10/~31 | [5 empty] | Energy sensor | ~31 |  |  |  | MC202 | Charles Carter Building |  |  | 0 | 0
MC202-B10 | MC202-B10/~32 | [5 empty] | Energy sensor | ~32 |  |  |  | MC202 | Charles Carter Building |  |  | 0 | 0
MC202-B10 | MC202-B10/~33 | [5 empty] | Energy sensor | ~33 |  |  |  | MC202 | Charles Carter Building |  |  | 0 | 0
MC202-B10 | MC202-B10/~34 | [5 empty] | Energy sensor | ~34 |  |  |  | MC202 | Charles Carter Building |  |  | 0 | 0
MC202-B10 | MC202-B10/~35 | [5 empty] | Energy sensor | ~35 |  |  |  | MC202 | Charles Carter Building |  |  | 0 | 0
MC202-B10 | MC202-B10/~36 | [5 empty] | Energy sensor | ~36 |  |  |  | MC202 | Charles Carter Building |  |  | 0 | 0
MC202-B10 | MC202-B10/~37 | [5 empty] | Energy sensor | ~37 |  |  |  | MC202 | Charles Carter Building |  |  | 0 | 0
MC202-B10 | MC202-B10/~38 | [5 empty] | Energy sensor | ~38 |  |  |  | MC202 | Charles Carter Building |  |  | 0 | 0
MC202-B10 | MC202-B10/~39 | [5 empty] | Energy sensor | ~39 |  |  |  | MC202 | Charles Carter Building |  |  | 0 | 0
MC202-B10 | MC202-B10/~4 | [5 empty] | Energy sensor | ~4 |  |  |  | MC202 | Charles Carter Building |  |  | 0 | 0
MC202-B10 | MC202-B10/~40 | [5 empty] | Energy sensor | ~40 |  |  |  | MC202 | Charles Carter Building |  |  | 0 | 0
MC202-B10 | MC202-B10/~41 | [5 empty] | Energy sensor | ~41 |  |  |  | MC202 | Charles Carter Building |  |  | 0 | 0
MC202-B10 | MC202-B10/~42 | [5 empty] | Energy sensor | ~42 |  |  |  | MC202 | Charles Carter Building |  |  | 0 | 0
MC202-B10 | MC202-B10/~43 | [5 empty] | Energy sensor | ~43 |  |  |  | MC202 | Charles Carter Building |  |  | 0 | 0
MC202-B10 | MC202-B10/~44 | [5 empty] | Energy sensor | ~44 |  |  |  | MC202 | Charles Carter Building |  |  | 0 | 0
MC202-B10 | MC202-B10/~45 | [5 empty] | Energy sensor | ~45 |  |  |  | MC202 | Charles Carter Building |  |  | 0 | 0
MC202-B10 | MC202-B10/~46 | Adjustments (knobs) |  |  |  |  | Energy sensor | ~46 |  |  |  | MC202 | Charles Carter Building |  |  | 0 | 0
MC202-B10 | MC202-B10/~47 | Adjustments (switches) |  |  |  |  | Energy sensor | ~47 |  |  |  | MC202 | Charles Carter Building |  |  | 0 | 0
MC202-B10 | MC202-B10/~48 | [5 empty] | Energy sensor | ~48 |  |  |  | MC202 | Charles Carter Building |  |  | 0 | 0
MC202-B10 | MC202-B10/~49 | [5 empty] | Energy sensor | ~49 |  |  |  | MC202 | Charles Carter Building |  |  | 0 | 0
MC202-B10 | MC202-B10/~5 | [5 empty] | Energy sensor | ~5 |  |  |  | MC202 | Charles Carter Building |  |  | 0 | 0
MC202-B10 | MC202-B10/~50 | [5 empty] | Energy sensor | ~50 |  |  |  | MC202 | Charles Carter Building |  |  | 0 | 0
MC202-B10 | MC202-B10/~51 | [5 empty] | Energy sensor | ~51 |  |  |  | MC202 | Charles Carter Building |  |  | 0 | 0
MC202-B10 | MC202-B10/~52 | [5 empty] | Energy sensor | ~52 |  |  |  | MC202 | Charles Carter Building |  |  | 0 | 0
MC202-B10 | MC202-B10/~53 | Adjustments (night cool knobs) |  |  |  |  | Energy sensor | ~53 |  |  |  | MC202 | Charles Carter Building |  |  | 0 | 0
MC202-B10 | MC202-B10/~54 | [5 empty] | Energy sensor | ~54 |  |  |  | MC202 | Charles Carter Building |  |  | 0 | 0
MC202-B10 | MC202-B10/~55 | Adjustments |  |  |  |  | Energy sensor | ~55 |  |  |  | MC202 | Charles Carter Building |  |  | 0 | 0
MC202-B10 | MC202-B10/~56 | Knobs |  |  |  |  | Energy sensor | ~56 |  |  |  | MC202 | Charles Carter Building |  |  | 0 | 0
MC202-B10 | MC202-B10/~57 | Switches |  |  |  |  | Energy sensor | ~57 |  |  |  | MC202 | Charles Carter Building |  |  | 0 | 0
MC202-B10 | MC202-B10/~58 | [5 empty] | Energy sensor | ~58 |  |  |  | MC202 | Charles Carter Building |  |  | 0 | 0
MC202-B10 | MC202-B10/~59 | [5 empty] | Energy sensor | ~59 |  |  |  | MC202 | Charles Carter Building |  |  | 0 | 0
MC202-B10 | MC202-B10/~6 | [5 empty] | Energy sensor | ~6 |  |  |  | MC202 | Charles Carter Building |  |  | 0 | 0
MC202-B10 | MC202-B10/~60 | [5 empty] | Energy sensor | ~60 |  |  |  | MC202 | Charles Carter Building |  |  | 0 | 0
MC202-B10 | MC202-B10/~7 | [5 empty] | Energy sensor | ~7 |  |  |  | MC202 | Charles Carter Building |  |  | 0 | 0
MC202-B10 | MC202-B10/~8 | [5 empty] | Energy sensor | ~8 |  |  |  | MC202 | Charles Carter Building |  |  | 0 | 0
MC202-B10 | MC202-B10/~9 | [5 empty] | Energy sensor | ~9 |  |  |  | MC202 | Charles Carter Building |  |  | 0 | 0
MC202-B10 | MC202-B10/A14 | Outside air temperature |  |  | Degrees Celsius |  | Energy sensor | A14 |  |  |  | MC202 | Charles Carter Building |  |  | 0 | 0
MC202-B10 | MC202-B10/B1 | Frost from MCP |  |  |  |  | Energy sensor | B1 |  |  |  | MC202 | Charles Carter Building |  |  | 0 | 0
MC202-B10 | MC202-B10/B2 | Remote signals |  |  |  |  | Energy sensor | B2 |  |  |  | MC202 | Charles Carter Building |  |  | 0 | 0
MC202-B10 | MC202-B10/C1 | Virtual CNC 1 |  |  |  |  | Energy sensor | C1 |  |  |  | MC202 | Charles Carter Building |  |  | 0 | 0
MC202-B10 | MC202-B10/D1 | Unit enable and fresh air damper |  |  |  |  | Energy sensor | D1 |  |  |  | MC202 | Charles Carter Building | C02b,C02a |  | 0 | 0
MC202-B10 | MC202-B10/D2 | Bypass damper |  |  | 0 = Closed , 1 = Open |  | Energy sensor | D2 |  |  |  | MC202 | Charles Carter Building | C02b,C02a |  | 0 | 0
MC202-B10 | MC202-B10/D4 | Heating valve |  |  |  |  | Energy sensor | D4 |  |  |  | MC202 | Charles Carter Building | C02b,C02a |  | 0 | 0
MC202-B10 | MC202-B10/D5 | Supply fan speed |  |  | RPM |  | Energy sensor | D5 |  |  |  | MC202 | Charles Carter Building | C02b,C02a |  | 0 | 0
MC202-B10 | MC202-B10/D6 | Extract fan speed |  |  | RPM |  | Energy sensor | D6 |  |  |  | MC202 | Charles Carter Building | C02b,C02a |  | 0 | 0
MC202-B10 | MC202-B10/e1 | 963 Supervisor |  |  |  |  | Energy sensor | e1 |  |  |  | MC202 | Charles Carter Building |  |  | 0 | 0
MC202-B10 | MC202-B10/F1 | Function 1 |  |  |  |  | Energy sensor | F1 |  |  |  | MC202 | Charles Carter Building |  |  | 0 | 0
MC202-B10 | MC202-B10/F10 | Function 10 |  |  |  |  | Energy sensor | F10 |  |  |  | MC202 | Charles Carter Building |  |  | 0 | 0
MC202-B10 | MC202-B10/F11 | Function 11 |  |  |  |  | Energy sensor | F11 |  |  |  | MC202 | Charles Carter Building |  |  | 0 | 0
MC202-B10 | MC202-B10/F12 | Function 12 |  |  |  |  | Energy sensor | F12 |  |  |  | MC202 | Charles Carter Building |  |  | 0 | 0
MC202-B10 | MC202-B10/F13 | Function 13 |  |  |  |  | Energy sensor | F13 |  |  |  | MC202 | Charles Carter Building |  |  | 0 | 0
MC202-B10 | MC202-B10/F14 | Auto boost setpoint exceeded |  |  |  |  | Energy sensor | F14 |  |  |  | MC202 | Charles Carter Building |  |  | 0 | 0
MC202-B10 | MC202-B10/F15 | Function 15 |  |  |  |  | Energy sensor | F15 |  |  |  | MC202 | Charles Carter Building |  |  | 0 | 0
MC202-B10 | MC202-B10/F16 | Function 16 |  |  |  |  | Energy sensor | F16 |  |  |  | MC202 | Charles Carter Building |  |  | 0 | 0
MC202-B10 | MC202-B10/F17 | Function 17 |  |  |  |  | Energy sensor | F17 |  |  |  | MC202 | Charles Carter Building |  |  | 0 | 0
MC202-B10 | MC202-B10/F18 | Function 18 |  |  |  |  | Energy sensor | F18 |  |  |  | MC202 | Charles Carter Building |  |  | 0 | 0
MC202-B10 | MC202-B10/F19 | Supply fan speed |  |  | RPM |  | Energy sensor | F19 |  |  |  | MC202 | Charles Carter Building |  |  | 0 | 0
MC202-B10 | MC202-B10/F2 | Function 2 |  |  |  |  | Energy sensor | F2 |  |  |  | MC202 | Charles Carter Building |  |  | 0 | 0
MC202-B10 | MC202-B10/F20 | Function 20 |  |  |  |  | Energy sensor | F20 |  |  |  | MC202 | Charles Carter Building |  |  | 0 | 0
MC202-B10 | MC202-B10/F21 | Function 21 |  |  |  |  | Energy sensor | F21 |  |  |  | MC202 | Charles Carter Building |  |  | 0 | 0
MC202-B10 | MC202-B10/F22 | Function 22 |  |  |  |  | Energy sensor | F22 |  |  |  | MC202 | Charles Carter Building |  |  | 0 | 0
MC202-B10 | MC202-B10/F23 | Function 23 |  |  |  |  | Energy sensor | F23 |  |  |  | MC202 | Charles Carter Building |  |  | 0 | 0
MC202-B10 | MC202-B10/F24 | Function 24 |  |  |  |  | Energy sensor | F24 |  |  |  | MC202 | Charles Carter Building |  |  | 0 | 0
MC202-B10 | MC202-B10/F25 | Function 25 |  |  |  |  | Energy sensor | F25 |  |  |  | MC202 | Charles Carter Building |  |  | 0 | 0
MC202-B10 | MC202-B10/F26 | Function 26 |  |  |  |  | Energy sensor | F26 |  |  |  | MC202 | Charles Carter Building |  |  | 0 | 0
MC202-B10 | MC202-B10/F27 | Function 27 |  |  |  |  | Energy sensor | F27 |  |  |  | MC202 | Charles Carter Building |  |  | 0 | 0
MC202-B10 | MC202-B10/F28 | Function 28 |  |  |  |  | Energy sensor | F28 |  |  |  | MC202 | Charles Carter Building |  |  | 0 | 0
MC202-B10 | MC202-B10/F29 | Full Fresh Air [Clg] |  |  |  |  | Energy sensor | F29 |  |  |  | MC202 | Charles Carter Building |  |  | 0 | 0
MC202-B10 | MC202-B10/F3 | Function 3 |  |  |  |  | Energy sensor | F3 |  |  |  | MC202 | Charles Carter Building |  |  | 0 | 0
MC202-B10 | MC202-B10/F30 | Function 30 |  |  |  |  | Energy sensor | F30 |  |  |  | MC202 | Charles Carter Building |  |  | 0 | 0
MC202-B10 | MC202-B10/F31 | Function 31 |  |  |  |  | Energy sensor | F31 |  |  |  | MC202 | Charles Carter Building |  |  | 0 | 0
MC202-B10 | MC202-B10/F32 | Function 32 |  |  |  |  | Energy sensor | F32 |  |  |  | MC202 | Charles Carter Building |  |  | 0 | 0
MC202-B10 | MC202-B10/F33 | Function 33 |  |  |  |  | Energy sensor | F33 |  |  |  | MC202 | Charles Carter Building |  |  | 0 | 0
MC202-B10 | MC202-B10/F34 | Function 34 |  |  |  |  | Energy sensor | F34 |  |  |  | MC202 | Charles Carter Building |  |  | 0 | 0
MC202-B10 | MC202-B10/F35 | Function 35 |  |  |  |  | Energy sensor | F35 |  |  |  | MC202 | Charles Carter Building |  |  | 0 | 0
MC202-B10 | MC202-B10/F36 | Function 36 |  |  |  |  | Energy sensor | F36 |  |  |  | MC202 | Charles Carter Building |  |  | 0 | 0
MC202-B10 | MC202-B10/F37 | Function 37 |  |  |  |  | Energy sensor | F37 |  |  |  | MC202 | Charles Carter Building |  |  | 0 | 0
MC202-B10 | MC202-B10/F38 | Function 38 |  |  |  |  | Energy sensor | F38 |  |  |  | MC202 | Charles Carter Building |  |  | 0 | 0
MC202-B10 | MC202-B10/F39 | Extract fan speed |  |  | RPM |  | Energy sensor | F39 |  |  |  | MC202 | Charles Carter Building |  |  | 0 | 0
MC202-B10 | MC202-B10/F4 | Function 4 |  |  |  |  | Energy sensor | F4 |  |  |  | MC202 | Charles Carter Building |  |  | 0 | 0
MC202-B10 | MC202-B10/F40 | Function 40 |  |  |  |  | Energy sensor | F40 |  |  |  | MC202 | Charles Carter Building |  |  | 0 | 0
MC202-B10 | MC202-B10/F41 | Function 41 |  |  |  |  | Energy sensor | F41 |  |  |  | MC202 | Charles Carter Building |  |  | 0 | 0
MC202-B10 | MC202-B10/F42 | Function 42 |  |  |  |  | Energy sensor | F42 |  |  |  | MC202 | Charles Carter Building |  |  | 0 | 0
MC202-B10 | MC202-B10/F43 | Function 43 |  |  |  |  | Energy sensor | F43 |  |  |  | MC202 | Charles Carter Building |  |  | 0 | 0
MC202-B10 | MC202-B10/F44 | Function 44 |  |  |  |  | Energy sensor | F44 |  |  |  | MC202 | Charles Carter Building |  |  | 0 | 0
MC202-B10 | MC202-B10/F45 | Function 45 |  |  |  |  | Energy sensor | F45 |  |  |  | MC202 | Charles Carter Building |  |  | 0 | 0
MC202-B10 | MC202-B10/F47 | Function 47 |  |  |  |  | Energy sensor | F47 |  |  |  | MC202 | Charles Carter Building |  |  | 0 | 0
MC202-B10 | MC202-B10/F48 | Function 48 |  |  |  |  | Energy sensor | F48 |  |  |  | MC202 | Charles Carter Building |  |  | 0 | 0
MC202-B10 | MC202-B10/F6 | Function 6 |  |  |  |  | Energy sensor | F6 |  |  |  | MC202 | Charles Carter Building |  |  | 0 | 0
MC202-B10 | MC202-B10/F7 | Function 7 |  |  |  |  | Energy sensor | F7 |  |  |  | MC202 | Charles Carter Building |  |  | 0 | 0
MC202-B10 | MC202-B10/F8 | Fan speed (heating) |  |  |  |  | Energy sensor | F8 |  |  |  | MC202 | Charles Carter Building |  |  | 0 | 0
MC202-B10 | MC202-B10/F9 | Function 9 |  |  |  |  | Energy sensor | F9 |  |  |  | MC202 | Charles Carter Building |  |  | 0 | 0
MC202-B10 | MC202-B10/G1 | Logic 1 |  |  |  |  | Energy sensor | G1 |  |  |  | MC202 | Charles Carter Building |  |  | 0 | 0
MC202-B10 | MC202-B10/G10 | Logic 10 |  |  |  |  | Energy sensor | G10 |  |  |  | MC202 | Charles Carter Building |  |  | 0 | 0
MC202-B10 | MC202-B10/G11 | Logic 11 |  |  |  |  | Energy sensor | G11 |  |  |  | MC202 | Charles Carter Building |  |  | 0 | 0
MC202-B10 | MC202-B10/G12 | Logic 12 |  |  |  |  | Energy sensor | G12 |  |  |  | MC202 | Charles Carter Building |  |  | 0 | 0
MC202-B10 | MC202-B10/G13 | Logic 13 |  |  |  |  | Energy sensor | G13 |  |  |  | MC202 | Charles Carter Building |  |  | 0 | 0
MC202-B10 | MC202-B10/G14 | Boost mode |  |  |  |  | Energy sensor | G14 |  |  |  | MC202 | Charles Carter Building |  |  | 0 | 0
MC202-B10 | MC202-B10/G15 | Logic 15 |  |  |  |  | Energy sensor | G15 |  |  |  | MC202 | Charles Carter Building |  |  | 0 | 0
MC202-B10 | MC202-B10/G16 | Logic 16 |  |  |  |  | Energy sensor | G16 |  |  |  | MC202 | Charles Carter Building |  |  | 0 | 0
MC202-B10 | MC202-B10/G17 | Occ Htg SP Achieved [Full FA] |  |  |  |  | Energy sensor | G17 |  |  |  | MC202 | Charles Carter Building |  |  | 0 | 0
MC202-B10 | MC202-B10/G18 | Logic 18 |  |  |  |  | Energy sensor | G18 |  |  |  | MC202 | Charles Carter Building |  |  | 0 | 0
MC202-B10 | MC202-B10/G19 | Logic 19 |  |  |  |  | Energy sensor | G19 |  |  |  | MC202 | Charles Carter Building |  |  | 0 | 0
MC202-B10 | MC202-B10/G2 | Logic 2 |  |  |  |  | Energy sensor | G2 |  |  |  | MC202 | Charles Carter Building |  |  | 0 | 0
MC202-B10 | MC202-B10/G20 | Logic 20 |  |  |  |  | Energy sensor | G20 |  |  |  | MC202 | Charles Carter Building |  |  | 0 | 0
MC202-B10 | MC202-B10/G21 | Logic 21 |  |  |  |  | Energy sensor | G21 |  |  |  | MC202 | Charles Carter Building |  |  | 0 | 0
MC202-B10 | MC202-B10/G22 | Logic 22 |  |  |  |  | Energy sensor | G22 |  |  |  | MC202 | Charles Carter Building |  |  | 0 | 0
MC202-B10 | MC202-B10/G23 | Logic 23 |  |  |  |  | Energy sensor | G23 |  |  |  | MC202 | Charles Carter Building |  |  | 0 | 0
MC202-B10 | MC202-B10/G24 | Bypass damper control |  |  | 0 = Closed , 1 = Open |  | Energy sensor | G24 |  |  |  | MC202 | Charles Carter Building |  |  | 0 | 0
MC202-B10 | MC202-B10/G25 | Logic 25 |  |  |  |  | Energy sensor | G25 |  |  |  | MC202 | Charles Carter Building |  |  | 0 | 0
MC202-B10 | MC202-B10/G26 | Supply fan max speed |  |  | RPM |  | Energy sensor | G26 |  |  |  | MC202 | Charles Carter Building |  |  | 0 | 0
MC202-B10 | MC202-B10/G27 | Logic 27 |  |  |  |  | Energy sensor | G27 |  |  |  | MC202 | Charles Carter Building |  |  | 0 | 0
MC202-B10 | MC202-B10/G28 | Logic 28 |  |  |  |  | Energy sensor | G28 |  |  |  | MC202 | Charles Carter Building |  |  | 0 | 0
MC202-B10 | MC202-B10/G29 | Logic 29 |  |  |  |  | Energy sensor | G29 |  |  |  | MC202 | Charles Carter Building |  |  | 0 | 0
MC202-B10 | MC202-B10/G3 | Logic 3 |  |  |  |  | Energy sensor | G3 |  |  |  | MC202 | Charles Carter Building |  |  | 0 | 0
MC202-B10 | MC202-B10/G30 | Logic 30 |  |  |  |  | Energy sensor | G30 |  |  |  | MC202 | Charles Carter Building |  |  | 0 | 0
MC202-B10 | MC202-B10/G31 | Logic 31 |  |  |  |  | Energy sensor | G31 |  |  |  | MC202 | Charles Carter Building |  |  | 0 | 0
MC202-B10 | MC202-B10/G32 | Logic 32 |  |  |  |  | Energy sensor | G32 |  |  |  | MC202 | Charles Carter Building |  |  | 0 | 0
MC202-B10 | MC202-B10/G33 | Logic 33 |  |  |  |  | Energy sensor | G33 |  |  |  | MC202 | Charles Carter Building |  |  | 0 | 0
MC202-B10 | MC202-B10/G34 | Logic 34 |  |  |  |  | Energy sensor | G34 |  |  |  | MC202 | Charles Carter Building |  |  | 0 | 0
MC202-B10 | MC202-B10/G35 | Remote night cooling available |  |  | 0 = No, 1 = Yes |  | Energy sensor | G35 |  |  |  | MC202 | Charles Carter Building |  |  | 0 | 0
MC202-B10 | MC202-B10/G36 | Logic 36 |  |  |  |  | Energy sensor | G36 |  |  |  | MC202 | Charles Carter Building |  |  | 0 | 0
MC202-B10 | MC202-B10/G37 | Logic 37 |  |  |  |  | Energy sensor | G37 |  |  |  | MC202 | Charles Carter Building |  |  | 0 | 0
MC202-B10 | MC202-B10/G38 | Logic 38 |  |  |  |  | Energy sensor | G38 |  |  |  | MC202 | Charles Carter Building |  |  | 0 | 0
MC202-B10 | MC202-B10/G4 | Logic 4 |  |  |  |  | Energy sensor | G4 |  |  |  | MC202 | Charles Carter Building |  |  | 0 | 0
MC202-B10 | MC202-B10/G5 | Timeclock enable |  |  | 0 = No, 1 = Yes |  | Energy sensor | G5 |  |  |  | MC202 | Charles Carter Building |  |  | 0 | 0
MC202-B10 | MC202-B10/G6 | Class vent required |  |  | 0 = No, 1 = Yes |  | Energy sensor | G6 |  |  |  | MC202 | Charles Carter Building |  |  | 0 | 0
MC202-B10 | MC202-B10/G7 | Logic 7 |  |  |  |  | Energy sensor | G7 |  |  |  | MC202 | Charles Carter Building |  |  | 0 | 0
MC202-B10 | MC202-B10/G8 | Logic 8 |  |  |  |  | Energy sensor | G8 |  |  |  | MC202 | Charles Carter Building |  |  | 0 | 0
MC202-B10 | MC202-B10/G9 | Class vent enable |  |  | 0 = No, 1 = Yes |  | Energy sensor | G9 |  |  |  | MC202 | Charles Carter Building |  |  | 0 | 0
MC202-B10 | MC202-B10/I1 | Forced Cooling Required |  |  |  |  | Energy sensor | I1 |  |  |  | MC202 | Charles Carter Building | C02b,C02a |  | 0 | 0
MC202-B10 | MC202-B10/I11 | Filter dirty |  |  | 0 = No, 1 = Yes |  | Energy sensor | I11 |  |  |  | MC202 | Charles Carter Building | C02b,C02a |  | 0 | 0
MC202-B10 | MC202-B10/I12 | Supply fan inverter status |  |  |  |  | Energy sensor | I12 |  |  |  | MC202 | Charles Carter Building | C02b,C02a |  | 0 | 0
MC202-B10 | MC202-B10/I13 | Extract fan inverter status |  |  |  |  | Energy sensor | I13 |  |  |  | MC202 | Charles Carter Building | C02b,C02a |  | 0 | 0
MC202-B10 | MC202-B10/I14 | Condensate pump alarm |  |  | 0 = No, 1 = Yes |  | Energy sensor | I14 |  |  |  | MC202 | Charles Carter Building | C02b,C02a |  | 0 | 0
MC202-B10 | MC202-B10/I15 | Unit occupancy |  |  |  |  | Energy sensor | I15 |  |  |  | MC202 | Charles Carter Building | C02b,C02a |  | 0 | 0
MC202-B10 | MC202-B10/I16 | Room frost protection |  |  |  |  | Energy sensor | I16 |  |  |  | MC202 | Charles Carter Building | C02b,C02a |  | 0 | 0
MC202-B10 | MC202-B10/I17 | Staff boost mode |  |  | 0 = Off, 1 = On |  | Energy sensor | I17 |  |  |  | MC202 | Charles Carter Building | C02b,C02a |  | 0 | 0
MC202-B10 | MC202-B10/I18 | Auto boost mode |  |  | 0 = Off, 1 = On |  | Energy sensor | I18 |  |  |  | MC202 | Charles Carter Building | C02b,C02a |  | 0 | 0
MC202-B10 | MC202-B10/I19 | Night cooling |  |  | 0 = Off, 1 = On |  | Energy sensor | I19 |  |  |  | MC202 | Charles Carter Building | C02b,C02a |  | 0 | 0
MC202-B10 | MC202-B10/I20 | Full fresh air |  |  | 0 = Off, 1 = On |  | Energy sensor | I20 |  |  |  | MC202 | Charles Carter Building | C02b,C02a |  | 0 | 0
MC202-B10 | MC202-B10/I21 | Open bypass damper |  |  | 0 = Closed , 1 = Open |  | Energy sensor | I21 |  |  |  | MC202 | Charles Carter Building | C02b,C02a |  | 0 | 0
MC202-B10 | MC202-B10/I22 | Unit freeze protection |  |  |  |  | Energy sensor | I22 |  |  |  | MC202 | Charles Carter Building | C02b,C02a |  | 0 | 0
MC202-B10 | MC202-B10/I23 | Supply fan fault |  |  | 0 = No, 1 = Yes |  | Energy sensor | I23 |  |  |  | MC202 | Charles Carter Building | C02b,C02a |  | 0 | 0
MC202-B10 | MC202-B10/I24 | Extract fan fault |  |  | 0 = No, 1 = Yes |  | Energy sensor | I24 |  |  |  | MC202 | Charles Carter Building | C02b,C02a |  | 0 | 0
MC202-B10 | MC202-B10/I25 | Class vent enable |  |  | 0 = Off, 1 = On |  | Energy sensor | I25 |  |  |  | MC202 | Charles Carter Building | C02b,C02a |  | 0 | 0
MC202-B10 | MC202-B10/I5 | On-Off selector |  |  | 0 = Off, 1 = On |  | Energy sensor | I5 |  |  |  | MC202 | Charles Carter Building | C02b,C02a |  | 0 | 0
MC202-B10 | MC202-B10/I6 | Frost thermostat trip |  |  |  |  | Energy sensor | I6 |  |  |  | MC202 | Charles Carter Building | C02b,C02a |  | 0 | 0
MC202-B10 | MC202-B10/K1 | Spare |  |  |  |  | Energy sensor | K1 |  |  |  | MC202 | Charles Carter Building | C02b,C02a |  | 0 | 0
MC202-B10 | MC202-B10/K10 | Extract fan min speed |  |  | RPM |  | Energy sensor | K10 |  |  |  | MC202 | Charles Carter Building | C02b,C02a |  | 0 | 0
MC202-B10 | MC202-B10/K11 | Extract fan max speed |  |  | RPM |  | Energy sensor | K11 |  |  |  | MC202 | Charles Carter Building | C02b,C02a |  | 0 | 0
MC202-B10 | MC202-B10/K12 | Spare |  |  |  |  | Energy sensor | K12 |  |  |  | MC202 | Charles Carter Building | C02b,C02a |  | 0 | 0
MC202-B10 | MC202-B10/K14 | Occupancy CO2 level |  |  | Parts per million |  | Energy sensor | K14 |  |  |  | MC202 | Charles Carter Building | C02b,C02a |  | 0 | 0
MC202-B10 | MC202-B10/K15 | Outside air night cooling level |  |  | Degrees Celsius |  | Energy sensor | K15 |  |  |  | MC202 | Charles Carter Building | C02b,C02a |  | 0 | 0
MC202-B10 | MC202-B10/K16 | Supply air high limit |  |  |  |  | Energy sensor | K16 |  |  |  | MC202 | Charles Carter Building | C02b,C02a |  | 0 | 0
MC202-B10 | MC202-B10/K17 | Supply fan minimum speed |  |  | RPM |  | Energy sensor | K17 |  |  |  | MC202 | Charles Carter Building | C02b,C02a |  | 0 | 0
MC202-B10 | MC202-B10/K18 | Supply fan max speed |  |  | RPM |  | Energy sensor | K18 |  |  |  | MC202 | Charles Carter Building | C02b,C02a |  | 0 | 0
MC202-B10 | MC202-B10/K19 | Supply fan startup speed |  |  | RPM |  | Energy sensor | K19 |  |  |  | MC202 | Charles Carter Building | C02b,C02a |  | 0 | 0
MC202-B10 | MC202-B10/K2 | Unit freeze protection |  |  |  |  | Energy sensor | K2 |  |  |  | MC202 | Charles Carter Building | C02b,C02a |  | 0 | 0
MC202-B10 | MC202-B10/K20 | Extract fan startup speed |  |  | RPM |  | Energy sensor | K20 |  |  |  | MC202 | Charles Carter Building | C02b,C02a |  | 0 | 0
MC202-B10 | MC202-B10/K21 | Night time cooling supply fan speed |  |  | RPM |  | Energy sensor | K21 |  |  |  | MC202 | Charles Carter Building | C02b,C02a |  | 0 | 0
MC202-B10 | MC202-B10/K22 | Night time cooling extract fan speed |  |  | RPM |  | Energy sensor | K22 |  |  |  | MC202 | Charles Carter Building | C02b,C02a |  | 0 | 0
MC202-B10 | MC202-B10/K23 | Night time cool temperature setpoint |  |  | Degrees Celsius |  | Energy sensor | K23 |  |  |  | MC202 | Charles Carter Building | C02b,C02a |  | 0 | 0
MC202-B10 | MC202-B10/K24 | Night cooling supply air low limit |  |  |  |  | Energy sensor | K24 |  |  |  | MC202 | Charles Carter Building | C02b,C02a |  | 0 | 0
MC202-B10 | MC202-B10/K3 | Room frost protection |  |  |  |  | Energy sensor | K3 |  |  |  | MC202 | Charles Carter Building | C02b,C02a |  | 0 | 0
MC202-B10 | MC202-B10/K4 | Spare |  |  |  |  | Energy sensor | K4 |  |  |  | MC202 | Charles Carter Building | C02b,C02a |  | 0 | 0
MC202-B10 | MC202-B10/K5 | Occupancy heating temperature setpoint |  |  | Degrees Celsius |  | Energy sensor | K5 |  |  |  | MC202 | Charles Carter Building | C02b,C02a |  | 0 | 0
MC202-B10 | MC202-B10/K6 | OccupancyClgTempSP |  |  | Degrees Celsius |  | Energy sensor | K6 |  |  |  | MC202 | Charles Carter Building | C02b,C02a |  | 0 | 0
MC202-B10 | MC202-B10/K7 | Free cooling temperature setpoint |  |  | Degrees Celsius |  | Energy sensor | K7 |  |  |  | MC202 | Charles Carter Building | C02b,C02a |  | 0 | 0
MC202-B10 | MC202-B10/K8 | Spare |  |  |  |  | Energy sensor | K8 |  |  |  | MC202 | Charles Carter Building | C02b,C02a |  | 0 | 0
MC202-B10 | MC202-B10/K9 | Supply air low limit |  |  |  |  | Energy sensor | K9 |  |  |  | MC202 | Charles Carter Building | C02b,C02a |  | 0 | 0
MC202-B10 | MC202-B10/L1 | Loop 1 |  |  |  |  | Energy sensor | L1 |  |  |  | MC202 | Charles Carter Building | C02b,C02a |  | 0 | 0
MC202-B10 | MC202-B10/L2 | Supply air low limit |  |  |  |  | Energy sensor | L2 |  |  |  | MC202 | Charles Carter Building | C02b,C02a |  | 0 | 0
MC202-B10 | MC202-B10/L3 | Fan Speed [CO2] |  |  |  |  | Energy sensor | L3 |  |  |  | MC202 | Charles Carter Building | C02b,C02a |  | 0 | 0
MC202-B10 | MC202-B10/L4 | Fan Speed [Clg] |  |  |  |  | Energy sensor | L4 |  |  |  | MC202 | Charles Carter Building | C02b,C02a |  | 0 | 0
MC202-B10 | MC202-B10/L5 | Loop 5 |  |  |  |  | Energy sensor | L5 |  |  |  | MC202 | Charles Carter Building | C02b,C02a |  | 0 | 0
MC202-B10 | MC202-B10/L6 | Loop 6 |  |  |  |  | Energy sensor | L6 |  |  |  | MC202 | Charles Carter Building | C02b,C02a |  | 0 | 0
MC202-B10 | MC202-B10/N1 | IC Comms 1 |  |  |  |  | Energy sensor | N1 |  |  |  | MC202 | Charles Carter Building |  |  | 0 | 0
MC202-B10 | MC202-B10/n1 | Watersidevent |  |  |  |  | Energy sensor | n1 |  |  |  | MC202 | Charles Carter Building |  |  | 0 | 0
MC202-B10 | MC202-B10/N2 | IC Comms 2 |  |  |  |  | Energy sensor | N2 |  |  |  | MC202 | Charles Carter Building |  |  | 0 | 0
MC202-B10 | MC202-B10/o1 | Alarm Route 1 |  |  |  |  | Energy sensor | o1 |  |  |  | MC202 | Charles Carter Building |  |  | 0 | 0
MC202-B10 | MC202-B10/P1 | Supply air temperature |  |  | Degrees Celsius |  | Energy sensor | P1 |  |  |  | MC202 | Charles Carter Building |  |  | 0 | 0
MC202-B10 | MC202-B10/P11 | Class vent heating demand |  |  |  |  | Energy sensor | P11 |  |  |  | MC202 | Charles Carter Building |  |  | 0 | 0
MC202-B10 | MC202-B10/P12 | Supply fan speed |  |  | RPM |  | Energy sensor | P12 |  |  |  | MC202 | Charles Carter Building |  |  | 0 | 0
MC202-B10 | MC202-B10/P13 | Extract fan speed |  |  | RPM |  | Energy sensor | P13 |  |  |  | MC202 | Charles Carter Building |  |  | 0 | 0
MC202-B10 | MC202-B10/P14 | Outside air temperature |  |  | Degrees Celsius |  | Energy sensor | P14 |  |  |  | MC202 | Charles Carter Building |  |  | 0 | 0
MC202-B10 | MC202-B10/P15 | Bypass damper |  |  | 0 = Closed , 1 = Open |  | Energy sensor | P15 |  |  |  | MC202 | Charles Carter Building |  |  | 0 | 0
MC202-B10 | MC202-B10/P2 | Return temperature |  |  | Degrees Celsius |  | Energy sensor | P2 |  |  |  | MC202 | Charles Carter Building |  |  | 0 | 0
MC202-B10 | MC202-B10/P3 | Extract CO2 level |  |  | Parts per million |  | Energy sensor | P3 |  |  |  | MC202 | Charles Carter Building |  |  | 0 | 0
MC202-B10 | MC202-B10/P4 | DIM Module |  |  |  |  | Energy sensor | P4 |  |  |  | MC202 | Charles Carter Building |  |  | 0 | 0
MC202-B10 | MC202-B10/Q1 | Sequence Table 1 |  |  |  |  | Energy sensor | Q1 |  |  |  | MC202 | Charles Carter Building |  |  | 0 | 0
MC202-B10 | MC202-B10/S1 | Supply air temperature |  |  | Degrees Celsius |  | Energy sensor | S1 |  |  |  | MC202 | Charles Carter Building | C02b,C02a |  | 0 | 0
MC202-B10 | MC202-B10/S11 | Class vent heating demand |  |  |  |  | Energy sensor | S11 |  |  |  | MC202 | Charles Carter Building | C02b,C02a |  | 0 | 0
MC202-B10 | MC202-B10/S12 | Supply fan speed |  |  | RPM |  | Energy sensor | S12 |  |  |  | MC202 | Charles Carter Building | C02b,C02a |  | 0 | 0
MC202-B10 | MC202-B10/S13 | Extract fan speed |  |  | RPM |  | Energy sensor | S13 |  |  |  | MC202 | Charles Carter Building | C02b,C02a |  | 0 | 0
MC202-B10 | MC202-B10/S14 | Outside air temperature |  |  | Degrees Celsius |  | Energy sensor | S14 |  |  |  | MC202 | Charles Carter Building | C02b,C02a |  | 0 | 0
MC202-B10 | MC202-B10/S15 | Bypass damper |  |  | 0 = Closed , 1 = Open |  | Energy sensor | S15 |  |  |  | MC202 | Charles Carter Building | C02b,C02a |  | 0 | 0
MC202-B10 | MC202-B10/S2 | Return temperature |  |  | Degrees Celsius |  | Energy sensor | S2 |  |  |  | MC202 | Charles Carter Building | C02b,C02a |  | 0 | 0
MC202-B10 | MC202-B10/S3 | Extract CO2 level |  |  | Parts per million |  | Energy sensor | S3 |  |  |  | MC202 | Charles Carter Building | C02b,C02a |  | 0 | 0
MC202-B10 | MC202-B10/S4 | DIM Module |  |  |  |  | Energy sensor | S4 |  |  |  | MC202 | Charles Carter Building | C02b,C02a |  | 0 | 0
MC202-B10 | MC202-B10/V1 | [5 empty] | Energy sensor | V1 |  |  |  | MC202 | Charles Carter Building |  |  | 0 | 0
MC202-B10 | MC202-B10/W2 | Commissioning mode |  |  | 0 = Off, 1 = On |  | Energy sensor | W2 |  |  |  | MC202 | Charles Carter Building | C02b,C02a |  | 0 | 0
MC202-B10 | MC202-B10/W3 | Enable boost mode |  |  | 0 = Off, 1 = On |  | Energy sensor | W3 |  |  |  | MC202 | Charles Carter Building | C02b,C02a |  | 0 | 0
MC202-B10 | MC202-B10/W4 | Freeze protection reset |  |  | 0 = Off, 1 = On |  | Energy sensor | W4 |  |  |  | MC202 | Charles Carter Building | C02b,C02a |  | 0 | 0
MC202-B10 | MC202-B10/W5 | Enable alarms |  |  | 0 = Off, 1 = On |  | Energy sensor | W5 |  |  |  | MC202 | Charles Carter Building | C02b,C02a |  | 0 | 0
MC202-B10 | MC202-B10/W6 | Manual off |  |  |  |  | Energy sensor | W6 |  |  |  | MC202 | Charles Carter Building | C02b,C02a |  | 0 | 0
MC202-B10 | MC202-B10/Y1 | Trend Thermistor |  |  |  |  | Energy sensor | Y1 |  |  |  | MC202 | Charles Carter Building |  |  | 0 | 0
MC202-B10 | MC202-B10/Y2 | CO2 V |  |  |  |  | Energy sensor | Y2 |  |  |  | MC202 | Charles Carter Building |  |  | 0 | 0
MC202-B10 | MC202-B10/Y3 | 4DIX V |  |  |  |  | Energy sensor | Y3 |  |  |  | MC202 | Charles Carter Building |  |  | 0 | 0
MC202-B10 | MC202-B10/Z1 | Local time clock |  |  |  |  | Energy sensor | Z1 |  |  |  | MC202 | Charles Carter Building | C02b,C02a |  | 0 | 0
MC014-B11 | MC014-B11/C1 | Virtual CNC 1 |  |  |  |  | Energy sensor | C1 |  |  |  | MC014 | Bowland Hall |  |  | 0 | 0
MC014-B11 | MC014-B11/D1 | Hot water service valve |  |  |  |  | Energy sensor | D1 |  |  |  | MC014 | Bowland Hall |  |  | 0 | 0
MC014-B11 | MC014-B11/D2 | Boiler No2 |  |  |  |  | Energy sensor | D2 |  |  |  | MC014 | Bowland Hall |  |  | 0 | 0
MC014-B11 | MC014-B11/D3 | Variable temperature circuit valve |  |  | 0 = Closed , 1 = Open |  | Energy sensor | D3 |  |  |  | MC014 | Bowland Hall |  |  | 0 | 0
MC014-B11 | MC014-B11/D4 | Variable temperature pump |  |  |  |  | Energy sensor | D4 |  |  |  | MC014 | Bowland Hall |  |  | 0 | 0
MC014-B11 | MC014-B11/D5 | Domestic hot water primary pump |  |  |  |  | Energy sensor | D5 |  |  |  | MC014 | Bowland Hall |  |  | 0 | 0
MC014-B11 | MC014-B11/D6 | Domestic hot water secondary pump |  |  |  |  | Energy sensor | D6 |  |  |  | MC014 | Bowland Hall |  |  | 0 | 0
MC014-B11 | MC014-B11/e1 | Supervisor |  |  |  |  | Energy sensor | e1 |  |  |  | MC014 | Bowland Hall |  |  | 0 | 0
MC014-B11 | MC014-B11/F1 | 1st stage frost enabled |  |  | 0 = Off, 1 = On |  | Energy sensor | F1 |  |  |  | MC014 | Bowland Hall |  |  | 0 | 0
MC014-B11 | MC014-B11/F10 | Function 10 |  |  |  |  | Energy sensor | F10 |  |  |  | MC014 | Bowland Hall |  |  | 0 | 0
MC014-B11 | MC014-B11/F11 | Function 11 |  |  |  |  | Energy sensor | F11 |  |  |  | MC014 | Bowland Hall |  |  | 0 | 0
MC014-B11 | MC014-B11/F12 | Function 12 |  |  |  |  | Energy sensor | F12 |  |  |  | MC014 | Bowland Hall |  |  | 0 | 0
MC014-B11 | MC014-B11/F13 | limit at |  |  |  |  | Energy sensor | F13 |  |  |  | MC014 | Bowland Hall |  |  | 0 | 0
MC014-B11 | MC014-B11/F14 | Function 14 |  |  |  |  | Energy sensor | F14 |  |  |  | MC014 | Bowland Hall |  |  | 0 | 0
MC014-B11 | MC014-B11/F15 | Function 15 |  |  |  |  | Energy sensor | F15 |  |  |  | MC014 | Bowland Hall |  |  | 0 | 0
MC014-B11 | MC014-B11/F16 | Function 16 |  |  |  |  | Energy sensor | F16 |  |  |  | MC014 | Bowland Hall |  |  | 0 | 0
MC014-B11 | MC014-B11/F17 | Function 17 |  |  |  |  | Energy sensor | F17 |  |  |  | MC014 | Bowland Hall |  |  | 0 | 0
MC014-B11 | MC014-B11/F18 | Function 18 |  |  |  |  | Energy sensor | F18 |  |  |  | MC014 | Bowland Hall |  |  | 0 | 0
MC014-B11 | MC014-B11/F19 | Room high limit |  |  |  |  | Energy sensor | F19 |  |  |  | MC014 | Bowland Hall |  |  | 0 | 0
MC014-B11 | MC014-B11/F2 | 2nd stage frost protection enabled |  |  |  |  | Energy sensor | F2 |  |  |  | MC014 | Bowland Hall |  |  | 0 | 0
MC014-B11 | MC014-B11/F20 | Function 20 |  |  |  |  | Energy sensor | F20 |  |  |  | MC014 | Bowland Hall |  |  | 0 | 0
MC014-B11 | MC014-B11/F21 | Function 21 |  |  |  |  | Energy sensor | F21 |  |  |  | MC014 | Bowland Hall |  |  | 0 | 0
MC014-B11 | MC014-B11/F22 | Calculated variable temperature circuit setpoint |  |  | Degrees Celsius |  | Energy sensor | F22 |  |  |  | MC014 | Bowland Hall |  |  | 0 | 0
MC014-B11 | MC014-B11/F23 | Function 23 |  |  |  |  | Energy sensor | F23 |  |  |  | MC014 | Bowland Hall |  |  | 0 | 0
MC014-B11 | MC014-B11/F24 | Function 24 |  |  |  |  | Energy sensor | F24 |  |  |  | MC014 | Bowland Hall |  |  | 0 | 0
MC014-B11 | MC014-B11/F25 | Function 25 |  |  |  |  | Energy sensor | F25 |  |  |  | MC014 | Bowland Hall |  |  | 0 | 0
MC014-B11 | MC014-B11/F26 | Function 26 |  |  |  |  | Energy sensor | F26 |  |  |  | MC014 | Bowland Hall |  |  | 0 | 0
MC014-B11 | MC014-B11/F27 | Function 27 |  |  |  |  | Energy sensor | F27 |  |  |  | MC014 | Bowland Hall |  |  | 0 | 0
MC014-B11 | MC014-B11/F28 | Lead boiler enable |  |  | 0 = Off, 1 = On |  | Energy sensor | F28 |  |  |  | MC014 | Bowland Hall |  |  | 0 | 0
MC014-B11 | MC014-B11/F29 | Lag Boiler Enable |  |  |  |  | Energy sensor | F29 |  |  |  | MC014 | Bowland Hall |  |  | 0 | 0
MC014-B11 | MC014-B11/F3 | 3rd stage frost enabled |  |  |  |  | Energy sensor | F3 |  |  |  | MC014 | Bowland Hall |  |  | 0 | 0
MC014-B11 | MC014-B11/F30 | Function 30 |  |  |  |  | Energy sensor | F30 |  |  |  | MC014 | Bowland Hall |  |  | 0 | 0
MC014-B11 | MC014-B11/F4 | Economy off enabled |  |  | 0 = Off, 1 = On |  | Energy sensor | F4 |  |  |  | MC014 | Bowland Hall |  |  | 0 | 0
MC014-B11 | MC014-B11/F5 | Function 5 |  |  |  |  | Energy sensor | F5 |  |  |  | MC014 | Bowland Hall |  |  | 0 | 0
MC014-B11 | MC014-B11/F6 | 1 hour |  |  |  |  | Energy sensor | F6 |  |  |  | MC014 | Bowland Hall |  |  | 0 | 0
MC014-B11 | MC014-B11/F7 | Function 7 |  |  |  |  | Energy sensor | F7 |  |  |  | MC014 | Bowland Hall |  |  | 0 | 0
MC014-B11 | MC014-B11/F8 | Function 8 |  |  |  |  | Energy sensor | F8 |  |  |  | MC014 | Bowland Hall |  |  | 0 | 0
MC014-B11 | MC014-B11/F9 | Function 9 |  |  |  |  | Energy sensor | F9 |  |  |  | MC014 | Bowland Hall |  |  | 0 | 0
MC014-B11 | MC014-B11/G1 | Logic 1 |  |  |  |  | Energy sensor | G1 |  |  |  | MC014 | Bowland Hall |  |  | 0 | 0
MC014-B11 | MC014-B11/G10 | Boiler heating hot water service enable |  |  | 0 = Off, 1 = On |  | Energy sensor | G10 |  |  |  | MC014 | Bowland Hall |  |  | 0 | 0
MC014-B11 | MC014-B11/G12 | Logic 12 |  |  |  |  | Energy sensor | G12 |  |  |  | MC014 | Bowland Hall |  |  | 0 | 0
MC014-B11 | MC014-B11/G13 | Logic 13 |  |  |  |  | Energy sensor | G13 |  |  |  | MC014 | Bowland Hall |  |  | 0 | 0
MC014-B11 | MC014-B11/G14 | Logic 14 |  |  |  |  | Energy sensor | G14 |  |  |  | MC014 | Bowland Hall |  |  | 0 | 0
MC014-B11 | MC014-B11/G15 | Logic 15 |  |  |  |  | Energy sensor | G15 |  |  |  | MC014 | Bowland Hall |  |  | 0 | 0
MC014-B11 | MC014-B11/G16 | Domestic hot water demand |  |  |  |  | Energy sensor | G16 |  |  |  | MC014 | Bowland Hall |  |  | 0 | 0
MC014-B11 | MC014-B11/G17 | Logic 17 |  |  |  |  | Energy sensor | G17 |  |  |  | MC014 | Bowland Hall |  |  | 0 | 0
MC014-B11 | MC014-B11/G18 | Heat dissipation |  |  |  |  | Energy sensor | G18 |  |  |  | MC014 | Bowland Hall |  |  | 0 | 0
MC014-B11 | MC014-B11/G19 | Logic 19 |  |  |  |  | Energy sensor | G19 |  |  |  | MC014 | Bowland Hall |  |  | 0 | 0
MC014-B11 | MC014-B11/G2 | Logic 2 |  |  |  |  | Energy sensor | G2 |  |  |  | MC014 | Bowland Hall |  |  | 0 | 0
MC014-B11 | MC014-B11/G20 | 2nd stage frost protection enabled |  |  |  |  | Energy sensor | G20 |  |  |  | MC014 | Bowland Hall |  |  | 0 | 0
MC014-B11 | MC014-B11/G21 | Logic 21 |  |  |  |  | Energy sensor | G21 |  |  |  | MC014 | Bowland Hall |  |  | 0 | 0
MC014-B11 | MC014-B11/G22 | Hot water service enable |  |  | 0 = Off, 1 = On |  | Energy sensor | G22 |  |  |  | MC014 | Bowland Hall |  |  | 0 | 0
MC014-B11 | MC014-B11/G23 | Heating enable |  |  | 0 = Off, 1 = On |  | Energy sensor | G23 |  |  |  | MC014 | Bowland Hall |  |  | 0 | 0
MC014-B11 | MC014-B11/G26 | Logic 26 |  |  |  |  | Energy sensor | G26 |  |  |  | MC014 | Bowland Hall |  |  | 0 | 0
MC014-B11 | MC014-B11/G27 | Logic 27 |  |  |  |  | Energy sensor | G27 |  |  |  | MC014 | Bowland Hall |  |  | 0 | 0
MC014-B11 | MC014-B11/G28 | Logic 28 |  |  |  |  | Energy sensor | G28 |  |  |  | MC014 | Bowland Hall |  |  | 0 | 0
MC014-B11 | MC014-B11/G3 | Logic 3 |  |  |  |  | Energy sensor | G3 |  |  |  | MC014 | Bowland Hall |  |  | 0 | 0
MC014-B11 | MC014-B11/G4 | Logic 4 |  |  |  |  | Energy sensor | G4 |  |  |  | MC014 | Bowland Hall |  |  | 0 | 0
MC014-B11 | MC014-B11/G5 | Logic 5 |  |  |  |  | Energy sensor | G5 |  |  |  | MC014 | Bowland Hall |  |  | 0 | 0
MC014-B11 | MC014-B11/G6 | Logic 6 |  |  |  |  | Energy sensor | G6 |  |  |  | MC014 | Bowland Hall |  |  | 0 | 0
MC014-B11 | MC014-B11/G7 | Logic 7 |  |  |  |  | Energy sensor | G7 |  |  |  | MC014 | Bowland Hall |  |  | 0 | 0
MC014-B11 | MC014-B11/G8 | Logic 8 |  |  |  |  | Energy sensor | G8 |  |  |  | MC014 | Bowland Hall |  |  | 0 | 0
MC014-B11 | MC014-B11/G9 | Boost |  |  | 0 = Off, 1 = On |  | Energy sensor | G9 |  |  |  | MC014 | Bowland Hall |  |  | 0 | 0
MC014-B11 | MC014-B11/I1 | Bowland Hall 11 Boiler Failed |  |  |  |  | Energy sensor | I1 |  |  |  | MC014 | Bowland Hall |  |  | 0 | 0
MC014-B11 | MC014-B11/I2 | Boiler 2 ON |  |  |  |  | Energy sensor | I2 |  |  |  | MC014 | Bowland Hall |  |  | 0 | 0
MC014-B11 | MC014-B11/K1 | 1st stage frost setpoint |  |  |  |  | Energy sensor | K1 |  |  |  | MC014 | Bowland Hall |  |  | 0 | 0
MC014-B11 | MC014-B11/K10 | Boiler Valve Diff |  |  |  |  | Energy sensor | K10 |  |  |  | MC014 | Bowland Hall |  |  | 0 | 0
MC014-B11 | MC014-B11/K11 | Boiler fail alarm limit |  |  |  |  | Energy sensor | K11 |  |  |  | MC014 | Bowland Hall |  |  | 0 | 0
MC014-B11 | MC014-B11/K12 | Boiler fail alarm timer |  |  |  |  | Energy sensor | K12 |  |  |  | MC014 | Bowland Hall |  |  | 0 | 0
MC014-B11 | MC014-B11/K13 | Domestic hot water servvice setpoint |  |  |  |  | Energy sensor | K13 |  |  |  | MC014 | Bowland Hall |  |  | 0 | 0
MC014-B11 | MC014-B11/K14 | Space Hil Limit Diff |  |  |  |  | Energy sensor | K14 |  |  |  | MC014 | Bowland Hall |  |  | 0 | 0
MC014-B11 | MC014-B11/K16 | Hot water service dead band |  |  |  |  | Energy sensor | K16 |  |  |  | MC014 | Bowland Hall |  |  | 0 | 0
MC014-B11 | MC014-B11/K17 | Boiler temperature setpoint |  |  | Degrees Celsius |  | Energy sensor | K17 |  |  |  | MC014 | Bowland Hall |  |  | 0 | 0
MC014-B11 | MC014-B11/K2 | 2nd stage frost setpoint |  |  | Degrees Celsius |  | Energy sensor | K2 |  |  |  | MC014 | Bowland Hall |  |  | 0 | 0
MC014-B11 | MC014-B11/K3 | 3rd stage frost setpoint |  |  | 0 = Off, 1 = On |  | Energy sensor | K3 |  |  |  | MC014 | Bowland Hall |  |  | 0 | 0
MC014-B11 | MC014-B11/K4 | Outside air temperature economy off setpoint |  |  |  |  | Energy sensor | K4 |  |  |  | MC014 | Bowland Hall |  |  | 0 | 0
MC014-B11 | MC014-B11/K5 | Occupied setpoint |  |  |  |  | Energy sensor | K5 |  |  |  | MC014 | Bowland Hall |  |  | 0 | 0
MC014-B11 | MC014-B11/K6 | VT Flow@0 degC |  |  |  |  | Energy sensor | K6 |  |  |  | MC014 | Bowland Hall |  |  | 0 | 0
MC014-B11 | MC014-B11/K7 | VT Flow@ 20oC OAT |  |  |  |  | Energy sensor | K7 |  |  |  | MC014 | Bowland Hall |  |  | 0 | 0
MC014-B11 | MC014-B11/K8 | Room influence |  |  |  |  | Energy sensor | K8 |  |  |  | MC014 | Bowland Hall |  |  | 0 | 0
MC014-B11 | MC014-B11/K9 | Boiler hot water service diff |  |  |  |  | Energy sensor | K9 |  |  |  | MC014 | Bowland Hall |  |  | 0 | 0
MC014-B11 | MC014-B11/L1 | Loop 1 |  |  |  |  | Energy sensor | L1 |  |  |  | MC014 | Bowland Hall |  |  | 0 | 0
MC014-B11 | MC014-B11/L3 | compensator |  |  |  |  | Energy sensor | L3 |  |  |  | MC014 | Bowland Hall |  |  | 0 | 0
MC014-B11 | MC014-B11/L4 | [5 empty] | Energy sensor | L4 |  |  |  | MC014 | Bowland Hall |  |  | 0 | 0
MC014-B11 | MC014-B11/n1 | TREND_0B_29_1F |  |  |  |  | Energy sensor | n1 |  |  |  | MC014 | Bowland Hall |  |  | 0 | 0
MC014-B11 | MC014-B11/O1 | Heating times |  |  |  |  | Energy sensor | O1 |  |  |  | MC014 | Bowland Hall |  |  | 0 | 0
MC014-B11 | MC014-B11/o1 | Alarm Route 1 |  |  |  |  | Energy sensor | o1 |  |  |  | MC014 | Bowland Hall |  |  | 0 | 0
MC014-B11 | MC014-B11/o2 | Alarm Route 2 |  |  |  |  | Energy sensor | o2 |  |  |  | MC014 | Bowland Hall |  |  | 0 | 0
MC014-B11 | MC014-B11/o3 | Alarm Route 3 |  |  |  |  | Energy sensor | o3 |  |  |  | MC014 | Bowland Hall |  |  | 0 | 0
MC014-B11 | MC014-B11/P1 | Outside air temperature |  |  | Degrees Celsius |  | Energy sensor | P1 |  |  |  | MC014 | Bowland Hall |  |  | 0 | 0
MC014-B11 | MC014-B11/P2 | Room temperature |  |  | Degrees Celsius |  | Energy sensor | P2 |  |  |  | MC014 | Bowland Hall |  |  | 0 | 0
MC014-B11 | MC014-B11/P3 | Variable temperature circuit flow temperature |  |  | Degrees Celsius |  | Energy sensor | P3 |  |  |  | MC014 | Bowland Hall |  |  | 0 | 0
MC014-B11 | MC014-B11/P4 | Domestic hot water service temperature |  |  | Degrees Celsius |  | Energy sensor | P4 |  |  |  | MC014 | Bowland Hall |  |  | 0 | 0
MC014-B11 | MC014-B11/P6 | Boiler temperature |  |  | Degrees Celsius |  | Energy sensor | P6 |  |  |  | MC014 | Bowland Hall |  |  | 0 | 0
MC014-B11 | MC014-B11/P9 | Boiler 2 ON |  |  |  |  | Energy sensor | P9 |  |  |  | MC014 | Bowland Hall |  |  | 0 | 0
MC014-B11 | MC014-B11/Q1 | Sequence Table 1 |  |  |  |  | Energy sensor | Q1 |  |  |  | MC014 | Bowland Hall |  |  | 0 | 0
MC014-B11 | MC014-B11/S1 | Outside air temperature |  |  | Degrees Celsius |  | Energy sensor | S1 |  |  |  | MC014 | Bowland Hall |  |  | 0 | 0
MC014-B11 | MC014-B11/S10 | Calculated temperature variable temperature circuit flow |  |  |  |  | Energy sensor | S10 |  |  |  | MC014 | Bowland Hall |  |  | 0 | 0
MC014-B11 | MC014-B11/S2 | Room temperature |  |  | Degrees Celsius |  | Energy sensor | S2 |  |  |  | MC014 | Bowland Hall |  |  | 0 | 0
MC014-B11 | MC014-B11/S3 | Variable temperature circuit flow temperature |  |  | Degrees Celsius |  | Energy sensor | S3 |  |  |  | MC014 | Bowland Hall |  |  | 0 | 0
MC014-B11 | MC014-B11/S4 | Domestic hot water service temperature |  |  | Degrees Celsius |  | Energy sensor | S4 |  |  |  | MC014 | Bowland Hall |  |  | 0 | 0
MC014-B11 | MC014-B11/S5 | Boiler temperature |  |  | Degrees Celsius |  | Energy sensor | S5 |  |  |  | MC014 | Bowland Hall |  |  | 0 | 0
MC014-B11 | MC014-B11/S6 | Boiler 2 ON |  |  |  |  | Energy sensor | S6 |  |  |  | MC014 | Bowland Hall |  |  | 0 | 0
MC014-B11 | MC014-B11/V1 | [5 empty] | Energy sensor | V1 |  |  |  | MC014 | Bowland Hall |  |  | 0 | 0
MC014-B11 | MC014-B11/W2 | Summer winter switch |  |  | S = Summer, W = Winter |  | Energy sensor | W2 |  |  |  | MC014 | Bowland Hall |  |  | 0 | 0
MC014-B11 | MC014-B11/W3 | Hol Auto A=On |  |  |  |  | Energy sensor | W3 |  |  |  | MC014 | Bowland Hall |  |  | 0 | 0
MC014-B11 | MC014-B11/Y1 | Satchwell T Range |  |  |  |  | Energy sensor | Y1 |  |  |  | MC014 | Bowland Hall |  |  | 0 | 0
MC014-B11 | MC014-B11/Y2 | Thermistor TBTC |  |  |  |  | Energy sensor | Y2 |  |  |  | MC014 | Bowland Hall |  |  | 0 | 0
MC014-B11 | MC014-B11/Z1 | Heating times |  |  |  |  | Energy sensor | Z1 |  |  |  | MC014 | Bowland Hall |  |  | 0 | 0
MC014-B11 | MC014-B11/Z2 | Domestic hot water service times |  |  |  |  | Energy sensor | Z2 |  |  |  | MC014 | Bowland Hall |  |  | 0 | 0
MC065-B08 | MC065-B08/C1 | Virtual CNC 1 |  |  |  |  | Energy sensor | C1 |  |  |  | MC065 | Library |  |  | 0 | 0
MC065-B08 | MC065-B08/D1 | AHU-SE Supply Fan Enable |  |  |  |  | Energy sensor | D1 |  |  |  | MC065 | Library |  |  | 0 | 0
MC065-B08 | MC065-B08/D10 | Level A HB A090 Valve |  |  |  |  | Energy sensor | D10 |  |  |  | MC065 | Library |  |  | 0 | 0
MC065-B08 | MC065-B08/D11 | Level A HB A095 Valve |  |  |  |  | Energy sensor | D11 |  |  |  | MC065 | Library |  |  | 0 | 0
MC065-B08 | MC065-B08/D12 | Level A HB A100 Valve |  |  |  |  | Energy sensor | D12 |  |  |  | MC065 | Library |  |  | 0 | 0
MC065-B08 | MC065-B08/D13 | Level A HB A110 Valve |  |  |  |  | Energy sensor | D13 |  |  |  | MC065 | Library |  |  | 0 | 0
MC065-B08 | MC065-B08/D14 | Level B HB B060 Valve |  |  |  |  | Energy sensor | D14 |  |  |  | MC065 | Library |  |  | 0 | 0
MC065-B08 | MC065-B08/D15 | Level B HB B060 Valve |  |  |  |  | Energy sensor | D15 |  |  |  | MC065 | Library |  |  | 0 | 0
MC065-B08 | MC065-B08/D16 | Level B HB B062 Valve |  |  |  |  | Energy sensor | D16 |  |  |  | MC065 | Library |  |  | 0 | 0
MC065-B08 | MC065-B08/D17 | Level B HB B101 Valve |  |  |  |  | Energy sensor | D17 |  |  |  | MC065 | Library |  |  | 0 | 0
MC065-B08 | MC065-B08/D18 | Level B HB B101 Valve |  |  |  |  | Energy sensor | D18 |  |  |  | MC065 | Library |  |  | 0 | 0
MC065-B08 | MC065-B08/D19 | Level B HB B103 Valve |  |  |  |  | Energy sensor | D19 |  |  |  | MC065 | Library |  |  | 0 | 0
MC065-B08 | MC065-B08/D2 | AHU-SE Extract Fan Enable |  |  |  |  | Energy sensor | D2 |  |  |  | MC065 | Library |  |  | 0 | 0
MC065-B08 | MC065-B08/D20 | Level B HB B104 Valve |  |  |  |  | Energy sensor | D20 |  |  |  | MC065 | Library |  |  | 0 | 0
MC065-B08 | MC065-B08/D21 | Level B HB B106 Valve |  |  |  |  | Energy sensor | D21 |  |  |  | MC065 | Library |  |  | 0 | 0
MC065-B08 | MC065-B08/D22 | Level C HB C060 Valve |  |  |  |  | Energy sensor | D22 |  |  |  | MC065 | Library |  |  | 0 | 0
MC065-B08 | MC065-B08/D23 | Level C HB C061 Valve |  |  |  |  | Energy sensor | D23 |  |  |  | MC065 | Library |  |  | 0 | 0
MC065-B08 | MC065-B08/D24 | Level C HB C062 Valve |  |  |  |  | Energy sensor | D24 |  |  |  | MC065 | Library |  |  | 0 | 0
MC065-B08 | MC065-B08/D25 | Level C HB C063 Valve |  |  |  |  | Energy sensor | D25 |  |  |  | MC065 | Library |  |  | 0 | 0
MC065-B08 | MC065-B08/D26 | Level C HB C090 Valve |  |  |  |  | Energy sensor | D26 |  |  |  | MC065 | Library |  |  | 0 | 0
MC065-B08 | MC065-B08/D27 | Level A Rad V2-A-06 Valve |  |  |  |  | Energy sensor | D27 |  |  |  | MC065 | Library |  |  | 0 | 0
MC065-B08 | MC065-B08/D28 | Level B Rad V2-A-07 Valve |  |  |  |  | Energy sensor | D28 |  |  |  | MC065 | Library |  |  | 0 | 0
MC065-B08 | MC065-B08/D29 | Level C Rad V2-B-07 Valve |  |  |  |  | Energy sensor | D29 |  |  |  | MC065 | Library |  |  | 0 | 0
MC065-B08 | MC065-B08/D3 | AHU-SE Recoup Damper |  |  |  |  | Energy sensor | D3 |  |  |  | MC065 | Library |  |  | 0 | 0
MC065-B08 | MC065-B08/D4 | AHU-SE Heater Battery |  |  |  |  | Energy sensor | D4 |  |  |  | MC065 | Library |  |  | 0 | 0
MC065-B08 | MC065-B08/D5 | AHU-SE Mixing Damper |  |  |  |  | Energy sensor | D5 |  |  |  | MC065 | Library |  |  | 0 | 0
MC065-B08 | MC065-B08/D6 | AHU-SE Sply Fan Speed |  |  |  |  | Energy sensor | D6 |  |  |  | MC065 | Library |  |  | 0 | 0
MC065-B08 | MC065-B08/D7 | AHU-SE Ext Fan Speed |  |  |  |  | Energy sensor | D7 |  |  |  | MC065 | Library |  |  | 0 | 0
MC065-B08 | MC065-B08/D8 | Level A HB A140 Valve |  |  |  |  | Energy sensor | D8 |  |  |  | MC065 | Library |  |  | 0 | 0
MC065-B08 | MC065-B08/D9 | Level A HB A140 Valve |  |  |  |  | Energy sensor | D9 |  |  |  | MC065 | Library |  |  | 0 | 0
MC065-B08 | MC065-B08/e1 | General Alarms |  |  |  |  | Energy sensor | e1 |  |  |  | MC065 | Library |  |  | 0 | 0
MC065-B08 | MC065-B08/F1 | Is 4Dix Value Changing |  |  |  |  | Energy sensor | F1 |  |  |  | MC065 | Library |  |  | 0 | 0
MC065-B08 | MC065-B08/F10 | Function 10 |  |  |  |  | Energy sensor | F10 |  |  |  | MC065 | Library |  |  | 0 | 0
MC065-B08 | MC065-B08/F100 | Function 100 |  |  |  |  | Energy sensor | F100 |  |  |  | MC065 | Library |  |  | 0 | 0
MC065-B08 | MC065-B08/F101 | HB C063 Htg Dmd |  |  |  |  | Energy sensor | F101 |  |  |  | MC065 | Library |  |  | 0 | 0
MC065-B08 | MC065-B08/F102 | Function 102 |  |  |  |  | Energy sensor | F102 |  |  |  | MC065 | Library |  |  | 0 | 0
MC065-B08 | MC065-B08/F103 | Function 103 |  |  |  |  | Energy sensor | F103 |  |  |  | MC065 | Library |  |  | 0 | 0
MC065-B08 | MC065-B08/F104 | HB C062 Htg Dmd |  |  |  |  | Energy sensor | F104 |  |  |  | MC065 | Library |  |  | 0 | 0
MC065-B08 | MC065-B08/F105 | Function 105 |  |  |  |  | Energy sensor | F105 |  |  |  | MC065 | Library |  |  | 0 | 0
MC065-B08 | MC065-B08/F106 | Function 106 |  |  |  |  | Energy sensor | F106 |  |  |  | MC065 | Library |  |  | 0 | 0
MC065-B08 | MC065-B08/F107 | Function 107 |  |  |  |  | Energy sensor | F107 |  |  |  | MC065 | Library |  |  | 0 | 0
MC065-B08 | MC065-B08/F108 | Function 108 |  |  |  |  | Energy sensor | F108 |  |  |  | MC065 | Library |  |  | 0 | 0
MC065-B08 | MC065-B08/F109 | Function 109 |  |  |  |  | Energy sensor | F109 |  |  |  | MC065 | Library |  |  | 0 | 0
MC065-B08 | MC065-B08/F11 | Function 11 |  |  |  |  | Energy sensor | F11 |  |  |  | MC065 | Library |  |  | 0 | 0
MC065-B08 | MC065-B08/F110 | Function 110 |  |  |  |  | Energy sensor | F110 |  |  |  | MC065 | Library |  |  | 0 | 0
MC065-B08 | MC065-B08/F111 | Function 111 |  |  |  |  | Energy sensor | F111 |  |  |  | MC065 | Library |  |  | 0 | 0
MC065-B08 | MC065-B08/F112 | Function 112 |  |  |  |  | Energy sensor | F112 |  |  |  | MC065 | Library |  |  | 0 | 0
MC065-B08 | MC065-B08/F113 | Function 113 |  |  |  |  | Energy sensor | F113 |  |  |  | MC065 | Library |  |  | 0 | 0
MC065-B08 | MC065-B08/F114 | Function 114 |  |  |  |  | Energy sensor | F114 |  |  |  | MC065 | Library |  |  | 0 | 0
MC065-B08 | MC065-B08/F115 | Function 115 |  |  |  |  | Energy sensor | F115 |  |  |  | MC065 | Library |  |  | 0 | 0
MC065-B08 | MC065-B08/F116 | Function 116 |  |  |  |  | Energy sensor | F116 |  |  |  | MC065 | Library |  |  | 0 | 0
MC065-B08 | MC065-B08/F117 | Function 117 |  |  |  |  | Energy sensor | F117 |  |  |  | MC065 | Library |  |  | 0 | 0
MC065-B08 | MC065-B08/F118 | Function 118 |  |  |  |  | Energy sensor | F118 |  |  |  | MC065 | Library |  |  | 0 | 0
MC065-B08 | MC065-B08/F119 | Function 119 |  |  |  |  | Energy sensor | F119 |  |  |  | MC065 | Library |  |  | 0 | 0
MC065-B08 | MC065-B08/F12 | Function 12 |  |  |  |  | Energy sensor | F12 |  |  |  | MC065 | Library |  |  | 0 | 0
MC065-B08 | MC065-B08/F120 | Function 120 |  |  |  |  | Energy sensor | F120 |  |  |  | MC065 | Library |  |  | 0 | 0
MC065-B08 | MC065-B08/F121 | Function 121 |  |  |  |  | Energy sensor | F121 |  |  |  | MC065 | Library |  |  | 0 | 0
MC065-B08 | MC065-B08/F122 | Function 122 |  |  |  |  | Energy sensor | F122 |  |  |  | MC065 | Library |  |  | 0 | 0
MC065-B08 | MC065-B08/F123 | Function 123 |  |  |  |  | Energy sensor | F123 |  |  |  | MC065 | Library |  |  | 0 | 0
MC065-B08 | MC065-B08/F124 | Function 124 |  |  |  |  | Energy sensor | F124 |  |  |  | MC065 | Library |  |  | 0 | 0
MC065-B08 | MC065-B08/F125 | Function 125 |  |  |  |  | Energy sensor | F125 |  |  |  | MC065 | Library |  |  | 0 | 0
MC065-B08 | MC065-B08/F126 | Function 126 |  |  |  |  | Energy sensor | F126 |  |  |  | MC065 | Library |  |  | 0 | 0
MC065-B08 | MC065-B08/F13 | Function 13 |  |  |  |  | Energy sensor | F13 |  |  |  | MC065 | Library |  |  | 0 | 0
MC065-B08 | MC065-B08/F14 | Function 14 |  |  |  |  | Energy sensor | F14 |  |  |  | MC065 | Library |  |  | 0 | 0
MC065-B08 | MC065-B08/F15 | Minimum Space Temp |  |  | Degrees Celsius |  | Energy sensor | F15 |  |  |  | MC065 | Library |  |  | 0 | 0
MC065-B08 | MC065-B08/F16 | Function 16 |  |  |  |  | Energy sensor | F16 |  |  |  | MC065 | Library |  |  | 0 | 0
MC065-B08 | MC065-B08/F17 | Function 17 |  |  |  |  | Energy sensor | F17 |  |  |  | MC065 | Library |  |  | 0 | 0
MC065-B08 | MC065-B08/F18 | Function 18 |  |  |  |  | Energy sensor | F18 |  |  |  | MC065 | Library |  |  | 0 | 0
MC065-B08 | MC065-B08/F19 | Function 19 |  |  |  |  | Energy sensor | F19 |  |  |  | MC065 | Library |  |  | 0 | 0
MC065-B08 | MC065-B08/F2 | 4Dix Previous Value |  |  |  |  | Energy sensor | F2 |  |  |  | MC065 | Library |  |  | 0 | 0
MC065-B08 | MC065-B08/F20 | Function 20 |  |  |  |  | Energy sensor | F20 |  |  |  | MC065 | Library |  |  | 0 | 0
MC065-B08 | MC065-B08/F21 | Function 21 |  |  |  |  | Energy sensor | F21 |  |  |  | MC065 | Library |  |  | 0 | 0
MC065-B08 | MC065-B08/F22 | Function 22 |  |  |  |  | Energy sensor | F22 |  |  |  | MC065 | Library |  |  | 0 | 0
MC065-B08 | MC065-B08/F23 | Function 23 |  |  |  |  | Energy sensor | F23 |  |  |  | MC065 | Library |  |  | 0 | 0
MC065-B08 | MC065-B08/F24 | Function 24 |  |  |  |  | Energy sensor | F24 |  |  |  | MC065 | Library |  |  | 0 | 0
MC065-B08 | MC065-B08/F25 | Function 25 |  |  |  |  | Energy sensor | F25 |  |  |  | MC065 | Library |  |  | 0 | 0
MC065-B08 | MC065-B08/F26 | Function 26 |  |  |  |  | Energy sensor | F26 |  |  |  | MC065 | Library |  |  | 0 | 0
MC065-B08 | MC065-B08/F27 | Function 27 |  |  |  |  | Energy sensor | F27 |  |  |  | MC065 | Library |  |  | 0 | 0
MC065-B08 | MC065-B08/F28 | Function 28 |  |  |  |  | Energy sensor | F28 |  |  |  | MC065 | Library |  |  | 0 | 0
MC065-B08 | MC065-B08/F29 | Function 29 |  |  |  |  | Energy sensor | F29 |  |  |  | MC065 | Library |  |  | 0 | 0
MC065-B08 | MC065-B08/F3 | 4Dix Stable Value |  |  |  |  | Energy sensor | F3 |  |  |  | MC065 | Library |  |  | 0 | 0
MC065-B08 | MC065-B08/F30 | AHU Heat Recovery Active |  |  |  |  | Energy sensor | F30 |  |  |  | MC065 | Library |  |  | 0 | 0
MC065-B08 | MC065-B08/F31 | AHU-NE Recoup Dmnd |  |  |  |  | Energy sensor | F31 |  |  |  | MC065 | Library |  |  | 0 | 0
MC065-B08 | MC065-B08/F32 | Function 32 |  |  |  |  | Energy sensor | F32 |  |  |  | MC065 | Library |  |  | 0 | 0
MC065-B08 | MC065-B08/F33 | AHU-SE Htg Dmd |  |  |  |  | Energy sensor | F33 |  |  |  | MC065 | Library |  |  | 0 | 0
MC065-B08 | MC065-B08/F34 | Function 34 |  |  |  |  | Energy sensor | F34 |  |  |  | MC065 | Library |  |  | 0 | 0
MC065-B08 | MC065-B08/F35 | HD |  |  |  |  | Energy sensor | F35 |  |  |  | MC065 | Library |  |  | 0 | 0
MC065-B08 | MC065-B08/F36 | Function 36 |  |  |  |  | Energy sensor | F36 |  |  |  | MC065 | Library |  |  | 0 | 0
MC065-B08 | MC065-B08/F37 | HD |  |  |  |  | Energy sensor | F37 |  |  |  | MC065 | Library |  |  | 0 | 0
MC065-B08 | MC065-B08/F4 | 4Dix Value Decoder |  |  |  |  | Energy sensor | F4 |  |  |  | MC065 | Library |  |  | 0 | 0
MC065-B08 | MC065-B08/F41 | Function 41 |  |  |  |  | Energy sensor | F41 |  |  |  | MC065 | Library |  |  | 0 | 0
MC065-B08 | MC065-B08/F42 | Function 42 |  |  |  |  | Energy sensor | F42 |  |  |  | MC065 | Library |  |  | 0 | 0
MC065-B08 | MC065-B08/F43 | Function 43 |  |  |  |  | Energy sensor | F43 |  |  |  | MC065 | Library |  |  | 0 | 0
MC065-B08 | MC065-B08/F44 | Function 44 |  |  |  |  | Energy sensor | F44 |  |  |  | MC065 | Library |  |  | 0 | 0
MC065-B08 | MC065-B08/F45 | Function 45 |  |  |  |  | Energy sensor | F45 |  |  |  | MC065 | Library |  |  | 0 | 0
MC065-B08 | MC065-B08/F46 | Function 46 |  |  |  |  | Energy sensor | F46 |  |  |  | MC065 | Library |  |  | 0 | 0
MC065-B08 | MC065-B08/F47 | Function 47 |  |  |  |  | Energy sensor | F47 |  |  |  | MC065 | Library |  |  | 0 | 0
MC065-B08 | MC065-B08/F48 | Function 48 |  |  |  |  | Energy sensor | F48 |  |  |  | MC065 | Library |  |  | 0 | 0
MC065-B08 | MC065-B08/F49 | Function 49 |  |  |  |  | Energy sensor | F49 |  |  |  | MC065 | Library |  |  | 0 | 0
MC065-B08 | MC065-B08/F5 | Outside air temperature frost |  |  | Degrees Celsius |  | Energy sensor | F5 |  |  |  | MC065 | Library |  |  | 0 | 0
MC065-B08 | MC065-B08/F50 | Function 50 |  |  |  |  | Energy sensor | F50 |  |  |  | MC065 | Library |  |  | 0 | 0
MC065-B08 | MC065-B08/F51 | Function 51 |  |  |  |  | Energy sensor | F51 |  |  |  | MC065 | Library |  |  | 0 | 0
MC065-B08 | MC065-B08/F52 | Function 52 |  |  |  |  | Energy sensor | F52 |  |  |  | MC065 | Library |  |  | 0 | 0
MC065-B08 | MC065-B08/F53 | Function 53 |  |  |  |  | Energy sensor | F53 |  |  |  | MC065 | Library |  |  | 0 | 0
MC065-B08 | MC065-B08/F54 | HB A140 Htg Dmd |  |  |  |  | Energy sensor | F54 |  |  |  | MC065 | Library |  |  | 0 | 0
MC065-B08 | MC065-B08/F55 | Function 55 |  |  |  |  | Energy sensor | F55 |  |  |  | MC065 | Library |  |  | 0 | 0
MC065-B08 | MC065-B08/F56 | HB A140 Htg Dmd |  |  |  |  | Energy sensor | F56 |  |  |  | MC065 | Library |  |  | 0 | 0
MC065-B08 | MC065-B08/F57 | Function 57 |  |  |  |  | Energy sensor | F57 |  |  |  | MC065 | Library |  |  | 0 | 0
MC065-B08 | MC065-B08/F58 | Function 58 |  |  |  |  | Energy sensor | F58 |  |  |  | MC065 | Library |  |  | 0 | 0
MC065-B08 | MC065-B08/F59 | HB A090 Htg Dmd |  |  |  |  | Energy sensor | F59 |  |  |  | MC065 | Library |  |  | 0 | 0
MC065-B08 | MC065-B08/F6 | Function 6 |  |  |  |  | Energy sensor | F6 |  |  |  | MC065 | Library |  |  | 0 | 0
MC065-B08 | MC065-B08/F60 | Function 60 |  |  |  |  | Energy sensor | F60 |  |  |  | MC065 | Library |  |  | 0 | 0
MC065-B08 | MC065-B08/F61 | Function 61 |  |  |  |  | Energy sensor | F61 |  |  |  | MC065 | Library |  |  | 0 | 0
MC065-B08 | MC065-B08/F62 | HB A095 Htg Dmd |  |  |  |  | Energy sensor | F62 |  |  |  | MC065 | Library |  |  | 0 | 0
MC065-B08 | MC065-B08/F63 | Function 63 |  |  |  |  | Energy sensor | F63 |  |  |  | MC065 | Library |  |  | 0 | 0
MC065-B08 | MC065-B08/F64 | Function 64 |  |  |  |  | Energy sensor | F64 |  |  |  | MC065 | Library |  |  | 0 | 0
MC065-B08 | MC065-B08/F65 | HB A100 Htg Dmd |  |  |  |  | Energy sensor | F65 |  |  |  | MC065 | Library |  |  | 0 | 0
MC065-B08 | MC065-B08/F66 | Function 66 |  |  |  |  | Energy sensor | F66 |  |  |  | MC065 | Library |  |  | 0 | 0
MC065-B08 | MC065-B08/F67 | Function 67 |  |  |  |  | Energy sensor | F67 |  |  |  | MC065 | Library |  |  | 0 | 0
MC065-B08 | MC065-B08/F68 | HB A110 Htg Dmd |  |  |  |  | Energy sensor | F68 |  |  |  | MC065 | Library |  |  | 0 | 0
MC065-B08 | MC065-B08/F69 | HB B060 Htg Dmd |  |  |  |  | Energy sensor | F69 |  |  |  | MC065 | Library |  |  | 0 | 0
MC065-B08 | MC065-B08/F7 | Function 7 |  |  |  |  | Energy sensor | F7 |  |  |  | MC065 | Library |  |  | 0 | 0
MC065-B08 | MC065-B08/F70 | Function 70 |  |  |  |  | Energy sensor | F70 |  |  |  | MC065 | Library |  |  | 0 | 0
MC065-B08 | MC065-B08/F73 | Function 73 |  |  |  |  | Energy sensor | F73 |  |  |  | MC065 | Library |  |  | 0 | 0
MC065-B08 | MC065-B08/F74 | HB B061 Htg Dmd |  |  |  |  | Energy sensor | F74 |  |  |  | MC065 | Library |  |  | 0 | 0
MC065-B08 | MC065-B08/F75 | Function 75 |  |  |  |  | Energy sensor | F75 |  |  |  | MC065 | Library |  |  | 0 | 0
MC065-B08 | MC065-B08/F76 | Function 76 |  |  |  |  | Energy sensor | F76 |  |  |  | MC065 | Library |  |  | 0 | 0
MC065-B08 | MC065-B08/F77 | HB B062 Htg Dmd |  |  |  |  | Energy sensor | F77 |  |  |  | MC065 | Library |  |  | 0 | 0
MC065-B08 | MC065-B08/F78 | Function 78 |  |  |  |  | Energy sensor | F78 |  |  |  | MC065 | Library |  |  | 0 | 0
MC065-B08 | MC065-B08/F79 | Function 79 |  |  |  |  | Energy sensor | F79 |  |  |  | MC065 | Library |  |  | 0 | 0
MC065-B08 | MC065-B08/F8 | Function 8 |  |  |  |  | Energy sensor | F8 |  |  |  | MC065 | Library |  |  | 0 | 0
MC065-B08 | MC065-B08/F80 | HB B101 Htg Dmd |  |  |  |  | Energy sensor | F80 |  |  |  | MC065 | Library |  |  | 0 | 0
MC065-B08 | MC065-B08/F81 | Function 81 |  |  |  |  | Energy sensor | F81 |  |  |  | MC065 | Library |  |  | 0 | 0
MC065-B08 | MC065-B08/F82 | Function 82 |  |  |  |  | Energy sensor | F82 |  |  |  | MC065 | Library |  |  | 0 | 0
MC065-B08 | MC065-B08/F83 | HB B102 Htg Dmd |  |  |  |  | Energy sensor | F83 |  |  |  | MC065 | Library |  |  | 0 | 0
MC065-B08 | MC065-B08/F84 | Function 84 |  |  |  |  | Energy sensor | F84 |  |  |  | MC065 | Library |  |  | 0 | 0
MC065-B08 | MC065-B08/F85 | HB B103 Htg Dmd |  |  |  |  | Energy sensor | F85 |  |  |  | MC065 | Library |  |  | 0 | 0
MC065-B08 | MC065-B08/F86 | Function 86 |  |  |  |  | Energy sensor | F86 |  |  |  | MC065 | Library |  |  | 0 | 0
MC065-B08 | MC065-B08/F87 | Function 87 |  |  |  |  | Energy sensor | F87 |  |  |  | MC065 | Library |  |  | 0 | 0
MC065-B08 | MC065-B08/F88 | HB B104 Htg Dmd |  |  |  |  | Energy sensor | F88 |  |  |  | MC065 | Library |  |  | 0 | 0
MC065-B08 | MC065-B08/F89 | Function 89 |  |  |  |  | Energy sensor | F89 |  |  |  | MC065 | Library |  |  | 0 | 0
MC065-B08 | MC065-B08/F9 | Function 9 |  |  |  |  | Energy sensor | F9 |  |  |  | MC065 | Library |  |  | 0 | 0
MC065-B08 | MC065-B08/F90 | Function 90 |  |  |  |  | Energy sensor | F90 |  |  |  | MC065 | Library |  |  | 0 | 0
MC065-B08 | MC065-B08/F91 | HB B106 Htg Dmd |  |  |  |  | Energy sensor | F91 |  |  |  | MC065 | Library |  |  | 0 | 0
MC065-B08 | MC065-B08/F92 | Function 92 |  |  |  |  | Energy sensor | F92 |  |  |  | MC065 | Library |  |  | 0 | 0
MC065-B08 | MC065-B08/F93 | Function 93 |  |  |  |  | Energy sensor | F93 |  |  |  | MC065 | Library |  |  | 0 | 0
MC065-B08 | MC065-B08/F94 | HB C060 Htg Dmd |  |  |  |  | Energy sensor | F94 |  |  |  | MC065 | Library |  |  | 0 | 0
MC065-B08 | MC065-B08/F95 | Function 95 |  |  |  |  | Energy sensor | F95 |  |  |  | MC065 | Library |  |  | 0 | 0
MC065-B08 | MC065-B08/F96 | HB C061 Htg Dmd |  |  |  |  | Energy sensor | F96 |  |  |  | MC065 | Library |  |  | 0 | 0
MC065-B08 | MC065-B08/F97 | Function 97 |  |  |  |  | Energy sensor | F97 |  |  |  | MC065 | Library |  |  | 0 | 0
MC065-B08 | MC065-B08/F98 | Function 98 |  |  |  |  | Energy sensor | F98 |  |  |  | MC065 | Library |  |  | 0 | 0
MC065-B08 | MC065-B08/F99 | HB C062 Htg Dmd |  |  |  |  | Energy sensor | F99 |  |  |  | MC065 | Library |  |  | 0 | 0
MC065-B08 | MC065-B08/G1 | 3rd Stage Frost Protect |  |  |  |  | Energy sensor | G1 |  |  |  | MC065 | Library |  |  | 0 | 0
MC065-B08 | MC065-B08/G10 | AHU Enable |  |  |  |  | Energy sensor | G10 |  |  |  | MC065 | Library |  |  | 0 | 0
MC065-B08 | MC065-B08/G11 | Logic 11 |  |  |  |  | Energy sensor | G11 |  |  |  | MC065 | Library |  |  | 0 | 0
MC065-B08 | MC065-B08/G12 | Logic 12 |  |  |  |  | Energy sensor | G12 |  |  |  | MC065 | Library |  |  | 0 | 0
MC065-B08 | MC065-B08/G13 | Extract Delay On |  |  |  |  | Energy sensor | G13 |  |  |  | MC065 | Library |  |  | 0 | 0
MC065-B08 | MC065-B08/G14 | Logic 14 |  |  |  |  | Energy sensor | G14 |  |  |  | MC065 | Library |  |  | 0 | 0
MC065-B08 | MC065-B08/G15 | Logic 15 |  |  |  |  | Energy sensor | G15 |  |  |  | MC065 | Library |  |  | 0 | 0
MC065-B08 | MC065-B08/G16 | Logic 16 |  |  |  |  | Energy sensor | G16 |  |  |  | MC065 | Library |  |  | 0 | 0
MC065-B08 | MC065-B08/G17 | AHU-NW Temp Ctrl Active |  |  | Degrees Celsius |  | Energy sensor | G17 |  |  |  | MC065 | Library |  |  | 0 | 0
MC065-B08 | MC065-B08/G18 | Logic 18 |  |  |  |  | Energy sensor | G18 |  |  |  | MC065 | Library |  |  | 0 | 0
MC065-B08 | MC065-B08/G19 | AHU-NE Speed Enable |  |  |  |  | Energy sensor | G19 |  |  |  | MC065 | Library |  |  | 0 | 0
MC065-B08 | MC065-B08/G2 | Summer Eco mode |  |  |  |  | Energy sensor | G2 |  |  |  | MC065 | Library |  |  | 0 | 0
MC065-B08 | MC065-B08/G20 | Logic 20 |  |  |  |  | Energy sensor | G20 |  |  |  | MC065 | Library |  |  | 0 | 0
MC065-B08 | MC065-B08/G21 | Logic 21 |  |  |  |  | Energy sensor | G21 |  |  |  | MC065 | Library |  |  | 0 | 0
MC065-B08 | MC065-B08/G22 | Logic 22 |  |  |  |  | Energy sensor | G22 |  |  |  | MC065 | Library |  |  | 0 | 0
MC065-B08 | MC065-B08/G23 | Logic 23 |  |  |  |  | Energy sensor | G23 |  |  |  | MC065 | Library |  |  | 0 | 0
MC065-B08 | MC065-B08/G24 | Logic 24 |  |  |  |  | Energy sensor | G24 |  |  |  | MC065 | Library |  |  | 0 | 0
MC065-B08 | MC065-B08/G25 | Logic 25 |  |  |  |  | Energy sensor | G25 |  |  |  | MC065 | Library |  |  | 0 | 0
MC065-B08 | MC065-B08/G26 | Logic 26 |  |  |  |  | Energy sensor | G26 |  |  |  | MC065 | Library |  |  | 0 | 0
MC065-B08 | MC065-B08/G27 | Logic 27 |  |  |  |  | Energy sensor | G27 |  |  |  | MC065 | Library |  |  | 0 | 0
MC065-B08 | MC065-B08/G28 | Logic 28 |  |  |  |  | Energy sensor | G28 |  |  |  | MC065 | Library |  |  | 0 | 0
MC065-B08 | MC065-B08/G29 | Logic 29 |  |  |  |  | Energy sensor | G29 |  |  |  | MC065 | Library |  |  | 0 | 0
MC065-B08 | MC065-B08/G3 | Winter Mode |  |  |  |  | Energy sensor | G3 |  |  |  | MC065 | Library |  |  | 0 | 0
MC065-B08 | MC065-B08/G30 | Logic 30 |  |  |  |  | Energy sensor | G30 |  |  |  | MC065 | Library |  |  | 0 | 0
MC065-B08 | MC065-B08/G31 | Logic 31 |  |  |  |  | Energy sensor | G31 |  |  |  | MC065 | Library |  |  | 0 | 0
MC065-B08 | MC065-B08/G32 | Logic 32 |  |  |  |  | Energy sensor | G32 |  |  |  | MC065 | Library |  |  | 0 | 0
MC065-B08 | MC065-B08/G33 | Logic 33 |  |  |  |  | Energy sensor | G33 |  |  |  | MC065 | Library |  |  | 0 | 0
MC065-B08 | MC065-B08/G34 | Logic 34 |  |  |  |  | Energy sensor | G34 |  |  |  | MC065 | Library |  |  | 0 | 0
MC065-B08 | MC065-B08/G35 | Logic 35 |  |  |  |  | Energy sensor | G35 |  |  |  | MC065 | Library |  |  | 0 | 0
MC065-B08 | MC065-B08/G36 | Logic 36 |  |  |  |  | Energy sensor | G36 |  |  |  | MC065 | Library |  |  | 0 | 0
MC065-B08 | MC065-B08/G37 | Logic 37 |  |  |  |  | Energy sensor | G37 |  |  |  | MC065 | Library |  |  | 0 | 0
MC065-B08 | MC065-B08/G38 | Logic 38 |  |  |  |  | Energy sensor | G38 |  |  |  | MC065 | Library |  |  | 0 | 0
MC065-B08 | MC065-B08/G39 | Logic 39 |  |  |  |  | Energy sensor | G39 |  |  |  | MC065 | Library |  |  | 0 | 0
MC065-B08 | MC065-B08/G4 | Summer Mode |  |  |  |  | Energy sensor | G4 |  |  |  | MC065 | Library |  |  | 0 | 0
MC065-B08 | MC065-B08/G40 | Logic 40 |  |  |  |  | Energy sensor | G40 |  |  |  | MC065 | Library |  |  | 0 | 0
MC065-B08 | MC065-B08/G41 | Logic 41 |  |  |  |  | Energy sensor | G41 |  |  |  | MC065 | Library |  |  | 0 | 0
MC065-B08 | MC065-B08/G42 | Logic 42 |  |  |  |  | Energy sensor | G42 |  |  |  | MC065 | Library |  |  | 0 | 0
MC065-B08 | MC065-B08/G43 | Logic 43 |  |  |  |  | Energy sensor | G43 |  |  |  | MC065 | Library |  |  | 0 | 0
MC065-B08 | MC065-B08/G44 | Logic 44 |  |  |  |  | Energy sensor | G44 |  |  |  | MC065 | Library |  |  | 0 | 0
MC065-B08 | MC065-B08/G45 | Logic 45 |  |  |  |  | Energy sensor | G45 |  |  |  | MC065 | Library |  |  | 0 | 0
MC065-B08 | MC065-B08/G46 | Logic 46 |  |  |  |  | Energy sensor | G46 |  |  |  | MC065 | Library |  |  | 0 | 0
MC065-B08 | MC065-B08/G47 | Logic 47 |  |  |  |  | Energy sensor | G47 |  |  |  | MC065 | Library |  |  | 0 | 0
MC065-B08 | MC065-B08/G48 | Logic 48 |  |  |  |  | Energy sensor | G48 |  |  |  | MC065 | Library |  |  | 0 | 0
MC065-B08 | MC065-B08/G5 | Logic 5 |  |  |  |  | Energy sensor | G5 |  |  |  | MC065 | Library |  |  | 0 | 0
MC065-B08 | MC065-B08/G6 | Logic 6 |  |  |  |  | Energy sensor | G6 |  |  |  | MC065 | Library |  |  | 0 | 0
MC065-B08 | MC065-B08/G7 | Logic 7 |  |  |  |  | Energy sensor | G7 |  |  |  | MC065 | Library |  |  | 0 | 0
MC065-B08 | MC065-B08/G8 | Logic 8 |  |  |  |  | Energy sensor | G8 |  |  |  | MC065 | Library |  |  | 0 | 0
MC065-B08 | MC065-B08/G9 | Low Occupancy |  |  |  |  | Energy sensor | G9 |  |  |  | MC065 | Library |  |  | 0 | 0
MC065-B08 | MC065-B08/i1 | xcite/IO/8UI |  |  |  |  | Energy sensor | i1 |  |  |  | MC065 | Library |  |  | 0 | 0
MC065-B08 | MC065-B08/I1 | C085 AC fault |  |  |  |  | Energy sensor | I1 |  |  |  | MC065 | Library |  |  | 0 | 0
MC065-B08 | MC065-B08/I10 | OAT Frost Condition |  |  |  |  | Energy sensor | I10 |  |  |  | MC065 | Library |  |  | 0 | 0
MC065-B08 | MC065-B08/I11 | Space Frost Cond |  |  |  |  | Energy sensor | I11 |  |  |  | MC065 | Library |  |  | 0 | 0
MC065-B08 | MC065-B08/I12 | Summer Eco mode |  |  |  |  | Energy sensor | I12 |  |  |  | MC065 | Library |  |  | 0 | 0
MC065-B08 | MC065-B08/I13 | Winter Vent Mode |  |  |  |  | Energy sensor | I13 |  |  |  | MC065 | Library |  |  | 0 | 0
MC065-B08 | MC065-B08/I14 | Summer Vent Mode |  |  |  |  | Energy sensor | I14 |  |  |  | MC065 | Library |  |  | 0 | 0
MC065-B08 | MC065-B08/I15 | OS15 Heating Demand |  |  |  |  | Energy sensor | I15 |  |  |  | MC065 | Library |  |  | 0 | 0
MC065-B08 | MC065-B08/I16 | SE Zone 2 Low Occupancy |  |  |  |  | Energy sensor | I16 |  |  |  | MC065 | Library |  |  | 0 | 0
MC065-B08 | MC065-B08/I19 | AHU-SE Supply Fan No Flow |  |  |  |  | Energy sensor | I19 |  |  |  | MC065 | Library |  |  | 0 | 0
MC065-B08 | MC065-B08/i2 | xcite/IO/8UI |  |  |  |  | Energy sensor | i2 |  |  |  | MC065 | Library |  |  | 0 | 0
MC065-B08 | MC065-B08/I2 | AHU-SE Supply VSD Fault |  |  |  |  | Energy sensor | I2 |  |  |  | MC065 | Library |  |  | 0 | 0
MC065-B08 | MC065-B08/I20 | AHU-SE Extract Fan No Flow |  |  |  |  | Energy sensor | I20 |  |  |  | MC065 | Library |  |  | 0 | 0
MC065-B08 | MC065-B08/I21 | Level A Rad V2-A-02 Valve HD |  |  |  |  | Energy sensor | I21 |  |  |  | MC065 | Library |  |  | 0 | 0
MC065-B08 | MC065-B08/I22 | Level A Rad V2-A-07 Valve HD |  |  |  |  | Energy sensor | I22 |  |  |  | MC065 | Library |  |  | 0 | 0
MC065-B08 | MC065-B08/I23 | Level C Rad V2-B-04 Valve HD |  |  |  |  | Energy sensor | I23 |  |  |  | MC065 | Library |  |  | 0 | 0
MC065-B08 | MC065-B08/i3 | xcite/IO/8UI |  |  |  |  | Energy sensor | i3 |  |  |  | MC065 | Library |  |  | 0 | 0
MC065-B08 | MC065-B08/I3 | AHU-SE Supply Flow STS |  |  |  |  | Energy sensor | I3 |  |  |  | MC065 | Library |  |  | 0 | 0
MC065-B08 | MC065-B08/I4 | AHU-SE Extract VSD Fault |  |  |  |  | Energy sensor | I4 |  |  |  | MC065 | Library |  |  | 0 | 0
MC065-B08 | MC065-B08/i4 | xcite/IO/8UI |  |  |  |  | Energy sensor | i4 |  |  |  | MC065 | Library |  |  | 0 | 0
MC065-B08 | MC065-B08/I5 | AHU-SE Extract Flow STS |  |  |  |  | Energy sensor | I5 |  |  |  | MC065 | Library |  |  | 0 | 0
MC065-B08 | MC065-B08/i5 | xcite/IO/8UI |  |  |  |  | Energy sensor | i5 |  |  |  | MC065 | Library |  |  | 0 | 0
MC065-B08 | MC065-B08/I6 | AHU-SE SupplyPanelFilterSTS |  |  |  |  | Energy sensor | I6 |  |  |  | MC065 | Library |  |  | 0 | 0
MC065-B08 | MC065-B08/i6 | xcite/IO/8UI |  |  |  |  | Energy sensor | i6 |  |  |  | MC065 | Library |  |  | 0 | 0
MC065-B08 | MC065-B08/I7 | AHU-SE BagPanelFilterSTS |  |  |  |  | Energy sensor | I7 |  |  |  | MC065 | Library |  |  | 0 | 0
MC065-B08 | MC065-B08/i7 | xcite/IO/8AO |  |  |  |  | Energy sensor | i7 |  |  |  | MC065 | Library |  |  | 0 | 0
MC065-B08 | MC065-B08/i8 | xcite/IO/8AO |  |  |  |  | Energy sensor | i8 |  |  |  | MC065 | Library |  |  | 0 | 0
MC065-B08 | MC065-B08/I8 | AHU-SE ExtractlFilterSTS |  |  |  |  | Energy sensor | I8 |  |  |  | MC065 | Library |  |  | 0 | 0
MC065-B08 | MC065-B08/I9 | AHU-SE Frost Stat |  |  |  |  | Energy sensor | I9 |  |  |  | MC065 | Library |  |  | 0 | 0
MC065-B08 | MC065-B08/i9 | xcite/IO/8AO |  |  |  |  | Energy sensor | i9 |  |  |  | MC065 | Library |  |  | 0 | 0
MC065-B08 | MC065-B08/K1 | LowCO2=LowOccupancySP |  |  |  |  | Energy sensor | K1 |  |  |  | MC065 | Library |  |  | 0 | 0
MC065-B08 | MC065-B08/K10 | Level AHB A140 SP |  |  |  |  | Energy sensor | K10 |  |  |  | MC065 | Library |  |  | 0 | 0
MC065-B08 | MC065-B08/K11 | Level B HB B090 SP |  |  |  |  | Energy sensor | K11 |  |  |  | MC065 | Library |  |  | 0 | 0
MC065-B08 | MC065-B08/K12 | Level A HB A090 SP |  |  |  |  | Energy sensor | K12 |  |  |  | MC065 | Library |  |  | 0 | 0
MC065-B08 | MC065-B08/K13 | Level A HB A095 SP |  |  |  |  | Energy sensor | K13 |  |  |  | MC065 | Library |  |  | 0 | 0
MC065-B08 | MC065-B08/K14 | Level A HB A100 SP |  |  |  |  | Energy sensor | K14 |  |  |  | MC065 | Library |  |  | 0 | 0
MC065-B08 | MC065-B08/K15 | Level A HB A110 SP |  |  |  |  | Energy sensor | K15 |  |  |  | MC065 | Library |  |  | 0 | 0
MC065-B08 | MC065-B08/K16 | Level B HB B060 SP |  |  |  |  | Energy sensor | K16 |  |  |  | MC065 | Library |  |  | 0 | 0
MC065-B08 | MC065-B08/K17 | Level B HB B061 SP |  |  |  |  | Energy sensor | K17 |  |  |  | MC065 | Library |  |  | 0 | 0
MC065-B08 | MC065-B08/K18 | Level B HB B062 SP |  |  |  |  | Energy sensor | K18 |  |  |  | MC065 | Library |  |  | 0 | 0
MC065-B08 | MC065-B08/K19 | Level B HB B101 SP |  |  |  |  | Energy sensor | K19 |  |  |  | MC065 | Library |  |  | 0 | 0
MC065-B08 | MC065-B08/K2 | AHU-SE Min Sply Temp SP |  |  | Degrees Celsius |  | Energy sensor | K2 |  |  |  | MC065 | Library |  |  | 0 | 0
MC065-B08 | MC065-B08/K20 | Level B HB B102 SP |  |  |  |  | Energy sensor | K20 |  |  |  | MC065 | Library |  |  | 0 | 0
MC065-B08 | MC065-B08/K21 | Level B HB B103 SP |  |  |  |  | Energy sensor | K21 |  |  |  | MC065 | Library |  |  | 0 | 0
MC065-B08 | MC065-B08/K22 | Level B HB B103 SP |  |  |  |  | Energy sensor | K22 |  |  |  | MC065 | Library |  |  | 0 | 0
MC065-B08 | MC065-B08/K23 | Level B HB B106 SP |  |  |  |  | Energy sensor | K23 |  |  |  | MC065 | Library |  |  | 0 | 0
MC065-B08 | MC065-B08/K24 | Level C HB C SP060 |  |  |  |  | Energy sensor | K24 |  |  |  | MC065 | Library |  |  | 0 | 0
MC065-B08 | MC065-B08/K25 | Level C HB C061 SP |  |  |  |  | Energy sensor | K25 |  |  |  | MC065 | Library |  |  | 0 | 0
MC065-B08 | MC065-B08/K26 | Level C HB C SP062 SP |  |  |  |  | Energy sensor | K26 |  |  |  | MC065 | Library |  |  | 0 | 0
MC065-B08 | MC065-B08/K27 | Level C HB C061 SP |  |  |  |  | Energy sensor | K27 |  |  |  | MC065 | Library |  |  | 0 | 0
MC065-B08 | MC065-B08/K28 | Level C HB C090 SP |  |  |  |  | Energy sensor | K28 |  |  |  | MC065 | Library |  |  | 0 | 0
MC065-B08 | MC065-B08/K29 | Level C Rad Valve V2-B04 SP |  |  |  |  | Energy sensor | K29 |  |  |  | MC065 | Library |  |  | 0 | 0
MC065-B08 | MC065-B08/K3 | AHU-SE Max Sply Temp SP |  |  | Degrees Celsius |  | Energy sensor | K3 |  |  |  | MC065 | Library |  |  | 0 | 0
MC065-B08 | MC065-B08/K4 | AHU-NE Return Temp SP |  |  | Degrees Celsius |  | Energy sensor | K4 |  |  |  | MC065 | Library |  |  | 0 | 0
MC065-B08 | MC065-B08/K5 | AHU-SE Supply Pressure SP |  |  |  |  | Energy sensor | K5 |  |  |  | MC065 | Library |  |  | 0 | 0
MC065-B08 | MC065-B08/K7 | AHU-SE Extract Pressure SP |  |  |  |  | Energy sensor | K7 |  |  |  | MC065 | Library |  |  | 0 | 0
MC065-B08 | MC065-B08/K8 | AHU-SE Minimum Sup Fan Speed |  |  |  |  | Energy sensor | K8 |  |  |  | MC065 | Library |  |  | 0 | 0
MC065-B08 | MC065-B08/K9 | AHU-SE Minimum Ex Fan Speed |  |  |  |  | Energy sensor | K9 |  |  |  | MC065 | Library |  |  | 0 | 0
MC065-B08 | MC065-B08/L1 | AHU-SE Heating |  |  |  |  | Energy sensor | L1 |  |  |  | MC065 | Library |  |  | 0 | 0
MC065-B08 | MC065-B08/L10 | Loop 10 |  |  |  |  | Energy sensor | L10 |  |  |  | MC065 | Library |  |  | 0 | 0
MC065-B08 | MC065-B08/L11 | Loop 11 |  |  |  |  | Energy sensor | L11 |  |  |  | MC065 | Library |  |  | 0 | 0
MC065-B08 | MC065-B08/L12 | Loop 12 |  |  |  |  | Energy sensor | L12 |  |  |  | MC065 | Library |  |  | 0 | 0
MC065-B08 | MC065-B08/L13 | Loop 13 |  |  |  |  | Energy sensor | L13 |  |  |  | MC065 | Library |  |  | 0 | 0
MC065-B08 | MC065-B08/L14 | Loop 14 |  |  |  |  | Energy sensor | L14 |  |  |  | MC065 | Library |  |  | 0 | 0
MC065-B08 | MC065-B08/L15 | Loop 15 |  |  |  |  | Energy sensor | L15 |  |  |  | MC065 | Library |  |  | 0 | 0
MC065-B08 | MC065-B08/L16 | Loop 16 |  |  |  |  | Energy sensor | L16 |  |  |  | MC065 | Library |  |  | 0 | 0
MC065-B08 | MC065-B08/L17 | Loop 17 |  |  |  |  | Energy sensor | L17 |  |  |  | MC065 | Library |  |  | 0 | 0
MC065-B08 | MC065-B08/L18 | Loop 18 |  |  |  |  | Energy sensor | L18 |  |  |  | MC065 | Library |  |  | 0 | 0
MC065-B08 | MC065-B08/L19 | Loop 19 |  |  |  |  | Energy sensor | L19 |  |  |  | MC065 | Library |  |  | 0 | 0
MC065-B08 | MC065-B08/L2 | Loop 2 |  |  |  |  | Energy sensor | L2 |  |  |  | MC065 | Library |  |  | 0 | 0
MC065-B08 | MC065-B08/L20 | Loop 20 |  |  |  |  | Energy sensor | L20 |  |  |  | MC065 | Library |  |  | 0 | 0
MC065-B08 | MC065-B08/L21 | Loop 21 |  |  |  |  | Energy sensor | L21 |  |  |  | MC065 | Library |  |  | 0 | 0
MC065-B08 | MC065-B08/L22 | Loop 22 |  |  |  |  | Energy sensor | L22 |  |  |  | MC065 | Library |  |  | 0 | 0
MC065-B08 | MC065-B08/L23 | Loop 23 |  |  |  |  | Energy sensor | L23 |  |  |  | MC065 | Library |  |  | 0 | 0
MC065-B08 | MC065-B08/L24 | Loop 24 |  |  |  |  | Energy sensor | L24 |  |  |  | MC065 | Library |  |  | 0 | 0
MC065-B08 | MC065-B08/L3 | [5 empty] | Energy sensor | L3 |  |  |  | MC065 | Library |  |  | 0 | 0
MC065-B08 | MC065-B08/L4 | [5 empty] | Energy sensor | L4 |  |  |  | MC065 | Library |  |  | 0 | 0
MC065-B08 | MC065-B08/L5 | Loop 5 |  |  |  |  | Energy sensor | L5 |  |  |  | MC065 | Library |  |  | 0 | 0
MC065-B08 | MC065-B08/L6 | Loop 6 |  |  |  |  | Energy sensor | L6 |  |  |  | MC065 | Library |  |  | 0 | 0
MC065-B08 | MC065-B08/L7 | Loop 7 |  |  |  |  | Energy sensor | L7 |  |  |  | MC065 | Library |  |  | 0 | 0
MC065-B08 | MC065-B08/L8 | Loop 8 |  |  |  |  | Energy sensor | L8 |  |  |  | MC065 | Library |  |  | 0 | 0
MC065-B08 | MC065-B08/L9 | Loop 9 |  |  |  |  | Energy sensor | L9 |  |  |  | MC065 | Library |  |  | 0 | 0
MC065-B08 | MC065-B08/N1 | OAT Frost Setpoint |  |  |  |  | Energy sensor | N1 |  |  |  | MC065 | Library |  |  | 0 | 0
MC065-B08 | MC065-B08/n1 | TREND_0C_C1_8B |  |  |  |  | Energy sensor | n1 |  |  |  | MC065 | Library |  |  | 0 | 0
MC065-B08 | MC065-B08/N2 | Space frost protection setpoint |  |  | Degrees Celsius |  | Energy sensor | N2 |  |  |  | MC065 | Library |  |  | 0 | 0
MC065-B08 | MC065-B08/N3 | Fire Alarm STS |  |  |  |  | Energy sensor | N3 |  |  |  | MC065 | Library |  |  | 0 | 0
MC065-B08 | MC065-B08/N4 | OAT Summer Eco Setpoint |  |  |  |  | Energy sensor | N4 |  |  |  | MC065 | Library |  |  | 0 | 0
MC065-B08 | MC065-B08/N5 | Space Summer Eco Setpoint |  |  |  |  | Energy sensor | N5 |  |  |  | MC065 | Library |  |  | 0 | 0
MC065-B08 | MC065-B08/N6 | S22 Lev B HB-B020B Space Temp |  |  | Degrees Celsius |  | Energy sensor | N6 |  |  |  | MC065 | Library |  |  | 0 | 0
MC065-B08 | MC065-B08/N7 | Duct Frost Setpoint |  |  |  |  | Energy sensor | N7 |  |  |  | MC065 | Library |  |  | 0 | 0
MC065-B08 | MC065-B08/N8 | Lev B HB-B020B SP |  |  |  |  | Energy sensor | N8 |  |  |  | MC065 | Library |  |  | 0 | 0
MC065-B08 | MC065-B08/O1 | SE Zone 4 Floor A OSS |  |  |  |  | Energy sensor | O1 |  |  |  | MC065 | Library |  |  | 0 | 0
MC065-B08 | MC065-B08/o1 | Alarm Route 1 |  |  |  |  | Energy sensor | o1 |  |  |  | MC065 | Library |  |  | 0 | 0
MC065-B08 | MC065-B08/o2 | Alarm Route 1 |  |  |  |  | Energy sensor | o2 |  |  |  | MC065 | Library |  |  | 0 | 0
MC065-B08 | MC065-B08/O2 | SE Zone 4 Floor B OSS |  |  |  |  | Energy sensor | O2 |  |  |  | MC065 | Library |  |  | 0 | 0
MC065-B08 | MC065-B08/O3 | SE Zone 4 Floor C OSS |  |  |  |  | Energy sensor | O3 |  |  |  | MC065 | Library |  |  | 0 | 0
MC065-B08 | MC065-B08/o3 | Alarm Route 1 |  |  |  |  | Energy sensor | o3 |  |  |  | MC065 | Library |  |  | 0 | 0
MC065-B08 | MC065-B08/P1 | AHU-NE Supply Air Temp |  |  | Degrees Celsius |  | Energy sensor | P1 |  |  |  | MC065 | Library |  |  | 0 | 0
MC065-B08 | MC065-B08/P10 | S6 Lev A HB-A090 SP Adj |  |  |  |  | Energy sensor | P10 |  |  |  | MC065 | Library |  |  | 0 | 0
MC065-B08 | MC065-B08/P11 | S7 Lev A HB-A095 Space Temp |  |  | Degrees Celsius |  | Energy sensor | P11 |  |  |  | MC065 | Library |  |  | 0 | 0
MC065-B08 | MC065-B08/P12 | S7 Lev A HB-A095 SP Adj |  |  |  |  | Energy sensor | P12 |  |  |  | MC065 | Library |  |  | 0 | 0
MC065-B08 | MC065-B08/P13 | S8 Lev A HB-A100 Space Temp |  |  | Degrees Celsius |  | Energy sensor | P13 |  |  |  | MC065 | Library |  |  | 0 | 0
MC065-B08 | MC065-B08/P14 | S8 Lev A HB-A100 SP Adj |  |  |  |  | Energy sensor | P14 |  |  |  | MC065 | Library |  |  | 0 | 0
MC065-B08 | MC065-B08/P15 | S9 Lev C HB-BOA110 Space Temp |  |  | Degrees Celsius |  | Energy sensor | P15 |  |  |  | MC065 | Library |  |  | 0 | 0
MC065-B08 | MC065-B08/P16 | S9 Lev C HB-BOA110 Space CO2 |  |  |  |  | Energy sensor | P16 |  |  |  | MC065 | Library |  |  | 0 | 0
MC065-B08 | MC065-B08/P17 | S19 Lev B HB-B060 Space Temp |  |  | Degrees Celsius |  | Energy sensor | P17 |  |  |  | MC065 | Library |  |  | 0 | 0
MC065-B08 | MC065-B08/P18 | S19 Lev B HB-B060 SP Adj |  |  |  |  | Energy sensor | P18 |  |  |  | MC065 | Library |  |  | 0 | 0
MC065-B08 | MC065-B08/P19 | Level C HB C062 Adjusted SP |  |  |  |  | Energy sensor | P19 |  |  |  | MC065 | Library |  |  | 0 | 0
MC065-B08 | MC065-B08/P2 | AHU-NE Extract Air Temp |  |  | Degrees Celsius |  | Energy sensor | P2 |  |  |  | MC065 | Library |  |  | 0 | 0
MC065-B08 | MC065-B08/P20 | S19 Lev B HB-B061 Space Temp |  |  | Degrees Celsius |  | Energy sensor | P20 |  |  |  | MC065 | Library |  |  | 0 | 0
MC065-B08 | MC065-B08/P21 | S19 Lev B HB-B061 SP Adj |  |  |  |  | Energy sensor | P21 |  |  |  | MC065 | Library |  |  | 0 | 0
MC065-B08 | MC065-B08/P22 | S21 Lev A HB-B062 Space Temp |  |  | Degrees Celsius |  | Energy sensor | P22 |  |  |  | MC065 | Library |  |  | 0 | 0
MC065-B08 | MC065-B08/P23 | S21 Lev A HB-B062 SP Adj |  |  |  |  | Energy sensor | P23 |  |  |  | MC065 | Library |  |  | 0 | 0
MC065-B08 | MC065-B08/P24 | S27 Lev B HB-B101 Space Temp |  |  | Degrees Celsius |  | Energy sensor | P24 |  |  |  | MC065 | Library |  |  | 0 | 0
MC065-B08 | MC065-B08/P25 | S27 Lev B HB-B101 SP Adj |  |  |  |  | Energy sensor | P25 |  |  |  | MC065 | Library |  |  | 0 | 0
MC065-B08 | MC065-B08/P26 | S26 Lev B HB-B102 Space Temp |  |  | Degrees Celsius |  | Energy sensor | P26 |  |  |  | MC065 | Library |  |  | 0 | 0
MC065-B08 | MC065-B08/P27 | S26 Lev B HB-B102 Space CO2 |  |  |  |  | Energy sensor | P27 |  |  |  | MC065 | Library |  |  | 0 | 0
MC065-B08 | MC065-B08/P28 | S25 Lev B HB-B103 Space Temp |  |  | Degrees Celsius |  | Energy sensor | P28 |  |  |  | MC065 | Library |  |  | 0 | 0
MC065-B08 | MC065-B08/P29 | S25 Lev B HB-B103 SP Adj |  |  |  |  | Energy sensor | P29 |  |  |  | MC065 | Library |  |  | 0 | 0
MC065-B08 | MC065-B08/P3 | AHU-NE Extract Air Pressure |  |  |  |  | Energy sensor | P3 |  |  |  | MC065 | Library |  |  | 0 | 0
MC065-B08 | MC065-B08/P30 | S24 Lev A HB-B104 Space Temp |  |  | Degrees Celsius |  | Energy sensor | P30 |  |  |  | MC065 | Library |  |  | 0 | 0
MC065-B08 | MC065-B08/P31 | S24 Lev A HB-B104 SP Adj |  |  |  |  | Energy sensor | P31 |  |  |  | MC065 | Library |  |  | 0 | 0
MC065-B08 | MC065-B08/P32 | S40 Lev B HB-B106 Space Temp |  |  | Degrees Celsius |  | Energy sensor | P32 |  |  |  | MC065 | Library |  |  | 0 | 0
MC065-B08 | MC065-B08/P33 | S40 Lev B HB-B106 SP Adj |  |  |  |  | Energy sensor | P33 |  |  |  | MC065 | Library |  |  | 0 | 0
MC065-B08 | MC065-B08/P34 | S34 Lev C HB-C060 Space Temp |  |  | Degrees Celsius |  | Energy sensor | P34 |  |  |  | MC065 | Library |  |  | 0 | 0
MC065-B08 | MC065-B08/P35 | S34 Lev C HB-C060 Space CO2 |  |  |  |  | Energy sensor | P35 |  |  |  | MC065 | Library |  |  | 0 | 0
MC065-B08 | MC065-B08/P36 | S35 Lev C HB-C061 Space Temp |  |  | Degrees Celsius |  | Energy sensor | P36 |  |  |  | MC065 | Library |  |  | 0 | 0
MC065-B08 | MC065-B08/P37 | S35 Lev C HB-C061 SP Adj |  |  |  |  | Energy sensor | P37 |  |  |  | MC065 | Library |  |  | 0 | 0
MC065-B08 | MC065-B08/P38 | S36 Lev C HB-C062 Space Temp |  |  | Degrees Celsius |  | Energy sensor | P38 |  |  |  | MC065 | Library |  |  | 0 | 0
MC065-B08 | MC065-B08/P39 | S36 Lev C HB-C062 Space CO2 |  |  |  |  | Energy sensor | P39 |  |  |  | MC065 | Library |  |  | 0 | 0
MC065-B08 | MC065-B08/P4 | AHU-NE Supply Air Pressure |  |  |  |  | Energy sensor | P4 |  |  |  | MC065 | Library |  |  | 0 | 0
MC065-B08 | MC065-B08/P40 | S37 Lev C HB-C063 Space Temp |  |  | Degrees Celsius |  | Energy sensor | P40 |  |  |  | MC065 | Library |  |  | 0 | 0
MC065-B08 | MC065-B08/P41 | S37 Lev C HB-C063 SP Adj |  |  |  |  | Energy sensor | P41 |  |  |  | MC065 | Library |  |  | 0 | 0
MC065-B08 | MC065-B08/P42 | S38 Lev C HB-C090 Space Temp |  |  | Degrees Celsius |  | Energy sensor | P42 |  |  |  | MC065 | Library |  |  | 0 | 0
MC065-B08 | MC065-B08/P43 | S38 Lev C HB-C090 Space CO2 |  |  |  |  | Energy sensor | P43 |  |  |  | MC065 | Library |  |  | 0 | 0
MC065-B08 | MC065-B08/P44 | Spare |  |  |  |  | Energy sensor | P44 |  |  |  | MC065 | Library |  |  | 0 | 0
MC065-B08 | MC065-B08/P45 | Spare |  |  |  |  | Energy sensor | P45 |  |  |  | MC065 | Library |  |  | 0 | 0
MC065-B08 | MC065-B08/P46 | AHU-SE Supply Damper Feedback |  |  |  |  | Energy sensor | P46 |  |  |  | MC065 | Library |  |  | 0 | 0
MC065-B08 | MC065-B08/P47 | AHU-SE Recirc Damper Feedback |  |  |  |  | Energy sensor | P47 |  |  |  | MC065 | Library |  |  | 0 | 0
MC065-B08 | MC065-B08/P48 | AHU-SE Extract Damper Feedback |  |  |  |  | Energy sensor | P48 |  |  |  | MC065 | Library |  |  | 0 | 0
MC065-B08 | MC065-B08/P49 | AHU-SE Recoup Damper Feedback |  |  |  |  | Energy sensor | P49 |  |  |  | MC065 | Library |  |  | 0 | 0
MC065-B08 | MC065-B08/P5 | S10 Lev A HB-A140 Space Temp |  |  | Degrees Celsius |  | Energy sensor | P5 |  |  |  | MC065 | Library |  |  | 0 | 0
MC065-B08 | MC065-B08/P50 | Outside air temperature |  |  | Degrees Celsius |  | Energy sensor | P50 |  |  |  | MC065 | Library |  |  | 0 | 0
MC065-B08 | MC065-B08/P51 | S33 Lev C Radiator Space Temp |  |  | Degrees Celsius |  | Energy sensor | P51 |  |  |  | MC065 | Library |  |  | 0 | 0
MC065-B08 | MC065-B08/P52 | S33 Lev C Radiator Space CO2 |  |  |  |  | Energy sensor | P52 |  |  |  | MC065 | Library |  |  | 0 | 0
MC065-B08 | MC065-B08/P53 | SE Zone 2 Maz CO2 |  |  |  |  | Energy sensor | P53 |  |  |  | MC065 | Library |  |  | 0 | 0
MC065-B08 | MC065-B08/P54 | NE Zone 2 Low Occupancy |  |  |  |  | Energy sensor | P54 |  |  |  | MC065 | Library |  |  | 0 | 0
MC065-B08 | MC065-B08/P55 | AHU-SE Calc Sply Temp SP |  |  | Degrees Celsius |  | Energy sensor | P55 |  |  |  | MC065 | Library |  |  | 0 | 0
MC065-B08 | MC065-B08/P56 | AHU-SE Recoup Dmnd |  |  |  |  | Energy sensor | P56 |  |  |  | MC065 | Library |  |  | 0 | 0
MC065-B08 | MC065-B08/P57 | AHU-SE Heating Coil Dmnd |  |  |  |  | Energy sensor | P57 |  |  |  | MC065 | Library |  |  | 0 | 0
MC065-B08 | MC065-B08/P58 | AHU-SE Mixing Dampers Ctrl |  |  |  |  | Energy sensor | P58 |  |  |  | MC065 | Library |  |  | 0 | 0
MC065-B08 | MC065-B08/P59 | Actual AHU-SE Supply Press SP |  |  |  |  | Energy sensor | P59 |  |  |  | MC065 | Library |  |  | 0 | 0
MC065-B08 | MC065-B08/P6 | S10 Lev A HB-A140 Space CO2 |  |  |  |  | Energy sensor | P6 |  |  |  | MC065 | Library |  |  | 0 | 0
MC065-B08 | MC065-B08/P60 | Actual AHU-NE Extract Press SP |  |  |  |  | Energy sensor | P60 |  |  |  | MC065 | Library |  |  | 0 | 0
MC065-B08 | MC065-B08/P61 | AHU-SE Sply Fan Speed |  |  |  |  | Energy sensor | P61 |  |  |  | MC065 | Library |  |  | 0 | 0
MC065-B08 | MC065-B08/P62 | AHU-SE Ext Fan Speed |  |  |  |  | Energy sensor | P62 |  |  |  | MC065 | Library |  |  | 0 | 0
MC065-B08 | MC065-B08/P63 | Level A HB A140 Valve |  |  |  |  | Energy sensor | P63 |  |  |  | MC065 | Library |  |  | 0 | 0
MC065-B08 | MC065-B08/P64 | Level B HB B090 Valve |  |  |  |  | Energy sensor | P64 |  |  |  | MC065 | Library |  |  | 0 | 0
MC065-B08 | MC065-B08/P65 | Level A HB A090 Adjusted SP |  |  |  |  | Energy sensor | P65 |  |  |  | MC065 | Library |  |  | 0 | 0
MC065-B08 | MC065-B08/P66 | Level A HB A090 Valve |  |  |  |  | Energy sensor | P66 |  |  |  | MC065 | Library |  |  | 0 | 0
MC065-B08 | MC065-B08/P67 | Level A HB A095 Adjusted SP |  |  |  |  | Energy sensor | P67 |  |  |  | MC065 | Library |  |  | 0 | 0
MC065-B08 | MC065-B08/P68 | Level A HB A095 Valve |  |  |  |  | Energy sensor | P68 |  |  |  | MC065 | Library |  |  | 0 | 0
MC065-B08 | MC065-B08/P69 | Level A HB A100 Adjusted SP |  |  |  |  | Energy sensor | P69 |  |  |  | MC065 | Library |  |  | 0 | 0
MC065-B08 | MC065-B08/P7 | S23 Lev B HB-B090 Space Temp |  |  | Degrees Celsius |  | Energy sensor | P7 |  |  |  | MC065 | Library |  |  | 0 | 0
MC065-B08 | MC065-B08/P70 | Level A HB A100 Valve |  |  |  |  | Energy sensor | P70 |  |  |  | MC065 | Library |  |  | 0 | 0
MC065-B08 | MC065-B08/P71 | Level B HB B060 Valve |  |  |  |  | Energy sensor | P71 |  |  |  | MC065 | Library |  |  | 0 | 0
MC065-B08 | MC065-B08/P72 | Level A HB A110 Valve |  |  |  |  | Energy sensor | P72 |  |  |  | MC065 | Library |  |  | 0 | 0
MC065-B08 | MC065-B08/P73 | Level B HB B060 Adjusted SP |  |  |  |  | Energy sensor | P73 |  |  |  | MC065 | Library |  |  | 0 | 0
MC065-B08 | MC065-B08/P75 | Level B HB B061 Valve |  |  |  |  | Energy sensor | P75 |  |  |  | MC065 | Library |  |  | 0 | 0
MC065-B08 | MC065-B08/P76 | Level B HB B061 Adjusted SP |  |  |  |  | Energy sensor | P76 |  |  |  | MC065 | Library |  |  | 0 | 0
MC065-B08 | MC065-B08/P77 | Level B HB B062 Valve |  |  |  |  | Energy sensor | P77 |  |  |  | MC065 | Library |  |  | 0 | 0
MC065-B08 | MC065-B08/P78 | Level B HB B062 Adjusted SP |  |  |  |  | Energy sensor | P78 |  |  |  | MC065 | Library |  |  | 0 | 0
MC065-B08 | MC065-B08/P79 | Level B HB B101 Valve |  |  |  |  | Energy sensor | P79 |  |  |  | MC065 | Library |  |  | 0 | 0
MC065-B08 | MC065-B08/P8 | S23 Lev B HB-B090 Space CO2 |  |  |  |  | Energy sensor | P8 |  |  |  | MC065 | Library |  |  | 0 | 0
MC065-B08 | MC065-B08/P80 | Level B HB B101 Adjusted SP |  |  |  |  | Energy sensor | P80 |  |  |  | MC065 | Library |  |  | 0 | 0
MC065-B08 | MC065-B08/P81 | Level B HB B102 Valve |  |  |  |  | Energy sensor | P81 |  |  |  | MC065 | Library |  |  | 0 | 0
MC065-B08 | MC065-B08/P82 | Level B HB B103 Valve |  |  |  |  | Energy sensor | P82 |  |  |  | MC065 | Library |  |  | 0 | 0
MC065-B08 | MC065-B08/P83 | Level B HB B103 Adjusted SP |  |  |  |  | Energy sensor | P83 |  |  |  | MC065 | Library |  |  | 0 | 0
MC065-B08 | MC065-B08/P84 | Level B HB B104 Valve |  |  |  |  | Energy sensor | P84 |  |  |  | MC065 | Library |  |  | 0 | 0
MC065-B08 | MC065-B08/P85 | Level B HB B104 Adjusted SP |  |  |  |  | Energy sensor | P85 |  |  |  | MC065 | Library |  |  | 0 | 0
MC065-B08 | MC065-B08/P86 | Level B HB B106 Valve |  |  |  |  | Energy sensor | P86 |  |  |  | MC065 | Library |  |  | 0 | 0
MC065-B08 | MC065-B08/P87 | Level B HB B106 Adjusted SP |  |  |  |  | Energy sensor | P87 |  |  |  | MC065 | Library |  |  | 0 | 0
MC065-B08 | MC065-B08/P88 | Level C HB C060 Valve |  |  |  |  | Energy sensor | P88 |  |  |  | MC065 | Library |  |  | 0 | 0
MC065-B08 | MC065-B08/P89 | Level C HB C061 Valve |  |  |  |  | Energy sensor | P89 |  |  |  | MC065 | Library |  |  | 0 | 0
MC065-B08 | MC065-B08/P9 | S6 Lev A HB-A090 Space Temp |  |  | Degrees Celsius |  | Energy sensor | P9 |  |  |  | MC065 | Library |  |  | 0 | 0
MC065-B08 | MC065-B08/P90 | Level C HB C061 Adjusted SP |  |  |  |  | Energy sensor | P90 |  |  |  | MC065 | Library |  |  | 0 | 0
MC065-B08 | MC065-B08/P91 | Level C HB C062 Valve |  |  |  |  | Energy sensor | P91 |  |  |  | MC065 | Library |  |  | 0 | 0
MC065-B08 | MC065-B08/P92 | Level C HB C063 Valve |  |  |  |  | Energy sensor | P92 |  |  |  | MC065 | Library |  |  | 0 | 0
MC065-B08 | MC065-B08/P93 | Level C HB C063 Adjusted SP |  |  |  |  | Energy sensor | P93 |  |  |  | MC065 | Library |  |  | 0 | 0
MC065-B08 | MC065-B08/P94 | Level C HB C090 Valve |  |  |  |  | Energy sensor | P94 |  |  |  | MC065 | Library |  |  | 0 | 0
MC065-B08 | MC065-B08/Q1 | Sequence Table 1 |  |  |  |  | Energy sensor | Q1 |  |  |  | MC065 | Library |  |  | 0 | 0
MC065-B08 | MC065-B08/S1 | AHU-NE Supply Air Temp |  |  | Degrees Celsius |  | Energy sensor | S1 |  |  |  | MC065 | Library |  |  | 0 | 0
MC065-B08 | MC065-B08/S10 | S6 Lev A HB-A090 Space Temp |  |  | Degrees Celsius |  | Energy sensor | S10 |  |  |  | MC065 | Library |  |  | 0 | 0
MC065-B08 | MC065-B08/S100 | Level C HB C063 Adjusted SP |  |  |  |  | Energy sensor | S100 |  |  |  | MC065 | Library |  |  | 0 | 0
MC065-B08 | MC065-B08/S101 | Level C HB C090 Valve |  |  |  |  | Energy sensor | S101 |  |  |  | MC065 | Library |  |  | 0 | 0
MC065-B08 | MC065-B08/S102 | Z4 Open Plan Ave Temp |  |  | Degrees Celsius |  | Energy sensor | S102 |  |  |  | MC065 | Library |  |  | 0 | 0
MC065-B08 | MC065-B08/S11 | S6 Lev A HB-A090 SP Adj |  |  |  |  | Energy sensor | S11 |  |  |  | MC065 | Library |  |  | 0 | 0
MC065-B08 | MC065-B08/S12 | S7 Lev A HB-A095 Space Temp |  |  | Degrees Celsius |  | Energy sensor | S12 |  |  |  | MC065 | Library |  |  | 0 | 0
MC065-B08 | MC065-B08/S13 | S7 Lev A HB-A095 SP Adj |  |  |  |  | Energy sensor | S13 |  |  |  | MC065 | Library |  |  | 0 | 0
MC065-B08 | MC065-B08/S14 | S8 Lev A HB-A100 Space Temp |  |  | Degrees Celsius |  | Energy sensor | S14 |  |  |  | MC065 | Library |  |  | 0 | 0
MC065-B08 | MC065-B08/S15 | S8 Lev A HB-A100 SP Adj |  |  |  |  | Energy sensor | S15 |  |  |  | MC065 | Library |  |  | 0 | 0
MC065-B08 | MC065-B08/S16 | S9 Lev C HB-BOA110 Space Temp |  |  | Degrees Celsius |  | Energy sensor | S16 |  |  |  | MC065 | Library |  |  | 0 | 0
MC065-B08 | MC065-B08/S17 | S9 Lev C HB-BOA110 Space CO2 |  |  |  |  | Energy sensor | S17 |  |  |  | MC065 | Library |  |  | 0 | 0
MC065-B08 | MC065-B08/S18 | S19 Lev B HB-B060 Space Temp |  |  | Degrees Celsius |  | Energy sensor | S18 |  |  |  | MC065 | Library |  |  | 0 | 0
MC065-B08 | MC065-B08/S19 | S19 Lev B HB-B060 SP Adj |  |  |  |  | Energy sensor | S19 |  |  |  | MC065 | Library |  |  | 0 | 0
MC065-B08 | MC065-B08/S2 | AHU-NE Extract Air Temp |  |  | Degrees Celsius |  | Energy sensor | S2 |  |  |  | MC065 | Library |  |  | 0 | 0
MC065-B08 | MC065-B08/S20 | SE Zone 2 Max CO2 |  |  |  |  | Energy sensor | S20 |  |  |  | MC065 | Library |  |  | 0 | 0
MC065-B08 | MC065-B08/S21 | S19 Lev B HB-B061 Space Temp |  |  | Degrees Celsius |  | Energy sensor | S21 |  |  |  | MC065 | Library |  |  | 0 | 0
MC065-B08 | MC065-B08/S22 | S19 Lev B HB-B061 SP Adj |  |  |  |  | Energy sensor | S22 |  |  |  | MC065 | Library |  |  | 0 | 0
MC065-B08 | MC065-B08/S23 | S21 Lev A HB-B062 Space Temp |  |  | Degrees Celsius |  | Energy sensor | S23 |  |  |  | MC065 | Library |  |  | 0 | 0
MC065-B08 | MC065-B08/S24 | S21 Lev A HB-B062 SP Adj |  |  |  |  | Energy sensor | S24 |  |  |  | MC065 | Library |  |  | 0 | 0
MC065-B08 | MC065-B08/S25 | S27 Lev B HB-B101 Space Temp |  |  | Degrees Celsius |  | Energy sensor | S25 |  |  |  | MC065 | Library |  |  | 0 | 0
MC065-B08 | MC065-B08/S26 | S27 Lev B HB-B101 SP Adj |  |  |  |  | Energy sensor | S26 |  |  |  | MC065 | Library |  |  | 0 | 0
MC065-B08 | MC065-B08/S27 | S26 Lev B HB-B102 Space Temp |  |  | Degrees Celsius |  | Energy sensor | S27 |  |  |  | MC065 | Library |  |  | 0 | 0
MC065-B08 | MC065-B08/S28 | S26 Lev B HB-B102 SP Adj |  |  |  |  | Energy sensor | S28 |  |  |  | MC065 | Library |  |  | 0 | 0
MC065-B08 | MC065-B08/S29 | S25 Lev B HB-B103 Space Temp |  |  | Degrees Celsius |  | Energy sensor | S29 |  |  |  | MC065 | Library |  |  | 0 | 0
MC065-B08 | MC065-B08/S3 | AHU-NE Extract Air Pressure |  |  |  |  | Energy sensor | S3 |  |  |  | MC065 | Library |  |  | 0 | 0
MC065-B08 | MC065-B08/S30 | S25 Lev B HB-B103 SP Adj |  |  |  |  | Energy sensor | S30 |  |  |  | MC065 | Library |  |  | 0 | 0
MC065-B08 | MC065-B08/S31 | S24 Lev A HB-B104 Space Temp |  |  | Degrees Celsius |  | Energy sensor | S31 |  |  |  | MC065 | Library |  |  | 0 | 0
MC065-B08 | MC065-B08/S32 | S24 Lev A HB-B104 SP Adj |  |  |  |  | Energy sensor | S32 |  |  |  | MC065 | Library |  |  | 0 | 0
MC065-B08 | MC065-B08/S33 | S40 Lev B HB-B106 Space Temp |  |  | Degrees Celsius |  | Energy sensor | S33 |  |  |  | MC065 | Library |  |  | 0 | 0
MC065-B08 | MC065-B08/S34 | S40 Lev B HB-B106 SP Adj |  |  |  |  | Energy sensor | S34 |  |  |  | MC065 | Library |  |  | 0 | 0
MC065-B08 | MC065-B08/S35 | S34 Lev C HB-C060 Space Temp |  |  | Degrees Celsius |  | Energy sensor | S35 |  |  |  | MC065 | Library |  |  | 0 | 0
MC065-B08 | MC065-B08/S36 | S34 Lev C HB-C060 SP Adj |  |  |  |  | Energy sensor | S36 |  |  |  | MC065 | Library |  |  | 0 | 0
MC065-B08 | MC065-B08/S37 | S35 Lev C HB-C061 Space Temp |  |  | Degrees Celsius |  | Energy sensor | S37 |  |  |  | MC065 | Library |  |  | 0 | 0
MC065-B08 | MC065-B08/S38 | S35 Lev C HB-C061 SP Adj |  |  |  |  | Energy sensor | S38 |  |  |  | MC065 | Library |  |  | 0 | 0
MC065-B08 | MC065-B08/S39 | S36 Lev C HB-C062 Space Temp |  |  | Degrees Celsius |  | Energy sensor | S39 |  |  |  | MC065 | Library |  |  | 0 | 0
MC065-B08 | MC065-B08/S4 | AHU-NE Supply Air Pressure |  |  |  |  | Energy sensor | S4 |  |  |  | MC065 | Library |  |  | 0 | 0
MC065-B08 | MC065-B08/S40 | S36 Lev C HB-C062 SP Adj |  |  |  |  | Energy sensor | S40 |  |  |  | MC065 | Library |  |  | 0 | 0
MC065-B08 | MC065-B08/S41 | S37 Lev C HB-C063 Space Temp |  |  | Degrees Celsius |  | Energy sensor | S41 |  |  |  | MC065 | Library |  |  | 0 | 0
MC065-B08 | MC065-B08/S42 | S37 Lev C HB-C063 SP Adj |  |  |  |  | Energy sensor | S42 |  |  |  | MC065 | Library |  |  | 0 | 0
MC065-B08 | MC065-B08/S43 | S38 Lev C HB-C090 Space Temp |  |  | Degrees Celsius |  | Energy sensor | S43 |  |  |  | MC065 | Library |  |  | 0 | 0
MC065-B08 | MC065-B08/S44 | S38 Lev C HB-C090 Space CO2 |  |  |  |  | Energy sensor | S44 |  |  |  | MC065 | Library |  |  | 0 | 0
MC065-B08 | MC065-B08/S45 | SE Water Pressure |  |  |  |  | Energy sensor | S45 |  |  |  | MC065 | Library |  |  | 0 | 0
MC065-B08 | MC065-B08/S46 | Spare |  |  |  |  | Energy sensor | S46 |  |  |  | MC065 | Library |  |  | 0 | 0
MC065-B08 | MC065-B08/S47 | AHU-SE Supply Damper Feedback |  |  |  |  | Energy sensor | S47 |  |  |  | MC065 | Library |  |  | 0 | 0
MC065-B08 | MC065-B08/S48 | AHU-SE Recirc Damper Feedback |  |  |  |  | Energy sensor | S48 |  |  |  | MC065 | Library |  |  | 0 | 0
MC065-B08 | MC065-B08/S49 | AHU-SE Extract Damper Feedback |  |  |  |  | Energy sensor | S49 |  |  |  | MC065 | Library |  |  | 0 | 0
MC065-B08 | MC065-B08/S5 | S10 Lev A HB-A140 Space Temp |  |  | Degrees Celsius |  | Energy sensor | S5 |  |  |  | MC065 | Library |  |  | 0 | 0
MC065-B08 | MC065-B08/S50 | AHU-SE Recoup Damper Feedback |  |  |  |  | Energy sensor | S50 |  |  |  | MC065 | Library |  |  | 0 | 0
MC065-B08 | MC065-B08/S51 | Outside air temperature |  |  | Degrees Celsius |  | Energy sensor | S51 |  |  |  | MC065 | Library |  |  | 0 | 0
MC065-B08 | MC065-B08/S52 | S33 Lev C Radiator Space Temp |  |  | Degrees Celsius |  | Energy sensor | S52 |  |  |  | MC065 | Library |  |  | 0 | 0
MC065-B08 | MC065-B08/S53 | S33 Lev C Radiator Space CO2 |  |  |  |  | Energy sensor | S53 |  |  |  | MC065 | Library |  |  | 0 | 0
MC065-B08 | MC065-B08/S54 | AHU-SE Recoup Dmnd |  |  |  |  | Energy sensor | S54 |  |  |  | MC065 | Library |  |  | 0 | 0
MC065-B08 | MC065-B08/S55 | AHU-SE Calc Sply Temp SP |  |  | Degrees Celsius |  | Energy sensor | S55 |  |  |  | MC065 | Library |  |  | 0 | 0
MC065-B08 | MC065-B08/S56 | AHU-SE Heating Coil Dmnd |  |  |  |  | Energy sensor | S56 |  |  |  | MC065 | Library |  |  | 0 | 0
MC065-B08 | MC065-B08/S57 | AHU-SE Mixing Dampers Ctrl |  |  |  |  | Energy sensor | S57 |  |  |  | MC065 | Library |  |  | 0 | 0
MC065-B08 | MC065-B08/S58 | Actual AHU-SE Supply Press SP |  |  |  |  | Energy sensor | S58 |  |  |  | MC065 | Library |  |  | 0 | 0
MC065-B08 | MC065-B08/S59 | Actual AHU-NE Extract Press SP |  |  |  |  | Energy sensor | S59 |  |  |  | MC065 | Library |  |  | 0 | 0
MC065-B08 | MC065-B08/S6 | S10 Lev A HB-A140 Space CO2 |  |  |  |  | Energy sensor | S6 |  |  |  | MC065 | Library |  |  | 0 | 0
MC065-B08 | MC065-B08/S60 | Level C HB C062 Adjusted SP |  |  |  |  | Energy sensor | S60 |  |  |  | MC065 | Library |  |  | 0 | 0
MC065-B08 | MC065-B08/S61 | AHU-SE Sply Fan Speed |  |  |  |  | Energy sensor | S61 |  |  |  | MC065 | Library |  |  | 0 | 0
MC065-B08 | MC065-B08/S62 | AHU-SE Ext Fan Speed |  |  |  |  | Energy sensor | S62 |  |  |  | MC065 | Library |  |  | 0 | 0
MC065-B08 | MC065-B08/S63 | Level A HB A140 Valve |  |  |  |  | Energy sensor | S63 |  |  |  | MC065 | Library |  |  | 0 | 0
MC065-B08 | MC065-B08/S64 | Level B HB B090 Valve |  |  |  |  | Energy sensor | S64 |  |  |  | MC065 | Library |  |  | 0 | 0
MC065-B08 | MC065-B08/S66 | Level A HB A090 Adjusted SP |  |  |  |  | Energy sensor | S66 |  |  |  | MC065 | Library |  |  | 0 | 0
MC065-B08 | MC065-B08/S67 | Level A HB A090 Valve |  |  |  |  | Energy sensor | S67 |  |  |  | MC065 | Library |  |  | 0 | 0
MC065-B08 | MC065-B08/S68 | Level A HB A095 Adjusted SP |  |  |  |  | Energy sensor | S68 |  |  |  | MC065 | Library |  |  | 0 | 0
MC065-B08 | MC065-B08/S69 | Level A HB A095 Valve |  |  |  |  | Energy sensor | S69 |  |  |  | MC065 | Library |  |  | 0 | 0
MC065-B08 | MC065-B08/S7 | S23 Lev B HB-B090 Space Temp |  |  | Degrees Celsius |  | Energy sensor | S7 |  |  |  | MC065 | Library |  |  | 0 | 0
MC065-B08 | MC065-B08/S71 | Level A HB A100 Adjusted SP |  |  |  |  | Energy sensor | S71 |  |  |  | MC065 | Library |  |  | 0 | 0
MC065-B08 | MC065-B08/S72 | Level A HB A100 Valve |  |  |  |  | Energy sensor | S72 |  |  |  | MC065 | Library |  |  | 0 | 0
MC065-B08 | MC065-B08/S73 | Level B HB B060 Valve |  |  |  |  | Energy sensor | S73 |  |  |  | MC065 | Library |  |  | 0 | 0
MC065-B08 | MC065-B08/S74 | Level A HB A110 Valve |  |  |  |  | Energy sensor | S74 |  |  |  | MC065 | Library |  |  | 0 | 0
MC065-B08 | MC065-B08/S75 | Level B HB B060 Adjusted SP |  |  |  |  | Energy sensor | S75 |  |  |  | MC065 | Library |  |  | 0 | 0
MC065-B08 | MC065-B08/S78 | Level B HB B061 Valve |  |  |  |  | Energy sensor | S78 |  |  |  | MC065 | Library |  |  | 0 | 0
MC065-B08 | MC065-B08/S79 | Level B HB B061 Adjusted SP |  |  |  |  | Energy sensor | S79 |  |  |  | MC065 | Library |  |  | 0 | 0
MC065-B08 | MC065-B08/S8 | S23 Lev B HB-B090 Space CO2 |  |  |  |  | Energy sensor | S8 |  |  |  | MC065 | Library |  |  | 0 | 0
MC065-B08 | MC065-B08/S80 | Level B HB B062 Valve |  |  |  |  | Energy sensor | S80 |  |  |  | MC065 | Library |  |  | 0 | 0
MC065-B08 | MC065-B08/S81 | Level B HB B062 Adjusted SP |  |  |  |  | Energy sensor | S81 |  |  |  | MC065 | Library |  |  | 0 | 0
MC065-B08 | MC065-B08/S82 | Level B HB B101 Valve |  |  |  |  | Energy sensor | S82 |  |  |  | MC065 | Library |  |  | 0 | 0
MC065-B08 | MC065-B08/S83 | Level B HB B101 Adjusted SP |  |  |  |  | Energy sensor | S83 |  |  |  | MC065 | Library |  |  | 0 | 0
MC065-B08 | MC065-B08/S84 | Level B HB B102 Valve |  |  |  |  | Energy sensor | S84 |  |  |  | MC065 | Library |  |  | 0 | 0
MC065-B08 | MC065-B08/S85 | Level B HB B103 Valve |  |  |  |  | Energy sensor | S85 |  |  |  | MC065 | Library |  |  | 0 | 0
MC065-B08 | MC065-B08/S86 | Level B HB B103 Adjusted SP |  |  |  |  | Energy sensor | S86 |  |  |  | MC065 | Library |  |  | 0 | 0
MC065-B08 | MC065-B08/S88 | Level B HB B104 Valve |  |  |  |  | Energy sensor | S88 |  |  |  | MC065 | Library |  |  | 0 | 0
MC065-B08 | MC065-B08/S89 | Level B HB B104 Adjusted SP |  |  |  |  | Energy sensor | S89 |  |  |  | MC065 | Library |  |  | 0 | 0
MC065-B08 | MC065-B08/S9 | 4 DIX No.1 |  |  |  |  | Energy sensor | S9 |  |  |  | MC065 | Library |  |  | 0 | 0
MC065-B08 | MC065-B08/S91 | Level B HB B106 Valve |  |  |  |  | Energy sensor | S91 |  |  |  | MC065 | Library |  |  | 0 | 0
MC065-B08 | MC065-B08/S92 | Level B HB B106 Adjusted SP |  |  |  |  | Energy sensor | S92 |  |  |  | MC065 | Library |  |  | 0 | 0
MC065-B08 | MC065-B08/S93 | Level C HB C060 Valve |  |  |  |  | Energy sensor | S93 |  |  |  | MC065 | Library |  |  | 0 | 0
MC065-B08 | MC065-B08/S95 | Level C HB C061 Valve |  |  |  |  | Energy sensor | S95 |  |  |  | MC065 | Library |  |  | 0 | 0
MC065-B08 | MC065-B08/S96 | Level C HB C061 Adjusted SP |  |  |  |  | Energy sensor | S96 |  |  |  | MC065 | Library |  |  | 0 | 0
MC065-B08 | MC065-B08/S97 | Level C HB C062 Valve |  |  |  |  | Energy sensor | S97 |  |  |  | MC065 | Library |  |  | 0 | 0
MC065-B08 | MC065-B08/S99 | Level C HB C063 Valve |  |  |  |  | Energy sensor | S99 |  |  |  | MC065 | Library |  |  | 0 | 0
MC065-B08 | MC065-B08/V1 | [5 empty] | Energy sensor | V1 |  |  |  | MC065 | Library |  |  | 0 | 0
MC065-B08 | MC065-B08/W1 | Manual Summer On-1 Auto-0 |  |  |  |  | Energy sensor | W1 |  |  |  | MC065 | Library |  |  | 0 | 0
MC065-B08 | MC065-B08/W2 | Summer ECO Detect Auto-1 Off-0 |  |  |  |  | Energy sensor | W2 |  |  |  | MC065 | Library |  |  | 0 | 0
MC065-B08 | MC065-B08/W3 | AHU-SE Off-Auto |  |  |  |  | Energy sensor | W3 |  |  |  | MC065 | Library |  |  | 0 | 0
MC065-B08 | MC065-B08/Y1 | Trend Thermistor |  |  |  |  | Energy sensor | Y1 |  |  |  | MC065 | Library |  |  | 0 | 0
MC065-B08 | MC065-B08/Y10 | Feedback V +10+2 |  |  |  |  | Energy sensor | Y10 |  |  |  | MC065 | Library |  |  | 0 | 0
MC065-B08 | MC065-B08/Y11 | Thermistor TBTI |  |  | Degrees Celsius |  | Energy sensor | Y11 |  |  |  | MC065 | Library |  |  | 0 | 0
MC065-B08 | MC065-B08/Y2 | Pressure I 1000Pa |  |  |  |  | Energy sensor | Y2 |  |  |  | MC065 | Library |  |  | 0 | 0
MC065-B08 | MC065-B08/Y3 | Temp V 0+50 |  |  | Degrees Celsius |  | Energy sensor | Y3 |  |  |  | MC065 | Library |  |  | 0 | 0
MC065-B08 | MC065-B08/Y4 | CO2 V |  |  |  |  | Energy sensor | Y4 |  |  |  | MC065 | Library |  |  | 0 | 0
MC065-B08 | MC065-B08/Y5 | Trend Thermistor |  |  |  |  | Energy sensor | Y5 |  |  |  | MC065 | Library |  |  | 0 | 0
MC065-B08 | MC065-B08/Y6 | Knob TB 3deg trim |  |  |  |  | Energy sensor | Y6 |  |  |  | MC065 | Library |  |  | 0 | 0
MC065-B08 | MC065-B08/Y7 | 4DIX V |  |  |  |  | Energy sensor | Y7 |  |  |  | MC065 | Library |  |  | 0 | 0
MC065-B08 | MC065-B08/Y8 | Feedback V +2+10 |  |  |  |  | Energy sensor | Y8 |  |  |  | MC065 | Library |  |  | 0 | 0
MC065-B08 | MC065-B08/Y9 | Pressure I 2.5bar |  |  |  |  | Energy sensor | Y9 |  |  |  | MC065 | Library |  |  | 0 | 0
MC065-B08 | MC065-B08/Z1 | SE Zone 4 Floor A OSS |  |  |  |  | Energy sensor | Z1 |  |  |  | MC065 | Library |  |  | 0 | 0
MC065-B08 | MC065-B08/Z2 | SE Zone 4 Floor B OSS |  |  |  |  | Energy sensor | Z2 |  |  |  | MC065 | Library |  |  | 0 | 0
MC065-B08 | MC065-B08/Z3 | SE Zone 4 Floor C OSS |  |  |  |  | Energy sensor | Z3 |  |  |  | MC065 | Library |  |  | 0 | 0
MC202-B02 | MC202-B02/~1 | [5 empty] | Energy sensor | ~1 |  |  |  | MC202 | Charles Carter Building |  |  | 0 | 0
MC202-B02 | MC202-B02/~10 | [5 empty] | Energy sensor | ~10 |  |  |  | MC202 | Charles Carter Building |  |  | 0 | 0
MC202-B02 | MC202-B02/~11 | [5 empty] | Energy sensor | ~11 |  |  |  | MC202 | Charles Carter Building |  |  | 0 | 0
MC202-B02 | MC202-B02/~12 | [5 empty] | Energy sensor | ~12 |  |  |  | MC202 | Charles Carter Building |  |  | 0 | 0
MC202-B02 | MC202-B02/~13 | [5 empty] | Energy sensor | ~13 |  |  |  | MC202 | Charles Carter Building |  |  | 0 | 0
MC202-B02 | MC202-B02/~14 | [5 empty] | Energy sensor | ~14 |  |  |  | MC202 | Charles Carter Building |  |  | 0 | 0
MC202-B02 | MC202-B02/~15 | [5 empty] | Energy sensor | ~15 |  |  |  | MC202 | Charles Carter Building |  |  | 0 | 0
MC202-B02 | MC202-B02/~16 | [5 empty] | Energy sensor | ~16 |  |  |  | MC202 | Charles Carter Building |  |  | 0 | 0
MC202-B02 | MC202-B02/~17 | [5 empty] | Energy sensor | ~17 |  |  |  | MC202 | Charles Carter Building |  |  | 0 | 0
MC202-B02 | MC202-B02/~18 | [5 empty] | Energy sensor | ~18 |  |  |  | MC202 | Charles Carter Building |  |  | 0 | 0
MC202-B02 | MC202-B02/~19 | [5 empty] | Energy sensor | ~19 |  |  |  | MC202 | Charles Carter Building |  |  | 0 | 0
MC202-B02 | MC202-B02/~2 | [5 empty] | Energy sensor | ~2 |  |  |  | MC202 | Charles Carter Building |  |  | 0 | 0
MC202-B02 | MC202-B02/~20 | [5 empty] | Energy sensor | ~20 |  |  |  | MC202 | Charles Carter Building |  |  | 0 | 0
MC202-B02 | MC202-B02/~21 | [5 empty] | Energy sensor | ~21 |  |  |  | MC202 | Charles Carter Building |  |  | 0 | 0
MC202-B02 | MC202-B02/~22 | [5 empty] | Energy sensor | ~22 |  |  |  | MC202 | Charles Carter Building |  |  | 0 | 0
MC202-B02 | MC202-B02/~23 | [5 empty] | Energy sensor | ~23 |  |  |  | MC202 | Charles Carter Building |  |  | 0 | 0
MC202-B02 | MC202-B02/~24 | [5 empty] | Energy sensor | ~24 |  |  |  | MC202 | Charles Carter Building |  |  | 0 | 0
MC202-B02 | MC202-B02/~25 | [5 empty] | Energy sensor | ~25 |  |  |  | MC202 | Charles Carter Building |  |  | 0 | 0
MC202-B02 | MC202-B02/~26 | [5 empty] | Energy sensor | ~26 |  |  |  | MC202 | Charles Carter Building |  |  | 0 | 0
MC202-B02 | MC202-B02/~27 | [5 empty] | Energy sensor | ~27 |  |  |  | MC202 | Charles Carter Building |  |  | 0 | 0
MC202-B02 | MC202-B02/~28 | [5 empty] | Energy sensor | ~28 |  |  |  | MC202 | Charles Carter Building |  |  | 0 | 0
MC202-B02 | MC202-B02/~29 | [5 empty] | Energy sensor | ~29 |  |  |  | MC202 | Charles Carter Building |  |  | 0 | 0
MC202-B02 | MC202-B02/~3 | [5 empty] | Energy sensor | ~3 |  |  |  | MC202 | Charles Carter Building |  |  | 0 | 0
MC202-B02 | MC202-B02/~30 | [5 empty] | Energy sensor | ~30 |  |  |  | MC202 | Charles Carter Building |  |  | 0 | 0
MC202-B02 | MC202-B02/~31 | [5 empty] | Energy sensor | ~31 |  |  |  | MC202 | Charles Carter Building |  |  | 0 | 0
MC202-B02 | MC202-B02/~32 | [5 empty] | Energy sensor | ~32 |  |  |  | MC202 | Charles Carter Building |  |  | 0 | 0
MC202-B02 | MC202-B02/~33 | [5 empty] | Energy sensor | ~33 |  |  |  | MC202 | Charles Carter Building |  |  | 0 | 0
MC202-B02 | MC202-B02/~34 | [5 empty] | Energy sensor | ~34 |  |  |  | MC202 | Charles Carter Building |  |  | 0 | 0
MC202-B02 | MC202-B02/~35 | [5 empty] | Energy sensor | ~35 |  |  |  | MC202 | Charles Carter Building |  |  | 0 | 0
MC202-B02 | MC202-B02/~36 | [5 empty] | Energy sensor | ~36 |  |  |  | MC202 | Charles Carter Building |  |  | 0 | 0
MC202-B02 | MC202-B02/~37 | [5 empty] | Energy sensor | ~37 |  |  |  | MC202 | Charles Carter Building |  |  | 0 | 0
MC202-B02 | MC202-B02/~38 | [5 empty] | Energy sensor | ~38 |  |  |  | MC202 | Charles Carter Building |  |  | 0 | 0
MC202-B02 | MC202-B02/~39 | [5 empty] | Energy sensor | ~39 |  |  |  | MC202 | Charles Carter Building |  |  | 0 | 0
MC202-B02 | MC202-B02/~4 | [5 empty] | Energy sensor | ~4 |  |  |  | MC202 | Charles Carter Building |  |  | 0 | 0
MC202-B02 | MC202-B02/~40 | [5 empty] | Energy sensor | ~40 |  |  |  | MC202 | Charles Carter Building |  |  | 0 | 0
MC202-B02 | MC202-B02/~41 | [5 empty] | Energy sensor | ~41 |  |  |  | MC202 | Charles Carter Building |  |  | 0 | 0
MC202-B02 | MC202-B02/~42 | [5 empty] | Energy sensor | ~42 |  |  |  | MC202 | Charles Carter Building |  |  | 0 | 0
MC202-B02 | MC202-B02/~43 | [5 empty] | Energy sensor | ~43 |  |  |  | MC202 | Charles Carter Building |  |  | 0 | 0
MC202-B02 | MC202-B02/~44 | [5 empty] | Energy sensor | ~44 |  |  |  | MC202 | Charles Carter Building |  |  | 0 | 0
MC202-B02 | MC202-B02/~45 | [5 empty] | Energy sensor | ~45 |  |  |  | MC202 | Charles Carter Building |  |  | 0 | 0
MC202-B02 | MC202-B02/~46 | Adjustments (knobs) |  |  |  |  | Energy sensor | ~46 |  |  |  | MC202 | Charles Carter Building |  |  | 0 | 0
MC202-B02 | MC202-B02/~47 | Adjustments (switches) |  |  |  |  | Energy sensor | ~47 |  |  |  | MC202 | Charles Carter Building |  |  | 0 | 0
MC202-B02 | MC202-B02/~48 | [5 empty] | Energy sensor | ~48 |  |  |  | MC202 | Charles Carter Building |  |  | 0 | 0
MC202-B02 | MC202-B02/~49 | [5 empty] | Energy sensor | ~49 |  |  |  | MC202 | Charles Carter Building |  |  | 0 | 0
MC202-B02 | MC202-B02/~5 | [5 empty] | Energy sensor | ~5 |  |  |  | MC202 | Charles Carter Building |  |  | 0 | 0
MC202-B02 | MC202-B02/~50 | [5 empty] | Energy sensor | ~50 |  |  |  | MC202 | Charles Carter Building |  |  | 0 | 0
MC202-B02 | MC202-B02/~51 | [5 empty] | Energy sensor | ~51 |  |  |  | MC202 | Charles Carter Building |  |  | 0 | 0
MC202-B02 | MC202-B02/~52 | [5 empty] | Energy sensor | ~52 |  |  |  | MC202 | Charles Carter Building |  |  | 0 | 0
MC202-B02 | MC202-B02/~53 | Adjustments (night cool knobs) |  |  |  |  | Energy sensor | ~53 |  |  |  | MC202 | Charles Carter Building |  |  | 0 | 0
MC202-B02 | MC202-B02/~54 | [5 empty] | Energy sensor | ~54 |  |  |  | MC202 | Charles Carter Building |  |  | 0 | 0
MC202-B02 | MC202-B02/~55 | Adjustments |  |  |  |  | Energy sensor | ~55 |  |  |  | MC202 | Charles Carter Building |  |  | 0 | 0
MC202-B02 | MC202-B02/~56 | Knobs |  |  |  |  | Energy sensor | ~56 |  |  |  | MC202 | Charles Carter Building |  |  | 0 | 0
MC202-B02 | MC202-B02/~57 | Switches |  |  |  |  | Energy sensor | ~57 |  |  |  | MC202 | Charles Carter Building |  |  | 0 | 0
MC202-B02 | MC202-B02/~58 | [5 empty] | Energy sensor | ~58 |  |  |  | MC202 | Charles Carter Building |  |  | 0 | 0
MC202-B02 | MC202-B02/~59 | [5 empty] | Energy sensor | ~59 |  |  |  | MC202 | Charles Carter Building |  |  | 0 | 0
MC202-B02 | MC202-B02/~6 | [5 empty] | Energy sensor | ~6 |  |  |  | MC202 | Charles Carter Building |  |  | 0 | 0
MC202-B02 | MC202-B02/~60 | [5 empty] | Energy sensor | ~60 |  |  |  | MC202 | Charles Carter Building |  |  | 0 | 0
MC202-B02 | MC202-B02/~7 | [5 empty] | Energy sensor | ~7 |  |  |  | MC202 | Charles Carter Building |  |  | 0 | 0
MC202-B02 | MC202-B02/~8 | [5 empty] | Energy sensor | ~8 |  |  |  | MC202 | Charles Carter Building |  |  | 0 | 0
MC202-B02 | MC202-B02/~9 | [5 empty] | Energy sensor | ~9 |  |  |  | MC202 | Charles Carter Building |  |  | 0 | 0
MC202-B02 | MC202-B02/A14 | Outside air temperature |  |  | Degrees Celsius |  | Energy sensor | A14 |  |  |  | MC202 | Charles Carter Building |  |  | 0 | 0
MC202-B02 | MC202-B02/B1 | Frost from MCP |  |  |  |  | Energy sensor | B1 |  |  |  | MC202 | Charles Carter Building |  |  | 0 | 0
MC202-B02 | MC202-B02/B2 | Remote signals |  |  |  |  | Energy sensor | B2 |  |  |  | MC202 | Charles Carter Building |  |  | 0 | 0
MC202-B02 | MC202-B02/C1 | Virtual CNC 1 |  |  |  |  | Energy sensor | C1 |  |  |  | MC202 | Charles Carter Building |  |  | 0 | 0
MC202-B02 | MC202-B02/D1 | Unit enable and fresh air damper |  |  |  |  | Energy sensor | D1 |  |  |  | MC202 | Charles Carter Building | A17 |  | 0 | 0
MC202-B02 | MC202-B02/D2 | Bypass damper |  |  | 0 = Closed , 1 = Open |  | Energy sensor | D2 |  |  |  | MC202 | Charles Carter Building | A17 |  | 0 | 0
MC202-B02 | MC202-B02/D4 | Heating valve |  |  |  |  | Energy sensor | D4 |  |  |  | MC202 | Charles Carter Building | A17 |  | 0 | 0
MC202-B02 | MC202-B02/D5 | Supply fan speed |  |  | RPM |  | Energy sensor | D5 |  |  |  | MC202 | Charles Carter Building | A17 |  | 0 | 0
MC202-B02 | MC202-B02/D6 | Extract fan speed |  |  | RPM |  | Energy sensor | D6 |  |  |  | MC202 | Charles Carter Building | A17 |  | 0 | 0
MC202-B02 | MC202-B02/e1 | 963 Supervisor |  |  |  |  | Energy sensor | e1 |  |  |  | MC202 | Charles Carter Building |  |  | 0 | 0
MC202-B02 | MC202-B02/F1 | Function 1 |  |  |  |  | Energy sensor | F1 |  |  |  | MC202 | Charles Carter Building |  |  | 0 | 0
MC202-B02 | MC202-B02/F10 | Function 10 |  |  |  |  | Energy sensor | F10 |  |  |  | MC202 | Charles Carter Building |  |  | 0 | 0
MC202-B02 | MC202-B02/F11 | Function 11 |  |  |  |  | Energy sensor | F11 |  |  |  | MC202 | Charles Carter Building |  |  | 0 | 0
MC202-B02 | MC202-B02/F12 | Function 12 |  |  |  |  | Energy sensor | F12 |  |  |  | MC202 | Charles Carter Building |  |  | 0 | 0
MC202-B02 | MC202-B02/F13 | Function 13 |  |  |  |  | Energy sensor | F13 |  |  |  | MC202 | Charles Carter Building |  |  | 0 | 0
MC202-B02 | MC202-B02/F14 | Auto boost setpoint exceeded |  |  |  |  | Energy sensor | F14 |  |  |  | MC202 | Charles Carter Building |  |  | 0 | 0
MC202-B02 | MC202-B02/F15 | Function 15 |  |  |  |  | Energy sensor | F15 |  |  |  | MC202 | Charles Carter Building |  |  | 0 | 0
MC202-B02 | MC202-B02/F16 | Function 16 |  |  |  |  | Energy sensor | F16 |  |  |  | MC202 | Charles Carter Building |  |  | 0 | 0
MC202-B02 | MC202-B02/F17 | Function 17 |  |  |  |  | Energy sensor | F17 |  |  |  | MC202 | Charles Carter Building |  |  | 0 | 0
MC202-B02 | MC202-B02/F18 | Function 18 |  |  |  |  | Energy sensor | F18 |  |  |  | MC202 | Charles Carter Building |  |  | 0 | 0
MC202-B02 | MC202-B02/F19 | Supply fan speed |  |  | RPM |  | Energy sensor | F19 |  |  |  | MC202 | Charles Carter Building |  |  | 0 | 0
MC202-B02 | MC202-B02/F20 | Function 20 |  |  |  |  | Energy sensor | F20 |  |  |  | MC202 | Charles Carter Building |  |  | 0 | 0
MC202-B02 | MC202-B02/F21 | Function 21 |  |  |  |  | Energy sensor | F21 |  |  |  | MC202 | Charles Carter Building |  |  | 0 | 0
MC202-B02 | MC202-B02/F22 | Function 22 |  |  |  |  | Energy sensor | F22 |  |  |  | MC202 | Charles Carter Building |  |  | 0 | 0
MC202-B02 | MC202-B02/F23 | Function 23 |  |  |  |  | Energy sensor | F23 |  |  |  | MC202 | Charles Carter Building |  |  | 0 | 0
MC202-B02 | MC202-B02/F24 | Function 24 |  |  |  |  | Energy sensor | F24 |  |  |  | MC202 | Charles Carter Building |  |  | 0 | 0
MC202-B02 | MC202-B02/F25 | Function 25 |  |  |  |  | Energy sensor | F25 |  |  |  | MC202 | Charles Carter Building |  |  | 0 | 0
MC202-B02 | MC202-B02/F26 | Function 26 |  |  |  |  | Energy sensor | F26 |  |  |  | MC202 | Charles Carter Building |  |  | 0 | 0
MC202-B02 | MC202-B02/F27 | Function 27 |  |  |  |  | Energy sensor | F27 |  |  |  | MC202 | Charles Carter Building |  |  | 0 | 0
MC202-B02 | MC202-B02/F28 | Function 28 |  |  |  |  | Energy sensor | F28 |  |  |  | MC202 | Charles Carter Building |  |  | 0 | 0
MC202-B02 | MC202-B02/F29 | Full Fresh Air [Clg] |  |  |  |  | Energy sensor | F29 |  |  |  | MC202 | Charles Carter Building |  |  | 0 | 0
MC202-B02 | MC202-B02/F3 | Function 3 |  |  |  |  | Energy sensor | F3 |  |  |  | MC202 | Charles Carter Building |  |  | 0 | 0
MC202-B02 | MC202-B02/F30 | Function 30 |  |  |  |  | Energy sensor | F30 |  |  |  | MC202 | Charles Carter Building |  |  | 0 | 0
MC202-B02 | MC202-B02/F31 | Function 31 |  |  |  |  | Energy sensor | F31 |  |  |  | MC202 | Charles Carter Building |  |  | 0 | 0
MC202-B02 | MC202-B02/F32 | Function 32 |  |  |  |  | Energy sensor | F32 |  |  |  | MC202 | Charles Carter Building |  |  | 0 | 0
MC202-B02 | MC202-B02/F33 | Function 33 |  |  |  |  | Energy sensor | F33 |  |  |  | MC202 | Charles Carter Building |  |  | 0 | 0
MC202-B02 | MC202-B02/F34 | Function 34 |  |  |  |  | Energy sensor | F34 |  |  |  | MC202 | Charles Carter Building |  |  | 0 | 0
MC202-B02 | MC202-B02/F35 | Function 35 |  |  |  |  | Energy sensor | F35 |  |  |  | MC202 | Charles Carter Building |  |  | 0 | 0
MC202-B02 | MC202-B02/F36 | Function 36 |  |  |  |  | Energy sensor | F36 |  |  |  | MC202 | Charles Carter Building |  |  | 0 | 0
MC202-B02 | MC202-B02/F37 | Function 37 |  |  |  |  | Energy sensor | F37 |  |  |  | MC202 | Charles Carter Building |  |  | 0 | 0
MC202-B02 | MC202-B02/F38 | Function 38 |  |  |  |  | Energy sensor | F38 |  |  |  | MC202 | Charles Carter Building |  |  | 0 | 0
MC202-B02 | MC202-B02/F39 | Extract fan speed |  |  | RPM |  | Energy sensor | F39 |  |  |  | MC202 | Charles Carter Building |  |  | 0 | 0
MC202-B02 | MC202-B02/F4 | Function 4 |  |  |  |  | Energy sensor | F4 |  |  |  | MC202 | Charles Carter Building |  |  | 0 | 0
MC202-B02 | MC202-B02/F40 | Function 40 |  |  |  |  | Energy sensor | F40 |  |  |  | MC202 | Charles Carter Building |  |  | 0 | 0
MC202-B02 | MC202-B02/F41 | Function 41 |  |  |  |  | Energy sensor | F41 |  |  |  | MC202 | Charles Carter Building |  |  | 0 | 0
MC202-B02 | MC202-B02/F42 | Function 42 |  |  |  |  | Energy sensor | F42 |  |  |  | MC202 | Charles Carter Building |  |  | 0 | 0
MC202-B02 | MC202-B02/F43 | Function 43 |  |  |  |  | Energy sensor | F43 |  |  |  | MC202 | Charles Carter Building |  |  | 0 | 0
MC202-B02 | MC202-B02/F44 | Function 44 |  |  |  |  | Energy sensor | F44 |  |  |  | MC202 | Charles Carter Building |  |  | 0 | 0
MC202-B02 | MC202-B02/F45 | Function 45 |  |  |  |  | Energy sensor | F45 |  |  |  | MC202 | Charles Carter Building |  |  | 0 | 0
MC202-B02 | MC202-B02/F47 | Function 47 |  |  |  |  | Energy sensor | F47 |  |  |  | MC202 | Charles Carter Building |  |  | 0 | 0
MC202-B02 | MC202-B02/F48 | Function 48 |  |  |  |  | Energy sensor | F48 |  |  |  | MC202 | Charles Carter Building |  |  | 0 | 0
MC202-B02 | MC202-B02/F6 | Function 6 |  |  |  |  | Energy sensor | F6 |  |  |  | MC202 | Charles Carter Building |  |  | 0 | 0
MC202-B02 | MC202-B02/F7 | Function 7 |  |  |  |  | Energy sensor | F7 |  |  |  | MC202 | Charles Carter Building |  |  | 0 | 0
MC202-B02 | MC202-B02/F8 | Fan speed (heating) |  |  |  |  | Energy sensor | F8 |  |  |  | MC202 | Charles Carter Building |  |  | 0 | 0
MC202-B02 | MC202-B02/F9 | Function 9 |  |  |  |  | Energy sensor | F9 |  |  |  | MC202 | Charles Carter Building |  |  | 0 | 0
MC202-B02 | MC202-B02/G1 | Logic 1 |  |  |  |  | Energy sensor | G1 |  |  |  | MC202 | Charles Carter Building |  |  | 0 | 0
MC202-B02 | MC202-B02/G10 | Logic 10 |  |  |  |  | Energy sensor | G10 |  |  |  | MC202 | Charles Carter Building |  |  | 0 | 0
MC202-B02 | MC202-B02/G11 | Logic 11 |  |  |  |  | Energy sensor | G11 |  |  |  | MC202 | Charles Carter Building |  |  | 0 | 0
MC202-B02 | MC202-B02/G12 | Logic 12 |  |  |  |  | Energy sensor | G12 |  |  |  | MC202 | Charles Carter Building |  |  | 0 | 0
MC202-B02 | MC202-B02/G13 | Logic 13 |  |  |  |  | Energy sensor | G13 |  |  |  | MC202 | Charles Carter Building |  |  | 0 | 0
MC202-B02 | MC202-B02/G14 | Boost mode |  |  |  |  | Energy sensor | G14 |  |  |  | MC202 | Charles Carter Building |  |  | 0 | 0
MC202-B02 | MC202-B02/G15 | Logic 15 |  |  |  |  | Energy sensor | G15 |  |  |  | MC202 | Charles Carter Building |  |  | 0 | 0
MC202-B02 | MC202-B02/G16 | Logic 16 |  |  |  |  | Energy sensor | G16 |  |  |  | MC202 | Charles Carter Building |  |  | 0 | 0
MC202-B02 | MC202-B02/G17 | Occ Htg SP Achieved [Full FA] |  |  |  |  | Energy sensor | G17 |  |  |  | MC202 | Charles Carter Building |  |  | 0 | 0
MC202-B02 | MC202-B02/G18 | Logic 18 |  |  |  |  | Energy sensor | G18 |  |  |  | MC202 | Charles Carter Building |  |  | 0 | 0
MC202-B02 | MC202-B02/G19 | Logic 19 |  |  |  |  | Energy sensor | G19 |  |  |  | MC202 | Charles Carter Building |  |  | 0 | 0
MC202-B02 | MC202-B02/G2 | Logic 2 |  |  |  |  | Energy sensor | G2 |  |  |  | MC202 | Charles Carter Building |  |  | 0 | 0
MC202-B02 | MC202-B02/G20 | Logic 20 |  |  |  |  | Energy sensor | G20 |  |  |  | MC202 | Charles Carter Building |  |  | 0 | 0
MC202-B02 | MC202-B02/G21 | Logic 21 |  |  |  |  | Energy sensor | G21 |  |  |  | MC202 | Charles Carter Building |  |  | 0 | 0
MC202-B02 | MC202-B02/G22 | Logic 22 |  |  |  |  | Energy sensor | G22 |  |  |  | MC202 | Charles Carter Building |  |  | 0 | 0
MC202-B02 | MC202-B02/G23 | Logic 23 |  |  |  |  | Energy sensor | G23 |  |  |  | MC202 | Charles Carter Building |  |  | 0 | 0
MC202-B02 | MC202-B02/G24 | Bypass damper control |  |  | 0 = Closed , 1 = Open |  | Energy sensor | G24 |  |  |  | MC202 | Charles Carter Building |  |  | 0 | 0
MC202-B02 | MC202-B02/G25 | Logic 25 |  |  |  |  | Energy sensor | G25 |  |  |  | MC202 | Charles Carter Building |  |  | 0 | 0
MC202-B02 | MC202-B02/G26 | Supply fan max speed |  |  | RPM |  | Energy sensor | G26 |  |  |  | MC202 | Charles Carter Building |  |  | 0 | 0
MC202-B02 | MC202-B02/G27 | Logic 27 |  |  |  |  | Energy sensor | G27 |  |  |  | MC202 | Charles Carter Building |  |  | 0 | 0
MC202-B02 | MC202-B02/G28 | Logic 28 |  |  |  |  | Energy sensor | G28 |  |  |  | MC202 | Charles Carter Building |  |  | 0 | 0
MC202-B02 | MC202-B02/G29 | Logic 29 |  |  |  |  | Energy sensor | G29 |  |  |  | MC202 | Charles Carter Building |  |  | 0 | 0
MC202-B02 | MC202-B02/G3 | Logic 3 |  |  |  |  | Energy sensor | G3 |  |  |  | MC202 | Charles Carter Building |  |  | 0 | 0
MC202-B02 | MC202-B02/G30 | Logic 30 |  |  |  |  | Energy sensor | G30 |  |  |  | MC202 | Charles Carter Building |  |  | 0 | 0
MC202-B02 | MC202-B02/G31 | Logic 31 |  |  |  |  | Energy sensor | G31 |  |  |  | MC202 | Charles Carter Building |  |  | 0 | 0
MC202-B02 | MC202-B02/G32 | Logic 32 |  |  |  |  | Energy sensor | G32 |  |  |  | MC202 | Charles Carter Building |  |  | 0 | 0
MC202-B02 | MC202-B02/G33 | Logic 33 |  |  |  |  | Energy sensor | G33 |  |  |  | MC202 | Charles Carter Building |  |  | 0 | 0
MC202-B02 | MC202-B02/G34 | Logic 34 |  |  |  |  | Energy sensor | G34 |  |  |  | MC202 | Charles Carter Building |  |  | 0 | 0
MC202-B02 | MC202-B02/G35 | Remote night cooling available |  |  | 0 = No, 1 = Yes |  | Energy sensor | G35 |  |  |  | MC202 | Charles Carter Building |  |  | 0 | 0
MC202-B02 | MC202-B02/G36 | Logic 36 |  |  |  |  | Energy sensor | G36 |  |  |  | MC202 | Charles Carter Building |  |  | 0 | 0
MC202-B02 | MC202-B02/G37 | Logic 37 |  |  |  |  | Energy sensor | G37 |  |  |  | MC202 | Charles Carter Building |  |  | 0 | 0
MC202-B02 | MC202-B02/G38 | Logic 38 |  |  |  |  | Energy sensor | G38 |  |  |  | MC202 | Charles Carter Building |  |  | 0 | 0
MC202-B02 | MC202-B02/G4 | Logic 4 |  |  |  |  | Energy sensor | G4 |  |  |  | MC202 | Charles Carter Building |  |  | 0 | 0
MC202-B02 | MC202-B02/G5 | Timeclock enable |  |  | 0 = No, 1 = Yes |  | Energy sensor | G5 |  |  |  | MC202 | Charles Carter Building |  |  | 0 | 0
MC202-B02 | MC202-B02/G6 | Class vent required |  |  | 0 = No, 1 = Yes |  | Energy sensor | G6 |  |  |  | MC202 | Charles Carter Building |  |  | 0 | 0
MC202-B02 | MC202-B02/G7 | Logic 7 |  |  |  |  | Energy sensor | G7 |  |  |  | MC202 | Charles Carter Building |  |  | 0 | 0
MC202-B02 | MC202-B02/G8 | Logic 8 |  |  |  |  | Energy sensor | G8 |  |  |  | MC202 | Charles Carter Building |  |  | 0 | 0
MC202-B02 | MC202-B02/G9 | Class vent enable |  |  | 0 = No, 1 = Yes |  | Energy sensor | G9 |  |  |  | MC202 | Charles Carter Building |  |  | 0 | 0
MC202-B02 | MC202-B02/I11 | Filter dirty |  |  | 0 = No, 1 = Yes |  | Energy sensor | I11 |  |  |  | MC202 | Charles Carter Building | A17 |  | 0 | 0
MC202-B02 | MC202-B02/I12 | Supply fan inverter status |  |  |  |  | Energy sensor | I12 |  |  |  | MC202 | Charles Carter Building | A17 |  | 0 | 0
MC202-B02 | MC202-B02/I13 | Extract fan inverter status |  |  |  |  | Energy sensor | I13 |  |  |  | MC202 | Charles Carter Building | A17 |  | 0 | 0
MC202-B02 | MC202-B02/I14 | Condensate pump alarm |  |  | 0 = No, 1 = Yes |  | Energy sensor | I14 |  |  |  | MC202 | Charles Carter Building | A17 |  | 0 | 0
MC202-B02 | MC202-B02/I15 | Unit occupancy |  |  |  |  | Energy sensor | I15 |  |  |  | MC202 | Charles Carter Building | A17 |  | 0 | 0
MC202-B02 | MC202-B02/I16 | Room frost protection |  |  |  |  | Energy sensor | I16 |  |  |  | MC202 | Charles Carter Building | A17 |  | 0 | 0
MC202-B02 | MC202-B02/I17 | Staff boost mode |  |  | 0 = Off, 1 = On |  | Energy sensor | I17 |  |  |  | MC202 | Charles Carter Building | A17 |  | 0 | 0
MC202-B02 | MC202-B02/I18 | Auto boost mode |  |  | 0 = Off, 1 = On |  | Energy sensor | I18 |  |  |  | MC202 | Charles Carter Building | A17 |  | 0 | 0
MC202-B02 | MC202-B02/I19 | Night cooling |  |  | 0 = Off, 1 = On |  | Energy sensor | I19 |  |  |  | MC202 | Charles Carter Building | A17 |  | 0 | 0
MC202-B02 | MC202-B02/I20 | Full fresh air |  |  | 0 = Off, 1 = On |  | Energy sensor | I20 |  |  |  | MC202 | Charles Carter Building | A17 |  | 0 | 0
MC202-B02 | MC202-B02/I21 | Open bypass damper |  |  | 0 = Closed , 1 = Open |  | Energy sensor | I21 |  |  |  | MC202 | Charles Carter Building | A17 |  | 0 | 0
MC202-B02 | MC202-B02/I22 | Unit freeze protection |  |  |  |  | Energy sensor | I22 |  |  |  | MC202 | Charles Carter Building | A17 |  | 0 | 0
MC202-B02 | MC202-B02/I23 | Supply fan fault |  |  | 0 = No, 1 = Yes |  | Energy sensor | I23 |  |  |  | MC202 | Charles Carter Building | A17 |  | 0 | 0
MC202-B02 | MC202-B02/I24 | Extract fan fault |  |  | 0 = No, 1 = Yes |  | Energy sensor | I24 |  |  |  | MC202 | Charles Carter Building | A17 |  | 0 | 0
MC202-B02 | MC202-B02/I25 | Class vent enable |  |  | 0 = Off, 1 = On |  | Energy sensor | I25 |  |  |  | MC202 | Charles Carter Building | A17 |  | 0 | 0
MC202-B02 | MC202-B02/I30 | Common fault signal |  |  | 0 = No fault, 1 = Fault |  | Energy sensor | I30 |  |  |  | MC202 | Charles Carter Building | A17 |  | 0 | 0
MC202-B02 | MC202-B02/I5 | On-Off selector |  |  | 0 = Off, 1 = On |  | Energy sensor | I5 |  |  |  | MC202 | Charles Carter Building | A17 |  | 0 | 0
MC202-B02 | MC202-B02/I6 | Frost thermostat trip |  |  |  |  | Energy sensor | I6 |  |  |  | MC202 | Charles Carter Building | A17 |  | 0 | 0
MC202-B02 | MC202-B02/K1 | Spare |  |  |  |  | Energy sensor | K1 |  |  |  | MC202 | Charles Carter Building | A17 |  | 0 | 0
MC202-B02 | MC202-B02/K10 | Extract fan min speed |  |  | RPM |  | Energy sensor | K10 |  |  |  | MC202 | Charles Carter Building | A17 |  | 0 | 0
MC202-B02 | MC202-B02/K11 | Extract fan max speed |  |  | RPM |  | Energy sensor | K11 |  |  |  | MC202 | Charles Carter Building | A17 |  | 0 | 0
MC202-B02 | MC202-B02/K12 | Spare |  |  |  |  | Energy sensor | K12 |  |  |  | MC202 | Charles Carter Building | A17 |  | 0 | 0
MC202-B02 | MC202-B02/K14 | Occupancy CO2 level |  |  | Parts per million |  | Energy sensor | K14 |  |  |  | MC202 | Charles Carter Building | A17 |  | 0 | 0
MC202-B02 | MC202-B02/K15 | Outside air night cooling level |  |  | Degrees Celsius |  | Energy sensor | K15 |  |  |  | MC202 | Charles Carter Building | A17 |  | 0 | 0
MC202-B02 | MC202-B02/K16 | Supply air high limit |  |  |  |  | Energy sensor | K16 |  |  |  | MC202 | Charles Carter Building | A17 |  | 0 | 0
MC202-B02 | MC202-B02/K17 | Supply fan minimum speed |  |  | RPM |  | Energy sensor | K17 |  |  |  | MC202 | Charles Carter Building | A17 |  | 0 | 0
MC202-B02 | MC202-B02/K18 | Supply fan max speed |  |  | RPM |  | Energy sensor | K18 |  |  |  | MC202 | Charles Carter Building | A17 |  | 0 | 0
MC202-B02 | MC202-B02/K19 | Supply fan startup speed |  |  | RPM |  | Energy sensor | K19 |  |  |  | MC202 | Charles Carter Building | A17 |  | 0 | 0
MC202-B02 | MC202-B02/K2 | Unit freeze protection |  |  |  |  | Energy sensor | K2 |  |  |  | MC202 | Charles Carter Building | A17 |  | 0 | 0
MC202-B02 | MC202-B02/K20 | Extract fan startup speed |  |  | RPM |  | Energy sensor | K20 |  |  |  | MC202 | Charles Carter Building | A17 |  | 0 | 0
MC202-B02 | MC202-B02/K21 | Night time cooling supply fan speed |  |  | RPM |  | Energy sensor | K21 |  |  |  | MC202 | Charles Carter Building | A17 |  | 0 | 0
MC202-B02 | MC202-B02/K22 | Night time cooling extract fan speed |  |  | RPM |  | Energy sensor | K22 |  |  |  | MC202 | Charles Carter Building | A17 |  | 0 | 0
MC202-B02 | MC202-B02/K23 | Night time cool temperature setpoint |  |  | Degrees Celsius |  | Energy sensor | K23 |  |  |  | MC202 | Charles Carter Building | A17 |  | 0 | 0
MC202-B02 | MC202-B02/K24 | Night cooling supply air low limit |  |  |  |  | Energy sensor | K24 |  |  |  | MC202 | Charles Carter Building | A17 |  | 0 | 0
MC202-B02 | MC202-B02/K3 | Room frost protection |  |  |  |  | Energy sensor | K3 |  |  |  | MC202 | Charles Carter Building | A17 |  | 0 | 0
MC202-B02 | MC202-B02/K4 | Spare |  |  |  |  | Energy sensor | K4 |  |  |  | MC202 | Charles Carter Building | A17 |  | 0 | 0
MC202-B02 | MC202-B02/K5 | Occupancy heating temperature setpoint |  |  | Degrees Celsius |  | Energy sensor | K5 |  |  |  | MC202 | Charles Carter Building | A17 |  | 0 | 0
MC202-B02 | MC202-B02/K6 | OccupancyClgTempSP |  |  | Degrees Celsius |  | Energy sensor | K6 |  |  |  | MC202 | Charles Carter Building | A17 |  | 0 | 0
MC202-B02 | MC202-B02/K7 | Free cooling temperature setpoint |  |  | Degrees Celsius |  | Energy sensor | K7 |  |  |  | MC202 | Charles Carter Building | A17 |  | 0 | 0
MC202-B02 | MC202-B02/K8 | Spare |  |  |  |  | Energy sensor | K8 |  |  |  | MC202 | Charles Carter Building | A17 |  | 0 | 0
MC202-B02 | MC202-B02/K9 | Supply air low limit |  |  |  |  | Energy sensor | K9 |  |  |  | MC202 | Charles Carter Building | A17 |  | 0 | 0
MC202-B02 | MC202-B02/L1 | Loop 1 |  |  |  |  | Energy sensor | L1 |  |  |  | MC202 | Charles Carter Building | A17 |  | 0 | 0
MC202-B02 | MC202-B02/L2 | Supply air low limit |  |  |  |  | Energy sensor | L2 |  |  |  | MC202 | Charles Carter Building | A17 |  | 0 | 0
MC202-B02 | MC202-B02/L3 | Fan Speed [CO2] |  |  |  |  | Energy sensor | L3 |  |  |  | MC202 | Charles Carter Building | A17 |  | 0 | 0
MC202-B02 | MC202-B02/L4 | Fan Speed [Clg] |  |  |  |  | Energy sensor | L4 |  |  |  | MC202 | Charles Carter Building | A17 |  | 0 | 0
MC202-B02 | MC202-B02/L5 | Loop 5 |  |  |  |  | Energy sensor | L5 |  |  |  | MC202 | Charles Carter Building | A17 |  | 0 | 0
MC202-B02 | MC202-B02/L6 | Loop 6 |  |  |  |  | Energy sensor | L6 |  |  |  | MC202 | Charles Carter Building | A17 |  | 0 | 0
MC202-B02 | MC202-B02/N1 | IC Comms 1 |  |  |  |  | Energy sensor | N1 |  |  |  | MC202 | Charles Carter Building |  |  | 0 | 0
MC202-B02 | MC202-B02/n1 | Waterside |  |  |  |  | Energy sensor | n1 |  |  |  | MC202 | Charles Carter Building |  |  | 0 | 0
MC202-B02 | MC202-B02/o1 | Alarm Route 1 |  |  |  |  | Energy sensor | o1 |  |  |  | MC202 | Charles Carter Building |  |  | 0 | 0
MC202-B02 | MC202-B02/P1 | Supply air temperature |  |  | Degrees Celsius |  | Energy sensor | P1 |  |  |  | MC202 | Charles Carter Building |  |  | 0 | 0
MC202-B02 | MC202-B02/P11 | Class vent heating demand |  |  |  |  | Energy sensor | P11 |  |  |  | MC202 | Charles Carter Building |  |  | 0 | 0
MC202-B02 | MC202-B02/P12 | Supply fan speed |  |  | RPM |  | Energy sensor | P12 |  |  |  | MC202 | Charles Carter Building |  |  | 0 | 0
MC202-B02 | MC202-B02/P13 | Extract fan speed |  |  | RPM |  | Energy sensor | P13 |  |  |  | MC202 | Charles Carter Building |  |  | 0 | 0
MC202-B02 | MC202-B02/P14 | Outside air temperature |  |  | Degrees Celsius |  | Energy sensor | P14 |  |  |  | MC202 | Charles Carter Building |  |  | 0 | 0
MC202-B02 | MC202-B02/P15 | Bypass damper |  |  | 0 = Closed , 1 = Open |  | Energy sensor | P15 |  |  |  | MC202 | Charles Carter Building |  |  | 0 | 0
MC202-B02 | MC202-B02/P2 | Return temperature |  |  | Degrees Celsius |  | Energy sensor | P2 |  |  |  | MC202 | Charles Carter Building |  |  | 0 | 0
MC202-B02 | MC202-B02/P3 | Extract CO2 level |  |  | Parts per million |  | Energy sensor | P3 |  |  |  | MC202 | Charles Carter Building |  |  | 0 | 0
MC202-B02 | MC202-B02/P4 | DIM Module |  |  |  |  | Energy sensor | P4 |  |  |  | MC202 | Charles Carter Building |  |  | 0 | 0
MC202-B02 | MC202-B02/P5 | Common fault signal |  |  | 0 = No fault, 1 = Fault |  | Energy sensor | P5 |  |  |  | MC202 | Charles Carter Building |  |  | 0 | 0
MC202-B02 | MC202-B02/P6 | Common fault signal |  |  | 0 = No fault, 1 = Fault |  | Energy sensor | P6 |  |  |  | MC202 | Charles Carter Building |  |  | 0 | 0
MC202-B02 | MC202-B02/Q1 | Sequence Table 1 |  |  |  |  | Energy sensor | Q1 |  |  |  | MC202 | Charles Carter Building |  |  | 0 | 0
MC202-B02 | MC202-B02/S1 | Supply air temperature |  |  | Degrees Celsius |  | Energy sensor | S1 |  |  |  | MC202 | Charles Carter Building | A17 |  | 0 | 0
MC202-B02 | MC202-B02/S11 | Class vent heating demand |  |  |  |  | Energy sensor | S11 |  |  |  | MC202 | Charles Carter Building | A17 |  | 0 | 0
MC202-B02 | MC202-B02/S12 | Supply fan speed |  |  | RPM |  | Energy sensor | S12 |  |  |  | MC202 | Charles Carter Building | A17 |  | 0 | 0
MC202-B02 | MC202-B02/S13 | Extract fan speed |  |  | RPM |  | Energy sensor | S13 |  |  |  | MC202 | Charles Carter Building | A17 |  | 0 | 0
MC202-B02 | MC202-B02/S14 | Outside air temperature |  |  | Degrees Celsius |  | Energy sensor | S14 |  |  |  | MC202 | Charles Carter Building | A17 |  | 0 | 0
MC202-B02 | MC202-B02/S15 | Bypass damper |  |  | 0 = Closed , 1 = Open |  | Energy sensor | S15 |  |  |  | MC202 | Charles Carter Building | A17 |  | 0 | 0
MC202-B02 | MC202-B02/S2 | Return temperature |  |  | Degrees Celsius |  | Energy sensor | S2 |  |  |  | MC202 | Charles Carter Building | A17 |  | 0 | 0
MC202-B02 | MC202-B02/S3 | Extract CO2 level |  |  | Parts per million |  | Energy sensor | S3 |  |  |  | MC202 | Charles Carter Building | A17 |  | 0 | 0
MC202-B02 | MC202-B02/S4 | DIM Module |  |  |  |  | Energy sensor | S4 |  |  |  | MC202 | Charles Carter Building | A17 |  | 0 | 0
MC202-B02 | MC202-B02/V1 | [5 empty] | Energy sensor | V1 |  |  |  | MC202 | Charles Carter Building |  |  | 0 | 0
MC202-B02 | MC202-B02/W2 | Commissioning mode |  |  | 0 = Off, 1 = On |  | Energy sensor | W2 |  |  |  | MC202 | Charles Carter Building | A17 |  | 0 | 0
MC202-B02 | MC202-B02/W3 | Enable boost mode |  |  | 0 = Off, 1 = On |  | Energy sensor | W3 |  |  |  | MC202 | Charles Carter Building | A17 |  | 0 | 0
MC202-B02 | MC202-B02/W4 | Freeze protection reset |  |  | 0 = Off, 1 = On |  | Energy sensor | W4 |  |  |  | MC202 | Charles Carter Building | A17 |  | 0 | 0
MC202-B02 | MC202-B02/W5 | Enable alarms |  |  | 0 = Off, 1 = On |  | Energy sensor | W5 |  |  |  | MC202 | Charles Carter Building | A17 |  | 0 | 0
MC202-B02 | MC202-B02/W6 | Manual off |  |  |  |  | Energy sensor | W6 |  |  |  | MC202 | Charles Carter Building | A17 |  | 0 | 0
MC202-B02 | MC202-B02/Y1 | Trend Thermistor |  |  |  |  | Energy sensor | Y1 |  |  |  | MC202 | Charles Carter Building |  |  | 0 | 0
MC202-B02 | MC202-B02/Y2 | CO2 V |  |  |  |  | Energy sensor | Y2 |  |  |  | MC202 | Charles Carter Building |  |  | 0 | 0
MC202-B02 | MC202-B02/Y3 | 4DIX V |  |  |  |  | Energy sensor | Y3 |  |  |  | MC202 | Charles Carter Building |  |  | 0 | 0
MC202-B02 | MC202-B02/Z1 | Local time clock |  |  |  |  | Energy sensor | Z1 |  |  |  | MC202 | Charles Carter Building | A17 |  | 0 | 0
MC070-B02 | MC070-B02/A1 | Outside air temperature |  |  | Degrees Celsius |  | Energy sensor | A1 |  |  |  | MC070 | LEC 1 & 2 |  |  | 0 | 0
MC070-B02 | MC070-B02/C1 | Virtual CNC 1 |  |  |  |  | Energy sensor | C1 |  |  |  | MC070 | LEC 1 & 2 |  |  | 0 | 0
MC070-B02 | MC070-B02/D1 | Molecular Bio No1 Rad Panel |  |  |  |  | Energy sensor | D1 |  |  |  | MC070 | LEC 1 & 2 |  |  | 0 | 0
MC070-B02 | MC070-B02/D2 | Molecular Bio No2 Rad Panel |  |  |  |  | Energy sensor | D2 |  |  |  | MC070 | LEC 1 & 2 |  |  | 0 | 0
MC070-B02 | MC070-B02/D3 | Drosophelia Media Rad Panel |  |  |  |  | Energy sensor | D3 |  |  |  | MC070 | LEC 1 & 2 |  |  | 0 | 0
MC070-B02 | MC070-B02/D4 | Cell lab Rad Panel |  |  |  |  | Energy sensor | D4 |  |  |  | MC070 | LEC 1 & 2 |  |  | 0 | 0
MC070-B02 | MC070-B02/D5 | Histology Lab Rad Panel |  |  |  |  | Energy sensor | D5 |  |  |  | MC070 | LEC 1 & 2 |  |  | 0 | 0
MC070-B02 | MC070-B02/D6 | Sand Fly Media Lab Rad Panel |  |  |  |  | Energy sensor | D6 |  |  |  | MC070 | LEC 1 & 2 |  |  | 0 | 0
MC070-B02 | MC070-B02/D7 | Sandfly lab Rad Panel |  |  |  |  | Energy sensor | D7 |  |  |  | MC070 | LEC 1 & 2 |  |  | 0 | 0
MC070-B02 | MC070-B02/D8 | VRF Enable |  |  |  |  | Energy sensor | D8 |  |  |  | MC070 | LEC 1 & 2 |  |  | 0 | 0
MC070-B02 | MC070-B02/e2 | Alarms 963 |  |  |  |  | Energy sensor | e2 |  |  |  | MC070 | LEC 1 & 2 |  |  | 0 | 0
MC070-B02 | MC070-B02/F1 | Function 1 |  |  |  |  | Energy sensor | F1 |  |  |  | MC070 | LEC 1 & 2 |  |  | 0 | 0
MC070-B02 | MC070-B02/F10 | Function 10 |  |  |  |  | Energy sensor | F10 |  |  |  | MC070 | LEC 1 & 2 |  |  | 0 | 0
MC070-B02 | MC070-B02/F11 | 3rd stage frost protection |  |  |  |  | Energy sensor | F11 |  |  |  | MC070 | LEC 1 & 2 |  |  | 0 | 0
MC070-B02 | MC070-B02/F12 | Function 12 |  |  |  |  | Energy sensor | F12 |  |  |  | MC070 | LEC 1 & 2 |  |  | 0 | 0
MC070-B02 | MC070-B02/F13 | Function 13 |  |  |  |  | Energy sensor | F13 |  |  |  | MC070 | LEC 1 & 2 |  |  | 0 | 0
MC070-B02 | MC070-B02/F14 | Function 14 |  |  |  |  | Energy sensor | F14 |  |  |  | MC070 | LEC 1 & 2 |  |  | 0 | 0
MC070-B02 | MC070-B02/F15 | Function 15 |  |  |  |  | Energy sensor | F15 |  |  |  | MC070 | LEC 1 & 2 |  |  | 0 | 0
MC070-B02 | MC070-B02/F19 | Function 19 |  |  |  |  | Energy sensor | F19 |  |  |  | MC070 | LEC 1 & 2 |  |  | 0 | 0
MC070-B02 | MC070-B02/F2 | Function 2 |  |  |  |  | Energy sensor | F2 |  |  |  | MC070 | LEC 1 & 2 |  |  | 0 | 0
MC070-B02 | MC070-B02/F20 | Function 20 |  |  |  |  | Energy sensor | F20 |  |  |  | MC070 | LEC 1 & 2 |  |  | 0 | 0
MC070-B02 | MC070-B02/F21 | Function 21 |  |  |  |  | Energy sensor | F21 |  |  |  | MC070 | LEC 1 & 2 |  |  | 0 | 0
MC070-B02 | MC070-B02/F22 | Function 22 |  |  |  |  | Energy sensor | F22 |  |  |  | MC070 | LEC 1 & 2 |  |  | 0 | 0
MC070-B02 | MC070-B02/F23 | Function 23 |  |  |  |  | Energy sensor | F23 |  |  |  | MC070 | LEC 1 & 2 |  |  | 0 | 0
MC070-B02 | MC070-B02/F24 | Function 24 |  |  |  |  | Energy sensor | F24 |  |  |  | MC070 | LEC 1 & 2 |  |  | 0 | 0
MC070-B02 | MC070-B02/F25 | Function 25 |  |  |  |  | Energy sensor | F25 |  |  |  | MC070 | LEC 1 & 2 |  |  | 0 | 0
MC070-B02 | MC070-B02/F26 | Heating demand |  |  |  |  | Energy sensor | F26 |  |  |  | MC070 | LEC 1 & 2 |  |  | 0 | 0
MC070-B02 | MC070-B02/F27 | Heating demand |  |  |  |  | Energy sensor | F27 |  |  |  | MC070 | LEC 1 & 2 |  |  | 0 | 0
MC070-B02 | MC070-B02/F28 | Heating demand |  |  |  |  | Energy sensor | F28 |  |  |  | MC070 | LEC 1 & 2 |  |  | 0 | 0
MC070-B02 | MC070-B02/F29 | Heating demand |  |  |  |  | Energy sensor | F29 |  |  |  | MC070 | LEC 1 & 2 |  |  | 0 | 0
MC070-B02 | MC070-B02/F3 | Function 3 |  |  |  |  | Energy sensor | F3 |  |  |  | MC070 | LEC 1 & 2 |  |  | 0 | 0
MC070-B02 | MC070-B02/F30 | Heating demand |  |  |  |  | Energy sensor | F30 |  |  |  | MC070 | LEC 1 & 2 |  |  | 0 | 0
MC070-B02 | MC070-B02/F31 | Heating demand |  |  |  |  | Energy sensor | F31 |  |  |  | MC070 | LEC 1 & 2 |  |  | 0 | 0
MC070-B02 | MC070-B02/F32 | Heating demand |  |  |  |  | Energy sensor | F32 |  |  |  | MC070 | LEC 1 & 2 |  |  | 0 | 0
MC070-B02 | MC070-B02/F6 | Function 6 |  |  |  |  | Energy sensor | F6 |  |  |  | MC070 | LEC 1 & 2 |  |  | 0 | 0
MC070-B02 | MC070-B02/F7 | OS Frost |  |  |  |  | Energy sensor | F7 |  |  |  | MC070 | LEC 1 & 2 |  |  | 0 | 0
MC070-B02 | MC070-B02/F9 | Min Space Temp |  |  | Degrees Celsius |  | Energy sensor | F9 |  |  |  | MC070 | LEC 1 & 2 |  |  | 0 | 0
MC070-B02 | MC070-B02/G1 | Logic 1 |  |  |  |  | Energy sensor | G1 |  |  |  | MC070 | LEC 1 & 2 |  |  | 0 | 0
MC070-B02 | MC070-B02/G10 | Logic 10 |  |  |  |  | Energy sensor | G10 |  |  |  | MC070 | LEC 1 & 2 |  |  | 0 | 0
MC070-B02 | MC070-B02/G11 | Logic 11 |  |  |  |  | Energy sensor | G11 |  |  |  | MC070 | LEC 1 & 2 |  |  | 0 | 0
MC070-B02 | MC070-B02/G12 | Logic 12 |  |  |  |  | Energy sensor | G12 |  |  |  | MC070 | LEC 1 & 2 |  |  | 0 | 0
MC070-B02 | MC070-B02/G13 | Logic 13 |  |  |  |  | Energy sensor | G13 |  |  |  | MC070 | LEC 1 & 2 |  |  | 0 | 0
MC070-B02 | MC070-B02/G14 | Logic 14 |  |  |  |  | Energy sensor | G14 |  |  |  | MC070 | LEC 1 & 2 |  |  | 0 | 0
MC070-B02 | MC070-B02/G15 | Logic 15 |  |  |  |  | Energy sensor | G15 |  |  |  | MC070 | LEC 1 & 2 |  |  | 0 | 0
MC070-B02 | MC070-B02/G16 | Logic 16 |  |  |  |  | Energy sensor | G16 |  |  |  | MC070 | LEC 1 & 2 |  |  | 0 | 0
MC070-B02 | MC070-B02/G17 | Logic 17 |  |  |  |  | Energy sensor | G17 |  |  |  | MC070 | LEC 1 & 2 |  |  | 0 | 0
MC070-B02 | MC070-B02/G2 | Logic 2 |  |  |  |  | Energy sensor | G2 |  |  |  | MC070 | LEC 1 & 2 |  |  | 0 | 0
MC070-B02 | MC070-B02/G20 | Logic 20 |  |  |  |  | Energy sensor | G20 |  |  |  | MC070 | LEC 1 & 2 |  |  | 0 | 0
MC070-B02 | MC070-B02/G21 | 1st stage frost active |  |  | 0 = Off, 1 = On |  | Energy sensor | G21 |  |  |  | MC070 | LEC 1 & 2 |  |  | 0 | 0
MC070-B02 | MC070-B02/G22 | OS Eco Active |  |  |  |  | Energy sensor | G22 |  |  |  | MC070 | LEC 1 & 2 |  |  | 0 | 0
MC070-B02 | MC070-B02/G23 | Rad panels Reqd |  |  |  |  | Energy sensor | G23 |  |  |  | MC070 | LEC 1 & 2 |  |  | 0 | 0
MC070-B02 | MC070-B02/G26 | Logic 26 |  |  |  |  | Energy sensor | G26 |  |  |  | MC070 | LEC 1 & 2 |  |  | 0 | 0
MC070-B02 | MC070-B02/G27 | Logic 27 |  |  |  |  | Energy sensor | G27 |  |  |  | MC070 | LEC 1 & 2 |  |  | 0 | 0
MC070-B02 | MC070-B02/G3 | Logic 3 |  |  |  |  | Energy sensor | G3 |  |  |  | MC070 | LEC 1 & 2 |  |  | 0 | 0
MC070-B02 | MC070-B02/G39 | Logic 39 |  |  |  |  | Energy sensor | G39 |  |  |  | MC070 | LEC 1 & 2 |  |  | 0 | 0
MC070-B02 | MC070-B02/G4 | Logic 4 |  |  |  |  | Energy sensor | G4 |  |  |  | MC070 | LEC 1 & 2 |  |  | 0 | 0
MC070-B02 | MC070-B02/G40 | Logic 40 |  |  |  |  | Energy sensor | G40 |  |  |  | MC070 | LEC 1 & 2 |  |  | 0 | 0
MC070-B02 | MC070-B02/G41 | Logic 41 |  |  |  |  | Energy sensor | G41 |  |  |  | MC070 | LEC 1 & 2 |  |  | 0 | 0
MC070-B02 | MC070-B02/G42 | Logic 42 |  |  |  |  | Energy sensor | G42 |  |  |  | MC070 | LEC 1 & 2 |  |  | 0 | 0
MC070-B02 | MC070-B02/G43 | Logic 43 |  |  |  |  | Energy sensor | G43 |  |  |  | MC070 | LEC 1 & 2 |  |  | 0 | 0
MC070-B02 | MC070-B02/G44 | Logic 44 |  |  |  |  | Energy sensor | G44 |  |  |  | MC070 | LEC 1 & 2 |  |  | 0 | 0
MC070-B02 | MC070-B02/I1 | Fire Alarm |  |  |  |  | Energy sensor | I1 |  |  |  | MC070 | LEC 1 & 2 |  |  | 0 | 0
MC070-B02 | MC070-B02/i1 | 8UI |  |  |  |  | Energy sensor | i1 |  |  |  | MC070 | LEC 1 & 2 |  |  | 0 | 0
MC070-B02 | MC070-B02/I10 | Fungal MicroBio Gas Safe Fault |  |  |  |  | Energy sensor | I10 |  |  |  | MC070 | LEC 1 & 2 |  |  | 0 | 0
MC070-B02 | MC070-B02/I11 | Drosophelia Gas Safe Fault |  |  |  |  | Energy sensor | I11 |  |  |  | MC070 | LEC 1 & 2 |  |  | 0 | 0
MC070-B02 | MC070-B02/I12 | Spare Input 4 |  |  |  |  | Energy sensor | I12 |  |  |  | MC070 | LEC 1 & 2 |  |  | 0 | 0
MC070-B02 | MC070-B02/I13 | Spare Input 5 |  |  |  |  | Energy sensor | I13 |  |  |  | MC070 | LEC 1 & 2 |  |  | 0 | 0
MC070-B02 | MC070-B02/I16 | Human Tissue Lab Flow Fail |  |  |  |  | Energy sensor | I16 |  |  |  | MC070 | LEC 1 & 2 |  |  | 0 | 0
MC070-B02 | MC070-B02/I17 | Fungal MicroBiol Lab Flow Fail |  |  |  |  | Energy sensor | I17 |  |  |  | MC070 | LEC 1 & 2 |  |  | 0 | 0
MC070-B02 | MC070-B02/I18 | Histology Lab Flow Fail |  |  |  |  | Energy sensor | I18 |  |  |  | MC070 | LEC 1 & 2 |  |  | 0 | 0
MC070-B02 | MC070-B02/i2 | 4AO |  |  |  |  | Energy sensor | i2 |  |  |  | MC070 | LEC 1 & 2 |  |  | 0 | 0
MC070-B02 | MC070-B02/I2 | VRF System Fault |  |  |  |  | Energy sensor | I2 |  |  |  | MC070 | LEC 1 & 2 |  |  | 0 | 0
MC070-B02 | MC070-B02/I3 | Human Tissue Flow Dps |  |  |  |  | Energy sensor | I3 |  |  |  | MC070 | LEC 1 & 2 |  |  | 0 | 0
MC070-B02 | MC070-B02/I4 | Fungal MicroBiol Flow DPs |  |  |  |  | Energy sensor | I4 |  |  |  | MC070 | LEC 1 & 2 |  |  | 0 | 0
MC070-B02 | MC070-B02/I5 | Histology Lab Flow Dps |  |  |  |  | Energy sensor | I5 |  |  |  | MC070 | LEC 1 & 2 |  |  | 0 | 0
MC070-B02 | MC070-B02/I6 | Spare Input 1 |  |  |  |  | Energy sensor | I6 |  |  |  | MC070 | LEC 1 & 2 |  |  | 0 | 0
MC070-B02 | MC070-B02/I7 | Spare Input 2 |  |  |  |  | Energy sensor | I7 |  |  |  | MC070 | LEC 1 & 2 |  |  | 0 | 0
MC070-B02 | MC070-B02/I8 | Spare Input 3 |  |  |  |  | Energy sensor | I8 |  |  |  | MC070 | LEC 1 & 2 |  |  | 0 | 0
MC070-B02 | MC070-B02/I9 | Human Tissue Gas Safe Fault |  |  |  |  | Energy sensor | I9 |  |  |  | MC070 | LEC 1 & 2 |  |  | 0 | 0
MC070-B02 | MC070-B02/K1 | 1st stage frost protection |  |  |  |  | Energy sensor | K1 |  |  |  | MC070 | LEC 1 & 2 |  |  | 0 | 0
MC070-B02 | MC070-B02/K2 | Outside air temperature eco override |  |  | 0 = Off, 1 = On |  | Energy sensor | K2 |  |  |  | MC070 | LEC 1 & 2 |  |  | 0 | 0
MC070-B02 | MC070-B02/K3 | 3rd stage frost protection |  |  |  |  | Energy sensor | K3 |  |  |  | MC070 | LEC 1 & 2 |  |  | 0 | 0
MC070-B02 | MC070-B02/K4 | Opt Target SP |  |  |  |  | Energy sensor | K4 |  |  |  | MC070 | LEC 1 & 2 |  |  | 0 | 0
MC070-B02 | MC070-B02/K5 | Lab Space Base Setpoint |  |  |  |  | Energy sensor | K5 |  |  |  | MC070 | LEC 1 & 2 |  |  | 0 | 0
MC070-B02 | MC070-B02/K6 | Temp Sensor High Alarm SP |  |  | Degrees Celsius |  | Energy sensor | K6 |  |  |  | MC070 | LEC 1 & 2 |  |  | 0 | 0
MC070-B02 | MC070-B02/K7 | Temp Sensor Low Alarm SP |  |  | Degrees Celsius |  | Energy sensor | K7 |  |  |  | MC070 | LEC 1 & 2 |  |  | 0 | 0
MC070-B02 | MC070-B02/L1 | Loop 1 |  |  |  |  | Energy sensor | L1 |  |  |  | MC070 | LEC 1 & 2 |  |  | 0 | 0
MC070-B02 | MC070-B02/L2 | Loop 2 |  |  |  |  | Energy sensor | L2 |  |  |  | MC070 | LEC 1 & 2 |  |  | 0 | 0
MC070-B02 | MC070-B02/L3 | Loop 3 |  |  |  |  | Energy sensor | L3 |  |  |  | MC070 | LEC 1 & 2 |  |  | 0 | 0
MC070-B02 | MC070-B02/L4 | Loop 4 |  |  |  |  | Energy sensor | L4 |  |  |  | MC070 | LEC 1 & 2 |  |  | 0 | 0
MC070-B02 | MC070-B02/L5 | Loop 5 |  |  |  |  | Energy sensor | L5 |  |  |  | MC070 | LEC 1 & 2 |  |  | 0 | 0
MC070-B02 | MC070-B02/L6 | Loop 6 |  |  |  |  | Energy sensor | L6 |  |  |  | MC070 | LEC 1 & 2 |  |  | 0 | 0
MC070-B02 | MC070-B02/L7 | Loop 7 |  |  |  |  | Energy sensor | L7 |  |  |  | MC070 | LEC 1 & 2 |  |  | 0 | 0
MC070-B02 | MC070-B02/n1 | TREND_09_06_56 |  |  |  |  | Energy sensor | n1 |  |  |  | MC070 | LEC 1 & 2 |  |  | 0 | 0
MC070-B02 | MC070-B02/N1 | IC Comms 1 |  |  |  |  | Energy sensor | N1 |  |  |  | MC070 | LEC 1 & 2 |  |  | 0 | 0
MC070-B02 | MC070-B02/O1 | Radient Panel Heating |  |  |  |  | Energy sensor | O1 |  |  |  | MC070 | LEC 1 & 2 |  |  | 0 | 0
MC070-B02 | MC070-B02/o2 | Alarm Route 1 |  |  |  |  | Energy sensor | o2 |  |  |  | MC070 | LEC 1 & 2 |  |  | 0 | 0
MC070-B02 | MC070-B02/P1 | Molecular Bio Lab SpaceTempNo1 |  |  | Degrees Celsius |  | Energy sensor | P1 |  |  |  | MC070 | LEC 1 & 2 |  |  | 0 | 0
MC070-B02 | MC070-B02/P10 | Histology Lab TempAdj |  |  | Degrees Celsius |  | Energy sensor | P10 |  |  |  | MC070 | LEC 1 & 2 |  |  | 0 | 0
MC070-B02 | MC070-B02/P11 | Sand Fly Media Lab SpaceTemp |  |  | Degrees Celsius |  | Energy sensor | P11 |  |  |  | MC070 | LEC 1 & 2 |  |  | 0 | 0
MC070-B02 | MC070-B02/P12 | Sand Fly Media Lab Temp Adj |  |  | Degrees Celsius |  | Energy sensor | P12 |  |  |  | MC070 | LEC 1 & 2 |  |  | 0 | 0
MC070-B02 | MC070-B02/P13 | Sand Fly Lab SpaceTemp |  |  | Degrees Celsius |  | Energy sensor | P13 |  |  |  | MC070 | LEC 1 & 2 |  |  | 0 | 0
MC070-B02 | MC070-B02/P14 | Sand Fly Lab Temp Adj |  |  | Degrees Celsius |  | Energy sensor | P14 |  |  |  | MC070 | LEC 1 & 2 |  |  | 0 | 0
MC070-B02 | MC070-B02/P16 | 4 Dix 1 |  |  |  |  | Energy sensor | P16 |  |  |  | MC070 | LEC 1 & 2 |  |  | 0 | 0
MC070-B02 | MC070-B02/P17 | 4 Dix 2 |  |  |  |  | Energy sensor | P17 |  |  |  | MC070 | LEC 1 & 2 |  |  | 0 | 0
MC070-B02 | MC070-B02/P18 | 4 Dix 3 |  |  |  |  | Energy sensor | P18 |  |  |  | MC070 | LEC 1 & 2 |  |  | 0 | 0
MC070-B02 | MC070-B02/P2 | Molecular Bio Lab TempAdj No1 |  |  | Degrees Celsius |  | Energy sensor | P2 |  |  |  | MC070 | LEC 1 & 2 |  |  | 0 | 0
MC070-B02 | MC070-B02/P3 | Molecular Bio Lab SpaceTempNo2 |  |  | Degrees Celsius |  | Energy sensor | P3 |  |  |  | MC070 | LEC 1 & 2 |  |  | 0 | 0
MC070-B02 | MC070-B02/P4 | Molecular Bio Lab TempAdj No2 |  |  | Degrees Celsius |  | Energy sensor | P4 |  |  |  | MC070 | LEC 1 & 2 |  |  | 0 | 0
MC070-B02 | MC070-B02/P5 | Drosophelia Media SpaceTemp |  |  | Degrees Celsius |  | Energy sensor | P5 |  |  |  | MC070 | LEC 1 & 2 |  |  | 0 | 0
MC070-B02 | MC070-B02/P6 | Drosophelia Media TempAdj |  |  | Degrees Celsius |  | Energy sensor | P6 |  |  |  | MC070 | LEC 1 & 2 |  |  | 0 | 0
MC070-B02 | MC070-B02/P7 | Cell Lab SpaceTemp |  |  | Degrees Celsius |  | Energy sensor | P7 |  |  |  | MC070 | LEC 1 & 2 |  |  | 0 | 0
MC070-B02 | MC070-B02/P8 | Cell Lab TempAdj |  |  | Degrees Celsius |  | Energy sensor | P8 |  |  |  | MC070 | LEC 1 & 2 |  |  | 0 | 0
MC070-B02 | MC070-B02/P9 | Histology Lab SpaceTemp |  |  | Degrees Celsius |  | Energy sensor | P9 |  |  |  | MC070 | LEC 1 & 2 |  |  | 0 | 0
MC070-B02 | MC070-B02/Q1 | Sequence Table 1 |  |  |  |  | Energy sensor | Q1 |  |  |  | MC070 | LEC 1 & 2 |  |  | 0 | 0
MC070-B02 | MC070-B02/S1 | Molecular Bio Lab SpaceTempNo1 |  |  | Degrees Celsius |  | Energy sensor | S1 |  |  |  | MC070 | LEC 1 & 2 |  |  | 0 | 0
MC070-B02 | MC070-B02/S10 | Histology Lab TempAdj |  |  | Degrees Celsius |  | Energy sensor | S10 |  |  |  | MC070 | LEC 1 & 2 |  |  | 0 | 0
MC070-B02 | MC070-B02/S11 | Sand Fly Media Lab SpaceTemp |  |  | Degrees Celsius |  | Energy sensor | S11 |  |  |  | MC070 | LEC 1 & 2 |  |  | 0 | 0
MC070-B02 | MC070-B02/S12 | Sand Fly Media Lab Temp Adj |  |  | Degrees Celsius |  | Energy sensor | S12 |  |  |  | MC070 | LEC 1 & 2 |  |  | 0 | 0
MC070-B02 | MC070-B02/S13 | Sand Fly Lab SpaceTemp |  |  | Degrees Celsius |  | Energy sensor | S13 |  |  |  | MC070 | LEC 1 & 2 |  |  | 0 | 0
MC070-B02 | MC070-B02/S14 | Sand Fly Lab Temp Adj |  |  | Degrees Celsius |  | Energy sensor | S14 |  |  |  | MC070 | LEC 1 & 2 |  |  | 0 | 0
MC070-B02 | MC070-B02/S16 | 4 Dix 1 |  |  |  |  | Energy sensor | S16 |  |  |  | MC070 | LEC 1 & 2 |  |  | 0 | 0
MC070-B02 | MC070-B02/S17 | 4 Dix 2 |  |  |  |  | Energy sensor | S17 |  |  |  | MC070 | LEC 1 & 2 |  |  | 0 | 0
MC070-B02 | MC070-B02/S18 | 4 Dix 3 |  |  |  |  | Energy sensor | S18 |  |  |  | MC070 | LEC 1 & 2 |  |  | 0 | 0
MC070-B02 | MC070-B02/S2 | Molecular Bio Lab TempAdj No1 |  |  | Degrees Celsius |  | Energy sensor | S2 |  |  |  | MC070 | LEC 1 & 2 |  |  | 0 | 0
MC070-B02 | MC070-B02/S3 | Molecular Bio Lab SpaceTempNo2 |  |  | Degrees Celsius |  | Energy sensor | S3 |  |  |  | MC070 | LEC 1 & 2 |  |  | 0 | 0
MC070-B02 | MC070-B02/S4 | Molecular Bio Lab TempAdj No2 |  |  | Degrees Celsius |  | Energy sensor | S4 |  |  |  | MC070 | LEC 1 & 2 |  |  | 0 | 0
MC070-B02 | MC070-B02/S5 | Drosophelia Media SpaceTemp |  |  | Degrees Celsius |  | Energy sensor | S5 |  |  |  | MC070 | LEC 1 & 2 |  |  | 0 | 0
MC070-B02 | MC070-B02/S6 | Drosophelia Media TempAdj |  |  | Degrees Celsius |  | Energy sensor | S6 |  |  |  | MC070 | LEC 1 & 2 |  |  | 0 | 0
MC070-B02 | MC070-B02/S7 | Cell Lab SpaceTemp |  |  | Degrees Celsius |  | Energy sensor | S7 |  |  |  | MC070 | LEC 1 & 2 |  |  | 0 | 0
MC070-B02 | MC070-B02/S8 | Cell Lab TempAdj |  |  | Degrees Celsius |  | Energy sensor | S8 |  |  |  | MC070 | LEC 1 & 2 |  |  | 0 | 0
MC070-B02 | MC070-B02/S9 | Histology Lab SpaceTemp |  |  | Degrees Celsius |  | Energy sensor | S9 |  |  |  | MC070 | LEC 1 & 2 |  |  | 0 | 0
MC070-B02 | MC070-B02/V1 | [5 empty] | Energy sensor | V1 |  |  |  | MC070 | LEC 1 & 2 |  |  | 0 | 0
MC070-B02 | MC070-B02/Y1 | Room temperature |  |  | Degrees Celsius |  | Energy sensor | Y1 |  |  |  | MC070 | LEC 1 & 2 |  |  | 0 | 0
MC070-B02 | MC070-B02/Y2 | Knob TB 3deg trim |  |  |  |  | Energy sensor | Y2 |  |  |  | MC070 | LEC 1 & 2 |  |  | 0 | 0
MC070-B02 | MC070-B02/Y3 | 4DIX V |  |  |  |  | Energy sensor | Y3 |  |  |  | MC070 | LEC 1 & 2 |  |  | 0 | 0
MC070-B02 | MC070-B02/Z1 | Radient Panel Heating |  |  |  |  | Energy sensor | Z1 |  |  |  | MC070 | LEC 1 & 2 |  |  | 0 | 0
MC070-B02 | MC070-B02/Z2 | AirCon units enable 3 of |  |  |  |  | Energy sensor | Z2 |  |  |  | MC070 | LEC 1 & 2 |  |  | 0 | 0
MC076-B02 | MC076-B02/C1 | Virtual CNC 1 |  |  |  |  | Energy sensor | C1 |  |  |  | MC076 | Old Engineering Building |  |  | 0 | 0
MC076-B02 | MC076-B02/D1 | Variable temperature circuit valve |  |  | 0 = Closed , 1 = Open |  | Energy sensor | D1 |  |  |  | MC076 | Old Engineering Building |  |  | 0 | 0
MC076-B02 | MC076-B02/D10 | AHU 3 Enable |  |  |  |  | Energy sensor | D10 |  |  |  | MC076 | Old Engineering Building |  |  | 0 | 0
MC076-B02 | MC076-B02/D11 | Lecture 3 AC Enable |  |  |  |  | Energy sensor | D11 |  |  |  | MC076 | Old Engineering Building |  |  | 0 | 0
MC076-B02 | MC076-B02/D12 | Seminar 1 AC Enable |  |  |  |  | Energy sensor | D12 |  |  |  | MC076 | Old Engineering Building |  |  | 0 | 0
MC076-B02 | MC076-B02/D13 | Seminar 2 AC Enable |  |  |  |  | Energy sensor | D13 |  |  |  | MC076 | Old Engineering Building |  |  | 0 | 0
MC076-B02 | MC076-B02/D14 | Lecture 1 AC 1_2 Enable |  |  |  |  | Energy sensor | D14 |  |  |  | MC076 | Old Engineering Building |  |  | 0 | 0
MC076-B02 | MC076-B02/D15 | AHU 1 Thyristor Enable |  |  |  |  | Energy sensor | D15 |  |  |  | MC076 | Old Engineering Building |  |  | 0 | 0
MC076-B02 | MC076-B02/D16 | AHU 2 Thyristor 0_10V |  |  |  |  | Energy sensor | D16 |  |  |  | MC076 | Old Engineering Building |  |  | 0 | 0
MC076-B02 | MC076-B02/D17 | AHU 2 Thyristor Enable |  |  |  |  | Energy sensor | D17 |  |  |  | MC076 | Old Engineering Building |  |  | 0 | 0
MC076-B02 | MC076-B02/D18 | AHU 3 Thyristor Enable |  |  |  |  | Energy sensor | D18 |  |  |  | MC076 | Old Engineering Building |  |  | 0 | 0
MC076-B02 | MC076-B02/D19 | AHU 3 Thyristor 0_10V |  |  |  |  | Energy sensor | D19 |  |  |  | MC076 | Old Engineering Building |  |  | 0 | 0
MC076-B02 | MC076-B02/D2 | AHU1 Thyristor 0_10V |  |  |  |  | Energy sensor | D2 |  |  |  | MC076 | Old Engineering Building |  |  | 0 | 0
MC076-B02 | MC076-B02/D20 | Panel Vent Enable |  |  |  |  | Energy sensor | D20 |  |  |  | MC076 | Old Engineering Building |  |  | 0 | 0
MC076-B02 | MC076-B02/D3 | Boiler Enable |  |  |  |  | Energy sensor | D3 |  |  |  | MC076 | Old Engineering Building |  |  | 0 | 0
MC076-B02 | MC076-B02/D4 | VT Pump 1 Enable |  |  |  |  | Energy sensor | D4 |  |  |  | MC076 | Old Engineering Building |  |  | 0 | 0
MC076-B02 | MC076-B02/D5 | VT Pump 2 Enable |  |  |  |  | Energy sensor | D5 |  |  |  | MC076 | Old Engineering Building |  |  | 0 | 0
MC076-B02 | MC076-B02/D6 | AHU 1 Enable |  |  |  |  | Energy sensor | D6 |  |  |  | MC076 | Old Engineering Building |  |  | 0 | 0
MC076-B02 | MC076-B02/D7 | Lecture 1 AC 1_1 Enable |  |  |  |  | Energy sensor | D7 |  |  |  | MC076 | Old Engineering Building |  |  | 0 | 0
MC076-B02 | MC076-B02/D8 | AHU 2 Enable |  |  |  |  | Energy sensor | D8 |  |  |  | MC076 | Old Engineering Building |  |  | 0 | 0
MC076-B02 | MC076-B02/D9 | Lecture 2 AC Enable |  |  |  |  | Energy sensor | D9 |  |  |  | MC076 | Old Engineering Building |  |  | 0 | 0
MC076-B02 | MC076-B02/F1 | Function 1 |  |  |  |  | Energy sensor | F1 |  |  |  | MC076 | Old Engineering Building |  |  | 0 | 0
MC076-B02 | MC076-B02/F10 | Function 10 |  |  |  |  | Energy sensor | F10 |  |  |  | MC076 | Old Engineering Building |  |  | 0 | 0
MC076-B02 | MC076-B02/F11 | Function 11 |  |  |  |  | Energy sensor | F11 |  |  |  | MC076 | Old Engineering Building |  |  | 0 | 0
MC076-B02 | MC076-B02/F12 | Function 12 |  |  |  |  | Energy sensor | F12 |  |  |  | MC076 | Old Engineering Building |  |  | 0 | 0
MC076-B02 | MC076-B02/F13 | OAT ECO OFF 1= HTG OFF |  |  |  |  | Energy sensor | F13 |  |  |  | MC076 | Old Engineering Building |  |  | 0 | 0
MC076-B02 | MC076-B02/F14 | Function 14 |  |  |  |  | Energy sensor | F14 |  |  |  | MC076 | Old Engineering Building |  |  | 0 | 0
MC076-B02 | MC076-B02/F15 | 1st stage frost protection |  |  |  |  | Energy sensor | F15 |  |  |  | MC076 | Old Engineering Building |  |  | 0 | 0
MC076-B02 | MC076-B02/F16 | Function 16 |  |  |  |  | Energy sensor | F16 |  |  |  | MC076 | Old Engineering Building |  |  | 0 | 0
MC076-B02 | MC076-B02/F17 | Function 17 |  |  |  |  | Energy sensor | F17 |  |  |  | MC076 | Old Engineering Building |  |  | 0 | 0
MC076-B02 | MC076-B02/F18 | Function 18 |  |  |  |  | Energy sensor | F18 |  |  |  | MC076 | Old Engineering Building |  |  | 0 | 0
MC076-B02 | MC076-B02/F19 | Function 19 |  |  |  |  | Energy sensor | F19 |  |  |  | MC076 | Old Engineering Building |  |  | 0 | 0
MC076-B02 | MC076-B02/F2 | Function 2 |  |  |  |  | Energy sensor | F2 |  |  |  | MC076 | Old Engineering Building |  |  | 0 | 0
MC076-B02 | MC076-B02/F20 | Function 20 |  |  |  |  | Energy sensor | F20 |  |  |  | MC076 | Old Engineering Building |  |  | 0 | 0
MC076-B02 | MC076-B02/F21 | Function 21 |  |  |  |  | Energy sensor | F21 |  |  |  | MC076 | Old Engineering Building |  |  | 0 | 0
MC076-B02 | MC076-B02/F22 | Function 22 |  |  |  |  | Energy sensor | F22 |  |  |  | MC076 | Old Engineering Building |  |  | 0 | 0
MC076-B02 | MC076-B02/F23 | Function 23 |  |  |  |  | Energy sensor | F23 |  |  |  | MC076 | Old Engineering Building |  |  | 0 | 0
MC076-B02 | MC076-B02/F24 | Function 24 |  |  |  |  | Energy sensor | F24 |  |  |  | MC076 | Old Engineering Building |  |  | 0 | 0
MC076-B02 | MC076-B02/F25 | Function 25 |  |  |  |  | Energy sensor | F25 |  |  |  | MC076 | Old Engineering Building |  |  | 0 | 0
MC076-B02 | MC076-B02/F26 | Function 26 |  |  |  |  | Energy sensor | F26 |  |  |  | MC076 | Old Engineering Building |  |  | 0 | 0
MC076-B02 | MC076-B02/F27 | Function 27 |  |  |  |  | Energy sensor | F27 |  |  |  | MC076 | Old Engineering Building |  |  | 0 | 0
MC076-B02 | MC076-B02/F28 | Function 28 |  |  |  |  | Energy sensor | F28 |  |  |  | MC076 | Old Engineering Building |  |  | 0 | 0
MC076-B02 | MC076-B02/F29 | Function 29 |  |  |  |  | Energy sensor | F29 |  |  |  | MC076 | Old Engineering Building |  |  | 0 | 0
MC076-B02 | MC076-B02/F3 | Function 3 |  |  |  |  | Energy sensor | F3 |  |  |  | MC076 | Old Engineering Building |  |  | 0 | 0
MC076-B02 | MC076-B02/F30 | Function 30 |  |  |  |  | Energy sensor | F30 |  |  |  | MC076 | Old Engineering Building |  |  | 0 | 0
MC076-B02 | MC076-B02/F31 | Function 31 |  |  |  |  | Energy sensor | F31 |  |  |  | MC076 | Old Engineering Building |  |  | 0 | 0
MC076-B02 | MC076-B02/F4 | limit at |  |  |  |  | Energy sensor | F4 |  |  |  | MC076 | Old Engineering Building |  |  | 0 | 0
MC076-B02 | MC076-B02/F5 | Function 5 |  |  |  |  | Energy sensor | F5 |  |  |  | MC076 | Old Engineering Building |  |  | 0 | 0
MC076-B02 | MC076-B02/F6 | Function 6 |  |  |  |  | Energy sensor | F6 |  |  |  | MC076 | Old Engineering Building |  |  | 0 | 0
MC076-B02 | MC076-B02/F7 | Function 7 |  |  |  |  | Energy sensor | F7 |  |  |  | MC076 | Old Engineering Building |  |  | 0 | 0
MC076-B02 | MC076-B02/F8 | Function 8 |  |  |  |  | Energy sensor | F8 |  |  |  | MC076 | Old Engineering Building |  |  | 0 | 0
MC076-B02 | MC076-B02/F9 | Minimum Space Temp |  |  | Degrees Celsius |  | Energy sensor | F9 |  |  |  | MC076 | Old Engineering Building |  |  | 0 | 0
MC076-B02 | MC076-B02/G1 | Boost |  |  | 0 = Off, 1 = On |  | Energy sensor | G1 |  |  |  | MC076 | Old Engineering Building |  |  | 0 | 0
MC076-B02 | MC076-B02/G10 | VT Pump 1 Enable |  |  |  |  | Energy sensor | G10 |  |  |  | MC076 | Old Engineering Building |  |  | 0 | 0
MC076-B02 | MC076-B02/G11 | VT Pump2 Enable |  |  |  |  | Energy sensor | G11 |  |  |  | MC076 | Old Engineering Building |  |  | 0 | 0
MC076-B02 | MC076-B02/G12 | VT Pumps Enable |  |  |  |  | Energy sensor | G12 |  |  |  | MC076 | Old Engineering Building |  |  | 0 | 0
MC076-B02 | MC076-B02/G13 | Plant Enable |  |  |  |  | Energy sensor | G13 |  |  |  | MC076 | Old Engineering Building |  |  | 0 | 0
MC076-B02 | MC076-B02/G14 | Logic 14 |  |  |  |  | Energy sensor | G14 |  |  |  | MC076 | Old Engineering Building |  |  | 0 | 0
MC076-B02 | MC076-B02/G15 | Logic 15 |  |  |  |  | Energy sensor | G15 |  |  |  | MC076 | Old Engineering Building |  |  | 0 | 0
MC076-B02 | MC076-B02/G16 | Logic 16 |  |  |  |  | Energy sensor | G16 |  |  |  | MC076 | Old Engineering Building |  |  | 0 | 0
MC076-B02 | MC076-B02/G17 | 2ND STAGE FROST WATER |  |  |  |  | Energy sensor | G17 |  |  |  | MC076 | Old Engineering Building |  |  | 0 | 0
MC076-B02 | MC076-B02/G18 | Logic 18 |  |  |  |  | Energy sensor | G18 |  |  |  | MC076 | Old Engineering Building |  |  | 0 | 0
MC076-B02 | MC076-B02/G19 | AHU 1 Enable |  |  |  |  | Energy sensor | G19 |  |  |  | MC076 | Old Engineering Building |  |  | 0 | 0
MC076-B02 | MC076-B02/G2 | Logic 2 |  |  |  |  | Energy sensor | G2 |  |  |  | MC076 | Old Engineering Building |  |  | 0 | 0
MC076-B02 | MC076-B02/G20 | Lecture 1 AC Enable |  |  |  |  | Energy sensor | G20 |  |  |  | MC076 | Old Engineering Building |  |  | 0 | 0
MC076-B02 | MC076-B02/G21 | AHU 2 Enable |  |  |  |  | Energy sensor | G21 |  |  |  | MC076 | Old Engineering Building |  |  | 0 | 0
MC076-B02 | MC076-B02/G22 | Logic 22 |  |  |  |  | Energy sensor | G22 |  |  |  | MC076 | Old Engineering Building |  |  | 0 | 0
MC076-B02 | MC076-B02/G23 | AHU 3 Enable |  |  |  |  | Energy sensor | G23 |  |  |  | MC076 | Old Engineering Building |  |  | 0 | 0
MC076-B02 | MC076-B02/G24 | Logic 24 |  |  |  |  | Energy sensor | G24 |  |  |  | MC076 | Old Engineering Building |  |  | 0 | 0
MC076-B02 | MC076-B02/G25 | Logic 25 |  |  |  |  | Energy sensor | G25 |  |  |  | MC076 | Old Engineering Building |  |  | 0 | 0
MC076-B02 | MC076-B02/G26 | Logic 26 |  |  |  |  | Energy sensor | G26 |  |  |  | MC076 | Old Engineering Building |  |  | 0 | 0
MC076-B02 | MC076-B02/G27 | Logic 27 |  |  |  |  | Energy sensor | G27 |  |  |  | MC076 | Old Engineering Building |  |  | 0 | 0
MC076-B02 | MC076-B02/G28 | Logic 28 |  |  |  |  | Energy sensor | G28 |  |  |  | MC076 | Old Engineering Building |  |  | 0 | 0
MC076-B02 | MC076-B02/G29 | Logic 29 |  |  |  |  | Energy sensor | G29 |  |  |  | MC076 | Old Engineering Building |  |  | 0 | 0
MC076-B02 | MC076-B02/G3 | Logic 3 |  |  |  |  | Energy sensor | G3 |  |  |  | MC076 | Old Engineering Building |  |  | 0 | 0
MC076-B02 | MC076-B02/G30 | Logic 30 |  |  |  |  | Energy sensor | G30 |  |  |  | MC076 | Old Engineering Building |  |  | 0 | 0
MC076-B02 | MC076-B02/G31 | Logic 31 |  |  |  |  | Energy sensor | G31 |  |  |  | MC076 | Old Engineering Building |  |  | 0 | 0
MC076-B02 | MC076-B02/G32 | Logic 32 |  |  |  |  | Energy sensor | G32 |  |  |  | MC076 | Old Engineering Building |  |  | 0 | 0
MC076-B02 | MC076-B02/G33 | Masters Training AC1En |  |  |  |  | Energy sensor | G33 |  |  |  | MC076 | Old Engineering Building |  |  | 0 | 0
MC076-B02 | MC076-B02/G34 | Masters Training AC2En |  |  |  |  | Energy sensor | G34 |  |  |  | MC076 | Old Engineering Building |  |  | 0 | 0
MC076-B02 | MC076-B02/G35 | Masters Training AC3En |  |  |  |  | Energy sensor | G35 |  |  |  | MC076 | Old Engineering Building |  |  | 0 | 0
MC076-B02 | MC076-B02/G36 | Masters Training AC4En |  |  |  |  | Energy sensor | G36 |  |  |  | MC076 | Old Engineering Building |  |  | 0 | 0
MC076-B02 | MC076-B02/G37 | Masters Training AC5En |  |  |  |  | Energy sensor | G37 |  |  |  | MC076 | Old Engineering Building |  |  | 0 | 0
MC076-B02 | MC076-B02/G4 | Logic 4 |  |  |  |  | Energy sensor | G4 |  |  |  | MC076 | Old Engineering Building |  |  | 0 | 0
MC076-B02 | MC076-B02/G5 | Logic 5 |  |  |  |  | Energy sensor | G5 |  |  |  | MC076 | Old Engineering Building |  |  | 0 | 0
MC076-B02 | MC076-B02/G6 | VT Pump C O |  |  |  |  | Energy sensor | G6 |  |  |  | MC076 | Old Engineering Building |  |  | 0 | 0
MC076-B02 | MC076-B02/G7 | Logic 7 |  |  |  |  | Energy sensor | G7 |  |  |  | MC076 | Old Engineering Building |  |  | 0 | 0
MC076-B02 | MC076-B02/G8 | Logic 8 |  |  |  |  | Energy sensor | G8 |  |  |  | MC076 | Old Engineering Building |  |  | 0 | 0
MC076-B02 | MC076-B02/G9 | Logic 9 |  |  |  |  | Energy sensor | G9 |  |  |  | MC076 | Old Engineering Building |  |  | 0 | 0
MC076-B02 | MC076-B02/I1 | AC Unit 01_1 Fault =1 |  |  |  |  | Energy sensor | I1 |  |  |  | MC076 | Old Engineering Building |  |  | 0 | 0
MC076-B02 | MC076-B02/i1 | xcite/IO/8UI |  |  |  |  | Energy sensor | i1 |  |  |  | MC076 | Old Engineering Building |  |  | 0 | 0
MC076-B02 | MC076-B02/I10 | AHU 3 Hi Temp Trip 1=Normal |  |  | Degrees Celsius |  | Energy sensor | I10 |  |  |  | MC076 | Old Engineering Building |  |  | 0 | 0
MC076-B02 | MC076-B02/I11 | AC Unit 03 Fault =1 |  |  |  |  | Energy sensor | I11 |  |  |  | MC076 | Old Engineering Building |  |  | 0 | 0
MC076-B02 | MC076-B02/I12 | AHU 2 Filter Dirty 1=Dirty |  |  |  |  | Energy sensor | I12 |  |  |  | MC076 | Old Engineering Building |  |  | 0 | 0
MC076-B02 | MC076-B02/I13 | AHU 2 Flow Proving 1=Flow |  |  |  |  | Energy sensor | I13 |  |  |  | MC076 | Old Engineering Building |  |  | 0 | 0
MC076-B02 | MC076-B02/I14 | AHU 2 Hi Temp Trip 1=Normal |  |  | Degrees Celsius |  | Energy sensor | I14 |  |  |  | MC076 | Old Engineering Building |  |  | 0 | 0
MC076-B02 | MC076-B02/I15 | AC Unit 02 Fault =1 |  |  |  |  | Energy sensor | I15 |  |  |  | MC076 | Old Engineering Building |  |  | 0 | 0
MC076-B02 | MC076-B02/I16 | AHU 3 Filter Dirty 1=Dirty |  |  |  |  | Energy sensor | I16 |  |  |  | MC076 | Old Engineering Building |  |  | 0 | 0
MC076-B02 | MC076-B02/I17 | AC Unit 041 Fault =1 |  |  |  |  | Energy sensor | I17 |  |  |  | MC076 | Old Engineering Building |  |  | 0 | 0
MC076-B02 | MC076-B02/I18 | AC Unit 05 Fault =1 |  |  |  |  | Energy sensor | I18 |  |  |  | MC076 | Old Engineering Building |  |  | 0 | 0
MC076-B02 | MC076-B02/I2 | AHU 1 Hi Temp Trip 1=Normal |  |  | Degrees Celsius |  | Energy sensor | I2 |  |  |  | MC076 | Old Engineering Building |  |  | 0 | 0
MC076-B02 | MC076-B02/i2 | xcite/IO/16DI |  |  |  |  | Energy sensor | i2 |  |  |  | MC076 | Old Engineering Building |  |  | 0 | 0
MC076-B02 | MC076-B02/I3 | AHU 1 Flow Proving 1=Flow |  |  |  |  | Energy sensor | I3 |  |  |  | MC076 | Old Engineering Building |  |  | 0 | 0
MC076-B02 | MC076-B02/i3 | xcite/IO/8AO |  |  |  |  | Energy sensor | i3 |  |  |  | MC076 | Old Engineering Building |  |  | 0 | 0
MC076-B02 | MC076-B02/I30 | VT Pump 1 Fault |  |  |  |  | Energy sensor | I30 |  |  |  | MC076 | Old Engineering Building |  |  | 0 | 0
MC076-B02 | MC076-B02/I31 | VT Pump 2 Fault |  |  |  |  | Energy sensor | I31 |  |  |  | MC076 | Old Engineering Building |  |  | 0 | 0
MC076-B02 | MC076-B02/i4 | xcite/IO/4AO |  |  |  |  | Energy sensor | i4 |  |  |  | MC076 | Old Engineering Building |  |  | 0 | 0
MC076-B02 | MC076-B02/I4 | AC Unit 01_2 Fault =1 |  |  |  |  | Energy sensor | I4 |  |  |  | MC076 | Old Engineering Building |  |  | 0 | 0
MC076-B02 | MC076-B02/i5 | xcite/IO/2UI/2AO |  |  |  |  | Energy sensor | i5 |  |  |  | MC076 | Old Engineering Building |  |  | 0 | 0
MC076-B02 | MC076-B02/I5 | AHU 1 Filter Dirty 1=Dirty |  |  |  |  | Energy sensor | I5 |  |  |  | MC076 | Old Engineering Building |  |  | 0 | 0
MC076-B02 | MC076-B02/I6 | VT Pumps DP 1=Flow |  |  |  |  | Energy sensor | I6 |  |  |  | MC076 | Old Engineering Building |  |  | 0 | 0
MC076-B02 | MC076-B02/I7 | Boiler Plant Fault 1=Fault |  |  |  |  | Energy sensor | I7 |  |  |  | MC076 | Old Engineering Building |  |  | 0 | 0
MC076-B02 | MC076-B02/I8 | Fire Alarm 1=Fire |  |  |  |  | Energy sensor | I8 |  |  |  | MC076 | Old Engineering Building |  |  | 0 | 0
MC076-B02 | MC076-B02/I9 | AHU 3 Flow Proving 1=Flow |  |  |  |  | Energy sensor | I9 |  |  |  | MC076 | Old Engineering Building |  |  | 0 | 0
MC076-B02 | MC076-B02/K1 | VT Occupancy Setpoint |  |  |  |  | Energy sensor | K1 |  |  |  | MC076 | Old Engineering Building |  |  | 0 | 0
MC076-B02 | MC076-B02/K10 | 1st Stage Frost Setpoint |  |  |  |  | Energy sensor | K10 |  |  |  | MC076 | Old Engineering Building |  |  | 0 | 0
MC076-B02 | MC076-B02/K11 | 2nd Stage Frost Setpoint |  |  |  |  | Energy sensor | K11 |  |  |  | MC076 | Old Engineering Building |  |  | 0 | 0
MC076-B02 | MC076-B02/K12 | OAT Eco Off Setpoint |  |  |  |  | Energy sensor | K12 |  |  |  | MC076 | Old Engineering Building |  |  | 0 | 0
MC076-B02 | MC076-B02/K13 | Lecture 1 Min Supply Spt |  |  |  |  | Energy sensor | K13 |  |  |  | MC076 | Old Engineering Building |  |  | 0 | 0
MC076-B02 | MC076-B02/K14 | Lecture 1 Max Supply Spt |  |  |  |  | Energy sensor | K14 |  |  |  | MC076 | Old Engineering Building |  |  | 0 | 0
MC076-B02 | MC076-B02/K15 | Lecture 2 Min Supply Spt |  |  |  |  | Energy sensor | K15 |  |  |  | MC076 | Old Engineering Building |  |  | 0 | 0
MC076-B02 | MC076-B02/K16 | Lecture 2 Max Supply Spt |  |  |  |  | Energy sensor | K16 |  |  |  | MC076 | Old Engineering Building |  |  | 0 | 0
MC076-B02 | MC076-B02/K17 | Lecture 3 Min Supply Spt |  |  |  |  | Energy sensor | K17 |  |  |  | MC076 | Old Engineering Building |  |  | 0 | 0
MC076-B02 | MC076-B02/K18 | Lecture 3 Max Supply Spt |  |  |  |  | Energy sensor | K18 |  |  |  | MC076 | Old Engineering Building |  |  | 0 | 0
MC076-B02 | MC076-B02/K19 | Panel Vent Setpoint |  |  |  |  | Energy sensor | K19 |  |  |  | MC076 | Old Engineering Building |  |  | 0 | 0
MC076-B02 | MC076-B02/K2 | VT FLOW@0 degC |  |  |  |  | Energy sensor | K2 |  |  |  | MC076 | Old Engineering Building |  |  | 0 | 0
MC076-B02 | MC076-B02/K20 | Lecture 1 AC Hold Off Deadband |  |  |  |  | Energy sensor | K20 |  |  |  | MC076 | Old Engineering Building |  |  | 0 | 0
MC076-B02 | MC076-B02/K21 | Lecture 2 AC Hold Off Deadband |  |  |  |  | Energy sensor | K21 |  |  |  | MC076 | Old Engineering Building |  |  | 0 | 0
MC076-B02 | MC076-B02/K22 | Lecture 3 AC Hold Off Deadband |  |  |  |  | Energy sensor | K22 |  |  |  | MC076 | Old Engineering Building |  |  | 0 | 0
MC076-B02 | MC076-B02/K23 | Seminar 1 AC Hold Off Deadband |  |  |  |  | Energy sensor | K23 |  |  |  | MC076 | Old Engineering Building |  |  | 0 | 0
MC076-B02 | MC076-B02/K24 | Seminar 2 AC Hold Off Deadband |  |  |  |  | Energy sensor | K24 |  |  |  | MC076 | Old Engineering Building |  |  | 0 | 0
MC076-B02 | MC076-B02/K25 | OSS Warm Up Limit |  |  |  |  | Energy sensor | K25 |  |  |  | MC076 | Old Engineering Building |  |  | 0 | 0
MC076-B02 | MC076-B02/K26 | OSS Cool Down Limit |  |  |  |  | Energy sensor | K26 |  |  |  | MC076 | Old Engineering Building |  |  | 0 | 0
MC076-B02 | MC076-B02/K3 | Room influence |  |  |  |  | Energy sensor | K3 |  |  |  | MC076 | Old Engineering Building |  |  | 0 | 0
MC076-B02 | MC076-B02/K4 | VT FLOW@ 20oC OAT |  |  |  |  | Energy sensor | K4 |  |  |  | MC076 | Old Engineering Building |  |  | 0 | 0
MC076-B02 | MC076-B02/K5 | AHU 1 Room Setpoint |  |  |  |  | Energy sensor | K5 |  |  |  | MC076 | Old Engineering Building |  |  | 0 | 0
MC076-B02 | MC076-B02/K6 | AHU 2 Room Setpoint |  |  |  |  | Energy sensor | K6 |  |  |  | MC076 | Old Engineering Building |  |  | 0 | 0
MC076-B02 | MC076-B02/K7 | AHU 3 Room Setpoint |  |  |  |  | Energy sensor | K7 |  |  |  | MC076 | Old Engineering Building |  |  | 0 | 0
MC076-B02 | MC076-B02/K8 | Seminar 1 Room Setpoint |  |  |  |  | Energy sensor | K8 |  |  |  | MC076 | Old Engineering Building |  |  | 0 | 0
MC076-B02 | MC076-B02/K9 | Seminar 2 Room Setpoint |  |  |  |  | Energy sensor | K9 |  |  |  | MC076 | Old Engineering Building |  |  | 0 | 0
MC076-B02 | MC076-B02/L1 | compensator |  |  |  |  | Energy sensor | L1 |  |  |  | MC076 | Old Engineering Building |  |  | 0 | 0
MC076-B02 | MC076-B02/L2 | Loop 2 |  |  |  |  | Energy sensor | L2 |  |  |  | MC076 | Old Engineering Building |  |  | 0 | 0
MC076-B02 | MC076-B02/L3 | Loop 3 |  |  |  |  | Energy sensor | L3 |  |  |  | MC076 | Old Engineering Building |  |  | 0 | 0
MC076-B02 | MC076-B02/L4 | Loop 4 |  |  |  |  | Energy sensor | L4 |  |  |  | MC076 | Old Engineering Building |  |  | 0 | 0
MC076-B02 | MC076-B02/n1 | TREND_00_89_92 |  |  |  |  | Energy sensor | n1 |  |  |  | MC076 | Old Engineering Building |  |  | 0 | 0
MC076-B02 | MC076-B02/O1 | Masters Training AHU 1 |  |  |  |  | Energy sensor | O1 |  |  |  | MC076 | Old Engineering Building |  |  | 0 | 0
MC076-B02 | MC076-B02/O2 | Masters Training AHU 2 |  |  |  |  | Energy sensor | O2 |  |  |  | MC076 | Old Engineering Building |  |  | 0 | 0
MC076-B02 | MC076-B02/O3 | Masters Training AHU 3 |  |  |  |  | Energy sensor | O3 |  |  |  | MC076 | Old Engineering Building |  |  | 0 | 0
MC076-B02 | MC076-B02/O4 | Masters Training Seminar 1 |  |  |  |  | Energy sensor | O4 |  |  |  | MC076 | Old Engineering Building |  |  | 0 | 0
MC076-B02 | MC076-B02/O5 | Masters Training Seminar 2 |  |  |  |  | Energy sensor | O5 |  |  |  | MC076 | Old Engineering Building |  |  | 0 | 0
MC076-B02 | MC076-B02/P1 | Outside air temperature |  |  | Degrees Celsius |  | Energy sensor | P1 |  |  |  | MC076 | Old Engineering Building |  |  | 0 | 0
MC076-B02 | MC076-B02/P10 | Lecture 2 Space Temperature |  |  | Degrees Celsius |  | Energy sensor | P10 |  |  |  | MC076 | Old Engineering Building |  |  | 0 | 0
MC076-B02 | MC076-B02/P11 | AHU 3 Supply Air Duct Temp |  |  | Degrees Celsius |  | Energy sensor | P11 |  |  |  | MC076 | Old Engineering Building |  |  | 0 | 0
MC076-B02 | MC076-B02/P12 | Lecture 3 Space Temperature |  |  | Degrees Celsius |  | Energy sensor | P12 |  |  |  | MC076 | Old Engineering Building |  |  | 0 | 0
MC076-B02 | MC076-B02/P19 | Calculated temperature variable temperature circuit flow |  |  |  |  | Energy sensor | P19 |  |  |  | MC076 | Old Engineering Building |  |  | 0 | 0
MC076-B02 | MC076-B02/P2 | Boiler Flow Temperature |  |  | Degrees Celsius |  | Energy sensor | P2 |  |  |  | MC076 | Old Engineering Building |  |  | 0 | 0
MC076-B02 | MC076-B02/P3 | VT Mixed Flow Temperature |  |  | Degrees Celsius |  | Energy sensor | P3 |  |  |  | MC076 | Old Engineering Building |  |  | 0 | 0
MC076-B02 | MC076-B02/P4 | AHU1 Supply Air Duct Temp |  |  | Degrees Celsius |  | Energy sensor | P4 |  |  |  | MC076 | Old Engineering Building |  |  | 0 | 0
MC076-B02 | MC076-B02/P5 | Lecture 1 Space Temperature |  |  | Degrees Celsius |  | Energy sensor | P5 |  |  |  | MC076 | Old Engineering Building |  |  | 0 | 0
MC076-B02 | MC076-B02/P6 | Panel Temp Sensor |  |  | Degrees Celsius |  | Energy sensor | P6 |  |  |  | MC076 | Old Engineering Building |  |  | 0 | 0
MC076-B02 | MC076-B02/P7 | Seminar 1 Space Temp |  |  | Degrees Celsius |  | Energy sensor | P7 |  |  |  | MC076 | Old Engineering Building |  |  | 0 | 0
MC076-B02 | MC076-B02/P8 | Seminar 2 Space Temp |  |  | Degrees Celsius |  | Energy sensor | P8 |  |  |  | MC076 | Old Engineering Building |  |  | 0 | 0
MC076-B02 | MC076-B02/P9 | AHU2 Supply Air Duct Temp |  |  | Degrees Celsius |  | Energy sensor | P9 |  |  |  | MC076 | Old Engineering Building |  |  | 0 | 0
MC076-B02 | MC076-B02/Q1 | Sequence Table 1 |  |  |  |  | Energy sensor | Q1 |  |  |  | MC076 | Old Engineering Building |  |  | 0 | 0
MC076-B02 | MC076-B02/S1 | Outside air temperature |  |  | Degrees Celsius |  | Energy sensor | S1 |  |  |  | MC076 | Old Engineering Building |  |  | 0 | 0
MC076-B02 | MC076-B02/S10 | Lecture 2 Space Temperature |  |  | Degrees Celsius |  | Energy sensor | S10 |  |  |  | MC076 | Old Engineering Building |  |  | 0 | 0
MC076-B02 | MC076-B02/S11 | AHU 3 Supply Air Duct Temp |  |  | Degrees Celsius |  | Energy sensor | S11 |  |  |  | MC076 | Old Engineering Building |  |  | 0 | 0
MC076-B02 | MC076-B02/S12 | Lecture 3 Space Temperature |  |  | Degrees Celsius |  | Energy sensor | S12 |  |  |  | MC076 | Old Engineering Building |  |  | 0 | 0
MC076-B02 | MC076-B02/S14 | Calculated temperature variable temperature circuit flow |  |  |  |  | Energy sensor | S14 |  |  |  | MC076 | Old Engineering Building |  |  | 0 | 0
MC076-B02 | MC076-B02/S2 | Boiler Flow Temperature |  |  | Degrees Celsius |  | Energy sensor | S2 |  |  |  | MC076 | Old Engineering Building |  |  | 0 | 0
MC076-B02 | MC076-B02/S3 | VT Mixed Flow Temperature |  |  | Degrees Celsius |  | Energy sensor | S3 |  |  |  | MC076 | Old Engineering Building |  |  | 0 | 0
MC076-B02 | MC076-B02/S4 | AHU1 Supply Air Duct Temp |  |  | Degrees Celsius |  | Energy sensor | S4 |  |  |  | MC076 | Old Engineering Building |  |  | 0 | 0
MC076-B02 | MC076-B02/S5 | Lecture 1 Space Temperature |  |  | Degrees Celsius |  | Energy sensor | S5 |  |  |  | MC076 | Old Engineering Building |  |  | 0 | 0
MC076-B02 | MC076-B02/S6 | Panel Temp Sensor |  |  | Degrees Celsius |  | Energy sensor | S6 |  |  |  | MC076 | Old Engineering Building |  |  | 0 | 0
MC076-B02 | MC076-B02/S7 | Seminar 1 Space Temp |  |  | Degrees Celsius |  | Energy sensor | S7 |  |  |  | MC076 | Old Engineering Building |  |  | 0 | 0
MC076-B02 | MC076-B02/S8 | Seminar 2 Space Temp |  |  | Degrees Celsius |  | Energy sensor | S8 |  |  |  | MC076 | Old Engineering Building |  |  | 0 | 0
MC076-B02 | MC076-B02/S9 | AHU2 Supply Air Duct Temp |  |  | Degrees Celsius |  | Energy sensor | S9 |  |  |  | MC076 | Old Engineering Building |  |  | 0 | 0
MC076-B02 | MC076-B02/V1 | [5 empty] | Energy sensor | V1 |  |  |  | MC076 | Old Engineering Building |  |  | 0 | 0
MC076-B02 | MC076-B02/W1 | VT PumpsRotate |  |  |  |  | Energy sensor | W1 |  |  |  | MC076 | Old Engineering Building |  |  | 0 | 0
MC076-B02 | MC076-B02/Y1 | 10K3A1 |  |  |  |  | Energy sensor | Y1 |  |  |  | MC076 | Old Engineering Building |  |  | 0 | 0
MC076-B02 | MC076-B02/Y2 | Outside air temperature |  |  | Degrees Celsius |  | Energy sensor | Y2 |  |  |  | MC076 | Old Engineering Building |  |  | 0 | 0
MC076-B02 | MC076-B02/Z1 | Masters Training AHU 1 |  |  |  |  | Energy sensor | Z1 |  |  |  | MC076 | Old Engineering Building |  |  | 0 | 0
MC076-B02 | MC076-B02/Z2 | Masters Training AHU 2 |  |  |  |  | Energy sensor | Z2 |  |  |  | MC076 | Old Engineering Building |  |  | 0 | 0
MC076-B02 | MC076-B02/Z3 | Masters Training AHU 3 |  |  |  |  | Energy sensor | Z3 |  |  |  | MC076 | Old Engineering Building |  |  | 0 | 0
MC076-B02 | MC076-B02/Z4 | Masters Training Seminar 1 |  |  |  |  | Energy sensor | Z4 |  |  |  | MC076 | Old Engineering Building |  |  | 0 | 0
MC076-B02 | MC076-B02/Z5 | Masters Training Seminar 2 |  |  |  |  | Energy sensor | Z5 |  |  |  | MC076 | Old Engineering Building |  |  | 0 | 0
MC076-B02 | MC076-B02/Z6 | Masters AC Master Override |  |  |  |  | Energy sensor | Z6 |  |  |  | MC076 | Old Engineering Building |  |  | 0 | 0
EX001-B01 | EX001-B01/C1 | Virtual CNC 1 |  |  |  |  | Energy sensor | C1 |  |  |  | EX001 | Roads - Main Campus |  |  | 0 | 0
EX001-B01 | EX001-B01/e1 | Supervisor |  |  |  |  | Energy sensor | e1 |  |  |  | EX001 | Roads - Main Campus |  |  | 0 | 0
EX001-B01 | EX001-B01/F1 | Function 1 |  |  |  |  | Energy sensor | F1 |  |  |  | EX001 | Roads - Main Campus |  |  | 0 | 0
EX001-B01 | EX001-B01/F2 | Function 2 |  |  |  |  | Energy sensor | F2 |  |  |  | EX001 | Roads - Main Campus |  |  | 0 | 0
EX001-B01 | EX001-B01/G1 | INPUT 4 |  |  |  |  | Energy sensor | G1 |  |  |  | EX001 | Roads - Main Campus |  |  | 0 | 0
EX001-B01 | EX001-B01/G10 | Logic 10 |  |  |  |  | Energy sensor | G10 |  |  |  | EX001 | Roads - Main Campus |  |  | 0 | 0
EX001-B01 | EX001-B01/G11 | Logic 11 |  |  |  |  | Energy sensor | G11 |  |  |  | EX001 | Roads - Main Campus |  |  | 0 | 0
EX001-B01 | EX001-B01/G12 | Logic 12 |  |  |  |  | Energy sensor | G12 |  |  |  | EX001 | Roads - Main Campus |  |  | 0 | 0
EX001-B01 | EX001-B01/G13 | Logic 13 |  |  |  |  | Energy sensor | G13 |  |  |  | EX001 | Roads - Main Campus |  |  | 0 | 0
EX001-B01 | EX001-B01/G14 | Logic 14 |  |  |  |  | Energy sensor | G14 |  |  |  | EX001 | Roads - Main Campus |  |  | 0 | 0
EX001-B01 | EX001-B01/G2 | INPUT 3 |  |  |  |  | Energy sensor | G2 |  |  |  | EX001 | Roads - Main Campus |  |  | 0 | 0
EX001-B01 | EX001-B01/G3 | INPUT 2 |  |  |  |  | Energy sensor | G3 |  |  |  | EX001 | Roads - Main Campus |  |  | 0 | 0
EX001-B01 | EX001-B01/G4 | INPUT 1 |  |  |  |  | Energy sensor | G4 |  |  |  | EX001 | Roads - Main Campus |  |  | 0 | 0
EX001-B01 | EX001-B01/G5 | Logic 5 |  |  |  |  | Energy sensor | G5 |  |  |  | EX001 | Roads - Main Campus |  |  | 0 | 0
EX001-B01 | EX001-B01/G6 | Logic 6 |  |  |  |  | Energy sensor | G6 |  |  |  | EX001 | Roads - Main Campus |  |  | 0 | 0
EX001-B01 | EX001-B01/G7 | Logic 7 |  |  |  |  | Energy sensor | G7 |  |  |  | EX001 | Roads - Main Campus |  |  | 0 | 0
EX001-B01 | EX001-B01/G8 | Logic 8 |  |  |  |  | Energy sensor | G8 |  |  |  | EX001 | Roads - Main Campus |  |  | 0 | 0
EX001-B01 | EX001-B01/G9 | Pump 1 Running |  |  |  |  | Energy sensor | G9 |  |  |  | EX001 | Roads - Main Campus |  |  | 0 | 0
EX001-B01 | EX001-B01/I2 | Spare |  |  |  |  | Energy sensor | I2 |  |  |  | EX001 | Roads - Main Campus |  |  | 0 | 0
EX001-B01 | EX001-B01/I3 | Pump 1 Running |  |  |  |  | Energy sensor | I3 |  |  |  | EX001 | Roads - Main Campus |  |  | 0 | 0
EX001-B01 | EX001-B01/I4 | Pump 2 Running |  |  |  |  | Energy sensor | I4 |  |  |  | EX001 | Roads - Main Campus |  |  | 0 | 0
EX001-B01 | EX001-B01/I5 | Pump 3 Running |  |  |  |  | Energy sensor | I5 |  |  |  | EX001 | Roads - Main Campus |  |  | 0 | 0
EX001-B01 | EX001-B01/I6 | Pump No.1 Fault |  |  |  |  | Energy sensor | I6 |  |  |  | EX001 | Roads - Main Campus |  |  | 0 | 0
EX001-B01 | EX001-B01/I7 | Pump No.2 Fault |  |  |  |  | Energy sensor | I7 |  |  |  | EX001 | Roads - Main Campus |  |  | 0 | 0
EX001-B01 | EX001-B01/I8 | Pump No.3 Fault |  |  |  |  | Energy sensor | I8 |  |  |  | EX001 | Roads - Main Campus |  |  | 0 | 0
EX001-B01 | EX001-B01/I9 | High Level Water Alarm |  |  |  |  | Energy sensor | I9 |  |  |  | EX001 | Roads - Main Campus |  |  | 0 | 0
EX001-B01 | EX001-B01/n1 | TREND_0B_12_35 |  |  |  |  | Energy sensor | n1 |  |  |  | EX001 | Roads - Main Campus |  |  | 0 | 0
EX001-B01 | EX001-B01/o1 | Alarm Route 1 |  |  |  |  | Energy sensor | o1 |  |  |  | EX001 | Roads - Main Campus |  |  | 0 | 0
EX001-B01 | EX001-B01/o2 | Alarm Route 2 |  |  |  |  | Energy sensor | o2 |  |  |  | EX001 | Roads - Main Campus |  |  | 0 | 0
EX001-B01 | EX001-B01/o3 | Alarm Route 3 |  |  |  |  | Energy sensor | o3 |  |  |  | EX001 | Roads - Main Campus |  |  | 0 | 0
EX001-B01 | EX001-B01/P1 | Pump 1 Running |  |  |  |  | Energy sensor | P1 |  |  |  | EX001 | Roads - Main Campus |  |  | 0 | 0
EX001-B01 | EX001-B01/P2 | Pump 2 Running |  |  |  |  | Energy sensor | P2 |  |  |  | EX001 | Roads - Main Campus |  |  | 0 | 0
EX001-B01 | EX001-B01/P3 | Pump 3 Running |  |  |  |  | Energy sensor | P3 |  |  |  | EX001 | Roads - Main Campus |  |  | 0 | 0
EX001-B01 | EX001-B01/P4 | Pump 1 Daily Hrs |  |  |  |  | Energy sensor | P4 |  |  |  | EX001 | Roads - Main Campus |  |  | 0 | 0
EX001-B01 | EX001-B01/P5 | Pump 2 Daily Hrs |  |  |  |  | Energy sensor | P5 |  |  |  | EX001 | Roads - Main Campus |  |  | 0 | 0
EX001-B01 | EX001-B01/P6 | Pump 3 Daily Hrs |  |  |  |  | Energy sensor | P6 |  |  |  | EX001 | Roads - Main Campus |  |  | 0 | 0
EX001-B01 | EX001-B01/P7 | Water Level |  |  |  |  | Energy sensor | P7 |  |  |  | EX001 | Roads - Main Campus |  |  | 0 | 0
EX001-B01 | EX001-B01/Q1 | Sequence Table 1 |  |  |  |  | Energy sensor | Q1 |  |  |  | EX001 | Roads - Main Campus |  |  | 0 | 0
EX001-B01 | EX001-B01/S1 | 4 Dix |  |  |  |  | Energy sensor | S1 |  |  |  | EX001 | Roads - Main Campus |  |  | 0 | 0
EX001-B01 | EX001-B01/S2 | Pump 1 Running |  |  |  |  | Energy sensor | S2 |  |  |  | EX001 | Roads - Main Campus |  |  | 0 | 0
EX001-B01 | EX001-B01/S3 | Pump 2 Running |  |  |  |  | Energy sensor | S3 |  |  |  | EX001 | Roads - Main Campus |  |  | 0 | 0
EX001-B01 | EX001-B01/S4 | Pump 3 Running |  |  |  |  | Energy sensor | S4 |  |  |  | EX001 | Roads - Main Campus |  |  | 0 | 0
EX001-B01 | EX001-B01/S5 | Pump 3 Daily Hrs |  |  |  |  | Energy sensor | S5 |  |  |  | EX001 | Roads - Main Campus |  |  | 0 | 0
EX001-B01 | EX001-B01/S6 | Pump 2 Daily Hrs |  |  |  |  | Energy sensor | S6 |  |  |  | EX001 | Roads - Main Campus |  |  | 0 | 0
EX001-B01 | EX001-B01/S7 | Pump 1 Daily Hrs |  |  |  |  | Energy sensor | S7 |  |  |  | EX001 | Roads - Main Campus |  |  | 0 | 0
EX001-B01 | EX001-B01/S8 | Water Level |  |  |  |  | Energy sensor | S8 |  |  |  | EX001 | Roads - Main Campus |  |  | 0 | 0
EX001-B01 | EX001-B01/V1 | [5 empty] | Energy sensor | V1 |  |  |  | EX001 | Roads - Main Campus |  |  | 0 | 0
EX001-B01 | EX001-B01/Y1 | 4DIX V |  |  |  |  | Energy sensor | Y1 |  |  |  | EX001 | Roads - Main Campus |  |  | 0 | 0
EX001-B01 | EX001-B01/Y2 | Sensor Type 2 |  |  |  |  | Energy sensor | Y2 |  |  |  | EX001 | Roads - Main Campus |  |  | 0 | 0
MC032-B06 | MC032-B06/C1 | Virtual CNC 1 |  |  |  |  | Energy sensor | C1 |  |  |  | MC032 | County South |  |  | 0 | 0
MC032-B06 | MC032-B06/G1 | Logic 1 |  |  |  |  | Energy sensor | G1 |  |  |  | MC032 | County South |  |  | 0 | 0
MC032-B06 | MC032-B06/I1 | Cold Water Tank No2 Low Level |  |  |  |  | Energy sensor | I1 |  |  |  | MC032 | County South |  |  | 0 | 0
MC032-B06 | MC032-B06/I2 | Cold Water Tank No2 High Level |  |  |  |  | Energy sensor | I2 |  |  |  | MC032 | County South |  |  | 0 | 0
MC032-B06 | MC032-B06/I3 | Comms Room AC Unit Fault |  |  |  |  | Energy sensor | I3 |  |  |  | MC032 | County South |  |  | 0 | 0
MC032-B06 | MC032-B06/n1 | TREND_03_31_79 |  |  |  |  | Energy sensor | n1 |  |  |  | MC032 | County South |  |  | 0 | 0
MC032-B06 | MC032-B06/N1 | IC Comms 1 |  |  |  |  | Energy sensor | N1 |  |  |  | MC032 | County South |  |  | 0 | 0
MC032-B06 | MC032-B06/N2 | IC Comms 2 |  |  |  |  | Energy sensor | N2 |  |  |  | MC032 | County South |  |  | 0 | 0
MC032-B06 | MC032-B06/P1 | Cold Water Tank 2 Temp |  |  | Degrees Celsius |  | Energy sensor | P1 |  |  |  | MC032 | County South |  |  | 0 | 0
MC032-B06 | MC032-B06/P2 | Level B Room Temp |  |  | Degrees Celsius |  | Energy sensor | P2 |  |  |  | MC032 | County South |  |  | 0 | 0
MC032-B06 | MC032-B06/P4 | Level C Room Temp |  |  | Degrees Celsius |  | Energy sensor | P4 |  |  |  | MC032 | County South |  |  | 0 | 0
MC032-B06 | MC032-B06/P5 | Level D Room Temp |  |  | Degrees Celsius |  | Energy sensor | P5 |  |  |  | MC032 | County South |  |  | 0 | 0
MC032-B06 | MC032-B06/Q1 | Sequence Table 1 |  |  |  |  | Energy sensor | Q1 |  |  |  | MC032 | County South |  |  | 0 | 0
MC032-B06 | MC032-B06/S1 | Cold Water Tank 2 Temp |  |  | Degrees Celsius |  | Energy sensor | S1 |  |  |  | MC032 | County South |  |  | 0 | 0
MC032-B06 | MC032-B06/S2 | Level B Room Temp |  |  | Degrees Celsius |  | Energy sensor | S2 |  |  |  | MC032 | County South |  |  | 0 | 0
MC032-B06 | MC032-B06/S4 | Level C Room Temp |  |  | Degrees Celsius |  | Energy sensor | S4 |  |  |  | MC032 | County South |  |  | 0 | 0
MC032-B06 | MC032-B06/S5 | Level D Room Temp |  |  | Degrees Celsius |  | Energy sensor | S5 |  |  |  | MC032 | County South |  |  | 0 | 0
MC032-B06 | MC032-B06/V1 | [5 empty] | Energy sensor | V1 |  |  |  | MC032 | County South |  |  | 0 | 0
MC032-B06 | MC032-B06/Y1 | Trend T -20+50 |  |  |  |  | Energy sensor | Y1 |  |  |  | MC032 | County South |  |  | 0 | 0
MC032-B06 | MC032-B06/Y2 | Trend T 0+130 |  |  |  |  | Energy sensor | Y2 |  |  |  | MC032 | County South |  |  | 0 | 0
MC044-B01 | MC044-B01/C1 | Virtual CNC 1 |  |  |  |  | Energy sensor | C1 |  |  |  | MC044 | Faraday Building |  |  | 0 | 0
MC044-B01 | MC044-B01/D1 | AHU01 Sply Fan En |  |  |  |  | Energy sensor | D1 |  |  |  | MC044 | Faraday Building |  |  | 0 | 0
MC044-B01 | MC044-B01/D10 | AHU02 Sply Fan Dmd |  |  |  |  | Energy sensor | D10 |  |  |  | MC044 | Faraday Building |  |  | 0 | 0
MC044-B01 | MC044-B01/D11 | AHU02 Extr Fan En |  |  |  |  | Energy sensor | D11 |  |  |  | MC044 | Faraday Building |  |  | 0 | 0
MC044-B01 | MC044-B01/D12 | AHU02 Extr Fan Dmd |  |  |  |  | Energy sensor | D12 |  |  |  | MC044 | Faraday Building |  |  | 0 | 0
MC044-B01 | MC044-B01/D13 | AHU02 Frost Valve |  |  |  |  | Energy sensor | D13 |  |  |  | MC044 | Faraday Building |  |  | 0 | 0
MC044-B01 | MC044-B01/D14 | AHU02 Th Wheel Dmd |  |  |  |  | Energy sensor | D14 |  |  |  | MC044 | Faraday Building |  |  | 0 | 0
MC044-B01 | MC044-B01/D15 | AHU02 Htg Valve |  |  |  |  | Energy sensor | D15 |  |  |  | MC044 | Faraday Building |  |  | 0 | 0
MC044-B01 | MC044-B01/D16 | AHU02 Extend Lamp |  |  |  |  | Energy sensor | D16 |  |  |  | MC044 | Faraday Building |  |  | 0 | 0
MC044-B01 | MC044-B01/D17 | AHU03 Sply Fan En |  |  |  |  | Energy sensor | D17 |  |  |  | MC044 | Faraday Building |  |  | 0 | 0
MC044-B01 | MC044-B01/D18 | AHU03 Sply Fan Dmd |  |  |  |  | Energy sensor | D18 |  |  |  | MC044 | Faraday Building |  |  | 0 | 0
MC044-B01 | MC044-B01/D19 | AHU03 Extr Fan En |  |  |  |  | Energy sensor | D19 |  |  |  | MC044 | Faraday Building |  |  | 0 | 0
MC044-B01 | MC044-B01/D2 | AHU01 Sply Fan Dmd |  |  |  |  | Energy sensor | D2 |  |  |  | MC044 | Faraday Building |  |  | 0 | 0
MC044-B01 | MC044-B01/D20 | AHU03 Extr Fan Dmd |  |  |  |  | Energy sensor | D20 |  |  |  | MC044 | Faraday Building |  |  | 0 | 0
MC044-B01 | MC044-B01/D21 | AHU03 Frost Valve |  |  |  |  | Energy sensor | D21 |  |  |  | MC044 | Faraday Building |  |  | 0 | 0
MC044-B01 | MC044-B01/D22 | AHU03 Th Wheel Dmd |  |  |  |  | Energy sensor | D22 |  |  |  | MC044 | Faraday Building |  |  | 0 | 0
MC044-B01 | MC044-B01/D23 | AHU03 Htg Valve |  |  |  |  | Energy sensor | D23 |  |  |  | MC044 | Faraday Building |  |  | 0 | 0
MC044-B01 | MC044-B01/D24 | AHU03 Extend Lamp |  |  |  |  | Energy sensor | D24 |  |  |  | MC044 | Faraday Building |  |  | 0 | 0
MC044-B01 | MC044-B01/D25 | CT Pumps En |  |  |  |  | Energy sensor | D25 |  |  |  | MC044 | Faraday Building |  |  | 0 | 0
MC044-B01 | MC044-B01/D26 | Toilet Extr EF1 En |  |  |  |  | Energy sensor | D26 |  |  |  | MC044 | Faraday Building |  |  | 0 | 0
MC044-B01 | MC044-B01/D27 | Toilet Extr EF2 En |  |  |  |  | Energy sensor | D27 |  |  |  | MC044 | Faraday Building |  |  | 0 | 0
MC044-B01 | MC044-B01/D28 | Door Curtain DAC1 En |  |  |  |  | Energy sensor | D28 |  |  |  | MC044 | Faraday Building |  |  | 0 | 0
MC044-B01 | MC044-B01/D29 | Door Curtain DAC2 En |  |  |  |  | Energy sensor | D29 |  |  |  | MC044 | Faraday Building |  |  | 0 | 0
MC044-B01 | MC044-B01/D3 | AHU01 Extr Fan En |  |  |  |  | Energy sensor | D3 |  |  |  | MC044 | Faraday Building |  |  | 0 | 0
MC044-B01 | MC044-B01/D30 | Plant Fault Lamp |  |  |  |  | Energy sensor | D30 |  |  |  | MC044 | Faraday Building |  |  | 0 | 0
MC044-B01 | MC044-B01/D4 | AHU01 Extr Fan Dmd |  |  |  |  | Energy sensor | D4 |  |  |  | MC044 | Faraday Building |  |  | 0 | 0
MC044-B01 | MC044-B01/D5 | AHU01 Frost Valve |  |  |  |  | Energy sensor | D5 |  |  |  | MC044 | Faraday Building |  |  | 0 | 0
MC044-B01 | MC044-B01/D6 | AHU01 Th Wheel Dmd |  |  |  |  | Energy sensor | D6 |  |  |  | MC044 | Faraday Building |  |  | 0 | 0
MC044-B01 | MC044-B01/D7 | AHU01 Htg Valve |  |  |  |  | Energy sensor | D7 |  |  |  | MC044 | Faraday Building |  |  | 0 | 0
MC044-B01 | MC044-B01/D8 | AHU01 Extend Lamp |  |  |  |  | Energy sensor | D8 |  |  |  | MC044 | Faraday Building |  |  | 0 | 0
MC044-B01 | MC044-B01/D9 | AHU02 Sply Fan En |  |  |  |  | Energy sensor | D9 |  |  |  | MC044 | Faraday Building |  |  | 0 | 0
MC044-B01 | MC044-B01/e1 | Supervisor |  |  |  |  | Energy sensor | e1 |  |  |  | MC044 | Faraday Building |  |  | 0 | 0
MC044-B01 | MC044-B01/F1 | Function 1 |  |  |  |  | Energy sensor | F1 |  |  |  | MC044 | Faraday Building |  |  | 0 | 0
MC044-B01 | MC044-B01/F10 | Function 10 |  |  |  |  | Energy sensor | F10 |  |  |  | MC044 | Faraday Building |  |  | 0 | 0
MC044-B01 | MC044-B01/F100 | Function 100 |  |  |  |  | Energy sensor | F100 |  |  |  | MC044 | Faraday Building |  |  | 0 | 0
MC044-B01 | MC044-B01/F101 | Function 101 |  |  |  |  | Energy sensor | F101 |  |  |  | MC044 | Faraday Building |  |  | 0 | 0
MC044-B01 | MC044-B01/F102 | Function 102 |  |  |  |  | Energy sensor | F102 |  |  |  | MC044 | Faraday Building |  |  | 0 | 0
MC044-B01 | MC044-B01/F103 | Function 103 |  |  |  |  | Energy sensor | F103 |  |  |  | MC044 | Faraday Building |  |  | 0 | 0
MC044-B01 | MC044-B01/F104 | AHU03 Frost SP |  |  |  |  | Energy sensor | F104 |  |  |  | MC044 | Faraday Building |  |  | 0 | 0
MC044-B01 | MC044-B01/F105 | Function 105 |  |  |  |  | Energy sensor | F105 |  |  |  | MC044 | Faraday Building |  |  | 0 | 0
MC044-B01 | MC044-B01/F106 | Function 106 |  |  |  |  | Energy sensor | F106 |  |  |  | MC044 | Faraday Building |  |  | 0 | 0
MC044-B01 | MC044-B01/F107 | Function 107 |  |  |  |  | Energy sensor | F107 |  |  |  | MC044 | Faraday Building |  |  | 0 | 0
MC044-B01 | MC044-B01/F108 | Function 108 |  |  |  |  | Energy sensor | F108 |  |  |  | MC044 | Faraday Building |  |  | 0 | 0
MC044-B01 | MC044-B01/F109 | Function 109 |  |  |  |  | Energy sensor | F109 |  |  |  | MC044 | Faraday Building |  |  | 0 | 0
MC044-B01 | MC044-B01/F11 | Function 11 |  |  |  |  | Energy sensor | F11 |  |  |  | MC044 | Faraday Building |  |  | 0 | 0
MC044-B01 | MC044-B01/F110 | Function 110 |  |  |  |  | Energy sensor | F110 |  |  |  | MC044 | Faraday Building |  |  | 0 | 0
MC044-B01 | MC044-B01/F111 | Function 111 |  |  |  |  | Energy sensor | F111 |  |  |  | MC044 | Faraday Building |  |  | 0 | 0
MC044-B01 | MC044-B01/F112 | AHU03 HtgClg Dmd |  |  |  |  | Energy sensor | F112 |  |  |  | MC044 | Faraday Building |  |  | 0 | 0
MC044-B01 | MC044-B01/F113 | Function 113 |  |  |  |  | Energy sensor | F113 |  |  |  | MC044 | Faraday Building |  |  | 0 | 0
MC044-B01 | MC044-B01/F114 | Function 114 |  |  |  |  | Energy sensor | F114 |  |  |  | MC044 | Faraday Building |  |  | 0 | 0
MC044-B01 | MC044-B01/F115 | Function 115 |  |  |  |  | Energy sensor | F115 |  |  |  | MC044 | Faraday Building |  |  | 0 | 0
MC044-B01 | MC044-B01/F116 | AHU03 Th Wheel |  |  |  |  | Energy sensor | F116 |  |  |  | MC044 | Faraday Building |  |  | 0 | 0
MC044-B01 | MC044-B01/F117 | Function 117 |  |  |  |  | Energy sensor | F117 |  |  |  | MC044 | Faraday Building |  |  | 0 | 0
MC044-B01 | MC044-B01/F118 | AHU03 Htg Vlv Dmd |  |  |  |  | Energy sensor | F118 |  |  |  | MC044 | Faraday Building |  |  | 0 | 0
MC044-B01 | MC044-B01/F119 | AHU03 Clg Dmd |  |  |  |  | Energy sensor | F119 |  |  |  | MC044 | Faraday Building |  |  | 0 | 0
MC044-B01 | MC044-B01/F12 | Function 12 |  |  |  |  | Energy sensor | F12 |  |  |  | MC044 | Faraday Building |  |  | 0 | 0
MC044-B01 | MC044-B01/F120 | AHU03 Htg Vlv Dmd |  |  |  |  | Energy sensor | F120 |  |  |  | MC044 | Faraday Building |  |  | 0 | 0
MC044-B01 | MC044-B01/F121 | Function 121 |  |  |  |  | Energy sensor | F121 |  |  |  | MC044 | Faraday Building |  |  | 0 | 0
MC044-B01 | MC044-B01/F122 | Function 122 |  |  |  |  | Energy sensor | F122 |  |  |  | MC044 | Faraday Building |  |  | 0 | 0
MC044-B01 | MC044-B01/F123 | Function 123 |  |  |  |  | Energy sensor | F123 |  |  |  | MC044 | Faraday Building |  |  | 0 | 0
MC044-B01 | MC044-B01/F124 | Function 124 |  |  |  |  | Energy sensor | F124 |  |  |  | MC044 | Faraday Building |  |  | 0 | 0
MC044-B01 | MC044-B01/F125 | Function 125 |  |  |  |  | Energy sensor | F125 |  |  |  | MC044 | Faraday Building |  |  | 0 | 0
MC044-B01 | MC044-B01/F126 | Function 126 |  |  |  |  | Energy sensor | F126 |  |  |  | MC044 | Faraday Building |  |  | 0 | 0
MC044-B01 | MC044-B01/F127 | Function 127 |  |  |  |  | Energy sensor | F127 |  |  |  | MC044 | Faraday Building |  |  | 0 | 0
MC044-B01 | MC044-B01/F128 | Function 128 |  |  |  |  | Energy sensor | F128 |  |  |  | MC044 | Faraday Building |  |  | 0 | 0
MC044-B01 | MC044-B01/F129 | Function 129 |  |  |  |  | Energy sensor | F129 |  |  |  | MC044 | Faraday Building |  |  | 0 | 0
MC044-B01 | MC044-B01/F13 | Function 13 |  |  |  |  | Energy sensor | F13 |  |  |  | MC044 | Faraday Building |  |  | 0 | 0
MC044-B01 | MC044-B01/F130 | Function 130 |  |  |  |  | Energy sensor | F130 |  |  |  | MC044 | Faraday Building |  |  | 0 | 0
MC044-B01 | MC044-B01/F131 | Function 131 |  |  |  |  | Energy sensor | F131 |  |  |  | MC044 | Faraday Building |  |  | 0 | 0
MC044-B01 | MC044-B01/F132 | Function 132 |  |  |  |  | Energy sensor | F132 |  |  |  | MC044 | Faraday Building |  |  | 0 | 0
MC044-B01 | MC044-B01/F133 | Function 133 |  |  |  |  | Energy sensor | F133 |  |  |  | MC044 | Faraday Building |  |  | 0 | 0
MC044-B01 | MC044-B01/F134 | Function 134 |  |  |  |  | Energy sensor | F134 |  |  |  | MC044 | Faraday Building |  |  | 0 | 0
MC044-B01 | MC044-B01/F135 | Function 135 |  |  |  |  | Energy sensor | F135 |  |  |  | MC044 | Faraday Building |  |  | 0 | 0
MC044-B01 | MC044-B01/F136 | Function 136 |  |  |  |  | Energy sensor | F136 |  |  |  | MC044 | Faraday Building |  |  | 0 | 0
MC044-B01 | MC044-B01/F137 | Function 137 |  |  |  |  | Energy sensor | F137 |  |  |  | MC044 | Faraday Building |  |  | 0 | 0
MC044-B01 | MC044-B01/F138 | Function 138 |  |  |  |  | Energy sensor | F138 |  |  |  | MC044 | Faraday Building |  |  | 0 | 0
MC044-B01 | MC044-B01/F139 | Function 139 |  |  |  |  | Energy sensor | F139 |  |  |  | MC044 | Faraday Building |  |  | 0 | 0
MC044-B01 | MC044-B01/F14 | Function 14 |  |  |  |  | Energy sensor | F14 |  |  |  | MC044 | Faraday Building |  |  | 0 | 0
MC044-B01 | MC044-B01/F146 | Function 146 |  |  |  |  | Energy sensor | F146 |  |  |  | MC044 | Faraday Building |  |  | 0 | 0
MC044-B01 | MC044-B01/F148 | Function 148 |  |  |  |  | Energy sensor | F148 |  |  |  | MC044 | Faraday Building |  |  | 0 | 0
MC044-B01 | MC044-B01/F15 | Function 15 |  |  |  |  | Energy sensor | F15 |  |  |  | MC044 | Faraday Building |  |  | 0 | 0
MC044-B01 | MC044-B01/F16 | Function 16 |  |  |  |  | Energy sensor | F16 |  |  |  | MC044 | Faraday Building |  |  | 0 | 0
MC044-B01 | MC044-B01/F17 | Function 17 |  |  |  |  | Energy sensor | F17 |  |  |  | MC044 | Faraday Building |  |  | 0 | 0
MC044-B01 | MC044-B01/F18 | Function 18 |  |  |  |  | Energy sensor | F18 |  |  |  | MC044 | Faraday Building |  |  | 0 | 0
MC044-B01 | MC044-B01/F19 | Function 19 |  |  |  |  | Energy sensor | F19 |  |  |  | MC044 | Faraday Building |  |  | 0 | 0
MC044-B01 | MC044-B01/F2 | Function 2 |  |  |  |  | Energy sensor | F2 |  |  |  | MC044 | Faraday Building |  |  | 0 | 0
MC044-B01 | MC044-B01/F20 | Function 20 |  |  |  |  | Energy sensor | F20 |  |  |  | MC044 | Faraday Building |  |  | 0 | 0
MC044-B01 | MC044-B01/F21 | Function 21 |  |  |  |  | Energy sensor | F21 |  |  |  | MC044 | Faraday Building |  |  | 0 | 0
MC044-B01 | MC044-B01/F22 | Toilet Extr Pre Start |  |  |  |  | Energy sensor | F22 |  |  |  | MC044 | Faraday Building |  |  | 0 | 0
MC044-B01 | MC044-B01/F23 | Function 23 |  |  |  |  | Energy sensor | F23 |  |  |  | MC044 | Faraday Building |  |  | 0 | 0
MC044-B01 | MC044-B01/F24 | Toilet Extr Stop Delay |  |  |  |  | Energy sensor | F24 |  |  |  | MC044 | Faraday Building |  |  | 0 | 0
MC044-B01 | MC044-B01/F25 | Function 25 |  |  |  |  | Energy sensor | F25 |  |  |  | MC044 | Faraday Building |  |  | 0 | 0
MC044-B01 | MC044-B01/F26 | Function 26 |  |  |  |  | Energy sensor | F26 |  |  |  | MC044 | Faraday Building |  |  | 0 | 0
MC044-B01 | MC044-B01/F27 | Function 27 |  |  |  |  | Energy sensor | F27 |  |  |  | MC044 | Faraday Building |  |  | 0 | 0
MC044-B01 | MC044-B01/F28 | Function 28 |  |  |  |  | Energy sensor | F28 |  |  |  | MC044 | Faraday Building |  |  | 0 | 0
MC044-B01 | MC044-B01/F3 | Function 3 |  |  |  |  | Energy sensor | F3 |  |  |  | MC044 | Faraday Building |  |  | 0 | 0
MC044-B01 | MC044-B01/F30 | Function 30 |  |  |  |  | Energy sensor | F30 |  |  |  | MC044 | Faraday Building |  |  | 0 | 0
MC044-B01 | MC044-B01/F31 | Function 31 |  |  |  |  | Energy sensor | F31 |  |  |  | MC044 | Faraday Building |  |  | 0 | 0
MC044-B01 | MC044-B01/F32 | Function 32 |  |  |  |  | Energy sensor | F32 |  |  |  | MC044 | Faraday Building |  |  | 0 | 0
MC044-B01 | MC044-B01/F33 | Function 33 |  |  |  |  | Energy sensor | F33 |  |  |  | MC044 | Faraday Building |  |  | 0 | 0
MC044-B01 | MC044-B01/F34 | Function 34 |  |  |  |  | Energy sensor | F34 |  |  |  | MC044 | Faraday Building |  |  | 0 | 0
MC044-B01 | MC044-B01/F35 | Function 35 |  |  |  |  | Energy sensor | F35 |  |  |  | MC044 | Faraday Building |  |  | 0 | 0
MC044-B01 | MC044-B01/F36 | Function 36 |  |  |  |  | Energy sensor | F36 |  |  |  | MC044 | Faraday Building |  |  | 0 | 0
MC044-B01 | MC044-B01/F37 | Function 37 |  |  |  |  | Energy sensor | F37 |  |  |  | MC044 | Faraday Building |  |  | 0 | 0
MC044-B01 | MC044-B01/F38 | Function 38 |  |  |  |  | Energy sensor | F38 |  |  |  | MC044 | Faraday Building |  |  | 0 | 0
MC044-B01 | MC044-B01/F39 | Function 39 |  |  |  |  | Energy sensor | F39 |  |  |  | MC044 | Faraday Building |  |  | 0 | 0
MC044-B01 | MC044-B01/F4 | Function 4 |  |  |  |  | Energy sensor | F4 |  |  |  | MC044 | Faraday Building |  |  | 0 | 0
MC044-B01 | MC044-B01/F40 | AHU01 Frost SP |  |  |  |  | Energy sensor | F40 |  |  |  | MC044 | Faraday Building |  |  | 0 | 0
MC044-B01 | MC044-B01/F41 | Function 41 |  |  |  |  | Energy sensor | F41 |  |  |  | MC044 | Faraday Building |  |  | 0 | 0
MC044-B01 | MC044-B01/F42 | Function 42 |  |  |  |  | Energy sensor | F42 |  |  |  | MC044 | Faraday Building |  |  | 0 | 0
MC044-B01 | MC044-B01/F43 | Function 43 |  |  |  |  | Energy sensor | F43 |  |  |  | MC044 | Faraday Building |  |  | 0 | 0
MC044-B01 | MC044-B01/F44 | Function 44 |  |  |  |  | Energy sensor | F44 |  |  |  | MC044 | Faraday Building |  |  | 0 | 0
MC044-B01 | MC044-B01/F45 | Function 45 |  |  |  |  | Energy sensor | F45 |  |  |  | MC044 | Faraday Building |  |  | 0 | 0
MC044-B01 | MC044-B01/F46 | Function 46 |  |  |  |  | Energy sensor | F46 |  |  |  | MC044 | Faraday Building |  |  | 0 | 0
MC044-B01 | MC044-B01/F47 | Function 47 |  |  |  |  | Energy sensor | F47 |  |  |  | MC044 | Faraday Building |  |  | 0 | 0
MC044-B01 | MC044-B01/F48 | AHU01 HtgClg Dmd |  |  |  |  | Energy sensor | F48 |  |  |  | MC044 | Faraday Building |  |  | 0 | 0
MC044-B01 | MC044-B01/F49 | Function 49 |  |  |  |  | Energy sensor | F49 |  |  |  | MC044 | Faraday Building |  |  | 0 | 0
MC044-B01 | MC044-B01/F5 | Function 5 |  |  |  |  | Energy sensor | F5 |  |  |  | MC044 | Faraday Building |  |  | 0 | 0
MC044-B01 | MC044-B01/F50 | Function 50 |  |  |  |  | Energy sensor | F50 |  |  |  | MC044 | Faraday Building |  |  | 0 | 0
MC044-B01 | MC044-B01/F51 | Function 51 |  |  |  |  | Energy sensor | F51 |  |  |  | MC044 | Faraday Building |  |  | 0 | 0
MC044-B01 | MC044-B01/F52 | AHU01 Th Wheel |  |  |  |  | Energy sensor | F52 |  |  |  | MC044 | Faraday Building |  |  | 0 | 0
MC044-B01 | MC044-B01/F53 | Function 53 |  |  |  |  | Energy sensor | F53 |  |  |  | MC044 | Faraday Building |  |  | 0 | 0
MC044-B01 | MC044-B01/F54 | AHU01 Htg Vlv Dmd |  |  |  |  | Energy sensor | F54 |  |  |  | MC044 | Faraday Building |  |  | 0 | 0
MC044-B01 | MC044-B01/F55 | AHU01 Clg Dmd |  |  |  |  | Energy sensor | F55 |  |  |  | MC044 | Faraday Building |  |  | 0 | 0
MC044-B01 | MC044-B01/F56 | AHU01 Htg Vlv Dmd |  |  |  |  | Energy sensor | F56 |  |  |  | MC044 | Faraday Building |  |  | 0 | 0
MC044-B01 | MC044-B01/F57 | Function 57 |  |  |  |  | Energy sensor | F57 |  |  |  | MC044 | Faraday Building |  |  | 0 | 0
MC044-B01 | MC044-B01/F58 | Function 58 |  |  |  |  | Energy sensor | F58 |  |  |  | MC044 | Faraday Building |  |  | 0 | 0
MC044-B01 | MC044-B01/F59 | Function 59 |  |  |  |  | Energy sensor | F59 |  |  |  | MC044 | Faraday Building |  |  | 0 | 0
MC044-B01 | MC044-B01/F6 | Function 6 |  |  |  |  | Energy sensor | F6 |  |  |  | MC044 | Faraday Building |  |  | 0 | 0
MC044-B01 | MC044-B01/F60 | Function 60 |  |  |  |  | Energy sensor | F60 |  |  |  | MC044 | Faraday Building |  |  | 0 | 0
MC044-B01 | MC044-B01/F62 | Function 62 |  |  |  |  | Energy sensor | F62 |  |  |  | MC044 | Faraday Building |  |  | 0 | 0
MC044-B01 | MC044-B01/F63 | Function 63 |  |  |  |  | Energy sensor | F63 |  |  |  | MC044 | Faraday Building |  |  | 0 | 0
MC044-B01 | MC044-B01/F64 | Function 64 |  |  |  |  | Energy sensor | F64 |  |  |  | MC044 | Faraday Building |  |  | 0 | 0
MC044-B01 | MC044-B01/F65 | Function 65 |  |  |  |  | Energy sensor | F65 |  |  |  | MC044 | Faraday Building |  |  | 0 | 0
MC044-B01 | MC044-B01/F66 | Function 66 |  |  |  |  | Energy sensor | F66 |  |  |  | MC044 | Faraday Building |  |  | 0 | 0
MC044-B01 | MC044-B01/F67 | Function 67 |  |  |  |  | Energy sensor | F67 |  |  |  | MC044 | Faraday Building |  |  | 0 | 0
MC044-B01 | MC044-B01/F68 | Function 68 |  |  |  |  | Energy sensor | F68 |  |  |  | MC044 | Faraday Building |  |  | 0 | 0
MC044-B01 | MC044-B01/F69 | Function 69 |  |  |  |  | Energy sensor | F69 |  |  |  | MC044 | Faraday Building |  |  | 0 | 0
MC044-B01 | MC044-B01/F7 | Function 7 |  |  |  |  | Energy sensor | F7 |  |  |  | MC044 | Faraday Building |  |  | 0 | 0
MC044-B01 | MC044-B01/F70 | Function 70 |  |  |  |  | Energy sensor | F70 |  |  |  | MC044 | Faraday Building |  |  | 0 | 0
MC044-B01 | MC044-B01/F71 | Function 71 |  |  |  |  | Energy sensor | F71 |  |  |  | MC044 | Faraday Building |  |  | 0 | 0
MC044-B01 | MC044-B01/F72 | AHU02 Frost SP |  |  |  |  | Energy sensor | F72 |  |  |  | MC044 | Faraday Building |  |  | 0 | 0
MC044-B01 | MC044-B01/F73 | Function 73 |  |  |  |  | Energy sensor | F73 |  |  |  | MC044 | Faraday Building |  |  | 0 | 0
MC044-B01 | MC044-B01/F74 | Function 74 |  |  |  |  | Energy sensor | F74 |  |  |  | MC044 | Faraday Building |  |  | 0 | 0
MC044-B01 | MC044-B01/F75 | Function 75 |  |  |  |  | Energy sensor | F75 |  |  |  | MC044 | Faraday Building |  |  | 0 | 0
MC044-B01 | MC044-B01/F76 | Function 76 |  |  |  |  | Energy sensor | F76 |  |  |  | MC044 | Faraday Building |  |  | 0 | 0
MC044-B01 | MC044-B01/F77 | Function 77 |  |  |  |  | Energy sensor | F77 |  |  |  | MC044 | Faraday Building |  |  | 0 | 0
MC044-B01 | MC044-B01/F78 | Function 78 |  |  |  |  | Energy sensor | F78 |  |  |  | MC044 | Faraday Building |  |  | 0 | 0
MC044-B01 | MC044-B01/F79 | Function 79 |  |  |  |  | Energy sensor | F79 |  |  |  | MC044 | Faraday Building |  |  | 0 | 0
MC044-B01 | MC044-B01/F8 | Function 8 |  |  |  |  | Energy sensor | F8 |  |  |  | MC044 | Faraday Building |  |  | 0 | 0
MC044-B01 | MC044-B01/F80 | AHU02 HtgClg Dmd |  |  |  |  | Energy sensor | F80 |  |  |  | MC044 | Faraday Building |  |  | 0 | 0
MC044-B01 | MC044-B01/F81 | Function 81 |  |  |  |  | Energy sensor | F81 |  |  |  | MC044 | Faraday Building |  |  | 0 | 0
MC044-B01 | MC044-B01/F82 | Function 82 |  |  |  |  | Energy sensor | F82 |  |  |  | MC044 | Faraday Building |  |  | 0 | 0
MC044-B01 | MC044-B01/F83 | Function 83 |  |  |  |  | Energy sensor | F83 |  |  |  | MC044 | Faraday Building |  |  | 0 | 0
MC044-B01 | MC044-B01/F84 | AHU02 Th Wheel |  |  |  |  | Energy sensor | F84 |  |  |  | MC044 | Faraday Building |  |  | 0 | 0
MC044-B01 | MC044-B01/F85 | Function 85 |  |  |  |  | Energy sensor | F85 |  |  |  | MC044 | Faraday Building |  |  | 0 | 0
MC044-B01 | MC044-B01/F86 | AHU02 Htg Vlv Dmd |  |  |  |  | Energy sensor | F86 |  |  |  | MC044 | Faraday Building |  |  | 0 | 0
MC044-B01 | MC044-B01/F87 | AHU02 Clg Dmd |  |  |  |  | Energy sensor | F87 |  |  |  | MC044 | Faraday Building |  |  | 0 | 0
MC044-B01 | MC044-B01/F88 | AHU02 Htg Vlv Dmd |  |  |  |  | Energy sensor | F88 |  |  |  | MC044 | Faraday Building |  |  | 0 | 0
MC044-B01 | MC044-B01/F89 | Function 89 |  |  |  |  | Energy sensor | F89 |  |  |  | MC044 | Faraday Building |  |  | 0 | 0
MC044-B01 | MC044-B01/F9 | Function 9 |  |  |  |  | Energy sensor | F9 |  |  |  | MC044 | Faraday Building |  |  | 0 | 0
MC044-B01 | MC044-B01/F90 | Function 90 |  |  |  |  | Energy sensor | F90 |  |  |  | MC044 | Faraday Building |  |  | 0 | 0
MC044-B01 | MC044-B01/F91 | Function 91 |  |  |  |  | Energy sensor | F91 |  |  |  | MC044 | Faraday Building |  |  | 0 | 0
MC044-B01 | MC044-B01/F92 | Function 92 |  |  |  |  | Energy sensor | F92 |  |  |  | MC044 | Faraday Building |  |  | 0 | 0
MC044-B01 | MC044-B01/F94 | Function 94 |  |  |  |  | Energy sensor | F94 |  |  |  | MC044 | Faraday Building |  |  | 0 | 0
MC044-B01 | MC044-B01/F95 | Function 95 |  |  |  |  | Energy sensor | F95 |  |  |  | MC044 | Faraday Building |  |  | 0 | 0
MC044-B01 | MC044-B01/F96 | Function 96 |  |  |  |  | Energy sensor | F96 |  |  |  | MC044 | Faraday Building |  |  | 0 | 0
MC044-B01 | MC044-B01/F97 | Function 97 |  |  |  |  | Energy sensor | F97 |  |  |  | MC044 | Faraday Building |  |  | 0 | 0
MC044-B01 | MC044-B01/F98 | Function 98 |  |  |  |  | Energy sensor | F98 |  |  |  | MC044 | Faraday Building |  |  | 0 | 0
MC044-B01 | MC044-B01/F99 | Function 99 |  |  |  |  | Energy sensor | F99 |  |  |  | MC044 | Faraday Building |  |  | 0 | 0
MC044-B01 | MC044-B01/G1 | OAT Frost |  |  |  |  | Energy sensor | G1 |  |  |  | MC044 | Faraday Building |  |  | 0 | 0
MC044-B01 | MC044-B01/G10 | Logic 10 |  |  |  |  | Energy sensor | G10 |  |  |  | MC044 | Faraday Building |  |  | 0 | 0
MC044-B01 | MC044-B01/G100 | Reset |  |  |  |  | Energy sensor | G100 |  |  |  | MC044 | Faraday Building |  |  | 0 | 0
MC044-B01 | MC044-B01/G101 | Logic 101 |  |  |  |  | Energy sensor | G101 |  |  |  | MC044 | Faraday Building |  |  | 0 | 0
MC044-B01 | MC044-B01/G102 | Logic 102 |  |  |  |  | Energy sensor | G102 |  |  |  | MC044 | Faraday Building |  |  | 0 | 0
MC044-B01 | MC044-B01/G103 | AHU03 Sply Dmpr |  |  |  |  | Energy sensor | G103 |  |  |  | MC044 | Faraday Building |  |  | 0 | 0
MC044-B01 | MC044-B01/G104 | Logic 104 |  |  |  |  | Energy sensor | G104 |  |  |  | MC044 | Faraday Building |  |  | 0 | 0
MC044-B01 | MC044-B01/G105 | Logic 105 |  |  |  |  | Energy sensor | G105 |  |  |  | MC044 | Faraday Building |  |  | 0 | 0
MC044-B01 | MC044-B01/G106 | Logic 106 |  |  |  |  | Energy sensor | G106 |  |  |  | MC044 | Faraday Building |  |  | 0 | 0
MC044-B01 | MC044-B01/G107 | Logic 107 |  |  |  |  | Energy sensor | G107 |  |  |  | MC044 | Faraday Building |  |  | 0 | 0
MC044-B01 | MC044-B01/G108 | Logic 108 |  |  |  |  | Energy sensor | G108 |  |  |  | MC044 | Faraday Building |  |  | 0 | 0
MC044-B01 | MC044-B01/G109 | AHU03 Sply Fan Fail |  |  |  |  | Energy sensor | G109 |  |  |  | MC044 | Faraday Building |  |  | 0 | 0
MC044-B01 | MC044-B01/G11 | Logic 11 |  |  |  |  | Energy sensor | G11 |  |  |  | MC044 | Faraday Building |  |  | 0 | 0
MC044-B01 | MC044-B01/G110 | AHU03 Extr Dmpr |  |  |  |  | Energy sensor | G110 |  |  |  | MC044 | Faraday Building |  |  | 0 | 0
MC044-B01 | MC044-B01/G111 | Logic 111 |  |  |  |  | Energy sensor | G111 |  |  |  | MC044 | Faraday Building |  |  | 0 | 0
MC044-B01 | MC044-B01/G112 | Logic 112 |  |  |  |  | Energy sensor | G112 |  |  |  | MC044 | Faraday Building |  |  | 0 | 0
MC044-B01 | MC044-B01/G113 | Logic 113 |  |  |  |  | Energy sensor | G113 |  |  |  | MC044 | Faraday Building |  |  | 0 | 0
MC044-B01 | MC044-B01/G114 | Logic 114 |  |  |  |  | Energy sensor | G114 |  |  |  | MC044 | Faraday Building |  |  | 0 | 0
MC044-B01 | MC044-B01/G115 | Logic 115 |  |  |  |  | Energy sensor | G115 |  |  |  | MC044 | Faraday Building |  |  | 0 | 0
MC044-B01 | MC044-B01/G116 | AHU03 Extr Fan Fail |  |  |  |  | Energy sensor | G116 |  |  |  | MC044 | Faraday Building |  |  | 0 | 0
MC044-B01 | MC044-B01/G117 | Logic 117 |  |  |  |  | Energy sensor | G117 |  |  |  | MC044 | Faraday Building |  |  | 0 | 0
MC044-B01 | MC044-B01/G118 | AHU03 Reqd |  |  |  |  | Energy sensor | G118 |  |  |  | MC044 | Faraday Building |  |  | 0 | 0
MC044-B01 | MC044-B01/G119 | Logic 119 |  |  |  |  | Energy sensor | G119 |  |  |  | MC044 | Faraday Building |  |  | 0 | 0
MC044-B01 | MC044-B01/G12 | Logic 12 |  |  |  |  | Energy sensor | G12 |  |  |  | MC044 | Faraday Building |  |  | 0 | 0
MC044-B01 | MC044-B01/G120 | Logic 120 |  |  |  |  | Energy sensor | G120 |  |  |  | MC044 | Faraday Building |  |  | 0 | 0
MC044-B01 | MC044-B01/G121 | Logic 121 |  |  |  |  | Energy sensor | G121 |  |  |  | MC044 | Faraday Building |  |  | 0 | 0
MC044-B01 | MC044-B01/G122 | Logic 122 |  |  |  |  | Energy sensor | G122 |  |  |  | MC044 | Faraday Building |  |  | 0 | 0
MC044-B01 | MC044-B01/G123 | Logic 123 |  |  |  |  | Energy sensor | G123 |  |  |  | MC044 | Faraday Building |  |  | 0 | 0
MC044-B01 | MC044-B01/G124 | AHU03 Co2 Ctrl |  |  |  |  | Energy sensor | G124 |  |  |  | MC044 | Faraday Building |  |  | 0 | 0
MC044-B01 | MC044-B01/G125 | AHU03 Temp Ctrl |  |  | Degrees Celsius |  | Energy sensor | G125 |  |  |  | MC044 | Faraday Building |  |  | 0 | 0
MC044-B01 | MC044-B01/G126 | Logic 126 |  |  |  |  | Energy sensor | G126 |  |  |  | MC044 | Faraday Building |  |  | 0 | 0
MC044-B01 | MC044-B01/G127 | Logic 127 |  |  |  |  | Energy sensor | G127 |  |  |  | MC044 | Faraday Building |  |  | 0 | 0
MC044-B01 | MC044-B01/G128 | AHU03 Frost Reset |  |  |  |  | Energy sensor | G128 |  |  |  | MC044 | Faraday Building |  |  | 0 | 0
MC044-B01 | MC044-B01/G129 | Logic 129 |  |  |  |  | Energy sensor | G129 |  |  |  | MC044 | Faraday Building |  |  | 0 | 0
MC044-B01 | MC044-B01/G13 | Logic 13 |  |  |  |  | Energy sensor | G13 |  |  |  | MC044 | Faraday Building |  |  | 0 | 0
MC044-B01 | MC044-B01/G130 | Logic 130 |  |  |  |  | Energy sensor | G130 |  |  |  | MC044 | Faraday Building |  |  | 0 | 0
MC044-B01 | MC044-B01/G131 | AHU03 Ht Recailm |  |  |  |  | Energy sensor | G131 |  |  |  | MC044 | Faraday Building |  |  | 0 | 0
MC044-B01 | MC044-B01/G132 | Logic 132 |  |  |  |  | Energy sensor | G132 |  |  |  | MC044 | Faraday Building |  |  | 0 | 0
MC044-B01 | MC044-B01/G133 | Logic 133 |  |  |  |  | Energy sensor | G133 |  |  |  | MC044 | Faraday Building |  |  | 0 | 0
MC044-B01 | MC044-B01/G134 | AHU01 Ht Dmd |  |  |  |  | Energy sensor | G134 |  |  |  | MC044 | Faraday Building |  |  | 0 | 0
MC044-B01 | MC044-B01/G135 | AHU02 Ht Dmd |  |  |  |  | Energy sensor | G135 |  |  |  | MC044 | Faraday Building |  |  | 0 | 0
MC044-B01 | MC044-B01/G136 | AHU03 Ht Dmd |  |  |  |  | Energy sensor | G136 |  |  |  | MC044 | Faraday Building |  |  | 0 | 0
MC044-B01 | MC044-B01/G137 | CT Dmd |  |  |  |  | Energy sensor | G137 |  |  |  | MC044 | Faraday Building |  |  | 0 | 0
MC044-B01 | MC044-B01/G138 | Logic 138 |  |  |  |  | Energy sensor | G138 |  |  |  | MC044 | Faraday Building |  |  | 0 | 0
MC044-B01 | MC044-B01/G139 | Logic 139 |  |  |  |  | Energy sensor | G139 |  |  |  | MC044 | Faraday Building |  |  | 0 | 0
MC044-B01 | MC044-B01/G14 | Logic 14 |  |  |  |  | Energy sensor | G14 |  |  |  | MC044 | Faraday Building |  |  | 0 | 0
MC044-B01 | MC044-B01/G140 | Logic 140 |  |  |  |  | Energy sensor | G140 |  |  |  | MC044 | Faraday Building |  |  | 0 | 0
MC044-B01 | MC044-B01/G141 | Logic 141 |  |  |  |  | Energy sensor | G141 |  |  |  | MC044 | Faraday Building |  |  | 0 | 0
MC044-B01 | MC044-B01/G143 | Logic 143 |  |  |  |  | Energy sensor | G143 |  |  |  | MC044 | Faraday Building |  |  | 0 | 0
MC044-B01 | MC044-B01/G144 | Logic 144 |  |  |  |  | Energy sensor | G144 |  |  |  | MC044 | Faraday Building |  |  | 0 | 0
MC044-B01 | MC044-B01/G145 | Logic 145 |  |  |  |  | Energy sensor | G145 |  |  |  | MC044 | Faraday Building |  |  | 0 | 0
MC044-B01 | MC044-B01/G146 | Logic 146 |  |  |  |  | Energy sensor | G146 |  |  |  | MC044 | Faraday Building |  |  | 0 | 0
MC044-B01 | MC044-B01/G147 | Logic 147 |  |  |  |  | Energy sensor | G147 |  |  |  | MC044 | Faraday Building |  |  | 0 | 0
MC044-B01 | MC044-B01/G148 | Logic 148 |  |  |  |  | Energy sensor | G148 |  |  |  | MC044 | Faraday Building |  |  | 0 | 0
MC044-B01 | MC044-B01/G149 | Logic 149 |  |  |  |  | Energy sensor | G149 |  |  |  | MC044 | Faraday Building |  |  | 0 | 0
MC044-B01 | MC044-B01/G15 | Logic 15 |  |  |  |  | Energy sensor | G15 |  |  |  | MC044 | Faraday Building |  |  | 0 | 0
MC044-B01 | MC044-B01/G150 | Logic 150 |  |  |  |  | Energy sensor | G150 |  |  |  | MC044 | Faraday Building |  |  | 0 | 0
MC044-B01 | MC044-B01/G151 | Logic 151 |  |  |  |  | Energy sensor | G151 |  |  |  | MC044 | Faraday Building |  |  | 0 | 0
MC044-B01 | MC044-B01/G152 | Logic 152 |  |  |  |  | Energy sensor | G152 |  |  |  | MC044 | Faraday Building |  |  | 0 | 0
MC044-B01 | MC044-B01/G153 | Logic 153 |  |  |  |  | Energy sensor | G153 |  |  |  | MC044 | Faraday Building |  |  | 0 | 0
MC044-B01 | MC044-B01/G154 | Logic 154 |  |  |  |  | Energy sensor | G154 |  |  |  | MC044 | Faraday Building |  |  | 0 | 0
MC044-B01 | MC044-B01/G155 | Logic 155 |  |  |  |  | Energy sensor | G155 |  |  |  | MC044 | Faraday Building |  |  | 0 | 0
MC044-B01 | MC044-B01/G156 | Logic 156 |  |  |  |  | Energy sensor | G156 |  |  |  | MC044 | Faraday Building |  |  | 0 | 0
MC044-B01 | MC044-B01/G157 | Logic 157 |  |  |  |  | Energy sensor | G157 |  |  |  | MC044 | Faraday Building |  |  | 0 | 0
MC044-B01 | MC044-B01/G158 | Logic 158 |  |  |  |  | Energy sensor | G158 |  |  |  | MC044 | Faraday Building |  |  | 0 | 0
MC044-B01 | MC044-B01/G159 | Logic 159 |  |  |  |  | Energy sensor | G159 |  |  |  | MC044 | Faraday Building |  |  | 0 | 0
MC044-B01 | MC044-B01/G16 | AHU02 Time |  |  |  |  | Energy sensor | G16 |  |  |  | MC044 | Faraday Building |  |  | 0 | 0
MC044-B01 | MC044-B01/G160 | Logic 160 |  |  |  |  | Energy sensor | G160 |  |  |  | MC044 | Faraday Building |  |  | 0 | 0
MC044-B01 | MC044-B01/G161 | Logic 161 |  |  |  |  | Energy sensor | G161 |  |  |  | MC044 | Faraday Building |  |  | 0 | 0
MC044-B01 | MC044-B01/G162 | Logic 162 |  |  |  |  | Energy sensor | G162 |  |  |  | MC044 | Faraday Building |  |  | 0 | 0
MC044-B01 | MC044-B01/G163 | Logic 163 |  |  |  |  | Energy sensor | G163 |  |  |  | MC044 | Faraday Building |  |  | 0 | 0
MC044-B01 | MC044-B01/G164 | Logic 164 |  |  |  |  | Energy sensor | G164 |  |  |  | MC044 | Faraday Building |  |  | 0 | 0
MC044-B01 | MC044-B01/G165 | Logic 165 |  |  |  |  | Energy sensor | G165 |  |  |  | MC044 | Faraday Building |  |  | 0 | 0
MC044-B01 | MC044-B01/G166 | Logic 166 |  |  |  |  | Energy sensor | G166 |  |  |  | MC044 | Faraday Building |  |  | 0 | 0
MC044-B01 | MC044-B01/G167 | Logic 167 |  |  |  |  | Energy sensor | G167 |  |  |  | MC044 | Faraday Building |  |  | 0 | 0
MC044-B01 | MC044-B01/G168 | Logic 168 |  |  |  |  | Energy sensor | G168 |  |  |  | MC044 | Faraday Building |  |  | 0 | 0
MC044-B01 | MC044-B01/G169 | Logic 169 |  |  |  |  | Energy sensor | G169 |  |  |  | MC044 | Faraday Building |  |  | 0 | 0
MC044-B01 | MC044-B01/G17 | Logic 17 |  |  |  |  | Energy sensor | G17 |  |  |  | MC044 | Faraday Building |  |  | 0 | 0
MC044-B01 | MC044-B01/G170 | Logic 170 |  |  |  |  | Energy sensor | G170 |  |  |  | MC044 | Faraday Building |  |  | 0 | 0
MC044-B01 | MC044-B01/G173 | Logic 173 |  |  |  |  | Energy sensor | G173 |  |  |  | MC044 | Faraday Building |  |  | 0 | 0
MC044-B01 | MC044-B01/G18 | Logic 18 |  |  |  |  | Energy sensor | G18 |  |  |  | MC044 | Faraday Building |  |  | 0 | 0
MC044-B01 | MC044-B01/G19 | Logic 19 |  |  |  |  | Energy sensor | G19 |  |  |  | MC044 | Faraday Building |  |  | 0 | 0
MC044-B01 | MC044-B01/G2 | AHU01 Space Frost |  |  |  |  | Energy sensor | G2 |  |  |  | MC044 | Faraday Building |  |  | 0 | 0
MC044-B01 | MC044-B01/G20 | Logic 20 |  |  |  |  | Energy sensor | G20 |  |  |  | MC044 | Faraday Building |  |  | 0 | 0
MC044-B01 | MC044-B01/G21 | Logic 21 |  |  |  |  | Energy sensor | G21 |  |  |  | MC044 | Faraday Building |  |  | 0 | 0
MC044-B01 | MC044-B01/G22 | Logic 22 |  |  |  |  | Energy sensor | G22 |  |  |  | MC044 | Faraday Building |  |  | 0 | 0
MC044-B01 | MC044-B01/G23 | AHU03 Time |  |  |  |  | Energy sensor | G23 |  |  |  | MC044 | Faraday Building |  |  | 0 | 0
MC044-B01 | MC044-B01/G24 | Logic 24 |  |  |  |  | Energy sensor | G24 |  |  |  | MC044 | Faraday Building |  |  | 0 | 0
MC044-B01 | MC044-B01/G25 | Logic 25 |  |  |  |  | Energy sensor | G25 |  |  |  | MC044 | Faraday Building |  |  | 0 | 0
MC044-B01 | MC044-B01/G26 | Logic 26 |  |  |  |  | Energy sensor | G26 |  |  |  | MC044 | Faraday Building |  |  | 0 | 0
MC044-B01 | MC044-B01/G27 | AHU01 WC Time |  |  |  |  | Energy sensor | G27 |  |  |  | MC044 | Faraday Building |  |  | 0 | 0
MC044-B01 | MC044-B01/G28 | Logic 28 |  |  |  |  | Energy sensor | G28 |  |  |  | MC044 | Faraday Building |  |  | 0 | 0
MC044-B01 | MC044-B01/G29 | AHU02 WC Time |  |  |  |  | Energy sensor | G29 |  |  |  | MC044 | Faraday Building |  |  | 0 | 0
MC044-B01 | MC044-B01/G3 | AHU02 Space Frost |  |  |  |  | Energy sensor | G3 |  |  |  | MC044 | Faraday Building |  |  | 0 | 0
MC044-B01 | MC044-B01/G30 | Logic 30 |  |  |  |  | Energy sensor | G30 |  |  |  | MC044 | Faraday Building |  |  | 0 | 0
MC044-B01 | MC044-B01/G31 | AHU03 WC Time |  |  |  |  | Energy sensor | G31 |  |  |  | MC044 | Faraday Building |  |  | 0 | 0
MC044-B01 | MC044-B01/G32 | Reset |  |  |  |  | Energy sensor | G32 |  |  |  | MC044 | Faraday Building |  |  | 0 | 0
MC044-B01 | MC044-B01/G33 | Logic 33 |  |  |  |  | Energy sensor | G33 |  |  |  | MC044 | Faraday Building |  |  | 0 | 0
MC044-B01 | MC044-B01/G34 | Logic 34 |  |  |  |  | Energy sensor | G34 |  |  |  | MC044 | Faraday Building |  |  | 0 | 0
MC044-B01 | MC044-B01/G35 | AHU01 Sply Dmpr |  |  |  |  | Energy sensor | G35 |  |  |  | MC044 | Faraday Building |  |  | 0 | 0
MC044-B01 | MC044-B01/G36 | Logic 36 |  |  |  |  | Energy sensor | G36 |  |  |  | MC044 | Faraday Building |  |  | 0 | 0
MC044-B01 | MC044-B01/G37 | Logic 37 |  |  |  |  | Energy sensor | G37 |  |  |  | MC044 | Faraday Building |  |  | 0 | 0
MC044-B01 | MC044-B01/G38 | Logic 38 |  |  |  |  | Energy sensor | G38 |  |  |  | MC044 | Faraday Building |  |  | 0 | 0
MC044-B01 | MC044-B01/G39 | Logic 39 |  |  |  |  | Energy sensor | G39 |  |  |  | MC044 | Faraday Building |  |  | 0 | 0
MC044-B01 | MC044-B01/G4 | AHU03 Space Frost |  |  |  |  | Energy sensor | G4 |  |  |  | MC044 | Faraday Building |  |  | 0 | 0
MC044-B01 | MC044-B01/G40 | Logic 40 |  |  |  |  | Energy sensor | G40 |  |  |  | MC044 | Faraday Building |  |  | 0 | 0
MC044-B01 | MC044-B01/G41 | AHU01 Sply Fan Fail |  |  |  |  | Energy sensor | G41 |  |  |  | MC044 | Faraday Building |  |  | 0 | 0
MC044-B01 | MC044-B01/G42 | AHU01 Extr Dmpr |  |  |  |  | Energy sensor | G42 |  |  |  | MC044 | Faraday Building |  |  | 0 | 0
MC044-B01 | MC044-B01/G43 | Logic 43 |  |  |  |  | Energy sensor | G43 |  |  |  | MC044 | Faraday Building |  |  | 0 | 0
MC044-B01 | MC044-B01/G44 | Logic 44 |  |  |  |  | Energy sensor | G44 |  |  |  | MC044 | Faraday Building |  |  | 0 | 0
MC044-B01 | MC044-B01/G45 | Logic 45 |  |  |  |  | Energy sensor | G45 |  |  |  | MC044 | Faraday Building |  |  | 0 | 0
MC044-B01 | MC044-B01/G46 | Logic 46 |  |  |  |  | Energy sensor | G46 |  |  |  | MC044 | Faraday Building |  |  | 0 | 0
MC044-B01 | MC044-B01/G47 | Logic 47 |  |  |  |  | Energy sensor | G47 |  |  |  | MC044 | Faraday Building |  |  | 0 | 0
MC044-B01 | MC044-B01/G48 | AHU01 Extr Fan Fail |  |  |  |  | Energy sensor | G48 |  |  |  | MC044 | Faraday Building |  |  | 0 | 0
MC044-B01 | MC044-B01/G49 | Logic 49 |  |  |  |  | Energy sensor | G49 |  |  |  | MC044 | Faraday Building |  |  | 0 | 0
MC044-B01 | MC044-B01/G5 | Logic 5 |  |  |  |  | Energy sensor | G5 |  |  |  | MC044 | Faraday Building |  |  | 0 | 0
MC044-B01 | MC044-B01/G50 | AHU01 Reqd |  |  |  |  | Energy sensor | G50 |  |  |  | MC044 | Faraday Building |  |  | 0 | 0
MC044-B01 | MC044-B01/G51 | Logic 51 |  |  |  |  | Energy sensor | G51 |  |  |  | MC044 | Faraday Building |  |  | 0 | 0
MC044-B01 | MC044-B01/G52 | Logic 52 |  |  |  |  | Energy sensor | G52 |  |  |  | MC044 | Faraday Building |  |  | 0 | 0
MC044-B01 | MC044-B01/G53 | Logic 53 |  |  |  |  | Energy sensor | G53 |  |  |  | MC044 | Faraday Building |  |  | 0 | 0
MC044-B01 | MC044-B01/G54 | Logic 54 |  |  |  |  | Energy sensor | G54 |  |  |  | MC044 | Faraday Building |  |  | 0 | 0
MC044-B01 | MC044-B01/G55 | Logic 55 |  |  |  |  | Energy sensor | G55 |  |  |  | MC044 | Faraday Building |  |  | 0 | 0
MC044-B01 | MC044-B01/G56 | AHU01 Co2 Ctrl |  |  |  |  | Energy sensor | G56 |  |  |  | MC044 | Faraday Building |  |  | 0 | 0
MC044-B01 | MC044-B01/G57 | AHU01 Temp Ctrl |  |  | Degrees Celsius |  | Energy sensor | G57 |  |  |  | MC044 | Faraday Building |  |  | 0 | 0
MC044-B01 | MC044-B01/G58 | Logic 58 |  |  |  |  | Energy sensor | G58 |  |  |  | MC044 | Faraday Building |  |  | 0 | 0
MC044-B01 | MC044-B01/G59 | AHU01 Frost Reset |  |  |  |  | Energy sensor | G59 |  |  |  | MC044 | Faraday Building |  |  | 0 | 0
MC044-B01 | MC044-B01/G6 | Logic 6 |  |  |  |  | Energy sensor | G6 |  |  |  | MC044 | Faraday Building |  |  | 0 | 0
MC044-B01 | MC044-B01/G60 | Logic 60 |  |  |  |  | Energy sensor | G60 |  |  |  | MC044 | Faraday Building |  |  | 0 | 0
MC044-B01 | MC044-B01/G61 | Logic 61 |  |  |  |  | Energy sensor | G61 |  |  |  | MC044 | Faraday Building |  |  | 0 | 0
MC044-B01 | MC044-B01/G62 | AHU01 Ht Recailm |  |  |  |  | Energy sensor | G62 |  |  |  | MC044 | Faraday Building |  |  | 0 | 0
MC044-B01 | MC044-B01/G63 | Logic 63 |  |  |  |  | Energy sensor | G63 |  |  |  | MC044 | Faraday Building |  |  | 0 | 0
MC044-B01 | MC044-B01/G64 | Logic 64 |  |  |  |  | Energy sensor | G64 |  |  |  | MC044 | Faraday Building |  |  | 0 | 0
MC044-B01 | MC044-B01/G65 | Logic 65 |  |  |  |  | Energy sensor | G65 |  |  |  | MC044 | Faraday Building |  |  | 0 | 0
MC044-B01 | MC044-B01/G66 | Reset |  |  |  |  | Energy sensor | G66 |  |  |  | MC044 | Faraday Building |  |  | 0 | 0
MC044-B01 | MC044-B01/G67 | Logic 67 |  |  |  |  | Energy sensor | G67 |  |  |  | MC044 | Faraday Building |  |  | 0 | 0
MC044-B01 | MC044-B01/G68 | Logic 68 |  |  |  |  | Energy sensor | G68 |  |  |  | MC044 | Faraday Building |  |  | 0 | 0
MC044-B01 | MC044-B01/G69 | AHU02 Sply Dmpr |  |  |  |  | Energy sensor | G69 |  |  |  | MC044 | Faraday Building |  |  | 0 | 0
MC044-B01 | MC044-B01/G7 | Logic 7 |  |  |  |  | Energy sensor | G7 |  |  |  | MC044 | Faraday Building |  |  | 0 | 0
MC044-B01 | MC044-B01/G70 | Logic 70 |  |  |  |  | Energy sensor | G70 |  |  |  | MC044 | Faraday Building |  |  | 0 | 0
MC044-B01 | MC044-B01/G71 | Logic 71 |  |  |  |  | Energy sensor | G71 |  |  |  | MC044 | Faraday Building |  |  | 0 | 0
MC044-B01 | MC044-B01/G72 | Logic 72 |  |  |  |  | Energy sensor | G72 |  |  |  | MC044 | Faraday Building |  |  | 0 | 0
MC044-B01 | MC044-B01/G73 | Logic 73 |  |  |  |  | Energy sensor | G73 |  |  |  | MC044 | Faraday Building |  |  | 0 | 0
MC044-B01 | MC044-B01/G74 | Logic 74 |  |  |  |  | Energy sensor | G74 |  |  |  | MC044 | Faraday Building |  |  | 0 | 0
MC044-B01 | MC044-B01/G75 | AHU02 Sply Fan Fail |  |  |  |  | Energy sensor | G75 |  |  |  | MC044 | Faraday Building |  |  | 0 | 0
MC044-B01 | MC044-B01/G76 | AHU02 Extr Dmpr |  |  |  |  | Energy sensor | G76 |  |  |  | MC044 | Faraday Building |  |  | 0 | 0
MC044-B01 | MC044-B01/G77 | Logic 77 |  |  |  |  | Energy sensor | G77 |  |  |  | MC044 | Faraday Building |  |  | 0 | 0
MC044-B01 | MC044-B01/G78 | Logic 78 |  |  |  |  | Energy sensor | G78 |  |  |  | MC044 | Faraday Building |  |  | 0 | 0
MC044-B01 | MC044-B01/G79 | Logic 79 |  |  |  |  | Energy sensor | G79 |  |  |  | MC044 | Faraday Building |  |  | 0 | 0
MC044-B01 | MC044-B01/G8 | Logic 8 |  |  |  |  | Energy sensor | G8 |  |  |  | MC044 | Faraday Building |  |  | 0 | 0
MC044-B01 | MC044-B01/G80 | Logic 80 |  |  |  |  | Energy sensor | G80 |  |  |  | MC044 | Faraday Building |  |  | 0 | 0
MC044-B01 | MC044-B01/G81 | Logic 81 |  |  |  |  | Energy sensor | G81 |  |  |  | MC044 | Faraday Building |  |  | 0 | 0
MC044-B01 | MC044-B01/G82 | AHU02 Extr Fan Fail |  |  |  |  | Energy sensor | G82 |  |  |  | MC044 | Faraday Building |  |  | 0 | 0
MC044-B01 | MC044-B01/G83 | Logic 83 |  |  |  |  | Energy sensor | G83 |  |  |  | MC044 | Faraday Building |  |  | 0 | 0
MC044-B01 | MC044-B01/G84 | AHU02 Reqd |  |  |  |  | Energy sensor | G84 |  |  |  | MC044 | Faraday Building |  |  | 0 | 0
MC044-B01 | MC044-B01/G85 | Logic 85 |  |  |  |  | Energy sensor | G85 |  |  |  | MC044 | Faraday Building |  |  | 0 | 0
MC044-B01 | MC044-B01/G86 | Logic 86 |  |  |  |  | Energy sensor | G86 |  |  |  | MC044 | Faraday Building |  |  | 0 | 0
MC044-B01 | MC044-B01/G87 | Logic 87 |  |  |  |  | Energy sensor | G87 |  |  |  | MC044 | Faraday Building |  |  | 0 | 0
MC044-B01 | MC044-B01/G88 | Logic 88 |  |  |  |  | Energy sensor | G88 |  |  |  | MC044 | Faraday Building |  |  | 0 | 0
MC044-B01 | MC044-B01/G89 | Logic 89 |  |  |  |  | Energy sensor | G89 |  |  |  | MC044 | Faraday Building |  |  | 0 | 0
MC044-B01 | MC044-B01/G9 | AHU01 Time |  |  |  |  | Energy sensor | G9 |  |  |  | MC044 | Faraday Building |  |  | 0 | 0
MC044-B01 | MC044-B01/G90 | AHU02 Co2 Ctrl |  |  |  |  | Energy sensor | G90 |  |  |  | MC044 | Faraday Building |  |  | 0 | 0
MC044-B01 | MC044-B01/G91 | AHU02 Temp Ctrl |  |  | Degrees Celsius |  | Energy sensor | G91 |  |  |  | MC044 | Faraday Building |  |  | 0 | 0
MC044-B01 | MC044-B01/G92 | Logic 92 |  |  |  |  | Energy sensor | G92 |  |  |  | MC044 | Faraday Building |  |  | 0 | 0
MC044-B01 | MC044-B01/G93 | Logic 93 |  |  |  |  | Energy sensor | G93 |  |  |  | MC044 | Faraday Building |  |  | 0 | 0
MC044-B01 | MC044-B01/G94 | AHU02 Frost Reset |  |  |  |  | Energy sensor | G94 |  |  |  | MC044 | Faraday Building |  |  | 0 | 0
MC044-B01 | MC044-B01/G95 | Logic 95 |  |  |  |  | Energy sensor | G95 |  |  |  | MC044 | Faraday Building |  |  | 0 | 0
MC044-B01 | MC044-B01/G96 | Logic 96 |  |  |  |  | Energy sensor | G96 |  |  |  | MC044 | Faraday Building |  |  | 0 | 0
MC044-B01 | MC044-B01/G97 | AHU02 Ht Recailm |  |  |  |  | Energy sensor | G97 |  |  |  | MC044 | Faraday Building |  |  | 0 | 0
MC044-B01 | MC044-B01/G98 | Logic 98 |  |  |  |  | Energy sensor | G98 |  |  |  | MC044 | Faraday Building |  |  | 0 | 0
MC044-B01 | MC044-B01/G99 | Logic 99 |  |  |  |  | Energy sensor | G99 |  |  |  | MC044 | Faraday Building |  |  | 0 | 0
MC044-B01 | MC044-B01/H1 | Schedule 1 |  |  |  |  | Energy sensor | H1 |  |  |  | MC044 | Faraday Building |  |  | 0 | 0
MC044-B01 | MC044-B01/H2 | Schedule 2 |  |  |  |  | Energy sensor | H2 |  |  |  | MC044 | Faraday Building |  |  | 0 | 0
MC044-B01 | MC044-B01/H3 | Schedule 3 |  |  |  |  | Energy sensor | H3 |  |  |  | MC044 | Faraday Building |  |  | 0 | 0
MC044-B01 | MC044-B01/i1 | Module 1 |  |  |  |  | Energy sensor | i1 |  |  |  | MC044 | Faraday Building |  |  | 0 | 0
MC044-B01 | MC044-B01/I1 | Fire alarm active |  |  | 0 = Off, 1 = On |  | Energy sensor | I1 |  |  |  | MC044 | Faraday Building |  |  | 0 | 0
MC044-B01 | MC044-B01/i10 | Module 10 |  |  |  |  | Energy sensor | i10 |  |  |  | MC044 | Faraday Building |  |  | 0 | 0
MC044-B01 | MC044-B01/I10 | AHU01 Extr Dmpr Open |  |  |  |  | Energy sensor | I10 |  |  |  | MC044 | Faraday Building |  |  | 0 | 0
MC044-B01 | MC044-B01/i11 | Module 11 |  |  |  |  | Energy sensor | i11 |  |  |  | MC044 | Faraday Building |  |  | 0 | 0
MC044-B01 | MC044-B01/I11 | AHU01 Extr Fan Flow |  |  |  |  | Energy sensor | I11 |  |  |  | MC044 | Faraday Building |  |  | 0 | 0
MC044-B01 | MC044-B01/I12 | AHU01 Extr Fltr Dirty |  |  |  |  | Energy sensor | I12 |  |  |  | MC044 | Faraday Building |  |  | 0 | 0
MC044-B01 | MC044-B01/I13 | AHU01 Extend Pb |  |  |  |  | Energy sensor | I13 |  |  |  | MC044 | Faraday Building |  |  | 0 | 0
MC044-B01 | MC044-B01/I14 | AHU02 Sply Fan Fault |  |  |  |  | Energy sensor | I14 |  |  |  | MC044 | Faraday Building |  |  | 0 | 0
MC044-B01 | MC044-B01/I15 | AHU02 Sply Dmpr Open |  |  |  |  | Energy sensor | I15 |  |  |  | MC044 | Faraday Building |  |  | 0 | 0
MC044-B01 | MC044-B01/I16 | AHU02 Sply Fan Flow |  |  |  |  | Energy sensor | I16 |  |  |  | MC044 | Faraday Building |  |  | 0 | 0
MC044-B01 | MC044-B01/I17 | AHU02 Frost Trip |  |  |  |  | Energy sensor | I17 |  |  |  | MC044 | Faraday Building |  |  | 0 | 0
MC044-B01 | MC044-B01/I18 | AHU02 Panel Fltr Dirty |  |  |  |  | Energy sensor | I18 |  |  |  | MC044 | Faraday Building |  |  | 0 | 0
MC044-B01 | MC044-B01/I19 | AHU02 Bag Fltr Dirty |  |  |  |  | Energy sensor | I19 |  |  |  | MC044 | Faraday Building |  |  | 0 | 0
MC044-B01 | MC044-B01/i2 | Module 2 |  |  |  |  | Energy sensor | i2 |  |  |  | MC044 | Faraday Building |  |  | 0 | 0
MC044-B01 | MC044-B01/I2 | AHU01 Sply Fan Fault |  |  |  |  | Energy sensor | I2 |  |  |  | MC044 | Faraday Building |  |  | 0 | 0
MC044-B01 | MC044-B01/I20 | AHU02 Th Wheel Fault |  |  |  |  | Energy sensor | I20 |  |  |  | MC044 | Faraday Building |  |  | 0 | 0
MC044-B01 | MC044-B01/I21 | AHU02 Extr Fan Fault |  |  |  |  | Energy sensor | I21 |  |  |  | MC044 | Faraday Building |  |  | 0 | 0
MC044-B01 | MC044-B01/I22 | AHU02 Extr Dmpr Open |  |  |  |  | Energy sensor | I22 |  |  |  | MC044 | Faraday Building |  |  | 0 | 0
MC044-B01 | MC044-B01/I23 | AHU02 Extr Fan Flow |  |  |  |  | Energy sensor | I23 |  |  |  | MC044 | Faraday Building |  |  | 0 | 0
MC044-B01 | MC044-B01/I24 | AHU02 Extr Fltr Dirty |  |  |  |  | Energy sensor | I24 |  |  |  | MC044 | Faraday Building |  |  | 0 | 0
MC044-B01 | MC044-B01/I25 | AHU02 Extend Pb |  |  |  |  | Energy sensor | I25 |  |  |  | MC044 | Faraday Building |  |  | 0 | 0
MC044-B01 | MC044-B01/I26 | AHU03 Sply Fan Fault |  |  |  |  | Energy sensor | I26 |  |  |  | MC044 | Faraday Building |  |  | 0 | 0
MC044-B01 | MC044-B01/I27 | AHU03 Sply Dmpr Open |  |  |  |  | Energy sensor | I27 |  |  |  | MC044 | Faraday Building |  |  | 0 | 0
MC044-B01 | MC044-B01/I28 | AHU03 Sply Fan Flow |  |  |  |  | Energy sensor | I28 |  |  |  | MC044 | Faraday Building |  |  | 0 | 0
MC044-B01 | MC044-B01/I29 | AHU03 Frost Trip |  |  |  |  | Energy sensor | I29 |  |  |  | MC044 | Faraday Building |  |  | 0 | 0
MC044-B01 | MC044-B01/i3 | Module 3 |  |  |  |  | Energy sensor | i3 |  |  |  | MC044 | Faraday Building |  |  | 0 | 0
MC044-B01 | MC044-B01/I3 | AHU01 Sply Dmpr Open |  |  |  |  | Energy sensor | I3 |  |  |  | MC044 | Faraday Building |  |  | 0 | 0
MC044-B01 | MC044-B01/I30 | AHU03 Panel Fltr Dirty |  |  |  |  | Energy sensor | I30 |  |  |  | MC044 | Faraday Building |  |  | 0 | 0
MC044-B01 | MC044-B01/I31 | AHU03 Bag Fltr Dirty |  |  |  |  | Energy sensor | I31 |  |  |  | MC044 | Faraday Building |  |  | 0 | 0
MC044-B01 | MC044-B01/I32 | AHU03 Th Wheel Fault |  |  |  |  | Energy sensor | I32 |  |  |  | MC044 | Faraday Building |  |  | 0 | 0
MC044-B01 | MC044-B01/I33 | AHU03 Extr Fan Fault |  |  |  |  | Energy sensor | I33 |  |  |  | MC044 | Faraday Building |  |  | 0 | 0
MC044-B01 | MC044-B01/I34 | AHU03 Extr Dmpr Open |  |  |  |  | Energy sensor | I34 |  |  |  | MC044 | Faraday Building |  |  | 0 | 0
MC044-B01 | MC044-B01/I35 | AHU03 Extr Fan Flow |  |  |  |  | Energy sensor | I35 |  |  |  | MC044 | Faraday Building |  |  | 0 | 0
MC044-B01 | MC044-B01/I36 | AHU03 Extr Fltr Dirty |  |  |  |  | Energy sensor | I36 |  |  |  | MC044 | Faraday Building |  |  | 0 | 0
MC044-B01 | MC044-B01/I37 | AHU03 Extend Pb |  |  |  |  | Energy sensor | I37 |  |  |  | MC044 | Faraday Building |  |  | 0 | 0
MC044-B01 | MC044-B01/I38 | CT Pumps Fault |  |  |  |  | Energy sensor | I38 |  |  |  | MC044 | Faraday Building |  |  | 0 | 0
MC044-B01 | MC044-B01/I39 | Toilet Extr EF1 Fault |  |  |  |  | Energy sensor | I39 |  |  |  | MC044 | Faraday Building |  |  | 0 | 0
MC044-B01 | MC044-B01/I4 | AHU01 Sply Fan Flow |  |  |  |  | Energy sensor | I4 |  |  |  | MC044 | Faraday Building |  |  | 0 | 0
MC044-B01 | MC044-B01/i4 | Module 4 |  |  |  |  | Energy sensor | i4 |  |  |  | MC044 | Faraday Building |  |  | 0 | 0
MC044-B01 | MC044-B01/I40 | Toilet Extr EF2 Fault |  |  |  |  | Energy sensor | I40 |  |  |  | MC044 | Faraday Building |  |  | 0 | 0
MC044-B01 | MC044-B01/I41 | Door Curtain DAC1 Fault |  |  |  |  | Energy sensor | I41 |  |  |  | MC044 | Faraday Building |  |  | 0 | 0
MC044-B01 | MC044-B01/I42 | Door Curtain DAC2 Fault |  |  |  |  | Energy sensor | I42 |  |  |  | MC044 | Faraday Building |  |  | 0 | 0
MC044-B01 | MC044-B01/I5 | AHU01 Frost Trip |  |  |  |  | Energy sensor | I5 |  |  |  | MC044 | Faraday Building |  |  | 0 | 0
MC044-B01 | MC044-B01/i5 | Module 5 |  |  |  |  | Energy sensor | i5 |  |  |  | MC044 | Faraday Building |  |  | 0 | 0
MC044-B01 | MC044-B01/I51 | Panel kWh |  |  |  |  | Energy sensor | I51 |  |  |  | MC044 | Faraday Building |  |  | 0 | 0
MC044-B01 | MC044-B01/I52 | Faraday LTH Leak Detection Fau |  |  |  |  | Energy sensor | I52 |  |  |  | MC044 | Faraday Building |  |  | 0 | 0
MC044-B01 | MC044-B01/I55 | AHU01 Sply Dmpr Fail |  |  |  |  | Energy sensor | I55 |  |  |  | MC044 | Faraday Building |  |  | 0 | 0
MC044-B01 | MC044-B01/I56 | AHU01 Sply Flow Fail |  |  |  |  | Energy sensor | I56 |  |  |  | MC044 | Faraday Building |  |  | 0 | 0
MC044-B01 | MC044-B01/I57 | AHU01 Extr Dmpr Fail |  |  |  |  | Energy sensor | I57 |  |  |  | MC044 | Faraday Building |  |  | 0 | 0
MC044-B01 | MC044-B01/I58 | AHU01 Extr Flow Fail |  |  |  |  | Energy sensor | I58 |  |  |  | MC044 | Faraday Building |  |  | 0 | 0
MC044-B01 | MC044-B01/I59 | AHU02 Sply Dmpr Fail |  |  |  |  | Energy sensor | I59 |  |  |  | MC044 | Faraday Building |  |  | 0 | 0
MC044-B01 | MC044-B01/i6 | Module 6 |  |  |  |  | Energy sensor | i6 |  |  |  | MC044 | Faraday Building |  |  | 0 | 0
MC044-B01 | MC044-B01/I6 | AHU01 Panel Fltr Dirty |  |  |  |  | Energy sensor | I6 |  |  |  | MC044 | Faraday Building |  |  | 0 | 0
MC044-B01 | MC044-B01/I60 | AHU02 Sply Flow Fail |  |  |  |  | Energy sensor | I60 |  |  |  | MC044 | Faraday Building |  |  | 0 | 0
MC044-B01 | MC044-B01/I61 | AHU02 Extr Dmpr Fail |  |  |  |  | Energy sensor | I61 |  |  |  | MC044 | Faraday Building |  |  | 0 | 0
MC044-B01 | MC044-B01/I62 | AHU02 Extr Flow Fail |  |  |  |  | Energy sensor | I62 |  |  |  | MC044 | Faraday Building |  |  | 0 | 0
MC044-B01 | MC044-B01/I63 | AHU03 Sply Dmpr Fail |  |  |  |  | Energy sensor | I63 |  |  |  | MC044 | Faraday Building |  |  | 0 | 0
MC044-B01 | MC044-B01/I64 | AHU03 Sply Flow Fail |  |  |  |  | Energy sensor | I64 |  |  |  | MC044 | Faraday Building |  |  | 0 | 0
MC044-B01 | MC044-B01/I65 | AHU03 Extr Dmpr Fail |  |  |  |  | Energy sensor | I65 |  |  |  | MC044 | Faraday Building |  |  | 0 | 0
MC044-B01 | MC044-B01/I66 | AHU03 Extr Flow Fail |  |  |  |  | Energy sensor | I66 |  |  |  | MC044 | Faraday Building |  |  | 0 | 0
MC044-B01 | MC044-B01/I68 | Heating &amp; fans required |  |  |  |  | Energy sensor | I68 |  |  |  | MC044 | Faraday Building |  |  | 0 | 0
MC044-B01 | MC044-B01/I7 | AHU01 Bag Fltr Dirty |  |  |  |  | Energy sensor | I7 |  |  |  | MC044 | Faraday Building |  |  | 0 | 0
MC044-B01 | MC044-B01/i7 | Module 7 |  |  |  |  | Energy sensor | i7 |  |  |  | MC044 | Faraday Building |  |  | 0 | 0
MC044-B01 | MC044-B01/I8 | AHU01 Th Wheel Fault |  |  |  |  | Energy sensor | I8 |  |  |  | MC044 | Faraday Building |  |  | 0 | 0
MC044-B01 | MC044-B01/i8 | Module 8 |  |  |  |  | Energy sensor | i8 |  |  |  | MC044 | Faraday Building |  |  | 0 | 0
MC044-B01 | MC044-B01/i9 | Module 9 |  |  |  |  | Energy sensor | i9 |  |  |  | MC044 | Faraday Building |  |  | 0 | 0
MC044-B01 | MC044-B01/I9 | AHU01 Extr Fan Fault |  |  |  |  | Energy sensor | I9 |  |  |  | MC044 | Faraday Building |  |  | 0 | 0
MC044-B01 | MC044-B01/K1 | OSA Frost Protect |  |  |  |  | Energy sensor | K1 |  |  |  | MC044 | Faraday Building |  |  | 0 | 0
MC044-B01 | MC044-B01/K10 | AHU01 Min Sply Fan Dmd |  |  |  |  | Energy sensor | K10 |  |  |  | MC044 | Faraday Building |  |  | 0 | 0
MC044-B01 | MC044-B01/K11 | AHU01 Max Sply Fan Dmd |  |  |  |  | Energy sensor | K11 |  |  |  | MC044 | Faraday Building |  |  | 0 | 0
MC044-B01 | MC044-B01/K12 | AHU01 Min Extr Fan Dmd |  |  |  |  | Energy sensor | K12 |  |  |  | MC044 | Faraday Building |  |  | 0 | 0
MC044-B01 | MC044-B01/K13 | AHU01 Max Extr Fan Dmd |  |  |  |  | Energy sensor | K13 |  |  |  | MC044 | Faraday Building |  |  | 0 | 0
MC044-B01 | MC044-B01/K14 | AHU01 Frost SP |  |  |  |  | Energy sensor | K14 |  |  |  | MC044 | Faraday Building |  |  | 0 | 0
MC044-B01 | MC044-B01/K15 | AHU01 Space SP |  |  |  |  | Energy sensor | K15 |  |  |  | MC044 | Faraday Building |  |  | 0 | 0
MC044-B01 | MC044-B01/K16 | AHU01 HI Sply Temp |  |  | Degrees Celsius |  | Energy sensor | K16 |  |  |  | MC044 | Faraday Building |  |  | 0 | 0
MC044-B01 | MC044-B01/K17 | AHU01 LO Sply Temp |  |  | Degrees Celsius |  | Energy sensor | K17 |  |  |  | MC044 | Faraday Building |  |  | 0 | 0
MC044-B01 | MC044-B01/K18 | AHU02 Co2 Level |  |  |  |  | Energy sensor | K18 |  |  |  | MC044 | Faraday Building |  |  | 0 | 0
MC044-B01 | MC044-B01/K19 | AHU02 Co2 Band |  |  |  |  | Energy sensor | K19 |  |  |  | MC044 | Faraday Building |  |  | 0 | 0
MC044-B01 | MC044-B01/K2 | Space frost protection |  |  | Degrees Celsius |  | Energy sensor | K2 |  |  |  | MC044 | Faraday Building |  |  | 0 | 0
MC044-B01 | MC044-B01/K20 | AHU02 Min Sply Fan Dmd |  |  |  |  | Energy sensor | K20 |  |  |  | MC044 | Faraday Building |  |  | 0 | 0
MC044-B01 | MC044-B01/K21 | AHU02 Max Sply Fan Dmd |  |  |  |  | Energy sensor | K21 |  |  |  | MC044 | Faraday Building |  |  | 0 | 0
MC044-B01 | MC044-B01/K22 | AHU02 Min Extr Fan Dmd |  |  |  |  | Energy sensor | K22 |  |  |  | MC044 | Faraday Building |  |  | 0 | 0
MC044-B01 | MC044-B01/K23 | AHU02 Max Extr Fan Dmd |  |  |  |  | Energy sensor | K23 |  |  |  | MC044 | Faraday Building |  |  | 0 | 0
MC044-B01 | MC044-B01/K24 | AHU02 Frost SP |  |  |  |  | Energy sensor | K24 |  |  |  | MC044 | Faraday Building |  |  | 0 | 0
MC044-B01 | MC044-B01/K25 | AHU02 Space SP |  |  |  |  | Energy sensor | K25 |  |  |  | MC044 | Faraday Building |  |  | 0 | 0
MC044-B01 | MC044-B01/K26 | AHU02 HI Sply Temp |  |  | Degrees Celsius |  | Energy sensor | K26 |  |  |  | MC044 | Faraday Building |  |  | 0 | 0
MC044-B01 | MC044-B01/K27 | AHU02 LO Sply Temp |  |  | Degrees Celsius |  | Energy sensor | K27 |  |  |  | MC044 | Faraday Building |  |  | 0 | 0
MC044-B01 | MC044-B01/K28 | AHU03 Co2 Level |  |  |  |  | Energy sensor | K28 |  |  |  | MC044 | Faraday Building |  |  | 0 | 0
MC044-B01 | MC044-B01/K29 | AHU03 Co2 Band |  |  |  |  | Energy sensor | K29 |  |  |  | MC044 | Faraday Building |  |  | 0 | 0
MC044-B01 | MC044-B01/K3 | AHU01 Extend Time |  |  |  |  | Energy sensor | K3 |  |  |  | MC044 | Faraday Building |  |  | 0 | 0
MC044-B01 | MC044-B01/K30 | AHU03 Min Sply Fan Dmd |  |  |  |  | Energy sensor | K30 |  |  |  | MC044 | Faraday Building |  |  | 0 | 0
MC044-B01 | MC044-B01/K31 | AHU03 Max Sply Fan Dmd |  |  |  |  | Energy sensor | K31 |  |  |  | MC044 | Faraday Building |  |  | 0 | 0
MC044-B01 | MC044-B01/K32 | AHU03 Min Extr Fan Dmd |  |  |  |  | Energy sensor | K32 |  |  |  | MC044 | Faraday Building |  |  | 0 | 0
MC044-B01 | MC044-B01/K33 | AHU03 Max Extr Fan Dmd |  |  |  |  | Energy sensor | K33 |  |  |  | MC044 | Faraday Building |  |  | 0 | 0
MC044-B01 | MC044-B01/K34 | AHU03 Frost SP |  |  |  |  | Energy sensor | K34 |  |  |  | MC044 | Faraday Building |  |  | 0 | 0
MC044-B01 | MC044-B01/K35 | AHU03 Space SP |  |  |  |  | Energy sensor | K35 |  |  |  | MC044 | Faraday Building |  |  | 0 | 0
MC044-B01 | MC044-B01/K36 | AHU03 HI Sply Temp |  |  | Degrees Celsius |  | Energy sensor | K36 |  |  |  | MC044 | Faraday Building |  |  | 0 | 0
MC044-B01 | MC044-B01/K37 | AHU03 LO Sply Temp |  |  | Degrees Celsius |  | Energy sensor | K37 |  |  |  | MC044 | Faraday Building |  |  | 0 | 0
MC044-B01 | MC044-B01/K38 | ODH Inhibit on OAT |  |  |  |  | Energy sensor | K38 |  |  |  | MC044 | Faraday Building |  |  | 0 | 0
MC044-B01 | MC044-B01/K4 | AHU02 Extend Time |  |  |  |  | Energy sensor | K4 |  |  |  | MC044 | Faraday Building |  |  | 0 | 0
MC044-B01 | MC044-B01/K5 | AHU03 Extend Time |  |  |  |  | Energy sensor | K5 |  |  |  | MC044 | Faraday Building |  |  | 0 | 0
MC044-B01 | MC044-B01/K6 | Toilet Extr Pre Start |  |  |  |  | Energy sensor | K6 |  |  |  | MC044 | Faraday Building |  |  | 0 | 0
MC044-B01 | MC044-B01/K7 | Toilet Extr Stop Delay |  |  |  |  | Energy sensor | K7 |  |  |  | MC044 | Faraday Building |  |  | 0 | 0
MC044-B01 | MC044-B01/K8 | AHU01 Co2 Level |  |  |  |  | Energy sensor | K8 |  |  |  | MC044 | Faraday Building |  |  | 0 | 0
MC044-B01 | MC044-B01/K9 | AHU01 Co2 Band |  |  |  |  | Energy sensor | K9 |  |  |  | MC044 | Faraday Building |  |  | 0 | 0
MC044-B01 | MC044-B01/L1 | AHU1 Frost Dmd |  |  |  |  | Energy sensor | L1 |  |  |  | MC044 | Faraday Building |  |  | 0 | 0
MC044-B01 | MC044-B01/L10 | [5 empty] | Energy sensor | L10 |  |  |  | MC044 | Faraday Building |  |  | 0 | 0
MC044-B01 | MC044-B01/L11 | AHU1 Frost Dmd |  |  |  |  | Energy sensor | L11 |  |  |  | MC044 | Faraday Building |  |  | 0 | 0
MC044-B01 | MC044-B01/L12 | [5 empty] | Energy sensor | L12 |  |  |  | MC044 | Faraday Building |  |  | 0 | 0
MC044-B01 | MC044-B01/L13 | [5 empty] | Energy sensor | L13 |  |  |  | MC044 | Faraday Building |  |  | 0 | 0
MC044-B01 | MC044-B01/L14 | [5 empty] | Energy sensor | L14 |  |  |  | MC044 | Faraday Building |  |  | 0 | 0
MC044-B01 | MC044-B01/L15 | [5 empty] | Energy sensor | L15 |  |  |  | MC044 | Faraday Building |  |  | 0 | 0
MC044-B01 | MC044-B01/L2 | [5 empty] | Energy sensor | L2 |  |  |  | MC044 | Faraday Building |  |  | 0 | 0
MC044-B01 | MC044-B01/L3 | [5 empty] | Energy sensor | L3 |  |  |  | MC044 | Faraday Building |  |  | 0 | 0
MC044-B01 | MC044-B01/L4 | [5 empty] | Energy sensor | L4 |  |  |  | MC044 | Faraday Building |  |  | 0 | 0
MC044-B01 | MC044-B01/L5 | [5 empty] | Energy sensor | L5 |  |  |  | MC044 | Faraday Building |  |  | 0 | 0
MC044-B01 | MC044-B01/L6 | AHU1 Frost Dmd |  |  |  |  | Energy sensor | L6 |  |  |  | MC044 | Faraday Building |  |  | 0 | 0
MC044-B01 | MC044-B01/L7 | [5 empty] | Energy sensor | L7 |  |  |  | MC044 | Faraday Building |  |  | 0 | 0
MC044-B01 | MC044-B01/L8 | [5 empty] | Energy sensor | L8 |  |  |  | MC044 | Faraday Building |  |  | 0 | 0
MC044-B01 | MC044-B01/L9 | [5 empty] | Energy sensor | L9 |  |  |  | MC044 | Faraday Building |  |  | 0 | 0
MC044-B01 | MC044-B01/N1 | IC Comms 1 |  |  |  |  | Energy sensor | N1 |  |  |  | MC044 | Faraday Building |  |  | 0 | 0
MC044-B01 | MC044-B01/n1 | TREND_04_3C_99 |  |  |  |  | Energy sensor | n1 |  |  |  | MC044 | Faraday Building |  |  | 0 | 0
MC044-B01 | MC044-B01/N2 | IC Comms 2 |  |  |  |  | Energy sensor | N2 |  |  |  | MC044 | Faraday Building |  |  | 0 | 0
MC044-B01 | MC044-B01/N6 | IC Comms 6 |  |  |  |  | Energy sensor | N6 |  |  |  | MC044 | Faraday Building |  |  | 0 | 0
MC044-B01 | MC044-B01/o1 | Alarm Route 1 |  |  |  |  | Energy sensor | o1 |  |  |  | MC044 | Faraday Building |  |  | 0 | 0
MC044-B01 | MC044-B01/o2 | Alarm Route 2 |  |  |  |  | Energy sensor | o2 |  |  |  | MC044 | Faraday Building |  |  | 0 | 0
MC044-B01 | MC044-B01/o3 | Alarm Route 3 |  |  |  |  | Energy sensor | o3 |  |  |  | MC044 | Faraday Building |  |  | 0 | 0
MC044-B01 | MC044-B01/P1 | Outside air temperature |  |  | Degrees Celsius |  | Energy sensor | P1 |  |  |  | MC044 | Faraday Building |  |  | 0 | 0
MC044-B01 | MC044-B01/P10 | AHU01 Space 3 Temp |  |  | Degrees Celsius |  | Energy sensor | P10 |  |  |  | MC044 | Faraday Building |  |  | 0 | 0
MC044-B01 | MC044-B01/P11 | AHU01 Space 3 Co2 |  |  |  |  | Energy sensor | P11 |  |  |  | MC044 | Faraday Building |  |  | 0 | 0
MC044-B01 | MC044-B01/P12 | AHU01 Setpoint Adjust |  |  |  |  | Energy sensor | P12 |  |  |  | MC044 | Faraday Building |  |  | 0 | 0
MC044-B01 | MC044-B01/P13 | AHU02 Frost Temp |  |  | Degrees Celsius |  | Energy sensor | P13 |  |  |  | MC044 | Faraday Building |  |  | 0 | 0
MC044-B01 | MC044-B01/P14 | AHU02 Supply Temp |  |  | Degrees Celsius |  | Energy sensor | P14 |  |  |  | MC044 | Faraday Building |  |  | 0 | 0
MC044-B01 | MC044-B01/P15 | AHU02 Extract Temp |  |  | Degrees Celsius |  | Energy sensor | P15 |  |  |  | MC044 | Faraday Building |  |  | 0 | 0
MC044-B01 | MC044-B01/P16 | AHU02 Extract Co2 |  |  |  |  | Energy sensor | P16 |  |  |  | MC044 | Faraday Building |  |  | 0 | 0
MC044-B01 | MC044-B01/P17 | AHU02 Space 1 Temp |  |  | Degrees Celsius |  | Energy sensor | P17 |  |  |  | MC044 | Faraday Building |  |  | 0 | 0
MC044-B01 | MC044-B01/P18 | AHU02 Space 1 Co2 |  |  |  |  | Energy sensor | P18 |  |  |  | MC044 | Faraday Building |  |  | 0 | 0
MC044-B01 | MC044-B01/P19 | AHU02 Space 2 Temp |  |  | Degrees Celsius |  | Energy sensor | P19 |  |  |  | MC044 | Faraday Building |  |  | 0 | 0
MC044-B01 | MC044-B01/P2 | AHU01 Frost Temp |  |  | Degrees Celsius |  | Energy sensor | P2 |  |  |  | MC044 | Faraday Building |  |  | 0 | 0
MC044-B01 | MC044-B01/P20 | AHU02 Space 2 Co2 |  |  |  |  | Energy sensor | P20 |  |  |  | MC044 | Faraday Building |  |  | 0 | 0
MC044-B01 | MC044-B01/P21 | AHU02 Space 3 Temp |  |  | Degrees Celsius |  | Energy sensor | P21 |  |  |  | MC044 | Faraday Building |  |  | 0 | 0
MC044-B01 | MC044-B01/P22 | AHU02 Space 3 Co2 |  |  |  |  | Energy sensor | P22 |  |  |  | MC044 | Faraday Building |  |  | 0 | 0
MC044-B01 | MC044-B01/P23 | AHU02 Setpoint Adjust |  |  |  |  | Energy sensor | P23 |  |  |  | MC044 | Faraday Building |  |  | 0 | 0
MC044-B01 | MC044-B01/P24 | AHU03 Frost Temp |  |  | Degrees Celsius |  | Energy sensor | P24 |  |  |  | MC044 | Faraday Building |  |  | 0 | 0
MC044-B01 | MC044-B01/P25 | AHU03 Supply Temp |  |  | Degrees Celsius |  | Energy sensor | P25 |  |  |  | MC044 | Faraday Building |  |  | 0 | 0
MC044-B01 | MC044-B01/P26 | AHU03 Extract Temp |  |  | Degrees Celsius |  | Energy sensor | P26 |  |  |  | MC044 | Faraday Building |  |  | 0 | 0
MC044-B01 | MC044-B01/P27 | AHU03 Extract Co2 |  |  |  |  | Energy sensor | P27 |  |  |  | MC044 | Faraday Building |  |  | 0 | 0
MC044-B01 | MC044-B01/P28 | AHU03 Space 1 Temp |  |  | Degrees Celsius |  | Energy sensor | P28 |  |  |  | MC044 | Faraday Building |  |  | 0 | 0
MC044-B01 | MC044-B01/P29 | AHU03 Space 1 Co2 |  |  |  |  | Energy sensor | P29 |  |  |  | MC044 | Faraday Building |  |  | 0 | 0
MC044-B01 | MC044-B01/P3 | AHU01 Supply Temp |  |  | Degrees Celsius |  | Energy sensor | P3 |  |  |  | MC044 | Faraday Building |  |  | 0 | 0
MC044-B01 | MC044-B01/P30 | AHU03 Space 2 Temp |  |  | Degrees Celsius |  | Energy sensor | P30 |  |  |  | MC044 | Faraday Building |  |  | 0 | 0
MC044-B01 | MC044-B01/P31 | AHU03 Space 2 Co2 |  |  |  |  | Energy sensor | P31 |  |  |  | MC044 | Faraday Building |  |  | 0 | 0
MC044-B01 | MC044-B01/P32 | AHU03 Space 3 Temp |  |  | Degrees Celsius |  | Energy sensor | P32 |  |  |  | MC044 | Faraday Building |  |  | 0 | 0
MC044-B01 | MC044-B01/P33 | AHU03 Space 3 Co2 |  |  |  |  | Energy sensor | P33 |  |  |  | MC044 | Faraday Building |  |  | 0 | 0
MC044-B01 | MC044-B01/P34 | AHU03 Setpoint Adjust |  |  |  |  | Energy sensor | P34 |  |  |  | MC044 | Faraday Building |  |  | 0 | 0
MC044-B01 | MC044-B01/P35 | AHU01 Ave Space Temp |  |  | Degrees Celsius |  | Energy sensor | P35 |  |  |  | MC044 | Faraday Building |  |  | 0 | 0
MC044-B01 | MC044-B01/P36 | AHU02 Ave Space Temp |  |  | Degrees Celsius |  | Energy sensor | P36 |  |  |  | MC044 | Faraday Building |  |  | 0 | 0
MC044-B01 | MC044-B01/P37 | AHU03 Ave Space Temp |  |  | Degrees Celsius |  | Energy sensor | P37 |  |  |  | MC044 | Faraday Building |  |  | 0 | 0
MC044-B01 | MC044-B01/P38 | AHU01 Max Co2 Level |  |  |  |  | Energy sensor | P38 |  |  |  | MC044 | Faraday Building |  |  | 0 | 0
MC044-B01 | MC044-B01/P39 | AHU02 Max Co2 Level |  |  |  |  | Energy sensor | P39 |  |  |  | MC044 | Faraday Building |  |  | 0 | 0
MC044-B01 | MC044-B01/P4 | AHU01 Extract Temp |  |  | Degrees Celsius |  | Energy sensor | P4 |  |  |  | MC044 | Faraday Building |  |  | 0 | 0
MC044-B01 | MC044-B01/P40 | AHU03 Max Co2 Level |  |  |  |  | Energy sensor | P40 |  |  |  | MC044 | Faraday Building |  |  | 0 | 0
MC044-B01 | MC044-B01/P41 | AHU01 Fan Dmd |  |  |  |  | Energy sensor | P41 |  |  |  | MC044 | Faraday Building |  |  | 0 | 0
MC044-B01 | MC044-B01/P42 | AHU01 Frost SP |  |  |  |  | Energy sensor | P42 |  |  |  | MC044 | Faraday Building |  |  | 0 | 0
MC044-B01 | MC044-B01/P43 | AHU01 Space SP |  |  |  |  | Energy sensor | P43 |  |  |  | MC044 | Faraday Building |  |  | 0 | 0
MC044-B01 | MC044-B01/P44 | AHU02 Fan Dmd |  |  |  |  | Energy sensor | P44 |  |  |  | MC044 | Faraday Building |  |  | 0 | 0
MC044-B01 | MC044-B01/P45 | AHU02 Frost SP |  |  |  |  | Energy sensor | P45 |  |  |  | MC044 | Faraday Building |  |  | 0 | 0
MC044-B01 | MC044-B01/P46 | AHU02 Space SP |  |  |  |  | Energy sensor | P46 |  |  |  | MC044 | Faraday Building |  |  | 0 | 0
MC044-B01 | MC044-B01/P47 | AHU03 Fan Dmd |  |  |  |  | Energy sensor | P47 |  |  |  | MC044 | Faraday Building |  |  | 0 | 0
MC044-B01 | MC044-B01/P48 | AHU03 Frost SP |  |  |  |  | Energy sensor | P48 |  |  |  | MC044 | Faraday Building |  |  | 0 | 0
MC044-B01 | MC044-B01/P49 | AHU03 Space SP |  |  |  |  | Energy sensor | P49 |  |  |  | MC044 | Faraday Building |  |  | 0 | 0
MC044-B01 | MC044-B01/P5 | AHU01 Extract Co2 |  |  |  |  | Energy sensor | P5 |  |  |  | MC044 | Faraday Building |  |  | 0 | 0
MC044-B01 | MC044-B01/P50 | Panel kWh Daily |  |  |  |  | Energy sensor | P50 |  |  |  | MC044 | Faraday Building |  |  | 0 | 0
MC044-B01 | MC044-B01/P51 | Panel kWh Daily |  |  |  |  | Energy sensor | P51 |  |  |  | MC044 | Faraday Building |  |  | 0 | 0
MC044-B01 | MC044-B01/P52 | Panel kWh Data |  |  |  |  | Energy sensor | P52 |  |  |  | MC044 | Faraday Building |  |  | 0 | 0
MC044-B01 | MC044-B01/P53 | Constant temperature circuit flow temperature |  |  | Degrees Celsius |  | Energy sensor | P53 |  |  |  | MC044 | Faraday Building |  |  | 0 | 0
MC044-B01 | MC044-B01/P54 | CT Return Temp |  |  | Degrees Celsius |  | Energy sensor | P54 |  |  |  | MC044 | Faraday Building |  |  | 0 | 0
MC044-B01 | MC044-B01/P55 | Foyer Temp |  |  | Degrees Celsius |  | Energy sensor | P55 |  |  |  | MC044 | Faraday Building |  |  | 0 | 0
MC044-B01 | MC044-B01/P6 | AHU01 Space 1 Temp |  |  | Degrees Celsius |  | Energy sensor | P6 |  |  |  | MC044 | Faraday Building |  |  | 0 | 0
MC044-B01 | MC044-B01/P7 | AHU01 Space 1 Co2 |  |  |  |  | Energy sensor | P7 |  |  |  | MC044 | Faraday Building |  |  | 0 | 0
MC044-B01 | MC044-B01/P8 | AHU01 Space 2 Temp |  |  | Degrees Celsius |  | Energy sensor | P8 |  |  |  | MC044 | Faraday Building |  |  | 0 | 0
MC044-B01 | MC044-B01/P9 | AHU01 Space 2 Co2 |  |  |  |  | Energy sensor | P9 |  |  |  | MC044 | Faraday Building |  |  | 0 | 0
MC044-B01 | MC044-B01/Q1 | Sequence Table 1 |  |  |  |  | Energy sensor | Q1 |  |  |  | MC044 | Faraday Building |  |  | 0 | 0
MC044-B01 | MC044-B01/S1 | Outside air temperature |  |  | Degrees Celsius |  | Energy sensor | S1 |  |  |  | MC044 | Faraday Building |  |  | 0 | 0
MC044-B01 | MC044-B01/S10 | AHU01 Space 3 Temp |  |  | Degrees Celsius |  | Energy sensor | S10 |  |  |  | MC044 | Faraday Building |  |  | 0 | 0
MC044-B01 | MC044-B01/S11 | AHU01 Space 3 Co2 |  |  |  |  | Energy sensor | S11 |  |  |  | MC044 | Faraday Building |  |  | 0 | 0
MC044-B01 | MC044-B01/S12 | AHU01 Setpoint Adjust |  |  |  |  | Energy sensor | S12 |  |  |  | MC044 | Faraday Building |  |  | 0 | 0
MC044-B01 | MC044-B01/S13 | AHU02 Frost Temp |  |  | Degrees Celsius |  | Energy sensor | S13 |  |  |  | MC044 | Faraday Building |  |  | 0 | 0
MC044-B01 | MC044-B01/S14 | AHU02 Supply Temp |  |  | Degrees Celsius |  | Energy sensor | S14 |  |  |  | MC044 | Faraday Building |  |  | 0 | 0
MC044-B01 | MC044-B01/S15 | AHU02 Extract Temp |  |  | Degrees Celsius |  | Energy sensor | S15 |  |  |  | MC044 | Faraday Building |  |  | 0 | 0
MC044-B01 | MC044-B01/S16 | AHU02 Extract Co2 |  |  |  |  | Energy sensor | S16 |  |  |  | MC044 | Faraday Building |  |  | 0 | 0
MC044-B01 | MC044-B01/S17 | AHU02 Space 1 Temp |  |  | Degrees Celsius |  | Energy sensor | S17 |  |  |  | MC044 | Faraday Building |  |  | 0 | 0
MC044-B01 | MC044-B01/S18 | AHU02 Space 1 Co2 |  |  |  |  | Energy sensor | S18 |  |  |  | MC044 | Faraday Building |  |  | 0 | 0
MC044-B01 | MC044-B01/S19 | AHU02 Space 2 Temp |  |  | Degrees Celsius |  | Energy sensor | S19 |  |  |  | MC044 | Faraday Building |  |  | 0 | 0
MC044-B01 | MC044-B01/S2 | AHU01 Frost Temp |  |  | Degrees Celsius |  | Energy sensor | S2 |  |  |  | MC044 | Faraday Building |  |  | 0 | 0
MC044-B01 | MC044-B01/S20 | AHU02 Space 2 Co2 |  |  |  |  | Energy sensor | S20 |  |  |  | MC044 | Faraday Building |  |  | 0 | 0
MC044-B01 | MC044-B01/S21 | AHU02 Space 3 Temp |  |  | Degrees Celsius |  | Energy sensor | S21 |  |  |  | MC044 | Faraday Building |  |  | 0 | 0
MC044-B01 | MC044-B01/S22 | AHU02 Space 3 Co2 |  |  |  |  | Energy sensor | S22 |  |  |  | MC044 | Faraday Building |  |  | 0 | 0
MC044-B01 | MC044-B01/S23 | AHU02 Setpoint Adjust |  |  |  |  | Energy sensor | S23 |  |  |  | MC044 | Faraday Building |  |  | 0 | 0
MC044-B01 | MC044-B01/S24 | AHU03 Frost Temp |  |  | Degrees Celsius |  | Energy sensor | S24 |  |  |  | MC044 | Faraday Building |  |  | 0 | 0
MC044-B01 | MC044-B01/S25 | AHU03 Supply Temp |  |  | Degrees Celsius |  | Energy sensor | S25 |  |  |  | MC044 | Faraday Building |  |  | 0 | 0
MC044-B01 | MC044-B01/S26 | AHU03 Extract Temp |  |  | Degrees Celsius |  | Energy sensor | S26 |  |  |  | MC044 | Faraday Building |  |  | 0 | 0
MC044-B01 | MC044-B01/S27 | AHU03 Extract Co2 |  |  |  |  | Energy sensor | S27 |  |  |  | MC044 | Faraday Building |  |  | 0 | 0
MC044-B01 | MC044-B01/S28 | AHU03 Space 1 Temp |  |  | Degrees Celsius |  | Energy sensor | S28 |  |  |  | MC044 | Faraday Building |  |  | 0 | 0
MC044-B01 | MC044-B01/S29 | AHU03 Space 1 Co2 |  |  |  |  | Energy sensor | S29 |  |  |  | MC044 | Faraday Building |  |  | 0 | 0
MC044-B01 | MC044-B01/S3 | AHU01 Supply Temp |  |  | Degrees Celsius |  | Energy sensor | S3 |  |  |  | MC044 | Faraday Building |  |  | 0 | 0
MC044-B01 | MC044-B01/S30 | AHU03 Space 2 Temp |  |  | Degrees Celsius |  | Energy sensor | S30 |  |  |  | MC044 | Faraday Building |  |  | 0 | 0
MC044-B01 | MC044-B01/S31 | AHU03 Space 2 Co2 |  |  |  |  | Energy sensor | S31 |  |  |  | MC044 | Faraday Building |  |  | 0 | 0
MC044-B01 | MC044-B01/S32 | AHU03 Space 3 Temp |  |  | Degrees Celsius |  | Energy sensor | S32 |  |  |  | MC044 | Faraday Building |  |  | 0 | 0
MC044-B01 | MC044-B01/S33 | AHU03 Space 3 Co2 |  |  |  |  | Energy sensor | S33 |  |  |  | MC044 | Faraday Building |  |  | 0 | 0
MC044-B01 | MC044-B01/S34 | AHU03 Setpoint Adjust |  |  |  |  | Energy sensor | S34 |  |  |  | MC044 | Faraday Building |  |  | 0 | 0
MC044-B01 | MC044-B01/S35 | Constant temperature circuit flow temperature |  |  | Degrees Celsius |  | Energy sensor | S35 |  |  |  | MC044 | Faraday Building |  |  | 0 | 0
MC044-B01 | MC044-B01/S36 | CT Return Temp |  |  | Degrees Celsius |  | Energy sensor | S36 |  |  |  | MC044 | Faraday Building |  |  | 0 | 0
MC044-B01 | MC044-B01/S37 | Foyer Temp |  |  | Degrees Celsius |  | Energy sensor | S37 |  |  |  | MC044 | Faraday Building |  |  | 0 | 0
MC044-B01 | MC044-B01/S4 | AHU01 Extract Temp |  |  | Degrees Celsius |  | Energy sensor | S4 |  |  |  | MC044 | Faraday Building |  |  | 0 | 0
MC044-B01 | MC044-B01/S41 | AHU01 Ave Space Temp |  |  | Degrees Celsius |  | Energy sensor | S41 |  |  |  | MC044 | Faraday Building |  |  | 0 | 0
MC044-B01 | MC044-B01/S42 | AHU02 Ave Space Temp |  |  | Degrees Celsius |  | Energy sensor | S42 |  |  |  | MC044 | Faraday Building |  |  | 0 | 0
MC044-B01 | MC044-B01/S43 | AHU03 Ave Space Temp |  |  | Degrees Celsius |  | Energy sensor | S43 |  |  |  | MC044 | Faraday Building |  |  | 0 | 0
MC044-B01 | MC044-B01/S44 | AHU01 Max Co2 Level |  |  |  |  | Energy sensor | S44 |  |  |  | MC044 | Faraday Building |  |  | 0 | 0
MC044-B01 | MC044-B01/S45 | AHU02 Max Co2 Level |  |  |  |  | Energy sensor | S45 |  |  |  | MC044 | Faraday Building |  |  | 0 | 0
MC044-B01 | MC044-B01/S46 | AHU03 Max Co2 Level |  |  |  |  | Energy sensor | S46 |  |  |  | MC044 | Faraday Building |  |  | 0 | 0
MC044-B01 | MC044-B01/S47 | AHU01 Fan Dmd |  |  |  |  | Energy sensor | S47 |  |  |  | MC044 | Faraday Building |  |  | 0 | 0
MC044-B01 | MC044-B01/S48 | AHU01 Frost SP |  |  |  |  | Energy sensor | S48 |  |  |  | MC044 | Faraday Building |  |  | 0 | 0
MC044-B01 | MC044-B01/S49 | AHU01 Space SP |  |  |  |  | Energy sensor | S49 |  |  |  | MC044 | Faraday Building |  |  | 0 | 0
MC044-B01 | MC044-B01/S5 | AHU01 Extract Co2 |  |  |  |  | Energy sensor | S5 |  |  |  | MC044 | Faraday Building |  |  | 0 | 0
MC044-B01 | MC044-B01/S50 | AHU02 Fan Dmd |  |  |  |  | Energy sensor | S50 |  |  |  | MC044 | Faraday Building |  |  | 0 | 0
MC044-B01 | MC044-B01/S51 | AHU02 Frost SP |  |  |  |  | Energy sensor | S51 |  |  |  | MC044 | Faraday Building |  |  | 0 | 0
MC044-B01 | MC044-B01/S52 | AHU02 Space SP |  |  |  |  | Energy sensor | S52 |  |  |  | MC044 | Faraday Building |  |  | 0 | 0
MC044-B01 | MC044-B01/S53 | AHU03 Fan Dmd |  |  |  |  | Energy sensor | S53 |  |  |  | MC044 | Faraday Building |  |  | 0 | 0
MC044-B01 | MC044-B01/S54 | AHU03 Frost SP |  |  |  |  | Energy sensor | S54 |  |  |  | MC044 | Faraday Building |  |  | 0 | 0
MC044-B01 | MC044-B01/S55 | AHU03 Space SP |  |  |  |  | Energy sensor | S55 |  |  |  | MC044 | Faraday Building |  |  | 0 | 0
MC044-B01 | MC044-B01/S56 | Panel kWh Daily |  |  |  |  | Energy sensor | S56 |  |  |  | MC044 | Faraday Building |  |  | 0 | 0
MC044-B01 | MC044-B01/S57 | Panel kWh Total |  |  |  |  | Energy sensor | S57 |  |  |  | MC044 | Faraday Building |  |  | 0 | 0
MC044-B01 | MC044-B01/S58 | Panel kWh Weekly |  |  |  |  | Energy sensor | S58 |  |  |  | MC044 | Faraday Building |  |  | 0 | 0
MC044-B01 | MC044-B01/S59 | Panel kWh LastWeek |  |  |  |  | Energy sensor | S59 |  |  |  | MC044 | Faraday Building |  |  | 0 | 0
MC044-B01 | MC044-B01/S6 | AHU01 Space 1 Temp |  |  | Degrees Celsius |  | Energy sensor | S6 |  |  |  | MC044 | Faraday Building |  |  | 0 | 0
MC044-B01 | MC044-B01/S60 | Panel kWh Mnthly |  |  |  |  | Energy sensor | S60 |  |  |  | MC044 | Faraday Building |  |  | 0 | 0
MC044-B01 | MC044-B01/S61 | Panel kWh LastMnth |  |  |  |  | Energy sensor | S61 |  |  |  | MC044 | Faraday Building |  |  | 0 | 0
MC044-B01 | MC044-B01/S62 | Panel kWh Data |  |  |  |  | Energy sensor | S62 |  |  |  | MC044 | Faraday Building |  |  | 0 | 0
MC044-B01 | MC044-B01/S7 | AHU01 Space 1 Co2 |  |  |  |  | Energy sensor | S7 |  |  |  | MC044 | Faraday Building |  |  | 0 | 0
MC044-B01 | MC044-B01/S8 | AHU01 Space 2 Temp |  |  | Degrees Celsius |  | Energy sensor | S8 |  |  |  | MC044 | Faraday Building |  |  | 0 | 0
MC044-B01 | MC044-B01/S9 | AHU01 Space 2 Co2 |  |  |  |  | Energy sensor | S9 |  |  |  | MC044 | Faraday Building |  |  | 0 | 0
MC044-B01 | MC044-B01/V1 | [5 empty] | Energy sensor | V1 |  |  |  | MC044 | Faraday Building |  |  | 0 | 0
MC044-B01 | MC044-B01/W1 | AHU01 Reset |  |  |  |  | Energy sensor | W1 |  |  |  | MC044 | Faraday Building |  |  | 0 | 0
MC044-B01 | MC044-B01/W10 | ODH ON OFF |  |  |  |  | Energy sensor | W10 |  |  |  | MC044 | Faraday Building |  |  | 0 | 0
MC044-B01 | MC044-B01/W12 | Panel kWh Reset |  |  |  |  | Energy sensor | W12 |  |  |  | MC044 | Faraday Building |  |  | 0 | 0
MC044-B01 | MC044-B01/W2 | AHU02 Reset |  |  |  |  | Energy sensor | W2 |  |  |  | MC044 | Faraday Building |  |  | 0 | 0
MC044-B01 | MC044-B01/W3 | AHU03 Reset |  |  |  |  | Energy sensor | W3 |  |  |  | MC044 | Faraday Building |  |  | 0 | 0
MC044-B01 | MC044-B01/W4 | AHU01 Oride ON |  |  |  |  | Energy sensor | W4 |  |  |  | MC044 | Faraday Building |  |  | 0 | 0
MC044-B01 | MC044-B01/W5 | AHU01 Oride OFF |  |  |  |  | Energy sensor | W5 |  |  |  | MC044 | Faraday Building |  |  | 0 | 0
MC044-B01 | MC044-B01/W6 | AHU02 Oride ON |  |  |  |  | Energy sensor | W6 |  |  |  | MC044 | Faraday Building |  |  | 0 | 0
MC044-B01 | MC044-B01/W7 | AHU02 Oride OFF |  |  |  |  | Energy sensor | W7 |  |  |  | MC044 | Faraday Building |  |  | 0 | 0
MC044-B01 | MC044-B01/W8 | AHU03 Oride ON |  |  |  |  | Energy sensor | W8 |  |  |  | MC044 | Faraday Building |  |  | 0 | 0
MC044-B01 | MC044-B01/W9 | AHU03 Oride OFF |  |  |  |  | Energy sensor | W9 |  |  |  | MC044 | Faraday Building |  |  | 0 | 0
MC044-B01 | MC044-B01/Y1 | Trend T -20+50 |  |  |  |  | Energy sensor | Y1 |  |  |  | MC044 | Faraday Building |  |  | 0 | 0
MC044-B01 | MC044-B01/Y2 | CO2 V |  |  |  |  | Energy sensor | Y2 |  |  |  | MC044 | Faraday Building |  |  | 0 | 0
MC044-B01 | MC044-B01/Y3 | Temp V 0+50 |  |  | Degrees Celsius |  | Energy sensor | Y3 |  |  |  | MC044 | Faraday Building |  |  | 0 | 0
MC044-B01 | MC044-B01/Y4 | PercentVolts |  |  |  |  | Energy sensor | Y4 |  |  |  | MC044 | Faraday Building |  |  | 0 | 0
MC044-B01 | MC044-B01/Y5 | SpAdjVolts |  |  |  |  | Energy sensor | Y5 |  |  |  | MC044 | Faraday Building |  |  | 0 | 0
MC044-B01 | MC044-B01/Y6 | CO2 I |  |  |  |  | Energy sensor | Y6 |  |  |  | MC044 | Faraday Building |  |  | 0 | 0
MC044-B01 | MC044-B01/Z1 | AHU01 Frankland |  |  |  |  | Energy sensor | Z1 |  |  |  | MC044 | Faraday Building |  |  | 0 | 0
MC044-B01 | MC044-B01/Z2 | AHU02 Faraday |  |  |  |  | Energy sensor | Z2 |  |  |  | MC044 | Faraday Building |  |  | 0 | 0
MC044-B01 | MC044-B01/Z3 | AHU03 Cavendish |  |  |  |  | Energy sensor | Z3 |  |  |  | MC044 | Faraday Building |  |  | 0 | 0
MC044-B01 | MC044-B01/Z4 | Time Zone 4 |  |  |  |  | Energy sensor | Z4 |  |  |  | MC044 | Faraday Building |  |  | 0 | 0
MC044-B01 | MC044-B01/Z5 | Time Zone 5 |  |  |  |  | Energy sensor | Z5 |  |  |  | MC044 | Faraday Building |  |  | 0 | 0
MC014-B09 | MC014-B09/C1 | Virtual CNC 1 |  |  |  |  | Energy sensor | C1 |  |  |  | MC014 | Bowland Hall |  |  | 0 | 0
MC014-B09 | MC014-B09/D1 | Hot water service valve |  |  |  |  | Energy sensor | D1 |  |  |  | MC014 | Bowland Hall |  |  | 0 | 0
MC014-B09 | MC014-B09/D2 | Boiler No2 |  |  |  |  | Energy sensor | D2 |  |  |  | MC014 | Bowland Hall |  |  | 0 | 0
MC014-B09 | MC014-B09/D3 | Variable temperature circuit valve |  |  | 0 = Closed , 1 = Open |  | Energy sensor | D3 |  |  |  | MC014 | Bowland Hall |  |  | 0 | 0
MC014-B09 | MC014-B09/D4 | Variable temperature pump |  |  |  |  | Energy sensor | D4 |  |  |  | MC014 | Bowland Hall |  |  | 0 | 0
MC014-B09 | MC014-B09/D5 | Domestic hot water primary pump |  |  |  |  | Energy sensor | D5 |  |  |  | MC014 | Bowland Hall |  |  | 0 | 0
MC014-B09 | MC014-B09/D6 | Domestic hot water secondary pump |  |  |  |  | Energy sensor | D6 |  |  |  | MC014 | Bowland Hall |  |  | 0 | 0
MC014-B09 | MC014-B09/e1 | Supervisor |  |  |  |  | Energy sensor | e1 |  |  |  | MC014 | Bowland Hall |  |  | 0 | 0
MC014-B09 | MC014-B09/F1 | 1st stage frost enabled |  |  | 0 = Off, 1 = On |  | Energy sensor | F1 |  |  |  | MC014 | Bowland Hall |  |  | 0 | 0
MC014-B09 | MC014-B09/F10 | Function 10 |  |  |  |  | Energy sensor | F10 |  |  |  | MC014 | Bowland Hall |  |  | 0 | 0
MC014-B09 | MC014-B09/F11 | Function 11 |  |  |  |  | Energy sensor | F11 |  |  |  | MC014 | Bowland Hall |  |  | 0 | 0
MC014-B09 | MC014-B09/F12 | Function 12 |  |  |  |  | Energy sensor | F12 |  |  |  | MC014 | Bowland Hall |  |  | 0 | 0
MC014-B09 | MC014-B09/F13 | limit at |  |  |  |  | Energy sensor | F13 |  |  |  | MC014 | Bowland Hall |  |  | 0 | 0
MC014-B09 | MC014-B09/F14 | Function 14 |  |  |  |  | Energy sensor | F14 |  |  |  | MC014 | Bowland Hall |  |  | 0 | 0
MC014-B09 | MC014-B09/F15 | Function 15 |  |  |  |  | Energy sensor | F15 |  |  |  | MC014 | Bowland Hall |  |  | 0 | 0
MC014-B09 | MC014-B09/F16 | Function 16 |  |  |  |  | Energy sensor | F16 |  |  |  | MC014 | Bowland Hall |  |  | 0 | 0
MC014-B09 | MC014-B09/F17 | Function 17 |  |  |  |  | Energy sensor | F17 |  |  |  | MC014 | Bowland Hall |  |  | 0 | 0
MC014-B09 | MC014-B09/F18 | Function 18 |  |  |  |  | Energy sensor | F18 |  |  |  | MC014 | Bowland Hall |  |  | 0 | 0
MC014-B09 | MC014-B09/F19 | Room high limit |  |  |  |  | Energy sensor | F19 |  |  |  | MC014 | Bowland Hall |  |  | 0 | 0
MC014-B09 | MC014-B09/F2 | 2nd stage frost protection enabled |  |  |  |  | Energy sensor | F2 |  |  |  | MC014 | Bowland Hall |  |  | 0 | 0
MC014-B09 | MC014-B09/F20 | Function 20 |  |  |  |  | Energy sensor | F20 |  |  |  | MC014 | Bowland Hall |  |  | 0 | 0
MC014-B09 | MC014-B09/F21 | Function 21 |  |  |  |  | Energy sensor | F21 |  |  |  | MC014 | Bowland Hall |  |  | 0 | 0
MC014-B09 | MC014-B09/F22 | Calculated variable temperature circuit setpoint |  |  | Degrees Celsius |  | Energy sensor | F22 |  |  |  | MC014 | Bowland Hall |  |  | 0 | 0
MC014-B09 | MC014-B09/F23 | Function 23 |  |  |  |  | Energy sensor | F23 |  |  |  | MC014 | Bowland Hall |  |  | 0 | 0
MC014-B09 | MC014-B09/F24 | Function 24 |  |  |  |  | Energy sensor | F24 |  |  |  | MC014 | Bowland Hall |  |  | 0 | 0
MC014-B09 | MC014-B09/F25 | Function 25 |  |  |  |  | Energy sensor | F25 |  |  |  | MC014 | Bowland Hall |  |  | 0 | 0
MC014-B09 | MC014-B09/F26 | Function 26 |  |  |  |  | Energy sensor | F26 |  |  |  | MC014 | Bowland Hall |  |  | 0 | 0
MC014-B09 | MC014-B09/F27 | Function 27 |  |  |  |  | Energy sensor | F27 |  |  |  | MC014 | Bowland Hall |  |  | 0 | 0
MC014-B09 | MC014-B09/F28 | Lead boiler enable |  |  | 0 = Off, 1 = On |  | Energy sensor | F28 |  |  |  | MC014 | Bowland Hall |  |  | 0 | 0
MC014-B09 | MC014-B09/F3 | 3rd stage frost enabled |  |  |  |  | Energy sensor | F3 |  |  |  | MC014 | Bowland Hall |  |  | 0 | 0
MC014-B09 | MC014-B09/F30 | Function 30 |  |  |  |  | Energy sensor | F30 |  |  |  | MC014 | Bowland Hall |  |  | 0 | 0
MC014-B09 | MC014-B09/F4 | Economy off enabled |  |  | 0 = Off, 1 = On |  | Energy sensor | F4 |  |  |  | MC014 | Bowland Hall |  |  | 0 | 0
MC014-B09 | MC014-B09/F5 | Function 5 |  |  |  |  | Energy sensor | F5 |  |  |  | MC014 | Bowland Hall |  |  | 0 | 0
MC014-B09 | MC014-B09/F6 | 1 hour |  |  |  |  | Energy sensor | F6 |  |  |  | MC014 | Bowland Hall |  |  | 0 | 0
MC014-B09 | MC014-B09/F7 | Function 7 |  |  |  |  | Energy sensor | F7 |  |  |  | MC014 | Bowland Hall |  |  | 0 | 0
MC014-B09 | MC014-B09/F8 | Function 8 |  |  |  |  | Energy sensor | F8 |  |  |  | MC014 | Bowland Hall |  |  | 0 | 0
MC014-B09 | MC014-B09/F9 | Function 9 |  |  |  |  | Energy sensor | F9 |  |  |  | MC014 | Bowland Hall |  |  | 0 | 0
MC014-B09 | MC014-B09/G1 | Logic 1 |  |  |  |  | Energy sensor | G1 |  |  |  | MC014 | Bowland Hall |  |  | 0 | 0
MC014-B09 | MC014-B09/G10 | Boiler heating hot water service enable |  |  | 0 = Off, 1 = On |  | Energy sensor | G10 |  |  |  | MC014 | Bowland Hall |  |  | 0 | 0
MC014-B09 | MC014-B09/G12 | Logic 12 |  |  |  |  | Energy sensor | G12 |  |  |  | MC014 | Bowland Hall |  |  | 0 | 0
MC014-B09 | MC014-B09/G14 | Logic 14 |  |  |  |  | Energy sensor | G14 |  |  |  | MC014 | Bowland Hall |  |  | 0 | 0
MC014-B09 | MC014-B09/G15 | Logic 15 |  |  |  |  | Energy sensor | G15 |  |  |  | MC014 | Bowland Hall |  |  | 0 | 0
MC014-B09 | MC014-B09/G16 | Domestic hot water demand |  |  |  |  | Energy sensor | G16 |  |  |  | MC014 | Bowland Hall |  |  | 0 | 0
MC014-B09 | MC014-B09/G17 | Logic 17 |  |  |  |  | Energy sensor | G17 |  |  |  | MC014 | Bowland Hall |  |  | 0 | 0
MC014-B09 | MC014-B09/G18 | Heat dissipation |  |  |  |  | Energy sensor | G18 |  |  |  | MC014 | Bowland Hall |  |  | 0 | 0
MC014-B09 | MC014-B09/G19 | Logic 19 |  |  |  |  | Energy sensor | G19 |  |  |  | MC014 | Bowland Hall |  |  | 0 | 0
MC014-B09 | MC014-B09/G2 | Logic 2 |  |  |  |  | Energy sensor | G2 |  |  |  | MC014 | Bowland Hall |  |  | 0 | 0
MC014-B09 | MC014-B09/G20 | 2nd stage frost protection enabled |  |  |  |  | Energy sensor | G20 |  |  |  | MC014 | Bowland Hall |  |  | 0 | 0
MC014-B09 | MC014-B09/G21 | Logic 21 |  |  |  |  | Energy sensor | G21 |  |  |  | MC014 | Bowland Hall |  |  | 0 | 0
MC014-B09 | MC014-B09/G22 | Hot water service enable |  |  | 0 = Off, 1 = On |  | Energy sensor | G22 |  |  |  | MC014 | Bowland Hall |  |  | 0 | 0
MC014-B09 | MC014-B09/G23 | Heating enable |  |  | 0 = Off, 1 = On |  | Energy sensor | G23 |  |  |  | MC014 | Bowland Hall |  |  | 0 | 0
MC014-B09 | MC014-B09/G24 | Logic 24 |  |  |  |  | Energy sensor | G24 |  |  |  | MC014 | Bowland Hall |  |  | 0 | 0
MC014-B09 | MC014-B09/G26 | Logic 26 |  |  |  |  | Energy sensor | G26 |  |  |  | MC014 | Bowland Hall |  |  | 0 | 0
MC014-B09 | MC014-B09/G27 | Logic 27 |  |  |  |  | Energy sensor | G27 |  |  |  | MC014 | Bowland Hall |  |  | 0 | 0
MC014-B09 | MC014-B09/G28 | Logic 28 |  |  |  |  | Energy sensor | G28 |  |  |  | MC014 | Bowland Hall |  |  | 0 | 0
MC014-B09 | MC014-B09/G3 | Logic 3 |  |  |  |  | Energy sensor | G3 |  |  |  | MC014 | Bowland Hall |  |  | 0 | 0
MC014-B09 | MC014-B09/G5 | Logic 5 |  |  |  |  | Energy sensor | G5 |  |  |  | MC014 | Bowland Hall |  |  | 0 | 0
MC014-B09 | MC014-B09/G6 | Logic 6 |  |  |  |  | Energy sensor | G6 |  |  |  | MC014 | Bowland Hall |  |  | 0 | 0
MC014-B09 | MC014-B09/G7 | boiler start delay for HWS val |  |  |  |  | Energy sensor | G7 |  |  |  | MC014 | Bowland Hall |  |  | 0 | 0
MC014-B09 | MC014-B09/G8 | Logic 8 |  |  |  |  | Energy sensor | G8 |  |  |  | MC014 | Bowland Hall |  |  | 0 | 0
MC014-B09 | MC014-B09/G9 | Boost |  |  | 0 = Off, 1 = On |  | Energy sensor | G9 |  |  |  | MC014 | Bowland Hall |  |  | 0 | 0
MC014-B09 | MC014-B09/I1 | Bowland Hall 9 Boiler Failed |  |  |  |  | Energy sensor | I1 |  |  |  | MC014 | Bowland Hall |  |  | 0 | 0
MC014-B09 | MC014-B09/I2 | Boiler on |  |  | 0 = Off, 1 = On |  | Energy sensor | I2 |  |  |  | MC014 | Bowland Hall |  |  | 0 | 0
MC014-B09 | MC014-B09/I3 | Hand or automatic |  |  |  |  | Energy sensor | I3 |  |  |  | MC014 | Bowland Hall |  |  | 0 | 0
MC014-B09 | MC014-B09/K1 | 1st stage frost setpoint |  |  |  |  | Energy sensor | K1 |  |  |  | MC014 | Bowland Hall |  |  | 0 | 0
MC014-B09 | MC014-B09/K10 | Boiler Valve Diff |  |  |  |  | Energy sensor | K10 |  |  |  | MC014 | Bowland Hall |  |  | 0 | 0
MC014-B09 | MC014-B09/K11 | Boiler fail alarm limit |  |  |  |  | Energy sensor | K11 |  |  |  | MC014 | Bowland Hall |  |  | 0 | 0
MC014-B09 | MC014-B09/K12 | Boiler fail alarm timer |  |  |  |  | Energy sensor | K12 |  |  |  | MC014 | Bowland Hall |  |  | 0 | 0
MC014-B09 | MC014-B09/K13 | Domestic hot water servvice setpoint |  |  |  |  | Energy sensor | K13 |  |  |  | MC014 | Bowland Hall |  |  | 0 | 0
MC014-B09 | MC014-B09/K14 | Space Hil Limit Diff |  |  |  |  | Energy sensor | K14 |  |  |  | MC014 | Bowland Hall |  |  | 0 | 0
MC014-B09 | MC014-B09/K15 | HWS Primary pump run on |  |  |  |  | Energy sensor | K15 |  |  |  | MC014 | Bowland Hall |  |  | 0 | 0
MC014-B09 | MC014-B09/K16 | Hot water service dead band |  |  |  |  | Energy sensor | K16 |  |  |  | MC014 | Bowland Hall |  |  | 0 | 0
MC014-B09 | MC014-B09/K2 | 2nd stage frost setpoint |  |  | Degrees Celsius |  | Energy sensor | K2 |  |  |  | MC014 | Bowland Hall |  |  | 0 | 0
MC014-B09 | MC014-B09/K3 | 3rd stage frost setpoint |  |  | 0 = Off, 1 = On |  | Energy sensor | K3 |  |  |  | MC014 | Bowland Hall |  |  | 0 | 0
MC014-B09 | MC014-B09/K4 | Outside air temperature economy off setpoint |  |  |  |  | Energy sensor | K4 |  |  |  | MC014 | Bowland Hall |  |  | 0 | 0
MC014-B09 | MC014-B09/K5 | Occupied setpoint |  |  |  |  | Energy sensor | K5 |  |  |  | MC014 | Bowland Hall |  |  | 0 | 0
MC014-B09 | MC014-B09/K6 | VT Flow@0 degC |  |  |  |  | Energy sensor | K6 |  |  |  | MC014 | Bowland Hall |  |  | 0 | 0
MC014-B09 | MC014-B09/K7 | VT Flow@ 20oC OAT |  |  |  |  | Energy sensor | K7 |  |  |  | MC014 | Bowland Hall |  |  | 0 | 0
MC014-B09 | MC014-B09/K8 | Room influence |  |  |  |  | Energy sensor | K8 |  |  |  | MC014 | Bowland Hall |  |  | 0 | 0
MC014-B09 | MC014-B09/K9 | Boiler hot water service diff |  |  |  |  | Energy sensor | K9 |  |  |  | MC014 | Bowland Hall |  |  | 0 | 0
MC014-B09 | MC014-B09/L1 | Loop 1 |  |  |  |  | Energy sensor | L1 |  |  |  | MC014 | Bowland Hall |  |  | 0 | 0
MC014-B09 | MC014-B09/L3 | compensator |  |  |  |  | Energy sensor | L3 |  |  |  | MC014 | Bowland Hall |  |  | 0 | 0
MC014-B09 | MC014-B09/L4 | [5 empty] | Energy sensor | L4 |  |  |  | MC014 | Bowland Hall |  |  | 0 | 0
MC014-B09 | MC014-B09/n1 | TREND_0B_29_1E |  |  |  |  | Energy sensor | n1 |  |  |  | MC014 | Bowland Hall |  |  | 0 | 0
MC014-B09 | MC014-B09/O1 | Heating times |  |  |  |  | Energy sensor | O1 |  |  |  | MC014 | Bowland Hall |  |  | 0 | 0
MC014-B09 | MC014-B09/o1 | Alarm Route 1 |  |  |  |  | Energy sensor | o1 |  |  |  | MC014 | Bowland Hall |  |  | 0 | 0
MC014-B09 | MC014-B09/o2 | Alarm Route 2 |  |  |  |  | Energy sensor | o2 |  |  |  | MC014 | Bowland Hall |  |  | 0 | 0
MC014-B09 | MC014-B09/o3 | Alarm Route 3 |  |  |  |  | Energy sensor | o3 |  |  |  | MC014 | Bowland Hall |  |  | 0 | 0
MC014-B09 | MC014-B09/P1 | Outside air temperature |  |  | Degrees Celsius |  | Energy sensor | P1 |  |  |  | MC014 | Bowland Hall |  |  | 0 | 0
MC014-B09 | MC014-B09/P2 | Room temperature |  |  | Degrees Celsius |  | Energy sensor | P2 |  |  |  | MC014 | Bowland Hall |  |  | 0 | 0
MC014-B09 | MC014-B09/P3 | Variable temperature circuit flow temperature |  |  | Degrees Celsius |  | Energy sensor | P3 |  |  |  | MC014 | Bowland Hall |  |  | 0 | 0
MC014-B09 | MC014-B09/P4 | Domestic hot water service temperature |  |  | Degrees Celsius |  | Energy sensor | P4 |  |  |  | MC014 | Bowland Hall |  |  | 0 | 0
MC014-B09 | MC014-B09/P5 | Boiler on |  |  | 0 = Off, 1 = On |  | Energy sensor | P5 |  |  |  | MC014 | Bowland Hall |  |  | 0 | 0
MC014-B09 | MC014-B09/P6 | Boiler temperature |  |  | Degrees Celsius |  | Energy sensor | P6 |  |  |  | MC014 | Bowland Hall |  |  | 0 | 0
MC014-B09 | MC014-B09/Q1 | Sequence Table 1 |  |  |  |  | Energy sensor | Q1 |  |  |  | MC014 | Bowland Hall |  |  | 0 | 0
MC014-B09 | MC014-B09/S1 | Outside air temperature |  |  | Degrees Celsius |  | Energy sensor | S1 |  |  |  | MC014 | Bowland Hall |  |  | 0 | 0
MC014-B09 | MC014-B09/S10 | Calculated temperature variable temperature circuit flow |  |  |  |  | Energy sensor | S10 |  |  |  | MC014 | Bowland Hall |  |  | 0 | 0
MC014-B09 | MC014-B09/S2 | Room temperature |  |  | Degrees Celsius |  | Energy sensor | S2 |  |  |  | MC014 | Bowland Hall |  |  | 0 | 0
MC014-B09 | MC014-B09/S3 | Variable temperature circuit flow temperature |  |  | Degrees Celsius |  | Energy sensor | S3 |  |  |  | MC014 | Bowland Hall |  |  | 0 | 0
MC014-B09 | MC014-B09/S4 | Domestic hot water service temperature |  |  | Degrees Celsius |  | Energy sensor | S4 |  |  |  | MC014 | Bowland Hall |  |  | 0 | 0
MC014-B09 | MC014-B09/S5 | Boiler temperature |  |  | Degrees Celsius |  | Energy sensor | S5 |  |  |  | MC014 | Bowland Hall |  |  | 0 | 0
MC014-B09 | MC014-B09/S6 | Boiler on |  |  | 0 = Off, 1 = On |  | Energy sensor | S6 |  |  |  | MC014 | Bowland Hall |  |  | 0 | 0
MC014-B09 | MC014-B09/V1 | [5 empty] | Energy sensor | V1 |  |  |  | MC014 | Bowland Hall |  |  | 0 | 0
MC014-B09 | MC014-B09/W2 | Summer winter switch |  |  | S = Summer, W = Winter |  | Energy sensor | W2 |  |  |  | MC014 | Bowland Hall |  |  | 0 | 0
MC014-B09 | MC014-B09/W3 | Hol Auto A=On |  |  |  |  | Energy sensor | W3 |  |  |  | MC014 | Bowland Hall |  |  | 0 | 0
MC014-B09 | MC014-B09/Y1 | Satchwell T Range |  |  |  |  | Energy sensor | Y1 |  |  |  | MC014 | Bowland Hall |  |  | 0 | 0
MC014-B09 | MC014-B09/Y2 | Thermistor TBTC |  |  |  |  | Energy sensor | Y2 |  |  |  | MC014 | Bowland Hall |  |  | 0 | 0
MC014-B09 | MC014-B09/Z1 | Heating times |  |  |  |  | Energy sensor | Z1 |  |  |  | MC014 | Bowland Hall |  |  | 0 | 0
MC014-B09 | MC014-B09/Z2 | Domestic hot water service times |  |  |  |  | Energy sensor | Z2 |  |  |  | MC014 | Bowland Hall |  |  | 0 | 0
MC202-B15 | MC202-B15/~1 | [5 empty] | Energy sensor | ~1 |  |  |  | MC202 | Charles Carter Building |  |  | 0 | 0
MC202-B15 | MC202-B15/~10 | [5 empty] | Energy sensor | ~10 |  |  |  | MC202 | Charles Carter Building |  |  | 0 | 0
MC202-B15 | MC202-B15/~11 | [5 empty] | Energy sensor | ~11 |  |  |  | MC202 | Charles Carter Building |  |  | 0 | 0
MC202-B15 | MC202-B15/~12 | [5 empty] | Energy sensor | ~12 |  |  |  | MC202 | Charles Carter Building |  |  | 0 | 0
MC202-B15 | MC202-B15/~13 | [5 empty] | Energy sensor | ~13 |  |  |  | MC202 | Charles Carter Building |  |  | 0 | 0
MC202-B15 | MC202-B15/~14 | [5 empty] | Energy sensor | ~14 |  |  |  | MC202 | Charles Carter Building |  |  | 0 | 0
MC202-B15 | MC202-B15/~15 | [5 empty] | Energy sensor | ~15 |  |  |  | MC202 | Charles Carter Building |  |  | 0 | 0
MC202-B15 | MC202-B15/~16 | [5 empty] | Energy sensor | ~16 |  |  |  | MC202 | Charles Carter Building |  |  | 0 | 0
MC202-B15 | MC202-B15/~17 | [5 empty] | Energy sensor | ~17 |  |  |  | MC202 | Charles Carter Building |  |  | 0 | 0
MC202-B15 | MC202-B15/~18 | [5 empty] | Energy sensor | ~18 |  |  |  | MC202 | Charles Carter Building |  |  | 0 | 0
MC202-B15 | MC202-B15/~19 | [5 empty] | Energy sensor | ~19 |  |  |  | MC202 | Charles Carter Building |  |  | 0 | 0
MC202-B15 | MC202-B15/~2 | [5 empty] | Energy sensor | ~2 |  |  |  | MC202 | Charles Carter Building |  |  | 0 | 0
MC202-B15 | MC202-B15/~20 | [5 empty] | Energy sensor | ~20 |  |  |  | MC202 | Charles Carter Building |  |  | 0 | 0
MC202-B15 | MC202-B15/~21 | [5 empty] | Energy sensor | ~21 |  |  |  | MC202 | Charles Carter Building |  |  | 0 | 0
MC202-B15 | MC202-B15/~22 | [5 empty] | Energy sensor | ~22 |  |  |  | MC202 | Charles Carter Building |  |  | 0 | 0
MC202-B15 | MC202-B15/~23 | [5 empty] | Energy sensor | ~23 |  |  |  | MC202 | Charles Carter Building |  |  | 0 | 0
MC202-B15 | MC202-B15/~24 | [5 empty] | Energy sensor | ~24 |  |  |  | MC202 | Charles Carter Building |  |  | 0 | 0
MC202-B15 | MC202-B15/~25 | [5 empty] | Energy sensor | ~25 |  |  |  | MC202 | Charles Carter Building |  |  | 0 | 0
MC202-B15 | MC202-B15/~26 | [5 empty] | Energy sensor | ~26 |  |  |  | MC202 | Charles Carter Building |  |  | 0 | 0
MC202-B15 | MC202-B15/~27 | [5 empty] | Energy sensor | ~27 |  |  |  | MC202 | Charles Carter Building |  |  | 0 | 0
MC202-B15 | MC202-B15/~28 | [5 empty] | Energy sensor | ~28 |  |  |  | MC202 | Charles Carter Building |  |  | 0 | 0
MC202-B15 | MC202-B15/~29 | [5 empty] | Energy sensor | ~29 |  |  |  | MC202 | Charles Carter Building |  |  | 0 | 0
MC202-B15 | MC202-B15/~3 | [5 empty] | Energy sensor | ~3 |  |  |  | MC202 | Charles Carter Building |  |  | 0 | 0
MC202-B15 | MC202-B15/~30 | [5 empty] | Energy sensor | ~30 |  |  |  | MC202 | Charles Carter Building |  |  | 0 | 0
MC202-B15 | MC202-B15/~31 | [5 empty] | Energy sensor | ~31 |  |  |  | MC202 | Charles Carter Building |  |  | 0 | 0
MC202-B15 | MC202-B15/~32 | [5 empty] | Energy sensor | ~32 |  |  |  | MC202 | Charles Carter Building |  |  | 0 | 0
MC202-B15 | MC202-B15/~33 | [5 empty] | Energy sensor | ~33 |  |  |  | MC202 | Charles Carter Building |  |  | 0 | 0
MC202-B15 | MC202-B15/~34 | [5 empty] | Energy sensor | ~34 |  |  |  | MC202 | Charles Carter Building |  |  | 0 | 0
MC202-B15 | MC202-B15/~35 | [5 empty] | Energy sensor | ~35 |  |  |  | MC202 | Charles Carter Building |  |  | 0 | 0
MC202-B15 | MC202-B15/~36 | [5 empty] | Energy sensor | ~36 |  |  |  | MC202 | Charles Carter Building |  |  | 0 | 0
MC202-B15 | MC202-B15/~37 | [5 empty] | Energy sensor | ~37 |  |  |  | MC202 | Charles Carter Building |  |  | 0 | 0
MC202-B15 | MC202-B15/~38 | [5 empty] | Energy sensor | ~38 |  |  |  | MC202 | Charles Carter Building |  |  | 0 | 0
MC202-B15 | MC202-B15/~39 | [5 empty] | Energy sensor | ~39 |  |  |  | MC202 | Charles Carter Building |  |  | 0 | 0
MC202-B15 | MC202-B15/~4 | [5 empty] | Energy sensor | ~4 |  |  |  | MC202 | Charles Carter Building |  |  | 0 | 0
MC202-B15 | MC202-B15/~40 | [5 empty] | Energy sensor | ~40 |  |  |  | MC202 | Charles Carter Building |  |  | 0 | 0
MC202-B15 | MC202-B15/~41 | [5 empty] | Energy sensor | ~41 |  |  |  | MC202 | Charles Carter Building |  |  | 0 | 0
MC202-B15 | MC202-B15/~42 | [5 empty] | Energy sensor | ~42 |  |  |  | MC202 | Charles Carter Building |  |  | 0 | 0
MC202-B15 | MC202-B15/~43 | [5 empty] | Energy sensor | ~43 |  |  |  | MC202 | Charles Carter Building |  |  | 0 | 0
MC202-B15 | MC202-B15/~44 | [5 empty] | Energy sensor | ~44 |  |  |  | MC202 | Charles Carter Building |  |  | 0 | 0
MC202-B15 | MC202-B15/~45 | [5 empty] | Energy sensor | ~45 |  |  |  | MC202 | Charles Carter Building |  |  | 0 | 0
MC202-B15 | MC202-B15/~46 | Adjustments (knobs) |  |  |  |  | Energy sensor | ~46 |  |  |  | MC202 | Charles Carter Building |  |  | 0 | 0
MC202-B15 | MC202-B15/~47 | Adjustments (switches) |  |  |  |  | Energy sensor | ~47 |  |  |  | MC202 | Charles Carter Building |  |  | 0 | 0
MC202-B15 | MC202-B15/~48 | [5 empty] | Energy sensor | ~48 |  |  |  | MC202 | Charles Carter Building |  |  | 0 | 0
MC202-B15 | MC202-B15/~49 | [5 empty] | Energy sensor | ~49 |  |  |  | MC202 | Charles Carter Building |  |  | 0 | 0
MC202-B15 | MC202-B15/~5 | [5 empty] | Energy sensor | ~5 |  |  |  | MC202 | Charles Carter Building |  |  | 0 | 0
MC202-B15 | MC202-B15/~50 | [5 empty] | Energy sensor | ~50 |  |  |  | MC202 | Charles Carter Building |  |  | 0 | 0
MC202-B15 | MC202-B15/~51 | [5 empty] | Energy sensor | ~51 |  |  |  | MC202 | Charles Carter Building |  |  | 0 | 0
MC202-B15 | MC202-B15/~52 | [5 empty] | Energy sensor | ~52 |  |  |  | MC202 | Charles Carter Building |  |  | 0 | 0
MC202-B15 | MC202-B15/~53 | Adjustments (night cool knobs) |  |  |  |  | Energy sensor | ~53 |  |  |  | MC202 | Charles Carter Building |  |  | 0 | 0
MC202-B15 | MC202-B15/~54 | [5 empty] | Energy sensor | ~54 |  |  |  | MC202 | Charles Carter Building |  |  | 0 | 0
MC202-B15 | MC202-B15/~55 | Adjustments |  |  |  |  | Energy sensor | ~55 |  |  |  | MC202 | Charles Carter Building |  |  | 0 | 0
MC202-B15 | MC202-B15/~56 | Knobs |  |  |  |  | Energy sensor | ~56 |  |  |  | MC202 | Charles Carter Building |  |  | 0 | 0
MC202-B15 | MC202-B15/~57 | Switches |  |  |  |  | Energy sensor | ~57 |  |  |  | MC202 | Charles Carter Building |  |  | 0 | 0
MC202-B15 | MC202-B15/~58 | [5 empty] | Energy sensor | ~58 |  |  |  | MC202 | Charles Carter Building |  |  | 0 | 0
MC202-B15 | MC202-B15/~59 | [5 empty] | Energy sensor | ~59 |  |  |  | MC202 | Charles Carter Building |  |  | 0 | 0
MC202-B15 | MC202-B15/~6 | [5 empty] | Energy sensor | ~6 |  |  |  | MC202 | Charles Carter Building |  |  | 0 | 0
MC202-B15 | MC202-B15/~60 | [5 empty] | Energy sensor | ~60 |  |  |  | MC202 | Charles Carter Building |  |  | 0 | 0
MC202-B15 | MC202-B15/~7 | [5 empty] | Energy sensor | ~7 |  |  |  | MC202 | Charles Carter Building |  |  | 0 | 0
MC202-B15 | MC202-B15/~8 | [5 empty] | Energy sensor | ~8 |  |  |  | MC202 | Charles Carter Building |  |  | 0 | 0
MC202-B15 | MC202-B15/~9 | [5 empty] | Energy sensor | ~9 |  |  |  | MC202 | Charles Carter Building |  |  | 0 | 0
MC202-B15 | MC202-B15/A14 | Outside air temperature |  |  | Degrees Celsius |  | Energy sensor | A14 |  |  |  | MC202 | Charles Carter Building |  |  | 0 | 0
MC202-B15 | MC202-B15/B1 | Frost from MCP |  |  |  |  | Energy sensor | B1 |  |  |  | MC202 | Charles Carter Building |  |  | 0 | 0
MC202-B15 | MC202-B15/B2 | Remote signals |  |  |  |  | Energy sensor | B2 |  |  |  | MC202 | Charles Carter Building |  |  | 0 | 0
MC202-B15 | MC202-B15/C1 | Virtual CNC 1 |  |  |  |  | Energy sensor | C1 |  |  |  | MC202 | Charles Carter Building |  |  | 0 | 0
MC202-B15 | MC202-B15/D1 | Unit enable and fresh air damper |  |  |  |  | Energy sensor | D1 |  |  |  | MC202 | Charles Carter Building | D38,D41 |  | 0 | 0
MC202-B15 | MC202-B15/D2 | Bypass damper |  |  | 0 = Closed , 1 = Open |  | Energy sensor | D2 |  |  |  | MC202 | Charles Carter Building | D38,D41 |  | 0 | 0
MC202-B15 | MC202-B15/D4 | Heating valve |  |  |  |  | Energy sensor | D4 |  |  |  | MC202 | Charles Carter Building | D38,D41 |  | 0 | 0
MC202-B15 | MC202-B15/D5 | Supply fan speed |  |  | RPM |  | Energy sensor | D5 |  |  |  | MC202 | Charles Carter Building | D38,D41 |  | 0 | 0
MC202-B15 | MC202-B15/D6 | Extract fan speed |  |  | RPM |  | Energy sensor | D6 |  |  |  | MC202 | Charles Carter Building | D38,D41 |  | 0 | 0
MC202-B15 | MC202-B15/e1 | 963 Supervisor |  |  |  |  | Energy sensor | e1 |  |  |  | MC202 | Charles Carter Building |  |  | 0 | 0
MC202-B15 | MC202-B15/F1 | Function 1 |  |  |  |  | Energy sensor | F1 |  |  |  | MC202 | Charles Carter Building |  |  | 0 | 0
MC202-B15 | MC202-B15/F10 | Function 10 |  |  |  |  | Energy sensor | F10 |  |  |  | MC202 | Charles Carter Building |  |  | 0 | 0
MC202-B15 | MC202-B15/F11 | Function 11 |  |  |  |  | Energy sensor | F11 |  |  |  | MC202 | Charles Carter Building |  |  | 0 | 0
MC202-B15 | MC202-B15/F12 | Function 12 |  |  |  |  | Energy sensor | F12 |  |  |  | MC202 | Charles Carter Building |  |  | 0 | 0
MC202-B15 | MC202-B15/F13 | Function 13 |  |  |  |  | Energy sensor | F13 |  |  |  | MC202 | Charles Carter Building |  |  | 0 | 0
MC202-B15 | MC202-B15/F14 | Auto boost setpoint exceeded |  |  |  |  | Energy sensor | F14 |  |  |  | MC202 | Charles Carter Building |  |  | 0 | 0
MC202-B15 | MC202-B15/F15 | Function 15 |  |  |  |  | Energy sensor | F15 |  |  |  | MC202 | Charles Carter Building |  |  | 0 | 0
MC202-B15 | MC202-B15/F16 | Function 16 |  |  |  |  | Energy sensor | F16 |  |  |  | MC202 | Charles Carter Building |  |  | 0 | 0
MC202-B15 | MC202-B15/F17 | Function 17 |  |  |  |  | Energy sensor | F17 |  |  |  | MC202 | Charles Carter Building |  |  | 0 | 0
MC202-B15 | MC202-B15/F18 | Function 18 |  |  |  |  | Energy sensor | F18 |  |  |  | MC202 | Charles Carter Building |  |  | 0 | 0
MC202-B15 | MC202-B15/F19 | Supply fan speed |  |  | RPM |  | Energy sensor | F19 |  |  |  | MC202 | Charles Carter Building |  |  | 0 | 0
MC202-B15 | MC202-B15/F2 | Function 2 |  |  |  |  | Energy sensor | F2 |  |  |  | MC202 | Charles Carter Building |  |  | 0 | 0
MC202-B15 | MC202-B15/F20 | Function 20 |  |  |  |  | Energy sensor | F20 |  |  |  | MC202 | Charles Carter Building |  |  | 0 | 0
MC202-B15 | MC202-B15/F21 | Function 21 |  |  |  |  | Energy sensor | F21 |  |  |  | MC202 | Charles Carter Building |  |  | 0 | 0
MC202-B15 | MC202-B15/F22 | Function 22 |  |  |  |  | Energy sensor | F22 |  |  |  | MC202 | Charles Carter Building |  |  | 0 | 0
MC202-B15 | MC202-B15/F23 | Function 23 |  |  |  |  | Energy sensor | F23 |  |  |  | MC202 | Charles Carter Building |  |  | 0 | 0
MC202-B15 | MC202-B15/F24 | Function 24 |  |  |  |  | Energy sensor | F24 |  |  |  | MC202 | Charles Carter Building |  |  | 0 | 0
MC202-B15 | MC202-B15/F25 | Function 25 |  |  |  |  | Energy sensor | F25 |  |  |  | MC202 | Charles Carter Building |  |  | 0 | 0
MC202-B15 | MC202-B15/F26 | Function 26 |  |  |  |  | Energy sensor | F26 |  |  |  | MC202 | Charles Carter Building |  |  | 0 | 0
MC202-B15 | MC202-B15/F27 | Function 27 |  |  |  |  | Energy sensor | F27 |  |  |  | MC202 | Charles Carter Building |  |  | 0 | 0
MC202-B15 | MC202-B15/F28 | Function 28 |  |  |  |  | Energy sensor | F28 |  |  |  | MC202 | Charles Carter Building |  |  | 0 | 0
MC202-B15 | MC202-B15/F29 | Full Fresh Air [Clg] |  |  |  |  | Energy sensor | F29 |  |  |  | MC202 | Charles Carter Building |  |  | 0 | 0
MC202-B15 | MC202-B15/F3 | Function 3 |  |  |  |  | Energy sensor | F3 |  |  |  | MC202 | Charles Carter Building |  |  | 0 | 0
MC202-B15 | MC202-B15/F30 | Function 30 |  |  |  |  | Energy sensor | F30 |  |  |  | MC202 | Charles Carter Building |  |  | 0 | 0
MC202-B15 | MC202-B15/F31 | Function 31 |  |  |  |  | Energy sensor | F31 |  |  |  | MC202 | Charles Carter Building |  |  | 0 | 0
MC202-B15 | MC202-B15/F32 | Function 32 |  |  |  |  | Energy sensor | F32 |  |  |  | MC202 | Charles Carter Building |  |  | 0 | 0
MC202-B15 | MC202-B15/F33 | Function 33 |  |  |  |  | Energy sensor | F33 |  |  |  | MC202 | Charles Carter Building |  |  | 0 | 0
MC202-B15 | MC202-B15/F34 | Function 34 |  |  |  |  | Energy sensor | F34 |  |  |  | MC202 | Charles Carter Building |  |  | 0 | 0
MC202-B15 | MC202-B15/F35 | Function 35 |  |  |  |  | Energy sensor | F35 |  |  |  | MC202 | Charles Carter Building |  |  | 0 | 0
MC202-B15 | MC202-B15/F36 | Function 36 |  |  |  |  | Energy sensor | F36 |  |  |  | MC202 | Charles Carter Building |  |  | 0 | 0
MC202-B15 | MC202-B15/F37 | Function 37 |  |  |  |  | Energy sensor | F37 |  |  |  | MC202 | Charles Carter Building |  |  | 0 | 0
MC202-B15 | MC202-B15/F38 | Function 38 |  |  |  |  | Energy sensor | F38 |  |  |  | MC202 | Charles Carter Building |  |  | 0 | 0
MC202-B15 | MC202-B15/F39 | Extract fan speed |  |  | RPM |  | Energy sensor | F39 |  |  |  | MC202 | Charles Carter Building |  |  | 0 | 0
MC202-B15 | MC202-B15/F4 | Function 4 |  |  |  |  | Energy sensor | F4 |  |  |  | MC202 | Charles Carter Building |  |  | 0 | 0
MC202-B15 | MC202-B15/F40 | Function 40 |  |  |  |  | Energy sensor | F40 |  |  |  | MC202 | Charles Carter Building |  |  | 0 | 0
MC202-B15 | MC202-B15/F41 | Function 41 |  |  |  |  | Energy sensor | F41 |  |  |  | MC202 | Charles Carter Building |  |  | 0 | 0
MC202-B15 | MC202-B15/F42 | Function 42 |  |  |  |  | Energy sensor | F42 |  |  |  | MC202 | Charles Carter Building |  |  | 0 | 0
MC202-B15 | MC202-B15/F43 | Function 43 |  |  |  |  | Energy sensor | F43 |  |  |  | MC202 | Charles Carter Building |  |  | 0 | 0
MC202-B15 | MC202-B15/F44 | Function 44 |  |  |  |  | Energy sensor | F44 |  |  |  | MC202 | Charles Carter Building |  |  | 0 | 0
MC202-B15 | MC202-B15/F45 | Function 45 |  |  |  |  | Energy sensor | F45 |  |  |  | MC202 | Charles Carter Building |  |  | 0 | 0
MC202-B15 | MC202-B15/F47 | Function 47 |  |  |  |  | Energy sensor | F47 |  |  |  | MC202 | Charles Carter Building |  |  | 0 | 0
MC202-B15 | MC202-B15/F48 | Function 48 |  |  |  |  | Energy sensor | F48 |  |  |  | MC202 | Charles Carter Building |  |  | 0 | 0
MC202-B15 | MC202-B15/F6 | Function 6 |  |  |  |  | Energy sensor | F6 |  |  |  | MC202 | Charles Carter Building |  |  | 0 | 0
MC202-B15 | MC202-B15/F7 | Function 7 |  |  |  |  | Energy sensor | F7 |  |  |  | MC202 | Charles Carter Building |  |  | 0 | 0
MC202-B15 | MC202-B15/F8 | Fan speed (heating) |  |  |  |  | Energy sensor | F8 |  |  |  | MC202 | Charles Carter Building |  |  | 0 | 0
MC202-B15 | MC202-B15/F9 | Function 9 |  |  |  |  | Energy sensor | F9 |  |  |  | MC202 | Charles Carter Building |  |  | 0 | 0
MC202-B15 | MC202-B15/G1 | Logic 1 |  |  |  |  | Energy sensor | G1 |  |  |  | MC202 | Charles Carter Building |  |  | 0 | 0
MC202-B15 | MC202-B15/G10 | Logic 10 |  |  |  |  | Energy sensor | G10 |  |  |  | MC202 | Charles Carter Building |  |  | 0 | 0
MC202-B15 | MC202-B15/G11 | Logic 11 |  |  |  |  | Energy sensor | G11 |  |  |  | MC202 | Charles Carter Building |  |  | 0 | 0
MC202-B15 | MC202-B15/G12 | Logic 12 |  |  |  |  | Energy sensor | G12 |  |  |  | MC202 | Charles Carter Building |  |  | 0 | 0
MC202-B15 | MC202-B15/G13 | Logic 13 |  |  |  |  | Energy sensor | G13 |  |  |  | MC202 | Charles Carter Building |  |  | 0 | 0
MC202-B15 | MC202-B15/G14 | Boost mode |  |  |  |  | Energy sensor | G14 |  |  |  | MC202 | Charles Carter Building |  |  | 0 | 0
MC202-B15 | MC202-B15/G15 | Logic 15 |  |  |  |  | Energy sensor | G15 |  |  |  | MC202 | Charles Carter Building |  |  | 0 | 0
MC202-B15 | MC202-B15/G16 | Logic 16 |  |  |  |  | Energy sensor | G16 |  |  |  | MC202 | Charles Carter Building |  |  | 0 | 0
MC202-B15 | MC202-B15/G17 | Occ Htg SP Achieved [Full FA] |  |  |  |  | Energy sensor | G17 |  |  |  | MC202 | Charles Carter Building |  |  | 0 | 0
MC202-B15 | MC202-B15/G18 | Logic 18 |  |  |  |  | Energy sensor | G18 |  |  |  | MC202 | Charles Carter Building |  |  | 0 | 0
MC202-B15 | MC202-B15/G19 | Logic 19 |  |  |  |  | Energy sensor | G19 |  |  |  | MC202 | Charles Carter Building |  |  | 0 | 0
MC202-B15 | MC202-B15/G2 | Logic 2 |  |  |  |  | Energy sensor | G2 |  |  |  | MC202 | Charles Carter Building |  |  | 0 | 0
MC202-B15 | MC202-B15/G20 | Logic 20 |  |  |  |  | Energy sensor | G20 |  |  |  | MC202 | Charles Carter Building |  |  | 0 | 0
MC202-B15 | MC202-B15/G21 | Logic 21 |  |  |  |  | Energy sensor | G21 |  |  |  | MC202 | Charles Carter Building |  |  | 0 | 0
MC202-B15 | MC202-B15/G22 | Logic 22 |  |  |  |  | Energy sensor | G22 |  |  |  | MC202 | Charles Carter Building |  |  | 0 | 0
MC202-B15 | MC202-B15/G23 | Logic 23 |  |  |  |  | Energy sensor | G23 |  |  |  | MC202 | Charles Carter Building |  |  | 0 | 0
MC202-B15 | MC202-B15/G24 | Bypass damper control |  |  | 0 = Closed , 1 = Open |  | Energy sensor | G24 |  |  |  | MC202 | Charles Carter Building |  |  | 0 | 0
MC202-B15 | MC202-B15/G25 | Logic 25 |  |  |  |  | Energy sensor | G25 |  |  |  | MC202 | Charles Carter Building |  |  | 0 | 0
MC202-B15 | MC202-B15/G26 | Supply fan max speed |  |  | RPM |  | Energy sensor | G26 |  |  |  | MC202 | Charles Carter Building |  |  | 0 | 0
MC202-B15 | MC202-B15/G27 | Logic 27 |  |  |  |  | Energy sensor | G27 |  |  |  | MC202 | Charles Carter Building |  |  | 0 | 0
MC202-B15 | MC202-B15/G28 | Logic 28 |  |  |  |  | Energy sensor | G28 |  |  |  | MC202 | Charles Carter Building |  |  | 0 | 0
MC202-B15 | MC202-B15/G29 | Logic 29 |  |  |  |  | Energy sensor | G29 |  |  |  | MC202 | Charles Carter Building |  |  | 0 | 0
MC202-B15 | MC202-B15/G3 | Logic 3 |  |  |  |  | Energy sensor | G3 |  |  |  | MC202 | Charles Carter Building |  |  | 0 | 0
MC202-B15 | MC202-B15/G30 | Logic 30 |  |  |  |  | Energy sensor | G30 |  |  |  | MC202 | Charles Carter Building |  |  | 0 | 0
MC202-B15 | MC202-B15/G31 | Logic 31 |  |  |  |  | Energy sensor | G31 |  |  |  | MC202 | Charles Carter Building |  |  | 0 | 0
MC202-B15 | MC202-B15/G32 | Logic 32 |  |  |  |  | Energy sensor | G32 |  |  |  | MC202 | Charles Carter Building |  |  | 0 | 0
MC202-B15 | MC202-B15/G33 | Logic 33 |  |  |  |  | Energy sensor | G33 |  |  |  | MC202 | Charles Carter Building |  |  | 0 | 0
MC202-B15 | MC202-B15/G34 | Logic 34 |  |  |  |  | Energy sensor | G34 |  |  |  | MC202 | Charles Carter Building |  |  | 0 | 0
MC202-B15 | MC202-B15/G35 | Remote night cooling available |  |  | 0 = No, 1 = Yes |  | Energy sensor | G35 |  |  |  | MC202 | Charles Carter Building |  |  | 0 | 0
MC202-B15 | MC202-B15/G36 | Logic 36 |  |  |  |  | Energy sensor | G36 |  |  |  | MC202 | Charles Carter Building |  |  | 0 | 0
MC202-B15 | MC202-B15/G37 | Logic 37 |  |  |  |  | Energy sensor | G37 |  |  |  | MC202 | Charles Carter Building |  |  | 0 | 0
MC202-B15 | MC202-B15/G38 | Logic 38 |  |  |  |  | Energy sensor | G38 |  |  |  | MC202 | Charles Carter Building |  |  | 0 | 0
MC202-B15 | MC202-B15/G4 | Logic 4 |  |  |  |  | Energy sensor | G4 |  |  |  | MC202 | Charles Carter Building |  |  | 0 | 0
MC202-B15 | MC202-B15/G5 | Timeclock enable |  |  | 0 = No, 1 = Yes |  | Energy sensor | G5 |  |  |  | MC202 | Charles Carter Building |  |  | 0 | 0
MC202-B15 | MC202-B15/G6 | Class vent required |  |  | 0 = No, 1 = Yes |  | Energy sensor | G6 |  |  |  | MC202 | Charles Carter Building |  |  | 0 | 0
MC202-B15 | MC202-B15/G7 | Logic 7 |  |  |  |  | Energy sensor | G7 |  |  |  | MC202 | Charles Carter Building |  |  | 0 | 0
MC202-B15 | MC202-B15/G8 | Logic 8 |  |  |  |  | Energy sensor | G8 |  |  |  | MC202 | Charles Carter Building |  |  | 0 | 0
MC202-B15 | MC202-B15/G9 | Class vent enable |  |  | 0 = No, 1 = Yes |  | Energy sensor | G9 |  |  |  | MC202 | Charles Carter Building |  |  | 0 | 0
MC202-B15 | MC202-B15/I1 | Forced Cooling Required |  |  |  |  | Energy sensor | I1 |  |  |  | MC202 | Charles Carter Building | D38,D41 |  | 0 | 0
MC202-B15 | MC202-B15/I11 | Filter dirty |  |  | 0 = No, 1 = Yes |  | Energy sensor | I11 |  |  |  | MC202 | Charles Carter Building | D38,D41 |  | 0 | 0
MC202-B15 | MC202-B15/I12 | Supply fan inverter status |  |  |  |  | Energy sensor | I12 |  |  |  | MC202 | Charles Carter Building | D38,D41 |  | 0 | 0
MC202-B15 | MC202-B15/I13 | Extract fan inverter status |  |  |  |  | Energy sensor | I13 |  |  |  | MC202 | Charles Carter Building | D38,D41 |  | 0 | 0
MC202-B15 | MC202-B15/I14 | Condensate pump alarm |  |  | 0 = No, 1 = Yes |  | Energy sensor | I14 |  |  |  | MC202 | Charles Carter Building | D38,D41 |  | 0 | 0
MC202-B15 | MC202-B15/I15 | Unit occupancy |  |  |  |  | Energy sensor | I15 |  |  |  | MC202 | Charles Carter Building | D38,D41 |  | 0 | 0
MC202-B15 | MC202-B15/I16 | Room frost protection |  |  |  |  | Energy sensor | I16 |  |  |  | MC202 | Charles Carter Building | D38,D41 |  | 0 | 0
MC202-B15 | MC202-B15/I17 | Staff boost mode |  |  | 0 = Off, 1 = On |  | Energy sensor | I17 |  |  |  | MC202 | Charles Carter Building | D38,D41 |  | 0 | 0
MC202-B15 | MC202-B15/I18 | Auto boost mode |  |  | 0 = Off, 1 = On |  | Energy sensor | I18 |  |  |  | MC202 | Charles Carter Building | D38,D41 |  | 0 | 0
MC202-B15 | MC202-B15/I19 | Night cooling |  |  | 0 = Off, 1 = On |  | Energy sensor | I19 |  |  |  | MC202 | Charles Carter Building | D38,D41 |  | 0 | 0
MC202-B15 | MC202-B15/I20 | Full fresh air |  |  | 0 = Off, 1 = On |  | Energy sensor | I20 |  |  |  | MC202 | Charles Carter Building | D38,D41 |  | 0 | 0
MC202-B15 | MC202-B15/I21 | Open bypass damper |  |  | 0 = Closed , 1 = Open |  | Energy sensor | I21 |  |  |  | MC202 | Charles Carter Building | D38,D41 |  | 0 | 0
MC202-B15 | MC202-B15/I22 | Unit freeze protection |  |  |  |  | Energy sensor | I22 |  |  |  | MC202 | Charles Carter Building | D38,D41 |  | 0 | 0
MC202-B15 | MC202-B15/I23 | Supply fan fault |  |  | 0 = No, 1 = Yes |  | Energy sensor | I23 |  |  |  | MC202 | Charles Carter Building | D38,D41 |  | 0 | 0
MC202-B15 | MC202-B15/I24 | Extract fan fault |  |  | 0 = No, 1 = Yes |  | Energy sensor | I24 |  |  |  | MC202 | Charles Carter Building | D38,D41 |  | 0 | 0
MC202-B15 | MC202-B15/I25 | Class vent enable |  |  | 0 = Off, 1 = On |  | Energy sensor | I25 |  |  |  | MC202 | Charles Carter Building | D38,D41 |  | 0 | 0
MC202-B15 | MC202-B15/I30 | Common fault signal |  |  | 0 = No fault, 1 = Fault |  | Energy sensor | I30 |  |  |  | MC202 | Charles Carter Building | D38,D41 |  | 0 | 0
MC202-B15 | MC202-B15/I5 | On-Off selector |  |  | 0 = Off, 1 = On |  | Energy sensor | I5 |  |  |  | MC202 | Charles Carter Building | D38,D41 |  | 0 | 0
MC202-B15 | MC202-B15/I6 | Frost thermostat trip |  |  |  |  | Energy sensor | I6 |  |  |  | MC202 | Charles Carter Building | D38,D41 |  | 0 | 0
MC202-B15 | MC202-B15/K1 | Spare |  |  |  |  | Energy sensor | K1 |  |  |  | MC202 | Charles Carter Building | D38,D41 |  | 0 | 0
MC202-B15 | MC202-B15/K10 | Extract fan min speed |  |  | RPM |  | Energy sensor | K10 |  |  |  | MC202 | Charles Carter Building | D38,D41 |  | 0 | 0
MC202-B15 | MC202-B15/K11 | Extract fan max speed |  |  | RPM |  | Energy sensor | K11 |  |  |  | MC202 | Charles Carter Building | D38,D41 |  | 0 | 0
MC202-B15 | MC202-B15/K12 | Spare |  |  |  |  | Energy sensor | K12 |  |  |  | MC202 | Charles Carter Building | D38,D41 |  | 0 | 0
MC202-B15 | MC202-B15/K14 | Occupancy CO2 level |  |  | Parts per million |  | Energy sensor | K14 |  |  |  | MC202 | Charles Carter Building | D38,D41 |  | 0 | 0
MC202-B15 | MC202-B15/K15 | Outside air night cooling level |  |  | Degrees Celsius |  | Energy sensor | K15 |  |  |  | MC202 | Charles Carter Building | D38,D41 |  | 0 | 0
MC202-B15 | MC202-B15/K16 | Supply air high limit |  |  |  |  | Energy sensor | K16 |  |  |  | MC202 | Charles Carter Building | D38,D41 |  | 0 | 0
MC202-B15 | MC202-B15/K17 | Supply fan minimum speed |  |  | RPM |  | Energy sensor | K17 |  |  |  | MC202 | Charles Carter Building | D38,D41 |  | 0 | 0
MC202-B15 | MC202-B15/K18 | Supply fan max speed |  |  | RPM |  | Energy sensor | K18 |  |  |  | MC202 | Charles Carter Building | D38,D41 |  | 0 | 0
MC202-B15 | MC202-B15/K19 | Supply fan startup speed |  |  | RPM |  | Energy sensor | K19 |  |  |  | MC202 | Charles Carter Building | D38,D41 |  | 0 | 0
MC202-B15 | MC202-B15/K2 | Unit freeze protection |  |  |  |  | Energy sensor | K2 |  |  |  | MC202 | Charles Carter Building | D38,D41 |  | 0 | 0
MC202-B15 | MC202-B15/K20 | Extract fan startup speed |  |  | RPM |  | Energy sensor | K20 |  |  |  | MC202 | Charles Carter Building | D38,D41 |  | 0 | 0
MC202-B15 | MC202-B15/K21 | Night time cooling supply fan speed |  |  | RPM |  | Energy sensor | K21 |  |  |  | MC202 | Charles Carter Building | D38,D41 |  | 0 | 0
MC202-B15 | MC202-B15/K22 | Night time cooling extract fan speed |  |  | RPM |  | Energy sensor | K22 |  |  |  | MC202 | Charles Carter Building | D38,D41 |  | 0 | 0
MC202-B15 | MC202-B15/K23 | Night time cool temperature setpoint |  |  | Degrees Celsius |  | Energy sensor | K23 |  |  |  | MC202 | Charles Carter Building | D38,D41 |  | 0 | 0
MC202-B15 | MC202-B15/K24 | Night cooling supply air low limit |  |  |  |  | Energy sensor | K24 |  |  |  | MC202 | Charles Carter Building | D38,D41 |  | 0 | 0
MC202-B15 | MC202-B15/K3 | Room frost protection |  |  |  |  | Energy sensor | K3 |  |  |  | MC202 | Charles Carter Building | D38,D41 |  | 0 | 0
MC202-B15 | MC202-B15/K4 | Spare |  |  |  |  | Energy sensor | K4 |  |  |  | MC202 | Charles Carter Building | D38,D41 |  | 0 | 0
MC202-B15 | MC202-B15/K5 | Occupancy heating temperature setpoint |  |  | Degrees Celsius |  | Energy sensor | K5 |  |  |  | MC202 | Charles Carter Building | D38,D41 |  | 0 | 0
MC202-B15 | MC202-B15/K6 | OccupancyClgTempSP |  |  | Degrees Celsius |  | Energy sensor | K6 |  |  |  | MC202 | Charles Carter Building | D38,D41 |  | 0 | 0
MC202-B15 | MC202-B15/K7 | Free cooling temperature setpoint |  |  | Degrees Celsius |  | Energy sensor | K7 |  |  |  | MC202 | Charles Carter Building | D38,D41 |  | 0 | 0
MC202-B15 | MC202-B15/K8 | Spare |  |  |  |  | Energy sensor | K8 |  |  |  | MC202 | Charles Carter Building | D38,D41 |  | 0 | 0
MC202-B15 | MC202-B15/K9 | Supply air low limit |  |  |  |  | Energy sensor | K9 |  |  |  | MC202 | Charles Carter Building | D38,D41 |  | 0 | 0
MC202-B15 | MC202-B15/L1 | Loop 1 |  |  |  |  | Energy sensor | L1 |  |  |  | MC202 | Charles Carter Building | D38,D41 |  | 0 | 0
MC202-B15 | MC202-B15/L2 | Supply air low limit |  |  |  |  | Energy sensor | L2 |  |  |  | MC202 | Charles Carter Building | D38,D41 |  | 0 | 0
MC202-B15 | MC202-B15/L3 | Fan Speed [CO2] |  |  |  |  | Energy sensor | L3 |  |  |  | MC202 | Charles Carter Building | D38,D41 |  | 0 | 0
MC202-B15 | MC202-B15/L4 | Fan Speed [Clg] |  |  |  |  | Energy sensor | L4 |  |  |  | MC202 | Charles Carter Building | D38,D41 |  | 0 | 0
MC202-B15 | MC202-B15/L5 | Loop 5 |  |  |  |  | Energy sensor | L5 |  |  |  | MC202 | Charles Carter Building | D38,D41 |  | 0 | 0
MC202-B15 | MC202-B15/L6 | Loop 6 |  |  |  |  | Energy sensor | L6 |  |  |  | MC202 | Charles Carter Building | D38,D41 |  | 0 | 0
MC202-B15 | MC202-B15/n1 | Waterside |  |  |  |  | Energy sensor | n1 |  |  |  | MC202 | Charles Carter Building |  |  | 0 | 0
MC202-B15 | MC202-B15/N1 | IC Comms 1 |  |  |  |  | Energy sensor | N1 |  |  |  | MC202 | Charles Carter Building |  |  | 0 | 0
MC202-B15 | MC202-B15/N2 | IC Comms 2 |  |  |  |  | Energy sensor | N2 |  |  |  | MC202 | Charles Carter Building |  |  | 0 | 0
MC202-B15 | MC202-B15/o1 | Alarm Route 1 |  |  |  |  | Energy sensor | o1 |  |  |  | MC202 | Charles Carter Building |  |  | 0 | 0
MC202-B15 | MC202-B15/P1 | Supply air temperature |  |  | Degrees Celsius |  | Energy sensor | P1 |  |  |  | MC202 | Charles Carter Building |  |  | 0 | 0
MC202-B15 | MC202-B15/P11 | Class vent heating demand |  |  |  |  | Energy sensor | P11 |  |  |  | MC202 | Charles Carter Building |  |  | 0 | 0
MC202-B15 | MC202-B15/P12 | Supply fan speed |  |  | RPM |  | Energy sensor | P12 |  |  |  | MC202 | Charles Carter Building |  |  | 0 | 0
MC202-B15 | MC202-B15/P13 | Extract fan speed |  |  | RPM |  | Energy sensor | P13 |  |  |  | MC202 | Charles Carter Building |  |  | 0 | 0
MC202-B15 | MC202-B15/P14 | Outside air temperature |  |  | Degrees Celsius |  | Energy sensor | P14 |  |  |  | MC202 | Charles Carter Building |  |  | 0 | 0
MC202-B15 | MC202-B15/P15 | Bypass damper |  |  | 0 = Closed , 1 = Open |  | Energy sensor | P15 |  |  |  | MC202 | Charles Carter Building |  |  | 0 | 0
MC202-B15 | MC202-B15/P2 | Return temperature |  |  | Degrees Celsius |  | Energy sensor | P2 |  |  |  | MC202 | Charles Carter Building |  |  | 0 | 0
MC202-B15 | MC202-B15/P3 | Extract CO2 level |  |  | Parts per million |  | Energy sensor | P3 |  |  |  | MC202 | Charles Carter Building |  |  | 0 | 0
MC202-B15 | MC202-B15/P4 | DIM Module |  |  |  |  | Energy sensor | P4 |  |  |  | MC202 | Charles Carter Building |  |  | 0 | 0
MC202-B15 | MC202-B15/P5 | Common fault signal |  |  | 0 = No fault, 1 = Fault |  | Energy sensor | P5 |  |  |  | MC202 | Charles Carter Building |  |  | 0 | 0
MC202-B15 | MC202-B15/P6 | Common fault signal |  |  | 0 = No fault, 1 = Fault |  | Energy sensor | P6 |  |  |  | MC202 | Charles Carter Building |  |  | 0 | 0
MC202-B15 | MC202-B15/Q1 | Sequence Table 1 |  |  |  |  | Energy sensor | Q1 |  |  |  | MC202 | Charles Carter Building |  |  | 0 | 0
MC202-B15 | MC202-B15/S1 | Supply air temperature |  |  | Degrees Celsius |  | Energy sensor | S1 |  |  |  | MC202 | Charles Carter Building | D38,D41 |  | 0 | 0
MC202-B15 | MC202-B15/S11 | Class vent heating demand |  |  |  |  | Energy sensor | S11 |  |  |  | MC202 | Charles Carter Building | D38,D41 |  | 0 | 0
MC202-B15 | MC202-B15/S12 | Supply fan speed |  |  | RPM |  | Energy sensor | S12 |  |  |  | MC202 | Charles Carter Building | D38,D41 |  | 0 | 0
MC202-B15 | MC202-B15/S13 | Extract fan speed |  |  | RPM |  | Energy sensor | S13 |  |  |  | MC202 | Charles Carter Building | D38,D41 |  | 0 | 0
MC202-B15 | MC202-B15/S14 | Outside air temperature |  |  | Degrees Celsius |  | Energy sensor | S14 |  |  |  | MC202 | Charles Carter Building | D38,D41 |  | 0 | 0
MC202-B15 | MC202-B15/S15 | Bypass damper |  |  | 0 = Closed , 1 = Open |  | Energy sensor | S15 |  |  |  | MC202 | Charles Carter Building | D38,D41 |  | 0 | 0
MC202-B15 | MC202-B15/S2 | Return temperature |  |  | Degrees Celsius |  | Energy sensor | S2 |  |  |  | MC202 | Charles Carter Building | D38,D41 |  | 0 | 0
MC202-B15 | MC202-B15/S3 | Extract CO2 level |  |  | Parts per million |  | Energy sensor | S3 |  |  |  | MC202 | Charles Carter Building | D38,D41 |  | 0 | 0
MC202-B15 | MC202-B15/S4 | DIM Module |  |  |  |  | Energy sensor | S4 |  |  |  | MC202 | Charles Carter Building | D38,D41 |  | 0 | 0
MC202-B15 | MC202-B15/V1 | [5 empty] | Energy sensor | V1 |  |  |  | MC202 | Charles Carter Building |  |  | 0 | 0
MC202-B15 | MC202-B15/W2 | Commissioning mode |  |  | 0 = Off, 1 = On |  | Energy sensor | W2 |  |  |  | MC202 | Charles Carter Building | D38,D41 |  | 0 | 0
MC202-B15 | MC202-B15/W3 | Enable boost mode |  |  | 0 = Off, 1 = On |  | Energy sensor | W3 |  |  |  | MC202 | Charles Carter Building | D38,D41 |  | 0 | 0
MC202-B15 | MC202-B15/W4 | Freeze protection reset |  |  | 0 = Off, 1 = On |  | Energy sensor | W4 |  |  |  | MC202 | Charles Carter Building | D38,D41 |  | 0 | 0
MC202-B15 | MC202-B15/W5 | Enable alarms |  |  | 0 = Off, 1 = On |  | Energy sensor | W5 |  |  |  | MC202 | Charles Carter Building | D38,D41 |  | 0 | 0
MC202-B15 | MC202-B15/W6 | Manual off |  |  |  |  | Energy sensor | W6 |  |  |  | MC202 | Charles Carter Building | D38,D41 |  | 0 | 0
MC202-B15 | MC202-B15/Y1 | Trend Thermistor |  |  |  |  | Energy sensor | Y1 |  |  |  | MC202 | Charles Carter Building |  |  | 0 | 0
MC202-B15 | MC202-B15/Y2 | CO2 V |  |  |  |  | Energy sensor | Y2 |  |  |  | MC202 | Charles Carter Building |  |  | 0 | 0
MC202-B15 | MC202-B15/Y3 | 4DIX V |  |  |  |  | Energy sensor | Y3 |  |  |  | MC202 | Charles Carter Building |  |  | 0 | 0
MC202-B15 | MC202-B15/Z1 | Local time clock |  |  |  |  | Energy sensor | Z1 |  |  |  | MC202 | Charles Carter Building | D38,D41 |  | 0 | 0
MC045-B01 | MC045-B01/C1 | Virtual CNC 1 |  |  |  |  | Energy sensor | C1 |  |  |  | MC045 | Physics Building |  |  | 0 | 0
MC045-B01 | MC045-B01/D1 | AHU Heating Valve |  |  |  |  | Energy sensor | D1 |  |  |  | MC045 | Physics Building |  |  | 0 | 0
MC045-B01 | MC045-B01/D10 | FFU Class1000 enabled |  |  |  |  | Energy sensor | D10 |  |  |  | MC045 | Physics Building |  |  | 0 | 0
MC045-B01 | MC045-B01/D11 | SCC VT |  |  |  |  | Energy sensor | D11 |  |  |  | MC045 | Physics Building |  |  | 0 | 0
MC045-B01 | MC045-B01/D12 | Class1000 SCC valve |  |  |  |  | Energy sensor | D12 |  |  |  | MC045 | Physics Building |  |  | 0 | 0
MC045-B01 | MC045-B01/D13 | Class1000 SCC valve2 |  |  |  |  | Energy sensor | D13 |  |  |  | MC045 | Physics Building |  |  | 0 | 0
MC045-B01 | MC045-B01/D14 | SCC class 100 valve |  |  |  |  | Energy sensor | D14 |  |  |  | MC045 | Physics Building |  |  | 0 | 0
MC045-B01 | MC045-B01/D15 | EF01 solvent extract |  |  |  |  | Energy sensor | D15 |  |  |  | MC045 | Physics Building |  |  | 0 | 0
MC045-B01 | MC045-B01/D16 | EF03 Acid extract |  |  |  |  | Energy sensor | D16 |  |  |  | MC045 | Physics Building |  |  | 0 | 0
MC045-B01 | MC045-B01/D17 | EF04 BCI3-CI2 extract |  |  |  |  | Energy sensor | D17 |  |  |  | MC045 | Physics Building |  |  | 0 | 0
MC045-B01 | MC045-B01/D18 | EF05 Acid extract |  |  |  |  | Energy sensor | D18 |  |  |  | MC045 | Physics Building |  |  | 0 | 0
MC045-B01 | MC045-B01/D19 | EF06 CleanHeat extract |  |  |  |  | Energy sensor | D19 |  |  |  | MC045 | Physics Building |  |  | 0 | 0
MC045-B01 | MC045-B01/D2 | AHU Cooling Valve |  |  |  |  | Energy sensor | D2 |  |  |  | MC045 | Physics Building |  |  | 0 | 0
MC045-B01 | MC045-B01/D20 | EF07 Ammonia extract |  |  |  |  | Energy sensor | D20 |  |  |  | MC045 | Physics Building |  |  | 0 | 0
MC045-B01 | MC045-B01/D21 | AHU Supply Speed |  |  |  |  | Energy sensor | D21 |  |  |  | MC045 | Physics Building |  |  | 0 | 0
MC045-B01 | MC045-B01/D22 | DOM4 No.1 |  |  |  |  | Energy sensor | D22 |  |  |  | MC045 | Physics Building |  |  | 0 | 0
MC045-B01 | MC045-B01/D23 | DOM4 No.1 |  |  |  |  | Energy sensor | D23 |  |  |  | MC045 | Physics Building |  |  | 0 | 0
MC045-B01 | MC045-B01/D24 | DOM4 No.1 |  |  |  |  | Energy sensor | D24 |  |  |  | MC045 | Physics Building |  |  | 0 | 0
MC045-B01 | MC045-B01/D25 | DOM4 No.1 |  |  |  |  | Energy sensor | D25 |  |  |  | MC045 | Physics Building |  |  | 0 | 0
MC045-B01 | MC045-B01/D26 | Process CHW Pump |  |  |  |  | Energy sensor | D26 |  |  |  | MC045 | Physics Building |  |  | 0 | 0
MC045-B01 | MC045-B01/D27 | SCC Pump |  |  |  |  | Energy sensor | D27 |  |  |  | MC045 | Physics Building |  |  | 0 | 0
MC045-B01 | MC045-B01/D28 | LTHW valve |  |  |  |  | Energy sensor | D28 |  |  |  | MC045 | Physics Building |  |  | 0 | 0
MC045-B01 | MC045-B01/D29 | Service Zone Damper |  |  |  |  | Energy sensor | D29 |  |  |  | MC045 | Physics Building |  |  | 0 | 0
MC045-B01 | MC045-B01/D3 | AHU Supply Dmpr &amp; Fan |  |  |  |  | Energy sensor | D3 |  |  |  | MC045 | Physics Building |  |  | 0 | 0
MC045-B01 | MC045-B01/D30 | CHW Pumps Change-Ovr 0=1 |  |  |  |  | Energy sensor | D30 |  |  |  | MC045 | Physics Building |  |  | 0 | 0
MC045-B01 | MC045-B01/D4 | AHU Frost Coil Valve |  |  |  |  | Energy sensor | D4 |  |  |  | MC045 | Physics Building |  |  | 0 | 0
MC045-B01 | MC045-B01/D5 | Humidifier enable |  |  |  |  | Energy sensor | D5 |  |  |  | MC045 | Physics Building |  |  | 0 | 0
MC045-B01 | MC045-B01/D6 | Humidifier demand |  |  |  |  | Energy sensor | D6 |  |  |  | MC045 | Physics Building |  |  | 0 | 0
MC045-B01 | MC045-B01/D7 | Process VT |  |  |  |  | Energy sensor | D7 |  |  |  | MC045 | Physics Building |  |  | 0 | 0
MC045-B01 | MC045-B01/D8 | Chiller enabled |  |  |  |  | Energy sensor | D8 |  |  |  | MC045 | Physics Building |  |  | 0 | 0
MC045-B01 | MC045-B01/D9 | FFU Class100 enabled |  |  |  |  | Energy sensor | D9 |  |  |  | MC045 | Physics Building |  |  | 0 | 0
MC045-B01 | MC045-B01/e1 | Supervisor |  |  |  |  | Energy sensor | e1 |  |  |  | MC045 | Physics Building |  |  | 0 | 0
MC045-B01 | MC045-B01/F1 | Htg Valve |  |  |  |  | Energy sensor | F1 |  |  |  | MC045 | Physics Building |  |  | 0 | 0
MC045-B01 | MC045-B01/F10 | Function 10 |  |  |  |  | Energy sensor | F10 |  |  |  | MC045 | Physics Building |  |  | 0 | 0
MC045-B01 | MC045-B01/F11 | Htg Clg Dmd |  |  |  |  | Energy sensor | F11 |  |  |  | MC045 | Physics Building |  |  | 0 | 0
MC045-B01 | MC045-B01/F12 | Function 12 |  |  |  |  | Energy sensor | F12 |  |  |  | MC045 | Physics Building |  |  | 0 | 0
MC045-B01 | MC045-B01/F13 | Function 13 |  |  |  |  | Energy sensor | F13 |  |  |  | MC045 | Physics Building |  |  | 0 | 0
MC045-B01 | MC045-B01/F14 | OS Frost |  |  |  |  | Energy sensor | F14 |  |  |  | MC045 | Physics Building |  |  | 0 | 0
MC045-B01 | MC045-B01/F15 | Function 15 |  |  |  |  | Energy sensor | F15 |  |  |  | MC045 | Physics Building |  |  | 0 | 0
MC045-B01 | MC045-B01/F16 | Function 16 |  |  |  |  | Energy sensor | F16 |  |  |  | MC045 | Physics Building |  |  | 0 | 0
MC045-B01 | MC045-B01/F17 | Function 17 |  |  |  |  | Energy sensor | F17 |  |  |  | MC045 | Physics Building |  |  | 0 | 0
MC045-B01 | MC045-B01/F18 | Function 18 |  |  |  |  | Energy sensor | F18 |  |  |  | MC045 | Physics Building |  |  | 0 | 0
MC045-B01 | MC045-B01/F19 | Function 19 |  |  |  |  | Energy sensor | F19 |  |  |  | MC045 | Physics Building |  |  | 0 | 0
MC045-B01 | MC045-B01/F2 | Function 2 |  |  |  |  | Energy sensor | F2 |  |  |  | MC045 | Physics Building |  |  | 0 | 0
MC045-B01 | MC045-B01/F20 | HumDehum Dmd |  |  |  |  | Energy sensor | F20 |  |  |  | MC045 | Physics Building |  |  | 0 | 0
MC045-B01 | MC045-B01/F21 | Function 21 |  |  |  |  | Energy sensor | F21 |  |  |  | MC045 | Physics Building |  |  | 0 | 0
MC045-B01 | MC045-B01/F22 | frost coil heat demand |  |  |  |  | Energy sensor | F22 |  |  |  | MC045 | Physics Building |  |  | 0 | 0
MC045-B01 | MC045-B01/F23 | Function 23 |  |  |  |  | Energy sensor | F23 |  |  |  | MC045 | Physics Building |  |  | 0 | 0
MC045-B01 | MC045-B01/F24 | Function 24 |  |  |  |  | Energy sensor | F24 |  |  |  | MC045 | Physics Building |  |  | 0 | 0
MC045-B01 | MC045-B01/F25 | Function 25 |  |  |  |  | Energy sensor | F25 |  |  |  | MC045 | Physics Building |  |  | 0 | 0
MC045-B01 | MC045-B01/F3 | Function 3 |  |  |  |  | Energy sensor | F3 |  |  |  | MC045 | Physics Building |  |  | 0 | 0
MC045-B01 | MC045-B01/F4 | Function 4 |  |  |  |  | Energy sensor | F4 |  |  |  | MC045 | Physics Building |  |  | 0 | 0
MC045-B01 | MC045-B01/F5 | Function 5 |  |  |  |  | Energy sensor | F5 |  |  |  | MC045 | Physics Building |  |  | 0 | 0
MC045-B01 | MC045-B01/F6 | Function 6 |  |  |  |  | Energy sensor | F6 |  |  |  | MC045 | Physics Building |  |  | 0 | 0
MC045-B01 | MC045-B01/F7 | Function 7 |  |  |  |  | Energy sensor | F7 |  |  |  | MC045 | Physics Building |  |  | 0 | 0
MC045-B01 | MC045-B01/F72 | Function 72 |  |  |  |  | Energy sensor | F72 |  |  |  | MC045 | Physics Building |  |  | 0 | 0
MC045-B01 | MC045-B01/F73 | Function 73 |  |  |  |  | Energy sensor | F73 |  |  |  | MC045 | Physics Building |  |  | 0 | 0
MC045-B01 | MC045-B01/F74 | Function 74 |  |  |  |  | Energy sensor | F74 |  |  |  | MC045 | Physics Building |  |  | 0 | 0
MC045-B01 | MC045-B01/F75 | Function 75 |  |  |  |  | Energy sensor | F75 |  |  |  | MC045 | Physics Building |  |  | 0 | 0
MC045-B01 | MC045-B01/F8 | Function 8 |  |  |  |  | Energy sensor | F8 |  |  |  | MC045 | Physics Building |  |  | 0 | 0
MC045-B01 | MC045-B01/F9 | Function 9 |  |  |  |  | Energy sensor | F9 |  |  |  | MC045 | Physics Building |  |  | 0 | 0
MC045-B01 | MC045-B01/G1 | Logic 1 |  |  |  |  | Energy sensor | G1 |  |  |  | MC045 | Physics Building |  |  | 0 | 0
MC045-B01 | MC045-B01/G10 | Logic 10 |  |  |  |  | Energy sensor | G10 |  |  |  | MC045 | Physics Building |  |  | 0 | 0
MC045-B01 | MC045-B01/G11 | Logic 11 |  |  |  |  | Energy sensor | G11 |  |  |  | MC045 | Physics Building |  |  | 0 | 0
MC045-B01 | MC045-B01/G12 | Logic 12 |  |  |  |  | Energy sensor | G12 |  |  |  | MC045 | Physics Building |  |  | 0 | 0
MC045-B01 | MC045-B01/G13 | Logic 13 |  |  |  |  | Energy sensor | G13 |  |  |  | MC045 | Physics Building |  |  | 0 | 0
MC045-B01 | MC045-B01/G14 | Logic 14 |  |  |  |  | Energy sensor | G14 |  |  |  | MC045 | Physics Building |  |  | 0 | 0
MC045-B01 | MC045-B01/G15 | Logic 15 |  |  |  |  | Energy sensor | G15 |  |  |  | MC045 | Physics Building |  |  | 0 | 0
MC045-B01 | MC045-B01/G16 | Logic 16 |  |  |  |  | Energy sensor | G16 |  |  |  | MC045 | Physics Building |  |  | 0 | 0
MC045-B01 | MC045-B01/G17 | Logic 17 |  |  |  |  | Energy sensor | G17 |  |  |  | MC045 | Physics Building |  |  | 0 | 0
MC045-B01 | MC045-B01/G18 | Logic 18 |  |  |  |  | Energy sensor | G18 |  |  |  | MC045 | Physics Building |  |  | 0 | 0
MC045-B01 | MC045-B01/G19 | Logic 19 |  |  |  |  | Energy sensor | G19 |  |  |  | MC045 | Physics Building |  |  | 0 | 0
MC045-B01 | MC045-B01/G2 | CT Reqd AHU |  |  |  |  | Energy sensor | G2 |  |  |  | MC045 | Physics Building |  |  | 0 | 0
MC045-B01 | MC045-B01/G20 | Logic 20 |  |  |  |  | Energy sensor | G20 |  |  |  | MC045 | Physics Building |  |  | 0 | 0
MC045-B01 | MC045-B01/G21 | Logic 21 |  |  |  |  | Energy sensor | G21 |  |  |  | MC045 | Physics Building |  |  | 0 | 0
MC045-B01 | MC045-B01/G22 | Logic 22 |  |  |  |  | Energy sensor | G22 |  |  |  | MC045 | Physics Building |  |  | 0 | 0
MC045-B01 | MC045-B01/G23 | Logic 23 |  |  |  |  | Energy sensor | G23 |  |  |  | MC045 | Physics Building |  |  | 0 | 0
MC045-B01 | MC045-B01/G24 | Logic 24 |  |  |  |  | Energy sensor | G24 |  |  |  | MC045 | Physics Building |  |  | 0 | 0
MC045-B01 | MC045-B01/G25 | ahu control on |  |  |  |  | Energy sensor | G25 |  |  |  | MC045 | Physics Building |  |  | 0 | 0
MC045-B01 | MC045-B01/G26 | Logic 26 |  |  |  |  | Energy sensor | G26 |  |  |  | MC045 | Physics Building |  |  | 0 | 0
MC045-B01 | MC045-B01/G27 | Logic 27 |  |  |  |  | Energy sensor | G27 |  |  |  | MC045 | Physics Building |  |  | 0 | 0
MC045-B01 | MC045-B01/G28 | 1st stage frost active |  |  | 0 = Off, 1 = On |  | Energy sensor | G28 |  |  |  | MC045 | Physics Building |  |  | 0 | 0
MC045-B01 | MC045-B01/G29 | Logic 29 |  |  |  |  | Energy sensor | G29 |  |  |  | MC045 | Physics Building |  |  | 0 | 0
MC045-B01 | MC045-B01/G3 | CHW Reqd AHU |  |  |  |  | Energy sensor | G3 |  |  |  | MC045 | Physics Building |  |  | 0 | 0
MC045-B01 | MC045-B01/G30 | Logic 30 |  |  |  |  | Energy sensor | G30 |  |  |  | MC045 | Physics Building |  |  | 0 | 0
MC045-B01 | MC045-B01/G31 | Logic 31 |  |  |  |  | Energy sensor | G31 |  |  |  | MC045 | Physics Building |  |  | 0 | 0
MC045-B01 | MC045-B01/G32 | Logic 32 |  |  |  |  | Energy sensor | G32 |  |  |  | MC045 | Physics Building |  |  | 0 | 0
MC045-B01 | MC045-B01/G33 | Logic 33 |  |  |  |  | Energy sensor | G33 |  |  |  | MC045 | Physics Building |  |  | 0 | 0
MC045-B01 | MC045-B01/G34 | Logic 34 |  |  |  |  | Energy sensor | G34 |  |  |  | MC045 | Physics Building |  |  | 0 | 0
MC045-B01 | MC045-B01/G35 | Logic 35 |  |  |  |  | Energy sensor | G35 |  |  |  | MC045 | Physics Building |  |  | 0 | 0
MC045-B01 | MC045-B01/G36 | Logic 36 |  |  |  |  | Energy sensor | G36 |  |  |  | MC045 | Physics Building |  |  | 0 | 0
MC045-B01 | MC045-B01/G37 | Logic 37 |  |  |  |  | Energy sensor | G37 |  |  |  | MC045 | Physics Building |  |  | 0 | 0
MC045-B01 | MC045-B01/G38 | Logic 38 |  |  |  |  | Energy sensor | G38 |  |  |  | MC045 | Physics Building |  |  | 0 | 0
MC045-B01 | MC045-B01/G39 | Logic 39 |  |  |  |  | Energy sensor | G39 |  |  |  | MC045 | Physics Building |  |  | 0 | 0
MC045-B01 | MC045-B01/G4 | Logic 4 |  |  |  |  | Energy sensor | G4 |  |  |  | MC045 | Physics Building |  |  | 0 | 0
MC045-B01 | MC045-B01/G40 | Logic 40 |  |  |  |  | Energy sensor | G40 |  |  |  | MC045 | Physics Building |  |  | 0 | 0
MC045-B01 | MC045-B01/G41 | Logic 41 |  |  |  |  | Energy sensor | G41 |  |  |  | MC045 | Physics Building |  |  | 0 | 0
MC045-B01 | MC045-B01/G42 | Logic 42 |  |  |  |  | Energy sensor | G42 |  |  |  | MC045 | Physics Building |  |  | 0 | 0
MC045-B01 | MC045-B01/G43 | Logic 43 |  |  |  |  | Energy sensor | G43 |  |  |  | MC045 | Physics Building |  |  | 0 | 0
MC045-B01 | MC045-B01/G44 | Logic 44 |  |  |  |  | Energy sensor | G44 |  |  |  | MC045 | Physics Building |  |  | 0 | 0
MC045-B01 | MC045-B01/G45 | Logic 45 |  |  |  |  | Energy sensor | G45 |  |  |  | MC045 | Physics Building |  |  | 0 | 0
MC045-B01 | MC045-B01/G46 | Logic 46 |  |  |  |  | Energy sensor | G46 |  |  |  | MC045 | Physics Building |  |  | 0 | 0
MC045-B01 | MC045-B01/G47 | Logic 47 |  |  |  |  | Energy sensor | G47 |  |  |  | MC045 | Physics Building |  |  | 0 | 0
MC045-B01 | MC045-B01/G48 | Logic 48 |  |  |  |  | Energy sensor | G48 |  |  |  | MC045 | Physics Building |  |  | 0 | 0
MC045-B01 | MC045-B01/G49 | Logic 49 |  |  |  |  | Energy sensor | G49 |  |  |  | MC045 | Physics Building |  |  | 0 | 0
MC045-B01 | MC045-B01/G5 | Ventilation Required |  |  |  |  | Energy sensor | G5 |  |  |  | MC045 | Physics Building |  |  | 0 | 0
MC045-B01 | MC045-B01/G50 | Logic 50 |  |  |  |  | Energy sensor | G50 |  |  |  | MC045 | Physics Building |  |  | 0 | 0
MC045-B01 | MC045-B01/G51 | Logic 51 |  |  |  |  | Energy sensor | G51 |  |  |  | MC045 | Physics Building |  |  | 0 | 0
MC045-B01 | MC045-B01/G52 | Logic 52 |  |  |  |  | Energy sensor | G52 |  |  |  | MC045 | Physics Building |  |  | 0 | 0
MC045-B01 | MC045-B01/G53 | Logic 53 |  |  |  |  | Energy sensor | G53 |  |  |  | MC045 | Physics Building |  |  | 0 | 0
MC045-B01 | MC045-B01/G54 | Logic 54 |  |  |  |  | Energy sensor | G54 |  |  |  | MC045 | Physics Building |  |  | 0 | 0
MC045-B01 | MC045-B01/G55 | Logic 55 |  |  |  |  | Energy sensor | G55 |  |  |  | MC045 | Physics Building |  |  | 0 | 0
MC045-B01 | MC045-B01/G56 | Logic 56 |  |  |  |  | Energy sensor | G56 |  |  |  | MC045 | Physics Building |  |  | 0 | 0
MC045-B01 | MC045-B01/G57 | Logic 57 |  |  |  |  | Energy sensor | G57 |  |  |  | MC045 | Physics Building |  |  | 0 | 0
MC045-B01 | MC045-B01/G58 | Logic 58 |  |  |  |  | Energy sensor | G58 |  |  |  | MC045 | Physics Building |  |  | 0 | 0
MC045-B01 | MC045-B01/G6 | AHU Fans Run |  |  |  |  | Energy sensor | G6 |  |  |  | MC045 | Physics Building |  |  | 0 | 0
MC045-B01 | MC045-B01/G7 | AHU Fans Reqd |  |  |  |  | Energy sensor | G7 |  |  |  | MC045 | Physics Building |  |  | 0 | 0
MC045-B01 | MC045-B01/G71 | Logic 71 |  |  |  |  | Energy sensor | G71 |  |  |  | MC045 | Physics Building |  |  | 0 | 0
MC045-B01 | MC045-B01/G72 | Logic 72 |  |  |  |  | Energy sensor | G72 |  |  |  | MC045 | Physics Building |  |  | 0 | 0
MC045-B01 | MC045-B01/G73 | CHWPumpP2Reqd |  |  |  |  | Energy sensor | G73 |  |  |  | MC045 | Physics Building |  |  | 0 | 0
MC045-B01 | MC045-B01/G74 | Logic 74 |  |  |  |  | Energy sensor | G74 |  |  |  | MC045 | Physics Building |  |  | 0 | 0
MC045-B01 | MC045-B01/G75 | Logic 75 |  |  |  |  | Energy sensor | G75 |  |  |  | MC045 | Physics Building |  |  | 0 | 0
MC045-B01 | MC045-B01/G76 | Logic 76 |  |  |  |  | Energy sensor | G76 |  |  |  | MC045 | Physics Building |  |  | 0 | 0
MC045-B01 | MC045-B01/G77 | CHW PumpP1Reqd |  |  |  |  | Energy sensor | G77 |  |  |  | MC045 | Physics Building |  |  | 0 | 0
MC045-B01 | MC045-B01/G78 | Logic 78 |  |  |  |  | Energy sensor | G78 |  |  |  | MC045 | Physics Building |  |  | 0 | 0
MC045-B01 | MC045-B01/G79 | Change duty |  |  |  |  | Energy sensor | G79 |  |  |  | MC045 | Physics Building |  |  | 0 | 0
MC045-B01 | MC045-B01/G8 | Logic 8 |  |  |  |  | Energy sensor | G8 |  |  |  | MC045 | Physics Building |  |  | 0 | 0
MC045-B01 | MC045-B01/G80 | Logic 80 |  |  |  |  | Energy sensor | G80 |  |  |  | MC045 | Physics Building |  |  | 0 | 0
MC045-B01 | MC045-B01/G81 | Fail Reset |  |  |  |  | Energy sensor | G81 |  |  |  | MC045 | Physics Building |  |  | 0 | 0
MC045-B01 | MC045-B01/G82 | Logic 82 |  |  |  |  | Energy sensor | G82 |  |  |  | MC045 | Physics Building |  |  | 0 | 0
MC045-B01 | MC045-B01/G83 | Logic 83 |  |  |  |  | Energy sensor | G83 |  |  |  | MC045 | Physics Building |  |  | 0 | 0
MC045-B01 | MC045-B01/G84 | Logic 84 |  |  |  |  | Energy sensor | G84 |  |  |  | MC045 | Physics Building |  |  | 0 | 0
MC045-B01 | MC045-B01/G85 | Logic 85 |  |  |  |  | Energy sensor | G85 |  |  |  | MC045 | Physics Building |  |  | 0 | 0
MC045-B01 | MC045-B01/G86 | Logic 86 |  |  |  |  | Energy sensor | G86 |  |  |  | MC045 | Physics Building |  |  | 0 | 0
MC045-B01 | MC045-B01/G87 | Logic 87 |  |  |  |  | Energy sensor | G87 |  |  |  | MC045 | Physics Building |  |  | 0 | 0
MC045-B01 | MC045-B01/G88 | Logic 88 |  |  |  |  | Energy sensor | G88 |  |  |  | MC045 | Physics Building |  |  | 0 | 0
MC045-B01 | MC045-B01/G9 | Logic 9 |  |  |  |  | Energy sensor | G9 |  |  |  | MC045 | Physics Building |  |  | 0 | 0
MC045-B01 | MC045-B01/I1 | Process pump fail |  |  |  |  | Energy sensor | I1 |  |  |  | MC045 | Physics Building |  |  | 0 | 0
MC045-B01 | MC045-B01/i1 | xcite/IO/8UI |  |  |  |  | Energy sensor | i1 |  |  |  | MC045 | Physics Building |  |  | 0 | 0
MC045-B01 | MC045-B01/I100 | EF03 Acid extract flow fail |  |  |  |  | Energy sensor | I100 |  |  |  | MC045 | Physics Building |  |  | 0 | 0
MC045-B01 | MC045-B01/I101 | EF04 BCI3-CI2 extract fail |  |  |  |  | Energy sensor | I101 |  |  |  | MC045 | Physics Building |  |  | 0 | 0
MC045-B01 | MC045-B01/I102 | EF06 CleanHeat extract fail |  |  |  |  | Energy sensor | I102 |  |  |  | MC045 | Physics Building |  |  | 0 | 0
MC045-B01 | MC045-B01/I103 | EF05 Acid extract fail |  |  |  |  | Energy sensor | I103 |  |  |  | MC045 | Physics Building |  |  | 0 | 0
MC045-B01 | MC045-B01/I104 | EF07 Ammonia extract fail |  |  |  |  | Energy sensor | I104 |  |  |  | MC045 | Physics Building |  |  | 0 | 0
MC045-B01 | MC045-B01/I110 | Primary CHW Press Out of Limit |  |  |  |  | Energy sensor | I110 |  |  |  | MC045 | Physics Building |  |  | 0 | 0
MC045-B01 | MC045-B01/I111 | ServiceZone Press Out of Limit |  |  |  |  | Energy sensor | I111 |  |  |  | MC045 | Physics Building |  |  | 0 | 0
MC045-B01 | MC045-B01/I112 | Class100 Rm Press Out of Limit |  |  |  |  | Energy sensor | I112 |  |  |  | MC045 | Physics Building |  |  | 0 | 0
MC045-B01 | MC045-B01/I113 | Class1000Rm Press Out of Limit |  |  |  |  | Energy sensor | I113 |  |  |  | MC045 | Physics Building |  |  | 0 | 0
MC045-B01 | MC045-B01/I114 | Class100Chg Press Out of Limit |  |  |  |  | Energy sensor | I114 |  |  |  | MC045 | Physics Building |  |  | 0 | 0
MC045-B01 | MC045-B01/I115 | Class100HepaPress Out of Limit |  |  |  |  | Energy sensor | I115 |  |  |  | MC045 | Physics Building |  |  | 0 | 0
MC045-B01 | MC045-B01/I116 | Class1000HepaPress OutofLimit |  |  |  |  | Energy sensor | I116 |  |  |  | MC045 | Physics Building |  |  | 0 | 0
MC045-B01 | MC045-B01/I117 | Class1000HepaPress OutofLimit |  |  |  |  | Energy sensor | I117 |  |  |  | MC045 | Physics Building |  |  | 0 | 0
MC045-B01 | MC045-B01/I2 | SCC pump fail |  |  |  |  | Energy sensor | I2 |  |  |  | MC045 | Physics Building |  |  | 0 | 0
MC045-B01 | MC045-B01/i2 | xcite/IO/8UI |  |  |  |  | Energy sensor | i2 |  |  |  | MC045 | Physics Building |  |  | 0 | 0
MC045-B01 | MC045-B01/I23 | AHU Inlet Damper Fail |  |  |  |  | Energy sensor | I23 |  |  |  | MC045 | Physics Building |  |  | 0 | 0
MC045-B01 | MC045-B01/I24 | AHU Supply Flow Fail |  |  |  |  | Energy sensor | I24 |  |  |  | MC045 | Physics Building |  |  | 0 | 0
MC045-B01 | MC045-B01/I3 | Chiller Fault |  |  |  |  | Energy sensor | I3 |  |  |  | MC045 | Physics Building |  |  | 0 | 0
MC045-B01 | MC045-B01/i3 | module3 16DI |  |  |  |  | Energy sensor | i3 |  |  |  | MC045 | Physics Building |  |  | 0 | 0
MC045-B01 | MC045-B01/i4 | module4 16DI |  |  |  |  | Energy sensor | i4 |  |  |  | MC045 | Physics Building |  |  | 0 | 0
MC045-B01 | MC045-B01/I4 | Chiller Failed |  |  |  |  | Energy sensor | I4 |  |  |  | MC045 | Physics Building |  |  | 0 | 0
MC045-B01 | MC045-B01/i5 | xcite/IO/16DI |  |  |  |  | Energy sensor | i5 |  |  |  | MC045 | Physics Building |  |  | 0 | 0
MC045-B01 | MC045-B01/I50 | Fire Alarm Activated |  |  |  |  | Energy sensor | I50 |  |  |  | MC045 | Physics Building |  |  | 0 | 0
MC045-B01 | MC045-B01/I51 | Low Pressure SCC |  |  |  |  | Energy sensor | I51 |  |  |  | MC045 | Physics Building |  |  | 0 | 0
MC045-B01 | MC045-B01/I52 | Emergency Push Button |  |  |  |  | Energy sensor | I52 |  |  |  | MC045 | Physics Building |  |  | 0 | 0
MC045-B01 | MC045-B01/I53 | Fault PU SCC |  |  |  |  | Energy sensor | I53 |  |  |  | MC045 | Physics Building |  |  | 0 | 0
MC045-B01 | MC045-B01/I54 | Extract Only Command |  |  |  |  | Energy sensor | I54 |  |  |  | MC045 | Physics Building |  |  | 0 | 0
MC045-B01 | MC045-B01/I55 | Processed CHW Pump Flow Prove |  |  |  |  | Energy sensor | I55 |  |  |  | MC045 | Physics Building |  |  | 0 | 0
MC045-B01 | MC045-B01/I56 | HVAC Auto Command |  |  |  |  | Energy sensor | I56 |  |  |  | MC045 | Physics Building |  |  | 0 | 0
MC045-B01 | MC045-B01/I57 | EF01 Solvent Extract Fault |  |  |  |  | Energy sensor | I57 |  |  |  | MC045 | Physics Building |  |  | 0 | 0
MC045-B01 | MC045-B01/I58 | SCC Pump Flow Prove |  |  |  |  | Energy sensor | I58 |  |  |  | MC045 | Physics Building |  |  | 0 | 0
MC045-B01 | MC045-B01/I59 | AHU Flow Prove |  |  |  |  | Energy sensor | I59 |  |  |  | MC045 | Physics Building |  |  | 0 | 0
MC045-B01 | MC045-B01/I6 | CHW Pump1Fail |  |  |  |  | Energy sensor | I6 |  |  |  | MC045 | Physics Building |  |  | 0 | 0
MC045-B01 | MC045-B01/i6 | xcite/IO/8AO |  |  |  |  | Energy sensor | i6 |  |  |  | MC045 | Physics Building |  |  | 0 | 0
MC045-B01 | MC045-B01/I61 | Low Pressure Process |  |  |  |  | Energy sensor | I61 |  |  |  | MC045 | Physics Building |  |  | 0 | 0
MC045-B01 | MC045-B01/I62 | Damper Open |  |  |  |  | Energy sensor | I62 |  |  |  | MC045 | Physics Building |  |  | 0 | 0
MC045-B01 | MC045-B01/I63 | AHU Inverter Fault |  |  |  |  | Energy sensor | I63 |  |  |  | MC045 | Physics Building |  |  | 0 | 0
MC045-B01 | MC045-B01/I64 | EF01 Solvent Extract FlowProve |  |  |  |  | Energy sensor | I64 |  |  |  | MC045 | Physics Building |  |  | 0 | 0
MC045-B01 | MC045-B01/I65 | EF03 Acid Extract Fault |  |  |  |  | Energy sensor | I65 |  |  |  | MC045 | Physics Building |  |  | 0 | 0
MC045-B01 | MC045-B01/I66 | EF03 Acid Extract Flow Prove |  |  |  |  | Energy sensor | I66 |  |  |  | MC045 | Physics Building |  |  | 0 | 0
MC045-B01 | MC045-B01/I67 | EF04 BCi3Ci2 Extract Fault |  |  |  |  | Energy sensor | I67 |  |  |  | MC045 | Physics Building |  |  | 0 | 0
MC045-B01 | MC045-B01/I68 | EF05 Acid Extract Flow Prove |  |  |  |  | Energy sensor | I68 |  |  |  | MC045 | Physics Building |  |  | 0 | 0
MC045-B01 | MC045-B01/I69 | EF06 Clean Heat Extract Fault |  |  |  |  | Energy sensor | I69 |  |  |  | MC045 | Physics Building |  |  | 0 | 0
MC045-B01 | MC045-B01/I7 | CHW Pump2Fail |  |  |  |  | Energy sensor | I7 |  |  |  | MC045 | Physics Building |  |  | 0 | 0
MC045-B01 | MC045-B01/i7 | xcite/IO/8AO |  |  |  |  | Energy sensor | i7 |  |  |  | MC045 | Physics Building |  |  | 0 | 0
MC045-B01 | MC045-B01/I70 | EF07 Ammonia Extract FlowProve |  |  |  |  | Energy sensor | I70 |  |  |  | MC045 | Physics Building |  |  | 0 | 0
MC045-B01 | MC045-B01/I71 | Humidifier Fault |  |  |  |  | Energy sensor | I71 |  |  |  | MC045 | Physics Building |  |  | 0 | 0
MC045-B01 | MC045-B01/I72 | FFU Class100 Fault |  |  |  |  | Energy sensor | I72 |  |  |  | MC045 | Physics Building |  |  | 0 | 0
MC045-B01 | MC045-B01/I73 | FFU Class1000 fault |  |  |  |  | Energy sensor | I73 |  |  |  | MC045 | Physics Building |  |  | 0 | 0
MC045-B01 | MC045-B01/I74 | EF04 BCi3Ci2 Extract FlowProve |  |  |  |  | Energy sensor | I74 |  |  |  | MC045 | Physics Building |  |  | 0 | 0
MC045-B01 | MC045-B01/I75 | EF05 Acid Extract Fault |  |  |  |  | Energy sensor | I75 |  |  |  | MC045 | Physics Building |  |  | 0 | 0
MC045-B01 | MC045-B01/I76 | EF06 Clean Heat Ext Flow Prove |  |  |  |  | Energy sensor | I76 |  |  |  | MC045 | Physics Building |  |  | 0 | 0
MC045-B01 | MC045-B01/I77 | EF07 Ammonia Extract Fault |  |  |  |  | Energy sensor | I77 |  |  |  | MC045 | Physics Building |  |  | 0 | 0
MC045-B01 | MC045-B01/i8 | xcite/IO/8DO |  |  |  |  | Energy sensor | i8 |  |  |  | MC045 | Physics Building |  |  | 0 | 0
MC045-B01 | MC045-B01/I80 | Gas Sensor4 Fault |  |  |  |  | Energy sensor | I80 |  |  |  | MC045 | Physics Building |  |  | 0 | 0
MC045-B01 | MC045-B01/I81 | Gas Sensor5 Fault |  |  |  |  | Energy sensor | I81 |  |  |  | MC045 | Physics Building |  |  | 0 | 0
MC045-B01 | MC045-B01/I82 | Gas Sensor6 Fault |  |  |  |  | Energy sensor | I82 |  |  |  | MC045 | Physics Building |  |  | 0 | 0
MC045-B01 | MC045-B01/I83 | Gas Sensor7 Fault |  |  |  |  | Energy sensor | I83 |  |  |  | MC045 | Physics Building |  |  | 0 | 0
MC045-B01 | MC045-B01/I86 | Humidistat |  |  |  |  | Energy sensor | I86 |  |  |  | MC045 | Physics Building |  |  | 0 | 0
MC045-B01 | MC045-B01/I87 | Frost Stat |  |  |  |  | Energy sensor | I87 |  |  |  | MC045 | Physics Building |  |  | 0 | 0
MC045-B01 | MC045-B01/I88 | AHU H13 Hepa filter |  |  |  |  | Energy sensor | I88 |  |  |  | MC045 | Physics Building |  |  | 0 | 0
MC045-B01 | MC045-B01/I89 | Gas Panel fault |  |  |  |  | Energy sensor | I89 |  |  |  | MC045 | Physics Building |  |  | 0 | 0
MC045-B01 | MC045-B01/I90 | Air compressor Fault |  |  |  |  | Energy sensor | I90 |  |  |  | MC045 | Physics Building |  |  | 0 | 0
MC045-B01 | MC045-B01/I94 | AHU G4 Panel filter |  |  |  |  | Energy sensor | I94 |  |  |  | MC045 | Physics Building |  |  | 0 | 0
MC045-B01 | MC045-B01/I95 | AHU F8 bag filter |  |  |  |  | Energy sensor | I95 |  |  |  | MC045 | Physics Building |  |  | 0 | 0
MC045-B01 | MC045-B01/I96 | Gas Sensor2 Fault |  |  |  |  | Energy sensor | I96 |  |  |  | MC045 | Physics Building |  |  | 0 | 0
MC045-B01 | MC045-B01/I97 | CHW Pumps DPS |  |  |  |  | Energy sensor | I97 |  |  |  | MC045 | Physics Building |  |  | 0 | 0
MC045-B01 | MC045-B01/I98 | Fault PU Process |  |  |  |  | Energy sensor | I98 |  |  |  | MC045 | Physics Building |  |  | 0 | 0
MC045-B01 | MC045-B01/I99 | EF01 solvent extract flow fail |  |  |  |  | Energy sensor | I99 |  |  |  | MC045 | Physics Building |  |  | 0 | 0
MC045-B01 | MC045-B01/K1 | SCC VT Set point |  |  |  |  | Energy sensor | K1 |  |  |  | MC045 | Physics Building |  |  | 0 | 0
MC045-B01 | MC045-B01/K10 | Process Set point |  |  |  |  | Energy sensor | K10 |  |  |  | MC045 | Physics Building |  |  | 0 | 0
MC045-B01 | MC045-B01/K11 | Class1000Z1 SCC Set point |  |  |  |  | Energy sensor | K11 |  |  |  | MC045 | Physics Building |  |  | 0 | 0
MC045-B01 | MC045-B01/K12 | Class100Z1 SCC Set point |  |  |  |  | Energy sensor | K12 |  |  |  | MC045 | Physics Building |  |  | 0 | 0
MC045-B01 | MC045-B01/K13 | Class 1000 pressure set point |  |  |  |  | Energy sensor | K13 |  |  |  | MC045 | Physics Building |  |  | 0 | 0
MC045-B01 | MC045-B01/K14 | kWh_EF01 |  |  |  |  | Energy sensor | K14 |  |  |  | MC045 | Physics Building |  |  | 0 | 0
MC045-B01 | MC045-B01/K15 | Frequency_EF01 |  |  |  |  | Energy sensor | K15 |  |  |  | MC045 | Physics Building |  |  | 0 | 0
MC045-B01 | MC045-B01/K16 | Current_EF01 |  |  |  |  | Energy sensor | K16 |  |  |  | MC045 | Physics Building |  |  | 0 | 0
MC045-B01 | MC045-B01/K17 | kWh_EF03 |  |  |  |  | Energy sensor | K17 |  |  |  | MC045 | Physics Building |  |  | 0 | 0
MC045-B01 | MC045-B01/K18 | Frequency_EF03 |  |  |  |  | Energy sensor | K18 |  |  |  | MC045 | Physics Building |  |  | 0 | 0
MC045-B01 | MC045-B01/K19 | Current_EF03 |  |  |  |  | Energy sensor | K19 |  |  |  | MC045 | Physics Building |  |  | 0 | 0
MC045-B01 | MC045-B01/K2 | AHU Supply Deadband |  |  |  |  | Energy sensor | K2 |  |  |  | MC045 | Physics Building |  |  | 0 | 0
MC045-B01 | MC045-B01/K20 | kWh_EF04 |  |  |  |  | Energy sensor | K20 |  |  |  | MC045 | Physics Building |  |  | 0 | 0
MC045-B01 | MC045-B01/K21 | Frequency_EF04 |  |  |  |  | Energy sensor | K21 |  |  |  | MC045 | Physics Building |  |  | 0 | 0
MC045-B01 | MC045-B01/K22 | Current_EF04 |  |  |  |  | Energy sensor | K22 |  |  |  | MC045 | Physics Building |  |  | 0 | 0
MC045-B01 | MC045-B01/K23 | kWh_EF05 |  |  |  |  | Energy sensor | K23 |  |  |  | MC045 | Physics Building |  |  | 0 | 0
MC045-B01 | MC045-B01/K24 | Frequency_EF05 |  |  |  |  | Energy sensor | K24 |  |  |  | MC045 | Physics Building |  |  | 0 | 0
MC045-B01 | MC045-B01/K25 | Current_EF05 |  |  |  |  | Energy sensor | K25 |  |  |  | MC045 | Physics Building |  |  | 0 | 0
MC045-B01 | MC045-B01/K26 | kWh_EF06 |  |  |  |  | Energy sensor | K26 |  |  |  | MC045 | Physics Building |  |  | 0 | 0
MC045-B01 | MC045-B01/K27 | Frequency_EF06 |  |  |  |  | Energy sensor | K27 |  |  |  | MC045 | Physics Building |  |  | 0 | 0
MC045-B01 | MC045-B01/K28 | Current_EF06 |  |  |  |  | Energy sensor | K28 |  |  |  | MC045 | Physics Building |  |  | 0 | 0
MC045-B01 | MC045-B01/K29 | kWh_EF07 |  |  |  |  | Energy sensor | K29 |  |  |  | MC045 | Physics Building |  |  | 0 | 0
MC045-B01 | MC045-B01/K3 | AHU Supply Temp Set point |  |  | Degrees Celsius |  | Energy sensor | K3 |  |  |  | MC045 | Physics Building |  |  | 0 | 0
MC045-B01 | MC045-B01/K30 | Frequency_EF07 |  |  |  |  | Energy sensor | K30 |  |  |  | MC045 | Physics Building |  |  | 0 | 0
MC045-B01 | MC045-B01/K31 | Current_EF07 |  |  |  |  | Energy sensor | K31 |  |  |  | MC045 | Physics Building |  |  | 0 | 0
MC045-B01 | MC045-B01/K32 | Main_Incomer |  |  |  |  | Energy sensor | K32 |  |  |  | MC045 | Physics Building |  |  | 0 | 0
MC045-B01 | MC045-B01/K33 | DB_CR_Power |  |  |  |  | Energy sensor | K33 |  |  |  | MC045 | Physics Building |  |  | 0 | 0
MC045-B01 | MC045-B01/K34 | DBM_Roof_Mech_Power |  |  |  |  | Energy sensor | K34 |  |  |  | MC045 | Physics Building |  |  | 0 | 0
MC045-B01 | MC045-B01/K35 | DB_Roof_L&amp;P |  |  |  |  | Energy sensor | K35 |  |  |  | MC045 | Physics Building |  |  | 0 | 0
MC045-B01 | MC045-B01/K36 | DB_CR_Lighting |  |  |  |  | Energy sensor | K36 |  |  |  | MC045 | Physics Building |  |  | 0 | 0
MC045-B01 | MC045-B01/K37 | Chiller_Power |  |  |  |  | Energy sensor | K37 |  |  |  | MC045 | Physics Building |  |  | 0 | 0
MC045-B01 | MC045-B01/K38 | AHU_Power |  |  |  |  | Energy sensor | K38 |  |  |  | MC045 | Physics Building |  |  | 0 | 0
MC045-B01 | MC045-B01/K39 | Service Zone Press SP |  |  |  |  | Energy sensor | K39 |  |  |  | MC045 | Physics Building |  |  | 0 | 0
MC045-B01 | MC045-B01/K4 | AHU Frost Coil Setpt |  |  |  |  | Energy sensor | K4 |  |  |  | MC045 | Physics Building |  |  | 0 | 0
MC045-B01 | MC045-B01/K40 | DB CR Amps |  |  |  |  | Energy sensor | K40 |  |  |  | MC045 | Physics Building |  |  | 0 | 0
MC045-B01 | MC045-B01/K41 | Pump Change Day |  |  |  |  | Energy sensor | K41 |  |  |  | MC045 | Physics Building |  |  | 0 | 0
MC045-B01 | MC045-B01/K42 | Pump Change Time |  |  |  |  | Energy sensor | K42 |  |  |  | MC045 | Physics Building |  |  | 0 | 0
MC045-B01 | MC045-B01/K5 | 1st stage frost protection |  |  |  |  | Energy sensor | K5 |  |  |  | MC045 | Physics Building |  |  | 0 | 0
MC045-B01 | MC045-B01/K52 | Main_Incomer Daily |  |  |  |  | Energy sensor | K52 |  |  |  | MC045 | Physics Building |  |  | 0 | 0
MC045-B01 | MC045-B01/K53 | DB_CR_Power Daily |  |  |  |  | Energy sensor | K53 |  |  |  | MC045 | Physics Building |  |  | 0 | 0
MC045-B01 | MC045-B01/K54 | DBM_Roof_Mech_Power Daily |  |  |  |  | Energy sensor | K54 |  |  |  | MC045 | Physics Building |  |  | 0 | 0
MC045-B01 | MC045-B01/K55 | DB_Roof_L&amp;P Daily |  |  |  |  | Energy sensor | K55 |  |  |  | MC045 | Physics Building |  |  | 0 | 0
MC045-B01 | MC045-B01/K56 | DB_CR_Lighting Daily |  |  |  |  | Energy sensor | K56 |  |  |  | MC045 | Physics Building |  |  | 0 | 0
MC045-B01 | MC045-B01/K57 | Chiller_Power Daily |  |  |  |  | Energy sensor | K57 |  |  |  | MC045 | Physics Building |  |  | 0 | 0
MC045-B01 | MC045-B01/K58 | AHU_Power Daily |  |  |  |  | Energy sensor | K58 |  |  |  | MC045 | Physics Building |  |  | 0 | 0
MC045-B01 | MC045-B01/K59 | Main_Incomer Weekly |  |  |  |  | Energy sensor | K59 |  |  |  | MC045 | Physics Building |  |  | 0 | 0
MC045-B01 | MC045-B01/K6 | TemporarySupplyAir%RH |  |  | Degrees Celsius |  | Energy sensor | K6 |  |  |  | MC045 | Physics Building |  |  | 0 | 0
MC045-B01 | MC045-B01/K60 | DB_CR_Power Weekly |  |  |  |  | Energy sensor | K60 |  |  |  | MC045 | Physics Building |  |  | 0 | 0
MC045-B01 | MC045-B01/K61 | DBM_Roof_Mech_Power Weekly |  |  |  |  | Energy sensor | K61 |  |  |  | MC045 | Physics Building |  |  | 0 | 0
MC045-B01 | MC045-B01/K62 | DB_Roof_L&amp;P Weekly |  |  |  |  | Energy sensor | K62 |  |  |  | MC045 | Physics Building |  |  | 0 | 0
MC045-B01 | MC045-B01/K63 | DB_CR_Lighting Weekly |  |  |  |  | Energy sensor | K63 |  |  |  | MC045 | Physics Building |  |  | 0 | 0
MC045-B01 | MC045-B01/K64 | Chiller_Power Weekly |  |  |  |  | Energy sensor | K64 |  |  |  | MC045 | Physics Building |  |  | 0 | 0
MC045-B01 | MC045-B01/K65 | AHU_Power Weekly |  |  |  |  | Energy sensor | K65 |  |  |  | MC045 | Physics Building |  |  | 0 | 0
MC045-B01 | MC045-B01/K66 | Main_Incomer Hourly |  |  |  |  | Energy sensor | K66 |  |  |  | MC045 | Physics Building |  |  | 0 | 0
MC045-B01 | MC045-B01/K67 | DB_CR_Power Hourly |  |  |  |  | Energy sensor | K67 |  |  |  | MC045 | Physics Building |  |  | 0 | 0
MC045-B01 | MC045-B01/K68 | DBM_Roof_Mech_Power Hourly |  |  |  |  | Energy sensor | K68 |  |  |  | MC045 | Physics Building |  |  | 0 | 0
MC045-B01 | MC045-B01/K69 | DB_Roof_L&amp;P Hourly |  |  |  |  | Energy sensor | K69 |  |  |  | MC045 | Physics Building |  |  | 0 | 0
MC045-B01 | MC045-B01/K70 | DB_CR_Lighting Hourly |  |  |  |  | Energy sensor | K70 |  |  |  | MC045 | Physics Building |  |  | 0 | 0
MC045-B01 | MC045-B01/K71 | Chiller_Power Hourly |  |  |  |  | Energy sensor | K71 |  |  |  | MC045 | Physics Building |  |  | 0 | 0
MC045-B01 | MC045-B01/K72 | AHU_Power Hourly |  |  |  |  | Energy sensor | K72 |  |  |  | MC045 | Physics Building |  |  | 0 | 0
MC045-B01 | MC045-B01/K73 | kWh_AHU |  |  |  |  | Energy sensor | K73 |  |  |  | MC045 | Physics Building |  |  | 0 | 0
MC045-B01 | MC045-B01/K74 | Frequency_AHU |  |  |  |  | Energy sensor | K74 |  |  |  | MC045 | Physics Building |  |  | 0 | 0
MC045-B01 | MC045-B01/K75 | Current_AHU |  |  |  |  | Energy sensor | K75 |  |  |  | MC045 | Physics Building |  |  | 0 | 0
MC045-B01 | MC045-B01/K8 | Room Humidity Setpt |  |  |  |  | Energy sensor | K8 |  |  |  | MC045 | Physics Building |  |  | 0 | 0
MC045-B01 | MC045-B01/K9 | AHU Hum Hi Limit |  |  |  |  | Energy sensor | K9 |  |  |  | MC045 | Physics Building |  |  | 0 | 0
MC045-B01 | MC045-B01/L1 | SCC class 100 |  |  |  |  | Energy sensor | L1 |  |  |  | MC045 | Physics Building |  |  | 0 | 0
MC045-B01 | MC045-B01/L10 | SCC class 100 |  |  |  |  | Energy sensor | L10 |  |  |  | MC045 | Physics Building |  |  | 0 | 0
MC045-B01 | MC045-B01/L11 | Loop 11 |  |  |  |  | Energy sensor | L11 |  |  |  | MC045 | Physics Building |  |  | 0 | 0
MC045-B01 | MC045-B01/L12 | Loop 12 |  |  |  |  | Energy sensor | L12 |  |  |  | MC045 | Physics Building |  |  | 0 | 0
MC045-B01 | MC045-B01/L2 | Loop 2 |  |  |  |  | Energy sensor | L2 |  |  |  | MC045 | Physics Building |  |  | 0 | 0
MC045-B01 | MC045-B01/L3 | Loop 3 |  |  |  |  | Energy sensor | L3 |  |  |  | MC045 | Physics Building |  |  | 0 | 0
MC045-B01 | MC045-B01/L4 | Loop 4 |  |  |  |  | Energy sensor | L4 |  |  |  | MC045 | Physics Building |  |  | 0 | 0
MC045-B01 | MC045-B01/L5 | Hum signal |  |  |  |  | Energy sensor | L5 |  |  |  | MC045 | Physics Building |  |  | 0 | 0
MC045-B01 | MC045-B01/L6 | De-Humidity signal |  |  |  |  | Energy sensor | L6 |  |  |  | MC045 | Physics Building |  |  | 0 | 0
MC045-B01 | MC045-B01/L7 | Loop 7 |  |  |  |  | Energy sensor | L7 |  |  |  | MC045 | Physics Building |  |  | 0 | 0
MC045-B01 | MC045-B01/L8 | VT Valve Demand |  |  |  |  | Energy sensor | L8 |  |  |  | MC045 | Physics Building |  |  | 0 | 0
MC045-B01 | MC045-B01/L9 | SCC class 1000 |  |  |  |  | Energy sensor | L9 |  |  |  | MC045 | Physics Building |  |  | 0 | 0
MC045-B01 | MC045-B01/n1 | Quantum |  |  |  |  | Energy sensor | n1 |  |  |  | MC045 | Physics Building |  |  | 0 | 0
MC045-B01 | MC045-B01/n3 | BACnet IP |  |  |  |  | Energy sensor | n3 |  |  |  | MC045 | Physics Building |  |  | 0 | 0
MC045-B01 | MC045-B01/n6 | BACnet Application |  |  |  |  | Energy sensor | n6 |  |  |  | MC045 | Physics Building |  |  | 0 | 0
MC045-B01 | MC045-B01/o1 | Alarm Route 1 |  |  |  |  | Energy sensor | o1 |  |  |  | MC045 | Physics Building |  |  | 0 | 0
MC045-B01 | MC045-B01/P1 | Primary CHW pressure |  |  |  |  | Energy sensor | P1 |  |  |  | MC045 | Physics Building |  |  | 0 | 0
MC045-B01 | MC045-B01/P10 | Class 1000 Room Pressure |  |  |  |  | Energy sensor | P10 |  |  |  | MC045 | Physics Building |  |  | 0 | 0
MC045-B01 | MC045-B01/P11 | Class 1000 change Pressure |  |  |  |  | Energy sensor | P11 |  |  |  | MC045 | Physics Building |  |  | 0 | 0
MC045-B01 | MC045-B01/P12 | Class100 Hepa filter |  |  |  |  | Energy sensor | P12 |  |  |  | MC045 | Physics Building |  |  | 0 | 0
MC045-B01 | MC045-B01/P13 | Class1000 Hepa filter |  |  |  |  | Energy sensor | P13 |  |  |  | MC045 | Physics Building |  |  | 0 | 0
MC045-B01 | MC045-B01/P14 | Class1000 change Hepa filter |  |  |  |  | Energy sensor | P14 |  |  |  | MC045 | Physics Building |  |  | 0 | 0
MC045-B01 | MC045-B01/P15 | LTHW Flow |  |  |  |  | Energy sensor | P15 |  |  |  | MC045 | Physics Building |  |  | 0 | 0
MC045-B01 | MC045-B01/P17 | Outside air temperature |  |  | Degrees Celsius |  | Energy sensor | P17 |  |  |  | MC045 | Physics Building |  |  | 0 | 0
MC045-B01 | MC045-B01/P18 | SCC VT temp |  |  |  |  | Energy sensor | P18 |  |  |  | MC045 | Physics Building |  |  | 0 | 0
MC045-B01 | MC045-B01/P19 | Process vt flow |  |  |  |  | Energy sensor | P19 |  |  |  | MC045 | Physics Building |  |  | 0 | 0
MC045-B01 | MC045-B01/P2 | Spare |  |  |  |  | Energy sensor | P2 |  |  |  | MC045 | Physics Building |  |  | 0 | 0
MC045-B01 | MC045-B01/P20 | chw flow |  |  |  |  | Energy sensor | P20 |  |  |  | MC045 | Physics Building |  |  | 0 | 0
MC045-B01 | MC045-B01/P22 | Frost Coil Temp |  |  | Degrees Celsius |  | Energy sensor | P22 |  |  |  | MC045 | Physics Building |  |  | 0 | 0
MC045-B01 | MC045-B01/P23 | ahu supply air temp |  |  | Degrees Celsius |  | Energy sensor | P23 |  |  |  | MC045 | Physics Building |  |  | 0 | 0
MC045-B01 | MC045-B01/P24 | ahu supply air HUM |  |  |  |  | Energy sensor | P24 |  |  |  | MC045 | Physics Building |  |  | 0 | 0
MC045-B01 | MC045-B01/P25 | SCC Diff Pressure |  |  |  |  | Energy sensor | P25 |  |  |  | MC045 | Physics Building |  |  | 0 | 0
MC045-B01 | MC045-B01/P26 | Process Diff pressure |  |  |  |  | Energy sensor | P26 |  |  |  | MC045 | Physics Building |  |  | 0 | 0
MC045-B01 | MC045-B01/P27 | Class1000 Humidity |  |  |  |  | Energy sensor | P27 |  |  |  | MC045 | Physics Building |  |  | 0 | 0
MC045-B01 | MC045-B01/P28 | Changing Temp |  |  | Degrees Celsius |  | Energy sensor | P28 |  |  |  | MC045 | Physics Building |  |  | 0 | 0
MC045-B01 | MC045-B01/P29 | Changing Humidity |  |  |  |  | Energy sensor | P29 |  |  |  | MC045 | Physics Building |  |  | 0 | 0
MC045-B01 | MC045-B01/P3 | Class100 Temp |  |  | Degrees Celsius |  | Energy sensor | P3 |  |  |  | MC045 | Physics Building |  |  | 0 | 0
MC045-B01 | MC045-B01/P32 | xx Elec Hourly |  |  |  |  | Energy sensor | P32 |  |  |  | MC045 | Physics Building |  |  | 0 | 0
MC045-B01 | MC045-B01/P33 | xx Elec Daily |  |  |  |  | Energy sensor | P33 |  |  |  | MC045 | Physics Building |  |  | 0 | 0
MC045-B01 | MC045-B01/P34 | xx Elec Weekly |  |  |  |  | Energy sensor | P34 |  |  |  | MC045 | Physics Building |  |  | 0 | 0
MC045-B01 | MC045-B01/P35 | CR DB Elec Hourly |  |  |  |  | Energy sensor | P35 |  |  |  | MC045 | Physics Building |  |  | 0 | 0
MC045-B01 | MC045-B01/P36 | CR DB Elec daily |  |  |  |  | Energy sensor | P36 |  |  |  | MC045 | Physics Building |  |  | 0 | 0
MC045-B01 | MC045-B01/P37 | CR DB Elec weekly |  |  |  |  | Energy sensor | P37 |  |  |  | MC045 | Physics Building |  |  | 0 | 0
MC045-B01 | MC045-B01/P38 | DBM Roof Mech Power Hourly |  |  |  |  | Energy sensor | P38 |  |  |  | MC045 | Physics Building |  |  | 0 | 0
MC045-B01 | MC045-B01/P39 | DBM Roof Mech Power Daily |  |  |  |  | Energy sensor | P39 |  |  |  | MC045 | Physics Building |  |  | 0 | 0
MC045-B01 | MC045-B01/P4 | Class100 Humidity |  |  |  |  | Energy sensor | P4 |  |  |  | MC045 | Physics Building |  |  | 0 | 0
MC045-B01 | MC045-B01/P40 | DBM Roof Mech Power Weekly |  |  |  |  | Energy sensor | P40 |  |  |  | MC045 | Physics Building |  |  | 0 | 0
MC045-B01 | MC045-B01/P41 | Chiller DB Hourly |  |  |  |  | Energy sensor | P41 |  |  |  | MC045 | Physics Building |  |  | 0 | 0
MC045-B01 | MC045-B01/P42 | Chiller DB Daily |  |  |  |  | Energy sensor | P42 |  |  |  | MC045 | Physics Building |  |  | 0 | 0
MC045-B01 | MC045-B01/P43 | Chiller DB Weekly |  |  |  |  | Energy sensor | P43 |  |  |  | MC045 | Physics Building |  |  | 0 | 0
MC045-B01 | MC045-B01/P44 | Roof light power Hourly |  |  |  |  | Energy sensor | P44 |  |  |  | MC045 | Physics Building |  |  | 0 | 0
MC045-B01 | MC045-B01/P45 | Roof light power Daily |  |  |  |  | Energy sensor | P45 |  |  |  | MC045 | Physics Building |  |  | 0 | 0
MC045-B01 | MC045-B01/P46 | Roof light power Weekly |  |  |  |  | Energy sensor | P46 |  |  |  | MC045 | Physics Building |  |  | 0 | 0
MC045-B01 | MC045-B01/P47 | DB CR light Hourly |  |  |  |  | Energy sensor | P47 |  |  |  | MC045 | Physics Building |  |  | 0 | 0
MC045-B01 | MC045-B01/P48 | DB CR light Daily |  |  |  |  | Energy sensor | P48 |  |  |  | MC045 | Physics Building |  |  | 0 | 0
MC045-B01 | MC045-B01/P49 | DB CR light Weekly |  |  |  |  | Energy sensor | P49 |  |  |  | MC045 | Physics Building |  |  | 0 | 0
MC045-B01 | MC045-B01/P52 | AHU Hourly |  |  |  |  | Energy sensor | P52 |  |  |  | MC045 | Physics Building |  |  | 0 | 0
MC045-B01 | MC045-B01/P53 | AHU Daily |  |  |  |  | Energy sensor | P53 |  |  |  | MC045 | Physics Building |  |  | 0 | 0
MC045-B01 | MC045-B01/P54 | AHU Weekly |  |  |  |  | Energy sensor | P54 |  |  |  | MC045 | Physics Building |  |  | 0 | 0
MC045-B01 | MC045-B01/P8 | Class1000 Temp |  |  | Degrees Celsius |  | Energy sensor | P8 |  |  |  | MC045 | Physics Building |  |  | 0 | 0
MC045-B01 | MC045-B01/P9 | Class 100 Room Pressure |  |  |  |  | Energy sensor | P9 |  |  |  | MC045 | Physics Building |  |  | 0 | 0
MC045-B01 | MC045-B01/Q1 | Sequence Table 1 |  |  |  |  | Energy sensor | Q1 |  |  |  | MC045 | Physics Building |  |  | 0 | 0
MC045-B01 | MC045-B01/S1 | Primary CHW pressure |  |  |  |  | Energy sensor | S1 |  |  |  | MC045 | Physics Building |  |  | 0 | 0
MC045-B01 | MC045-B01/S10 | Class 1000 Room Pressure |  |  |  |  | Energy sensor | S10 |  |  |  | MC045 | Physics Building |  |  | 0 | 0
MC045-B01 | MC045-B01/S11 | Change Room Pressure |  |  |  |  | Energy sensor | S11 |  |  |  | MC045 | Physics Building |  |  | 0 | 0
MC045-B01 | MC045-B01/S12 | Class100 Hepa filter |  |  |  |  | Energy sensor | S12 |  |  |  | MC045 | Physics Building |  |  | 0 | 0
MC045-B01 | MC045-B01/S13 | Class1000 Hepa filter |  |  |  |  | Energy sensor | S13 |  |  |  | MC045 | Physics Building |  |  | 0 | 0
MC045-B01 | MC045-B01/S14 | Class1000 Change Hepa Filter |  |  |  |  | Energy sensor | S14 |  |  |  | MC045 | Physics Building |  |  | 0 | 0
MC045-B01 | MC045-B01/S15 | LTHW Flow Temp |  |  | Degrees Celsius |  | Energy sensor | S15 |  |  |  | MC045 | Physics Building |  |  | 0 | 0
MC045-B01 | MC045-B01/S17 | SCC Diff Pressure |  |  |  |  | Energy sensor | S17 |  |  |  | MC045 | Physics Building |  |  | 0 | 0
MC045-B01 | MC045-B01/S18 | Process pressure |  |  |  |  | Energy sensor | S18 |  |  |  | MC045 | Physics Building |  |  | 0 | 0
MC045-B01 | MC045-B01/S19 | Class1000 Humidity |  |  |  |  | Energy sensor | S19 |  |  |  | MC045 | Physics Building |  |  | 0 | 0
MC045-B01 | MC045-B01/S2 | Service Zone Diff Press Sensor |  |  |  |  | Energy sensor | S2 |  |  |  | MC045 | Physics Building |  |  | 0 | 0
MC045-B01 | MC045-B01/S24 | Main Incoming Elec Hourly |  |  |  |  | Energy sensor | S24 |  |  |  | MC045 | Physics Building |  |  | 0 | 0
MC045-B01 | MC045-B01/S25 | Outside air temperature |  |  | Degrees Celsius |  | Energy sensor | S25 |  |  |  | MC045 | Physics Building |  |  | 0 | 0
MC045-B01 | MC045-B01/S26 | SCC VT temp |  |  |  |  | Energy sensor | S26 |  |  |  | MC045 | Physics Building |  |  | 0 | 0
MC045-B01 | MC045-B01/S27 | Process VT Flow |  |  |  |  | Energy sensor | S27 |  |  |  | MC045 | Physics Building |  |  | 0 | 0
MC045-B01 | MC045-B01/S28 | CHW Flow |  |  |  |  | Energy sensor | S28 |  |  |  | MC045 | Physics Building |  |  | 0 | 0
MC045-B01 | MC045-B01/S3 | Class100 Temp |  |  | Degrees Celsius |  | Energy sensor | S3 |  |  |  | MC045 | Physics Building |  |  | 0 | 0
MC045-B01 | MC045-B01/S30 | Frost Coil Temp |  |  | Degrees Celsius |  | Energy sensor | S30 |  |  |  | MC045 | Physics Building |  |  | 0 | 0
MC045-B01 | MC045-B01/S31 | AHU Supply Air Temp |  |  | Degrees Celsius |  | Energy sensor | S31 |  |  |  | MC045 | Physics Building |  |  | 0 | 0
MC045-B01 | MC045-B01/S32 | AHU Supply Air Humidity |  |  |  |  | Energy sensor | S32 |  |  |  | MC045 | Physics Building |  |  | 0 | 0
MC045-B01 | MC045-B01/S33 | Changing Temp |  |  | Degrees Celsius |  | Energy sensor | S33 |  |  |  | MC045 | Physics Building |  |  | 0 | 0
MC045-B01 | MC045-B01/S34 | Changing Humidity |  |  |  |  | Energy sensor | S34 |  |  |  | MC045 | Physics Building |  |  | 0 | 0
MC045-B01 | MC045-B01/S35 | Main Incoming Elec Daily |  |  |  |  | Energy sensor | S35 |  |  |  | MC045 | Physics Building |  |  | 0 | 0
MC045-B01 | MC045-B01/S36 | Main Incoming Elec Weekly |  |  |  |  | Energy sensor | S36 |  |  |  | MC045 | Physics Building |  |  | 0 | 0
MC045-B01 | MC045-B01/S37 | CR DB Elec Hourly |  |  |  |  | Energy sensor | S37 |  |  |  | MC045 | Physics Building |  |  | 0 | 0
MC045-B01 | MC045-B01/S38 | CR DB Elec daily |  |  |  |  | Energy sensor | S38 |  |  |  | MC045 | Physics Building |  |  | 0 | 0
MC045-B01 | MC045-B01/S39 | CR DB Elec weekly |  |  |  |  | Energy sensor | S39 |  |  |  | MC045 | Physics Building |  |  | 0 | 0
MC045-B01 | MC045-B01/S4 | Class100 Humidity |  |  |  |  | Energy sensor | S4 |  |  |  | MC045 | Physics Building |  |  | 0 | 0
MC045-B01 | MC045-B01/S40 | DBM Roof Mech Power Hourly |  |  |  |  | Energy sensor | S40 |  |  |  | MC045 | Physics Building |  |  | 0 | 0
MC045-B01 | MC045-B01/S41 | DBM Roof Mech Power Daily |  |  |  |  | Energy sensor | S41 |  |  |  | MC045 | Physics Building |  |  | 0 | 0
MC045-B01 | MC045-B01/S42 | DBM Roof Mech Power Weekly |  |  |  |  | Energy sensor | S42 |  |  |  | MC045 | Physics Building |  |  | 0 | 0
MC045-B01 | MC045-B01/S43 | Chiller DB Hourly |  |  |  |  | Energy sensor | S43 |  |  |  | MC045 | Physics Building |  |  | 0 | 0
MC045-B01 | MC045-B01/S44 | Chiller DB Daily |  |  |  |  | Energy sensor | S44 |  |  |  | MC045 | Physics Building |  |  | 0 | 0
MC045-B01 | MC045-B01/S45 | Chiller DB Weekly |  |  |  |  | Energy sensor | S45 |  |  |  | MC045 | Physics Building |  |  | 0 | 0
MC045-B01 | MC045-B01/S46 | Roof light power Hourly |  |  |  |  | Energy sensor | S46 |  |  |  | MC045 | Physics Building |  |  | 0 | 0
MC045-B01 | MC045-B01/S47 | Roof light power Daily |  |  |  |  | Energy sensor | S47 |  |  |  | MC045 | Physics Building |  |  | 0 | 0
MC045-B01 | MC045-B01/S48 | Roof light power Weekly |  |  |  |  | Energy sensor | S48 |  |  |  | MC045 | Physics Building |  |  | 0 | 0
MC045-B01 | MC045-B01/S49 | DB CR light Hourly |  |  |  |  | Energy sensor | S49 |  |  |  | MC045 | Physics Building |  |  | 0 | 0
MC045-B01 | MC045-B01/S50 | DB CR light Daily |  |  |  |  | Energy sensor | S50 |  |  |  | MC045 | Physics Building |  |  | 0 | 0
MC045-B01 | MC045-B01/S51 | DB CR light Weekly |  |  |  |  | Energy sensor | S51 |  |  |  | MC045 | Physics Building |  |  | 0 | 0
MC045-B01 | MC045-B01/S52 | AHU Hourly |  |  |  |  | Energy sensor | S52 |  |  |  | MC045 | Physics Building |  |  | 0 | 0
MC045-B01 | MC045-B01/S53 | AHU Daily |  |  |  |  | Energy sensor | S53 |  |  |  | MC045 | Physics Building |  |  | 0 | 0
MC045-B01 | MC045-B01/S54 | AHU Weekly |  |  |  |  | Energy sensor | S54 |  |  |  | MC045 | Physics Building |  |  | 0 | 0
MC045-B01 | MC045-B01/S8 | Class1000 Temp |  |  | Degrees Celsius |  | Energy sensor | S8 |  |  |  | MC045 | Physics Building |  |  | 0 | 0
MC045-B01 | MC045-B01/S9 | Class 100 Room Pressure |  |  |  |  | Energy sensor | S9 |  |  |  | MC045 | Physics Building |  |  | 0 | 0
MC045-B01 | MC045-B01/V1 | [5 empty] | Energy sensor | V1 |  |  |  | MC045 | Physics Building |  |  | 0 | 0
MC045-B01 | MC045-B01/V2 | [5 empty] | Energy sensor | V2 |  |  |  | MC045 | Physics Building |  |  | 0 | 0
MC045-B01 | MC045-B01/W1 | LTHW Isolation valve open |  |  |  |  | Energy sensor | W1 |  |  |  | MC045 | Physics Building |  |  | 0 | 0
MC045-B01 | MC045-B01/W15 | LTHW Flow Temp Alarm Allow |  |  | Degrees Celsius |  | Energy sensor | W15 |  |  |  | MC045 | Physics Building |  |  | 0 | 0
MC045-B01 | MC045-B01/W3 | CHW Pumps ChangeDuty |  |  |  |  | Energy sensor | W3 |  |  |  | MC045 | Physics Building |  |  | 0 | 0
MC045-B01 | MC045-B01/W4 | CHW Pump Fail Reset |  |  |  |  | Energy sensor | W4 |  |  |  | MC045 | Physics Building |  |  | 0 | 0
MC045-B01 | MC045-B01/Y1 | Trend Thermistor |  |  |  |  | Energy sensor | Y1 |  |  |  | MC045 | Physics Building |  |  | 0 | 0
MC045-B01 | MC045-B01/Y10 | Pressure V 2.5bar |  |  |  |  | Energy sensor | Y10 |  |  |  | MC045 | Physics Building |  |  | 0 | 0
MC045-B01 | MC045-B01/Y2 | Trend T -20+50 |  |  |  |  | Energy sensor | Y2 |  |  |  | MC045 | Physics Building |  |  | 0 | 0
MC045-B01 | MC045-B01/Y3 | Temp V 0+50 |  |  | Degrees Celsius |  | Energy sensor | Y3 |  |  |  | MC045 | Physics Building |  |  | 0 | 0
MC045-B01 | MC045-B01/Y4 | Humidity V |  |  |  |  | Energy sensor | Y4 |  |  |  | MC045 | Physics Building |  |  | 0 | 0
MC045-B01 | MC045-B01/Y5 | Pressure V 4bar |  |  |  |  | Energy sensor | Y5 |  |  |  | MC045 | Physics Building |  |  | 0 | 0
MC045-B01 | MC045-B01/Y6 | Temp V 0+50 |  |  | Degrees Celsius |  | Energy sensor | Y6 |  |  |  | MC045 | Physics Building |  |  | 0 | 0
MC045-B01 | MC045-B01/Y7 | Pressure V 50pa |  |  |  |  | Energy sensor | Y7 |  |  |  | MC045 | Physics Building |  |  | 0 | 0
MC045-B01 | MC045-B01/Y8 | Pressure V 50pa |  |  |  |  | Energy sensor | Y8 |  |  |  | MC045 | Physics Building |  |  | 0 | 0
MC045-B01 | MC045-B01/Y9 | Pressure I 1000Pa |  |  |  |  | Energy sensor | Y9 |  |  |  | MC045 | Physics Building |  |  | 0 | 0
MC045-B01 | MC045-B01/Z1 | Occupancy Schedule |  |  |  |  | Energy sensor | Z1 |  |  |  | MC045 | Physics Building |  |  | 0 | 0
MC066-B01 | MC066-B01/C1 | Virtual CNC 1 |  |  |  |  | Energy sensor | C1 |  |  |  | MC066 | Ruskin Library |  |  | 0 | 0
MC066-B01 | MC066-B01/D1 | Boiler No1 |  |  |  |  | Energy sensor | D1 |  |  |  | MC066 | Ruskin Library |  |  | 0 | 0
MC066-B01 | MC066-B01/D10 | N.Gallery UFH Heating |  |  |  |  | Energy sensor | D10 |  |  |  | MC066 | Ruskin Library |  |  | 0 | 0
MC066-B01 | MC066-B01/D11 | S.Gallery UFH Heating |  |  |  |  | Energy sensor | D11 |  |  |  | MC066 | Ruskin Library |  |  | 0 | 0
MC066-B01 | MC066-B01/D12 | Reading Rm Rad Zone Valve |  |  |  |  | Energy sensor | D12 |  |  |  | MC066 | Ruskin Library |  |  | 0 | 0
MC066-B01 | MC066-B01/D13 | AHU No1 Htg Valve |  |  |  |  | Energy sensor | D13 |  |  |  | MC066 | Ruskin Library |  |  | 0 | 0
MC066-B01 | MC066-B01/D14 | AHU No1 Cooling Valve |  |  |  |  | Energy sensor | D14 |  |  |  | MC066 | Ruskin Library |  |  | 0 | 0
MC066-B01 | MC066-B01/D15 | FCU Unit No1 |  |  |  |  | Energy sensor | D15 |  |  |  | MC066 | Ruskin Library |  |  | 0 | 0
MC066-B01 | MC066-B01/D16 | FCU Unit No2 |  |  |  |  | Energy sensor | D16 |  |  |  | MC066 | Ruskin Library |  |  | 0 | 0
MC066-B01 | MC066-B01/D17 | Immersion Heaters |  |  |  |  | Energy sensor | D17 |  |  |  | MC066 | Ruskin Library |  |  | 0 | 0
MC066-B01 | MC066-B01/D18 | Chiller Enable |  |  |  |  | Energy sensor | D18 |  |  |  | MC066 | Ruskin Library |  |  | 0 | 0
MC066-B01 | MC066-B01/D19 | Reading Room AHU No1 |  |  |  |  | Energy sensor | D19 |  |  |  | MC066 | Ruskin Library |  |  | 0 | 0
MC066-B01 | MC066-B01/D2 | Boiler No2 |  |  |  |  | Energy sensor | D2 |  |  |  | MC066 | Ruskin Library |  |  | 0 | 0
MC066-B01 | MC066-B01/D20 | Archive AHU No2 |  |  |  |  | Energy sensor | D20 |  |  |  | MC066 | Ruskin Library |  |  | 0 | 0
MC066-B01 | MC066-B01/D21 | AHU No1 Humidity Control |  |  |  |  | Energy sensor | D21 |  |  |  | MC066 | Ruskin Library |  |  | 0 | 0
MC066-B01 | MC066-B01/D22 | Gallery Extract Fan |  |  |  |  | Energy sensor | D22 |  |  |  | MC066 | Ruskin Library |  |  | 0 | 0
MC066-B01 | MC066-B01/D23 | Basement Extract Fans |  |  |  |  | Energy sensor | D23 |  |  |  | MC066 | Ruskin Library |  |  | 0 | 0
MC066-B01 | MC066-B01/D24 | AHU No1 Intake Damper |  |  |  |  | Energy sensor | D24 |  |  |  | MC066 | Ruskin Library |  |  | 0 | 0
MC066-B01 | MC066-B01/D25 | FCU No1 Damper |  |  |  |  | Energy sensor | D25 |  |  |  | MC066 | Ruskin Library |  |  | 0 | 0
MC066-B01 | MC066-B01/D26 | FCU No2 Damper |  |  |  |  | Energy sensor | D26 |  |  |  | MC066 | Ruskin Library |  |  | 0 | 0
MC066-B01 | MC066-B01/D27 | Basement Fire Damper No1 |  |  |  |  | Energy sensor | D27 |  |  |  | MC066 | Ruskin Library |  |  | 0 | 0
MC066-B01 | MC066-B01/D28 | Basement Fire Damper No2 |  |  |  |  | Energy sensor | D28 |  |  |  | MC066 | Ruskin Library |  |  | 0 | 0
MC066-B01 | MC066-B01/D29 | AHU No2 Basement Damper |  |  |  |  | Energy sensor | D29 |  |  |  | MC066 | Ruskin Library |  |  | 0 | 0
MC066-B01 | MC066-B01/D3 | CT Pumps |  |  |  |  | Energy sensor | D3 |  |  |  | MC066 | Ruskin Library |  |  | 0 | 0
MC066-B01 | MC066-B01/D30 | Ahu No2 Reading Rm Damper |  |  |  |  | Energy sensor | D30 |  |  |  | MC066 | Ruskin Library |  |  | 0 | 0
MC066-B01 | MC066-B01/D4 | VT Htg Pumps |  |  |  |  | Energy sensor | D4 |  |  |  | MC066 | Ruskin Library |  |  | 0 | 0
MC066-B01 | MC066-B01/D5 | N Gallery Htg Pumps |  |  |  |  | Energy sensor | D5 |  |  |  | MC066 | Ruskin Library |  |  | 0 | 0
MC066-B01 | MC066-B01/D6 | S Gallery Htg Pumps |  |  |  |  | Energy sensor | D6 |  |  |  | MC066 | Ruskin Library |  |  | 0 | 0
MC066-B01 | MC066-B01/D7 | Variable temperature circuit valve |  |  | 0 = Closed , 1 = Open |  | Energy sensor | D7 |  |  |  | MC066 | Ruskin Library |  |  | 0 | 0
MC066-B01 | MC066-B01/D8 | FCU Unit 1 Htg Valve |  |  |  |  | Energy sensor | D8 |  |  |  | MC066 | Ruskin Library |  |  | 0 | 0
MC066-B01 | MC066-B01/D9 | FCU Unit No2 Htg Valve |  |  |  |  | Energy sensor | D9 |  |  |  | MC066 | Ruskin Library |  |  | 0 | 0
MC066-B01 | MC066-B01/e1 | Alarm Dest 1 |  |  |  |  | Energy sensor | e1 |  |  |  | MC066 | Ruskin Library |  |  | 0 | 0
MC066-B01 | MC066-B01/F1 | Function 1 |  |  |  |  | Energy sensor | F1 |  |  |  | MC066 | Ruskin Library |  |  | 0 | 0
MC066-B01 | MC066-B01/F10 | Function 10 |  |  |  |  | Energy sensor | F10 |  |  |  | MC066 | Ruskin Library |  |  | 0 | 0
MC066-B01 | MC066-B01/F11 | Minimum Archive Space Temp |  |  | Degrees Celsius |  | Energy sensor | F11 |  |  |  | MC066 | Ruskin Library |  |  | 0 | 0
MC066-B01 | MC066-B01/F12 | Function 12 |  |  |  |  | Energy sensor | F12 |  |  |  | MC066 | Ruskin Library |  |  | 0 | 0
MC066-B01 | MC066-B01/F13 | Function 13 |  |  |  |  | Energy sensor | F13 |  |  |  | MC066 | Ruskin Library |  |  | 0 | 0
MC066-B01 | MC066-B01/F14 | Minimum Building Temp |  |  | Degrees Celsius |  | Energy sensor | F14 |  |  |  | MC066 | Ruskin Library |  |  | 0 | 0
MC066-B01 | MC066-B01/F15 | Function 15 |  |  |  |  | Energy sensor | F15 |  |  |  | MC066 | Ruskin Library |  |  | 0 | 0
MC066-B01 | MC066-B01/F16 | Function 16 |  |  |  |  | Energy sensor | F16 |  |  |  | MC066 | Ruskin Library |  |  | 0 | 0
MC066-B01 | MC066-B01/F17 | Function 17 |  |  |  |  | Energy sensor | F17 |  |  |  | MC066 | Ruskin Library |  |  | 0 | 0
MC066-B01 | MC066-B01/F18 | Space low limit |  |  |  |  | Energy sensor | F18 |  |  |  | MC066 | Ruskin Library |  |  | 0 | 0
MC066-B01 | MC066-B01/F19 | Function 19 |  |  |  |  | Energy sensor | F19 |  |  |  | MC066 | Ruskin Library |  |  | 0 | 0
MC066-B01 | MC066-B01/F2 | 1st Stage Frost ON when 1 |  |  |  |  | Energy sensor | F2 |  |  |  | MC066 | Ruskin Library |  |  | 0 | 0
MC066-B01 | MC066-B01/F20 | Function 20 |  |  |  |  | Energy sensor | F20 |  |  |  | MC066 | Ruskin Library |  |  | 0 | 0
MC066-B01 | MC066-B01/F21 | Function 21 |  |  |  |  | Energy sensor | F21 |  |  |  | MC066 | Ruskin Library |  |  | 0 | 0
MC066-B01 | MC066-B01/F22 | Function 22 |  |  |  |  | Energy sensor | F22 |  |  |  | MC066 | Ruskin Library |  |  | 0 | 0
MC066-B01 | MC066-B01/F23 | Function 23 |  |  |  |  | Energy sensor | F23 |  |  |  | MC066 | Ruskin Library |  |  | 0 | 0
MC066-B01 | MC066-B01/F24 | Function 24 |  |  |  |  | Energy sensor | F24 |  |  |  | MC066 | Ruskin Library |  |  | 0 | 0
MC066-B01 | MC066-B01/F25 | Function 25 |  |  |  |  | Energy sensor | F25 |  |  |  | MC066 | Ruskin Library |  |  | 0 | 0
MC066-B01 | MC066-B01/F26 | Function 26 |  |  |  |  | Energy sensor | F26 |  |  |  | MC066 | Ruskin Library |  |  | 0 | 0
MC066-B01 | MC066-B01/F27 | Function 27 |  |  |  |  | Energy sensor | F27 |  |  |  | MC066 | Ruskin Library |  |  | 0 | 0
MC066-B01 | MC066-B01/F28 | Function 28 |  |  |  |  | Energy sensor | F28 |  |  |  | MC066 | Ruskin Library |  |  | 0 | 0
MC066-B01 | MC066-B01/F29 | Function 29 |  |  |  |  | Energy sensor | F29 |  |  |  | MC066 | Ruskin Library |  |  | 0 | 0
MC066-B01 | MC066-B01/F3 | Function 3 |  |  |  |  | Energy sensor | F3 |  |  |  | MC066 | Ruskin Library |  |  | 0 | 0
MC066-B01 | MC066-B01/F30 | Function 30 |  |  |  |  | Energy sensor | F30 |  |  |  | MC066 | Ruskin Library |  |  | 0 | 0
MC066-B01 | MC066-B01/F31 | Function 31 |  |  |  |  | Energy sensor | F31 |  |  |  | MC066 | Ruskin Library |  |  | 0 | 0
MC066-B01 | MC066-B01/F32 | Function 32 |  |  |  |  | Energy sensor | F32 |  |  |  | MC066 | Ruskin Library |  |  | 0 | 0
MC066-B01 | MC066-B01/F33 | Function 33 |  |  |  |  | Energy sensor | F33 |  |  |  | MC066 | Ruskin Library |  |  | 0 | 0
MC066-B01 | MC066-B01/F34 | Function 34 |  |  |  |  | Energy sensor | F34 |  |  |  | MC066 | Ruskin Library |  |  | 0 | 0
MC066-B01 | MC066-B01/F35 | Function 35 |  |  |  |  | Energy sensor | F35 |  |  |  | MC066 | Ruskin Library |  |  | 0 | 0
MC066-B01 | MC066-B01/F36 | Function 36 |  |  |  |  | Energy sensor | F36 |  |  |  | MC066 | Ruskin Library |  |  | 0 | 0
MC066-B01 | MC066-B01/F37 | Function 37 |  |  |  |  | Energy sensor | F37 |  |  |  | MC066 | Ruskin Library |  |  | 0 | 0
MC066-B01 | MC066-B01/F38 | Function 38 |  |  |  |  | Energy sensor | F38 |  |  |  | MC066 | Ruskin Library |  |  | 0 | 0
MC066-B01 | MC066-B01/F39 | Function 39 |  |  |  |  | Energy sensor | F39 |  |  |  | MC066 | Ruskin Library |  |  | 0 | 0
MC066-B01 | MC066-B01/F4 | 2nd stage frost |  |  | 0 = Off, 1 = On |  | Energy sensor | F4 |  |  |  | MC066 | Ruskin Library |  |  | 0 | 0
MC066-B01 | MC066-B01/F40 | limit at |  |  |  |  | Energy sensor | F40 |  |  |  | MC066 | Ruskin Library |  |  | 0 | 0
MC066-B01 | MC066-B01/F41 | Function 41 |  |  |  |  | Energy sensor | F41 |  |  |  | MC066 | Ruskin Library |  |  | 0 | 0
MC066-B01 | MC066-B01/F42 | Function 42 |  |  |  |  | Energy sensor | F42 |  |  |  | MC066 | Ruskin Library |  |  | 0 | 0
MC066-B01 | MC066-B01/F43 | Function 43 |  |  |  |  | Energy sensor | F43 |  |  |  | MC066 | Ruskin Library |  |  | 0 | 0
MC066-B01 | MC066-B01/F44 | Function 44 |  |  |  |  | Energy sensor | F44 |  |  |  | MC066 | Ruskin Library |  |  | 0 | 0
MC066-B01 | MC066-B01/F45 | Function 45 |  |  |  |  | Energy sensor | F45 |  |  |  | MC066 | Ruskin Library |  |  | 0 | 0
MC066-B01 | MC066-B01/F46 | Function 46 |  |  |  |  | Energy sensor | F46 |  |  |  | MC066 | Ruskin Library |  |  | 0 | 0
MC066-B01 | MC066-B01/F47 | Function 47 |  |  |  |  | Energy sensor | F47 |  |  |  | MC066 | Ruskin Library |  |  | 0 | 0
MC066-B01 | MC066-B01/F48 | Function 48 |  |  |  |  | Energy sensor | F48 |  |  |  | MC066 | Ruskin Library |  |  | 0 | 0
MC066-B01 | MC066-B01/F49 | limit at |  |  |  |  | Energy sensor | F49 |  |  |  | MC066 | Ruskin Library |  |  | 0 | 0
MC066-B01 | MC066-B01/F5 | Function 5 |  |  |  |  | Energy sensor | F5 |  |  |  | MC066 | Ruskin Library |  |  | 0 | 0
MC066-B01 | MC066-B01/F50 | Function 50 |  |  |  |  | Energy sensor | F50 |  |  |  | MC066 | Ruskin Library |  |  | 0 | 0
MC066-B01 | MC066-B01/F51 | Function 51 |  |  |  |  | Energy sensor | F51 |  |  |  | MC066 | Ruskin Library |  |  | 0 | 0
MC066-B01 | MC066-B01/F52 | Function 52 |  |  |  |  | Energy sensor | F52 |  |  |  | MC066 | Ruskin Library |  |  | 0 | 0
MC066-B01 | MC066-B01/F53 | Function 53 |  |  |  |  | Energy sensor | F53 |  |  |  | MC066 | Ruskin Library |  |  | 0 | 0
MC066-B01 | MC066-B01/F54 | Function 54 |  |  |  |  | Energy sensor | F54 |  |  |  | MC066 | Ruskin Library |  |  | 0 | 0
MC066-B01 | MC066-B01/F55 | Function 55 |  |  |  |  | Energy sensor | F55 |  |  |  | MC066 | Ruskin Library |  |  | 0 | 0
MC066-B01 | MC066-B01/F56 | Function 56 |  |  |  |  | Energy sensor | F56 |  |  |  | MC066 | Ruskin Library |  |  | 0 | 0
MC066-B01 | MC066-B01/F57 | limit at |  |  |  |  | Energy sensor | F57 |  |  |  | MC066 | Ruskin Library |  |  | 0 | 0
MC066-B01 | MC066-B01/F58 | Function 58 |  |  |  |  | Energy sensor | F58 |  |  |  | MC066 | Ruskin Library |  |  | 0 | 0
MC066-B01 | MC066-B01/F59 | Function 59 |  |  |  |  | Energy sensor | F59 |  |  |  | MC066 | Ruskin Library |  |  | 0 | 0
MC066-B01 | MC066-B01/F6 | 3rd Stage Frost On when =1 |  |  |  |  | Energy sensor | F6 |  |  |  | MC066 | Ruskin Library |  |  | 0 | 0
MC066-B01 | MC066-B01/F60 | Function 60 |  |  |  |  | Energy sensor | F60 |  |  |  | MC066 | Ruskin Library |  |  | 0 | 0
MC066-B01 | MC066-B01/F61 | Function 61 |  |  |  |  | Energy sensor | F61 |  |  |  | MC066 | Ruskin Library |  |  | 0 | 0
MC066-B01 | MC066-B01/F62 | Function 62 |  |  |  |  | Energy sensor | F62 |  |  |  | MC066 | Ruskin Library |  |  | 0 | 0
MC066-B01 | MC066-B01/F63 | Function 63 |  |  |  |  | Energy sensor | F63 |  |  |  | MC066 | Ruskin Library |  |  | 0 | 0
MC066-B01 | MC066-B01/F64 | Function 64 |  |  |  |  | Energy sensor | F64 |  |  |  | MC066 | Ruskin Library |  |  | 0 | 0
MC066-B01 | MC066-B01/F65 | Function 65 |  |  |  |  | Energy sensor | F65 |  |  |  | MC066 | Ruskin Library |  |  | 0 | 0
MC066-B01 | MC066-B01/F66 | Function 66 |  |  |  |  | Energy sensor | F66 |  |  |  | MC066 | Ruskin Library |  |  | 0 | 0
MC066-B01 | MC066-B01/F67 | Function 67 |  |  |  |  | Energy sensor | F67 |  |  |  | MC066 | Ruskin Library |  |  | 0 | 0
MC066-B01 | MC066-B01/F68 | Function 68 |  |  |  |  | Energy sensor | F68 |  |  |  | MC066 | Ruskin Library |  |  | 0 | 0
MC066-B01 | MC066-B01/F69 | Function 69 |  |  |  |  | Energy sensor | F69 |  |  |  | MC066 | Ruskin Library |  |  | 0 | 0
MC066-B01 | MC066-B01/F7 | Function 7 |  |  |  |  | Energy sensor | F7 |  |  |  | MC066 | Ruskin Library |  |  | 0 | 0
MC066-B01 | MC066-B01/F70 | Function 70 |  |  |  |  | Energy sensor | F70 |  |  |  | MC066 | Ruskin Library |  |  | 0 | 0
MC066-B01 | MC066-B01/F71 | Function 71 |  |  |  |  | Energy sensor | F71 |  |  |  | MC066 | Ruskin Library |  |  | 0 | 0
MC066-B01 | MC066-B01/F72 | Average Archive Areas Temp |  |  | Degrees Celsius |  | Energy sensor | F72 |  |  |  | MC066 | Ruskin Library |  |  | 0 | 0
MC066-B01 | MC066-B01/F73 | Function 73 |  |  |  |  | Energy sensor | F73 |  |  |  | MC066 | Ruskin Library |  |  | 0 | 0
MC066-B01 | MC066-B01/F74 | Average Archive RH |  |  |  |  | Energy sensor | F74 |  |  |  | MC066 | Ruskin Library |  |  | 0 | 0
MC066-B01 | MC066-B01/F75 | Function 75 |  |  |  |  | Energy sensor | F75 |  |  |  | MC066 | Ruskin Library |  |  | 0 | 0
MC066-B01 | MC066-B01/F77 | Function 77 |  |  |  |  | Energy sensor | F77 |  |  |  | MC066 | Ruskin Library |  |  | 0 | 0
MC066-B01 | MC066-B01/F78 | Function 78 |  |  |  |  | Energy sensor | F78 |  |  |  | MC066 | Ruskin Library |  |  | 0 | 0
MC066-B01 | MC066-B01/F79 | Function 79 |  |  |  |  | Energy sensor | F79 |  |  |  | MC066 | Ruskin Library |  |  | 0 | 0
MC066-B01 | MC066-B01/F8 | Economy Off when 1 |  |  |  |  | Energy sensor | F8 |  |  |  | MC066 | Ruskin Library |  |  | 0 | 0
MC066-B01 | MC066-B01/F80 | Function 80 |  |  |  |  | Energy sensor | F80 |  |  |  | MC066 | Ruskin Library |  |  | 0 | 0
MC066-B01 | MC066-B01/F81 | Function 81 |  |  |  |  | Energy sensor | F81 |  |  |  | MC066 | Ruskin Library |  |  | 0 | 0
MC066-B01 | MC066-B01/F82 | Function 82 |  |  |  |  | Energy sensor | F82 |  |  |  | MC066 | Ruskin Library |  |  | 0 | 0
MC066-B01 | MC066-B01/F83 | Function 83 |  |  |  |  | Energy sensor | F83 |  |  |  | MC066 | Ruskin Library |  |  | 0 | 0
MC066-B01 | MC066-B01/F84 | Function 84 |  |  |  |  | Energy sensor | F84 |  |  |  | MC066 | Ruskin Library |  |  | 0 | 0
MC066-B01 | MC066-B01/F85 | Function 85 |  |  |  |  | Energy sensor | F85 |  |  |  | MC066 | Ruskin Library |  |  | 0 | 0
MC066-B01 | MC066-B01/F86 | Function 86 |  |  |  |  | Energy sensor | F86 |  |  |  | MC066 | Ruskin Library |  |  | 0 | 0
MC066-B01 | MC066-B01/F87 | Function 87 |  |  |  |  | Energy sensor | F87 |  |  |  | MC066 | Ruskin Library |  |  | 0 | 0
MC066-B01 | MC066-B01/F88 | Function 88 |  |  |  |  | Energy sensor | F88 |  |  |  | MC066 | Ruskin Library |  |  | 0 | 0
MC066-B01 | MC066-B01/F89 | Function 89 |  |  |  |  | Energy sensor | F89 |  |  |  | MC066 | Ruskin Library |  |  | 0 | 0
MC066-B01 | MC066-B01/F9 | Minimum Water Temp |  |  | Degrees Celsius |  | Energy sensor | F9 |  |  |  | MC066 | Ruskin Library |  |  | 0 | 0
MC066-B01 | MC066-B01/F90 | Function 90 |  |  |  |  | Energy sensor | F90 |  |  |  | MC066 | Ruskin Library |  |  | 0 | 0
MC066-B01 | MC066-B01/F91 | Function 91 |  |  |  |  | Energy sensor | F91 |  |  |  | MC066 | Ruskin Library |  |  | 0 | 0
MC066-B01 | MC066-B01/F93 | Minimum Space Temp |  |  | Degrees Celsius |  | Energy sensor | F93 |  |  |  | MC066 | Ruskin Library |  |  | 0 | 0
MC066-B01 | MC066-B01/G1 | 2nd stage frost |  |  | 0 = Off, 1 = On |  | Energy sensor | G1 |  |  |  | MC066 | Ruskin Library |  |  | 0 | 0
MC066-B01 | MC066-B01/G10 | Logic 10 |  |  |  |  | Energy sensor | G10 |  |  |  | MC066 | Ruskin Library |  |  | 0 | 0
MC066-B01 | MC066-B01/G11 | Logic 11 |  |  |  |  | Energy sensor | G11 |  |  |  | MC066 | Ruskin Library |  |  | 0 | 0
MC066-B01 | MC066-B01/G12 | Logic 12 |  |  |  |  | Energy sensor | G12 |  |  |  | MC066 | Ruskin Library |  |  | 0 | 0
MC066-B01 | MC066-B01/G13 | Logic 13 |  |  |  |  | Energy sensor | G13 |  |  |  | MC066 | Ruskin Library |  |  | 0 | 0
MC066-B01 | MC066-B01/G14 | Logic 14 |  |  |  |  | Energy sensor | G14 |  |  |  | MC066 | Ruskin Library |  |  | 0 | 0
MC066-B01 | MC066-B01/G15 | Logic 15 |  |  |  |  | Energy sensor | G15 |  |  |  | MC066 | Ruskin Library |  |  | 0 | 0
MC066-B01 | MC066-B01/G16 | Logic 16 |  |  |  |  | Energy sensor | G16 |  |  |  | MC066 | Ruskin Library |  |  | 0 | 0
MC066-B01 | MC066-B01/G17 | Logic 17 |  |  |  |  | Energy sensor | G17 |  |  |  | MC066 | Ruskin Library |  |  | 0 | 0
MC066-B01 | MC066-B01/G18 | Logic 18 |  |  |  |  | Energy sensor | G18 |  |  |  | MC066 | Ruskin Library |  |  | 0 | 0
MC066-B01 | MC066-B01/G19 | Logic 19 |  |  |  |  | Energy sensor | G19 |  |  |  | MC066 | Ruskin Library |  |  | 0 | 0
MC066-B01 | MC066-B01/G2 | 1=ECO OFF SPACE OK |  |  |  |  | Energy sensor | G2 |  |  |  | MC066 | Ruskin Library |  |  | 0 | 0
MC066-B01 | MC066-B01/G20 | Logic 20 |  |  |  |  | Energy sensor | G20 |  |  |  | MC066 | Ruskin Library |  |  | 0 | 0
MC066-B01 | MC066-B01/G21 | Logic 21 |  |  |  |  | Energy sensor | G21 |  |  |  | MC066 | Ruskin Library |  |  | 0 | 0
MC066-B01 | MC066-B01/G22 | Logic 22 |  |  |  |  | Energy sensor | G22 |  |  |  | MC066 | Ruskin Library |  |  | 0 | 0
MC066-B01 | MC066-B01/G23 | Logic 23 |  |  |  |  | Energy sensor | G23 |  |  |  | MC066 | Ruskin Library |  |  | 0 | 0
MC066-B01 | MC066-B01/G24 | Logic 24 |  |  |  |  | Energy sensor | G24 |  |  |  | MC066 | Ruskin Library |  |  | 0 | 0
MC066-B01 | MC066-B01/G25 | Logic 25 |  |  |  |  | Energy sensor | G25 |  |  |  | MC066 | Ruskin Library |  |  | 0 | 0
MC066-B01 | MC066-B01/G26 | Logic 26 |  |  |  |  | Energy sensor | G26 |  |  |  | MC066 | Ruskin Library |  |  | 0 | 0
MC066-B01 | MC066-B01/G27 | Logic 27 |  |  |  |  | Energy sensor | G27 |  |  |  | MC066 | Ruskin Library |  |  | 0 | 0
MC066-B01 | MC066-B01/G28 | Logic 28 |  |  |  |  | Energy sensor | G28 |  |  |  | MC066 | Ruskin Library |  |  | 0 | 0
MC066-B01 | MC066-B01/G29 | Logic 29 |  |  |  |  | Energy sensor | G29 |  |  |  | MC066 | Ruskin Library |  |  | 0 | 0
MC066-B01 | MC066-B01/G3 | Logic 3 |  |  |  |  | Energy sensor | G3 |  |  |  | MC066 | Ruskin Library |  |  | 0 | 0
MC066-B01 | MC066-B01/G30 | Logic 30 |  |  |  |  | Energy sensor | G30 |  |  |  | MC066 | Ruskin Library |  |  | 0 | 0
MC066-B01 | MC066-B01/G31 | Logic 31 |  |  |  |  | Energy sensor | G31 |  |  |  | MC066 | Ruskin Library |  |  | 0 | 0
MC066-B01 | MC066-B01/G32 | Logic 32 |  |  |  |  | Energy sensor | G32 |  |  |  | MC066 | Ruskin Library |  |  | 0 | 0
MC066-B01 | MC066-B01/G33 | Logic 33 |  |  |  |  | Energy sensor | G33 |  |  |  | MC066 | Ruskin Library |  |  | 0 | 0
MC066-B01 | MC066-B01/G34 | Logic 34 |  |  |  |  | Energy sensor | G34 |  |  |  | MC066 | Ruskin Library |  |  | 0 | 0
MC066-B01 | MC066-B01/G35 | Logic 35 |  |  |  |  | Energy sensor | G35 |  |  |  | MC066 | Ruskin Library |  |  | 0 | 0
MC066-B01 | MC066-B01/G36 | Logic 36 |  |  |  |  | Energy sensor | G36 |  |  |  | MC066 | Ruskin Library |  |  | 0 | 0
MC066-B01 | MC066-B01/G37 | Logic 37 |  |  |  |  | Energy sensor | G37 |  |  |  | MC066 | Ruskin Library |  |  | 0 | 0
MC066-B01 | MC066-B01/G38 | Logic 38 |  |  |  |  | Energy sensor | G38 |  |  |  | MC066 | Ruskin Library |  |  | 0 | 0
MC066-B01 | MC066-B01/G39 | Logic 39 |  |  |  |  | Energy sensor | G39 |  |  |  | MC066 | Ruskin Library |  |  | 0 | 0
MC066-B01 | MC066-B01/G4 | HTG DEMAND |  |  |  |  | Energy sensor | G4 |  |  |  | MC066 | Ruskin Library |  |  | 0 | 0
MC066-B01 | MC066-B01/G40 | Logic 40 |  |  |  |  | Energy sensor | G40 |  |  |  | MC066 | Ruskin Library |  |  | 0 | 0
MC066-B01 | MC066-B01/G41 | Logic 41 |  |  |  |  | Energy sensor | G41 |  |  |  | MC066 | Ruskin Library |  |  | 0 | 0
MC066-B01 | MC066-B01/G42 | Logic 42 |  |  |  |  | Energy sensor | G42 |  |  |  | MC066 | Ruskin Library |  |  | 0 | 0
MC066-B01 | MC066-B01/G43 | Logic 43 |  |  |  |  | Energy sensor | G43 |  |  |  | MC066 | Ruskin Library |  |  | 0 | 0
MC066-B01 | MC066-B01/G44 | Logic 44 |  |  |  |  | Energy sensor | G44 |  |  |  | MC066 | Ruskin Library |  |  | 0 | 0
MC066-B01 | MC066-B01/G45 | Logic 45 |  |  |  |  | Energy sensor | G45 |  |  |  | MC066 | Ruskin Library |  |  | 0 | 0
MC066-B01 | MC066-B01/G46 | Logic 46 |  |  |  |  | Energy sensor | G46 |  |  |  | MC066 | Ruskin Library |  |  | 0 | 0
MC066-B01 | MC066-B01/G47 | Logic 47 |  |  |  |  | Energy sensor | G47 |  |  |  | MC066 | Ruskin Library |  |  | 0 | 0
MC066-B01 | MC066-B01/G48 | Logic 48 |  |  |  |  | Energy sensor | G48 |  |  |  | MC066 | Ruskin Library |  |  | 0 | 0
MC066-B01 | MC066-B01/G49 | Boost |  |  | 0 = Off, 1 = On |  | Energy sensor | G49 |  |  |  | MC066 | Ruskin Library |  |  | 0 | 0
MC066-B01 | MC066-B01/G5 | Logic 5 |  |  |  |  | Energy sensor | G5 |  |  |  | MC066 | Ruskin Library |  |  | 0 | 0
MC066-B01 | MC066-B01/G50 | Boost |  |  | 0 = Off, 1 = On |  | Energy sensor | G50 |  |  |  | MC066 | Ruskin Library |  |  | 0 | 0
MC066-B01 | MC066-B01/G51 | Boost |  |  | 0 = Off, 1 = On |  | Energy sensor | G51 |  |  |  | MC066 | Ruskin Library |  |  | 0 | 0
MC066-B01 | MC066-B01/G52 | Logic 52 |  |  |  |  | Energy sensor | G52 |  |  |  | MC066 | Ruskin Library |  |  | 0 | 0
MC066-B01 | MC066-B01/G53 | Logic 53 |  |  |  |  | Energy sensor | G53 |  |  |  | MC066 | Ruskin Library |  |  | 0 | 0
MC066-B01 | MC066-B01/G54 | Logic 54 |  |  |  |  | Energy sensor | G54 |  |  |  | MC066 | Ruskin Library |  |  | 0 | 0
MC066-B01 | MC066-B01/G55 | Enthalpy Control |  |  |  |  | Energy sensor | G55 |  |  |  | MC066 | Ruskin Library |  |  | 0 | 0
MC066-B01 | MC066-B01/G56 | Logic 56 |  |  |  |  | Energy sensor | G56 |  |  |  | MC066 | Ruskin Library |  |  | 0 | 0
MC066-B01 | MC066-B01/G57 | Logic 57 |  |  |  |  | Energy sensor | G57 |  |  |  | MC066 | Ruskin Library |  |  | 0 | 0
MC066-B01 | MC066-B01/G58 | Logic 58 |  |  |  |  | Energy sensor | G58 |  |  |  | MC066 | Ruskin Library |  |  | 0 | 0
MC066-B01 | MC066-B01/G59 | Logic 59 |  |  |  |  | Energy sensor | G59 |  |  |  | MC066 | Ruskin Library |  |  | 0 | 0
MC066-B01 | MC066-B01/G6 | Logic 6 |  |  |  |  | Energy sensor | G6 |  |  |  | MC066 | Ruskin Library |  |  | 0 | 0
MC066-B01 | MC066-B01/G60 | Logic 60 |  |  |  |  | Energy sensor | G60 |  |  |  | MC066 | Ruskin Library |  |  | 0 | 0
MC066-B01 | MC066-B01/G61 | Logic 61 |  |  |  |  | Energy sensor | G61 |  |  |  | MC066 | Ruskin Library |  |  | 0 | 0
MC066-B01 | MC066-B01/G62 | FCU Unit Enable |  |  |  |  | Energy sensor | G62 |  |  |  | MC066 | Ruskin Library |  |  | 0 | 0
MC066-B01 | MC066-B01/G63 | Logic 63 |  |  |  |  | Energy sensor | G63 |  |  |  | MC066 | Ruskin Library |  |  | 0 | 0
MC066-B01 | MC066-B01/G64 | Logic 64 |  |  |  |  | Energy sensor | G64 |  |  |  | MC066 | Ruskin Library |  |  | 0 | 0
MC066-B01 | MC066-B01/G65 | Logic 65 |  |  |  |  | Energy sensor | G65 |  |  |  | MC066 | Ruskin Library |  |  | 0 | 0
MC066-B01 | MC066-B01/G66 | Logic 66 |  |  |  |  | Energy sensor | G66 |  |  |  | MC066 | Ruskin Library |  |  | 0 | 0
MC066-B01 | MC066-B01/G67 | Logic 67 |  |  |  |  | Energy sensor | G67 |  |  |  | MC066 | Ruskin Library |  |  | 0 | 0
MC066-B01 | MC066-B01/G68 | Logic 68 |  |  |  |  | Energy sensor | G68 |  |  |  | MC066 | Ruskin Library |  |  | 0 | 0
MC066-B01 | MC066-B01/G69 | Logic 69 |  |  |  |  | Energy sensor | G69 |  |  |  | MC066 | Ruskin Library |  |  | 0 | 0
MC066-B01 | MC066-B01/G7 | Logic 7 |  |  |  |  | Energy sensor | G7 |  |  |  | MC066 | Ruskin Library |  |  | 0 | 0
MC066-B01 | MC066-B01/G70 | Logic 70 |  |  |  |  | Energy sensor | G70 |  |  |  | MC066 | Ruskin Library |  |  | 0 | 0
MC066-B01 | MC066-B01/G71 | Logic 71 |  |  |  |  | Energy sensor | G71 |  |  |  | MC066 | Ruskin Library |  |  | 0 | 0
MC066-B01 | MC066-B01/G72 | Logic 72 |  |  |  |  | Energy sensor | G72 |  |  |  | MC066 | Ruskin Library |  |  | 0 | 0
MC066-B01 | MC066-B01/G73 | Logic 73 |  |  |  |  | Energy sensor | G73 |  |  |  | MC066 | Ruskin Library |  |  | 0 | 0
MC066-B01 | MC066-B01/G74 | Logic 74 |  |  |  |  | Energy sensor | G74 |  |  |  | MC066 | Ruskin Library |  |  | 0 | 0
MC066-B01 | MC066-B01/G75 | Logic 75 |  |  |  |  | Energy sensor | G75 |  |  |  | MC066 | Ruskin Library |  |  | 0 | 0
MC066-B01 | MC066-B01/G8 | Logic 8 |  |  |  |  | Energy sensor | G8 |  |  |  | MC066 | Ruskin Library |  |  | 0 | 0
MC066-B01 | MC066-B01/G9 | Logic 9 |  |  |  |  | Energy sensor | G9 |  |  |  | MC066 | Ruskin Library |  |  | 0 | 0
MC066-B01 | MC066-B01/I1 | VT Pump Flow Proven |  |  |  |  | Energy sensor | I1 |  |  |  | MC066 | Ruskin Library |  |  | 0 | 0
MC066-B01 | MC066-B01/i1 | xcite/IO/8UI |  |  |  |  | Energy sensor | i1 |  |  |  | MC066 | Ruskin Library |  |  | 0 | 0
MC066-B01 | MC066-B01/I10 | Sprinkler Low Pressure |  |  |  |  | Energy sensor | I10 |  |  |  | MC066 | Ruskin Library |  |  | 0 | 0
MC066-B01 | MC066-B01/I11 | Chiller Fault |  |  |  |  | Energy sensor | I11 |  |  |  | MC066 | Ruskin Library |  |  | 0 | 0
MC066-B01 | MC066-B01/I12 | Gas Pulse |  |  |  |  | Energy sensor | I12 |  |  |  | MC066 | Ruskin Library |  |  | 0 | 0
MC066-B01 | MC066-B01/I13 | Humidifier Fault |  |  |  |  | Energy sensor | I13 |  |  |  | MC066 | Ruskin Library |  |  | 0 | 0
MC066-B01 | MC066-B01/I14 | AHU No1 Air Flow Prove 0=Prove |  |  |  |  | Energy sensor | I14 |  |  |  | MC066 | Ruskin Library |  |  | 0 | 0
MC066-B01 | MC066-B01/I15 | Fire Override On |  |  |  |  | Energy sensor | I15 |  |  |  | MC066 | Ruskin Library |  |  | 0 | 0
MC066-B01 | MC066-B01/I16 | Fire Override Off |  |  |  |  | Energy sensor | I16 |  |  |  | MC066 | Ruskin Library |  |  | 0 | 0
MC066-B01 | MC066-B01/I17 | Boiler No1 Fault |  |  |  |  | Energy sensor | I17 |  |  |  | MC066 | Ruskin Library |  |  | 0 | 0
MC066-B01 | MC066-B01/I18 | Boiler No2 Fault |  |  |  |  | Energy sensor | I18 |  |  |  | MC066 | Ruskin Library |  |  | 0 | 0
MC066-B01 | MC066-B01/i2 | xcite/IO/8UI |  |  |  |  | Energy sensor | i2 |  |  |  | MC066 | Ruskin Library |  |  | 0 | 0
MC066-B01 | MC066-B01/I2 | CT Pump Flow Proven |  |  |  |  | Energy sensor | I2 |  |  |  | MC066 | Ruskin Library |  |  | 0 | 0
MC066-B01 | MC066-B01/I21 | CT Htg Pump Fault |  |  |  |  | Energy sensor | I21 |  |  |  | MC066 | Ruskin Library |  |  | 0 | 0
MC066-B01 | MC066-B01/I22 | CT Pump 1 Enabled |  |  |  |  | Energy sensor | I22 |  |  |  | MC066 | Ruskin Library |  |  | 0 | 0
MC066-B01 | MC066-B01/I23 | CT Pump 2 Enabled |  |  |  |  | Energy sensor | I23 |  |  |  | MC066 | Ruskin Library |  |  | 0 | 0
MC066-B01 | MC066-B01/I26 | VT Htg Pump Fault |  |  |  |  | Energy sensor | I26 |  |  |  | MC066 | Ruskin Library |  |  | 0 | 0
MC066-B01 | MC066-B01/I27 | VT Pump 1 Enabled |  |  |  |  | Energy sensor | I27 |  |  |  | MC066 | Ruskin Library |  |  | 0 | 0
MC066-B01 | MC066-B01/I28 | VT Pump 2 Enabled |  |  |  |  | Energy sensor | I28 |  |  |  | MC066 | Ruskin Library |  |  | 0 | 0
MC066-B01 | MC066-B01/I3 | AHU No2 Air Flow Proven |  |  |  |  | Energy sensor | I3 |  |  |  | MC066 | Ruskin Library |  |  | 0 | 0
MC066-B01 | MC066-B01/i3 | xcite/IO/8UI |  |  |  |  | Energy sensor | i3 |  |  |  | MC066 | Ruskin Library |  |  | 0 | 0
MC066-B01 | MC066-B01/I31 | N.Gallery Pump Fault |  |  |  |  | Energy sensor | I31 |  |  |  | MC066 | Ruskin Library |  |  | 0 | 0
MC066-B01 | MC066-B01/I32 | N.Gallery Pump 1 Enabled |  |  |  |  | Energy sensor | I32 |  |  |  | MC066 | Ruskin Library |  |  | 0 | 0
MC066-B01 | MC066-B01/I33 | N Gallery Pump 2 Enabled |  |  |  |  | Energy sensor | I33 |  |  |  | MC066 | Ruskin Library |  |  | 0 | 0
MC066-B01 | MC066-B01/I36 | S.Gallery Pump Fault |  |  |  |  | Energy sensor | I36 |  |  |  | MC066 | Ruskin Library |  |  | 0 | 0
MC066-B01 | MC066-B01/I37 | S.Gallery Pump 1 Enabled |  |  |  |  | Energy sensor | I37 |  |  |  | MC066 | Ruskin Library |  |  | 0 | 0
MC066-B01 | MC066-B01/I38 | S Gallery Pump 2 Enabled |  |  |  |  | Energy sensor | I38 |  |  |  | MC066 | Ruskin Library |  |  | 0 | 0
MC066-B01 | MC066-B01/I4 | Fire Alarm |  |  |  |  | Energy sensor | I4 |  |  |  | MC066 | Ruskin Library |  |  | 0 | 0
MC066-B01 | MC066-B01/i4 | xcite/IO/16DI |  |  |  |  | Energy sensor | i4 |  |  |  | MC066 | Ruskin Library |  |  | 0 | 0
MC066-B01 | MC066-B01/I40 | CT Pump Contactor Enabled |  |  |  |  | Energy sensor | I40 |  |  |  | MC066 | Ruskin Library |  |  | 0 | 0
MC066-B01 | MC066-B01/I41 | VT Pump Contactor Enabled |  |  |  |  | Energy sensor | I41 |  |  |  | MC066 | Ruskin Library |  |  | 0 | 0
MC066-B01 | MC066-B01/I42 | North Pump Contactor Enabled |  |  |  |  | Energy sensor | I42 |  |  |  | MC066 | Ruskin Library |  |  | 0 | 0
MC066-B01 | MC066-B01/I43 | South Pump Contactor Enabled |  |  |  |  | Energy sensor | I43 |  |  |  | MC066 | Ruskin Library |  |  | 0 | 0
MC066-B01 | MC066-B01/I5 | N.Gallery Pumps Flow Proven |  |  |  |  | Energy sensor | I5 |  |  |  | MC066 | Ruskin Library |  |  | 0 | 0
MC066-B01 | MC066-B01/i5 | xcite/IO/8AO |  |  |  |  | Energy sensor | i5 |  |  |  | MC066 | Ruskin Library |  |  | 0 | 0
MC066-B01 | MC066-B01/I6 | S.Gallery Pumps Flow Proven |  |  |  |  | Energy sensor | I6 |  |  |  | MC066 | Ruskin Library |  |  | 0 | 0
MC066-B01 | MC066-B01/i6 | xcite/IO/8AO |  |  |  |  | Energy sensor | i6 |  |  |  | MC066 | Ruskin Library |  |  | 0 | 0
MC066-B01 | MC066-B01/i7 | xcite/IO/8AO |  |  |  |  | Energy sensor | i7 |  |  |  | MC066 | Ruskin Library |  |  | 0 | 0
MC066-B01 | MC066-B01/I7 | Pressure Unit Fault |  |  |  |  | Energy sensor | I7 |  |  |  | MC066 | Ruskin Library |  |  | 0 | 0
MC066-B01 | MC066-B01/I8 | AHU No1 Filter Dirty |  |  |  |  | Energy sensor | I8 |  |  |  | MC066 | Ruskin Library |  |  | 0 | 0
MC066-B01 | MC066-B01/I9 | AHU No2 Filter Dirty |  |  |  |  | Energy sensor | I9 |  |  |  | MC066 | Ruskin Library |  |  | 0 | 0
MC066-B01 | MC066-B01/K1 | 1st stage frost protection |  |  |  |  | Energy sensor | K1 |  |  |  | MC066 | Ruskin Library |  |  | 0 | 0
MC066-B01 | MC066-B01/K10 | VT Room Influence |  |  |  |  | Energy sensor | K10 |  |  |  | MC066 | Ruskin Library |  |  | 0 | 0
MC066-B01 | MC066-B01/K11 | VT Flow @ 20oC OAT |  |  |  |  | Energy sensor | K11 |  |  |  | MC066 | Ruskin Library |  |  | 0 | 0
MC066-B01 | MC066-B01/K12 | N.Gallery Occ Temp |  |  | Degrees Celsius |  | Energy sensor | K12 |  |  |  | MC066 | Ruskin Library |  |  | 0 | 0
MC066-B01 | MC066-B01/K13 | UFH Flow@0 degC |  |  |  |  | Energy sensor | K13 |  |  |  | MC066 | Ruskin Library |  |  | 0 | 0
MC066-B01 | MC066-B01/K14 | UFH Room Influence |  |  |  |  | Energy sensor | K14 |  |  |  | MC066 | Ruskin Library |  |  | 0 | 0
MC066-B01 | MC066-B01/K15 | UFH Flow@ 20oC OAT |  |  |  |  | Energy sensor | K15 |  |  |  | MC066 | Ruskin Library |  |  | 0 | 0
MC066-B01 | MC066-B01/K16 | S.Gallery Occ Temp |  |  | Degrees Celsius |  | Energy sensor | K16 |  |  |  | MC066 | Ruskin Library |  |  | 0 | 0
MC066-B01 | MC066-B01/K17 | Reading Rm Return Air SP |  |  |  |  | Energy sensor | K17 |  |  |  | MC066 | Ruskin Library |  |  | 0 | 0
MC066-B01 | MC066-B01/K2 | 2nd stage frost protection |  |  | Degrees Celsius |  | Energy sensor | K2 |  |  |  | MC066 | Ruskin Library |  |  | 0 | 0
MC066-B01 | MC066-B01/K22 | Max Supply Air Temp |  |  | Degrees Celsius |  | Energy sensor | K22 |  |  |  | MC066 | Ruskin Library |  |  | 0 | 0
MC066-B01 | MC066-B01/K23 | Reading Rm Humidity SP |  |  |  |  | Energy sensor | K23 |  |  |  | MC066 | Ruskin Library |  |  | 0 | 0
MC066-B01 | MC066-B01/K24 | Minimum Supply Air Temp |  |  | Degrees Celsius |  | Energy sensor | K24 |  |  |  | MC066 | Ruskin Library |  |  | 0 | 0
MC066-B01 | MC066-B01/K25 | Max Supply Humidity |  |  |  |  | Energy sensor | K25 |  |  |  | MC066 | Ruskin Library |  |  | 0 | 0
MC066-B01 | MC066-B01/K26 | Dead zone humidity |  |  |  |  | Energy sensor | K26 |  |  |  | MC066 | Ruskin Library |  |  | 0 | 0
MC066-B01 | MC066-B01/K27 | Minimum Supply Humidity |  |  |  |  | Energy sensor | K27 |  |  |  | MC066 | Ruskin Library |  |  | 0 | 0
MC066-B01 | MC066-B01/K28 | Gallery Extract Fan SP |  |  |  |  | Energy sensor | K28 |  |  |  | MC066 | Ruskin Library |  |  | 0 | 0
MC066-B01 | MC066-B01/K29 | Basement Extract Fans SP |  |  |  |  | Energy sensor | K29 |  |  |  | MC066 | Ruskin Library |  |  | 0 | 0
MC066-B01 | MC066-B01/K3 | 3rd stage frost protection |  |  |  |  | Energy sensor | K3 |  |  |  | MC066 | Ruskin Library |  |  | 0 | 0
MC066-B01 | MC066-B01/K30 | Foyer Space Temp SP |  |  | Degrees Celsius |  | Energy sensor | K30 |  |  |  | MC066 | Ruskin Library |  |  | 0 | 0
MC066-B01 | MC066-B01/K31 | Max FCU Supply Air Temp |  |  | Degrees Celsius |  | Energy sensor | K31 |  |  |  | MC066 | Ruskin Library |  |  | 0 | 0
MC066-B01 | MC066-B01/K32 | Minimum FCU Supply Air Temp |  |  | Degrees Celsius |  | Energy sensor | K32 |  |  |  | MC066 | Ruskin Library |  |  | 0 | 0
MC066-B01 | MC066-B01/K4 | Economy Off |  |  |  |  | Energy sensor | K4 |  |  |  | MC066 | Ruskin Library |  |  | 0 | 0
MC066-B01 | MC066-B01/K5 | Space low limit |  |  |  |  | Energy sensor | K5 |  |  |  | MC066 | Ruskin Library |  |  | 0 | 0
MC066-B01 | MC066-B01/K6 | Occupancy SP |  |  |  |  | Energy sensor | K6 |  |  |  | MC066 | Ruskin Library |  |  | 0 | 0
MC066-B01 | MC066-B01/K7 | Boiler Control SP |  |  |  |  | Energy sensor | K7 |  |  |  | MC066 | Ruskin Library |  |  | 0 | 0
MC066-B01 | MC066-B01/K8 | Humidifier override % |  |  |  |  | Energy sensor | K8 |  |  |  | MC066 | Ruskin Library |  |  | 0 | 0
MC066-B01 | MC066-B01/K9 | VT Flow @0 degC |  |  |  |  | Energy sensor | K9 |  |  |  | MC066 | Ruskin Library |  |  | 0 | 0
MC066-B01 | MC066-B01/L1 | Loop 1 |  |  |  |  | Energy sensor | L1 |  |  |  | MC066 | Ruskin Library |  |  | 0 | 0
MC066-B01 | MC066-B01/L10 | [5 empty] | Energy sensor | L10 |  |  |  | MC066 | Ruskin Library |  |  | 0 | 0
MC066-B01 | MC066-B01/L12 | De Hum loop |  |  |  |  | Energy sensor | L12 |  |  |  | MC066 | Ruskin Library |  |  | 0 | 0
MC066-B01 | MC066-B01/L13 | [5 empty] | Energy sensor | L13 |  |  |  | MC066 | Ruskin Library |  |  | 0 | 0
MC066-B01 | MC066-B01/L14 | [5 empty] | Energy sensor | L14 |  |  |  | MC066 | Ruskin Library |  |  | 0 | 0
MC066-B01 | MC066-B01/L15 | Loop 15 |  |  |  |  | Energy sensor | L15 |  |  |  | MC066 | Ruskin Library |  |  | 0 | 0
MC066-B01 | MC066-B01/L16 | Loop 16 |  |  |  |  | Energy sensor | L16 |  |  |  | MC066 | Ruskin Library |  |  | 0 | 0
MC066-B01 | MC066-B01/L2 | compensator |  |  |  |  | Energy sensor | L2 |  |  |  | MC066 | Ruskin Library |  |  | 0 | 0
MC066-B01 | MC066-B01/L3 | compensator |  |  |  |  | Energy sensor | L3 |  |  |  | MC066 | Ruskin Library |  |  | 0 | 0
MC066-B01 | MC066-B01/L4 | compensator |  |  |  |  | Energy sensor | L4 |  |  |  | MC066 | Ruskin Library |  |  | 0 | 0
MC066-B01 | MC066-B01/L5 | [5 empty] | Energy sensor | L5 |  |  |  | MC066 | Ruskin Library |  |  | 0 | 0
MC066-B01 | MC066-B01/L6 | [5 empty] | Energy sensor | L6 |  |  |  | MC066 | Ruskin Library |  |  | 0 | 0
MC066-B01 | MC066-B01/L7 | Heating loop |  |  |  |  | Energy sensor | L7 |  |  |  | MC066 | Ruskin Library |  |  | 0 | 0
MC066-B01 | MC066-B01/L8 | Cooling loop |  |  |  |  | Energy sensor | L8 |  |  |  | MC066 | Ruskin Library |  |  | 0 | 0
MC066-B01 | MC066-B01/L9 | [5 empty] | Energy sensor | L9 |  |  |  | MC066 | Ruskin Library |  |  | 0 | 0
MC066-B01 | MC066-B01/n1 | TREND_03_28_FB |  |  |  |  | Energy sensor | n1 |  |  |  | MC066 | Ruskin Library |  |  | 0 | 0
MC066-B01 | MC066-B01/O1 | Optimum Start Stop 1 |  |  |  |  | Energy sensor | O1 |  |  |  | MC066 | Ruskin Library |  |  | 0 | 0
MC066-B01 | MC066-B01/o1 | Alarm Route 1 |  |  |  |  | Energy sensor | o1 |  |  |  | MC066 | Ruskin Library |  |  | 0 | 0
MC066-B01 | MC066-B01/P1 | Outside air temperature |  |  | Degrees Celsius |  | Energy sensor | P1 |  |  |  | MC066 | Ruskin Library |  |  | 0 | 0
MC066-B01 | MC066-B01/P10 | N.Office Space Temp |  |  | Degrees Celsius |  | Energy sensor | P10 |  |  |  | MC066 | Ruskin Library |  |  | 0 | 0
MC066-B01 | MC066-B01/P11 | N.Gallery Space Temp |  |  | Degrees Celsius |  | Energy sensor | P11 |  |  |  | MC066 | Ruskin Library |  |  | 0 | 0
MC066-B01 | MC066-B01/P12 | N.Gallery Flow Temp |  |  | Degrees Celsius |  | Energy sensor | P12 |  |  |  | MC066 | Ruskin Library |  |  | 0 | 0
MC066-B01 | MC066-B01/P13 | S.Gallery Space Temp |  |  | Degrees Celsius |  | Energy sensor | P13 |  |  |  | MC066 | Ruskin Library |  |  | 0 | 0
MC066-B01 | MC066-B01/P14 | S.Gallery Flow Temp |  |  | Degrees Celsius |  | Energy sensor | P14 |  |  |  | MC066 | Ruskin Library |  |  | 0 | 0
MC066-B01 | MC066-B01/P15 | AHU No1 Supply Air Temp |  |  | Degrees Celsius |  | Energy sensor | P15 |  |  |  | MC066 | Ruskin Library |  |  | 0 | 0
MC066-B01 | MC066-B01/P16 | AHU No1 Return Air Temp |  |  | Degrees Celsius |  | Energy sensor | P16 |  |  |  | MC066 | Ruskin Library |  |  | 0 | 0
MC066-B01 | MC066-B01/P17 | AHU No1 Ret RH Sensor |  |  |  |  | Energy sensor | P17 |  |  |  | MC066 | Ruskin Library |  |  | 0 | 0
MC066-B01 | MC066-B01/P18 | Archive No1 Space Temp |  |  | Degrees Celsius |  | Energy sensor | P18 |  |  |  | MC066 | Ruskin Library |  |  | 0 | 0
MC066-B01 | MC066-B01/P19 | Archive No1 RH Space |  |  |  |  | Energy sensor | P19 |  |  |  | MC066 | Ruskin Library |  |  | 0 | 0
MC066-B01 | MC066-B01/P2 | Foyer Space Temp |  |  | Degrees Celsius |  | Energy sensor | P2 |  |  |  | MC066 | Ruskin Library |  |  | 0 | 0
MC066-B01 | MC066-B01/P20 | Archive No2 Space Temp |  |  | Degrees Celsius |  | Energy sensor | P20 |  |  |  | MC066 | Ruskin Library |  |  | 0 | 0
MC066-B01 | MC066-B01/P21 | Archive No2 Space RH |  |  |  |  | Energy sensor | P21 |  |  |  | MC066 | Ruskin Library |  |  | 0 | 0
MC066-B01 | MC066-B01/P22 | Archive No3 Space Temp |  |  | Degrees Celsius |  | Energy sensor | P22 |  |  |  | MC066 | Ruskin Library |  |  | 0 | 0
MC066-B01 | MC066-B01/P23 | Archive No3 Space RH |  |  |  |  | Energy sensor | P23 |  |  |  | MC066 | Ruskin Library |  |  | 0 | 0
MC066-B01 | MC066-B01/P24 | Archive No4 Space Temp |  |  | Degrees Celsius |  | Energy sensor | P24 |  |  |  | MC066 | Ruskin Library |  |  | 0 | 0
MC066-B01 | MC066-B01/P25 | Archive No4 Space RH |  |  |  |  | Energy sensor | P25 |  |  |  | MC066 | Ruskin Library |  |  | 0 | 0
MC066-B01 | MC066-B01/P26 | Archive No5 Space Temp |  |  | Degrees Celsius |  | Energy sensor | P26 |  |  |  | MC066 | Ruskin Library |  |  | 0 | 0
MC066-B01 | MC066-B01/P27 | Archive No5 Space RH |  |  |  |  | Energy sensor | P27 |  |  |  | MC066 | Ruskin Library |  |  | 0 | 0
MC066-B01 | MC066-B01/P28 | Boiler Flow Temp |  |  | Degrees Celsius |  | Energy sensor | P28 |  |  |  | MC066 | Ruskin Library |  |  | 0 | 0
MC066-B01 | MC066-B01/P29 | Boiler Return Temp |  |  | Degrees Celsius |  | Energy sensor | P29 |  |  |  | MC066 | Ruskin Library |  |  | 0 | 0
MC066-B01 | MC066-B01/P3 | Basement Space Temp |  |  | Degrees Celsius |  | Energy sensor | P3 |  |  |  | MC066 | Ruskin Library |  |  | 0 | 0
MC066-B01 | MC066-B01/P30 | Total Gas Used |  |  |  |  | Energy sensor | P30 |  |  |  | MC066 | Ruskin Library |  |  | 0 | 0
MC066-B01 | MC066-B01/P31 | Gas Used Today |  |  |  |  | Energy sensor | P31 |  |  |  | MC066 | Ruskin Library |  |  | 0 | 0
MC066-B01 | MC066-B01/P32 | Total Electricity 1 Used |  |  |  |  | Energy sensor | P32 |  |  |  | MC066 | Ruskin Library |  |  | 0 | 0
MC066-B01 | MC066-B01/P33 | Electricity 1 Used Today |  |  |  |  | Energy sensor | P33 |  |  |  | MC066 | Ruskin Library |  |  | 0 | 0
MC066-B01 | MC066-B01/P34 | Sensor 40 |  |  |  |  | Energy sensor | P34 |  |  |  | MC066 | Ruskin Library |  |  | 0 | 0
MC066-B01 | MC066-B01/P35 | Sensor 41 |  |  |  |  | Energy sensor | P35 |  |  |  | MC066 | Ruskin Library |  |  | 0 | 0
MC066-B01 | MC066-B01/P36 | Sensor 42 |  |  |  |  | Energy sensor | P36 |  |  |  | MC066 | Ruskin Library |  |  | 0 | 0
MC066-B01 | MC066-B01/P37 | Calc S.Gallery UFH Flow |  |  |  |  | Energy sensor | P37 |  |  |  | MC066 | Ruskin Library |  |  | 0 | 0
MC066-B01 | MC066-B01/P38 | Calc N.Gallery UFH FLOW |  |  |  |  | Energy sensor | P38 |  |  |  | MC066 | Ruskin Library |  |  | 0 | 0
MC066-B01 | MC066-B01/P39 | Chiller |  |  |  |  | Energy sensor | P39 |  |  |  | MC066 | Ruskin Library |  |  | 0 | 0
MC066-B01 | MC066-B01/P4 | Basement Space RH Sensor |  |  |  |  | Energy sensor | P4 |  |  |  | MC066 | Ruskin Library |  |  | 0 | 0
MC066-B01 | MC066-B01/P40 | Plot 40 |  |  |  |  | Energy sensor | P40 |  |  |  | MC066 | Ruskin Library |  |  | 0 | 0
MC066-B01 | MC066-B01/P41 | Sensor 43 |  |  |  |  | Energy sensor | P41 |  |  |  | MC066 | Ruskin Library |  |  | 0 | 0
MC066-B01 | MC066-B01/P5 | VT Flow Temp |  |  | Degrees Celsius |  | Energy sensor | P5 |  |  |  | MC066 | Ruskin Library |  |  | 0 | 0
MC066-B01 | MC066-B01/P6 | CHW Sec Flow Temp |  |  | Degrees Celsius |  | Energy sensor | P6 |  |  |  | MC066 | Ruskin Library |  |  | 0 | 0
MC066-B01 | MC066-B01/P7 | CHW Sec Return Temp |  |  | Degrees Celsius |  | Energy sensor | P7 |  |  |  | MC066 | Ruskin Library |  |  | 0 | 0
MC066-B01 | MC066-B01/P8 | FCU No1 Supply Air Temp |  |  | Degrees Celsius |  | Energy sensor | P8 |  |  |  | MC066 | Ruskin Library |  |  | 0 | 0
MC066-B01 | MC066-B01/P9 | FCU No2 Supply Air Temp |  |  | Degrees Celsius |  | Energy sensor | P9 |  |  |  | MC066 | Ruskin Library |  |  | 0 | 0
MC066-B01 | MC066-B01/Q1 | Sequence Table 1 |  |  |  |  | Energy sensor | Q1 |  |  |  | MC066 | Ruskin Library |  |  | 0 | 0
MC066-B01 | MC066-B01/S1 | Outside air temperature |  |  | Degrees Celsius |  | Energy sensor | S1 |  |  |  | MC066 | Ruskin Library |  |  | 0 | 0
MC066-B01 | MC066-B01/S10 | N.Office Space Temp |  |  | Degrees Celsius |  | Energy sensor | S10 |  |  |  | MC066 | Ruskin Library |  |  | 0 | 0
MC066-B01 | MC066-B01/S11 | N.Gallery Space Temp |  |  | Degrees Celsius |  | Energy sensor | S11 |  |  |  | MC066 | Ruskin Library |  |  | 0 | 0
MC066-B01 | MC066-B01/S12 | N.Gallery Flow Temp |  |  | Degrees Celsius |  | Energy sensor | S12 |  |  |  | MC066 | Ruskin Library |  |  | 0 | 0
MC066-B01 | MC066-B01/S13 | S.Gallery Space Temp |  |  | Degrees Celsius |  | Energy sensor | S13 |  |  |  | MC066 | Ruskin Library |  |  | 0 | 0
MC066-B01 | MC066-B01/S14 | S.Gallery Flow Temp |  |  | Degrees Celsius |  | Energy sensor | S14 |  |  |  | MC066 | Ruskin Library |  |  | 0 | 0
MC066-B01 | MC066-B01/S15 | AHU No1 Supply Air Temp |  |  | Degrees Celsius |  | Energy sensor | S15 |  |  |  | MC066 | Ruskin Library |  |  | 0 | 0
MC066-B01 | MC066-B01/S16 | AHU No1 Return Air Temp |  |  | Degrees Celsius |  | Energy sensor | S16 |  |  |  | MC066 | Ruskin Library |  |  | 0 | 0
MC066-B01 | MC066-B01/S17 | AHU No1 Ret RH Sensor |  |  |  |  | Energy sensor | S17 |  |  |  | MC066 | Ruskin Library |  |  | 0 | 0
MC066-B01 | MC066-B01/S18 | Archive No1 Space Temp |  |  | Degrees Celsius |  | Energy sensor | S18 |  |  |  | MC066 | Ruskin Library |  |  | 0 | 0
MC066-B01 | MC066-B01/S19 | Archive No1 RH Space |  |  |  |  | Energy sensor | S19 |  |  |  | MC066 | Ruskin Library |  |  | 0 | 0
MC066-B01 | MC066-B01/S2 | Foyer Space Temp |  |  | Degrees Celsius |  | Energy sensor | S2 |  |  |  | MC066 | Ruskin Library |  |  | 0 | 0
MC066-B01 | MC066-B01/S20 | Archive No2 Space Temp |  |  | Degrees Celsius |  | Energy sensor | S20 |  |  |  | MC066 | Ruskin Library |  |  | 0 | 0
MC066-B01 | MC066-B01/S21 | Archive No2 Space RH |  |  |  |  | Energy sensor | S21 |  |  |  | MC066 | Ruskin Library |  |  | 0 | 0
MC066-B01 | MC066-B01/S22 | Archive No3 Space Temp |  |  | Degrees Celsius |  | Energy sensor | S22 |  |  |  | MC066 | Ruskin Library |  |  | 0 | 0
MC066-B01 | MC066-B01/S23 | Archive No3 Space RH |  |  |  |  | Energy sensor | S23 |  |  |  | MC066 | Ruskin Library |  |  | 0 | 0
MC066-B01 | MC066-B01/S24 | Archive No4 Space Temp |  |  | Degrees Celsius |  | Energy sensor | S24 |  |  |  | MC066 | Ruskin Library |  |  | 0 | 0
MC066-B01 | MC066-B01/S25 | Archive No4 Space RH |  |  |  |  | Energy sensor | S25 |  |  |  | MC066 | Ruskin Library |  |  | 0 | 0
MC066-B01 | MC066-B01/S26 | Archive No5 Space Temp |  |  | Degrees Celsius |  | Energy sensor | S26 |  |  |  | MC066 | Ruskin Library |  |  | 0 | 0
MC066-B01 | MC066-B01/S27 | Archive No5 Space RH |  |  |  |  | Energy sensor | S27 |  |  |  | MC066 | Ruskin Library |  |  | 0 | 0
MC066-B01 | MC066-B01/S28 | Boiler Flow Temp |  |  | Degrees Celsius |  | Energy sensor | S28 |  |  |  | MC066 | Ruskin Library |  |  | 0 | 0
MC066-B01 | MC066-B01/S29 | Boiler Return Temp |  |  | Degrees Celsius |  | Energy sensor | S29 |  |  |  | MC066 | Ruskin Library |  |  | 0 | 0
MC066-B01 | MC066-B01/S3 | Basement Space Temp |  |  | Degrees Celsius |  | Energy sensor | S3 |  |  |  | MC066 | Ruskin Library |  |  | 0 | 0
MC066-B01 | MC066-B01/S30 | Calculated temperature variable temperature circuit flow |  |  |  |  | Energy sensor | S30 |  |  |  | MC066 | Ruskin Library |  |  | 0 | 0
MC066-B01 | MC066-B01/S31 | Calc N.Gallery UFH FLOW |  |  |  |  | Energy sensor | S31 |  |  |  | MC066 | Ruskin Library |  |  | 0 | 0
MC066-B01 | MC066-B01/S32 | Chiller |  |  |  |  | Energy sensor | S32 |  |  |  | MC066 | Ruskin Library |  |  | 0 | 0
MC066-B01 | MC066-B01/S33 | Sensor 33 |  |  |  |  | Energy sensor | S33 |  |  |  | MC066 | Ruskin Library |  |  | 0 | 0
MC066-B01 | MC066-B01/S34 | D DIX No1 |  |  |  |  | Energy sensor | S34 |  |  |  | MC066 | Ruskin Library |  |  | 0 | 0
MC066-B01 | MC066-B01/S35 | Calc S.Gallery UFH Flow |  |  |  |  | Energy sensor | S35 |  |  |  | MC066 | Ruskin Library |  |  | 0 | 0
MC066-B01 | MC066-B01/S36 | Gas Used Today |  |  |  |  | Energy sensor | S36 |  |  |  | MC066 | Ruskin Library |  |  | 0 | 0
MC066-B01 | MC066-B01/S37 | Total Gas Used |  |  |  |  | Energy sensor | S37 |  |  |  | MC066 | Ruskin Library |  |  | 0 | 0
MC066-B01 | MC066-B01/S38 | Electricity 1 Used Today |  |  |  |  | Energy sensor | S38 |  |  |  | MC066 | Ruskin Library |  |  | 0 | 0
MC066-B01 | MC066-B01/S39 | Total Electricity 1 Used |  |  |  |  | Energy sensor | S39 |  |  |  | MC066 | Ruskin Library |  |  | 0 | 0
MC066-B01 | MC066-B01/S4 | Basement Space RH Sensor |  |  |  |  | Energy sensor | S4 |  |  |  | MC066 | Ruskin Library |  |  | 0 | 0
MC066-B01 | MC066-B01/S40 | Average Archive Areas Temp |  |  | Degrees Celsius |  | Energy sensor | S40 |  |  |  | MC066 | Ruskin Library |  |  | 0 | 0
MC066-B01 | MC066-B01/S41 | Average Archive RH |  |  |  |  | Energy sensor | S41 |  |  |  | MC066 | Ruskin Library |  |  | 0 | 0
MC066-B01 | MC066-B01/S42 | Humidity Control % |  |  |  |  | Energy sensor | S42 |  |  |  | MC066 | Ruskin Library |  |  | 0 | 0
MC066-B01 | MC066-B01/S43 | Cooling Valve % |  |  |  |  | Energy sensor | S43 |  |  |  | MC066 | Ruskin Library |  |  | 0 | 0
MC066-B01 | MC066-B01/S5 | VT Flow Temp |  |  | Degrees Celsius |  | Energy sensor | S5 |  |  |  | MC066 | Ruskin Library |  |  | 0 | 0
MC066-B01 | MC066-B01/S6 | CHW Sec Flow Temp |  |  | Degrees Celsius |  | Energy sensor | S6 |  |  |  | MC066 | Ruskin Library |  |  | 0 | 0
MC066-B01 | MC066-B01/S7 | CHW Sec Return Temp |  |  | Degrees Celsius |  | Energy sensor | S7 |  |  |  | MC066 | Ruskin Library |  |  | 0 | 0
MC066-B01 | MC066-B01/S8 | FCU No1 Supply Air Temp |  |  | Degrees Celsius |  | Energy sensor | S8 |  |  |  | MC066 | Ruskin Library |  |  | 0 | 0
MC066-B01 | MC066-B01/S9 | FCU No2 Supply Air Temp |  |  | Degrees Celsius |  | Energy sensor | S9 |  |  |  | MC066 | Ruskin Library |  |  | 0 | 0
MC066-B01 | MC066-B01/V1 | [5 empty] | Energy sensor | V1 |  |  |  | MC066 | Ruskin Library |  |  | 0 | 0
MC066-B01 | MC066-B01/W1 | CT Pump Reset |  |  |  |  | Energy sensor | W1 |  |  |  | MC066 | Ruskin Library |  |  | 0 | 0
MC066-B01 | MC066-B01/W10 | Reset Meters |  |  |  |  | Energy sensor | W10 |  |  |  | MC066 | Ruskin Library |  |  | 0 | 0
MC066-B01 | MC066-B01/W11 | Humidifier Override Enable |  |  |  |  | Energy sensor | W11 |  |  |  | MC066 | Ruskin Library |  |  | 0 | 0
MC066-B01 | MC066-B01/W12 | Damper OR closed |  |  |  |  | Energy sensor | W12 |  |  |  | MC066 | Ruskin Library |  |  | 0 | 0
MC066-B01 | MC066-B01/W2 | Constant temperature circuit pump duty |  |  |  |  | Energy sensor | W2 |  |  |  | MC066 | Ruskin Library |  |  | 0 | 0
MC066-B01 | MC066-B01/W3 | VT Pump Reset |  |  |  |  | Energy sensor | W3 |  |  |  | MC066 | Ruskin Library |  |  | 0 | 0
MC066-B01 | MC066-B01/W4 | Variable flow circuit pump duty |  |  |  |  | Energy sensor | W4 |  |  |  | MC066 | Ruskin Library |  |  | 0 | 0
MC066-B01 | MC066-B01/W5 | N Gallery Pump Reset |  |  |  |  | Energy sensor | W5 |  |  |  | MC066 | Ruskin Library |  |  | 0 | 0
MC066-B01 | MC066-B01/W6 | N.Gallery Pump Duty |  |  |  |  | Energy sensor | W6 |  |  |  | MC066 | Ruskin Library |  |  | 0 | 0
MC066-B01 | MC066-B01/W7 | S Gallery Pump Reset |  |  |  |  | Energy sensor | W7 |  |  |  | MC066 | Ruskin Library |  |  | 0 | 0
MC066-B01 | MC066-B01/W8 | S.Gallery Pump Duty |  |  |  |  | Energy sensor | W8 |  |  |  | MC066 | Ruskin Library |  |  | 0 | 0
MC066-B01 | MC066-B01/W9 | Rotate Boilers |  |  |  |  | Energy sensor | W9 |  |  |  | MC066 | Ruskin Library |  |  | 0 | 0
MC066-B01 | MC066-B01/Y1 | Outside air temperature |  |  | Degrees Celsius |  | Energy sensor | Y1 |  |  |  | MC066 | Ruskin Library |  |  | 0 | 0
MC066-B01 | MC066-B01/Y2 | Room temperature |  |  | Degrees Celsius |  | Energy sensor | Y2 |  |  |  | MC066 | Ruskin Library |  |  | 0 | 0
MC066-B01 | MC066-B01/Y3 | Thermistor TBTI |  |  | Degrees Celsius |  | Energy sensor | Y3 |  |  |  | MC066 | Ruskin Library |  |  | 0 | 0
MC066-B01 | MC066-B01/Y4 | Thermistor TBTC |  |  |  |  | Energy sensor | Y4 |  |  |  | MC066 | Ruskin Library |  |  | 0 | 0
MC066-B01 | MC066-B01/Y5 | 4DIX V |  |  |  |  | Energy sensor | Y5 |  |  |  | MC066 | Ruskin Library |  |  | 0 | 0
MC066-B01 | MC066-B01/Y6 | Automatrix Sensor |  |  |  |  | Energy sensor | Y6 |  |  |  | MC066 | Ruskin Library |  |  | 0 | 0
MC066-B01 | MC066-B01/Y7 | Humidity 0-10V |  |  |  |  | Energy sensor | Y7 |  |  |  | MC066 | Ruskin Library |  |  | 0 | 0
MC066-B01 | MC066-B01/Y8 | Humidity 0-5V |  |  |  |  | Energy sensor | Y8 |  |  |  | MC066 | Ruskin Library |  |  | 0 | 0
MC066-B01 | MC066-B01/Z1 | Heating Zone Times |  |  |  |  | Energy sensor | Z1 |  |  |  | MC066 | Ruskin Library |  |  | 0 | 0
MC066-B01 | MC066-B01/Z2 | Reading Room Time Zone |  |  |  |  | Energy sensor | Z2 |  |  |  | MC066 | Ruskin Library |  |  | 0 | 0
MC066-B01 | MC066-B01/Z3 | Archive Areas Timezone |  |  |  |  | Energy sensor | Z3 |  |  |  | MC066 | Ruskin Library |  |  | 0 | 0
MC066-B01 | MC066-B01/Z4 | Gallery Extract Fans |  |  |  |  | Energy sensor | Z4 |  |  |  | MC066 | Ruskin Library |  |  | 0 | 0
MC066-B01 | MC066-B01/Z5 | Basement Extract Fans |  |  |  |  | Energy sensor | Z5 |  |  |  | MC066 | Ruskin Library |  |  | 0 | 0
MC066-B01 | MC066-B01/Z6 | Domestic Hot Water |  |  |  |  | Energy sensor | Z6 |  |  |  | MC066 | Ruskin Library |  |  | 0 | 0
MC066-B01 | MC066-B01/Z7 | Foyer Fan Coil Units |  |  |  |  | Energy sensor | Z7 |  |  |  | MC066 | Ruskin Library |  |  | 0 | 0
MC202-B04 | MC202-B04/~1 | [5 empty] | Energy sensor | ~1 |  |  |  | MC202 | Charles Carter Building |  |  | 0 | 0
MC202-B04 | MC202-B04/~10 | [5 empty] | Energy sensor | ~10 |  |  |  | MC202 | Charles Carter Building |  |  | 0 | 0
MC202-B04 | MC202-B04/~11 | [5 empty] | Energy sensor | ~11 |  |  |  | MC202 | Charles Carter Building |  |  | 0 | 0
MC202-B04 | MC202-B04/~12 | [5 empty] | Energy sensor | ~12 |  |  |  | MC202 | Charles Carter Building |  |  | 0 | 0
MC202-B04 | MC202-B04/~13 | [5 empty] | Energy sensor | ~13 |  |  |  | MC202 | Charles Carter Building |  |  | 0 | 0
MC202-B04 | MC202-B04/~14 | [5 empty] | Energy sensor | ~14 |  |  |  | MC202 | Charles Carter Building |  |  | 0 | 0
MC202-B04 | MC202-B04/~15 | [5 empty] | Energy sensor | ~15 |  |  |  | MC202 | Charles Carter Building |  |  | 0 | 0
MC202-B04 | MC202-B04/~16 | [5 empty] | Energy sensor | ~16 |  |  |  | MC202 | Charles Carter Building |  |  | 0 | 0
MC202-B04 | MC202-B04/~17 | [5 empty] | Energy sensor | ~17 |  |  |  | MC202 | Charles Carter Building |  |  | 0 | 0
MC202-B04 | MC202-B04/~18 | [5 empty] | Energy sensor | ~18 |  |  |  | MC202 | Charles Carter Building |  |  | 0 | 0
MC202-B04 | MC202-B04/~19 | [5 empty] | Energy sensor | ~19 |  |  |  | MC202 | Charles Carter Building |  |  | 0 | 0
MC202-B04 | MC202-B04/~2 | [5 empty] | Energy sensor | ~2 |  |  |  | MC202 | Charles Carter Building |  |  | 0 | 0
MC202-B04 | MC202-B04/~20 | [5 empty] | Energy sensor | ~20 |  |  |  | MC202 | Charles Carter Building |  |  | 0 | 0
MC202-B04 | MC202-B04/~21 | [5 empty] | Energy sensor | ~21 |  |  |  | MC202 | Charles Carter Building |  |  | 0 | 0
MC202-B04 | MC202-B04/~22 | [5 empty] | Energy sensor | ~22 |  |  |  | MC202 | Charles Carter Building |  |  | 0 | 0
MC202-B04 | MC202-B04/~23 | [5 empty] | Energy sensor | ~23 |  |  |  | MC202 | Charles Carter Building |  |  | 0 | 0
MC202-B04 | MC202-B04/~24 | [5 empty] | Energy sensor | ~24 |  |  |  | MC202 | Charles Carter Building |  |  | 0 | 0
MC202-B04 | MC202-B04/~25 | [5 empty] | Energy sensor | ~25 |  |  |  | MC202 | Charles Carter Building |  |  | 0 | 0
MC202-B04 | MC202-B04/~26 | [5 empty] | Energy sensor | ~26 |  |  |  | MC202 | Charles Carter Building |  |  | 0 | 0
MC202-B04 | MC202-B04/~27 | [5 empty] | Energy sensor | ~27 |  |  |  | MC202 | Charles Carter Building |  |  | 0 | 0
MC202-B04 | MC202-B04/~28 | [5 empty] | Energy sensor | ~28 |  |  |  | MC202 | Charles Carter Building |  |  | 0 | 0
MC202-B04 | MC202-B04/~29 | [5 empty] | Energy sensor | ~29 |  |  |  | MC202 | Charles Carter Building |  |  | 0 | 0
MC202-B04 | MC202-B04/~3 | [5 empty] | Energy sensor | ~3 |  |  |  | MC202 | Charles Carter Building |  |  | 0 | 0
MC202-B04 | MC202-B04/~30 | [5 empty] | Energy sensor | ~30 |  |  |  | MC202 | Charles Carter Building |  |  | 0 | 0
MC202-B04 | MC202-B04/~31 | [5 empty] | Energy sensor | ~31 |  |  |  | MC202 | Charles Carter Building |  |  | 0 | 0
MC202-B04 | MC202-B04/~32 | [5 empty] | Energy sensor | ~32 |  |  |  | MC202 | Charles Carter Building |  |  | 0 | 0
MC202-B04 | MC202-B04/~33 | [5 empty] | Energy sensor | ~33 |  |  |  | MC202 | Charles Carter Building |  |  | 0 | 0
MC202-B04 | MC202-B04/~34 | [5 empty] | Energy sensor | ~34 |  |  |  | MC202 | Charles Carter Building |  |  | 0 | 0
MC202-B04 | MC202-B04/~35 | [5 empty] | Energy sensor | ~35 |  |  |  | MC202 | Charles Carter Building |  |  | 0 | 0
MC202-B04 | MC202-B04/~36 | [5 empty] | Energy sensor | ~36 |  |  |  | MC202 | Charles Carter Building |  |  | 0 | 0
MC202-B04 | MC202-B04/~37 | [5 empty] | Energy sensor | ~37 |  |  |  | MC202 | Charles Carter Building |  |  | 0 | 0
MC202-B04 | MC202-B04/~38 | [5 empty] | Energy sensor | ~38 |  |  |  | MC202 | Charles Carter Building |  |  | 0 | 0
MC202-B04 | MC202-B04/~39 | [5 empty] | Energy sensor | ~39 |  |  |  | MC202 | Charles Carter Building |  |  | 0 | 0
MC202-B04 | MC202-B04/~4 | [5 empty] | Energy sensor | ~4 |  |  |  | MC202 | Charles Carter Building |  |  | 0 | 0
MC202-B04 | MC202-B04/~40 | [5 empty] | Energy sensor | ~40 |  |  |  | MC202 | Charles Carter Building |  |  | 0 | 0
MC202-B04 | MC202-B04/~41 | [5 empty] | Energy sensor | ~41 |  |  |  | MC202 | Charles Carter Building |  |  | 0 | 0
MC202-B04 | MC202-B04/~42 | [5 empty] | Energy sensor | ~42 |  |  |  | MC202 | Charles Carter Building |  |  | 0 | 0
MC202-B04 | MC202-B04/~43 | [5 empty] | Energy sensor | ~43 |  |  |  | MC202 | Charles Carter Building |  |  | 0 | 0
MC202-B04 | MC202-B04/~44 | [5 empty] | Energy sensor | ~44 |  |  |  | MC202 | Charles Carter Building |  |  | 0 | 0
MC202-B04 | MC202-B04/~45 | [5 empty] | Energy sensor | ~45 |  |  |  | MC202 | Charles Carter Building |  |  | 0 | 0
MC202-B04 | MC202-B04/~46 | Adjustments (knobs) |  |  |  |  | Energy sensor | ~46 |  |  |  | MC202 | Charles Carter Building |  |  | 0 | 0
MC202-B04 | MC202-B04/~47 | Adjustments (switches) |  |  |  |  | Energy sensor | ~47 |  |  |  | MC202 | Charles Carter Building |  |  | 0 | 0
MC202-B04 | MC202-B04/~48 | [5 empty] | Energy sensor | ~48 |  |  |  | MC202 | Charles Carter Building |  |  | 0 | 0
MC202-B04 | MC202-B04/~49 | [5 empty] | Energy sensor | ~49 |  |  |  | MC202 | Charles Carter Building |  |  | 0 | 0
MC202-B04 | MC202-B04/~5 | [5 empty] | Energy sensor | ~5 |  |  |  | MC202 | Charles Carter Building |  |  | 0 | 0
MC202-B04 | MC202-B04/~50 | [5 empty] | Energy sensor | ~50 |  |  |  | MC202 | Charles Carter Building |  |  | 0 | 0
MC202-B04 | MC202-B04/~51 | [5 empty] | Energy sensor | ~51 |  |  |  | MC202 | Charles Carter Building |  |  | 0 | 0
MC202-B04 | MC202-B04/~52 | [5 empty] | Energy sensor | ~52 |  |  |  | MC202 | Charles Carter Building |  |  | 0 | 0
MC202-B04 | MC202-B04/~53 | Adjustments (night cool knobs) |  |  |  |  | Energy sensor | ~53 |  |  |  | MC202 | Charles Carter Building |  |  | 0 | 0
MC202-B04 | MC202-B04/~54 | [5 empty] | Energy sensor | ~54 |  |  |  | MC202 | Charles Carter Building |  |  | 0 | 0
MC202-B04 | MC202-B04/~55 | Adjustments |  |  |  |  | Energy sensor | ~55 |  |  |  | MC202 | Charles Carter Building |  |  | 0 | 0
MC202-B04 | MC202-B04/~56 | Knobs |  |  |  |  | Energy sensor | ~56 |  |  |  | MC202 | Charles Carter Building |  |  | 0 | 0
MC202-B04 | MC202-B04/~57 | Switches |  |  |  |  | Energy sensor | ~57 |  |  |  | MC202 | Charles Carter Building |  |  | 0 | 0
MC202-B04 | MC202-B04/~58 | [5 empty] | Energy sensor | ~58 |  |  |  | MC202 | Charles Carter Building |  |  | 0 | 0
MC202-B04 | MC202-B04/~59 | [5 empty] | Energy sensor | ~59 |  |  |  | MC202 | Charles Carter Building |  |  | 0 | 0
MC202-B04 | MC202-B04/~6 | [5 empty] | Energy sensor | ~6 |  |  |  | MC202 | Charles Carter Building |  |  | 0 | 0
MC202-B04 | MC202-B04/~60 | [5 empty] | Energy sensor | ~60 |  |  |  | MC202 | Charles Carter Building |  |  | 0 | 0
MC202-B04 | MC202-B04/~7 | [5 empty] | Energy sensor | ~7 |  |  |  | MC202 | Charles Carter Building |  |  | 0 | 0
MC202-B04 | MC202-B04/~8 | [5 empty] | Energy sensor | ~8 |  |  |  | MC202 | Charles Carter Building |  |  | 0 | 0
MC202-B04 | MC202-B04/~9 | [5 empty] | Energy sensor | ~9 |  |  |  | MC202 | Charles Carter Building |  |  | 0 | 0
MC202-B04 | MC202-B04/A14 | Outside air temperature |  |  | Degrees Celsius |  | Energy sensor | A14 |  |  |  | MC202 | Charles Carter Building |  |  | 0 | 0
MC202-B04 | MC202-B04/B1 | Frost from MCP |  |  |  |  | Energy sensor | B1 |  |  |  | MC202 | Charles Carter Building |  |  | 0 | 0
MC202-B04 | MC202-B04/B2 | Remote signals |  |  |  |  | Energy sensor | B2 |  |  |  | MC202 | Charles Carter Building |  |  | 0 | 0
MC202-B04 | MC202-B04/C1 | Virtual CNC 1 |  |  |  |  | Energy sensor | C1 |  |  |  | MC202 | Charles Carter Building |  |  | 0 | 0
MC202-B04 | MC202-B04/D1 | Unit enable and fresh air damper |  |  |  |  | Energy sensor | D1 |  |  |  | MC202 | Charles Carter Building | A15 |  | 0 | 0
MC202-B04 | MC202-B04/D2 | Bypass damper |  |  | 0 = Closed , 1 = Open |  | Energy sensor | D2 |  |  |  | MC202 | Charles Carter Building | A15 |  | 0 | 0
MC202-B04 | MC202-B04/D4 | Heating valve |  |  |  |  | Energy sensor | D4 |  |  |  | MC202 | Charles Carter Building | A15 |  | 0 | 0
MC202-B04 | MC202-B04/D5 | Supply fan speed |  |  | RPM |  | Energy sensor | D5 |  |  |  | MC202 | Charles Carter Building | A15 |  | 0 | 0
MC202-B04 | MC202-B04/D6 | Extract fan speed |  |  | RPM |  | Energy sensor | D6 |  |  |  | MC202 | Charles Carter Building | A15 |  | 0 | 0
MC202-B04 | MC202-B04/e1 | 963 Supervisor |  |  |  |  | Energy sensor | e1 |  |  |  | MC202 | Charles Carter Building |  |  | 0 | 0
MC202-B04 | MC202-B04/F1 | Function 1 |  |  |  |  | Energy sensor | F1 |  |  |  | MC202 | Charles Carter Building |  |  | 0 | 0
MC202-B04 | MC202-B04/F10 | Function 10 |  |  |  |  | Energy sensor | F10 |  |  |  | MC202 | Charles Carter Building |  |  | 0 | 0
MC202-B04 | MC202-B04/F11 | Function 11 |  |  |  |  | Energy sensor | F11 |  |  |  | MC202 | Charles Carter Building |  |  | 0 | 0
MC202-B04 | MC202-B04/F12 | Function 12 |  |  |  |  | Energy sensor | F12 |  |  |  | MC202 | Charles Carter Building |  |  | 0 | 0
MC202-B04 | MC202-B04/F13 | Function 13 |  |  |  |  | Energy sensor | F13 |  |  |  | MC202 | Charles Carter Building |  |  | 0 | 0
MC202-B04 | MC202-B04/F14 | Auto boost setpoint exceeded |  |  |  |  | Energy sensor | F14 |  |  |  | MC202 | Charles Carter Building |  |  | 0 | 0
MC202-B04 | MC202-B04/F15 | Function 15 |  |  |  |  | Energy sensor | F15 |  |  |  | MC202 | Charles Carter Building |  |  | 0 | 0
MC202-B04 | MC202-B04/F16 | Function 16 |  |  |  |  | Energy sensor | F16 |  |  |  | MC202 | Charles Carter Building |  |  | 0 | 0
MC202-B04 | MC202-B04/F17 | Function 17 |  |  |  |  | Energy sensor | F17 |  |  |  | MC202 | Charles Carter Building |  |  | 0 | 0
MC202-B04 | MC202-B04/F18 | Function 18 |  |  |  |  | Energy sensor | F18 |  |  |  | MC202 | Charles Carter Building |  |  | 0 | 0
MC202-B04 | MC202-B04/F19 | Supply fan speed |  |  | RPM |  | Energy sensor | F19 |  |  |  | MC202 | Charles Carter Building |  |  | 0 | 0
MC202-B04 | MC202-B04/F20 | Function 20 |  |  |  |  | Energy sensor | F20 |  |  |  | MC202 | Charles Carter Building |  |  | 0 | 0
MC202-B04 | MC202-B04/F21 | Function 21 |  |  |  |  | Energy sensor | F21 |  |  |  | MC202 | Charles Carter Building |  |  | 0 | 0
MC202-B04 | MC202-B04/F22 | Function 22 |  |  |  |  | Energy sensor | F22 |  |  |  | MC202 | Charles Carter Building |  |  | 0 | 0
MC202-B04 | MC202-B04/F23 | Function 23 |  |  |  |  | Energy sensor | F23 |  |  |  | MC202 | Charles Carter Building |  |  | 0 | 0
MC202-B04 | MC202-B04/F24 | Function 24 |  |  |  |  | Energy sensor | F24 |  |  |  | MC202 | Charles Carter Building |  |  | 0 | 0
MC202-B04 | MC202-B04/F25 | Function 25 |  |  |  |  | Energy sensor | F25 |  |  |  | MC202 | Charles Carter Building |  |  | 0 | 0
MC202-B04 | MC202-B04/F26 | Function 26 |  |  |  |  | Energy sensor | F26 |  |  |  | MC202 | Charles Carter Building |  |  | 0 | 0
MC202-B04 | MC202-B04/F27 | Function 27 |  |  |  |  | Energy sensor | F27 |  |  |  | MC202 | Charles Carter Building |  |  | 0 | 0
MC202-B04 | MC202-B04/F28 | Function 28 |  |  |  |  | Energy sensor | F28 |  |  |  | MC202 | Charles Carter Building |  |  | 0 | 0
MC202-B04 | MC202-B04/F29 | Full Fresh Air [Clg] |  |  |  |  | Energy sensor | F29 |  |  |  | MC202 | Charles Carter Building |  |  | 0 | 0
MC202-B04 | MC202-B04/F3 | Function 3 |  |  |  |  | Energy sensor | F3 |  |  |  | MC202 | Charles Carter Building |  |  | 0 | 0
MC202-B04 | MC202-B04/F30 | Function 30 |  |  |  |  | Energy sensor | F30 |  |  |  | MC202 | Charles Carter Building |  |  | 0 | 0
MC202-B04 | MC202-B04/F31 | Function 31 |  |  |  |  | Energy sensor | F31 |  |  |  | MC202 | Charles Carter Building |  |  | 0 | 0
MC202-B04 | MC202-B04/F32 | Function 32 |  |  |  |  | Energy sensor | F32 |  |  |  | MC202 | Charles Carter Building |  |  | 0 | 0
MC202-B04 | MC202-B04/F33 | Function 33 |  |  |  |  | Energy sensor | F33 |  |  |  | MC202 | Charles Carter Building |  |  | 0 | 0
MC202-B04 | MC202-B04/F34 | Function 34 |  |  |  |  | Energy sensor | F34 |  |  |  | MC202 | Charles Carter Building |  |  | 0 | 0
MC202-B04 | MC202-B04/F35 | Function 35 |  |  |  |  | Energy sensor | F35 |  |  |  | MC202 | Charles Carter Building |  |  | 0 | 0
MC202-B04 | MC202-B04/F36 | Function 36 |  |  |  |  | Energy sensor | F36 |  |  |  | MC202 | Charles Carter Building |  |  | 0 | 0
MC202-B04 | MC202-B04/F37 | Function 37 |  |  |  |  | Energy sensor | F37 |  |  |  | MC202 | Charles Carter Building |  |  | 0 | 0
MC202-B04 | MC202-B04/F38 | Function 38 |  |  |  |  | Energy sensor | F38 |  |  |  | MC202 | Charles Carter Building |  |  | 0 | 0
MC202-B04 | MC202-B04/F39 | Extract fan speed |  |  | RPM |  | Energy sensor | F39 |  |  |  | MC202 | Charles Carter Building |  |  | 0 | 0
MC202-B04 | MC202-B04/F4 | Function 4 |  |  |  |  | Energy sensor | F4 |  |  |  | MC202 | Charles Carter Building |  |  | 0 | 0
MC202-B04 | MC202-B04/F40 | Function 40 |  |  |  |  | Energy sensor | F40 |  |  |  | MC202 | Charles Carter Building |  |  | 0 | 0
MC202-B04 | MC202-B04/F41 | Function 41 |  |  |  |  | Energy sensor | F41 |  |  |  | MC202 | Charles Carter Building |  |  | 0 | 0
MC202-B04 | MC202-B04/F42 | Function 42 |  |  |  |  | Energy sensor | F42 |  |  |  | MC202 | Charles Carter Building |  |  | 0 | 0
MC202-B04 | MC202-B04/F43 | Function 43 |  |  |  |  | Energy sensor | F43 |  |  |  | MC202 | Charles Carter Building |  |  | 0 | 0
MC202-B04 | MC202-B04/F44 | Function 44 |  |  |  |  | Energy sensor | F44 |  |  |  | MC202 | Charles Carter Building |  |  | 0 | 0
MC202-B04 | MC202-B04/F45 | Function 45 |  |  |  |  | Energy sensor | F45 |  |  |  | MC202 | Charles Carter Building |  |  | 0 | 0
MC202-B04 | MC202-B04/F47 | Function 47 |  |  |  |  | Energy sensor | F47 |  |  |  | MC202 | Charles Carter Building |  |  | 0 | 0
MC202-B04 | MC202-B04/F48 | Function 48 |  |  |  |  | Energy sensor | F48 |  |  |  | MC202 | Charles Carter Building |  |  | 0 | 0
MC202-B04 | MC202-B04/F6 | Function 6 |  |  |  |  | Energy sensor | F6 |  |  |  | MC202 | Charles Carter Building |  |  | 0 | 0
MC202-B04 | MC202-B04/F7 | Function 7 |  |  |  |  | Energy sensor | F7 |  |  |  | MC202 | Charles Carter Building |  |  | 0 | 0
MC202-B04 | MC202-B04/F8 | Fan speed (heating) |  |  |  |  | Energy sensor | F8 |  |  |  | MC202 | Charles Carter Building |  |  | 0 | 0
MC202-B04 | MC202-B04/F9 | Function 9 |  |  |  |  | Energy sensor | F9 |  |  |  | MC202 | Charles Carter Building |  |  | 0 | 0
MC202-B04 | MC202-B04/G1 | Logic 1 |  |  |  |  | Energy sensor | G1 |  |  |  | MC202 | Charles Carter Building |  |  | 0 | 0
MC202-B04 | MC202-B04/G10 | Logic 10 |  |  |  |  | Energy sensor | G10 |  |  |  | MC202 | Charles Carter Building |  |  | 0 | 0
MC202-B04 | MC202-B04/G11 | Logic 11 |  |  |  |  | Energy sensor | G11 |  |  |  | MC202 | Charles Carter Building |  |  | 0 | 0
MC202-B04 | MC202-B04/G12 | Logic 12 |  |  |  |  | Energy sensor | G12 |  |  |  | MC202 | Charles Carter Building |  |  | 0 | 0
MC202-B04 | MC202-B04/G13 | Logic 13 |  |  |  |  | Energy sensor | G13 |  |  |  | MC202 | Charles Carter Building |  |  | 0 | 0
MC202-B04 | MC202-B04/G14 | Boost mode |  |  |  |  | Energy sensor | G14 |  |  |  | MC202 | Charles Carter Building |  |  | 0 | 0
MC202-B04 | MC202-B04/G15 | Logic 15 |  |  |  |  | Energy sensor | G15 |  |  |  | MC202 | Charles Carter Building |  |  | 0 | 0
MC202-B04 | MC202-B04/G16 | Logic 16 |  |  |  |  | Energy sensor | G16 |  |  |  | MC202 | Charles Carter Building |  |  | 0 | 0
MC202-B04 | MC202-B04/G17 | Occ Htg SP Achieved [Full FA] |  |  |  |  | Energy sensor | G17 |  |  |  | MC202 | Charles Carter Building |  |  | 0 | 0
MC202-B04 | MC202-B04/G18 | Logic 18 |  |  |  |  | Energy sensor | G18 |  |  |  | MC202 | Charles Carter Building |  |  | 0 | 0
MC202-B04 | MC202-B04/G19 | Logic 19 |  |  |  |  | Energy sensor | G19 |  |  |  | MC202 | Charles Carter Building |  |  | 0 | 0
MC202-B04 | MC202-B04/G2 | Logic 2 |  |  |  |  | Energy sensor | G2 |  |  |  | MC202 | Charles Carter Building |  |  | 0 | 0
MC202-B04 | MC202-B04/G20 | Logic 20 |  |  |  |  | Energy sensor | G20 |  |  |  | MC202 | Charles Carter Building |  |  | 0 | 0
MC202-B04 | MC202-B04/G21 | Logic 21 |  |  |  |  | Energy sensor | G21 |  |  |  | MC202 | Charles Carter Building |  |  | 0 | 0
MC202-B04 | MC202-B04/G22 | Logic 22 |  |  |  |  | Energy sensor | G22 |  |  |  | MC202 | Charles Carter Building |  |  | 0 | 0
MC202-B04 | MC202-B04/G23 | Logic 23 |  |  |  |  | Energy sensor | G23 |  |  |  | MC202 | Charles Carter Building |  |  | 0 | 0
MC202-B04 | MC202-B04/G24 | Bypass damper control |  |  | 0 = Closed , 1 = Open |  | Energy sensor | G24 |  |  |  | MC202 | Charles Carter Building |  |  | 0 | 0
MC202-B04 | MC202-B04/G25 | Logic 25 |  |  |  |  | Energy sensor | G25 |  |  |  | MC202 | Charles Carter Building |  |  | 0 | 0
MC202-B04 | MC202-B04/G26 | Supply fan max speed |  |  | RPM |  | Energy sensor | G26 |  |  |  | MC202 | Charles Carter Building |  |  | 0 | 0
MC202-B04 | MC202-B04/G27 | Logic 27 |  |  |  |  | Energy sensor | G27 |  |  |  | MC202 | Charles Carter Building |  |  | 0 | 0
MC202-B04 | MC202-B04/G28 | Logic 28 |  |  |  |  | Energy sensor | G28 |  |  |  | MC202 | Charles Carter Building |  |  | 0 | 0
MC202-B04 | MC202-B04/G29 | Logic 29 |  |  |  |  | Energy sensor | G29 |  |  |  | MC202 | Charles Carter Building |  |  | 0 | 0
MC202-B04 | MC202-B04/G3 | Logic 3 |  |  |  |  | Energy sensor | G3 |  |  |  | MC202 | Charles Carter Building |  |  | 0 | 0
MC202-B04 | MC202-B04/G30 | Logic 30 |  |  |  |  | Energy sensor | G30 |  |  |  | MC202 | Charles Carter Building |  |  | 0 | 0
MC202-B04 | MC202-B04/G31 | Logic 31 |  |  |  |  | Energy sensor | G31 |  |  |  | MC202 | Charles Carter Building |  |  | 0 | 0
MC202-B04 | MC202-B04/G32 | Logic 32 |  |  |  |  | Energy sensor | G32 |  |  |  | MC202 | Charles Carter Building |  |  | 0 | 0
MC202-B04 | MC202-B04/G33 | Logic 33 |  |  |  |  | Energy sensor | G33 |  |  |  | MC202 | Charles Carter Building |  |  | 0 | 0
MC202-B04 | MC202-B04/G34 | Logic 34 |  |  |  |  | Energy sensor | G34 |  |  |  | MC202 | Charles Carter Building |  |  | 0 | 0
MC202-B04 | MC202-B04/G35 | Remote night cooling available |  |  | 0 = No, 1 = Yes |  | Energy sensor | G35 |  |  |  | MC202 | Charles Carter Building |  |  | 0 | 0
MC202-B04 | MC202-B04/G36 | Logic 36 |  |  |  |  | Energy sensor | G36 |  |  |  | MC202 | Charles Carter Building |  |  | 0 | 0
MC202-B04 | MC202-B04/G37 | Logic 37 |  |  |  |  | Energy sensor | G37 |  |  |  | MC202 | Charles Carter Building |  |  | 0 | 0
MC202-B04 | MC202-B04/G38 | Logic 38 |  |  |  |  | Energy sensor | G38 |  |  |  | MC202 | Charles Carter Building |  |  | 0 | 0
MC202-B04 | MC202-B04/G4 | Logic 4 |  |  |  |  | Energy sensor | G4 |  |  |  | MC202 | Charles Carter Building |  |  | 0 | 0
MC202-B04 | MC202-B04/G5 | Timeclock enable |  |  | 0 = No, 1 = Yes |  | Energy sensor | G5 |  |  |  | MC202 | Charles Carter Building |  |  | 0 | 0
MC202-B04 | MC202-B04/G6 | Class vent required |  |  | 0 = No, 1 = Yes |  | Energy sensor | G6 |  |  |  | MC202 | Charles Carter Building |  |  | 0 | 0
MC202-B04 | MC202-B04/G7 | Logic 7 |  |  |  |  | Energy sensor | G7 |  |  |  | MC202 | Charles Carter Building |  |  | 0 | 0
MC202-B04 | MC202-B04/G8 | Logic 8 |  |  |  |  | Energy sensor | G8 |  |  |  | MC202 | Charles Carter Building |  |  | 0 | 0
MC202-B04 | MC202-B04/G9 | Class vent enable |  |  | 0 = No, 1 = Yes |  | Energy sensor | G9 |  |  |  | MC202 | Charles Carter Building |  |  | 0 | 0
MC202-B04 | MC202-B04/I11 | Filter dirty |  |  | 0 = No, 1 = Yes |  | Energy sensor | I11 |  |  |  | MC202 | Charles Carter Building | A15 |  | 0 | 0
MC202-B04 | MC202-B04/I12 | Supply fan inverter status |  |  |  |  | Energy sensor | I12 |  |  |  | MC202 | Charles Carter Building | A15 |  | 0 | 0
MC202-B04 | MC202-B04/I13 | Extract fan inverter status |  |  |  |  | Energy sensor | I13 |  |  |  | MC202 | Charles Carter Building | A15 |  | 0 | 0
MC202-B04 | MC202-B04/I14 | Condensate pump alarm |  |  | 0 = No, 1 = Yes |  | Energy sensor | I14 |  |  |  | MC202 | Charles Carter Building | A15 |  | 0 | 0
MC202-B04 | MC202-B04/I15 | Unit occupancy |  |  |  |  | Energy sensor | I15 |  |  |  | MC202 | Charles Carter Building | A15 |  | 0 | 0
MC202-B04 | MC202-B04/I16 | Room frost protection |  |  |  |  | Energy sensor | I16 |  |  |  | MC202 | Charles Carter Building | A15 |  | 0 | 0
MC202-B04 | MC202-B04/I17 | Staff boost mode |  |  | 0 = Off, 1 = On |  | Energy sensor | I17 |  |  |  | MC202 | Charles Carter Building | A15 |  | 0 | 0
MC202-B04 | MC202-B04/I18 | Auto boost mode |  |  | 0 = Off, 1 = On |  | Energy sensor | I18 |  |  |  | MC202 | Charles Carter Building | A15 |  | 0 | 0
MC202-B04 | MC202-B04/I19 | Night cooling |  |  | 0 = Off, 1 = On |  | Energy sensor | I19 |  |  |  | MC202 | Charles Carter Building | A15 |  | 0 | 0
MC202-B04 | MC202-B04/I20 | Full fresh air |  |  | 0 = Off, 1 = On |  | Energy sensor | I20 |  |  |  | MC202 | Charles Carter Building | A15 |  | 0 | 0
MC202-B04 | MC202-B04/I21 | Open bypass damper |  |  | 0 = Closed , 1 = Open |  | Energy sensor | I21 |  |  |  | MC202 | Charles Carter Building | A15 |  | 0 | 0
MC202-B04 | MC202-B04/I22 | Unit freeze protection |  |  |  |  | Energy sensor | I22 |  |  |  | MC202 | Charles Carter Building | A15 |  | 0 | 0
MC202-B04 | MC202-B04/I23 | Supply fan fault |  |  | 0 = No, 1 = Yes |  | Energy sensor | I23 |  |  |  | MC202 | Charles Carter Building | A15 |  | 0 | 0
MC202-B04 | MC202-B04/I24 | Extract fan fault |  |  | 0 = No, 1 = Yes |  | Energy sensor | I24 |  |  |  | MC202 | Charles Carter Building | A15 |  | 0 | 0
MC202-B04 | MC202-B04/I25 | Class vent enable |  |  | 0 = Off, 1 = On |  | Energy sensor | I25 |  |  |  | MC202 | Charles Carter Building | A15 |  | 0 | 0
MC202-B04 | MC202-B04/I30 | Common fault signal |  |  | 0 = No fault, 1 = Fault |  | Energy sensor | I30 |  |  |  | MC202 | Charles Carter Building | A15 |  | 0 | 0
MC202-B04 | MC202-B04/I5 | On-Off selector |  |  | 0 = Off, 1 = On |  | Energy sensor | I5 |  |  |  | MC202 | Charles Carter Building | A15 |  | 0 | 0
MC202-B04 | MC202-B04/I6 | Frost thermostat trip |  |  |  |  | Energy sensor | I6 |  |  |  | MC202 | Charles Carter Building | A15 |  | 0 | 0
MC202-B04 | MC202-B04/K1 | Spare |  |  |  |  | Energy sensor | K1 |  |  |  | MC202 | Charles Carter Building | A15 |  | 0 | 0
MC202-B04 | MC202-B04/K10 | Extract fan min speed |  |  | RPM |  | Energy sensor | K10 |  |  |  | MC202 | Charles Carter Building | A15 |  | 0 | 0
MC202-B04 | MC202-B04/K11 | Extract fan max speed |  |  | RPM |  | Energy sensor | K11 |  |  |  | MC202 | Charles Carter Building | A15 |  | 0 | 0
MC202-B04 | MC202-B04/K12 | Spare |  |  |  |  | Energy sensor | K12 |  |  |  | MC202 | Charles Carter Building | A15 |  | 0 | 0
MC202-B04 | MC202-B04/K14 | Occupancy CO2 level |  |  | Parts per million |  | Energy sensor | K14 |  |  |  | MC202 | Charles Carter Building | A15 |  | 0 | 0
MC202-B04 | MC202-B04/K15 | Outside air night cooling level |  |  | Degrees Celsius |  | Energy sensor | K15 |  |  |  | MC202 | Charles Carter Building | A15 |  | 0 | 0
MC202-B04 | MC202-B04/K16 | Supply air high limit |  |  |  |  | Energy sensor | K16 |  |  |  | MC202 | Charles Carter Building | A15 |  | 0 | 0
MC202-B04 | MC202-B04/K17 | Supply fan minimum speed |  |  | RPM |  | Energy sensor | K17 |  |  |  | MC202 | Charles Carter Building | A15 |  | 0 | 0
MC202-B04 | MC202-B04/K18 | Supply fan max speed |  |  | RPM |  | Energy sensor | K18 |  |  |  | MC202 | Charles Carter Building | A15 |  | 0 | 0
MC202-B04 | MC202-B04/K19 | Supply fan startup speed |  |  | RPM |  | Energy sensor | K19 |  |  |  | MC202 | Charles Carter Building | A15 |  | 0 | 0
MC202-B04 | MC202-B04/K2 | Unit freeze protection |  |  |  |  | Energy sensor | K2 |  |  |  | MC202 | Charles Carter Building | A15 |  | 0 | 0
MC202-B04 | MC202-B04/K20 | Extract fan startup speed |  |  | RPM |  | Energy sensor | K20 |  |  |  | MC202 | Charles Carter Building | A15 |  | 0 | 0
MC202-B04 | MC202-B04/K21 | Night time cooling supply fan speed |  |  | RPM |  | Energy sensor | K21 |  |  |  | MC202 | Charles Carter Building | A15 |  | 0 | 0
MC202-B04 | MC202-B04/K22 | Night time cooling extract fan speed |  |  | RPM |  | Energy sensor | K22 |  |  |  | MC202 | Charles Carter Building | A15 |  | 0 | 0
MC202-B04 | MC202-B04/K23 | Night time cool temperature setpoint |  |  | Degrees Celsius |  | Energy sensor | K23 |  |  |  | MC202 | Charles Carter Building | A15 |  | 0 | 0
MC202-B04 | MC202-B04/K24 | Night cooling supply air low limit |  |  |  |  | Energy sensor | K24 |  |  |  | MC202 | Charles Carter Building | A15 |  | 0 | 0
MC202-B04 | MC202-B04/K3 | Room frost protection |  |  |  |  | Energy sensor | K3 |  |  |  | MC202 | Charles Carter Building | A15 |  | 0 | 0
MC202-B04 | MC202-B04/K4 | Spare |  |  |  |  | Energy sensor | K4 |  |  |  | MC202 | Charles Carter Building | A15 |  | 0 | 0
MC202-B04 | MC202-B04/K5 | Occupancy heating temperature setpoint |  |  | Degrees Celsius |  | Energy sensor | K5 |  |  |  | MC202 | Charles Carter Building | A15 |  | 0 | 0
MC202-B04 | MC202-B04/K6 | OccupancyClgTempSP |  |  | Degrees Celsius |  | Energy sensor | K6 |  |  |  | MC202 | Charles Carter Building | A15 |  | 0 | 0
MC202-B04 | MC202-B04/K7 | Free cooling temperature setpoint |  |  | Degrees Celsius |  | Energy sensor | K7 |  |  |  | MC202 | Charles Carter Building | A15 |  | 0 | 0
MC202-B04 | MC202-B04/K8 | Spare |  |  |  |  | Energy sensor | K8 |  |  |  | MC202 | Charles Carter Building | A15 |  | 0 | 0
MC202-B04 | MC202-B04/K9 | Supply air low limit |  |  |  |  | Energy sensor | K9 |  |  |  | MC202 | Charles Carter Building | A15 |  | 0 | 0
MC202-B04 | MC202-B04/L1 | Loop 1 |  |  |  |  | Energy sensor | L1 |  |  |  | MC202 | Charles Carter Building | A15 |  | 0 | 0
MC202-B04 | MC202-B04/L2 | Supply air low limit |  |  |  |  | Energy sensor | L2 |  |  |  | MC202 | Charles Carter Building | A15 |  | 0 | 0
MC202-B04 | MC202-B04/L3 | Fan Speed [CO2] |  |  |  |  | Energy sensor | L3 |  |  |  | MC202 | Charles Carter Building | A15 |  | 0 | 0
MC202-B04 | MC202-B04/L4 | Fan Speed [Clg] |  |  |  |  | Energy sensor | L4 |  |  |  | MC202 | Charles Carter Building | A15 |  | 0 | 0
MC202-B04 | MC202-B04/L5 | Loop 5 |  |  |  |  | Energy sensor | L5 |  |  |  | MC202 | Charles Carter Building | A15 |  | 0 | 0
MC202-B04 | MC202-B04/L6 | Loop 6 |  |  |  |  | Energy sensor | L6 |  |  |  | MC202 | Charles Carter Building | A15 |  | 0 | 0
MC202-B04 | MC202-B04/n1 | Waterside |  |  |  |  | Energy sensor | n1 |  |  |  | MC202 | Charles Carter Building |  |  | 0 | 0
MC202-B04 | MC202-B04/N1 | IC Comms 1 |  |  |  |  | Energy sensor | N1 |  |  |  | MC202 | Charles Carter Building |  |  | 0 | 0
MC202-B04 | MC202-B04/o1 | Alarm Route 1 |  |  |  |  | Energy sensor | o1 |  |  |  | MC202 | Charles Carter Building |  |  | 0 | 0
MC202-B04 | MC202-B04/P1 | Supply air temperature |  |  | Degrees Celsius |  | Energy sensor | P1 |  |  |  | MC202 | Charles Carter Building |  |  | 0 | 0
MC202-B04 | MC202-B04/P11 | Class vent heating demand |  |  |  |  | Energy sensor | P11 |  |  |  | MC202 | Charles Carter Building |  |  | 0 | 0
MC202-B04 | MC202-B04/P12 | Supply fan speed |  |  | RPM |  | Energy sensor | P12 |  |  |  | MC202 | Charles Carter Building |  |  | 0 | 0
MC202-B04 | MC202-B04/P13 | Extract fan speed |  |  | RPM |  | Energy sensor | P13 |  |  |  | MC202 | Charles Carter Building |  |  | 0 | 0
MC202-B04 | MC202-B04/P14 | Outside air temperature |  |  | Degrees Celsius |  | Energy sensor | P14 |  |  |  | MC202 | Charles Carter Building |  |  | 0 | 0
MC202-B04 | MC202-B04/P15 | Bypass damper |  |  | 0 = Closed , 1 = Open |  | Energy sensor | P15 |  |  |  | MC202 | Charles Carter Building |  |  | 0 | 0
MC202-B04 | MC202-B04/P2 | Return temperature |  |  | Degrees Celsius |  | Energy sensor | P2 |  |  |  | MC202 | Charles Carter Building |  |  | 0 | 0
MC202-B04 | MC202-B04/P3 | Extract CO2 level |  |  | Parts per million |  | Energy sensor | P3 |  |  |  | MC202 | Charles Carter Building |  |  | 0 | 0
MC202-B04 | MC202-B04/P4 | DIM Module |  |  |  |  | Energy sensor | P4 |  |  |  | MC202 | Charles Carter Building |  |  | 0 | 0
MC202-B04 | MC202-B04/P5 | Common fault signal |  |  | 0 = No fault, 1 = Fault |  | Energy sensor | P5 |  |  |  | MC202 | Charles Carter Building |  |  | 0 | 0
MC202-B04 | MC202-B04/P6 | Common fault signal |  |  | 0 = No fault, 1 = Fault |  | Energy sensor | P6 |  |  |  | MC202 | Charles Carter Building |  |  | 0 | 0
MC202-B04 | MC202-B04/Q1 | Sequence Table 1 |  |  |  |  | Energy sensor | Q1 |  |  |  | MC202 | Charles Carter Building |  |  | 0 | 0
MC202-B04 | MC202-B04/S1 | Supply air temperature |  |  | Degrees Celsius |  | Energy sensor | S1 |  |  |  | MC202 | Charles Carter Building | A15 |  | 0 | 0
MC202-B04 | MC202-B04/S11 | Class vent heating demand |  |  |  |  | Energy sensor | S11 |  |  |  | MC202 | Charles Carter Building | A15 |  | 0 | 0
MC202-B04 | MC202-B04/S12 | Supply fan speed |  |  | RPM |  | Energy sensor | S12 |  |  |  | MC202 | Charles Carter Building | A15 |  | 0 | 0
MC202-B04 | MC202-B04/S13 | Extract fan speed |  |  | RPM |  | Energy sensor | S13 |  |  |  | MC202 | Charles Carter Building | A15 |  | 0 | 0
MC202-B04 | MC202-B04/S14 | Outside air temperature |  |  | Degrees Celsius |  | Energy sensor | S14 |  |  |  | MC202 | Charles Carter Building | A15 |  | 0 | 0
MC202-B04 | MC202-B04/S15 | Bypass damper |  |  | 0 = Closed , 1 = Open |  | Energy sensor | S15 |  |  |  | MC202 | Charles Carter Building | A15 |  | 0 | 0
MC202-B04 | MC202-B04/S2 | Return temperature |  |  | Degrees Celsius |  | Energy sensor | S2 |  |  |  | MC202 | Charles Carter Building | A15 |  | 0 | 0
MC202-B04 | MC202-B04/S3 | Extract CO2 level |  |  | Parts per million |  | Energy sensor | S3 |  |  |  | MC202 | Charles Carter Building | A15 |  | 0 | 0
MC202-B04 | MC202-B04/S4 | DIM Module |  |  |  |  | Energy sensor | S4 |  |  |  | MC202 | Charles Carter Building | A15 |  | 0 | 0
MC202-B04 | MC202-B04/V1 | [5 empty] | Energy sensor | V1 |  |  |  | MC202 | Charles Carter Building |  |  | 0 | 0
MC202-B04 | MC202-B04/W2 | Commissioning mode |  |  | 0 = Off, 1 = On |  | Energy sensor | W2 |  |  |  | MC202 | Charles Carter Building | A15 |  | 0 | 0
MC202-B04 | MC202-B04/W3 | Enable boost mode |  |  | 0 = Off, 1 = On |  | Energy sensor | W3 |  |  |  | MC202 | Charles Carter Building | A15 |  | 0 | 0
MC202-B04 | MC202-B04/W4 | Freeze protection reset |  |  | 0 = Off, 1 = On |  | Energy sensor | W4 |  |  |  | MC202 | Charles Carter Building | A15 |  | 0 | 0
MC202-B04 | MC202-B04/W5 | Enable alarms |  |  | 0 = Off, 1 = On |  | Energy sensor | W5 |  |  |  | MC202 | Charles Carter Building | A15 |  | 0 | 0
MC202-B04 | MC202-B04/W6 | Switch 6 |  |  |  |  | Energy sensor | W6 |  |  |  | MC202 | Charles Carter Building | A15 |  | 0 | 0
MC202-B04 | MC202-B04/Y1 | Trend Thermistor |  |  |  |  | Energy sensor | Y1 |  |  |  | MC202 | Charles Carter Building |  |  | 0 | 0
MC202-B04 | MC202-B04/Y2 | CO2 V |  |  |  |  | Energy sensor | Y2 |  |  |  | MC202 | Charles Carter Building |  |  | 0 | 0
MC202-B04 | MC202-B04/Y3 | 4DIX V |  |  |  |  | Energy sensor | Y3 |  |  |  | MC202 | Charles Carter Building |  |  | 0 | 0
MC202-B04 | MC202-B04/Z1 | Local time clock |  |  |  |  | Energy sensor | Z1 |  |  |  | MC202 | Charles Carter Building | A15 |  | 0 | 0
MC202-B11 | MC202-B11/~1 | [5 empty] | Energy sensor | ~1 |  |  |  | MC202 | Charles Carter Building |  |  | 0 | 0
MC202-B11 | MC202-B11/~10 | [5 empty] | Energy sensor | ~10 |  |  |  | MC202 | Charles Carter Building |  |  | 0 | 0
MC202-B11 | MC202-B11/~11 | [5 empty] | Energy sensor | ~11 |  |  |  | MC202 | Charles Carter Building |  |  | 0 | 0
MC202-B11 | MC202-B11/~12 | [5 empty] | Energy sensor | ~12 |  |  |  | MC202 | Charles Carter Building |  |  | 0 | 0
MC202-B11 | MC202-B11/~13 | [5 empty] | Energy sensor | ~13 |  |  |  | MC202 | Charles Carter Building |  |  | 0 | 0
MC202-B11 | MC202-B11/~14 | [5 empty] | Energy sensor | ~14 |  |  |  | MC202 | Charles Carter Building |  |  | 0 | 0
MC202-B11 | MC202-B11/~15 | [5 empty] | Energy sensor | ~15 |  |  |  | MC202 | Charles Carter Building |  |  | 0 | 0
MC202-B11 | MC202-B11/~16 | [5 empty] | Energy sensor | ~16 |  |  |  | MC202 | Charles Carter Building |  |  | 0 | 0
MC202-B11 | MC202-B11/~17 | [5 empty] | Energy sensor | ~17 |  |  |  | MC202 | Charles Carter Building |  |  | 0 | 0
MC202-B11 | MC202-B11/~18 | [5 empty] | Energy sensor | ~18 |  |  |  | MC202 | Charles Carter Building |  |  | 0 | 0
MC202-B11 | MC202-B11/~19 | [5 empty] | Energy sensor | ~19 |  |  |  | MC202 | Charles Carter Building |  |  | 0 | 0
MC202-B11 | MC202-B11/~2 | [5 empty] | Energy sensor | ~2 |  |  |  | MC202 | Charles Carter Building |  |  | 0 | 0
MC202-B11 | MC202-B11/~20 | [5 empty] | Energy sensor | ~20 |  |  |  | MC202 | Charles Carter Building |  |  | 0 | 0
MC202-B11 | MC202-B11/~21 | [5 empty] | Energy sensor | ~21 |  |  |  | MC202 | Charles Carter Building |  |  | 0 | 0
MC202-B11 | MC202-B11/~22 | [5 empty] | Energy sensor | ~22 |  |  |  | MC202 | Charles Carter Building |  |  | 0 | 0
MC202-B11 | MC202-B11/~23 | [5 empty] | Energy sensor | ~23 |  |  |  | MC202 | Charles Carter Building |  |  | 0 | 0
MC202-B11 | MC202-B11/~24 | [5 empty] | Energy sensor | ~24 |  |  |  | MC202 | Charles Carter Building |  |  | 0 | 0
MC202-B11 | MC202-B11/~25 | [5 empty] | Energy sensor | ~25 |  |  |  | MC202 | Charles Carter Building |  |  | 0 | 0
MC202-B11 | MC202-B11/~26 | [5 empty] | Energy sensor | ~26 |  |  |  | MC202 | Charles Carter Building |  |  | 0 | 0
MC202-B11 | MC202-B11/~27 | [5 empty] | Energy sensor | ~27 |  |  |  | MC202 | Charles Carter Building |  |  | 0 | 0
MC202-B11 | MC202-B11/~28 | [5 empty] | Energy sensor | ~28 |  |  |  | MC202 | Charles Carter Building |  |  | 0 | 0
MC202-B11 | MC202-B11/~29 | [5 empty] | Energy sensor | ~29 |  |  |  | MC202 | Charles Carter Building |  |  | 0 | 0
MC202-B11 | MC202-B11/~3 | [5 empty] | Energy sensor | ~3 |  |  |  | MC202 | Charles Carter Building |  |  | 0 | 0
MC202-B11 | MC202-B11/~30 | [5 empty] | Energy sensor | ~30 |  |  |  | MC202 | Charles Carter Building |  |  | 0 | 0
MC202-B11 | MC202-B11/~31 | [5 empty] | Energy sensor | ~31 |  |  |  | MC202 | Charles Carter Building |  |  | 0 | 0
MC202-B11 | MC202-B11/~32 | [5 empty] | Energy sensor | ~32 |  |  |  | MC202 | Charles Carter Building |  |  | 0 | 0
MC202-B11 | MC202-B11/~33 | [5 empty] | Energy sensor | ~33 |  |  |  | MC202 | Charles Carter Building |  |  | 0 | 0
MC202-B11 | MC202-B11/~34 | [5 empty] | Energy sensor | ~34 |  |  |  | MC202 | Charles Carter Building |  |  | 0 | 0
MC202-B11 | MC202-B11/~35 | [5 empty] | Energy sensor | ~35 |  |  |  | MC202 | Charles Carter Building |  |  | 0 | 0
MC202-B11 | MC202-B11/~36 | [5 empty] | Energy sensor | ~36 |  |  |  | MC202 | Charles Carter Building |  |  | 0 | 0
MC202-B11 | MC202-B11/~37 | [5 empty] | Energy sensor | ~37 |  |  |  | MC202 | Charles Carter Building |  |  | 0 | 0
MC202-B11 | MC202-B11/~38 | [5 empty] | Energy sensor | ~38 |  |  |  | MC202 | Charles Carter Building |  |  | 0 | 0
MC202-B11 | MC202-B11/~39 | [5 empty] | Energy sensor | ~39 |  |  |  | MC202 | Charles Carter Building |  |  | 0 | 0
MC202-B11 | MC202-B11/~4 | [5 empty] | Energy sensor | ~4 |  |  |  | MC202 | Charles Carter Building |  |  | 0 | 0
MC202-B11 | MC202-B11/~40 | [5 empty] | Energy sensor | ~40 |  |  |  | MC202 | Charles Carter Building |  |  | 0 | 0
MC202-B11 | MC202-B11/~41 | [5 empty] | Energy sensor | ~41 |  |  |  | MC202 | Charles Carter Building |  |  | 0 | 0
MC202-B11 | MC202-B11/~42 | [5 empty] | Energy sensor | ~42 |  |  |  | MC202 | Charles Carter Building |  |  | 0 | 0
MC202-B11 | MC202-B11/~43 | [5 empty] | Energy sensor | ~43 |  |  |  | MC202 | Charles Carter Building |  |  | 0 | 0
MC202-B11 | MC202-B11/~44 | [5 empty] | Energy sensor | ~44 |  |  |  | MC202 | Charles Carter Building |  |  | 0 | 0
MC202-B11 | MC202-B11/~45 | [5 empty] | Energy sensor | ~45 |  |  |  | MC202 | Charles Carter Building |  |  | 0 | 0
MC202-B11 | MC202-B11/~46 | Adjustments (knobs) |  |  |  |  | Energy sensor | ~46 |  |  |  | MC202 | Charles Carter Building |  |  | 0 | 0
MC202-B11 | MC202-B11/~47 | Adjustments (switches) |  |  |  |  | Energy sensor | ~47 |  |  |  | MC202 | Charles Carter Building |  |  | 0 | 0
MC202-B11 | MC202-B11/~48 | [5 empty] | Energy sensor | ~48 |  |  |  | MC202 | Charles Carter Building |  |  | 0 | 0
MC202-B11 | MC202-B11/~49 | [5 empty] | Energy sensor | ~49 |  |  |  | MC202 | Charles Carter Building |  |  | 0 | 0
MC202-B11 | MC202-B11/~5 | [5 empty] | Energy sensor | ~5 |  |  |  | MC202 | Charles Carter Building |  |  | 0 | 0
MC202-B11 | MC202-B11/~50 | [5 empty] | Energy sensor | ~50 |  |  |  | MC202 | Charles Carter Building |  |  | 0 | 0
MC202-B11 | MC202-B11/~51 | [5 empty] | Energy sensor | ~51 |  |  |  | MC202 | Charles Carter Building |  |  | 0 | 0
MC202-B11 | MC202-B11/~52 | [5 empty] | Energy sensor | ~52 |  |  |  | MC202 | Charles Carter Building |  |  | 0 | 0
MC202-B11 | MC202-B11/~53 | Adjustments (night cool knobs) |  |  |  |  | Energy sensor | ~53 |  |  |  | MC202 | Charles Carter Building |  |  | 0 | 0
MC202-B11 | MC202-B11/~54 | [5 empty] | Energy sensor | ~54 |  |  |  | MC202 | Charles Carter Building |  |  | 0 | 0
MC202-B11 | MC202-B11/~55 | Adjustments |  |  |  |  | Energy sensor | ~55 |  |  |  | MC202 | Charles Carter Building |  |  | 0 | 0
MC202-B11 | MC202-B11/~56 | Knobs |  |  |  |  | Energy sensor | ~56 |  |  |  | MC202 | Charles Carter Building |  |  | 0 | 0
MC202-B11 | MC202-B11/~57 | Switches |  |  |  |  | Energy sensor | ~57 |  |  |  | MC202 | Charles Carter Building |  |  | 0 | 0
MC202-B11 | MC202-B11/~58 | [5 empty] | Energy sensor | ~58 |  |  |  | MC202 | Charles Carter Building |  |  | 0 | 0
MC202-B11 | MC202-B11/~59 | [5 empty] | Energy sensor | ~59 |  |  |  | MC202 | Charles Carter Building |  |  | 0 | 0
MC202-B11 | MC202-B11/~6 | [5 empty] | Energy sensor | ~6 |  |  |  | MC202 | Charles Carter Building |  |  | 0 | 0
MC202-B11 | MC202-B11/~60 | [5 empty] | Energy sensor | ~60 |  |  |  | MC202 | Charles Carter Building |  |  | 0 | 0
MC202-B11 | MC202-B11/~7 | [5 empty] | Energy sensor | ~7 |  |  |  | MC202 | Charles Carter Building |  |  | 0 | 0
MC202-B11 | MC202-B11/~8 | [5 empty] | Energy sensor | ~8 |  |  |  | MC202 | Charles Carter Building |  |  | 0 | 0
MC202-B11 | MC202-B11/~9 | [5 empty] | Energy sensor | ~9 |  |  |  | MC202 | Charles Carter Building |  |  | 0 | 0
MC202-B11 | MC202-B11/A14 | Outside air temperature |  |  | Degrees Celsius |  | Energy sensor | A14 |  |  |  | MC202 | Charles Carter Building |  |  | 0 | 0
MC202-B11 | MC202-B11/B1 | Frost from MCP |  |  |  |  | Energy sensor | B1 |  |  |  | MC202 | Charles Carter Building |  |  | 0 | 0
MC202-B11 | MC202-B11/B2 | Remote signals |  |  |  |  | Energy sensor | B2 |  |  |  | MC202 | Charles Carter Building |  |  | 0 | 0
MC202-B11 | MC202-B11/C1 | Virtual CNC 1 |  |  |  |  | Energy sensor | C1 |  |  |  | MC202 | Charles Carter Building |  |  | 0 | 0
MC202-B11 | MC202-B11/D1 | Unit enable and fresh air damper |  |  |  |  | Energy sensor | D1 |  |  |  | MC202 | Charles Carter Building | C37,C40 |  | 0 | 0
MC202-B11 | MC202-B11/D2 | Bypass damper |  |  | 0 = Closed , 1 = Open |  | Energy sensor | D2 |  |  |  | MC202 | Charles Carter Building | C37,C40 |  | 0 | 0
MC202-B11 | MC202-B11/D4 | Heating valve |  |  |  |  | Energy sensor | D4 |  |  |  | MC202 | Charles Carter Building | C37,C40 |  | 0 | 0
MC202-B11 | MC202-B11/D5 | Supply fan speed |  |  | RPM |  | Energy sensor | D5 |  |  |  | MC202 | Charles Carter Building | C37,C40 |  | 0 | 0
MC202-B11 | MC202-B11/D6 | Extract fan speed |  |  | RPM |  | Energy sensor | D6 |  |  |  | MC202 | Charles Carter Building | C37,C40 |  | 0 | 0
MC202-B11 | MC202-B11/e1 | 963 Supervisor |  |  |  |  | Energy sensor | e1 |  |  |  | MC202 | Charles Carter Building |  |  | 0 | 0
MC202-B11 | MC202-B11/F1 | Function 1 |  |  |  |  | Energy sensor | F1 |  |  |  | MC202 | Charles Carter Building |  |  | 0 | 0
MC202-B11 | MC202-B11/F10 | Function 10 |  |  |  |  | Energy sensor | F10 |  |  |  | MC202 | Charles Carter Building |  |  | 0 | 0
MC202-B11 | MC202-B11/F11 | Function 11 |  |  |  |  | Energy sensor | F11 |  |  |  | MC202 | Charles Carter Building |  |  | 0 | 0
MC202-B11 | MC202-B11/F12 | Function 12 |  |  |  |  | Energy sensor | F12 |  |  |  | MC202 | Charles Carter Building |  |  | 0 | 0
MC202-B11 | MC202-B11/F13 | Function 13 |  |  |  |  | Energy sensor | F13 |  |  |  | MC202 | Charles Carter Building |  |  | 0 | 0
MC202-B11 | MC202-B11/F14 | Auto boost setpoint exceeded |  |  |  |  | Energy sensor | F14 |  |  |  | MC202 | Charles Carter Building |  |  | 0 | 0
MC202-B11 | MC202-B11/F15 | Function 15 |  |  |  |  | Energy sensor | F15 |  |  |  | MC202 | Charles Carter Building |  |  | 0 | 0
MC202-B11 | MC202-B11/F16 | Function 16 |  |  |  |  | Energy sensor | F16 |  |  |  | MC202 | Charles Carter Building |  |  | 0 | 0
MC202-B11 | MC202-B11/F17 | Function 17 |  |  |  |  | Energy sensor | F17 |  |  |  | MC202 | Charles Carter Building |  |  | 0 | 0
MC202-B11 | MC202-B11/F18 | Function 18 |  |  |  |  | Energy sensor | F18 |  |  |  | MC202 | Charles Carter Building |  |  | 0 | 0
MC202-B11 | MC202-B11/F19 | Supply fan speed |  |  | RPM |  | Energy sensor | F19 |  |  |  | MC202 | Charles Carter Building |  |  | 0 | 0
MC202-B11 | MC202-B11/F20 | Function 20 |  |  |  |  | Energy sensor | F20 |  |  |  | MC202 | Charles Carter Building |  |  | 0 | 0
MC202-B11 | MC202-B11/F21 | Function 21 |  |  |  |  | Energy sensor | F21 |  |  |  | MC202 | Charles Carter Building |  |  | 0 | 0
MC202-B11 | MC202-B11/F22 | Function 22 |  |  |  |  | Energy sensor | F22 |  |  |  | MC202 | Charles Carter Building |  |  | 0 | 0
MC202-B11 | MC202-B11/F23 | Function 23 |  |  |  |  | Energy sensor | F23 |  |  |  | MC202 | Charles Carter Building |  |  | 0 | 0
MC202-B11 | MC202-B11/F24 | Function 24 |  |  |  |  | Energy sensor | F24 |  |  |  | MC202 | Charles Carter Building |  |  | 0 | 0
MC202-B11 | MC202-B11/F25 | Function 25 |  |  |  |  | Energy sensor | F25 |  |  |  | MC202 | Charles Carter Building |  |  | 0 | 0
MC202-B11 | MC202-B11/F26 | Function 26 |  |  |  |  | Energy sensor | F26 |  |  |  | MC202 | Charles Carter Building |  |  | 0 | 0
MC202-B11 | MC202-B11/F27 | Function 27 |  |  |  |  | Energy sensor | F27 |  |  |  | MC202 | Charles Carter Building |  |  | 0 | 0
MC202-B11 | MC202-B11/F28 | Function 28 |  |  |  |  | Energy sensor | F28 |  |  |  | MC202 | Charles Carter Building |  |  | 0 | 0
MC202-B11 | MC202-B11/F29 | Full Fresh Air [Clg] |  |  |  |  | Energy sensor | F29 |  |  |  | MC202 | Charles Carter Building |  |  | 0 | 0
MC202-B11 | MC202-B11/F3 | Function 3 |  |  |  |  | Energy sensor | F3 |  |  |  | MC202 | Charles Carter Building |  |  | 0 | 0
MC202-B11 | MC202-B11/F30 | Function 30 |  |  |  |  | Energy sensor | F30 |  |  |  | MC202 | Charles Carter Building |  |  | 0 | 0
MC202-B11 | MC202-B11/F31 | Function 31 |  |  |  |  | Energy sensor | F31 |  |  |  | MC202 | Charles Carter Building |  |  | 0 | 0
MC202-B11 | MC202-B11/F32 | Function 32 |  |  |  |  | Energy sensor | F32 |  |  |  | MC202 | Charles Carter Building |  |  | 0 | 0
MC202-B11 | MC202-B11/F33 | Function 33 |  |  |  |  | Energy sensor | F33 |  |  |  | MC202 | Charles Carter Building |  |  | 0 | 0
MC202-B11 | MC202-B11/F34 | Function 34 |  |  |  |  | Energy sensor | F34 |  |  |  | MC202 | Charles Carter Building |  |  | 0 | 0
MC202-B11 | MC202-B11/F35 | Function 35 |  |  |  |  | Energy sensor | F35 |  |  |  | MC202 | Charles Carter Building |  |  | 0 | 0
MC202-B11 | MC202-B11/F36 | Function 36 |  |  |  |  | Energy sensor | F36 |  |  |  | MC202 | Charles Carter Building |  |  | 0 | 0
MC202-B11 | MC202-B11/F37 | Function 37 |  |  |  |  | Energy sensor | F37 |  |  |  | MC202 | Charles Carter Building |  |  | 0 | 0
MC202-B11 | MC202-B11/F38 | Function 38 |  |  |  |  | Energy sensor | F38 |  |  |  | MC202 | Charles Carter Building |  |  | 0 | 0
MC202-B11 | MC202-B11/F39 | Extract fan speed |  |  | RPM |  | Energy sensor | F39 |  |  |  | MC202 | Charles Carter Building |  |  | 0 | 0
MC202-B11 | MC202-B11/F4 | Function 4 |  |  |  |  | Energy sensor | F4 |  |  |  | MC202 | Charles Carter Building |  |  | 0 | 0
MC202-B11 | MC202-B11/F40 | Function 40 |  |  |  |  | Energy sensor | F40 |  |  |  | MC202 | Charles Carter Building |  |  | 0 | 0
MC202-B11 | MC202-B11/F41 | Function 41 |  |  |  |  | Energy sensor | F41 |  |  |  | MC202 | Charles Carter Building |  |  | 0 | 0
MC202-B11 | MC202-B11/F42 | Function 42 |  |  |  |  | Energy sensor | F42 |  |  |  | MC202 | Charles Carter Building |  |  | 0 | 0
MC202-B11 | MC202-B11/F43 | Function 43 |  |  |  |  | Energy sensor | F43 |  |  |  | MC202 | Charles Carter Building |  |  | 0 | 0
MC202-B11 | MC202-B11/F44 | Function 44 |  |  |  |  | Energy sensor | F44 |  |  |  | MC202 | Charles Carter Building |  |  | 0 | 0
MC202-B11 | MC202-B11/F45 | Function 45 |  |  |  |  | Energy sensor | F45 |  |  |  | MC202 | Charles Carter Building |  |  | 0 | 0
MC202-B11 | MC202-B11/F47 | Function 47 |  |  |  |  | Energy sensor | F47 |  |  |  | MC202 | Charles Carter Building |  |  | 0 | 0
MC202-B11 | MC202-B11/F48 | Function 48 |  |  |  |  | Energy sensor | F48 |  |  |  | MC202 | Charles Carter Building |  |  | 0 | 0
MC202-B11 | MC202-B11/F6 | Function 6 |  |  |  |  | Energy sensor | F6 |  |  |  | MC202 | Charles Carter Building |  |  | 0 | 0
MC202-B11 | MC202-B11/F7 | Function 7 |  |  |  |  | Energy sensor | F7 |  |  |  | MC202 | Charles Carter Building |  |  | 0 | 0
MC202-B11 | MC202-B11/F8 | Fan speed (heating) |  |  |  |  | Energy sensor | F8 |  |  |  | MC202 | Charles Carter Building |  |  | 0 | 0
MC202-B11 | MC202-B11/F9 | Function 9 |  |  |  |  | Energy sensor | F9 |  |  |  | MC202 | Charles Carter Building |  |  | 0 | 0
MC202-B11 | MC202-B11/G1 | Logic 1 |  |  |  |  | Energy sensor | G1 |  |  |  | MC202 | Charles Carter Building |  |  | 0 | 0
MC202-B11 | MC202-B11/G10 | Logic 10 |  |  |  |  | Energy sensor | G10 |  |  |  | MC202 | Charles Carter Building |  |  | 0 | 0
MC202-B11 | MC202-B11/G11 | Logic 11 |  |  |  |  | Energy sensor | G11 |  |  |  | MC202 | Charles Carter Building |  |  | 0 | 0
MC202-B11 | MC202-B11/G12 | Logic 12 |  |  |  |  | Energy sensor | G12 |  |  |  | MC202 | Charles Carter Building |  |  | 0 | 0
MC202-B11 | MC202-B11/G13 | Logic 13 |  |  |  |  | Energy sensor | G13 |  |  |  | MC202 | Charles Carter Building |  |  | 0 | 0
MC202-B11 | MC202-B11/G14 | Boost mode |  |  |  |  | Energy sensor | G14 |  |  |  | MC202 | Charles Carter Building |  |  | 0 | 0
MC202-B11 | MC202-B11/G15 | Logic 15 |  |  |  |  | Energy sensor | G15 |  |  |  | MC202 | Charles Carter Building |  |  | 0 | 0
MC202-B11 | MC202-B11/G16 | Logic 16 |  |  |  |  | Energy sensor | G16 |  |  |  | MC202 | Charles Carter Building |  |  | 0 | 0
MC202-B11 | MC202-B11/G17 | Occ Htg SP Achieved [Full FA] |  |  |  |  | Energy sensor | G17 |  |  |  | MC202 | Charles Carter Building |  |  | 0 | 0
MC202-B11 | MC202-B11/G18 | Logic 18 |  |  |  |  | Energy sensor | G18 |  |  |  | MC202 | Charles Carter Building |  |  | 0 | 0
MC202-B11 | MC202-B11/G19 | Logic 19 |  |  |  |  | Energy sensor | G19 |  |  |  | MC202 | Charles Carter Building |  |  | 0 | 0
MC202-B11 | MC202-B11/G2 | Logic 2 |  |  |  |  | Energy sensor | G2 |  |  |  | MC202 | Charles Carter Building |  |  | 0 | 0
MC202-B11 | MC202-B11/G20 | Logic 20 |  |  |  |  | Energy sensor | G20 |  |  |  | MC202 | Charles Carter Building |  |  | 0 | 0
MC202-B11 | MC202-B11/G21 | Logic 21 |  |  |  |  | Energy sensor | G21 |  |  |  | MC202 | Charles Carter Building |  |  | 0 | 0
MC202-B11 | MC202-B11/G22 | Logic 22 |  |  |  |  | Energy sensor | G22 |  |  |  | MC202 | Charles Carter Building |  |  | 0 | 0
MC202-B11 | MC202-B11/G23 | Logic 23 |  |  |  |  | Energy sensor | G23 |  |  |  | MC202 | Charles Carter Building |  |  | 0 | 0
MC202-B11 | MC202-B11/G24 | Bypass damper control |  |  | 0 = Closed , 1 = Open |  | Energy sensor | G24 |  |  |  | MC202 | Charles Carter Building |  |  | 0 | 0
MC202-B11 | MC202-B11/G25 | Logic 25 |  |  |  |  | Energy sensor | G25 |  |  |  | MC202 | Charles Carter Building |  |  | 0 | 0
MC202-B11 | MC202-B11/G26 | Supply fan max speed |  |  | RPM |  | Energy sensor | G26 |  |  |  | MC202 | Charles Carter Building |  |  | 0 | 0
MC202-B11 | MC202-B11/G27 | Logic 27 |  |  |  |  | Energy sensor | G27 |  |  |  | MC202 | Charles Carter Building |  |  | 0 | 0
MC202-B11 | MC202-B11/G28 | Logic 28 |  |  |  |  | Energy sensor | G28 |  |  |  | MC202 | Charles Carter Building |  |  | 0 | 0
MC202-B11 | MC202-B11/G29 | Logic 29 |  |  |  |  | Energy sensor | G29 |  |  |  | MC202 | Charles Carter Building |  |  | 0 | 0
MC202-B11 | MC202-B11/G3 | Logic 3 |  |  |  |  | Energy sensor | G3 |  |  |  | MC202 | Charles Carter Building |  |  | 0 | 0
MC202-B11 | MC202-B11/G30 | Logic 30 |  |  |  |  | Energy sensor | G30 |  |  |  | MC202 | Charles Carter Building |  |  | 0 | 0
MC202-B11 | MC202-B11/G31 | Logic 31 |  |  |  |  | Energy sensor | G31 |  |  |  | MC202 | Charles Carter Building |  |  | 0 | 0
MC202-B11 | MC202-B11/G32 | Logic 32 |  |  |  |  | Energy sensor | G32 |  |  |  | MC202 | Charles Carter Building |  |  | 0 | 0
MC202-B11 | MC202-B11/G33 | Logic 33 |  |  |  |  | Energy sensor | G33 |  |  |  | MC202 | Charles Carter Building |  |  | 0 | 0
MC202-B11 | MC202-B11/G34 | Logic 34 |  |  |  |  | Energy sensor | G34 |  |  |  | MC202 | Charles Carter Building |  |  | 0 | 0
MC202-B11 | MC202-B11/G35 | Remote night cooling available |  |  | 0 = No, 1 = Yes |  | Energy sensor | G35 |  |  |  | MC202 | Charles Carter Building |  |  | 0 | 0
MC202-B11 | MC202-B11/G36 | Logic 36 |  |  |  |  | Energy sensor | G36 |  |  |  | MC202 | Charles Carter Building |  |  | 0 | 0
MC202-B11 | MC202-B11/G37 | Logic 37 |  |  |  |  | Energy sensor | G37 |  |  |  | MC202 | Charles Carter Building |  |  | 0 | 0
MC202-B11 | MC202-B11/G38 | Logic 38 |  |  |  |  | Energy sensor | G38 |  |  |  | MC202 | Charles Carter Building |  |  | 0 | 0
MC202-B11 | MC202-B11/G4 | Logic 4 |  |  |  |  | Energy sensor | G4 |  |  |  | MC202 | Charles Carter Building |  |  | 0 | 0
MC202-B11 | MC202-B11/G5 | Timeclock enable |  |  | 0 = No, 1 = Yes |  | Energy sensor | G5 |  |  |  | MC202 | Charles Carter Building |  |  | 0 | 0
MC202-B11 | MC202-B11/G6 | Class vent required |  |  | 0 = No, 1 = Yes |  | Energy sensor | G6 |  |  |  | MC202 | Charles Carter Building |  |  | 0 | 0
MC202-B11 | MC202-B11/G7 | Logic 7 |  |  |  |  | Energy sensor | G7 |  |  |  | MC202 | Charles Carter Building |  |  | 0 | 0
MC202-B11 | MC202-B11/G8 | Logic 8 |  |  |  |  | Energy sensor | G8 |  |  |  | MC202 | Charles Carter Building |  |  | 0 | 0
MC202-B11 | MC202-B11/G9 | Class vent enable |  |  | 0 = No, 1 = Yes |  | Energy sensor | G9 |  |  |  | MC202 | Charles Carter Building |  |  | 0 | 0
MC202-B11 | MC202-B11/I11 | Filter dirty |  |  | 0 = No, 1 = Yes |  | Energy sensor | I11 |  |  |  | MC202 | Charles Carter Building | C37,C40 |  | 0 | 0
MC202-B11 | MC202-B11/I12 | Supply fan inverter status |  |  |  |  | Energy sensor | I12 |  |  |  | MC202 | Charles Carter Building | C37,C40 |  | 0 | 0
MC202-B11 | MC202-B11/I13 | Extract fan inverter status |  |  |  |  | Energy sensor | I13 |  |  |  | MC202 | Charles Carter Building | C37,C40 |  | 0 | 0
MC202-B11 | MC202-B11/I14 | Condensate pump alarm |  |  | 0 = No, 1 = Yes |  | Energy sensor | I14 |  |  |  | MC202 | Charles Carter Building | C37,C40 |  | 0 | 0
MC202-B11 | MC202-B11/I15 | Unit occupancy |  |  |  |  | Energy sensor | I15 |  |  |  | MC202 | Charles Carter Building | C37,C40 |  | 0 | 0
MC202-B11 | MC202-B11/I16 | Room frost protection |  |  |  |  | Energy sensor | I16 |  |  |  | MC202 | Charles Carter Building | C37,C40 |  | 0 | 0
MC202-B11 | MC202-B11/I17 | Staff boost mode |  |  | 0 = Off, 1 = On |  | Energy sensor | I17 |  |  |  | MC202 | Charles Carter Building | C37,C40 |  | 0 | 0
MC202-B11 | MC202-B11/I18 | Auto boost mode |  |  | 0 = Off, 1 = On |  | Energy sensor | I18 |  |  |  | MC202 | Charles Carter Building | C37,C40 |  | 0 | 0
MC202-B11 | MC202-B11/I19 | Night cooling |  |  | 0 = Off, 1 = On |  | Energy sensor | I19 |  |  |  | MC202 | Charles Carter Building | C37,C40 |  | 0 | 0
MC202-B11 | MC202-B11/I20 | Full fresh air |  |  | 0 = Off, 1 = On |  | Energy sensor | I20 |  |  |  | MC202 | Charles Carter Building | C37,C40 |  | 0 | 0
MC202-B11 | MC202-B11/I21 | Open bypass damper |  |  | 0 = Closed , 1 = Open |  | Energy sensor | I21 |  |  |  | MC202 | Charles Carter Building | C37,C40 |  | 0 | 0
MC202-B11 | MC202-B11/I22 | Unit freeze protection |  |  |  |  | Energy sensor | I22 |  |  |  | MC202 | Charles Carter Building | C37,C40 |  | 0 | 0
MC202-B11 | MC202-B11/I23 | Supply fan fault |  |  | 0 = No, 1 = Yes |  | Energy sensor | I23 |  |  |  | MC202 | Charles Carter Building | C37,C40 |  | 0 | 0
MC202-B11 | MC202-B11/I24 | Extract fan fault |  |  | 0 = No, 1 = Yes |  | Energy sensor | I24 |  |  |  | MC202 | Charles Carter Building | C37,C40 |  | 0 | 0
MC202-B11 | MC202-B11/I25 | Class vent enable |  |  | 0 = Off, 1 = On |  | Energy sensor | I25 |  |  |  | MC202 | Charles Carter Building | C37,C40 |  | 0 | 0
MC202-B11 | MC202-B11/I30 | Common fault signal |  |  | 0 = No fault, 1 = Fault |  | Energy sensor | I30 |  |  |  | MC202 | Charles Carter Building | C37,C40 |  | 0 | 0
MC202-B11 | MC202-B11/I5 | On-Off selector |  |  | 0 = Off, 1 = On |  | Energy sensor | I5 |  |  |  | MC202 | Charles Carter Building | C37,C40 |  | 0 | 0
MC202-B11 | MC202-B11/I6 | Frost thermostat trip |  |  |  |  | Energy sensor | I6 |  |  |  | MC202 | Charles Carter Building | C37,C40 |  | 0 | 0
MC202-B11 | MC202-B11/K1 | Spare |  |  |  |  | Energy sensor | K1 |  |  |  | MC202 | Charles Carter Building | C37,C40 |  | 0 | 0
MC202-B11 | MC202-B11/K10 | Extract fan min speed |  |  | RPM |  | Energy sensor | K10 |  |  |  | MC202 | Charles Carter Building | C37,C40 |  | 0 | 0
MC202-B11 | MC202-B11/K11 | Extract fan max speed |  |  | RPM |  | Energy sensor | K11 |  |  |  | MC202 | Charles Carter Building | C37,C40 |  | 0 | 0
MC202-B11 | MC202-B11/K12 | Spare |  |  |  |  | Energy sensor | K12 |  |  |  | MC202 | Charles Carter Building | C37,C40 |  | 0 | 0
MC202-B11 | MC202-B11/K14 | Occupancy CO2 level |  |  | Parts per million |  | Energy sensor | K14 |  |  |  | MC202 | Charles Carter Building | C37,C40 |  | 0 | 0
MC202-B11 | MC202-B11/K15 | Outside air night cooling level |  |  | Degrees Celsius |  | Energy sensor | K15 |  |  |  | MC202 | Charles Carter Building | C37,C40 |  | 0 | 0
MC202-B11 | MC202-B11/K16 | Supply air high limit |  |  |  |  | Energy sensor | K16 |  |  |  | MC202 | Charles Carter Building | C37,C40 |  | 0 | 0
MC202-B11 | MC202-B11/K17 | Supply fan minimum speed |  |  | RPM |  | Energy sensor | K17 |  |  |  | MC202 | Charles Carter Building | C37,C40 |  | 0 | 0
MC202-B11 | MC202-B11/K18 | Supply fan max speed |  |  | RPM |  | Energy sensor | K18 |  |  |  | MC202 | Charles Carter Building | C37,C40 |  | 0 | 0
MC202-B11 | MC202-B11/K19 | Supply fan startup speed |  |  | RPM |  | Energy sensor | K19 |  |  |  | MC202 | Charles Carter Building | C37,C40 |  | 0 | 0
MC202-B11 | MC202-B11/K2 | Unit freeze protection |  |  |  |  | Energy sensor | K2 |  |  |  | MC202 | Charles Carter Building | C37,C40 |  | 0 | 0
MC202-B11 | MC202-B11/K20 | Extract fan startup speed |  |  | RPM |  | Energy sensor | K20 |  |  |  | MC202 | Charles Carter Building | C37,C40 |  | 0 | 0
MC202-B11 | MC202-B11/K21 | Night time cooling supply fan speed |  |  | RPM |  | Energy sensor | K21 |  |  |  | MC202 | Charles Carter Building | C37,C40 |  | 0 | 0
MC202-B11 | MC202-B11/K22 | Night time cooling extract fan speed |  |  | RPM |  | Energy sensor | K22 |  |  |  | MC202 | Charles Carter Building | C37,C40 |  | 0 | 0
MC202-B11 | MC202-B11/K23 | Night time cool temperature setpoint |  |  | Degrees Celsius |  | Energy sensor | K23 |  |  |  | MC202 | Charles Carter Building | C37,C40 |  | 0 | 0
MC202-B11 | MC202-B11/K24 | Night cooling supply air low limit |  |  |  |  | Energy sensor | K24 |  |  |  | MC202 | Charles Carter Building | C37,C40 |  | 0 | 0
MC202-B11 | MC202-B11/K3 | Room frost protection |  |  |  |  | Energy sensor | K3 |  |  |  | MC202 | Charles Carter Building | C37,C40 |  | 0 | 0
MC202-B11 | MC202-B11/K4 | Spare |  |  |  |  | Energy sensor | K4 |  |  |  | MC202 | Charles Carter Building | C37,C40 |  | 0 | 0
MC202-B11 | MC202-B11/K5 | Occupancy heating temperature setpoint |  |  | Degrees Celsius |  | Energy sensor | K5 |  |  |  | MC202 | Charles Carter Building | C37,C40 |  | 0 | 0
MC202-B11 | MC202-B11/K6 | OccupancyClgTempSP |  |  | Degrees Celsius |  | Energy sensor | K6 |  |  |  | MC202 | Charles Carter Building | C37,C40 |  | 0 | 0
MC202-B11 | MC202-B11/K7 | Free cooling temperature setpoint |  |  | Degrees Celsius |  | Energy sensor | K7 |  |  |  | MC202 | Charles Carter Building | C37,C40 |  | 0 | 0
MC202-B11 | MC202-B11/K8 | Spare |  |  |  |  | Energy sensor | K8 |  |  |  | MC202 | Charles Carter Building | C37,C40 |  | 0 | 0
MC202-B11 | MC202-B11/K9 | Supply air low limit |  |  |  |  | Energy sensor | K9 |  |  |  | MC202 | Charles Carter Building | C37,C40 |  | 0 | 0
MC202-B11 | MC202-B11/L1 | Loop 1 |  |  |  |  | Energy sensor | L1 |  |  |  | MC202 | Charles Carter Building | C37,C40 |  | 0 | 0
MC202-B11 | MC202-B11/L2 | Supply air low limit |  |  |  |  | Energy sensor | L2 |  |  |  | MC202 | Charles Carter Building | C37,C40 |  | 0 | 0
MC202-B11 | MC202-B11/L3 | Fan Speed [CO2] |  |  |  |  | Energy sensor | L3 |  |  |  | MC202 | Charles Carter Building | C37,C40 |  | 0 | 0
MC202-B11 | MC202-B11/L4 | Fan Speed [Clg] |  |  |  |  | Energy sensor | L4 |  |  |  | MC202 | Charles Carter Building | C37,C40 |  | 0 | 0
MC202-B11 | MC202-B11/L5 | Loop 5 |  |  |  |  | Energy sensor | L5 |  |  |  | MC202 | Charles Carter Building | C37,C40 |  | 0 | 0
MC202-B11 | MC202-B11/L6 | Loop 6 |  |  |  |  | Energy sensor | L6 |  |  |  | MC202 | Charles Carter Building | C37,C40 |  | 0 | 0
MC202-B11 | MC202-B11/n1 | Watersidevent |  |  |  |  | Energy sensor | n1 |  |  |  | MC202 | Charles Carter Building |  |  | 0 | 0
MC202-B11 | MC202-B11/N1 | IC Comms 1 |  |  |  |  | Energy sensor | N1 |  |  |  | MC202 | Charles Carter Building |  |  | 0 | 0
MC202-B11 | MC202-B11/o1 | Alarm Route 1 |  |  |  |  | Energy sensor | o1 |  |  |  | MC202 | Charles Carter Building |  |  | 0 | 0
MC202-B11 | MC202-B11/P1 | Supply air temperature |  |  | Degrees Celsius |  | Energy sensor | P1 |  |  |  | MC202 | Charles Carter Building |  |  | 0 | 0
MC202-B11 | MC202-B11/P11 | Class vent heating demand |  |  |  |  | Energy sensor | P11 |  |  |  | MC202 | Charles Carter Building |  |  | 0 | 0
MC202-B11 | MC202-B11/P12 | Supply fan speed |  |  | RPM |  | Energy sensor | P12 |  |  |  | MC202 | Charles Carter Building |  |  | 0 | 0
MC202-B11 | MC202-B11/P13 | Extract fan speed |  |  | RPM |  | Energy sensor | P13 |  |  |  | MC202 | Charles Carter Building |  |  | 0 | 0
MC202-B11 | MC202-B11/P14 | Outside air temperature |  |  | Degrees Celsius |  | Energy sensor | P14 |  |  |  | MC202 | Charles Carter Building |  |  | 0 | 0
MC202-B11 | MC202-B11/P15 | Bypass damper |  |  | 0 = Closed , 1 = Open |  | Energy sensor | P15 |  |  |  | MC202 | Charles Carter Building |  |  | 0 | 0
MC202-B11 | MC202-B11/P2 | Return temperature |  |  | Degrees Celsius |  | Energy sensor | P2 |  |  |  | MC202 | Charles Carter Building |  |  | 0 | 0
MC202-B11 | MC202-B11/P3 | Extract CO2 level |  |  | Parts per million |  | Energy sensor | P3 |  |  |  | MC202 | Charles Carter Building |  |  | 0 | 0
MC202-B11 | MC202-B11/P4 | DIM Module |  |  |  |  | Energy sensor | P4 |  |  |  | MC202 | Charles Carter Building |  |  | 0 | 0
MC202-B11 | MC202-B11/P5 | Common fault signal |  |  | 0 = No fault, 1 = Fault |  | Energy sensor | P5 |  |  |  | MC202 | Charles Carter Building |  |  | 0 | 0
MC202-B11 | MC202-B11/P6 | Common fault signal |  |  | 0 = No fault, 1 = Fault |  | Energy sensor | P6 |  |  |  | MC202 | Charles Carter Building |  |  | 0 | 0
MC202-B11 | MC202-B11/Q1 | Sequence Table 1 |  |  |  |  | Energy sensor | Q1 |  |  |  | MC202 | Charles Carter Building |  |  | 0 | 0
MC202-B11 | MC202-B11/S1 | Supply air temperature |  |  | Degrees Celsius |  | Energy sensor | S1 |  |  |  | MC202 | Charles Carter Building | C37,C40 |  | 0 | 0
MC202-B11 | MC202-B11/S11 | Class vent heating demand |  |  |  |  | Energy sensor | S11 |  |  |  | MC202 | Charles Carter Building | C37,C40 |  | 0 | 0
MC202-B11 | MC202-B11/S12 | Supply fan speed |  |  | RPM |  | Energy sensor | S12 |  |  |  | MC202 | Charles Carter Building | C37,C40 |  | 0 | 0
MC202-B11 | MC202-B11/S13 | Extract fan speed |  |  | RPM |  | Energy sensor | S13 |  |  |  | MC202 | Charles Carter Building | C37,C40 |  | 0 | 0
MC202-B11 | MC202-B11/S14 | Outside air temperature |  |  | Degrees Celsius |  | Energy sensor | S14 |  |  |  | MC202 | Charles Carter Building | C37,C40 |  | 0 | 0
MC202-B11 | MC202-B11/S15 | Bypass damper |  |  | 0 = Closed , 1 = Open |  | Energy sensor | S15 |  |  |  | MC202 | Charles Carter Building | C37,C40 |  | 0 | 0
MC202-B11 | MC202-B11/S2 | Return temperature |  |  | Degrees Celsius |  | Energy sensor | S2 |  |  |  | MC202 | Charles Carter Building | C37,C40 |  | 0 | 0
MC202-B11 | MC202-B11/S3 | Extract CO2 level |  |  | Parts per million |  | Energy sensor | S3 |  |  |  | MC202 | Charles Carter Building | C37,C40 |  | 0 | 0
MC202-B11 | MC202-B11/S4 | DIM Module |  |  |  |  | Energy sensor | S4 |  |  |  | MC202 | Charles Carter Building | C37,C40 |  | 0 | 0
MC202-B11 | MC202-B11/V1 | [5 empty] | Energy sensor | V1 |  |  |  | MC202 | Charles Carter Building |  |  | 0 | 0
MC202-B11 | MC202-B11/W2 | Commissioning mode |  |  | 0 = Off, 1 = On |  | Energy sensor | W2 |  |  |  | MC202 | Charles Carter Building | C37,C40 |  | 0 | 0
MC202-B11 | MC202-B11/W3 | Enable boost mode |  |  | 0 = Off, 1 = On |  | Energy sensor | W3 |  |  |  | MC202 | Charles Carter Building | C37,C40 |  | 0 | 0
MC202-B11 | MC202-B11/W4 | Freeze protection reset |  |  | 0 = Off, 1 = On |  | Energy sensor | W4 |  |  |  | MC202 | Charles Carter Building | C37,C40 |  | 0 | 0
MC202-B11 | MC202-B11/W5 | Enable alarms |  |  | 0 = Off, 1 = On |  | Energy sensor | W5 |  |  |  | MC202 | Charles Carter Building | C37,C40 |  | 0 | 0
MC202-B11 | MC202-B11/W6 | Manual off |  |  |  |  | Energy sensor | W6 |  |  |  | MC202 | Charles Carter Building | C37,C40 |  | 0 | 0
MC202-B11 | MC202-B11/Y1 | Trend Thermistor |  |  |  |  | Energy sensor | Y1 |  |  |  | MC202 | Charles Carter Building |  |  | 0 | 0
MC202-B11 | MC202-B11/Y2 | CO2 V |  |  |  |  | Energy sensor | Y2 |  |  |  | MC202 | Charles Carter Building |  |  | 0 | 0
MC202-B11 | MC202-B11/Y3 | 4DIX V |  |  |  |  | Energy sensor | Y3 |  |  |  | MC202 | Charles Carter Building |  |  | 0 | 0
MC202-B11 | MC202-B11/Z1 | Local time clock |  |  |  |  | Energy sensor | Z1 |  |  |  | MC202 | Charles Carter Building | C37,C40 |  | 0 | 0
MC075-B02 | MC075-B02/~1 | AstroA |  |  |  |  | Energy sensor | ~1 |  |  |  | MC075 | Management School |  |  | 0 | 0
MC075-B02 | MC075-B02/~2 | AstroB |  |  |  |  | Energy sensor | ~2 |  |  |  | MC075 | Management School |  |  | 0 | 0
MC075-B02 | MC075-B02/C1 | Virtual CNC 1 |  |  |  |  | Energy sensor | C1 |  |  |  | MC075 | Management School |  |  | 0 | 0
MC075-B02 | MC075-B02/D1 | Pitch 1 Master |  |  |  |  | Energy sensor | D1 |  |  |  | MC075 | Management School |  |  | 0 | 0
MC075-B02 | MC075-B02/D10 | B1 West |  |  |  |  | Energy sensor | D10 |  |  |  | MC075 | Management School |  |  | 0 | 0
MC075-B02 | MC075-B02/D11 | B2 West |  |  |  |  | Energy sensor | D11 |  |  |  | MC075 | Management School |  |  | 0 | 0
MC075-B02 | MC075-B02/D12 | Pitch 3 N Enable |  |  |  |  | Energy sensor | D12 |  |  |  | MC075 | Management School |  |  | 0 | 0
MC075-B02 | MC075-B02/D13 | Pitch 3 S Enable |  |  |  |  | Energy sensor | D13 |  |  |  | MC075 | Management School |  |  | 0 | 0
MC075-B02 | MC075-B02/D14 | Pitch 3 Full |  |  |  |  | Energy sensor | D14 |  |  |  | MC075 | Management School |  |  | 0 | 0
MC075-B02 | MC075-B02/D2 | Training Not Used |  |  |  |  | Energy sensor | D2 |  |  |  | MC075 | Management School |  |  | 0 | 0
MC075-B02 | MC075-B02/D3 | Pitch 1 North west on |  |  |  |  | Energy sensor | D3 |  |  |  | MC075 | Management School |  |  | 0 | 0
MC075-B02 | MC075-B02/D4 | Pitch 1 South West on |  |  |  |  | Energy sensor | D4 |  |  |  | MC075 | Management School |  |  | 0 | 0
MC075-B02 | MC075-B02/D5 | Pitch 1 North East on |  |  |  |  | Energy sensor | D5 |  |  |  | MC075 | Management School |  |  | 0 | 0
MC075-B02 | MC075-B02/D6 | Pitch 1 South East on |  |  |  |  | Energy sensor | D6 |  |  |  | MC075 | Management School |  |  | 0 | 0
MC075-B02 | MC075-B02/D7 | Astro B Master Override Times |  |  |  |  | Energy sensor | D7 |  |  |  | MC075 | Management School |  |  | 0 | 0
MC075-B02 | MC075-B02/D8 | B1 East |  |  |  |  | Energy sensor | D8 |  |  |  | MC075 | Management School |  |  | 0 | 0
MC075-B02 | MC075-B02/D9 | B2 East |  |  |  |  | Energy sensor | D9 |  |  |  | MC075 | Management School |  |  | 0 | 0
MC075-B02 | MC075-B02/G1 | Pitch 1-1 Enable |  |  |  |  | Energy sensor | G1 |  |  |  | MC075 | Management School |  |  | 0 | 0
MC075-B02 | MC075-B02/G10 | Pitch 3 Full ON week |  |  |  |  | Energy sensor | G10 |  |  |  | MC075 | Management School |  |  | 0 | 0
MC075-B02 | MC075-B02/G11 | Pitch 3 Full ON week |  |  |  |  | Energy sensor | G11 |  |  |  | MC075 | Management School |  |  | 0 | 0
MC075-B02 | MC075-B02/G12 | Pitch 3 N ON Month |  |  |  |  | Energy sensor | G12 |  |  |  | MC075 | Management School |  |  | 0 | 0
MC075-B02 | MC075-B02/G13 | Pitch 3 Full ON week |  |  |  |  | Energy sensor | G13 |  |  |  | MC075 | Management School |  |  | 0 | 0
MC075-B02 | MC075-B02/G14 | Pitch 3 N ON total |  |  |  |  | Energy sensor | G14 |  |  |  | MC075 | Management School |  |  | 0 | 0
MC075-B02 | MC075-B02/G15 | Pitch 3 S ON week |  |  |  |  | Energy sensor | G15 |  |  |  | MC075 | Management School |  |  | 0 | 0
MC075-B02 | MC075-B02/G16 | Pitch 3 S ON Month |  |  |  |  | Energy sensor | G16 |  |  |  | MC075 | Management School |  |  | 0 | 0
MC075-B02 | MC075-B02/G17 | Pitch 3 S ON total |  |  |  |  | Energy sensor | G17 |  |  |  | MC075 | Management School |  |  | 0 | 0
MC075-B02 | MC075-B02/G18 | Logic 18 |  |  |  |  | Energy sensor | G18 |  |  |  | MC075 | Management School |  |  | 0 | 0
MC075-B02 | MC075-B02/G19 | Logic 19 |  |  |  |  | Energy sensor | G19 |  |  |  | MC075 | Management School |  |  | 0 | 0
MC075-B02 | MC075-B02/G2 | Pitch 1-2 Enable |  |  |  |  | Energy sensor | G2 |  |  |  | MC075 | Management School |  |  | 0 | 0
MC075-B02 | MC075-B02/G20 | Logic 20 |  |  |  |  | Energy sensor | G20 |  |  |  | MC075 | Management School |  |  | 0 | 0
MC075-B02 | MC075-B02/G21 | Logic 21 |  |  |  |  | Energy sensor | G21 |  |  |  | MC075 | Management School |  |  | 0 | 0
MC075-B02 | MC075-B02/G22 | Logic 22 |  |  |  |  | Energy sensor | G22 |  |  |  | MC075 | Management School |  |  | 0 | 0
MC075-B02 | MC075-B02/G23 | Logic 23 |  |  |  |  | Energy sensor | G23 |  |  |  | MC075 | Management School |  |  | 0 | 0
MC075-B02 | MC075-B02/G24 | Pitch 3 North ON |  |  |  |  | Energy sensor | G24 |  |  |  | MC075 | Management School |  |  | 0 | 0
MC075-B02 | MC075-B02/G25 | Pitch 3 South ON |  |  |  |  | Energy sensor | G25 |  |  |  | MC075 | Management School |  |  | 0 | 0
MC075-B02 | MC075-B02/G26 | Pitch 3 Full ON |  |  |  |  | Energy sensor | G26 |  |  |  | MC075 | Management School |  |  | 0 | 0
MC075-B02 | MC075-B02/G27 | Logic 27 |  |  |  |  | Energy sensor | G27 |  |  |  | MC075 | Management School |  |  | 0 | 0
MC075-B02 | MC075-B02/G28 | Logic 28 |  |  |  |  | Energy sensor | G28 |  |  |  | MC075 | Management School |  |  | 0 | 0
MC075-B02 | MC075-B02/G29 | Logic 29 |  |  |  |  | Energy sensor | G29 |  |  |  | MC075 | Management School |  |  | 0 | 0
MC075-B02 | MC075-B02/G3 | Pitch 2 North Enable |  |  |  |  | Energy sensor | G3 |  |  |  | MC075 | Management School |  |  | 0 | 0
MC075-B02 | MC075-B02/G30 | Logic 30 |  |  |  |  | Energy sensor | G30 |  |  |  | MC075 | Management School |  |  | 0 | 0
MC075-B02 | MC075-B02/G31 | Logic 31 |  |  |  |  | Energy sensor | G31 |  |  |  | MC075 | Management School |  |  | 0 | 0
MC075-B02 | MC075-B02/G32 | Logic 32 |  |  |  |  | Energy sensor | G32 |  |  |  | MC075 | Management School |  |  | 0 | 0
MC075-B02 | MC075-B02/G33 | Pitch 1 N ON week |  |  |  |  | Energy sensor | G33 |  |  |  | MC075 | Management School |  |  | 0 | 0
MC075-B02 | MC075-B02/G34 | Pitch 1 Full ON week |  |  |  |  | Energy sensor | G34 |  |  |  | MC075 | Management School |  |  | 0 | 0
MC075-B02 | MC075-B02/G35 | Pitch 1 Full ON week |  |  |  |  | Energy sensor | G35 |  |  |  | MC075 | Management School |  |  | 0 | 0
MC075-B02 | MC075-B02/G36 | Pitch 1 N ON Month |  |  |  |  | Energy sensor | G36 |  |  |  | MC075 | Management School |  |  | 0 | 0
MC075-B02 | MC075-B02/G37 | Pitch 1 Full ON week |  |  |  |  | Energy sensor | G37 |  |  |  | MC075 | Management School |  |  | 0 | 0
MC075-B02 | MC075-B02/G38 | Pitch 1 N ON total |  |  |  |  | Energy sensor | G38 |  |  |  | MC075 | Management School |  |  | 0 | 0
MC075-B02 | MC075-B02/G39 | Pitch 1 S ON week |  |  |  |  | Energy sensor | G39 |  |  |  | MC075 | Management School |  |  | 0 | 0
MC075-B02 | MC075-B02/G4 | Pitch 2 South Enabled |  |  |  |  | Energy sensor | G4 |  |  |  | MC075 | Management School |  |  | 0 | 0
MC075-B02 | MC075-B02/G40 | Pitch 1 S ON Month |  |  |  |  | Energy sensor | G40 |  |  |  | MC075 | Management School |  |  | 0 | 0
MC075-B02 | MC075-B02/G41 | Pitch 1 S ON total |  |  |  |  | Energy sensor | G41 |  |  |  | MC075 | Management School |  |  | 0 | 0
MC075-B02 | MC075-B02/G42 | Pitch 2 N ON week |  |  |  |  | Energy sensor | G42 |  |  |  | MC075 | Management School |  |  | 0 | 0
MC075-B02 | MC075-B02/G43 | Pitch 2 Full ON week |  |  |  |  | Energy sensor | G43 |  |  |  | MC075 | Management School |  |  | 0 | 0
MC075-B02 | MC075-B02/G44 | Pitch 2 Full ON week |  |  |  |  | Energy sensor | G44 |  |  |  | MC075 | Management School |  |  | 0 | 0
MC075-B02 | MC075-B02/G45 | Pitch 2 N ON Month |  |  |  |  | Energy sensor | G45 |  |  |  | MC075 | Management School |  |  | 0 | 0
MC075-B02 | MC075-B02/G46 | Pitch 2 Full ON week |  |  |  |  | Energy sensor | G46 |  |  |  | MC075 | Management School |  |  | 0 | 0
MC075-B02 | MC075-B02/G47 | Pitch 2 N ON total |  |  |  |  | Energy sensor | G47 |  |  |  | MC075 | Management School |  |  | 0 | 0
MC075-B02 | MC075-B02/G48 | Pitch 2 S ON week |  |  |  |  | Energy sensor | G48 |  |  |  | MC075 | Management School |  |  | 0 | 0
MC075-B02 | MC075-B02/G49 | Pitch 2 S ON Month |  |  |  |  | Energy sensor | G49 |  |  |  | MC075 | Management School |  |  | 0 | 0
MC075-B02 | MC075-B02/G5 | Logic 5 |  |  |  |  | Energy sensor | G5 |  |  |  | MC075 | Management School |  |  | 0 | 0
MC075-B02 | MC075-B02/G50 | Pitch 2 S ON total |  |  |  |  | Energy sensor | G50 |  |  |  | MC075 | Management School |  |  | 0 | 0
MC075-B02 | MC075-B02/G6 | Pitch 3 North ON |  |  |  |  | Energy sensor | G6 |  |  |  | MC075 | Management School |  |  | 0 | 0
MC075-B02 | MC075-B02/G7 | Pitch 3 South ON |  |  |  |  | Energy sensor | G7 |  |  |  | MC075 | Management School |  |  | 0 | 0
MC075-B02 | MC075-B02/G8 | Pitch 3 Full ON |  |  |  |  | Energy sensor | G8 |  |  |  | MC075 | Management School |  |  | 0 | 0
MC075-B02 | MC075-B02/G9 | Pitch 3 N ON week |  |  |  |  | Energy sensor | G9 |  |  |  | MC075 | Management School |  |  | 0 | 0
MC075-B02 | MC075-B02/I1 | Training Lights On |  |  |  |  | Energy sensor | I1 |  |  |  | MC075 | Management School |  |  | 0 | 0
MC075-B02 | MC075-B02/i1 | xcite/IO/8AO |  |  |  |  | Energy sensor | i1 |  |  |  | MC075 | Management School |  |  | 0 | 0
MC075-B02 | MC075-B02/I10 | Pitch 1 Full ON |  |  |  |  | Energy sensor | I10 |  |  |  | MC075 | Management School |  |  | 0 | 0
MC075-B02 | MC075-B02/I11 | Pitch 2 Full ON |  |  |  |  | Energy sensor | I11 |  |  |  | MC075 | Management School |  |  | 0 | 0
MC075-B02 | MC075-B02/I12 | Pitch 1 North On |  |  |  |  | Energy sensor | I12 |  |  |  | MC075 | Management School |  |  | 0 | 0
MC075-B02 | MC075-B02/I13 | Pitch 1 South On |  |  |  |  | Energy sensor | I13 |  |  |  | MC075 | Management School |  |  | 0 | 0
MC075-B02 | MC075-B02/I14 | Pitch 2 North On |  |  |  |  | Energy sensor | I14 |  |  |  | MC075 | Management School |  |  | 0 | 0
MC075-B02 | MC075-B02/I15 | Pitch 2 South On |  |  |  |  | Energy sensor | I15 |  |  |  | MC075 | Management School |  |  | 0 | 0
MC075-B02 | MC075-B02/I16 | Pitch 3 North ON |  |  |  |  | Energy sensor | I16 |  |  |  | MC075 | Management School |  |  | 0 | 0
MC075-B02 | MC075-B02/I17 | Pitch 3 Full ON |  |  |  |  | Energy sensor | I17 |  |  |  | MC075 | Management School |  |  | 0 | 0
MC075-B02 | MC075-B02/I18 | Pitch 3 South ON |  |  |  |  | Energy sensor | I18 |  |  |  | MC075 | Management School |  |  | 0 | 0
MC075-B02 | MC075-B02/I19 | Pitch 1 Full Enabled |  |  |  |  | Energy sensor | I19 |  |  |  | MC075 | Management School |  |  | 0 | 0
MC075-B02 | MC075-B02/I2 | Pitch 1 North west on |  |  |  |  | Energy sensor | I2 |  |  |  | MC075 | Management School |  |  | 0 | 0
MC075-B02 | MC075-B02/I20 | Pitch 1 North Enabled |  |  |  |  | Energy sensor | I20 |  |  |  | MC075 | Management School |  |  | 0 | 0
MC075-B02 | MC075-B02/I21 | Pitch 1 South Enabled |  |  |  |  | Energy sensor | I21 |  |  |  | MC075 | Management School |  |  | 0 | 0
MC075-B02 | MC075-B02/I22 | Pitch 2 Full Enabled |  |  |  |  | Energy sensor | I22 |  |  |  | MC075 | Management School |  |  | 0 | 0
MC075-B02 | MC075-B02/I23 | Pitch 2 North Enabled |  |  |  |  | Energy sensor | I23 |  |  |  | MC075 | Management School |  |  | 0 | 0
MC075-B02 | MC075-B02/I24 | Pitch 2 South Enabled |  |  |  |  | Energy sensor | I24 |  |  |  | MC075 | Management School |  |  | 0 | 0
MC075-B02 | MC075-B02/I3 | A1 2_3 On |  |  |  |  | Energy sensor | I3 |  |  |  | MC075 | Management School |  |  | 0 | 0
MC075-B02 | MC075-B02/I4 | A2 1_3 On |  |  |  |  | Energy sensor | I4 |  |  |  | MC075 | Management School |  |  | 0 | 0
MC075-B02 | MC075-B02/I5 | A2 2_3 On |  |  |  |  | Energy sensor | I5 |  |  |  | MC075 | Management School |  |  | 0 | 0
MC075-B02 | MC075-B02/I6 | Pitch 2 North East On |  |  |  |  | Energy sensor | I6 |  |  |  | MC075 | Management School |  |  | 0 | 0
MC075-B02 | MC075-B02/I7 | Pitch 2 South East On |  |  |  |  | Energy sensor | I7 |  |  |  | MC075 | Management School |  |  | 0 | 0
MC075-B02 | MC075-B02/I8 | Pitch 2 North West On |  |  |  |  | Energy sensor | I8 |  |  |  | MC075 | Management School |  |  | 0 | 0
MC075-B02 | MC075-B02/I9 | Pitch 2 South West On |  |  |  |  | Energy sensor | I9 |  |  |  | MC075 | Management School |  |  | 0 | 0
MC075-B02 | MC075-B02/n1 | TREND_00_92_E8 |  |  |  |  | Energy sensor | n1 |  |  |  | MC075 | Management School |  |  | 0 | 0
MC075-B02 | MC075-B02/P1 | Pitch 3 N Enable |  |  |  |  | Energy sensor | P1 |  |  |  | MC075 | Management School |  |  | 0 | 0
MC075-B02 | MC075-B02/P10 | Pitch 3 S ON week |  |  |  |  | Energy sensor | P10 |  |  |  | MC075 | Management School |  |  | 0 | 0
MC075-B02 | MC075-B02/P11 | Pitch 3 S ON Month |  |  |  |  | Energy sensor | P11 |  |  |  | MC075 | Management School |  |  | 0 | 0
MC075-B02 | MC075-B02/P12 | Pitch 3 S ON total |  |  |  |  | Energy sensor | P12 |  |  |  | MC075 | Management School |  |  | 0 | 0
MC075-B02 | MC075-B02/P13 | Pitch 3 N ON week |  |  |  |  | Energy sensor | P13 |  |  |  | MC075 | Management School |  |  | 0 | 0
MC075-B02 | MC075-B02/P14 | Pitch 3 N ON Month |  |  |  |  | Energy sensor | P14 |  |  |  | MC075 | Management School |  |  | 0 | 0
MC075-B02 | MC075-B02/P15 | Pitch 3 N ON total |  |  |  |  | Energy sensor | P15 |  |  |  | MC075 | Management School |  |  | 0 | 0
MC075-B02 | MC075-B02/P16 | Pitch 3 Full ON week |  |  |  |  | Energy sensor | P16 |  |  |  | MC075 | Management School |  |  | 0 | 0
MC075-B02 | MC075-B02/P17 | Pitch 3 Full ON week |  |  |  |  | Energy sensor | P17 |  |  |  | MC075 | Management School |  |  | 0 | 0
MC075-B02 | MC075-B02/P18 | Pitch 3 Full ON week |  |  |  |  | Energy sensor | P18 |  |  |  | MC075 | Management School |  |  | 0 | 0
MC075-B02 | MC075-B02/P19 | Pitch 3 S ON week |  |  |  |  | Energy sensor | P19 |  |  |  | MC075 | Management School |  |  | 0 | 0
MC075-B02 | MC075-B02/P2 | Pitch 3 S Enable |  |  |  |  | Energy sensor | P2 |  |  |  | MC075 | Management School |  |  | 0 | 0
MC075-B02 | MC075-B02/P20 | Pitch 3 S ON Month |  |  |  |  | Energy sensor | P20 |  |  |  | MC075 | Management School |  |  | 0 | 0
MC075-B02 | MC075-B02/P21 | Pitch 3 S ON total |  |  |  |  | Energy sensor | P21 |  |  |  | MC075 | Management School |  |  | 0 | 0
MC075-B02 | MC075-B02/P22 | Pitch 2 N ON week |  |  |  |  | Energy sensor | P22 |  |  |  | MC075 | Management School |  |  | 0 | 0
MC075-B02 | MC075-B02/P23 | Pitch 2 N ON Month |  |  |  |  | Energy sensor | P23 |  |  |  | MC075 | Management School |  |  | 0 | 0
MC075-B02 | MC075-B02/P24 | Pitch 2 N ON total |  |  |  |  | Energy sensor | P24 |  |  |  | MC075 | Management School |  |  | 0 | 0
MC075-B02 | MC075-B02/P25 | Pitch 2 Full ON week |  |  |  |  | Energy sensor | P25 |  |  |  | MC075 | Management School |  |  | 0 | 0
MC075-B02 | MC075-B02/P26 | Pitch 2 Full ON Month |  |  |  |  | Energy sensor | P26 |  |  |  | MC075 | Management School |  |  | 0 | 0
MC075-B02 | MC075-B02/P27 | Pitch 2 Full ON Total |  |  |  |  | Energy sensor | P27 |  |  |  | MC075 | Management School |  |  | 0 | 0
MC075-B02 | MC075-B02/P28 | Pitch 2 S ON week |  |  |  |  | Energy sensor | P28 |  |  |  | MC075 | Management School |  |  | 0 | 0
MC075-B02 | MC075-B02/P29 | Pitch 2 S ON Month |  |  |  |  | Energy sensor | P29 |  |  |  | MC075 | Management School |  |  | 0 | 0
MC075-B02 | MC075-B02/P3 | Pitch 3 Full |  |  |  |  | Energy sensor | P3 |  |  |  | MC075 | Management School |  |  | 0 | 0
MC075-B02 | MC075-B02/P30 | Pitch 2 S ON total |  |  |  |  | Energy sensor | P30 |  |  |  | MC075 | Management School |  |  | 0 | 0
MC075-B02 | MC075-B02/P4 | Pitch 3 N ON week |  |  |  |  | Energy sensor | P4 |  |  |  | MC075 | Management School |  |  | 0 | 0
MC075-B02 | MC075-B02/P5 | Pitch 3 N ON Month |  |  |  |  | Energy sensor | P5 |  |  |  | MC075 | Management School |  |  | 0 | 0
MC075-B02 | MC075-B02/P6 | Pitch 3 N ON total |  |  |  |  | Energy sensor | P6 |  |  |  | MC075 | Management School |  |  | 0 | 0
MC075-B02 | MC075-B02/P7 | Pitch 3 Full ON week |  |  |  |  | Energy sensor | P7 |  |  |  | MC075 | Management School |  |  | 0 | 0
MC075-B02 | MC075-B02/P8 | Pitch 3 Full ON Month |  |  |  |  | Energy sensor | P8 |  |  |  | MC075 | Management School |  |  | 0 | 0
MC075-B02 | MC075-B02/P9 | Pitch 3 Full ON Total |  |  |  |  | Energy sensor | P9 |  |  |  | MC075 | Management School |  |  | 0 | 0
MC075-B02 | MC075-B02/Q1 | Sequence Table 1 |  |  |  |  | Energy sensor | Q1 |  |  |  | MC075 | Management School |  |  | 0 | 0
MC075-B02 | MC075-B02/S1 | Pitch 3 N Enable |  |  |  |  | Energy sensor | S1 |  |  |  | MC075 | Management School |  |  | 0 | 0
MC075-B02 | MC075-B02/S12 | Pitch 3 N ON week |  |  |  |  | Energy sensor | S12 |  |  |  | MC075 | Management School |  |  | 0 | 0
MC075-B02 | MC075-B02/S13 | Pitch 3 N ON Month |  |  |  |  | Energy sensor | S13 |  |  |  | MC075 | Management School |  |  | 0 | 0
MC075-B02 | MC075-B02/S14 | Pitch 3 N ON total |  |  |  |  | Energy sensor | S14 |  |  |  | MC075 | Management School |  |  | 0 | 0
MC075-B02 | MC075-B02/S15 | Pitch 3 Full ON week |  |  |  |  | Energy sensor | S15 |  |  |  | MC075 | Management School |  |  | 0 | 0
MC075-B02 | MC075-B02/S16 | Pitch 3 Full ON Month |  |  |  |  | Energy sensor | S16 |  |  |  | MC075 | Management School |  |  | 0 | 0
MC075-B02 | MC075-B02/S17 | Pitch 3 Full ON Total |  |  |  |  | Energy sensor | S17 |  |  |  | MC075 | Management School |  |  | 0 | 0
MC075-B02 | MC075-B02/S18 | Pitch 3 S ON week |  |  |  |  | Energy sensor | S18 |  |  |  | MC075 | Management School |  |  | 0 | 0
MC075-B02 | MC075-B02/S19 | Pitch 3 S ON Month |  |  |  |  | Energy sensor | S19 |  |  |  | MC075 | Management School |  |  | 0 | 0
MC075-B02 | MC075-B02/S2 | Pitch 3 S Enable |  |  |  |  | Energy sensor | S2 |  |  |  | MC075 | Management School |  |  | 0 | 0
MC075-B02 | MC075-B02/S20 | Pitch 3 S ON total |  |  |  |  | Energy sensor | S20 |  |  |  | MC075 | Management School |  |  | 0 | 0
MC075-B02 | MC075-B02/S21 | Pitch 1 N ON week |  |  |  |  | Energy sensor | S21 |  |  |  | MC075 | Management School |  |  | 0 | 0
MC075-B02 | MC075-B02/S22 | Pitch 1 N ON Month |  |  |  |  | Energy sensor | S22 |  |  |  | MC075 | Management School |  |  | 0 | 0
MC075-B02 | MC075-B02/S23 | Pitch 1 N ON total |  |  |  |  | Energy sensor | S23 |  |  |  | MC075 | Management School |  |  | 0 | 0
MC075-B02 | MC075-B02/S24 | Pitch 1 Full ON week |  |  |  |  | Energy sensor | S24 |  |  |  | MC075 | Management School |  |  | 0 | 0
MC075-B02 | MC075-B02/S25 | Pitch 1 Full ON week |  |  |  |  | Energy sensor | S25 |  |  |  | MC075 | Management School |  |  | 0 | 0
MC075-B02 | MC075-B02/S26 | Pitch 1 Full ON week |  |  |  |  | Energy sensor | S26 |  |  |  | MC075 | Management School |  |  | 0 | 0
MC075-B02 | MC075-B02/S27 | Pitch 1 S ON week |  |  |  |  | Energy sensor | S27 |  |  |  | MC075 | Management School |  |  | 0 | 0
MC075-B02 | MC075-B02/S28 | Pitch 1 S ON Month |  |  |  |  | Energy sensor | S28 |  |  |  | MC075 | Management School |  |  | 0 | 0
MC075-B02 | MC075-B02/S29 | Pitch 1 S ON total |  |  |  |  | Energy sensor | S29 |  |  |  | MC075 | Management School |  |  | 0 | 0
MC075-B02 | MC075-B02/S3 | Pitch 3 Full |  |  |  |  | Energy sensor | S3 |  |  |  | MC075 | Management School |  |  | 0 | 0
MC075-B02 | MC075-B02/S30 | Pitch 2 N ON week |  |  |  |  | Energy sensor | S30 |  |  |  | MC075 | Management School |  |  | 0 | 0
MC075-B02 | MC075-B02/S31 | Pitch 2 N ON Month |  |  |  |  | Energy sensor | S31 |  |  |  | MC075 | Management School |  |  | 0 | 0
MC075-B02 | MC075-B02/S32 | Pitch 2 N ON total |  |  |  |  | Energy sensor | S32 |  |  |  | MC075 | Management School |  |  | 0 | 0
MC075-B02 | MC075-B02/S33 | Pitch 2 Full ON week |  |  |  |  | Energy sensor | S33 |  |  |  | MC075 | Management School |  |  | 0 | 0
MC075-B02 | MC075-B02/S34 | Pitch 2 Full ON Month |  |  |  |  | Energy sensor | S34 |  |  |  | MC075 | Management School |  |  | 0 | 0
MC075-B02 | MC075-B02/S35 | Pitch 2 Full ON Total |  |  |  |  | Energy sensor | S35 |  |  |  | MC075 | Management School |  |  | 0 | 0
MC075-B02 | MC075-B02/S36 | Pitch 2 S ON week |  |  |  |  | Energy sensor | S36 |  |  |  | MC075 | Management School |  |  | 0 | 0
MC075-B02 | MC075-B02/S37 | Pitch 2 S ON Month |  |  |  |  | Energy sensor | S37 |  |  |  | MC075 | Management School |  |  | 0 | 0
MC075-B02 | MC075-B02/S38 | Pitch 2 S ON total |  |  |  |  | Energy sensor | S38 |  |  |  | MC075 | Management School |  |  | 0 | 0
MC075-B02 | MC075-B02/U1 | Trevor |  |  |  |  | Energy sensor | U1 |  |  |  | MC075 | Management School |  |  | 0 | 0
MC075-B02 | MC075-B02/U2 | JBC |  |  |  |  | Energy sensor | U2 |  |  |  | MC075 | Management School |  |  | 0 | 0
MC075-B02 | MC075-B02/U3 | JBC Steve |  |  |  |  | Energy sensor | U3 |  |  |  | MC075 | Management School |  |  | 0 | 0
MC075-B02 | MC075-B02/V1 | [5 empty] | Energy sensor | V1 |  |  |  | MC075 | Management School |  |  | 0 | 0
MC075-B02 | MC075-B02/W1 | Switch 1 |  |  |  |  | Energy sensor | W1 |  |  |  | MC075 | Management School |  |  | 0 | 0
MC075-B02 | MC075-B02/W2 | Switch 2 |  |  |  |  | Energy sensor | W2 |  |  |  | MC075 | Management School |  |  | 0 | 0
MC075-B02 | MC075-B02/W3 | Switch 3 |  |  |  |  | Energy sensor | W3 |  |  |  | MC075 | Management School |  |  | 0 | 0
MC075-B02 | MC075-B02/W4 | Switch 4 |  |  |  |  | Energy sensor | W4 |  |  |  | MC075 | Management School |  |  | 0 | 0
MC075-B02 | MC075-B02/W5 | Switch 5 |  |  |  |  | Energy sensor | W5 |  |  |  | MC075 | Management School |  |  | 0 | 0
MC075-B02 | MC075-B02/W6 | Switch 6 |  |  |  |  | Energy sensor | W6 |  |  |  | MC075 | Management School |  |  | 0 | 0
MC075-B02 | MC075-B02/W7 | Switch 7 |  |  |  |  | Energy sensor | W7 |  |  |  | MC075 | Management School |  |  | 0 | 0
MC075-B02 | MC075-B02/W8 | Switch 8 |  |  |  |  | Energy sensor | W8 |  |  |  | MC075 | Management School |  |  | 0 | 0
MC075-B02 | MC075-B02/W9 | Switch 9 |  |  |  |  | Energy sensor | W9 |  |  |  | MC075 | Management School |  |  | 0 | 0
MC075-B02 | MC075-B02/Z1 | Pitches Master |  |  |  |  | Energy sensor | Z1 |  |  |  | MC075 | Management School |  |  | 0 | 0
MC075-B02 | MC075-B02/Z10 | Pitch 3 Full |  |  |  |  | Energy sensor | Z10 |  |  |  | MC075 | Management School |  |  | 0 | 0
MC075-B02 | MC075-B02/Z2 | Pitch 1 North |  |  |  |  | Energy sensor | Z2 |  |  |  | MC075 | Management School |  |  | 0 | 0
MC075-B02 | MC075-B02/Z3 | Pitch 1 South |  |  |  |  | Energy sensor | Z3 |  |  |  | MC075 | Management School |  |  | 0 | 0
MC075-B02 | MC075-B02/Z4 | Pitch 1 Full |  |  |  |  | Energy sensor | Z4 |  |  |  | MC075 | Management School |  |  | 0 | 0
MC075-B02 | MC075-B02/Z5 | Pitch 2 North |  |  |  |  | Energy sensor | Z5 |  |  |  | MC075 | Management School |  |  | 0 | 0
MC075-B02 | MC075-B02/Z6 | Pitch 2 South |  |  |  |  | Energy sensor | Z6 |  |  |  | MC075 | Management School |  |  | 0 | 0
MC075-B02 | MC075-B02/Z7 | Pitch 2 Full |  |  |  |  | Energy sensor | Z7 |  |  |  | MC075 | Management School |  |  | 0 | 0
MC075-B02 | MC075-B02/Z8 | Pitch 3 North |  |  |  |  | Energy sensor | Z8 |  |  |  | MC075 | Management School |  |  | 0 | 0
MC075-B02 | MC075-B02/Z9 | Pitch 3 south |  |  |  |  | Energy sensor | Z9 |  |  |  | MC075 | Management School |  |  | 0 | 0
MC204-B01 | MC204-B01/A1 | Outside air temperature |  |  | Degrees Celsius |  | Energy sensor | A1 |  |  |  | MC204 | Sports Centre |  |  | 0 | 0
MC204-B01 | MC204-B01/A2 | Outside Air Humidity |  |  |  |  | Energy sensor | A2 |  |  |  | MC204 | Sports Centre |  |  | 0 | 0
MC204-B01 | MC204-B01/A3 | o12 n1 |  |  |  |  | Energy sensor | A3 |  |  |  | MC204 | Sports Centre |  |  | 0 | 0
MC204-B01 | MC204-B01/B1 | Digital Byte 1 |  |  |  |  | Energy sensor | B1 |  |  |  | MC204 | Sports Centre |  |  | 0 | 0
MC204-B01 | MC204-B01/C1 | Virtual CNC 1 |  |  |  |  | Energy sensor | C1 |  |  |  | MC204 | Sports Centre |  |  | 0 | 0
MC204-B01 | MC204-B01/D1 | MTHW PHE Seci Pump 5A En |  |  |  |  | Energy sensor | D1 |  |  |  | MC204 | Sports Centre |  |  | 0 | 0
MC204-B01 | MC204-B01/D10 | Blr 1 Mod 1 En |  |  |  |  | Energy sensor | D10 |  |  |  | MC204 | Sports Centre |  |  | 0 | 0
MC204-B01 | MC204-B01/D11 | Blr 1 Mod 1 Cntrl |  |  |  |  | Energy sensor | D11 |  |  |  | MC204 | Sports Centre |  |  | 0 | 0
MC204-B01 | MC204-B01/D12 | Blr 1 Mod 2 En |  |  |  |  | Energy sensor | D12 |  |  |  | MC204 | Sports Centre |  |  | 0 | 0
MC204-B01 | MC204-B01/D13 | Blr 1 Mod 2 Cntrl |  |  |  |  | Energy sensor | D13 |  |  |  | MC204 | Sports Centre |  |  | 0 | 0
MC204-B01 | MC204-B01/D14 | Blr 2 Mod 1 En |  |  |  |  | Energy sensor | D14 |  |  |  | MC204 | Sports Centre |  |  | 0 | 0
MC204-B01 | MC204-B01/D15 | Blr 2 Mod 1 Cntrl |  |  |  |  | Energy sensor | D15 |  |  |  | MC204 | Sports Centre |  |  | 0 | 0
MC204-B01 | MC204-B01/D16 | Blr 2 Mod 2 En |  |  |  |  | Energy sensor | D16 |  |  |  | MC204 | Sports Centre |  |  | 0 | 0
MC204-B01 | MC204-B01/D17 | Blr 2 Mod 2 Cntrl |  |  |  |  | Energy sensor | D17 |  |  |  | MC204 | Sports Centre |  |  | 0 | 0
MC204-B01 | MC204-B01/D18 | CT Pump 2A En |  |  |  |  | Energy sensor | D18 |  |  |  | MC204 | Sports Centre |  |  | 0 | 0
MC204-B01 | MC204-B01/D19 | CT Pump 2A Dmd |  |  |  |  | Energy sensor | D19 |  |  |  | MC204 | Sports Centre |  |  | 0 | 0
MC204-B01 | MC204-B01/D2 | MTHW PHE Sec Pump 5A Dmd |  |  |  |  | Energy sensor | D2 |  |  |  | MC204 | Sports Centre |  |  | 0 | 0
MC204-B01 | MC204-B01/D20 | CT Pump 2B En |  |  |  |  | Energy sensor | D20 |  |  |  | MC204 | Sports Centre |  |  | 0 | 0
MC204-B01 | MC204-B01/D21 | CT Pump 2B Dmd |  |  |  |  | Energy sensor | D21 |  |  |  | MC204 | Sports Centre |  |  | 0 | 0
MC204-B01 | MC204-B01/D22 | MTHW PHE Pri Pump 6A En |  |  |  |  | Energy sensor | D22 |  |  |  | MC204 | Sports Centre |  |  | 0 | 0
MC204-B01 | MC204-B01/D23 | MTHW PHE Pri Pump 6A Dmd |  |  |  |  | Energy sensor | D23 |  |  |  | MC204 | Sports Centre |  |  | 0 | 0
MC204-B01 | MC204-B01/D24 | MTHW PHE Pri Pump 6B En |  |  |  |  | Energy sensor | D24 |  |  |  | MC204 | Sports Centre |  |  | 0 | 0
MC204-B01 | MC204-B01/D25 | MTHW PHE Pri Pump 6B Dmd |  |  |  |  | Energy sensor | D25 |  |  |  | MC204 | Sports Centre |  |  | 0 | 0
MC204-B01 | MC204-B01/D3 | MTHW PHE Seci Pump 5B En |  |  |  |  | Energy sensor | D3 |  |  |  | MC204 | Sports Centre |  |  | 0 | 0
MC204-B01 | MC204-B01/D4 | MTHW PHE Sec Pump 5B Dmd |  |  |  |  | Energy sensor | D4 |  |  |  | MC204 | Sports Centre |  |  | 0 | 0
MC204-B01 | MC204-B01/D5 | MTHW PHE Pri Valve |  |  |  |  | Energy sensor | D5 |  |  |  | MC204 | Sports Centre |  |  | 0 | 0
MC204-B01 | MC204-B01/D6 | Blr Pri Pump 1A En |  |  |  |  | Energy sensor | D6 |  |  |  | MC204 | Sports Centre |  |  | 0 | 0
MC204-B01 | MC204-B01/D7 | Blr Pri Pump 1A Dmd |  |  |  |  | Energy sensor | D7 |  |  |  | MC204 | Sports Centre |  |  | 0 | 0
MC204-B01 | MC204-B01/D8 | Blr Pri Pump 1B En |  |  |  |  | Energy sensor | D8 |  |  |  | MC204 | Sports Centre |  |  | 0 | 0
MC204-B01 | MC204-B01/D9 | Blr Pri Pump 1B Dmd |  |  |  |  | Energy sensor | D9 |  |  |  | MC204 | Sports Centre |  |  | 0 | 0
MC204-B01 | MC204-B01/e1 | Supervisor |  |  |  |  | Energy sensor | e1 |  |  |  | MC204 | Sports Centre |  |  | 0 | 0
MC204-B01 | MC204-B01/e2 | IQ View |  |  |  |  | Energy sensor | e2 |  |  |  | MC204 | Sports Centre |  |  | 0 | 0
MC204-B01 | MC204-B01/F1 | Function 1 |  |  |  |  | Energy sensor | F1 |  |  |  | MC204 | Sports Centre |  |  | 0 | 0
MC204-B01 | MC204-B01/F10 | Function 10 |  |  |  |  | Energy sensor | F10 |  |  |  | MC204 | Sports Centre |  |  | 0 | 0
MC204-B01 | MC204-B01/F100 | Fault o11 |  |  |  |  | Energy sensor | F100 |  |  |  | MC204 | Sports Centre |  |  | 0 | 0
MC204-B01 | MC204-B01/F101 | MTHW PHE Vlv |  |  |  |  | Energy sensor | F101 |  |  |  | MC204 | Sports Centre |  |  | 0 | 0
MC204-B01 | MC204-B01/F102 | Function 102 |  |  |  |  | Energy sensor | F102 |  |  |  | MC204 | Sports Centre |  |  | 0 | 0
MC204-B01 | MC204-B01/F103 | Blr1 Dmd |  |  |  |  | Energy sensor | F103 |  |  |  | MC204 | Sports Centre |  |  | 0 | 0
MC204-B01 | MC204-B01/F104 | Blr2 Dmd |  |  |  |  | Energy sensor | F104 |  |  |  | MC204 | Sports Centre |  |  | 0 | 0
MC204-B01 | MC204-B01/F105 | Function 105 |  |  |  |  | Energy sensor | F105 |  |  |  | MC204 | Sports Centre |  |  | 0 | 0
MC204-B01 | MC204-B01/F106 | Function 106 |  |  |  |  | Energy sensor | F106 |  |  |  | MC204 | Sports Centre |  |  | 0 | 0
MC204-B01 | MC204-B01/F107 | Function 107 |  |  |  |  | Energy sensor | F107 |  |  |  | MC204 | Sports Centre |  |  | 0 | 0
MC204-B01 | MC204-B01/F108 | Function 108 |  |  |  |  | Energy sensor | F108 |  |  |  | MC204 | Sports Centre |  |  | 0 | 0
MC204-B01 | MC204-B01/F109 | Function 109 |  |  |  |  | Energy sensor | F109 |  |  |  | MC204 | Sports Centre |  |  | 0 | 0
MC204-B01 | MC204-B01/F11 | Function 11 |  |  |  |  | Energy sensor | F11 |  |  |  | MC204 | Sports Centre |  |  | 0 | 0
MC204-B01 | MC204-B01/F110 | Function 110 |  |  |  |  | Energy sensor | F110 |  |  |  | MC204 | Sports Centre |  |  | 0 | 0
MC204-B01 | MC204-B01/F111 | Litres per second |  |  |  |  | Energy sensor | F111 |  |  |  | MC204 | Sports Centre |  |  | 0 | 0
MC204-B01 | MC204-B01/F112 | Subtract for delta-T |  |  |  |  | Energy sensor | F112 |  |  |  | MC204 | Sports Centre |  |  | 0 | 0
MC204-B01 | MC204-B01/F113 | Function 113 |  |  |  |  | Energy sensor | F113 |  |  |  | MC204 | Sports Centre |  |  | 0 | 0
MC204-B01 | MC204-B01/F114 | Function 114 |  |  |  |  | Energy sensor | F114 |  |  |  | MC204 | Sports Centre |  |  | 0 | 0
MC204-B01 | MC204-B01/F12 | Function 12 |  |  |  |  | Energy sensor | F12 |  |  |  | MC204 | Sports Centre |  |  | 0 | 0
MC204-B01 | MC204-B01/F13 | Function 13 |  |  |  |  | Energy sensor | F13 |  |  |  | MC204 | Sports Centre |  |  | 0 | 0
MC204-B01 | MC204-B01/F14 | Function 14 |  |  |  |  | Energy sensor | F14 |  |  |  | MC204 | Sports Centre |  |  | 0 | 0
MC204-B01 | MC204-B01/F15 | Function 15 |  |  |  |  | Energy sensor | F15 |  |  |  | MC204 | Sports Centre |  |  | 0 | 0
MC204-B01 | MC204-B01/F16 | Function 16 |  |  |  |  | Energy sensor | F16 |  |  |  | MC204 | Sports Centre |  |  | 0 | 0
MC204-B01 | MC204-B01/F17 | Function 17 |  |  |  |  | Energy sensor | F17 |  |  |  | MC204 | Sports Centre |  |  | 0 | 0
MC204-B01 | MC204-B01/F18 | Function 18 |  |  |  |  | Energy sensor | F18 |  |  |  | MC204 | Sports Centre |  |  | 0 | 0
MC204-B01 | MC204-B01/F19 | Function 19 |  |  |  |  | Energy sensor | F19 |  |  |  | MC204 | Sports Centre |  |  | 0 | 0
MC204-B01 | MC204-B01/F2 | Function 2 |  |  |  |  | Energy sensor | F2 |  |  |  | MC204 | Sports Centre |  |  | 0 | 0
MC204-B01 | MC204-B01/F20 | Function 20 |  |  |  |  | Energy sensor | F20 |  |  |  | MC204 | Sports Centre |  |  | 0 | 0
MC204-B01 | MC204-B01/F21 | Function 21 |  |  |  |  | Energy sensor | F21 |  |  |  | MC204 | Sports Centre |  |  | 0 | 0
MC204-B01 | MC204-B01/F22 | Function 22 |  |  |  |  | Energy sensor | F22 |  |  |  | MC204 | Sports Centre |  |  | 0 | 0
MC204-B01 | MC204-B01/F23 | Function 23 |  |  |  |  | Energy sensor | F23 |  |  |  | MC204 | Sports Centre |  |  | 0 | 0
MC204-B01 | MC204-B01/F24 | Function 24 |  |  |  |  | Energy sensor | F24 |  |  |  | MC204 | Sports Centre |  |  | 0 | 0
MC204-B01 | MC204-B01/F25 | Function 25 |  |  |  |  | Energy sensor | F25 |  |  |  | MC204 | Sports Centre |  |  | 0 | 0
MC204-B01 | MC204-B01/F26 | Function 26 |  |  |  |  | Energy sensor | F26 |  |  |  | MC204 | Sports Centre |  |  | 0 | 0
MC204-B01 | MC204-B01/F27 | Function 27 |  |  |  |  | Energy sensor | F27 |  |  |  | MC204 | Sports Centre |  |  | 0 | 0
MC204-B01 | MC204-B01/F28 | Function 28 |  |  |  |  | Energy sensor | F28 |  |  |  | MC204 | Sports Centre |  |  | 0 | 0
MC204-B01 | MC204-B01/F29 | Function 29 |  |  |  |  | Energy sensor | F29 |  |  |  | MC204 | Sports Centre |  |  | 0 | 0
MC204-B01 | MC204-B01/F3 | Function 3 |  |  |  |  | Energy sensor | F3 |  |  |  | MC204 | Sports Centre |  |  | 0 | 0
MC204-B01 | MC204-B01/F30 | Function 30 |  |  |  |  | Energy sensor | F30 |  |  |  | MC204 | Sports Centre |  |  | 0 | 0
MC204-B01 | MC204-B01/F31 | Function 31 |  |  |  |  | Energy sensor | F31 |  |  |  | MC204 | Sports Centre |  |  | 0 | 0
MC204-B01 | MC204-B01/F32 | Function 32 |  |  |  |  | Energy sensor | F32 |  |  |  | MC204 | Sports Centre |  |  | 0 | 0
MC204-B01 | MC204-B01/F33 | Function 33 |  |  |  |  | Energy sensor | F33 |  |  |  | MC204 | Sports Centre |  |  | 0 | 0
MC204-B01 | MC204-B01/F34 | Function 34 |  |  |  |  | Energy sensor | F34 |  |  |  | MC204 | Sports Centre |  |  | 0 | 0
MC204-B01 | MC204-B01/F35 | Function 35 |  |  |  |  | Energy sensor | F35 |  |  |  | MC204 | Sports Centre |  |  | 0 | 0
MC204-B01 | MC204-B01/F36 | Function 36 |  |  |  |  | Energy sensor | F36 |  |  |  | MC204 | Sports Centre |  |  | 0 | 0
MC204-B01 | MC204-B01/F37 | Function 37 |  |  |  |  | Energy sensor | F37 |  |  |  | MC204 | Sports Centre |  |  | 0 | 0
MC204-B01 | MC204-B01/F38 | Function 38 |  |  |  |  | Energy sensor | F38 |  |  |  | MC204 | Sports Centre |  |  | 0 | 0
MC204-B01 | MC204-B01/F39 | Function 39 |  |  |  |  | Energy sensor | F39 |  |  |  | MC204 | Sports Centre |  |  | 0 | 0
MC204-B01 | MC204-B01/F4 | Function 4 |  |  |  |  | Energy sensor | F4 |  |  |  | MC204 | Sports Centre |  |  | 0 | 0
MC204-B01 | MC204-B01/F40 | Function 40 |  |  |  |  | Energy sensor | F40 |  |  |  | MC204 | Sports Centre |  |  | 0 | 0
MC204-B01 | MC204-B01/F41 | Function 41 |  |  |  |  | Energy sensor | F41 |  |  |  | MC204 | Sports Centre |  |  | 0 | 0
MC204-B01 | MC204-B01/F42 | Function 42 |  |  |  |  | Energy sensor | F42 |  |  |  | MC204 | Sports Centre |  |  | 0 | 0
MC204-B01 | MC204-B01/F43 | Function 43 |  |  |  |  | Energy sensor | F43 |  |  |  | MC204 | Sports Centre |  |  | 0 | 0
MC204-B01 | MC204-B01/F44 | Function 44 |  |  |  |  | Energy sensor | F44 |  |  |  | MC204 | Sports Centre |  |  | 0 | 0
MC204-B01 | MC204-B01/F45 | Function 45 |  |  |  |  | Energy sensor | F45 |  |  |  | MC204 | Sports Centre |  |  | 0 | 0
MC204-B01 | MC204-B01/F46 | Function 46 |  |  |  |  | Energy sensor | F46 |  |  |  | MC204 | Sports Centre |  |  | 0 | 0
MC204-B01 | MC204-B01/F47 | Function 47 |  |  |  |  | Energy sensor | F47 |  |  |  | MC204 | Sports Centre |  |  | 0 | 0
MC204-B01 | MC204-B01/F48 | Function 48 |  |  |  |  | Energy sensor | F48 |  |  |  | MC204 | Sports Centre |  |  | 0 | 0
MC204-B01 | MC204-B01/F49 | Function 49 |  |  |  |  | Energy sensor | F49 |  |  |  | MC204 | Sports Centre |  |  | 0 | 0
MC204-B01 | MC204-B01/F5 | Function 5 |  |  |  |  | Energy sensor | F5 |  |  |  | MC204 | Sports Centre |  |  | 0 | 0
MC204-B01 | MC204-B01/F50 | Function 50 |  |  |  |  | Energy sensor | F50 |  |  |  | MC204 | Sports Centre |  |  | 0 | 0
MC204-B01 | MC204-B01/F51 | Function 51 |  |  |  |  | Energy sensor | F51 |  |  |  | MC204 | Sports Centre |  |  | 0 | 0
MC204-B01 | MC204-B01/F54 | Function 54 |  |  |  |  | Energy sensor | F54 |  |  |  | MC204 | Sports Centre |  |  | 0 | 0
MC204-B01 | MC204-B01/F55 | Function 55 |  |  |  |  | Energy sensor | F55 |  |  |  | MC204 | Sports Centre |  |  | 0 | 0
MC204-B01 | MC204-B01/F56 | Function 56 |  |  |  |  | Energy sensor | F56 |  |  |  | MC204 | Sports Centre |  |  | 0 | 0
MC204-B01 | MC204-B01/F57 | Function 57 |  |  |  |  | Energy sensor | F57 |  |  |  | MC204 | Sports Centre |  |  | 0 | 0
MC204-B01 | MC204-B01/F58 | Function 58 |  |  |  |  | Energy sensor | F58 |  |  |  | MC204 | Sports Centre |  |  | 0 | 0
MC204-B01 | MC204-B01/F59 | Function 59 |  |  |  |  | Energy sensor | F59 |  |  |  | MC204 | Sports Centre |  |  | 0 | 0
MC204-B01 | MC204-B01/F6 | Function 6 |  |  |  |  | Energy sensor | F6 |  |  |  | MC204 | Sports Centre |  |  | 0 | 0
MC204-B01 | MC204-B01/F60 | Outside air temperature frost |  |  | Degrees Celsius |  | Energy sensor | F60 |  |  |  | MC204 | Sports Centre |  |  | 0 | 0
MC204-B01 | MC204-B01/F61 | Function 61 |  |  |  |  | Energy sensor | F61 |  |  |  | MC204 | Sports Centre |  |  | 0 | 0
MC204-B01 | MC204-B01/F62 | Function 62 |  |  |  |  | Energy sensor | F62 |  |  |  | MC204 | Sports Centre |  |  | 0 | 0
MC204-B01 | MC204-B01/F63 | Function 63 |  |  |  |  | Energy sensor | F63 |  |  |  | MC204 | Sports Centre |  |  | 0 | 0
MC204-B01 | MC204-B01/F64 | Function 64 |  |  |  |  | Energy sensor | F64 |  |  |  | MC204 | Sports Centre |  |  | 0 | 0
MC204-B01 | MC204-B01/F65 | o12 n1 |  |  |  |  | Energy sensor | F65 |  |  |  | MC204 | Sports Centre |  |  | 0 | 0
MC204-B01 | MC204-B01/F66 | Outside air temperature heating inhibit |  |  |  |  | Energy sensor | F66 |  |  |  | MC204 | Sports Centre |  |  | 0 | 0
MC204-B01 | MC204-B01/F67 | Minimum Pump % |  |  |  |  | Energy sensor | F67 |  |  |  | MC204 | Sports Centre |  |  | 0 | 0
MC204-B01 | MC204-B01/F68 | Function 68 |  |  |  |  | Energy sensor | F68 |  |  |  | MC204 | Sports Centre |  |  | 0 | 0
MC204-B01 | MC204-B01/F69 | Function 69 |  |  |  |  | Energy sensor | F69 |  |  |  | MC204 | Sports Centre |  |  | 0 | 0
MC204-B01 | MC204-B01/F7 | Function 7 |  |  |  |  | Energy sensor | F7 |  |  |  | MC204 | Sports Centre |  |  | 0 | 0
MC204-B01 | MC204-B01/F70 | Function 70 |  |  |  |  | Energy sensor | F70 |  |  |  | MC204 | Sports Centre |  |  | 0 | 0
MC204-B01 | MC204-B01/F71 | Function 71 |  |  |  |  | Energy sensor | F71 |  |  |  | MC204 | Sports Centre |  |  | 0 | 0
MC204-B01 | MC204-B01/F72 | Function 72 |  |  |  |  | Energy sensor | F72 |  |  |  | MC204 | Sports Centre |  |  | 0 | 0
MC204-B01 | MC204-B01/F73 | Function 73 |  |  |  |  | Energy sensor | F73 |  |  |  | MC204 | Sports Centre |  |  | 0 | 0
MC204-B01 | MC204-B01/F74 | Function 74 |  |  |  |  | Energy sensor | F74 |  |  |  | MC204 | Sports Centre |  |  | 0 | 0
MC204-B01 | MC204-B01/F75 | Function 75 |  |  |  |  | Energy sensor | F75 |  |  |  | MC204 | Sports Centre |  |  | 0 | 0
MC204-B01 | MC204-B01/F76 | Function 76 |  |  |  |  | Energy sensor | F76 |  |  |  | MC204 | Sports Centre |  |  | 0 | 0
MC204-B01 | MC204-B01/F77 | Function 77 |  |  |  |  | Energy sensor | F77 |  |  |  | MC204 | Sports Centre |  |  | 0 | 0
MC204-B01 | MC204-B01/F78 | Function 78 |  |  |  |  | Energy sensor | F78 |  |  |  | MC204 | Sports Centre |  |  | 0 | 0
MC204-B01 | MC204-B01/F79 | Function 79 |  |  |  |  | Energy sensor | F79 |  |  |  | MC204 | Sports Centre |  |  | 0 | 0
MC204-B01 | MC204-B01/F8 | Function 8 |  |  |  |  | Energy sensor | F8 |  |  |  | MC204 | Sports Centre |  |  | 0 | 0
MC204-B01 | MC204-B01/F80 | Function 80 |  |  |  |  | Energy sensor | F80 |  |  |  | MC204 | Sports Centre |  |  | 0 | 0
MC204-B01 | MC204-B01/F81 | Function 81 |  |  |  |  | Energy sensor | F81 |  |  |  | MC204 | Sports Centre |  |  | 0 | 0
MC204-B01 | MC204-B01/F82 | Function 82 |  |  |  |  | Energy sensor | F82 |  |  |  | MC204 | Sports Centre |  |  | 0 | 0
MC204-B01 | MC204-B01/F83 | Function 83 |  |  |  |  | Energy sensor | F83 |  |  |  | MC204 | Sports Centre |  |  | 0 | 0
MC204-B01 | MC204-B01/F84 | Function 84 |  |  |  |  | Energy sensor | F84 |  |  |  | MC204 | Sports Centre |  |  | 0 | 0
MC204-B01 | MC204-B01/F85 | Function 85 |  |  |  |  | Energy sensor | F85 |  |  |  | MC204 | Sports Centre |  |  | 0 | 0
MC204-B01 | MC204-B01/F86 | Blr1 Mod1 Dmd |  |  |  |  | Energy sensor | F86 |  |  |  | MC204 | Sports Centre |  |  | 0 | 0
MC204-B01 | MC204-B01/F87 | Blr1 Mod2 Dmd |  |  |  |  | Energy sensor | F87 |  |  |  | MC204 | Sports Centre |  |  | 0 | 0
MC204-B01 | MC204-B01/F88 | Function 88 |  |  |  |  | Energy sensor | F88 |  |  |  | MC204 | Sports Centre |  |  | 0 | 0
MC204-B01 | MC204-B01/F89 | Function 89 |  |  |  |  | Energy sensor | F89 |  |  |  | MC204 | Sports Centre |  |  | 0 | 0
MC204-B01 | MC204-B01/F9 | Function 9 |  |  |  |  | Energy sensor | F9 |  |  |  | MC204 | Sports Centre |  |  | 0 | 0
MC204-B01 | MC204-B01/F90 | Blr2 Mod1 Dmd |  |  |  |  | Energy sensor | F90 |  |  |  | MC204 | Sports Centre |  |  | 0 | 0
MC204-B01 | MC204-B01/F91 | Blr2 Mod2 Dmd |  |  |  |  | Energy sensor | F91 |  |  |  | MC204 | Sports Centre |  |  | 0 | 0
MC204-B01 | MC204-B01/F92 | Function 92 |  |  |  |  | Energy sensor | F92 |  |  |  | MC204 | Sports Centre |  |  | 0 | 0
MC204-B01 | MC204-B01/F93 | Function 93 |  |  |  |  | Energy sensor | F93 |  |  |  | MC204 | Sports Centre |  |  | 0 | 0
MC204-B01 | MC204-B01/F94 | Function 94 |  |  |  |  | Energy sensor | F94 |  |  |  | MC204 | Sports Centre |  |  | 0 | 0
MC204-B01 | MC204-B01/F95 | Function 95 |  |  |  |  | Energy sensor | F95 |  |  |  | MC204 | Sports Centre |  |  | 0 | 0
MC204-B01 | MC204-B01/F96 | Function 96 |  |  |  |  | Energy sensor | F96 |  |  |  | MC204 | Sports Centre |  |  | 0 | 0
MC204-B01 | MC204-B01/F97 | Function 97 |  |  |  |  | Energy sensor | F97 |  |  |  | MC204 | Sports Centre |  |  | 0 | 0
MC204-B01 | MC204-B01/F98 | Function 98 |  |  |  |  | Energy sensor | F98 |  |  |  | MC204 | Sports Centre |  |  | 0 | 0
MC204-B01 | MC204-B01/F99 | Function 99 |  |  |  |  | Energy sensor | F99 |  |  |  | MC204 | Sports Centre |  |  | 0 | 0
MC204-B01 | MC204-B01/G1 | Logic 1 |  |  |  |  | Energy sensor | G1 |  |  |  | MC204 | Sports Centre |  |  | 0 | 0
MC204-B01 | MC204-B01/G10 | Logic 10 |  |  |  |  | Energy sensor | G10 |  |  |  | MC204 | Sports Centre |  |  | 0 | 0
MC204-B01 | MC204-B01/G100 | MTHW PHE Boost Dmd |  |  |  |  | Energy sensor | G100 |  |  |  | MC204 | Sports Centre |  |  | 0 | 0
MC204-B01 | MC204-B01/G101 | Logic 101 |  |  |  |  | Energy sensor | G101 |  |  |  | MC204 | Sports Centre |  |  | 0 | 0
MC204-B01 | MC204-B01/G102 | Logic 102 |  |  |  |  | Energy sensor | G102 |  |  |  | MC204 | Sports Centre |  |  | 0 | 0
MC204-B01 | MC204-B01/G103 | MTHW PHE Pri Pump Duty |  |  |  |  | Energy sensor | G103 |  |  |  | MC204 | Sports Centre |  |  | 0 | 0
MC204-B01 | MC204-B01/G104 | Logic 104 |  |  |  |  | Energy sensor | G104 |  |  |  | MC204 | Sports Centre |  |  | 0 | 0
MC204-B01 | MC204-B01/G105 | Logic 105 |  |  |  |  | Energy sensor | G105 |  |  |  | MC204 | Sports Centre |  |  | 0 | 0
MC204-B01 | MC204-B01/G106 | Logic 106 |  |  |  |  | Energy sensor | G106 |  |  |  | MC204 | Sports Centre |  |  | 0 | 0
MC204-B01 | MC204-B01/G107 | Logic 107 |  |  |  |  | Energy sensor | G107 |  |  |  | MC204 | Sports Centre |  |  | 0 | 0
MC204-B01 | MC204-B01/G108 | Logic 108 |  |  |  |  | Energy sensor | G108 |  |  |  | MC204 | Sports Centre |  |  | 0 | 0
MC204-B01 | MC204-B01/G109 | Logic 109 |  |  |  |  | Energy sensor | G109 |  |  |  | MC204 | Sports Centre |  |  | 0 | 0
MC204-B01 | MC204-B01/G11 | Logic 11 |  |  |  |  | Energy sensor | G11 |  |  |  | MC204 | Sports Centre |  |  | 0 | 0
MC204-B01 | MC204-B01/G110 | P1 |  |  |  |  | Energy sensor | G110 |  |  |  | MC204 | Sports Centre |  |  | 0 | 0
MC204-B01 | MC204-B01/G111 | P2 |  |  |  |  | Energy sensor | G111 |  |  |  | MC204 | Sports Centre |  |  | 0 | 0
MC204-B01 | MC204-B01/G112 | CT Dmd |  |  |  |  | Energy sensor | G112 |  |  |  | MC204 | Sports Centre |  |  | 0 | 0
MC204-B01 | MC204-B01/G113 | Logic 113 |  |  |  |  | Energy sensor | G113 |  |  |  | MC204 | Sports Centre |  |  | 0 | 0
MC204-B01 | MC204-B01/G114 | Logic 114 |  |  |  |  | Energy sensor | G114 |  |  |  | MC204 | Sports Centre |  |  | 0 | 0
MC204-B01 | MC204-B01/G115 | Logic 115 |  |  |  |  | Energy sensor | G115 |  |  |  | MC204 | Sports Centre |  |  | 0 | 0
MC204-B01 | MC204-B01/G116 | Logic 116 |  |  |  |  | Energy sensor | G116 |  |  |  | MC204 | Sports Centre |  |  | 0 | 0
MC204-B01 | MC204-B01/G118 | Logic 118 |  |  |  |  | Energy sensor | G118 |  |  |  | MC204 | Sports Centre |  |  | 0 | 0
MC204-B01 | MC204-B01/G119 | Logic 119 |  |  |  |  | Energy sensor | G119 |  |  |  | MC204 | Sports Centre |  |  | 0 | 0
MC204-B01 | MC204-B01/G12 | Logic 12 |  |  |  |  | Energy sensor | G12 |  |  |  | MC204 | Sports Centre |  |  | 0 | 0
MC204-B01 | MC204-B01/G120 | Logic 120 |  |  |  |  | Energy sensor | G120 |  |  |  | MC204 | Sports Centre |  |  | 0 | 0
MC204-B01 | MC204-B01/G121 | Logic 121 |  |  |  |  | Energy sensor | G121 |  |  |  | MC204 | Sports Centre |  |  | 0 | 0
MC204-B01 | MC204-B01/G13 | Logic 13 |  |  |  |  | Energy sensor | G13 |  |  |  | MC204 | Sports Centre |  |  | 0 | 0
MC204-B01 | MC204-B01/G14 | Logic 14 |  |  |  |  | Energy sensor | G14 |  |  |  | MC204 | Sports Centre |  |  | 0 | 0
MC204-B01 | MC204-B01/G16 | Logic 16 |  |  |  |  | Energy sensor | G16 |  |  |  | MC204 | Sports Centre |  |  | 0 | 0
MC204-B01 | MC204-B01/G17 | Logic 17 |  |  |  |  | Energy sensor | G17 |  |  |  | MC204 | Sports Centre |  |  | 0 | 0
MC204-B01 | MC204-B01/G18 | Logic 18 |  |  |  |  | Energy sensor | G18 |  |  |  | MC204 | Sports Centre |  |  | 0 | 0
MC204-B01 | MC204-B01/G19 | Logic 19 |  |  |  |  | Energy sensor | G19 |  |  |  | MC204 | Sports Centre |  |  | 0 | 0
MC204-B01 | MC204-B01/G2 | Logic 2 |  |  |  |  | Energy sensor | G2 |  |  |  | MC204 | Sports Centre |  |  | 0 | 0
MC204-B01 | MC204-B01/G20 | OAT Frost Htg OFF |  |  |  |  | Energy sensor | G20 |  |  |  | MC204 | Sports Centre |  |  | 0 | 0
MC204-B01 | MC204-B01/G21 | OAT Frost Htg ON |  |  |  |  | Energy sensor | G21 |  |  |  | MC204 | Sports Centre |  |  | 0 | 0
MC204-B01 | MC204-B01/G22 | Water frost |  |  |  |  | Energy sensor | G22 |  |  |  | MC204 | Sports Centre |  |  | 0 | 0
MC204-B01 | MC204-B01/G23 | Summer ECO |  |  |  |  | Energy sensor | G23 |  |  |  | MC204 | Sports Centre |  |  | 0 | 0
MC204-B01 | MC204-B01/G24 | Logic 24 |  |  |  |  | Energy sensor | G24 |  |  |  | MC204 | Sports Centre |  |  | 0 | 0
MC204-B01 | MC204-B01/G25 | Reset |  |  |  |  | Energy sensor | G25 |  |  |  | MC204 | Sports Centre |  |  | 0 | 0
MC204-B01 | MC204-B01/G26 | Logic 26 |  |  |  |  | Energy sensor | G26 |  |  |  | MC204 | Sports Centre |  |  | 0 | 0
MC204-B01 | MC204-B01/G27 | Logic 27 |  |  |  |  | Energy sensor | G27 |  |  |  | MC204 | Sports Centre |  |  | 0 | 0
MC204-B01 | MC204-B01/G28 | Pump Interlock |  |  |  |  | Energy sensor | G28 |  |  |  | MC204 | Sports Centre |  |  | 0 | 0
MC204-B01 | MC204-B01/G29 | Logic 29 |  |  |  |  | Energy sensor | G29 |  |  |  | MC204 | Sports Centre |  |  | 0 | 0
MC204-B01 | MC204-B01/G3 | Logic 3 |  |  |  |  | Energy sensor | G3 |  |  |  | MC204 | Sports Centre |  |  | 0 | 0
MC204-B01 | MC204-B01/G30 | CT Dmd |  |  |  |  | Energy sensor | G30 |  |  |  | MC204 | Sports Centre |  |  | 0 | 0
MC204-B01 | MC204-B01/G31 | Logic 31 |  |  |  |  | Energy sensor | G31 |  |  |  | MC204 | Sports Centre |  |  | 0 | 0
MC204-B01 | MC204-B01/G32 | CT Pumps |  |  |  |  | Energy sensor | G32 |  |  |  | MC204 | Sports Centre |  |  | 0 | 0
MC204-B01 | MC204-B01/G33 | Logic 33 |  |  |  |  | Energy sensor | G33 |  |  |  | MC204 | Sports Centre |  |  | 0 | 0
MC204-B01 | MC204-B01/G34 | Constant temperature circuit pump duty |  |  |  |  | Energy sensor | G34 |  |  |  | MC204 | Sports Centre |  |  | 0 | 0
MC204-B01 | MC204-B01/G35 | Logic 35 |  |  |  |  | Energy sensor | G35 |  |  |  | MC204 | Sports Centre |  |  | 0 | 0
MC204-B01 | MC204-B01/G36 | Logic 36 |  |  |  |  | Energy sensor | G36 |  |  |  | MC204 | Sports Centre |  |  | 0 | 0
MC204-B01 | MC204-B01/G37 | Logic 37 |  |  |  |  | Energy sensor | G37 |  |  |  | MC204 | Sports Centre |  |  | 0 | 0
MC204-B01 | MC204-B01/G38 | Logic 38 |  |  |  |  | Energy sensor | G38 |  |  |  | MC204 | Sports Centre |  |  | 0 | 0
MC204-B01 | MC204-B01/G39 | Logic 39 |  |  |  |  | Energy sensor | G39 |  |  |  | MC204 | Sports Centre |  |  | 0 | 0
MC204-B01 | MC204-B01/G4 | Logic 4 |  |  |  |  | Energy sensor | G4 |  |  |  | MC204 | Sports Centre |  |  | 0 | 0
MC204-B01 | MC204-B01/G40 | Logic 40 |  |  |  |  | Energy sensor | G40 |  |  |  | MC204 | Sports Centre |  |  | 0 | 0
MC204-B01 | MC204-B01/G41 | P1 |  |  |  |  | Energy sensor | G41 |  |  |  | MC204 | Sports Centre |  |  | 0 | 0
MC204-B01 | MC204-B01/G42 | P2 |  |  |  |  | Energy sensor | G42 |  |  |  | MC204 | Sports Centre |  |  | 0 | 0
MC204-B01 | MC204-B01/G43 | Logic 43 |  |  |  |  | Energy sensor | G43 |  |  |  | MC204 | Sports Centre |  |  | 0 | 0
MC204-B01 | MC204-B01/G44 | Heat Dmd |  |  |  |  | Energy sensor | G44 |  |  |  | MC204 | Sports Centre |  |  | 0 | 0
MC204-B01 | MC204-B01/G45 | Logic 45 |  |  |  |  | Energy sensor | G45 |  |  |  | MC204 | Sports Centre |  |  | 0 | 0
MC204-B01 | MC204-B01/G46 | Logic 46 |  |  |  |  | Energy sensor | G46 |  |  |  | MC204 | Sports Centre |  |  | 0 | 0
MC204-B01 | MC204-B01/G47 | Logic 47 |  |  |  |  | Energy sensor | G47 |  |  |  | MC204 | Sports Centre |  |  | 0 | 0
MC204-B01 | MC204-B01/G48 | MTHW PHE Sec Pumps |  |  |  |  | Energy sensor | G48 |  |  |  | MC204 | Sports Centre |  |  | 0 | 0
MC204-B01 | MC204-B01/G49 | Logic 49 |  |  |  |  | Energy sensor | G49 |  |  |  | MC204 | Sports Centre |  |  | 0 | 0
MC204-B01 | MC204-B01/G5 | Logic 5 |  |  |  |  | Energy sensor | G5 |  |  |  | MC204 | Sports Centre |  |  | 0 | 0
MC204-B01 | MC204-B01/G50 | Logic 50 |  |  |  |  | Energy sensor | G50 |  |  |  | MC204 | Sports Centre |  |  | 0 | 0
MC204-B01 | MC204-B01/G51 | Blr Pri Pumps |  |  |  |  | Energy sensor | G51 |  |  |  | MC204 | Sports Centre |  |  | 0 | 0
MC204-B01 | MC204-B01/G52 | Logic 52 |  |  |  |  | Energy sensor | G52 |  |  |  | MC204 | Sports Centre |  |  | 0 | 0
MC204-B01 | MC204-B01/G53 | Logic 53 |  |  |  |  | Energy sensor | G53 |  |  |  | MC204 | Sports Centre |  |  | 0 | 0
MC204-B01 | MC204-B01/G54 | MTHW PHE Sec Pump Duty |  |  |  |  | Energy sensor | G54 |  |  |  | MC204 | Sports Centre |  |  | 0 | 0
MC204-B01 | MC204-B01/G55 | Logic 55 |  |  |  |  | Energy sensor | G55 |  |  |  | MC204 | Sports Centre |  |  | 0 | 0
MC204-B01 | MC204-B01/G56 | Logic 56 |  |  |  |  | Energy sensor | G56 |  |  |  | MC204 | Sports Centre |  |  | 0 | 0
MC204-B01 | MC204-B01/G57 | Logic 57 |  |  |  |  | Energy sensor | G57 |  |  |  | MC204 | Sports Centre |  |  | 0 | 0
MC204-B01 | MC204-B01/G58 | Logic 58 |  |  |  |  | Energy sensor | G58 |  |  |  | MC204 | Sports Centre |  |  | 0 | 0
MC204-B01 | MC204-B01/G59 | Logic 59 |  |  |  |  | Energy sensor | G59 |  |  |  | MC204 | Sports Centre |  |  | 0 | 0
MC204-B01 | MC204-B01/G6 | Logic 6 |  |  |  |  | Energy sensor | G6 |  |  |  | MC204 | Sports Centre |  |  | 0 | 0
MC204-B01 | MC204-B01/G60 | Logic 60 |  |  |  |  | Energy sensor | G60 |  |  |  | MC204 | Sports Centre |  |  | 0 | 0
MC204-B01 | MC204-B01/G61 | P1 |  |  |  |  | Energy sensor | G61 |  |  |  | MC204 | Sports Centre |  |  | 0 | 0
MC204-B01 | MC204-B01/G62 | P2 |  |  |  |  | Energy sensor | G62 |  |  |  | MC204 | Sports Centre |  |  | 0 | 0
MC204-B01 | MC204-B01/G63 | Logic 63 |  |  |  |  | Energy sensor | G63 |  |  |  | MC204 | Sports Centre |  |  | 0 | 0
MC204-B01 | MC204-B01/G64 | Blr Pri Pump Duty |  |  |  |  | Energy sensor | G64 |  |  |  | MC204 | Sports Centre |  |  | 0 | 0
MC204-B01 | MC204-B01/G65 | Logic 65 |  |  |  |  | Energy sensor | G65 |  |  |  | MC204 | Sports Centre |  |  | 0 | 0
MC204-B01 | MC204-B01/G66 | Logic 66 |  |  |  |  | Energy sensor | G66 |  |  |  | MC204 | Sports Centre |  |  | 0 | 0
MC204-B01 | MC204-B01/G67 | Logic 67 |  |  |  |  | Energy sensor | G67 |  |  |  | MC204 | Sports Centre |  |  | 0 | 0
MC204-B01 | MC204-B01/G68 | Logic 68 |  |  |  |  | Energy sensor | G68 |  |  |  | MC204 | Sports Centre |  |  | 0 | 0
MC204-B01 | MC204-B01/G69 | Logic 69 |  |  |  |  | Energy sensor | G69 |  |  |  | MC204 | Sports Centre |  |  | 0 | 0
MC204-B01 | MC204-B01/G7 | Logic 7 |  |  |  |  | Energy sensor | G7 |  |  |  | MC204 | Sports Centre |  |  | 0 | 0
MC204-B01 | MC204-B01/G70 | Logic 70 |  |  |  |  | Energy sensor | G70 |  |  |  | MC204 | Sports Centre |  |  | 0 | 0
MC204-B01 | MC204-B01/G71 | P1 |  |  |  |  | Energy sensor | G71 |  |  |  | MC204 | Sports Centre |  |  | 0 | 0
MC204-B01 | MC204-B01/G72 | P2 |  |  |  |  | Energy sensor | G72 |  |  |  | MC204 | Sports Centre |  |  | 0 | 0
MC204-B01 | MC204-B01/G73 | Logic 73 |  |  |  |  | Energy sensor | G73 |  |  |  | MC204 | Sports Centre |  |  | 0 | 0
MC204-B01 | MC204-B01/G74 | Logic 74 |  |  |  |  | Energy sensor | G74 |  |  |  | MC204 | Sports Centre |  |  | 0 | 0
MC204-B01 | MC204-B01/G75 | Boiler Duty |  |  |  |  | Energy sensor | G75 |  |  |  | MC204 | Sports Centre |  |  | 0 | 0
MC204-B01 | MC204-B01/G76 | Blr 1 Fault |  |  |  |  | Energy sensor | G76 |  |  |  | MC204 | Sports Centre |  |  | 0 | 0
MC204-B01 | MC204-B01/G77 | Blr 2 Fault |  |  |  |  | Energy sensor | G77 |  |  |  | MC204 | Sports Centre |  |  | 0 | 0
MC204-B01 | MC204-B01/G78 | Blr 1 Lead |  |  |  |  | Energy sensor | G78 |  |  |  | MC204 | Sports Centre |  |  | 0 | 0
MC204-B01 | MC204-B01/G79 | Logic 79 |  |  |  |  | Energy sensor | G79 |  |  |  | MC204 | Sports Centre |  |  | 0 | 0
MC204-B01 | MC204-B01/G8 | Logic 8 |  |  |  |  | Energy sensor | G8 |  |  |  | MC204 | Sports Centre |  |  | 0 | 0
MC204-B01 | MC204-B01/G80 | Blr Mod Duty |  |  |  |  | Energy sensor | G80 |  |  |  | MC204 | Sports Centre |  |  | 0 | 0
MC204-B01 | MC204-B01/G81 | Blr1 Mod1 Lead |  |  |  |  | Energy sensor | G81 |  |  |  | MC204 | Sports Centre |  |  | 0 | 0
MC204-B01 | MC204-B01/G82 | Blr Mod Duty |  |  |  |  | Energy sensor | G82 |  |  |  | MC204 | Sports Centre |  |  | 0 | 0
MC204-B01 | MC204-B01/G83 | Blr2 Mod1 Lead |  |  |  |  | Energy sensor | G83 |  |  |  | MC204 | Sports Centre |  |  | 0 | 0
MC204-B01 | MC204-B01/G84 | Logic 84 |  |  |  |  | Energy sensor | G84 |  |  |  | MC204 | Sports Centre |  |  | 0 | 0
MC204-B01 | MC204-B01/G85 | Logic 85 |  |  |  |  | Energy sensor | G85 |  |  |  | MC204 | Sports Centre |  |  | 0 | 0
MC204-B01 | MC204-B01/G86 | Logic 86 |  |  |  |  | Energy sensor | G86 |  |  |  | MC204 | Sports Centre |  |  | 0 | 0
MC204-B01 | MC204-B01/G87 | Logic 87 |  |  |  |  | Energy sensor | G87 |  |  |  | MC204 | Sports Centre |  |  | 0 | 0
MC204-B01 | MC204-B01/G88 | Logic 88 |  |  |  |  | Energy sensor | G88 |  |  |  | MC204 | Sports Centre |  |  | 0 | 0
MC204-B01 | MC204-B01/G89 | Logic 89 |  |  |  |  | Energy sensor | G89 |  |  |  | MC204 | Sports Centre |  |  | 0 | 0
MC204-B01 | MC204-B01/G9 | Logic 9 |  |  |  |  | Energy sensor | G9 |  |  |  | MC204 | Sports Centre |  |  | 0 | 0
MC204-B01 | MC204-B01/G90 | Logic 90 |  |  |  |  | Energy sensor | G90 |  |  |  | MC204 | Sports Centre |  |  | 0 | 0
MC204-B01 | MC204-B01/G91 | Logic 91 |  |  |  |  | Energy sensor | G91 |  |  |  | MC204 | Sports Centre |  |  | 0 | 0
MC204-B01 | MC204-B01/G92 | AHU CT Dmd |  |  |  |  | Energy sensor | G92 |  |  |  | MC204 | Sports Centre |  |  | 0 | 0
MC204-B01 | MC204-B01/G93 | Logic 93 |  |  |  |  | Energy sensor | G93 |  |  |  | MC204 | Sports Centre |  |  | 0 | 0
MC204-B01 | MC204-B01/G94 | Logic 94 |  |  |  |  | Energy sensor | G94 |  |  |  | MC204 | Sports Centre |  |  | 0 | 0
MC204-B01 | MC204-B01/G95 | Logic 95 |  |  |  |  | Energy sensor | G95 |  |  |  | MC204 | Sports Centre |  |  | 0 | 0
MC204-B01 | MC204-B01/G96 | Logic 96 |  |  |  |  | Energy sensor | G96 |  |  |  | MC204 | Sports Centre |  |  | 0 | 0
MC204-B01 | MC204-B01/G97 | Logic 97 |  |  |  |  | Energy sensor | G97 |  |  |  | MC204 | Sports Centre |  |  | 0 | 0
MC204-B01 | MC204-B01/G98 | Logic 98 |  |  |  |  | Energy sensor | G98 |  |  |  | MC204 | Sports Centre |  |  | 0 | 0
MC204-B01 | MC204-B01/G99 | MTHW PHE Pri Pumps |  |  |  |  | Energy sensor | G99 |  |  |  | MC204 | Sports Centre |  |  | 0 | 0
MC204-B01 | MC204-B01/I1 | Fire alarm active |  |  | 0 = Off, 1 = On |  | Energy sensor | I1 |  |  |  | MC204 | Sports Centre |  |  | 0 | 0
MC204-B01 | MC204-B01/i1 | Module 1 |  |  |  |  | Energy sensor | i1 |  |  |  | MC204 | Sports Centre |  |  | 0 | 0
MC204-B01 | MC204-B01/I10 | Blr Pri Pump 1A Fault |  |  |  |  | Energy sensor | I10 |  |  |  | MC204 | Sports Centre |  |  | 0 | 0
MC204-B01 | MC204-B01/I11 | Blr Pri Pump 1B Fault |  |  |  |  | Energy sensor | I11 |  |  |  | MC204 | Sports Centre |  |  | 0 | 0
MC204-B01 | MC204-B01/I12 | Blr Pri Pumps Flow |  |  |  |  | Energy sensor | I12 |  |  |  | MC204 | Sports Centre |  |  | 0 | 0
MC204-B01 | MC204-B01/I13 | Blr 1 Mod 1 Fault |  |  |  |  | Energy sensor | I13 |  |  |  | MC204 | Sports Centre |  |  | 0 | 0
MC204-B01 | MC204-B01/I14 | Blr 1 Mod 2 Fault |  |  |  |  | Energy sensor | I14 |  |  |  | MC204 | Sports Centre |  |  | 0 | 0
MC204-B01 | MC204-B01/I15 | Blr 2 Mod 1 Fault |  |  |  |  | Energy sensor | I15 |  |  |  | MC204 | Sports Centre |  |  | 0 | 0
MC204-B01 | MC204-B01/I16 | Blr 2 Mod 2 Fault |  |  |  |  | Energy sensor | I16 |  |  |  | MC204 | Sports Centre |  |  | 0 | 0
MC204-B01 | MC204-B01/I17 | CT Pump 2A Fault |  |  |  |  | Energy sensor | I17 |  |  |  | MC204 | Sports Centre |  |  | 0 | 0
MC204-B01 | MC204-B01/I18 | CT Pump 2B Fault |  |  |  |  | Energy sensor | I18 |  |  |  | MC204 | Sports Centre |  |  | 0 | 0
MC204-B01 | MC204-B01/I19 | CT Pumps Flow |  |  |  |  | Energy sensor | I19 |  |  |  | MC204 | Sports Centre |  |  | 0 | 0
MC204-B01 | MC204-B01/i2 | Module 2 |  |  |  |  | Energy sensor | i2 |  |  |  | MC204 | Sports Centre |  |  | 0 | 0
MC204-B01 | MC204-B01/I2 | Emergency Stop |  |  |  |  | Energy sensor | I2 |  |  |  | MC204 | Sports Centre |  |  | 0 | 0
MC204-B01 | MC204-B01/I20 | Lift Alarm |  |  |  |  | Energy sensor | I20 |  |  |  | MC204 | Sports Centre |  |  | 0 | 0
MC204-B01 | MC204-B01/I21 | LTHW PU LO Pressure |  |  |  |  | Energy sensor | I21 |  |  |  | MC204 | Sports Centre |  |  | 0 | 0
MC204-B01 | MC204-B01/I22 | LTHW PU HI Pressure |  |  |  |  | Energy sensor | I22 |  |  |  | MC204 | Sports Centre |  |  | 0 | 0
MC204-B01 | MC204-B01/I25 | Main Gas Meter |  |  |  |  | Energy sensor | I25 |  |  |  | MC204 | Sports Centre |  |  | 0 | 0
MC204-B01 | MC204-B01/I26 | Rad Htg Gas Meter |  |  |  |  | Energy sensor | I26 |  |  |  | MC204 | Sports Centre |  |  | 0 | 0
MC204-B01 | MC204-B01/I27 | CT Heat Meter |  |  |  |  | Energy sensor | I27 |  |  |  | MC204 | Sports Centre |  |  | 0 | 0
MC204-B01 | MC204-B01/I28 | MTHW Heat Meter |  |  |  |  | Energy sensor | I28 |  |  |  | MC204 | Sports Centre |  |  | 0 | 0
MC204-B01 | MC204-B01/I3 | Gas Detected |  |  |  |  | Energy sensor | I3 |  |  |  | MC204 | Sports Centre |  |  | 0 | 0
MC204-B01 | MC204-B01/i3 | Module 3 |  |  |  |  | Energy sensor | i3 |  |  |  | MC204 | Sports Centre |  |  | 0 | 0
MC204-B01 | MC204-B01/I30 | MTHW PHE Pri Pump 6A Fault |  |  |  |  | Energy sensor | I30 |  |  |  | MC204 | Sports Centre |  |  | 0 | 0
MC204-B01 | MC204-B01/I31 | MTHW PHE Pri Pump 6B Fault |  |  |  |  | Energy sensor | I31 |  |  |  | MC204 | Sports Centre |  |  | 0 | 0
MC204-B01 | MC204-B01/I32 | MTHW PHE Pri Pumps Flow |  |  |  |  | Energy sensor | I32 |  |  |  | MC204 | Sports Centre |  |  | 0 | 0
MC204-B01 | MC204-B01/I33 | MTHW LO Flow Temp |  |  | Degrees Celsius |  | Energy sensor | I33 |  |  |  | MC204 | Sports Centre |  |  | 0 | 0
MC204-B01 | MC204-B01/I34 | MTHW PHE mode enabled |  |  |  |  | Energy sensor | I34 |  |  |  | MC204 | Sports Centre |  |  | 0 | 0
MC204-B01 | MC204-B01/I35 | Summer ECO active |  |  |  |  | Energy sensor | I35 |  |  |  | MC204 | Sports Centre |  |  | 0 | 0
MC204-B01 | MC204-B01/I36 | CT Pump 2A Fail |  |  |  |  | Energy sensor | I36 |  |  |  | MC204 | Sports Centre |  |  | 0 | 0
MC204-B01 | MC204-B01/I37 | CT Pump 2B Fail |  |  |  |  | Energy sensor | I37 |  |  |  | MC204 | Sports Centre |  |  | 0 | 0
MC204-B01 | MC204-B01/I38 | MTHW PHE Sec Pump 5A Fail |  |  |  |  | Energy sensor | I38 |  |  |  | MC204 | Sports Centre |  |  | 0 | 0
MC204-B01 | MC204-B01/I39 | MTHW PHE Sec Pump 5B Fail |  |  |  |  | Energy sensor | I39 |  |  |  | MC204 | Sports Centre |  |  | 0 | 0
MC204-B01 | MC204-B01/i4 | Module 4 |  |  |  |  | Energy sensor | i4 |  |  |  | MC204 | Sports Centre |  |  | 0 | 0
MC204-B01 | MC204-B01/I4 | Gas Valve Shut |  |  |  |  | Energy sensor | I4 |  |  |  | MC204 | Sports Centre |  |  | 0 | 0
MC204-B01 | MC204-B01/I40 | Blr Pri Pump 1A Fail |  |  |  |  | Energy sensor | I40 |  |  |  | MC204 | Sports Centre |  |  | 0 | 0
MC204-B01 | MC204-B01/I41 | Blr Pri Pump 1B Fail |  |  |  |  | Energy sensor | I41 |  |  |  | MC204 | Sports Centre |  |  | 0 | 0
MC204-B01 | MC204-B01/I42 | MTHW PHE Pri Pump 6A Fail |  |  |  |  | Energy sensor | I42 |  |  |  | MC204 | Sports Centre |  |  | 0 | 0
MC204-B01 | MC204-B01/I43 | MTHW PHE Pri Pump 6B Fail |  |  |  |  | Energy sensor | I43 |  |  |  | MC204 | Sports Centre |  |  | 0 | 0
MC204-B01 | MC204-B01/i5 | Module 5 |  |  |  |  | Energy sensor | i5 |  |  |  | MC204 | Sports Centre |  |  | 0 | 0
MC204-B01 | MC204-B01/I5 | Blr Room Water Leak Det |  |  |  |  | Energy sensor | I5 |  |  |  | MC204 | Sports Centre |  |  | 0 | 0
MC204-B01 | MC204-B01/I6 | MTHW PHE Sec Pump 5A Fault |  |  |  |  | Energy sensor | I6 |  |  |  | MC204 | Sports Centre |  |  | 0 | 0
MC204-B01 | MC204-B01/I7 | MTHW PHE Sec Pump 5B Fault |  |  |  |  | Energy sensor | I7 |  |  |  | MC204 | Sports Centre |  |  | 0 | 0
MC204-B01 | MC204-B01/I8 | MTHW PHE Sec Pumps Flow |  |  |  |  | Energy sensor | I8 |  |  |  | MC204 | Sports Centre |  |  | 0 | 0
MC204-B01 | MC204-B01/I9 | MTHW PHE Sec HTCO |  |  |  |  | Energy sensor | I9 |  |  |  | MC204 | Sports Centre |  |  | 0 | 0
MC204-B01 | MC204-B01/K1 | Outside air temperature frost protection |  |  |  |  | Energy sensor | K1 |  |  |  | MC204 | Sports Centre |  |  | 0 | 0
MC204-B01 | MC204-B01/K10 | Blr1 Mod1 Manual |  |  |  |  | Energy sensor | K10 |  |  |  | MC204 | Sports Centre |  |  | 0 | 0
MC204-B01 | MC204-B01/K11 | Blr1 Mod2 Manual |  |  |  |  | Energy sensor | K11 |  |  |  | MC204 | Sports Centre |  |  | 0 | 0
MC204-B01 | MC204-B01/K12 | Blr2 Mod1 Manual |  |  |  |  | Energy sensor | K12 |  |  |  | MC204 | Sports Centre |  |  | 0 | 0
MC204-B01 | MC204-B01/K13 | Blr2 Mod2 Manual |  |  |  |  | Energy sensor | K13 |  |  |  | MC204 | Sports Centre |  |  | 0 | 0
MC204-B01 | MC204-B01/K14 | MTHW PHE Pri Pump Speed |  |  |  |  | Energy sensor | K14 |  |  |  | MC204 | Sports Centre |  |  | 0 | 0
MC204-B01 | MC204-B01/K15 | MTHW plate low temp |  |  |  |  | Energy sensor | K15 |  |  |  | MC204 | Sports Centre |  |  | 0 | 0
MC204-B01 | MC204-B01/K17 | Knob 17 |  |  |  |  | Energy sensor | K17 |  |  |  | MC204 | Sports Centre |  |  | 0 | 0
MC204-B01 | MC204-B01/K2 | Water frost protection |  |  | Degrees Celsius |  | Energy sensor | K2 |  |  |  | MC204 | Sports Centre |  |  | 0 | 0
MC204-B01 | MC204-B01/K3 | Outside air temperature heating inhibit |  |  |  |  | Energy sensor | K3 |  |  |  | MC204 | Sports Centre |  |  | 0 | 0
MC204-B01 | MC204-B01/K4 | CT Pump DP SP |  |  |  |  | Energy sensor | K4 |  |  |  | MC204 | Sports Centre |  |  | 0 | 0
MC204-B01 | MC204-B01/K5 | MTHW PHE Sec Pump Dmd |  |  |  |  | Energy sensor | K5 |  |  |  | MC204 | Sports Centre |  |  | 0 | 0
MC204-B01 | MC204-B01/K6 | Blr Pri Pump Dmd |  |  |  |  | Energy sensor | K6 |  |  |  | MC204 | Sports Centre |  |  | 0 | 0
MC204-B01 | MC204-B01/K7 | Water Frost SP |  |  |  |  | Energy sensor | K7 |  |  |  | MC204 | Sports Centre |  |  | 0 | 0
MC204-B01 | MC204-B01/K8 | MTHW PHE Flow High Limit |  |  |  |  | Energy sensor | K8 |  |  |  | MC204 | Sports Centre |  |  | 0 | 0
MC204-B01 | MC204-B01/K9 | Boiler Flow SP |  |  |  |  | Energy sensor | K9 |  |  |  | MC204 | Sports Centre |  |  | 0 | 0
MC204-B01 | MC204-B01/L1 | Loop 1 |  |  |  |  | Energy sensor | L1 |  |  |  | MC204 | Sports Centre |  |  | 0 | 0
MC204-B01 | MC204-B01/L2 | Loop 2 |  |  |  |  | Energy sensor | L2 |  |  |  | MC204 | Sports Centre |  |  | 0 | 0
MC204-B01 | MC204-B01/L3 | Loop 3 |  |  |  |  | Energy sensor | L3 |  |  |  | MC204 | Sports Centre |  |  | 0 | 0
MC204-B01 | MC204-B01/L4 | Loop 4 |  |  |  |  | Energy sensor | L4 |  |  |  | MC204 | Sports Centre |  |  | 0 | 0
MC204-B01 | MC204-B01/N1 | o11 n1 |  |  |  |  | Energy sensor | N1 |  |  |  | MC204 | Sports Centre |  |  | 0 | 0
MC204-B01 | MC204-B01/n1 | TREND_05_73_4B |  |  |  |  | Energy sensor | n1 |  |  |  | MC204 | Sports Centre |  |  | 0 | 0
MC204-B01 | MC204-B01/N2 | o11 n2 |  |  |  |  | Energy sensor | N2 |  |  |  | MC204 | Sports Centre |  |  | 0 | 0
MC204-B01 | MC204-B01/N3 | Fault o11 |  |  |  |  | Energy sensor | N3 |  |  |  | MC204 | Sports Centre |  |  | 0 | 0
MC204-B01 | MC204-B01/N4 | 011 n4 |  |  |  |  | Energy sensor | N4 |  |  |  | MC204 | Sports Centre |  |  | 0 | 0
MC204-B01 | MC204-B01/o1 | Alarm Route 1 |  |  |  |  | Energy sensor | o1 |  |  |  | MC204 | Sports Centre |  |  | 0 | 0
MC204-B01 | MC204-B01/o2 | Alarm Route 2 |  |  |  |  | Energy sensor | o2 |  |  |  | MC204 | Sports Centre |  |  | 0 | 0
MC204-B01 | MC204-B01/o3 | Alarm Route 3 |  |  |  |  | Energy sensor | o3 |  |  |  | MC204 | Sports Centre |  |  | 0 | 0
MC204-B01 | MC204-B01/o4 | Alarm Route 4 |  |  |  |  | Energy sensor | o4 |  |  |  | MC204 | Sports Centre |  |  | 0 | 0
MC204-B01 | MC204-B01/o5 | Alarm Route 5 |  |  |  |  | Energy sensor | o5 |  |  |  | MC204 | Sports Centre |  |  | 0 | 0
MC204-B01 | MC204-B01/o6 | Alarm Route 6 |  |  |  |  | Energy sensor | o6 |  |  |  | MC204 | Sports Centre |  |  | 0 | 0
MC204-B01 | MC204-B01/P1 | Outside air temperature |  |  | Degrees Celsius |  | Energy sensor | P1 |  |  |  | MC204 | Sports Centre |  |  | 0 | 0
MC204-B01 | MC204-B01/P10 | CT Zone 3 Diff Press |  |  |  |  | Energy sensor | P10 |  |  |  | MC204 | Sports Centre |  |  | 0 | 0
MC204-B01 | MC204-B01/P11 | Main Gas Daily |  |  |  |  | Energy sensor | P11 |  |  |  | MC204 | Sports Centre |  |  | 0 | 0
MC204-B01 | MC204-B01/P12 | Main Gas Daily |  |  |  |  | Energy sensor | P12 |  |  |  | MC204 | Sports Centre |  |  | 0 | 0
MC204-B01 | MC204-B01/P13 | Main Gas Data |  |  |  |  | Energy sensor | P13 |  |  |  | MC204 | Sports Centre |  |  | 0 | 0
MC204-B01 | MC204-B01/P14 | Rad Htg Gas Daily |  |  |  |  | Energy sensor | P14 |  |  |  | MC204 | Sports Centre |  |  | 0 | 0
MC204-B01 | MC204-B01/P15 | Rad Htg Gas Daily |  |  |  |  | Energy sensor | P15 |  |  |  | MC204 | Sports Centre |  |  | 0 | 0
MC204-B01 | MC204-B01/P16 | Rad Htg Gas Data |  |  |  |  | Energy sensor | P16 |  |  |  | MC204 | Sports Centre |  |  | 0 | 0
MC204-B01 | MC204-B01/P17 | CT kWh Daily |  |  |  |  | Energy sensor | P17 |  |  |  | MC204 | Sports Centre |  |  | 0 | 0
MC204-B01 | MC204-B01/P18 | CT kWh Daily |  |  |  |  | Energy sensor | P18 |  |  |  | MC204 | Sports Centre |  |  | 0 | 0
MC204-B01 | MC204-B01/P19 | CT kWh Data |  |  |  |  | Energy sensor | P19 |  |  |  | MC204 | Sports Centre |  |  | 0 | 0
MC204-B01 | MC204-B01/P2 | Outside Air Humidity |  |  |  |  | Energy sensor | P2 |  |  |  | MC204 | Sports Centre |  |  | 0 | 0
MC204-B01 | MC204-B01/P20 | MTHW kWh Daily |  |  |  |  | Energy sensor | P20 |  |  |  | MC204 | Sports Centre |  |  | 0 | 0
MC204-B01 | MC204-B01/P21 | MTHW kWh Daily |  |  |  |  | Energy sensor | P21 |  |  |  | MC204 | Sports Centre |  |  | 0 | 0
MC204-B01 | MC204-B01/P22 | Sensor 48 |  |  |  |  | Energy sensor | P22 |  |  |  | MC204 | Sports Centre |  |  | 0 | 0
MC204-B01 | MC204-B01/P23 | HR Cal Flow meter MTHW Ltrs Mi |  |  |  |  | Energy sensor | P23 |  |  |  | MC204 | Sports Centre |  |  | 0 | 0
MC204-B01 | MC204-B01/P24 | Building kwh |  |  |  |  | Energy sensor | P24 |  |  |  | MC204 | Sports Centre |  |  | 0 | 0
MC204-B01 | MC204-B01/P25 | Temperature difference |  |  | Degrees Celsius |  | Energy sensor | P25 |  |  |  | MC204 | Sports Centre |  |  | 0 | 0
MC204-B01 | MC204-B01/P26 | Daily Water Usage |  |  |  |  | Energy sensor | P26 |  |  |  | MC204 | Sports Centre |  |  | 0 | 0
MC204-B01 | MC204-B01/P27 | Hourly Water Consump |  |  |  |  | Energy sensor | P27 |  |  |  | MC204 | Sports Centre |  |  | 0 | 0
MC204-B01 | MC204-B01/P28 | Weekly Water Usage |  |  |  |  | Energy sensor | P28 |  |  |  | MC204 | Sports Centre |  |  | 0 | 0
MC204-B01 | MC204-B01/P29 | Monthly Water Usage |  |  |  |  | Energy sensor | P29 |  |  |  | MC204 | Sports Centre |  |  | 0 | 0
MC204-B01 | MC204-B01/P3 | Medium temperature hot water flow temperature |  |  | Degrees Celsius |  | Energy sensor | P3 |  |  |  | MC204 | Sports Centre |  |  | 0 | 0
MC204-B01 | MC204-B01/P4 | Boiler Flow Temp |  |  | Degrees Celsius |  | Energy sensor | P4 |  |  |  | MC204 | Sports Centre |  |  | 0 | 0
MC204-B01 | MC204-B01/P5 | Boiler Retn Temp |  |  | Degrees Celsius |  | Energy sensor | P5 |  |  |  | MC204 | Sports Centre |  |  | 0 | 0
MC204-B01 | MC204-B01/P6 | MTHW PHE Flow Temp |  |  | Degrees Celsius |  | Energy sensor | P6 |  |  |  | MC204 | Sports Centre |  |  | 0 | 0
MC204-B01 | MC204-B01/P7 | MTHW PHE Retn Temp |  |  | Degrees Celsius |  | Energy sensor | P7 |  |  |  | MC204 | Sports Centre |  |  | 0 | 0
MC204-B01 | MC204-B01/P8 | CT Zone 1 Diff Press |  |  |  |  | Energy sensor | P8 |  |  |  | MC204 | Sports Centre |  |  | 0 | 0
MC204-B01 | MC204-B01/P9 | CT Zone 2 Diff Press |  |  |  |  | Energy sensor | P9 |  |  |  | MC204 | Sports Centre |  |  | 0 | 0
MC204-B01 | MC204-B01/Q1 | Sequence Table 1 |  |  |  |  | Energy sensor | Q1 |  |  |  | MC204 | Sports Centre |  |  | 0 | 0
MC204-B01 | MC204-B01/S1 | Outside air temperature |  |  | Degrees Celsius |  | Energy sensor | S1 |  |  |  | MC204 | Sports Centre |  |  | 0 | 0
MC204-B01 | MC204-B01/S10 | CT Zone 3 Diff Press |  |  |  |  | Energy sensor | S10 |  |  |  | MC204 | Sports Centre |  |  | 0 | 0
MC204-B01 | MC204-B01/S11 | Medium temperature hot water return temperature |  |  | Degrees Celsius |  | Energy sensor | S11 |  |  |  | MC204 | Sports Centre |  |  | 0 | 0
MC204-B01 | MC204-B01/S14 | HR Cal Flow meter MTHW Ltrs Mi |  |  |  |  | Energy sensor | S14 |  |  |  | MC204 | Sports Centre |  |  | 0 | 0
MC204-B01 | MC204-B01/S15 | Building kwh |  |  |  |  | Energy sensor | S15 |  |  |  | MC204 | Sports Centre |  |  | 0 | 0
MC204-B01 | MC204-B01/S16 | Temperature difference |  |  | Degrees Celsius |  | Energy sensor | S16 |  |  |  | MC204 | Sports Centre |  |  | 0 | 0
MC204-B01 | MC204-B01/S17 | Hourly Water Consump |  |  |  |  | Energy sensor | S17 |  |  |  | MC204 | Sports Centre |  |  | 0 | 0
MC204-B01 | MC204-B01/S18 | Daily Water Usage |  |  |  |  | Energy sensor | S18 |  |  |  | MC204 | Sports Centre |  |  | 0 | 0
MC204-B01 | MC204-B01/S19 | Weekly Water Usage |  |  |  |  | Energy sensor | S19 |  |  |  | MC204 | Sports Centre |  |  | 0 | 0
MC204-B01 | MC204-B01/S2 | Outside Air Humidity |  |  |  |  | Energy sensor | S2 |  |  |  | MC204 | Sports Centre |  |  | 0 | 0
MC204-B01 | MC204-B01/S20 | Ltrs per Min |  |  |  |  | Energy sensor | S20 |  |  |  | MC204 | Sports Centre |  |  | 0 | 0
MC204-B01 | MC204-B01/S21 | Main Gas Daily |  |  |  |  | Energy sensor | S21 |  |  |  | MC204 | Sports Centre |  |  | 0 | 0
MC204-B01 | MC204-B01/S22 | Main Gas Total |  |  |  |  | Energy sensor | S22 |  |  |  | MC204 | Sports Centre |  |  | 0 | 0
MC204-B01 | MC204-B01/S23 | Main Gas Weekly |  |  |  |  | Energy sensor | S23 |  |  |  | MC204 | Sports Centre |  |  | 0 | 0
MC204-B01 | MC204-B01/S24 | Main Gas Week-1 |  |  |  |  | Energy sensor | S24 |  |  |  | MC204 | Sports Centre |  |  | 0 | 0
MC204-B01 | MC204-B01/S25 | Main Gas Mnthly |  |  |  |  | Energy sensor | S25 |  |  |  | MC204 | Sports Centre |  |  | 0 | 0
MC204-B01 | MC204-B01/S26 | Main Gas Month-1 |  |  |  |  | Energy sensor | S26 |  |  |  | MC204 | Sports Centre |  |  | 0 | 0
MC204-B01 | MC204-B01/S27 | Main Gas Data |  |  |  |  | Energy sensor | S27 |  |  |  | MC204 | Sports Centre |  |  | 0 | 0
MC204-B01 | MC204-B01/S28 | Rad Htg Gas Daily |  |  |  |  | Energy sensor | S28 |  |  |  | MC204 | Sports Centre |  |  | 0 | 0
MC204-B01 | MC204-B01/S29 | Rad Htg Gas Total |  |  |  |  | Energy sensor | S29 |  |  |  | MC204 | Sports Centre |  |  | 0 | 0
MC204-B01 | MC204-B01/S3 | Medium temperature hot water flow temperature |  |  | Degrees Celsius |  | Energy sensor | S3 |  |  |  | MC204 | Sports Centre |  |  | 0 | 0
MC204-B01 | MC204-B01/S30 | Rad Htg Gas Weekly |  |  |  |  | Energy sensor | S30 |  |  |  | MC204 | Sports Centre |  |  | 0 | 0
MC204-B01 | MC204-B01/S31 | Rad Htg Gas Week-1 |  |  |  |  | Energy sensor | S31 |  |  |  | MC204 | Sports Centre |  |  | 0 | 0
MC204-B01 | MC204-B01/S32 | Rad Htg Gas Mnthly |  |  |  |  | Energy sensor | S32 |  |  |  | MC204 | Sports Centre |  |  | 0 | 0
MC204-B01 | MC204-B01/S33 | Rad Htg Gas Month-1 |  |  |  |  | Energy sensor | S33 |  |  |  | MC204 | Sports Centre |  |  | 0 | 0
MC204-B01 | MC204-B01/S34 | Rad Htg Gas Data |  |  |  |  | Energy sensor | S34 |  |  |  | MC204 | Sports Centre |  |  | 0 | 0
MC204-B01 | MC204-B01/S35 | CT kWh Daily |  |  |  |  | Energy sensor | S35 |  |  |  | MC204 | Sports Centre |  |  | 0 | 0
MC204-B01 | MC204-B01/S36 | CT kWh Total |  |  |  |  | Energy sensor | S36 |  |  |  | MC204 | Sports Centre |  |  | 0 | 0
MC204-B01 | MC204-B01/S37 | CT kWh Weekly |  |  |  |  | Energy sensor | S37 |  |  |  | MC204 | Sports Centre |  |  | 0 | 0
MC204-B01 | MC204-B01/S38 | CT kWh Week-1 |  |  |  |  | Energy sensor | S38 |  |  |  | MC204 | Sports Centre |  |  | 0 | 0
MC204-B01 | MC204-B01/S39 | CT kWh Mnthly |  |  |  |  | Energy sensor | S39 |  |  |  | MC204 | Sports Centre |  |  | 0 | 0
MC204-B01 | MC204-B01/S4 | Boiler Flow Temp |  |  | Degrees Celsius |  | Energy sensor | S4 |  |  |  | MC204 | Sports Centre |  |  | 0 | 0
MC204-B01 | MC204-B01/S40 | CT kWh Month-1 |  |  |  |  | Energy sensor | S40 |  |  |  | MC204 | Sports Centre |  |  | 0 | 0
MC204-B01 | MC204-B01/S41 | CT kWh Data |  |  |  |  | Energy sensor | S41 |  |  |  | MC204 | Sports Centre |  |  | 0 | 0
MC204-B01 | MC204-B01/S42 | MTHW kWh Daily |  |  |  |  | Energy sensor | S42 |  |  |  | MC204 | Sports Centre |  |  | 0 | 0
MC204-B01 | MC204-B01/S43 | MTHW kWh Total |  |  |  |  | Energy sensor | S43 |  |  |  | MC204 | Sports Centre |  |  | 0 | 0
MC204-B01 | MC204-B01/S44 | MTHW kWh Weekly |  |  |  |  | Energy sensor | S44 |  |  |  | MC204 | Sports Centre |  |  | 0 | 0
MC204-B01 | MC204-B01/S45 | MTHW kWh Week-1 |  |  |  |  | Energy sensor | S45 |  |  |  | MC204 | Sports Centre |  |  | 0 | 0
MC204-B01 | MC204-B01/S48 | Sensor 48 |  |  |  |  | Energy sensor | S48 |  |  |  | MC204 | Sports Centre |  |  | 0 | 0
MC204-B01 | MC204-B01/S49 | Sensor 49 |  |  |  |  | Energy sensor | S49 |  |  |  | MC204 | Sports Centre |  |  | 0 | 0
MC204-B01 | MC204-B01/S5 | Boiler Retn Temp |  |  | Degrees Celsius |  | Energy sensor | S5 |  |  |  | MC204 | Sports Centre |  |  | 0 | 0
MC204-B01 | MC204-B01/S6 | MTHW PHE Flow Temp |  |  | Degrees Celsius |  | Energy sensor | S6 |  |  |  | MC204 | Sports Centre |  |  | 0 | 0
MC204-B01 | MC204-B01/S7 | MTHW PHE Retn Temp |  |  | Degrees Celsius |  | Energy sensor | S7 |  |  |  | MC204 | Sports Centre |  |  | 0 | 0
MC204-B01 | MC204-B01/S8 | CT Zone 1 Diff Press |  |  |  |  | Energy sensor | S8 |  |  |  | MC204 | Sports Centre |  |  | 0 | 0
MC204-B01 | MC204-B01/S9 | CT Zone 2 Diff Press |  |  |  |  | Energy sensor | S9 |  |  |  | MC204 | Sports Centre |  |  | 0 | 0
MC204-B01 | MC204-B01/V1 | [5 empty] | Energy sensor | V1 |  |  |  | MC204 | Sports Centre |  |  | 0 | 0
MC204-B01 | MC204-B01/W1 | Main Gas Reset |  |  |  |  | Energy sensor | W1 |  |  |  | MC204 | Sports Centre |  |  | 0 | 0
MC204-B01 | MC204-B01/W10 | Blr Pri Pump Duty |  |  |  |  | Energy sensor | W10 |  |  |  | MC204 | Sports Centre |  |  | 0 | 0
MC204-B01 | MC204-B01/W11 | Boiler Duty |  |  |  |  | Energy sensor | W11 |  |  |  | MC204 | Sports Centre |  |  | 0 | 0
MC204-B01 | MC204-B01/W12 | Blr Mod Duty |  |  |  |  | Energy sensor | W12 |  |  |  | MC204 | Sports Centre |  |  | 0 | 0
MC204-B01 | MC204-B01/W13 | MTHW PHE Pri Pump Duty |  |  |  |  | Energy sensor | W13 |  |  |  | MC204 | Sports Centre |  |  | 0 | 0
MC204-B01 | MC204-B01/W14 | MTHW Pri Man Pump Speed |  |  |  |  | Energy sensor | W14 |  |  |  | MC204 | Sports Centre |  |  | 0 | 0
MC204-B01 | MC204-B01/W15 | AHU 1 &amp; 2 Temp Demand |  |  | Degrees Celsius |  | Energy sensor | W15 |  |  |  | MC204 | Sports Centre |  |  | 0 | 0
MC204-B01 | MC204-B01/W16 | MTHW Pri Valve open switch |  |  |  |  | Energy sensor | W16 |  |  |  | MC204 | Sports Centre |  |  | 0 | 0
MC204-B01 | MC204-B01/W17 | MTHW PHE Pri Pumps En |  |  |  |  | Energy sensor | W17 |  |  |  | MC204 | Sports Centre |  |  | 0 | 0
MC204-B01 | MC204-B01/W18 | Switch 18 |  |  |  |  | Energy sensor | W18 |  |  |  | MC204 | Sports Centre |  |  | 0 | 0
MC204-B01 | MC204-B01/W2 | Rad Htg Gas Reset |  |  |  |  | Energy sensor | W2 |  |  |  | MC204 | Sports Centre |  |  | 0 | 0
MC204-B01 | MC204-B01/W20 | Switch 20 |  |  |  |  | Energy sensor | W20 |  |  |  | MC204 | Sports Centre |  |  | 0 | 0
MC204-B01 | MC204-B01/W21 | Switch 21 |  |  |  |  | Energy sensor | W21 |  |  |  | MC204 | Sports Centre |  |  | 0 | 0
MC204-B01 | MC204-B01/W3 | CT kWh Reset |  |  |  |  | Energy sensor | W3 |  |  |  | MC204 | Sports Centre |  |  | 0 | 0
MC204-B01 | MC204-B01/W4 | MTH kWh Reset |  |  |  |  | Energy sensor | W4 |  |  |  | MC204 | Sports Centre |  |  | 0 | 0
MC204-B01 | MC204-B01/W5 | MTHW PHE Not Avai blrs only |  |  |  |  | Energy sensor | W5 |  |  |  | MC204 | Sports Centre |  |  | 0 | 0
MC204-B01 | MC204-B01/W6 | Summer Override |  |  |  |  | Energy sensor | W6 |  |  |  | MC204 | Sports Centre |  |  | 0 | 0
MC204-B01 | MC204-B01/W7 | Plant Fault Reset |  |  |  |  | Energy sensor | W7 |  |  |  | MC204 | Sports Centre |  |  | 0 | 0
MC204-B01 | MC204-B01/W8 | Constant temperature circuit pump duty |  |  |  |  | Energy sensor | W8 |  |  |  | MC204 | Sports Centre |  |  | 0 | 0
MC204-B01 | MC204-B01/W9 | MTHW PHE Sec Pump Duty |  |  |  |  | Energy sensor | W9 |  |  |  | MC204 | Sports Centre |  |  | 0 | 0
MC204-B01 | MC204-B01/Y1 | Trend T -20+50 |  |  |  |  | Energy sensor | Y1 |  |  |  | MC204 | Sports Centre |  |  | 0 | 0
MC204-B01 | MC204-B01/Y2 | Humidity I |  |  |  |  | Energy sensor | Y2 |  |  |  | MC204 | Sports Centre |  |  | 0 | 0
MC204-B01 | MC204-B01/Y3 | Trend Thermistor |  |  |  |  | Energy sensor | Y3 |  |  |  | MC204 | Sports Centre |  |  | 0 | 0
MC204-B01 | MC204-B01/Y4 | PRT I -10+160 |  |  |  |  | Energy sensor | Y4 |  |  |  | MC204 | Sports Centre |  |  | 0 | 0
MC204-B01 | MC204-B01/Y5 | Pressure I 2.5bar |  |  |  |  | Energy sensor | Y5 |  |  |  | MC204 | Sports Centre |  |  | 0 | 0
MC200-B01 | MC200-B01/C1 | Virtual CNC 1 |  |  |  |  | Energy sensor | C1 |  |  |  | MC200 | LICA |  |  | 0 | 0
MC200-B01 | MC200-B01/D1 | AHU 01 Supply Extract Fans |  |  |  |  | Energy sensor | D1 |  |  |  | MC200 | LICA |  |  | 0 | 0
MC200-B01 | MC200-B01/D10 | AHU01 Heat Exchanger |  |  |  |  | Energy sensor | D10 |  |  |  | MC200 | LICA |  |  | 0 | 0
MC200-B01 | MC200-B01/D11 | AHU 02 Supply Extract Fans |  |  |  |  | Energy sensor | D11 |  |  |  | MC200 | LICA |  |  | 0 | 0
MC200-B01 | MC200-B01/D12 | AHU02 Supply Fan Speed |  |  |  |  | Energy sensor | D12 |  |  |  | MC200 | LICA |  |  | 0 | 0
MC200-B01 | MC200-B01/D13 | AHU02 Extract Fan Speed |  |  |  |  | Energy sensor | D13 |  |  |  | MC200 | LICA |  |  | 0 | 0
MC200-B01 | MC200-B01/D14 | Art Studio C20b Heater Batt |  |  |  |  | Energy sensor | D14 |  |  |  | MC200 | LICA |  |  | 0 | 0
MC200-B01 | MC200-B01/D15 | Art Studio C29 Heater Batt |  |  |  |  | Energy sensor | D15 |  |  |  | MC200 | LICA |  |  | 0 | 0
MC200-B01 | MC200-B01/D16 | AHU02 Heat Exchanger |  |  |  |  | Energy sensor | D16 |  |  |  | MC200 | LICA |  |  | 0 | 0
MC200-B01 | MC200-B01/D17 | Toilet Extarct Fan |  |  |  |  | Energy sensor | D17 |  |  |  | MC200 | LICA |  |  | 0 | 0
MC200-B01 | MC200-B01/D18 | HWS System |  |  |  |  | Energy sensor | D18 |  |  |  | MC200 | LICA |  |  | 0 | 0
MC200-B01 | MC200-B01/D19 | Immersion Heater Power Supply |  |  |  |  | Energy sensor | D19 |  |  |  | MC200 | LICA |  |  | 0 | 0
MC200-B01 | MC200-B01/D2 | AHU01 Supply Fan Speed |  |  |  |  | Energy sensor | D2 |  |  |  | MC200 | LICA |  |  | 0 | 0
MC200-B01 | MC200-B01/D3 | AHU01 Extract Fan Speed |  |  |  |  | Energy sensor | D3 |  |  |  | MC200 | LICA |  |  | 0 | 0
MC200-B01 | MC200-B01/D4 | Project Room C05 Heater Batt |  |  |  |  | Energy sensor | D4 |  |  |  | MC200 | LICA |  |  | 0 | 0
MC200-B01 | MC200-B01/D5 | Project Room C06 Heater Batt |  |  |  |  | Energy sensor | D5 |  |  |  | MC200 | LICA |  |  | 0 | 0
MC200-B01 | MC200-B01/D6 | Project Room C07 Heater Batt |  |  |  |  | Energy sensor | D6 |  |  |  | MC200 | LICA |  |  | 0 | 0
MC200-B01 | MC200-B01/D7 | Art Studio C20a Heater Batt |  |  |  |  | Energy sensor | D7 |  |  |  | MC200 | LICA |  |  | 0 | 0
MC200-B01 | MC200-B01/D8 | Future Expan C15a Heater Batt |  |  |  |  | Energy sensor | D8 |  |  |  | MC200 | LICA |  |  | 0 | 0
MC200-B01 | MC200-B01/D9 | Future Expan C15b Heater Batt |  |  |  |  | Energy sensor | D9 |  |  |  | MC200 | LICA |  |  | 0 | 0
MC200-B01 | MC200-B01/e1 | General Alarms |  |  |  |  | Energy sensor | e1 |  |  |  | MC200 | LICA |  |  | 0 | 0
MC200-B01 | MC200-B01/F1 | 4-DIX No.2 |  |  |  |  | Energy sensor | F1 |  |  |  | MC200 | LICA |  |  | 0 | 0
MC200-B01 | MC200-B01/F10 | Art Studio C20a Temp Setpoint |  |  | Degrees Celsius |  | Energy sensor | F10 |  |  |  | MC200 | LICA |  |  | 0 | 0
MC200-B01 | MC200-B01/F11 | Future Expan C15a Temp Stpt |  |  | Degrees Celsius |  | Energy sensor | F11 |  |  |  | MC200 | LICA |  |  | 0 | 0
MC200-B01 | MC200-B01/F12 | Art Studio C20a Heat Demand |  |  |  |  | Energy sensor | F12 |  |  |  | MC200 | LICA |  |  | 0 | 0
MC200-B01 | MC200-B01/F13 | Future Expan C15a Heat Demand |  |  |  |  | Energy sensor | F13 |  |  |  | MC200 | LICA |  |  | 0 | 0
MC200-B01 | MC200-B01/F14 | Future Expan C15b Temp Stpt |  |  | Degrees Celsius |  | Energy sensor | F14 |  |  |  | MC200 | LICA |  |  | 0 | 0
MC200-B01 | MC200-B01/F15 | Future Expan C15b Heat Demand |  |  |  |  | Energy sensor | F15 |  |  |  | MC200 | LICA |  |  | 0 | 0
MC200-B01 | MC200-B01/F16 | Function 16 |  |  |  |  | Energy sensor | F16 |  |  |  | MC200 | LICA |  |  | 0 | 0
MC200-B01 | MC200-B01/F17 | AHU01 Supply Air Temp Stpt |  |  | Degrees Celsius |  | Energy sensor | F17 |  |  |  | MC200 | LICA |  |  | 0 | 0
MC200-B01 | MC200-B01/F18 | Function 18 |  |  |  |  | Energy sensor | F18 |  |  |  | MC200 | LICA |  |  | 0 | 0
MC200-B01 | MC200-B01/F19 | Function 19 |  |  |  |  | Energy sensor | F19 |  |  |  | MC200 | LICA |  |  | 0 | 0
MC200-B01 | MC200-B01/F2 | Function 2 |  |  |  |  | Energy sensor | F2 |  |  |  | MC200 | LICA |  |  | 0 | 0
MC200-B01 | MC200-B01/F20 | Function 20 |  |  |  |  | Energy sensor | F20 |  |  |  | MC200 | LICA |  |  | 0 | 0
MC200-B01 | MC200-B01/F21 | Function 21 |  |  |  |  | Energy sensor | F21 |  |  |  | MC200 | LICA |  |  | 0 | 0
MC200-B01 | MC200-B01/F22 | Art Studio C20b Temp Setpoint |  |  | Degrees Celsius |  | Energy sensor | F22 |  |  |  | MC200 | LICA |  |  | 0 | 0
MC200-B01 | MC200-B01/F23 | Art Studio C20b Heat Demand |  |  |  |  | Energy sensor | F23 |  |  |  | MC200 | LICA |  |  | 0 | 0
MC200-B01 | MC200-B01/F24 | Art Studio C29 Temp Setpoint |  |  | Degrees Celsius |  | Energy sensor | F24 |  |  |  | MC200 | LICA |  |  | 0 | 0
MC200-B01 | MC200-B01/F25 | Art Studio C29 Heat Demand |  |  |  |  | Energy sensor | F25 |  |  |  | MC200 | LICA |  |  | 0 | 0
MC200-B01 | MC200-B01/F27 | AHU02 Supply Air Temp Stpt |  |  | Degrees Celsius |  | Energy sensor | F27 |  |  |  | MC200 | LICA |  |  | 0 | 0
MC200-B01 | MC200-B01/F28 | Function 28 |  |  |  |  | Energy sensor | F28 |  |  |  | MC200 | LICA |  |  | 0 | 0
MC200-B01 | MC200-B01/F29 | Function 29 |  |  |  |  | Energy sensor | F29 |  |  |  | MC200 | LICA |  |  | 0 | 0
MC200-B01 | MC200-B01/F3 | Function 3 |  |  |  |  | Energy sensor | F3 |  |  |  | MC200 | LICA |  |  | 0 | 0
MC200-B01 | MC200-B01/F4 | Project Room C05 Temp Setpoint |  |  | Degrees Celsius |  | Energy sensor | F4 |  |  |  | MC200 | LICA |  |  | 0 | 0
MC200-B01 | MC200-B01/F5 | Project Room C06 Temp Setpoint |  |  | Degrees Celsius |  | Energy sensor | F5 |  |  |  | MC200 | LICA |  |  | 0 | 0
MC200-B01 | MC200-B01/F6 | Project Room C05 Heat Demand |  |  |  |  | Energy sensor | F6 |  |  |  | MC200 | LICA |  |  | 0 | 0
MC200-B01 | MC200-B01/F7 | Project Room C06 Heat Demand |  |  |  |  | Energy sensor | F7 |  |  |  | MC200 | LICA |  |  | 0 | 0
MC200-B01 | MC200-B01/F8 | Project Room C07 Temp Setpoint |  |  | Degrees Celsius |  | Energy sensor | F8 |  |  |  | MC200 | LICA |  |  | 0 | 0
MC200-B01 | MC200-B01/F9 | Project Room C07 Heat Demand |  |  |  |  | Energy sensor | F9 |  |  |  | MC200 | LICA |  |  | 0 | 0
MC200-B01 | MC200-B01/G1 | Project Room C05 Demand |  |  |  |  | Energy sensor | G1 |  |  |  | MC200 | LICA |  |  | 0 | 0
MC200-B01 | MC200-B01/G10 | Logic 10 |  |  |  |  | Energy sensor | G10 |  |  |  | MC200 | LICA |  |  | 0 | 0
MC200-B01 | MC200-B01/G11 | Logic 11 |  |  |  |  | Energy sensor | G11 |  |  |  | MC200 | LICA |  |  | 0 | 0
MC200-B01 | MC200-B01/G12 | Logic 12 |  |  |  |  | Energy sensor | G12 |  |  |  | MC200 | LICA |  |  | 0 | 0
MC200-B01 | MC200-B01/G13 | Logic 13 |  |  |  |  | Energy sensor | G13 |  |  |  | MC200 | LICA |  |  | 0 | 0
MC200-B01 | MC200-B01/G14 | Logic 14 |  |  |  |  | Energy sensor | G14 |  |  |  | MC200 | LICA |  |  | 0 | 0
MC200-B01 | MC200-B01/G15 | Logic 15 |  |  |  |  | Energy sensor | G15 |  |  |  | MC200 | LICA |  |  | 0 | 0
MC200-B01 | MC200-B01/G16 | Logic 16 |  |  |  |  | Energy sensor | G16 |  |  |  | MC200 | LICA |  |  | 0 | 0
MC200-B01 | MC200-B01/G17 | Logic 17 |  |  |  |  | Energy sensor | G17 |  |  |  | MC200 | LICA |  |  | 0 | 0
MC200-B01 | MC200-B01/G18 | Logic 18 |  |  |  |  | Energy sensor | G18 |  |  |  | MC200 | LICA |  |  | 0 | 0
MC200-B01 | MC200-B01/G19 | Logic 19 |  |  |  |  | Energy sensor | G19 |  |  |  | MC200 | LICA |  |  | 0 | 0
MC200-B01 | MC200-B01/G2 | Project Room C06 Demand |  |  |  |  | Energy sensor | G2 |  |  |  | MC200 | LICA |  |  | 0 | 0
MC200-B01 | MC200-B01/G20 | Logic 20 |  |  |  |  | Energy sensor | G20 |  |  |  | MC200 | LICA |  |  | 0 | 0
MC200-B01 | MC200-B01/G21 | Art Studio C20b Demand |  |  |  |  | Energy sensor | G21 |  |  |  | MC200 | LICA |  |  | 0 | 0
MC200-B01 | MC200-B01/G22 | Art Studio C29 Demand |  |  |  |  | Energy sensor | G22 |  |  |  | MC200 | LICA |  |  | 0 | 0
MC200-B01 | MC200-B01/G23 | Logic 23 |  |  |  |  | Energy sensor | G23 |  |  |  | MC200 | LICA |  |  | 0 | 0
MC200-B01 | MC200-B01/G24 | AHU 02 Enable |  |  |  |  | Energy sensor | G24 |  |  |  | MC200 | LICA |  |  | 0 | 0
MC200-B01 | MC200-B01/G25 | Logic 25 |  |  |  |  | Energy sensor | G25 |  |  |  | MC200 | LICA |  |  | 0 | 0
MC200-B01 | MC200-B01/G26 | Logic 26 |  |  |  |  | Energy sensor | G26 |  |  |  | MC200 | LICA |  |  | 0 | 0
MC200-B01 | MC200-B01/G27 | Logic 27 |  |  |  |  | Energy sensor | G27 |  |  |  | MC200 | LICA |  |  | 0 | 0
MC200-B01 | MC200-B01/G28 | Logic 28 |  |  |  |  | Energy sensor | G28 |  |  |  | MC200 | LICA |  |  | 0 | 0
MC200-B01 | MC200-B01/G29 | Logic 29 |  |  |  |  | Energy sensor | G29 |  |  |  | MC200 | LICA |  |  | 0 | 0
MC200-B01 | MC200-B01/G3 | Project Room C07 Demand |  |  |  |  | Energy sensor | G3 |  |  |  | MC200 | LICA |  |  | 0 | 0
MC200-B01 | MC200-B01/G30 | Logic 30 |  |  |  |  | Energy sensor | G30 |  |  |  | MC200 | LICA |  |  | 0 | 0
MC200-B01 | MC200-B01/G31 | Logic 31 |  |  |  |  | Energy sensor | G31 |  |  |  | MC200 | LICA |  |  | 0 | 0
MC200-B01 | MC200-B01/G32 | Logic 32 |  |  |  |  | Energy sensor | G32 |  |  |  | MC200 | LICA |  |  | 0 | 0
MC200-B01 | MC200-B01/G33 | Logic 33 |  |  |  |  | Energy sensor | G33 |  |  |  | MC200 | LICA |  |  | 0 | 0
MC200-B01 | MC200-B01/G4 | Art Studio C20a Demand |  |  |  |  | Energy sensor | G4 |  |  |  | MC200 | LICA |  |  | 0 | 0
MC200-B01 | MC200-B01/G5 | Future Expansion C15a Demand |  |  |  |  | Energy sensor | G5 |  |  |  | MC200 | LICA |  |  | 0 | 0
MC200-B01 | MC200-B01/G6 | Future Expansion C15b Demand |  |  |  |  | Energy sensor | G6 |  |  |  | MC200 | LICA |  |  | 0 | 0
MC200-B01 | MC200-B01/G7 | Logic 7 |  |  |  |  | Energy sensor | G7 |  |  |  | MC200 | LICA |  |  | 0 | 0
MC200-B01 | MC200-B01/G8 | AHU 01 Enable |  |  |  |  | Energy sensor | G8 |  |  |  | MC200 | LICA |  |  | 0 | 0
MC200-B01 | MC200-B01/G9 | Logic 9 |  |  |  |  | Energy sensor | G9 |  |  |  | MC200 | LICA |  |  | 0 | 0
MC200-B01 | MC200-B01/I1 | AHU2 Extract Fan Flow Status |  |  |  |  | Energy sensor | I1 |  |  |  | MC200 | LICA |  |  | 0 | 0
MC200-B01 | MC200-B01/i1 | Module 1 - 8UI |  |  |  |  | Energy sensor | i1 |  |  |  | MC200 | LICA |  |  | 0 | 0
MC200-B01 | MC200-B01/I10 | ASHP Fault |  |  |  |  | Energy sensor | I10 |  |  |  | MC200 | LICA |  |  | 0 | 0
MC200-B01 | MC200-B01/I11 | HWS Cylinder High Temp Stat |  |  | Degrees Celsius |  | Energy sensor | I11 |  |  |  | MC200 | LICA |  |  | 0 | 0
MC200-B01 | MC200-B01/I12 | Immersion Heater Trip |  |  |  |  | Energy sensor | I12 |  |  |  | MC200 | LICA |  |  | 0 | 0
MC200-B01 | MC200-B01/I13 | Boost Immersion Heater Trip |  |  |  |  | Energy sensor | I13 |  |  |  | MC200 | LICA |  |  | 0 | 0
MC200-B01 | MC200-B01/I14 | Trace Heating Fault |  |  |  |  | Energy sensor | I14 |  |  |  | MC200 | LICA |  |  | 0 | 0
MC200-B01 | MC200-B01/I15 | Toilet Fan Fault |  |  |  |  | Energy sensor | I15 |  |  |  | MC200 | LICA |  |  | 0 | 0
MC200-B01 | MC200-B01/I16 | AHU2 Pre Filter Status |  |  |  |  | Energy sensor | I16 |  |  |  | MC200 | LICA |  |  | 0 | 0
MC200-B01 | MC200-B01/I17 | AHU2 Supply Fan Inverter Fault |  |  |  |  | Energy sensor | I17 |  |  |  | MC200 | LICA |  |  | 0 | 0
MC200-B01 | MC200-B01/I18 | AHU2 Supply Fan Flow |  |  |  |  | Energy sensor | I18 |  |  |  | MC200 | LICA |  |  | 0 | 0
MC200-B01 | MC200-B01/I19 | AHU2 Frost Stat Tripped |  |  |  |  | Energy sensor | I19 |  |  |  | MC200 | LICA |  |  | 0 | 0
MC200-B01 | MC200-B01/I2 | Spare |  |  |  |  | Energy sensor | I2 |  |  |  | MC200 | LICA |  |  | 0 | 0
MC200-B01 | MC200-B01/i2 | Module 2 - 8UI |  |  |  |  | Energy sensor | i2 |  |  |  | MC200 | LICA |  |  | 0 | 0
MC200-B01 | MC200-B01/I20 | AHU2 Extract Inverter Fault |  |  |  |  | Energy sensor | I20 |  |  |  | MC200 | LICA |  |  | 0 | 0
MC200-B01 | MC200-B01/I21 | AHU2 Return Filter Status |  |  |  |  | Energy sensor | I21 |  |  |  | MC200 | LICA |  |  | 0 | 0
MC200-B01 | MC200-B01/I22 | ECO active |  |  |  |  | Energy sensor | I22 |  |  |  | MC200 | LICA |  |  | 0 | 0
MC200-B01 | MC200-B01/I3 | AHU1 Pre Filter Status |  |  |  |  | Energy sensor | I3 |  |  |  | MC200 | LICA |  |  | 0 | 0
MC200-B01 | MC200-B01/i3 | Module 3 - 16DI |  |  |  |  | Energy sensor | i3 |  |  |  | MC200 | LICA |  |  | 0 | 0
MC200-B01 | MC200-B01/i4 | Module 4 - 8AO |  |  |  |  | Energy sensor | i4 |  |  |  | MC200 | LICA |  |  | 0 | 0
MC200-B01 | MC200-B01/I4 | AHU1 Supply Fan Inverter Fault |  |  |  |  | Energy sensor | I4 |  |  |  | MC200 | LICA |  |  | 0 | 0
MC200-B01 | MC200-B01/i5 | Module 5 - 8DO |  |  |  |  | Energy sensor | i5 |  |  |  | MC200 | LICA |  |  | 0 | 0
MC200-B01 | MC200-B01/I5 | AHU1 Supply Fan Flow |  |  |  |  | Energy sensor | I5 |  |  |  | MC200 | LICA |  |  | 0 | 0
MC200-B01 | MC200-B01/I6 | AHU1 Frost Stat Tripped |  |  |  |  | Energy sensor | I6 |  |  |  | MC200 | LICA |  |  | 0 | 0
MC200-B01 | MC200-B01/I7 | AHU1 Return Filter Status |  |  |  |  | Energy sensor | I7 |  |  |  | MC200 | LICA |  |  | 0 | 0
MC200-B01 | MC200-B01/I8 | AHU1 Extrac Fan Inverter Fault |  |  |  |  | Energy sensor | I8 |  |  |  | MC200 | LICA |  |  | 0 | 0
MC200-B01 | MC200-B01/I9 | AHU1 Extract Fan Flow |  |  |  |  | Energy sensor | I9 |  |  |  | MC200 | LICA |  |  | 0 | 0
MC200-B01 | MC200-B01/K1 | AHU01 Supply Fan Speed Stpt |  |  |  |  | Energy sensor | K1 |  |  |  | MC200 | LICA |  |  | 0 | 0
MC200-B01 | MC200-B01/K2 | AHU01 Extract Fan Speed Stpt |  |  |  |  | Energy sensor | K2 |  |  |  | MC200 | LICA |  |  | 0 | 0
MC200-B01 | MC200-B01/K3 | Room Temp Common Setpoint |  |  | Degrees Celsius |  | Energy sensor | K3 |  |  |  | MC200 | LICA |  |  | 0 | 0
MC200-B01 | MC200-B01/K4 | AHU 01 Supply Fan Start Delay |  |  |  |  | Energy sensor | K4 |  |  |  | MC200 | LICA |  |  | 0 | 0
MC200-B01 | MC200-B01/K5 | Level C Unoccupied Setpoint |  |  |  |  | Energy sensor | K5 |  |  |  | MC200 | LICA |  |  | 0 | 0
MC200-B01 | MC200-B01/K6 | AHU02 Supply Fan Speed Stpt |  |  |  |  | Energy sensor | K6 |  |  |  | MC200 | LICA |  |  | 0 | 0
MC200-B01 | MC200-B01/K7 | AHU02 Extract Fan Speed Stpt |  |  |  |  | Energy sensor | K7 |  |  |  | MC200 | LICA |  |  | 0 | 0
MC200-B01 | MC200-B01/K8 | AHU 02 Supply Fan Start Delay |  |  |  |  | Energy sensor | K8 |  |  |  | MC200 | LICA |  |  | 0 | 0
MC200-B01 | MC200-B01/L1 | Loop 1 |  |  |  |  | Energy sensor | L1 |  |  |  | MC200 | LICA |  |  | 0 | 0
MC200-B01 | MC200-B01/L10 | Loop 10 |  |  |  |  | Energy sensor | L10 |  |  |  | MC200 | LICA |  |  | 0 | 0
MC200-B01 | MC200-B01/L2 | Loop 2 |  |  |  |  | Energy sensor | L2 |  |  |  | MC200 | LICA |  |  | 0 | 0
MC200-B01 | MC200-B01/L3 | Loop 3 |  |  |  |  | Energy sensor | L3 |  |  |  | MC200 | LICA |  |  | 0 | 0
MC200-B01 | MC200-B01/L4 | Loop 4 |  |  |  |  | Energy sensor | L4 |  |  |  | MC200 | LICA |  |  | 0 | 0
MC200-B01 | MC200-B01/L5 | Loop 5 |  |  |  |  | Energy sensor | L5 |  |  |  | MC200 | LICA |  |  | 0 | 0
MC200-B01 | MC200-B01/L6 | Loop 6 |  |  |  |  | Energy sensor | L6 |  |  |  | MC200 | LICA |  |  | 0 | 0
MC200-B01 | MC200-B01/L7 | Loop 7 |  |  |  |  | Energy sensor | L7 |  |  |  | MC200 | LICA |  |  | 0 | 0
MC200-B01 | MC200-B01/L8 | Loop 8 |  |  |  |  | Energy sensor | L8 |  |  |  | MC200 | LICA |  |  | 0 | 0
MC200-B01 | MC200-B01/L9 | Loop 9 |  |  |  |  | Energy sensor | L9 |  |  |  | MC200 | LICA |  |  | 0 | 0
MC200-B01 | MC200-B01/n1 | TREND_0D_5D_DE |  |  |  |  | Energy sensor | n1 |  |  |  | MC200 | LICA |  |  | 0 | 0
MC200-B01 | MC200-B01/N1 | IC Comms 1 |  |  |  |  | Energy sensor | N1 |  |  |  | MC200 | LICA |  |  | 0 | 0
MC200-B01 | MC200-B01/N2 | IC Comms 2 |  |  |  |  | Energy sensor | N2 |  |  |  | MC200 | LICA |  |  | 0 | 0
MC200-B01 | MC200-B01/o1 | Alarm Route 1 |  |  |  |  | Energy sensor | o1 |  |  |  | MC200 | LICA |  |  | 0 | 0
MC200-B01 | MC200-B01/o2 | Alarm Route 1 |  |  |  |  | Energy sensor | o2 |  |  |  | MC200 | LICA |  |  | 0 | 0
MC200-B01 | MC200-B01/P1 | AHU1 Supply Air Temp Sensor |  |  | Degrees Celsius |  | Energy sensor | P1 |  |  |  | MC200 | LICA |  |  | 0 | 0
MC200-B01 | MC200-B01/P10 | C05 Project Room Temp Adjust |  |  | Degrees Celsius |  | Energy sensor | P10 |  |  |  | MC200 | LICA |  |  | 0 | 0
MC200-B01 | MC200-B01/P11 | C06 Project Room Space Temp |  |  | Degrees Celsius |  | Energy sensor | P11 |  |  |  | MC200 | LICA |  |  | 0 | 0
MC200-B01 | MC200-B01/P12 | C06 Project Room Temp Adjust |  |  | Degrees Celsius |  | Energy sensor | P12 |  |  |  | MC200 | LICA |  |  | 0 | 0
MC200-B01 | MC200-B01/P13 | C07 Project Room Space Temp |  |  | Degrees Celsius |  | Energy sensor | P13 |  |  |  | MC200 | LICA |  |  | 0 | 0
MC200-B01 | MC200-B01/P14 | C07 Project Room Temp Adjust |  |  | Degrees Celsius |  | Energy sensor | P14 |  |  |  | MC200 | LICA |  |  | 0 | 0
MC200-B01 | MC200-B01/P15 | ASHP Cylinder Temp Sensor |  |  | Degrees Celsius |  | Energy sensor | P15 |  |  |  | MC200 | LICA |  |  | 0 | 0
MC200-B01 | MC200-B01/P16 | AHU2 Supply Temp Sensor |  |  | Degrees Celsius |  | Energy sensor | P16 |  |  |  | MC200 | LICA |  |  | 0 | 0
MC200-B01 | MC200-B01/P17 | AHU2 Return Temp Sensor |  |  | Degrees Celsius |  | Energy sensor | P17 |  |  |  | MC200 | LICA |  |  | 0 | 0
MC200-B01 | MC200-B01/P18 | C20b Art Studio Space Temp |  |  | Degrees Celsius |  | Energy sensor | P18 |  |  |  | MC200 | LICA |  |  | 0 | 0
MC200-B01 | MC200-B01/P19 | C20b Art Studio Temp Adjust |  |  | Degrees Celsius |  | Energy sensor | P19 |  |  |  | MC200 | LICA |  |  | 0 | 0
MC200-B01 | MC200-B01/P2 | AHU1 Return Air Temp Sensor |  |  | Degrees Celsius |  | Energy sensor | P2 |  |  |  | MC200 | LICA |  |  | 0 | 0
MC200-B01 | MC200-B01/P20 | C29 Space Temp |  |  | Degrees Celsius |  | Energy sensor | P20 |  |  |  | MC200 | LICA |  |  | 0 | 0
MC200-B01 | MC200-B01/P21 | C29 Temp Adjust |  |  | Degrees Celsius |  | Energy sensor | P21 |  |  |  | MC200 | LICA |  |  | 0 | 0
MC200-B01 | MC200-B01/P3 | C20a Art Studio Space Temp |  |  | Degrees Celsius |  | Energy sensor | P3 |  |  |  | MC200 | LICA |  |  | 0 | 0
MC200-B01 | MC200-B01/P4 | C20a Art Studio Temp Adjust |  |  | Degrees Celsius |  | Energy sensor | P4 |  |  |  | MC200 | LICA |  |  | 0 | 0
MC200-B01 | MC200-B01/P5 | C15aFutureExpansionSpaceTemp |  |  | Degrees Celsius |  | Energy sensor | P5 |  |  |  | MC200 | LICA |  |  | 0 | 0
MC200-B01 | MC200-B01/P6 | C15aFutureExpansionTempAdjust |  |  | Degrees Celsius |  | Energy sensor | P6 |  |  |  | MC200 | LICA |  |  | 0 | 0
MC200-B01 | MC200-B01/P7 | C15bFutureExpansionSpaceTemp |  |  | Degrees Celsius |  | Energy sensor | P7 |  |  |  | MC200 | LICA |  |  | 0 | 0
MC200-B01 | MC200-B01/P8 | C15bFutureExpansionTempAdjust |  |  | Degrees Celsius |  | Energy sensor | P8 |  |  |  | MC200 | LICA |  |  | 0 | 0
MC200-B01 | MC200-B01/P9 | C05 Project Room Space Temp |  |  | Degrees Celsius |  | Energy sensor | P9 |  |  |  | MC200 | LICA |  |  | 0 | 0
MC200-B01 | MC200-B01/Q1 | Sequence Table 1 |  |  |  |  | Energy sensor | Q1 |  |  |  | MC200 | LICA |  |  | 0 | 0
MC200-B01 | MC200-B01/S1 | AHU1 Supply Air Temp Sensor |  |  | Degrees Celsius |  | Energy sensor | S1 |  |  |  | MC200 | LICA |  |  | 0 | 0
MC200-B01 | MC200-B01/S10 | C05 Project Room Temp Adjust |  |  | Degrees Celsius |  | Energy sensor | S10 |  |  |  | MC200 | LICA |  |  | 0 | 0
MC200-B01 | MC200-B01/S11 | C06 Project Room Space Temp |  |  | Degrees Celsius |  | Energy sensor | S11 |  |  |  | MC200 | LICA |  |  | 0 | 0
MC200-B01 | MC200-B01/S12 | C06 Project Room Temp Adjust |  |  | Degrees Celsius |  | Energy sensor | S12 |  |  |  | MC200 | LICA |  |  | 0 | 0
MC200-B01 | MC200-B01/S13 | C07 Project Room Space Temp |  |  | Degrees Celsius |  | Energy sensor | S13 |  |  |  | MC200 | LICA |  |  | 0 | 0
MC200-B01 | MC200-B01/S14 | C07 Project Room Temp Adjust |  |  | Degrees Celsius |  | Energy sensor | S14 |  |  |  | MC200 | LICA |  |  | 0 | 0
MC200-B01 | MC200-B01/S15 | ASHP Cylinder Temp Sensor |  |  | Degrees Celsius |  | Energy sensor | S15 |  |  |  | MC200 | LICA |  |  | 0 | 0
MC200-B01 | MC200-B01/S16 | AHU2 Supply Temp Sensor |  |  | Degrees Celsius |  | Energy sensor | S16 |  |  |  | MC200 | LICA |  |  | 0 | 0
MC200-B01 | MC200-B01/S17 | AHU2 Return Temp Sensor |  |  | Degrees Celsius |  | Energy sensor | S17 |  |  |  | MC200 | LICA |  |  | 0 | 0
MC200-B01 | MC200-B01/S18 | DIX No.1 |  |  |  |  | Energy sensor | S18 |  |  |  | MC200 | LICA |  |  | 0 | 0
MC200-B01 | MC200-B01/S19 | C20b Art Studio Space Temp |  |  | Degrees Celsius |  | Energy sensor | S19 |  |  |  | MC200 | LICA |  |  | 0 | 0
MC200-B01 | MC200-B01/S2 | AHU1 Return Air Temp Sensor |  |  | Degrees Celsius |  | Energy sensor | S2 |  |  |  | MC200 | LICA |  |  | 0 | 0
MC200-B01 | MC200-B01/S20 | C20b Art Studio Temp Adjust |  |  | Degrees Celsius |  | Energy sensor | S20 |  |  |  | MC200 | LICA |  |  | 0 | 0
MC200-B01 | MC200-B01/S21 | C29 Space Temp |  |  | Degrees Celsius |  | Energy sensor | S21 |  |  |  | MC200 | LICA |  |  | 0 | 0
MC200-B01 | MC200-B01/S22 | C29 Temp Adjust |  |  | Degrees Celsius |  | Energy sensor | S22 |  |  |  | MC200 | LICA |  |  | 0 | 0
MC200-B01 | MC200-B01/S23 | Sensor 23 |  |  |  |  | Energy sensor | S23 |  |  |  | MC200 | LICA |  |  | 0 | 0
MC200-B01 | MC200-B01/S3 | C20a Art Studio Space Temp |  |  | Degrees Celsius |  | Energy sensor | S3 |  |  |  | MC200 | LICA |  |  | 0 | 0
MC200-B01 | MC200-B01/S4 | C20a Art Studio Temp Adjust |  |  | Degrees Celsius |  | Energy sensor | S4 |  |  |  | MC200 | LICA |  |  | 0 | 0
MC200-B01 | MC200-B01/S5 | C15aFutureExpansionSpaceTemp |  |  | Degrees Celsius |  | Energy sensor | S5 |  |  |  | MC200 | LICA |  |  | 0 | 0
MC200-B01 | MC200-B01/S6 | C15aFutureExpansionTempAdjust |  |  | Degrees Celsius |  | Energy sensor | S6 |  |  |  | MC200 | LICA |  |  | 0 | 0
MC200-B01 | MC200-B01/S7 | C15bFutureExpansionSpaceTemp |  |  | Degrees Celsius |  | Energy sensor | S7 |  |  |  | MC200 | LICA |  |  | 0 | 0
MC200-B01 | MC200-B01/S8 | C15bFutureExpansionTempAdjust |  |  | Degrees Celsius |  | Energy sensor | S8 |  |  |  | MC200 | LICA |  |  | 0 | 0
MC200-B01 | MC200-B01/S9 | C05 Project Room Space Temp |  |  | Degrees Celsius |  | Energy sensor | S9 |  |  |  | MC200 | LICA |  |  | 0 | 0
MC200-B01 | MC200-B01/V1 | [5 empty] | Energy sensor | V1 |  |  |  | MC200 | LICA |  |  | 0 | 0
MC200-B01 | MC200-B01/W1 | Project Room C05 Off-Auto |  |  |  |  | Energy sensor | W1 |  |  |  | MC200 | LICA |  |  | 0 | 0
MC200-B01 | MC200-B01/W10 | Toilet Extarct Fan Off - Auto |  |  |  |  | Energy sensor | W10 |  |  |  | MC200 | LICA |  |  | 0 | 0
MC200-B01 | MC200-B01/W11 | HWS System Off - Auto |  |  |  |  | Energy sensor | W11 |  |  |  | MC200 | LICA |  |  | 0 | 0
MC200-B01 | MC200-B01/W2 | Project Room C06 Off-Auto |  |  |  |  | Energy sensor | W2 |  |  |  | MC200 | LICA |  |  | 0 | 0
MC200-B01 | MC200-B01/W3 | Project Room C07 Off-Auto |  |  |  |  | Energy sensor | W3 |  |  |  | MC200 | LICA |  |  | 0 | 0
MC200-B01 | MC200-B01/W4 | Art Studio C20a Off-Auto |  |  |  |  | Energy sensor | W4 |  |  |  | MC200 | LICA |  |  | 0 | 0
MC200-B01 | MC200-B01/W5 | Future Expansion C15a Off-Auto |  |  |  |  | Energy sensor | W5 |  |  |  | MC200 | LICA |  |  | 0 | 0
MC200-B01 | MC200-B01/W6 | Future Expansion C15b Off-Auto |  |  |  |  | Energy sensor | W6 |  |  |  | MC200 | LICA |  |  | 0 | 0
MC200-B01 | MC200-B01/W7 | LICA Level C Vent Off - Auto |  |  |  |  | Energy sensor | W7 |  |  |  | MC200 | LICA |  |  | 0 | 0
MC200-B01 | MC200-B01/W8 | Art Studio C20b Off-Auto |  |  |  |  | Energy sensor | W8 |  |  |  | MC200 | LICA |  |  | 0 | 0
MC200-B01 | MC200-B01/W9 | Art Studio C29 Off-Auto |  |  |  |  | Energy sensor | W9 |  |  |  | MC200 | LICA |  |  | 0 | 0
MC200-B01 | MC200-B01/Y1 | Thermistor TBTI |  |  | Degrees Celsius |  | Energy sensor | Y1 |  |  |  | MC200 | LICA |  |  | 0 | 0
MC200-B01 | MC200-B01/Y2 | Room temperature |  |  | Degrees Celsius |  | Energy sensor | Y2 |  |  |  | MC200 | LICA |  |  | 0 | 0
MC200-B01 | MC200-B01/Y3 | Knob TB 0.5deg trim |  |  |  |  | Energy sensor | Y3 |  |  |  | MC200 | LICA |  |  | 0 | 0
MC200-B01 | MC200-B01/Y4 | 4DIX V |  |  |  |  | Energy sensor | Y4 |  |  |  | MC200 | LICA |  |  | 0 | 0
MC200-B01 | MC200-B01/Z1 | Project Room C05 |  |  |  |  | Energy sensor | Z1 |  |  |  | MC200 | LICA |  |  | 0 | 0
MC200-B01 | MC200-B01/Z10 | Toilet Extract Fan |  |  |  |  | Energy sensor | Z10 |  |  |  | MC200 | LICA |  |  | 0 | 0
MC200-B01 | MC200-B01/Z11 | HWS System Enable |  |  |  |  | Energy sensor | Z11 |  |  |  | MC200 | LICA |  |  | 0 | 0
MC200-B01 | MC200-B01/Z2 | Project Room C06 |  |  |  |  | Energy sensor | Z2 |  |  |  | MC200 | LICA |  |  | 0 | 0
MC200-B01 | MC200-B01/Z3 | Project Room C07 |  |  |  |  | Energy sensor | Z3 |  |  |  | MC200 | LICA |  |  | 0 | 0
MC200-B01 | MC200-B01/Z4 | Art Studio C20a |  |  |  |  | Energy sensor | Z4 |  |  |  | MC200 | LICA |  |  | 0 | 0
MC200-B01 | MC200-B01/Z5 | Future Expansion C15a |  |  |  |  | Energy sensor | Z5 |  |  |  | MC200 | LICA |  |  | 0 | 0
MC200-B01 | MC200-B01/Z6 | Future Expansion C15b |  |  |  |  | Energy sensor | Z6 |  |  |  | MC200 | LICA |  |  | 0 | 0
MC200-B01 | MC200-B01/Z7 | LICA Level C Vent Time Zone |  |  |  |  | Energy sensor | Z7 |  |  |  | MC200 | LICA |  |  | 0 | 0
MC200-B01 | MC200-B01/Z8 | Art Studio C20b |  |  |  |  | Energy sensor | Z8 |  |  |  | MC200 | LICA |  |  | 0 | 0
MC200-B01 | MC200-B01/Z9 | Art Studio C29 |  |  |  |  | Energy sensor | Z9 |  |  |  | MC200 | LICA |  |  | 0 | 0
MC202-B13 | MC202-B13/~1 | [5 empty] | Energy sensor | ~1 |  |  |  | MC202 | Charles Carter Building |  |  | 0 | 0
MC202-B13 | MC202-B13/~10 | [5 empty] | Energy sensor | ~10 |  |  |  | MC202 | Charles Carter Building |  |  | 0 | 0
MC202-B13 | MC202-B13/~11 | [5 empty] | Energy sensor | ~11 |  |  |  | MC202 | Charles Carter Building |  |  | 0 | 0
MC202-B13 | MC202-B13/~12 | [5 empty] | Energy sensor | ~12 |  |  |  | MC202 | Charles Carter Building |  |  | 0 | 0
MC202-B13 | MC202-B13/~13 | [5 empty] | Energy sensor | ~13 |  |  |  | MC202 | Charles Carter Building |  |  | 0 | 0
MC202-B13 | MC202-B13/~14 | [5 empty] | Energy sensor | ~14 |  |  |  | MC202 | Charles Carter Building |  |  | 0 | 0
MC202-B13 | MC202-B13/~15 | [5 empty] | Energy sensor | ~15 |  |  |  | MC202 | Charles Carter Building |  |  | 0 | 0
MC202-B13 | MC202-B13/~16 | [5 empty] | Energy sensor | ~16 |  |  |  | MC202 | Charles Carter Building |  |  | 0 | 0
MC202-B13 | MC202-B13/~17 | [5 empty] | Energy sensor | ~17 |  |  |  | MC202 | Charles Carter Building |  |  | 0 | 0
MC202-B13 | MC202-B13/~18 | [5 empty] | Energy sensor | ~18 |  |  |  | MC202 | Charles Carter Building |  |  | 0 | 0
MC202-B13 | MC202-B13/~19 | [5 empty] | Energy sensor | ~19 |  |  |  | MC202 | Charles Carter Building |  |  | 0 | 0
MC202-B13 | MC202-B13/~2 | [5 empty] | Energy sensor | ~2 |  |  |  | MC202 | Charles Carter Building |  |  | 0 | 0
MC202-B13 | MC202-B13/~20 | [5 empty] | Energy sensor | ~20 |  |  |  | MC202 | Charles Carter Building |  |  | 0 | 0
MC202-B13 | MC202-B13/~21 | [5 empty] | Energy sensor | ~21 |  |  |  | MC202 | Charles Carter Building |  |  | 0 | 0
MC202-B13 | MC202-B13/~22 | [5 empty] | Energy sensor | ~22 |  |  |  | MC202 | Charles Carter Building |  |  | 0 | 0
MC202-B13 | MC202-B13/~23 | [5 empty] | Energy sensor | ~23 |  |  |  | MC202 | Charles Carter Building |  |  | 0 | 0
MC202-B13 | MC202-B13/~24 | [5 empty] | Energy sensor | ~24 |  |  |  | MC202 | Charles Carter Building |  |  | 0 | 0
MC202-B13 | MC202-B13/~25 | [5 empty] | Energy sensor | ~25 |  |  |  | MC202 | Charles Carter Building |  |  | 0 | 0
MC202-B13 | MC202-B13/~26 | [5 empty] | Energy sensor | ~26 |  |  |  | MC202 | Charles Carter Building |  |  | 0 | 0
MC202-B13 | MC202-B13/~27 | [5 empty] | Energy sensor | ~27 |  |  |  | MC202 | Charles Carter Building |  |  | 0 | 0
MC202-B13 | MC202-B13/~28 | [5 empty] | Energy sensor | ~28 |  |  |  | MC202 | Charles Carter Building |  |  | 0 | 0
MC202-B13 | MC202-B13/~29 | [5 empty] | Energy sensor | ~29 |  |  |  | MC202 | Charles Carter Building |  |  | 0 | 0
MC202-B13 | MC202-B13/~3 | [5 empty] | Energy sensor | ~3 |  |  |  | MC202 | Charles Carter Building |  |  | 0 | 0
MC202-B13 | MC202-B13/~30 | [5 empty] | Energy sensor | ~30 |  |  |  | MC202 | Charles Carter Building |  |  | 0 | 0
MC202-B13 | MC202-B13/~31 | [5 empty] | Energy sensor | ~31 |  |  |  | MC202 | Charles Carter Building |  |  | 0 | 0
MC202-B13 | MC202-B13/~32 | [5 empty] | Energy sensor | ~32 |  |  |  | MC202 | Charles Carter Building |  |  | 0 | 0
MC202-B13 | MC202-B13/~33 | [5 empty] | Energy sensor | ~33 |  |  |  | MC202 | Charles Carter Building |  |  | 0 | 0
MC202-B13 | MC202-B13/~34 | [5 empty] | Energy sensor | ~34 |  |  |  | MC202 | Charles Carter Building |  |  | 0 | 0
MC202-B13 | MC202-B13/~35 | [5 empty] | Energy sensor | ~35 |  |  |  | MC202 | Charles Carter Building |  |  | 0 | 0
MC202-B13 | MC202-B13/~36 | [5 empty] | Energy sensor | ~36 |  |  |  | MC202 | Charles Carter Building |  |  | 0 | 0
MC202-B13 | MC202-B13/~37 | [5 empty] | Energy sensor | ~37 |  |  |  | MC202 | Charles Carter Building |  |  | 0 | 0
MC202-B13 | MC202-B13/~38 | [5 empty] | Energy sensor | ~38 |  |  |  | MC202 | Charles Carter Building |  |  | 0 | 0
MC202-B13 | MC202-B13/~39 | [5 empty] | Energy sensor | ~39 |  |  |  | MC202 | Charles Carter Building |  |  | 0 | 0
MC202-B13 | MC202-B13/~4 | [5 empty] | Energy sensor | ~4 |  |  |  | MC202 | Charles Carter Building |  |  | 0 | 0
MC202-B13 | MC202-B13/~40 | [5 empty] | Energy sensor | ~40 |  |  |  | MC202 | Charles Carter Building |  |  | 0 | 0
MC202-B13 | MC202-B13/~41 | [5 empty] | Energy sensor | ~41 |  |  |  | MC202 | Charles Carter Building |  |  | 0 | 0
MC202-B13 | MC202-B13/~42 | [5 empty] | Energy sensor | ~42 |  |  |  | MC202 | Charles Carter Building |  |  | 0 | 0
MC202-B13 | MC202-B13/~43 | [5 empty] | Energy sensor | ~43 |  |  |  | MC202 | Charles Carter Building |  |  | 0 | 0
MC202-B13 | MC202-B13/~44 | [5 empty] | Energy sensor | ~44 |  |  |  | MC202 | Charles Carter Building |  |  | 0 | 0
MC202-B13 | MC202-B13/~45 | [5 empty] | Energy sensor | ~45 |  |  |  | MC202 | Charles Carter Building |  |  | 0 | 0
MC202-B13 | MC202-B13/~46 | Adjustments (knobs) |  |  |  |  | Energy sensor | ~46 |  |  |  | MC202 | Charles Carter Building |  |  | 0 | 0
MC202-B13 | MC202-B13/~47 | Adjustments (switches) |  |  |  |  | Energy sensor | ~47 |  |  |  | MC202 | Charles Carter Building |  |  | 0 | 0
MC202-B13 | MC202-B13/~48 | [5 empty] | Energy sensor | ~48 |  |  |  | MC202 | Charles Carter Building |  |  | 0 | 0
MC202-B13 | MC202-B13/~49 | [5 empty] | Energy sensor | ~49 |  |  |  | MC202 | Charles Carter Building |  |  | 0 | 0
MC202-B13 | MC202-B13/~5 | [5 empty] | Energy sensor | ~5 |  |  |  | MC202 | Charles Carter Building |  |  | 0 | 0
MC202-B13 | MC202-B13/~50 | [5 empty] | Energy sensor | ~50 |  |  |  | MC202 | Charles Carter Building |  |  | 0 | 0
MC202-B13 | MC202-B13/~51 | [5 empty] | Energy sensor | ~51 |  |  |  | MC202 | Charles Carter Building |  |  | 0 | 0
MC202-B13 | MC202-B13/~52 | [5 empty] | Energy sensor | ~52 |  |  |  | MC202 | Charles Carter Building |  |  | 0 | 0
MC202-B13 | MC202-B13/~53 | Adjustments (night cool knobs) |  |  |  |  | Energy sensor | ~53 |  |  |  | MC202 | Charles Carter Building |  |  | 0 | 0
MC202-B13 | MC202-B13/~54 | [5 empty] | Energy sensor | ~54 |  |  |  | MC202 | Charles Carter Building |  |  | 0 | 0
MC202-B13 | MC202-B13/~55 | Adjustments |  |  |  |  | Energy sensor | ~55 |  |  |  | MC202 | Charles Carter Building |  |  | 0 | 0
MC202-B13 | MC202-B13/~56 | Knobs |  |  |  |  | Energy sensor | ~56 |  |  |  | MC202 | Charles Carter Building |  |  | 0 | 0
MC202-B13 | MC202-B13/~57 | Switches |  |  |  |  | Energy sensor | ~57 |  |  |  | MC202 | Charles Carter Building |  |  | 0 | 0
MC202-B13 | MC202-B13/~58 | [5 empty] | Energy sensor | ~58 |  |  |  | MC202 | Charles Carter Building |  |  | 0 | 0
MC202-B13 | MC202-B13/~59 | [5 empty] | Energy sensor | ~59 |  |  |  | MC202 | Charles Carter Building |  |  | 0 | 0
MC202-B13 | MC202-B13/~6 | [5 empty] | Energy sensor | ~6 |  |  |  | MC202 | Charles Carter Building |  |  | 0 | 0
MC202-B13 | MC202-B13/~60 | [5 empty] | Energy sensor | ~60 |  |  |  | MC202 | Charles Carter Building |  |  | 0 | 0
MC202-B13 | MC202-B13/~7 | [5 empty] | Energy sensor | ~7 |  |  |  | MC202 | Charles Carter Building |  |  | 0 | 0
MC202-B13 | MC202-B13/~8 | [5 empty] | Energy sensor | ~8 |  |  |  | MC202 | Charles Carter Building |  |  | 0 | 0
MC202-B13 | MC202-B13/~9 | [5 empty] | Energy sensor | ~9 |  |  |  | MC202 | Charles Carter Building |  |  | 0 | 0
MC202-B13 | MC202-B13/A14 | Outside air temperature |  |  | Degrees Celsius |  | Energy sensor | A14 |  |  |  | MC202 | Charles Carter Building |  |  | 0 | 0
MC202-B13 | MC202-B13/B1 | Frost from MCP |  |  |  |  | Energy sensor | B1 |  |  |  | MC202 | Charles Carter Building |  |  | 0 | 0
MC202-B13 | MC202-B13/B2 | Remote signals |  |  |  |  | Energy sensor | B2 |  |  |  | MC202 | Charles Carter Building |  |  | 0 | 0
MC202-B13 | MC202-B13/C1 | Virtual CNC 1 |  |  |  |  | Energy sensor | C1 |  |  |  | MC202 | Charles Carter Building |  |  | 0 | 0
MC202-B13 | MC202-B13/D1 | Unit enable and fresh air damper |  |  |  |  | Energy sensor | D1 |  |  |  | MC202 | Charles Carter Building | D02b,D02a |  | 0 | 0
MC202-B13 | MC202-B13/D2 | Bypass damper |  |  | 0 = Closed , 1 = Open |  | Energy sensor | D2 |  |  |  | MC202 | Charles Carter Building | D02b,D02a |  | 0 | 0
MC202-B13 | MC202-B13/D4 | Heating valve |  |  |  |  | Energy sensor | D4 |  |  |  | MC202 | Charles Carter Building | D02b,D02a |  | 0 | 0
MC202-B13 | MC202-B13/D5 | Supply fan speed |  |  | RPM |  | Energy sensor | D5 |  |  |  | MC202 | Charles Carter Building | D02b,D02a |  | 0 | 0
MC202-B13 | MC202-B13/D6 | Extract fan speed |  |  | RPM |  | Energy sensor | D6 |  |  |  | MC202 | Charles Carter Building | D02b,D02a |  | 0 | 0
MC202-B13 | MC202-B13/e1 | 963 Supervisor |  |  |  |  | Energy sensor | e1 |  |  |  | MC202 | Charles Carter Building |  |  | 0 | 0
MC202-B13 | MC202-B13/F1 | Function 1 |  |  |  |  | Energy sensor | F1 |  |  |  | MC202 | Charles Carter Building |  |  | 0 | 0
MC202-B13 | MC202-B13/F10 | Function 10 |  |  |  |  | Energy sensor | F10 |  |  |  | MC202 | Charles Carter Building |  |  | 0 | 0
MC202-B13 | MC202-B13/F11 | Function 11 |  |  |  |  | Energy sensor | F11 |  |  |  | MC202 | Charles Carter Building |  |  | 0 | 0
MC202-B13 | MC202-B13/F12 | Function 12 |  |  |  |  | Energy sensor | F12 |  |  |  | MC202 | Charles Carter Building |  |  | 0 | 0
MC202-B13 | MC202-B13/F13 | Function 13 |  |  |  |  | Energy sensor | F13 |  |  |  | MC202 | Charles Carter Building |  |  | 0 | 0
MC202-B13 | MC202-B13/F14 | Auto boost setpoint exceeded |  |  |  |  | Energy sensor | F14 |  |  |  | MC202 | Charles Carter Building |  |  | 0 | 0
MC202-B13 | MC202-B13/F15 | Function 15 |  |  |  |  | Energy sensor | F15 |  |  |  | MC202 | Charles Carter Building |  |  | 0 | 0
MC202-B13 | MC202-B13/F16 | Function 16 |  |  |  |  | Energy sensor | F16 |  |  |  | MC202 | Charles Carter Building |  |  | 0 | 0
MC202-B13 | MC202-B13/F17 | Function 17 |  |  |  |  | Energy sensor | F17 |  |  |  | MC202 | Charles Carter Building |  |  | 0 | 0
MC202-B13 | MC202-B13/F18 | Function 18 |  |  |  |  | Energy sensor | F18 |  |  |  | MC202 | Charles Carter Building |  |  | 0 | 0
MC202-B13 | MC202-B13/F19 | Supply fan speed |  |  | RPM |  | Energy sensor | F19 |  |  |  | MC202 | Charles Carter Building |  |  | 0 | 0
MC202-B13 | MC202-B13/F2 | Function 2 |  |  |  |  | Energy sensor | F2 |  |  |  | MC202 | Charles Carter Building |  |  | 0 | 0
MC202-B13 | MC202-B13/F20 | Function 20 |  |  |  |  | Energy sensor | F20 |  |  |  | MC202 | Charles Carter Building |  |  | 0 | 0
MC202-B13 | MC202-B13/F21 | Function 21 |  |  |  |  | Energy sensor | F21 |  |  |  | MC202 | Charles Carter Building |  |  | 0 | 0
MC202-B13 | MC202-B13/F22 | Function 22 |  |  |  |  | Energy sensor | F22 |  |  |  | MC202 | Charles Carter Building |  |  | 0 | 0
MC202-B13 | MC202-B13/F23 | Function 23 |  |  |  |  | Energy sensor | F23 |  |  |  | MC202 | Charles Carter Building |  |  | 0 | 0
MC202-B13 | MC202-B13/F24 | Function 24 |  |  |  |  | Energy sensor | F24 |  |  |  | MC202 | Charles Carter Building |  |  | 0 | 0
MC202-B13 | MC202-B13/F25 | Function 25 |  |  |  |  | Energy sensor | F25 |  |  |  | MC202 | Charles Carter Building |  |  | 0 | 0
MC202-B13 | MC202-B13/F26 | Function 26 |  |  |  |  | Energy sensor | F26 |  |  |  | MC202 | Charles Carter Building |  |  | 0 | 0
MC202-B13 | MC202-B13/F27 | Function 27 |  |  |  |  | Energy sensor | F27 |  |  |  | MC202 | Charles Carter Building |  |  | 0 | 0
MC202-B13 | MC202-B13/F28 | Function 28 |  |  |  |  | Energy sensor | F28 |  |  |  | MC202 | Charles Carter Building |  |  | 0 | 0
MC202-B13 | MC202-B13/F29 | Full Fresh Air [Clg] |  |  |  |  | Energy sensor | F29 |  |  |  | MC202 | Charles Carter Building |  |  | 0 | 0
MC202-B13 | MC202-B13/F3 | Function 3 |  |  |  |  | Energy sensor | F3 |  |  |  | MC202 | Charles Carter Building |  |  | 0 | 0
MC202-B13 | MC202-B13/F30 | Function 30 |  |  |  |  | Energy sensor | F30 |  |  |  | MC202 | Charles Carter Building |  |  | 0 | 0
MC202-B13 | MC202-B13/F31 | Function 31 |  |  |  |  | Energy sensor | F31 |  |  |  | MC202 | Charles Carter Building |  |  | 0 | 0
MC202-B13 | MC202-B13/F32 | Function 32 |  |  |  |  | Energy sensor | F32 |  |  |  | MC202 | Charles Carter Building |  |  | 0 | 0
MC202-B13 | MC202-B13/F33 | Function 33 |  |  |  |  | Energy sensor | F33 |  |  |  | MC202 | Charles Carter Building |  |  | 0 | 0
MC202-B13 | MC202-B13/F34 | Function 34 |  |  |  |  | Energy sensor | F34 |  |  |  | MC202 | Charles Carter Building |  |  | 0 | 0
MC202-B13 | MC202-B13/F35 | Function 35 |  |  |  |  | Energy sensor | F35 |  |  |  | MC202 | Charles Carter Building |  |  | 0 | 0
MC202-B13 | MC202-B13/F36 | Function 36 |  |  |  |  | Energy sensor | F36 |  |  |  | MC202 | Charles Carter Building |  |  | 0 | 0
MC202-B13 | MC202-B13/F37 | Function 37 |  |  |  |  | Energy sensor | F37 |  |  |  | MC202 | Charles Carter Building |  |  | 0 | 0
MC202-B13 | MC202-B13/F38 | Function 38 |  |  |  |  | Energy sensor | F38 |  |  |  | MC202 | Charles Carter Building |  |  | 0 | 0
MC202-B13 | MC202-B13/F39 | Extract fan speed |  |  | RPM |  | Energy sensor | F39 |  |  |  | MC202 | Charles Carter Building |  |  | 0 | 0
MC202-B13 | MC202-B13/F4 | Function 4 |  |  |  |  | Energy sensor | F4 |  |  |  | MC202 | Charles Carter Building |  |  | 0 | 0
MC202-B13 | MC202-B13/F40 | Function 40 |  |  |  |  | Energy sensor | F40 |  |  |  | MC202 | Charles Carter Building |  |  | 0 | 0
MC202-B13 | MC202-B13/F41 | Function 41 |  |  |  |  | Energy sensor | F41 |  |  |  | MC202 | Charles Carter Building |  |  | 0 | 0
MC202-B13 | MC202-B13/F42 | Function 42 |  |  |  |  | Energy sensor | F42 |  |  |  | MC202 | Charles Carter Building |  |  | 0 | 0
MC202-B13 | MC202-B13/F43 | Function 43 |  |  |  |  | Energy sensor | F43 |  |  |  | MC202 | Charles Carter Building |  |  | 0 | 0
MC202-B13 | MC202-B13/F44 | Function 44 |  |  |  |  | Energy sensor | F44 |  |  |  | MC202 | Charles Carter Building |  |  | 0 | 0
MC202-B13 | MC202-B13/F45 | Function 45 |  |  |  |  | Energy sensor | F45 |  |  |  | MC202 | Charles Carter Building |  |  | 0 | 0
MC202-B13 | MC202-B13/F47 | Function 47 |  |  |  |  | Energy sensor | F47 |  |  |  | MC202 | Charles Carter Building |  |  | 0 | 0
MC202-B13 | MC202-B13/F48 | Function 48 |  |  |  |  | Energy sensor | F48 |  |  |  | MC202 | Charles Carter Building |  |  | 0 | 0
MC202-B13 | MC202-B13/F6 | Function 6 |  |  |  |  | Energy sensor | F6 |  |  |  | MC202 | Charles Carter Building |  |  | 0 | 0
MC202-B13 | MC202-B13/F7 | Function 7 |  |  |  |  | Energy sensor | F7 |  |  |  | MC202 | Charles Carter Building |  |  | 0 | 0
MC202-B13 | MC202-B13/F8 | Fan speed (heating) |  |  |  |  | Energy sensor | F8 |  |  |  | MC202 | Charles Carter Building |  |  | 0 | 0
MC202-B13 | MC202-B13/F9 | Function 9 |  |  |  |  | Energy sensor | F9 |  |  |  | MC202 | Charles Carter Building |  |  | 0 | 0
MC202-B13 | MC202-B13/G1 | Logic 1 |  |  |  |  | Energy sensor | G1 |  |  |  | MC202 | Charles Carter Building |  |  | 0 | 0
MC202-B13 | MC202-B13/G10 | Logic 10 |  |  |  |  | Energy sensor | G10 |  |  |  | MC202 | Charles Carter Building |  |  | 0 | 0
MC202-B13 | MC202-B13/G11 | Logic 11 |  |  |  |  | Energy sensor | G11 |  |  |  | MC202 | Charles Carter Building |  |  | 0 | 0
MC202-B13 | MC202-B13/G12 | Logic 12 |  |  |  |  | Energy sensor | G12 |  |  |  | MC202 | Charles Carter Building |  |  | 0 | 0
MC202-B13 | MC202-B13/G13 | Logic 13 |  |  |  |  | Energy sensor | G13 |  |  |  | MC202 | Charles Carter Building |  |  | 0 | 0
MC202-B13 | MC202-B13/G14 | Boost mode |  |  |  |  | Energy sensor | G14 |  |  |  | MC202 | Charles Carter Building |  |  | 0 | 0
MC202-B13 | MC202-B13/G15 | Logic 15 |  |  |  |  | Energy sensor | G15 |  |  |  | MC202 | Charles Carter Building |  |  | 0 | 0
MC202-B13 | MC202-B13/G16 | Logic 16 |  |  |  |  | Energy sensor | G16 |  |  |  | MC202 | Charles Carter Building |  |  | 0 | 0
MC202-B13 | MC202-B13/G17 | Occ Htg SP Achieved [Full FA] |  |  |  |  | Energy sensor | G17 |  |  |  | MC202 | Charles Carter Building |  |  | 0 | 0
MC202-B13 | MC202-B13/G18 | Logic 18 |  |  |  |  | Energy sensor | G18 |  |  |  | MC202 | Charles Carter Building |  |  | 0 | 0
MC202-B13 | MC202-B13/G19 | Logic 19 |  |  |  |  | Energy sensor | G19 |  |  |  | MC202 | Charles Carter Building |  |  | 0 | 0
MC202-B13 | MC202-B13/G2 | Logic 2 |  |  |  |  | Energy sensor | G2 |  |  |  | MC202 | Charles Carter Building |  |  | 0 | 0
MC202-B13 | MC202-B13/G20 | Logic 20 |  |  |  |  | Energy sensor | G20 |  |  |  | MC202 | Charles Carter Building |  |  | 0 | 0
MC202-B13 | MC202-B13/G21 | Logic 21 |  |  |  |  | Energy sensor | G21 |  |  |  | MC202 | Charles Carter Building |  |  | 0 | 0
MC202-B13 | MC202-B13/G22 | Logic 22 |  |  |  |  | Energy sensor | G22 |  |  |  | MC202 | Charles Carter Building |  |  | 0 | 0
MC202-B13 | MC202-B13/G23 | Logic 23 |  |  |  |  | Energy sensor | G23 |  |  |  | MC202 | Charles Carter Building |  |  | 0 | 0
MC202-B13 | MC202-B13/G24 | Bypass damper control |  |  | 0 = Closed , 1 = Open |  | Energy sensor | G24 |  |  |  | MC202 | Charles Carter Building |  |  | 0 | 0
MC202-B13 | MC202-B13/G25 | Logic 25 |  |  |  |  | Energy sensor | G25 |  |  |  | MC202 | Charles Carter Building |  |  | 0 | 0
MC202-B13 | MC202-B13/G26 | Supply fan max speed |  |  | RPM |  | Energy sensor | G26 |  |  |  | MC202 | Charles Carter Building |  |  | 0 | 0
MC202-B13 | MC202-B13/G27 | Logic 27 |  |  |  |  | Energy sensor | G27 |  |  |  | MC202 | Charles Carter Building |  |  | 0 | 0
MC202-B13 | MC202-B13/G28 | Logic 28 |  |  |  |  | Energy sensor | G28 |  |  |  | MC202 | Charles Carter Building |  |  | 0 | 0
MC202-B13 | MC202-B13/G29 | Logic 29 |  |  |  |  | Energy sensor | G29 |  |  |  | MC202 | Charles Carter Building |  |  | 0 | 0
MC202-B13 | MC202-B13/G3 | Logic 3 |  |  |  |  | Energy sensor | G3 |  |  |  | MC202 | Charles Carter Building |  |  | 0 | 0
MC202-B13 | MC202-B13/G30 | Logic 30 |  |  |  |  | Energy sensor | G30 |  |  |  | MC202 | Charles Carter Building |  |  | 0 | 0
MC202-B13 | MC202-B13/G31 | Logic 31 |  |  |  |  | Energy sensor | G31 |  |  |  | MC202 | Charles Carter Building |  |  | 0 | 0
MC202-B13 | MC202-B13/G32 | Logic 32 |  |  |  |  | Energy sensor | G32 |  |  |  | MC202 | Charles Carter Building |  |  | 0 | 0
MC202-B13 | MC202-B13/G33 | Logic 33 |  |  |  |  | Energy sensor | G33 |  |  |  | MC202 | Charles Carter Building |  |  | 0 | 0
MC202-B13 | MC202-B13/G34 | Logic 34 |  |  |  |  | Energy sensor | G34 |  |  |  | MC202 | Charles Carter Building |  |  | 0 | 0
MC202-B13 | MC202-B13/G35 | Remote night cooling available |  |  | 0 = No, 1 = Yes |  | Energy sensor | G35 |  |  |  | MC202 | Charles Carter Building |  |  | 0 | 0
MC202-B13 | MC202-B13/G36 | Logic 36 |  |  |  |  | Energy sensor | G36 |  |  |  | MC202 | Charles Carter Building |  |  | 0 | 0
MC202-B13 | MC202-B13/G37 | Logic 37 |  |  |  |  | Energy sensor | G37 |  |  |  | MC202 | Charles Carter Building |  |  | 0 | 0
MC202-B13 | MC202-B13/G38 | Logic 38 |  |  |  |  | Energy sensor | G38 |  |  |  | MC202 | Charles Carter Building |  |  | 0 | 0
MC202-B13 | MC202-B13/G4 | Logic 4 |  |  |  |  | Energy sensor | G4 |  |  |  | MC202 | Charles Carter Building |  |  | 0 | 0
MC202-B13 | MC202-B13/G5 | Timeclock enable |  |  | 0 = No, 1 = Yes |  | Energy sensor | G5 |  |  |  | MC202 | Charles Carter Building |  |  | 0 | 0
MC202-B13 | MC202-B13/G6 | Class vent required |  |  | 0 = No, 1 = Yes |  | Energy sensor | G6 |  |  |  | MC202 | Charles Carter Building |  |  | 0 | 0
MC202-B13 | MC202-B13/G7 | Logic 7 |  |  |  |  | Energy sensor | G7 |  |  |  | MC202 | Charles Carter Building |  |  | 0 | 0
MC202-B13 | MC202-B13/G8 | Logic 8 |  |  |  |  | Energy sensor | G8 |  |  |  | MC202 | Charles Carter Building |  |  | 0 | 0
MC202-B13 | MC202-B13/G9 | Class vent enable |  |  | 0 = No, 1 = Yes |  | Energy sensor | G9 |  |  |  | MC202 | Charles Carter Building |  |  | 0 | 0
MC202-B13 | MC202-B13/I1 | Forced Cooling Required |  |  |  |  | Energy sensor | I1 |  |  |  | MC202 | Charles Carter Building | D02b,D02a |  | 0 | 0
MC202-B13 | MC202-B13/I11 | Filter dirty |  |  | 0 = No, 1 = Yes |  | Energy sensor | I11 |  |  |  | MC202 | Charles Carter Building | D02b,D02a |  | 0 | 0
MC202-B13 | MC202-B13/I12 | Supply fan inverter status |  |  |  |  | Energy sensor | I12 |  |  |  | MC202 | Charles Carter Building | D02b,D02a |  | 0 | 0
MC202-B13 | MC202-B13/I13 | Extract fan inverter status |  |  |  |  | Energy sensor | I13 |  |  |  | MC202 | Charles Carter Building | D02b,D02a |  | 0 | 0
MC202-B13 | MC202-B13/I14 | Condensate pump alarm |  |  | 0 = No, 1 = Yes |  | Energy sensor | I14 |  |  |  | MC202 | Charles Carter Building | D02b,D02a |  | 0 | 0
MC202-B13 | MC202-B13/I15 | Unit occupancy |  |  |  |  | Energy sensor | I15 |  |  |  | MC202 | Charles Carter Building | D02b,D02a |  | 0 | 0
MC202-B13 | MC202-B13/I16 | Room frost protection |  |  |  |  | Energy sensor | I16 |  |  |  | MC202 | Charles Carter Building | D02b,D02a |  | 0 | 0
MC202-B13 | MC202-B13/I17 | Staff boost mode |  |  | 0 = Off, 1 = On |  | Energy sensor | I17 |  |  |  | MC202 | Charles Carter Building | D02b,D02a |  | 0 | 0
MC202-B13 | MC202-B13/I18 | Auto boost mode |  |  | 0 = Off, 1 = On |  | Energy sensor | I18 |  |  |  | MC202 | Charles Carter Building | D02b,D02a |  | 0 | 0
MC202-B13 | MC202-B13/I19 | Night cooling |  |  | 0 = Off, 1 = On |  | Energy sensor | I19 |  |  |  | MC202 | Charles Carter Building | D02b,D02a |  | 0 | 0
MC202-B13 | MC202-B13/I20 | Full fresh air |  |  | 0 = Off, 1 = On |  | Energy sensor | I20 |  |  |  | MC202 | Charles Carter Building | D02b,D02a |  | 0 | 0
MC202-B13 | MC202-B13/I21 | Open bypass damper |  |  | 0 = Closed , 1 = Open |  | Energy sensor | I21 |  |  |  | MC202 | Charles Carter Building | D02b,D02a |  | 0 | 0
MC202-B13 | MC202-B13/I22 | Unit freeze protection |  |  |  |  | Energy sensor | I22 |  |  |  | MC202 | Charles Carter Building | D02b,D02a |  | 0 | 0
MC202-B13 | MC202-B13/I23 | Supply fan fault |  |  | 0 = No, 1 = Yes |  | Energy sensor | I23 |  |  |  | MC202 | Charles Carter Building | D02b,D02a |  | 0 | 0
MC202-B13 | MC202-B13/I24 | Extract fan fault |  |  | 0 = No, 1 = Yes |  | Energy sensor | I24 |  |  |  | MC202 | Charles Carter Building | D02b,D02a |  | 0 | 0
MC202-B13 | MC202-B13/I25 | Class vent enable |  |  | 0 = Off, 1 = On |  | Energy sensor | I25 |  |  |  | MC202 | Charles Carter Building | D02b,D02a |  | 0 | 0
MC202-B13 | MC202-B13/I30 | Common fault signal |  |  | 0 = No fault, 1 = Fault |  | Energy sensor | I30 |  |  |  | MC202 | Charles Carter Building | D02b,D02a |  | 0 | 0
MC202-B13 | MC202-B13/I5 | On-Off selector |  |  | 0 = Off, 1 = On |  | Energy sensor | I5 |  |  |  | MC202 | Charles Carter Building | D02b,D02a |  | 0 | 0
MC202-B13 | MC202-B13/I6 | Frost thermostat trip |  |  |  |  | Energy sensor | I6 |  |  |  | MC202 | Charles Carter Building | D02b,D02a |  | 0 | 0
MC202-B13 | MC202-B13/K1 | Spare |  |  |  |  | Energy sensor | K1 |  |  |  | MC202 | Charles Carter Building | D02b,D02a |  | 0 | 0
MC202-B13 | MC202-B13/K10 | Extract fan min speed |  |  | RPM |  | Energy sensor | K10 |  |  |  | MC202 | Charles Carter Building | D02b,D02a |  | 0 | 0
MC202-B13 | MC202-B13/K11 | Extract fan max speed |  |  | RPM |  | Energy sensor | K11 |  |  |  | MC202 | Charles Carter Building | D02b,D02a |  | 0 | 0
MC202-B13 | MC202-B13/K12 | Spare |  |  |  |  | Energy sensor | K12 |  |  |  | MC202 | Charles Carter Building | D02b,D02a |  | 0 | 0
MC202-B13 | MC202-B13/K14 | Occupancy CO2 level |  |  | Parts per million |  | Energy sensor | K14 |  |  |  | MC202 | Charles Carter Building | D02b,D02a |  | 0 | 0
MC202-B13 | MC202-B13/K15 | Outside air night cooling level |  |  | Degrees Celsius |  | Energy sensor | K15 |  |  |  | MC202 | Charles Carter Building | D02b,D02a |  | 0 | 0
MC202-B13 | MC202-B13/K16 | Supply air high limit |  |  |  |  | Energy sensor | K16 |  |  |  | MC202 | Charles Carter Building | D02b,D02a |  | 0 | 0
MC202-B13 | MC202-B13/K17 | Supply fan minimum speed |  |  | RPM |  | Energy sensor | K17 |  |  |  | MC202 | Charles Carter Building | D02b,D02a |  | 0 | 0
MC202-B13 | MC202-B13/K18 | Supply fan max speed |  |  | RPM |  | Energy sensor | K18 |  |  |  | MC202 | Charles Carter Building | D02b,D02a |  | 0 | 0
MC202-B13 | MC202-B13/K19 | Supply fan startup speed |  |  | RPM |  | Energy sensor | K19 |  |  |  | MC202 | Charles Carter Building | D02b,D02a |  | 0 | 0
MC202-B13 | MC202-B13/K2 | Unit freeze protection |  |  |  |  | Energy sensor | K2 |  |  |  | MC202 | Charles Carter Building | D02b,D02a |  | 0 | 0
MC202-B13 | MC202-B13/K20 | Extract fan startup speed |  |  | RPM |  | Energy sensor | K20 |  |  |  | MC202 | Charles Carter Building | D02b,D02a |  | 0 | 0
MC202-B13 | MC202-B13/K21 | Night time cooling supply fan speed |  |  | RPM |  | Energy sensor | K21 |  |  |  | MC202 | Charles Carter Building | D02b,D02a |  | 0 | 0
MC202-B13 | MC202-B13/K22 | Night time cooling extract fan speed |  |  | RPM |  | Energy sensor | K22 |  |  |  | MC202 | Charles Carter Building | D02b,D02a |  | 0 | 0
MC202-B13 | MC202-B13/K23 | Night time cool temperature setpoint |  |  | Degrees Celsius |  | Energy sensor | K23 |  |  |  | MC202 | Charles Carter Building | D02b,D02a |  | 0 | 0
MC202-B13 | MC202-B13/K24 | Night cooling supply air low limit |  |  |  |  | Energy sensor | K24 |  |  |  | MC202 | Charles Carter Building | D02b,D02a |  | 0 | 0
MC202-B13 | MC202-B13/K3 | Room frost protection |  |  |  |  | Energy sensor | K3 |  |  |  | MC202 | Charles Carter Building | D02b,D02a |  | 0 | 0
MC202-B13 | MC202-B13/K4 | Spare |  |  |  |  | Energy sensor | K4 |  |  |  | MC202 | Charles Carter Building | D02b,D02a |  | 0 | 0
MC202-B13 | MC202-B13/K5 | Occupancy heating temperature setpoint |  |  | Degrees Celsius |  | Energy sensor | K5 |  |  |  | MC202 | Charles Carter Building | D02b,D02a |  | 0 | 0
MC202-B13 | MC202-B13/K6 | OccupancyClgTempSP |  |  | Degrees Celsius |  | Energy sensor | K6 |  |  |  | MC202 | Charles Carter Building | D02b,D02a |  | 0 | 0
MC202-B13 | MC202-B13/K7 | Free cooling temperature setpoint |  |  | Degrees Celsius |  | Energy sensor | K7 |  |  |  | MC202 | Charles Carter Building | D02b,D02a |  | 0 | 0
MC202-B13 | MC202-B13/K8 | Spare |  |  |  |  | Energy sensor | K8 |  |  |  | MC202 | Charles Carter Building | D02b,D02a |  | 0 | 0
MC202-B13 | MC202-B13/K9 | Supply air low limit |  |  |  |  | Energy sensor | K9 |  |  |  | MC202 | Charles Carter Building | D02b,D02a |  | 0 | 0
MC202-B13 | MC202-B13/L1 | Loop 1 |  |  |  |  | Energy sensor | L1 |  |  |  | MC202 | Charles Carter Building | D02b,D02a |  | 0 | 0
MC202-B13 | MC202-B13/L2 | Supply air low limit |  |  |  |  | Energy sensor | L2 |  |  |  | MC202 | Charles Carter Building | D02b,D02a |  | 0 | 0
MC202-B13 | MC202-B13/L3 | Fan Speed [CO2] |  |  |  |  | Energy sensor | L3 |  |  |  | MC202 | Charles Carter Building | D02b,D02a |  | 0 | 0
MC202-B13 | MC202-B13/L4 | Fan Speed [Clg] |  |  |  |  | Energy sensor | L4 |  |  |  | MC202 | Charles Carter Building | D02b,D02a |  | 0 | 0
MC202-B13 | MC202-B13/L5 | Loop 5 |  |  |  |  | Energy sensor | L5 |  |  |  | MC202 | Charles Carter Building | D02b,D02a |  | 0 | 0
MC202-B13 | MC202-B13/L6 | Loop 6 |  |  |  |  | Energy sensor | L6 |  |  |  | MC202 | Charles Carter Building | D02b,D02a |  | 0 | 0
MC202-B13 | MC202-B13/n1 | Waterside |  |  |  |  | Energy sensor | n1 |  |  |  | MC202 | Charles Carter Building |  |  | 0 | 0
MC202-B13 | MC202-B13/N1 | IC Comms 1 |  |  |  |  | Energy sensor | N1 |  |  |  | MC202 | Charles Carter Building |  |  | 0 | 0
MC202-B13 | MC202-B13/N2 | IC Comms 2 |  |  |  |  | Energy sensor | N2 |  |  |  | MC202 | Charles Carter Building |  |  | 0 | 0
MC202-B13 | MC202-B13/o1 | Alarm Route 1 |  |  |  |  | Energy sensor | o1 |  |  |  | MC202 | Charles Carter Building |  |  | 0 | 0
MC202-B13 | MC202-B13/P1 | Supply air temperature |  |  | Degrees Celsius |  | Energy sensor | P1 |  |  |  | MC202 | Charles Carter Building |  |  | 0 | 0
MC202-B13 | MC202-B13/P11 | Class vent heating demand |  |  |  |  | Energy sensor | P11 |  |  |  | MC202 | Charles Carter Building |  |  | 0 | 0
MC202-B13 | MC202-B13/P12 | Supply fan speed |  |  | RPM |  | Energy sensor | P12 |  |  |  | MC202 | Charles Carter Building |  |  | 0 | 0
MC202-B13 | MC202-B13/P13 | Extract fan speed |  |  | RPM |  | Energy sensor | P13 |  |  |  | MC202 | Charles Carter Building |  |  | 0 | 0
MC202-B13 | MC202-B13/P14 | Outside air temperature |  |  | Degrees Celsius |  | Energy sensor | P14 |  |  |  | MC202 | Charles Carter Building |  |  | 0 | 0
MC202-B13 | MC202-B13/P15 | Bypass damper |  |  | 0 = Closed , 1 = Open |  | Energy sensor | P15 |  |  |  | MC202 | Charles Carter Building |  |  | 0 | 0
MC202-B13 | MC202-B13/P2 | Return temperature |  |  | Degrees Celsius |  | Energy sensor | P2 |  |  |  | MC202 | Charles Carter Building |  |  | 0 | 0
MC202-B13 | MC202-B13/P3 | Extract CO2 level |  |  | Parts per million |  | Energy sensor | P3 |  |  |  | MC202 | Charles Carter Building |  |  | 0 | 0
MC202-B13 | MC202-B13/P4 | DIM Module |  |  |  |  | Energy sensor | P4 |  |  |  | MC202 | Charles Carter Building |  |  | 0 | 0
MC202-B13 | MC202-B13/P5 | Common fault signal |  |  | 0 = No fault, 1 = Fault |  | Energy sensor | P5 |  |  |  | MC202 | Charles Carter Building |  |  | 0 | 0
MC202-B13 | MC202-B13/P6 | Common fault signal |  |  | 0 = No fault, 1 = Fault |  | Energy sensor | P6 |  |  |  | MC202 | Charles Carter Building |  |  | 0 | 0
MC202-B13 | MC202-B13/Q1 | Sequence Table 1 |  |  |  |  | Energy sensor | Q1 |  |  |  | MC202 | Charles Carter Building |  |  | 0 | 0
MC202-B13 | MC202-B13/S1 | Supply air temperature |  |  | Degrees Celsius |  | Energy sensor | S1 |  |  |  | MC202 | Charles Carter Building | D02b,D02a |  | 0 | 0
MC202-B13 | MC202-B13/S11 | Class vent heating demand |  |  |  |  | Energy sensor | S11 |  |  |  | MC202 | Charles Carter Building | D02b,D02a |  | 0 | 0
MC202-B13 | MC202-B13/S12 | Supply fan speed |  |  | RPM |  | Energy sensor | S12 |  |  |  | MC202 | Charles Carter Building | D02b,D02a |  | 0 | 0
MC202-B13 | MC202-B13/S13 | Extract fan speed |  |  | RPM |  | Energy sensor | S13 |  |  |  | MC202 | Charles Carter Building | D02b,D02a |  | 0 | 0
MC202-B13 | MC202-B13/S14 | Outside air temperature |  |  | Degrees Celsius |  | Energy sensor | S14 |  |  |  | MC202 | Charles Carter Building | D02b,D02a |  | 0 | 0
MC202-B13 | MC202-B13/S15 | Bypass damper |  |  | 0 = Closed , 1 = Open |  | Energy sensor | S15 |  |  |  | MC202 | Charles Carter Building | D02b,D02a |  | 0 | 0
MC202-B13 | MC202-B13/S2 | Return temperature |  |  | Degrees Celsius |  | Energy sensor | S2 |  |  |  | MC202 | Charles Carter Building | D02b,D02a |  | 0 | 0
MC202-B13 | MC202-B13/S3 | Extract CO2 level |  |  | Parts per million |  | Energy sensor | S3 |  |  |  | MC202 | Charles Carter Building | D02b,D02a |  | 0 | 0
MC202-B13 | MC202-B13/S4 | DIM Module |  |  |  |  | Energy sensor | S4 |  |  |  | MC202 | Charles Carter Building | D02b,D02a |  | 0 | 0
MC202-B13 | MC202-B13/V1 | [5 empty] | Energy sensor | V1 |  |  |  | MC202 | Charles Carter Building |  |  | 0 | 0
MC202-B13 | MC202-B13/W2 | Commissioning mode |  |  | 0 = Off, 1 = On |  | Energy sensor | W2 |  |  |  | MC202 | Charles Carter Building | D02b,D02a |  | 0 | 0
MC202-B13 | MC202-B13/W3 | Enable boost mode |  |  | 0 = Off, 1 = On |  | Energy sensor | W3 |  |  |  | MC202 | Charles Carter Building | D02b,D02a |  | 0 | 0
MC202-B13 | MC202-B13/W4 | Freeze protection reset |  |  | 0 = Off, 1 = On |  | Energy sensor | W4 |  |  |  | MC202 | Charles Carter Building | D02b,D02a |  | 0 | 0
MC202-B13 | MC202-B13/W5 | Enable alarms |  |  | 0 = Off, 1 = On |  | Energy sensor | W5 |  |  |  | MC202 | Charles Carter Building | D02b,D02a |  | 0 | 0
MC202-B13 | MC202-B13/W6 | Manual off |  |  |  |  | Energy sensor | W6 |  |  |  | MC202 | Charles Carter Building | D02b,D02a |  | 0 | 0
MC202-B13 | MC202-B13/Y1 | Trend Thermistor |  |  |  |  | Energy sensor | Y1 |  |  |  | MC202 | Charles Carter Building |  |  | 0 | 0
MC202-B13 | MC202-B13/Y2 | CO2 V |  |  |  |  | Energy sensor | Y2 |  |  |  | MC202 | Charles Carter Building |  |  | 0 | 0
MC202-B13 | MC202-B13/Y3 | 4DIX V |  |  |  |  | Energy sensor | Y3 |  |  |  | MC202 | Charles Carter Building |  |  | 0 | 0
MC202-B13 | MC202-B13/Z1 | Local time clock |  |  |  |  | Energy sensor | Z1 |  |  |  | MC202 | Charles Carter Building | D02b,D02a |  | 0 | 0
MC046-B01 | MC046-B01/A1 | Learning Zone - Zone 1 Temp |  |  | Degrees Celsius |  | Energy sensor | A1 |  |  |  | MC046 | Bowland Main |  |  | 0 | 0
MC046-B01 | MC046-B01/A101 | Outside air temperature |  |  | Degrees Celsius |  | Energy sensor | A101 |  |  |  | MC046 | Bowland Main |  |  | 0 | 0
MC046-B01 | MC046-B01/A2 | Learning Zone - Zone 2 Temp |  |  | Degrees Celsius |  | Energy sensor | A2 |  |  |  | MC046 | Bowland Main |  |  | 0 | 0
MC046-B01 | MC046-B01/A3 | Learning Zone - Zone 3 Temp |  |  | Degrees Celsius |  | Energy sensor | A3 |  |  |  | MC046 | Bowland Main |  |  | 0 | 0
MC046-B01 | MC046-B01/C1 | Virtual CNC 1 |  |  |  |  | Energy sensor | C1 |  |  |  | MC046 | Bowland Main |  |  | 0 | 0
MC046-B01 | MC046-B01/D10 | Office VT valve |  |  |  |  | Energy sensor | D10 |  |  |  | MC046 | Bowland Main |  |  | 0 | 0
MC046-B01 | MC046-B01/D11 | P3 Enable 2RM |  |  |  |  | Energy sensor | D11 |  |  |  | MC046 | Bowland Main |  |  | 0 | 0
MC046-B01 | MC046-B01/D12 | P4 Enable 2RM |  |  |  |  | Energy sensor | D12 |  |  |  | MC046 | Bowland Main |  |  | 0 | 0
MC046-B01 | MC046-B01/D13 | DHW Systems 4RM |  |  |  |  | Energy sensor | D13 |  |  |  | MC046 | Bowland Main |  |  | 0 | 0
MC046-B01 | MC046-B01/D14 | DHW 1 system 4-20Ma |  |  |  |  | Energy sensor | D14 |  |  |  | MC046 | Bowland Main |  |  | 0 | 0
MC046-B01 | MC046-B01/D15 | Cal 1 - 45kW Thyristor |  |  |  |  | Energy sensor | D15 |  |  |  | MC046 | Bowland Main |  |  | 0 | 0
MC046-B01 | MC046-B01/D16 | Cal 1 - 18kW Thyristor |  |  |  |  | Energy sensor | D16 |  |  |  | MC046 | Bowland Main |  |  | 0 | 0
MC046-B01 | MC046-B01/D17 | DHW 2 system 4-20Ma |  |  |  |  | Energy sensor | D17 |  |  |  | MC046 | Bowland Main |  |  | 0 | 0
MC046-B01 | MC046-B01/D18 | Cal 2 - 45kW Thyristor |  |  |  |  | Energy sensor | D18 |  |  |  | MC046 | Bowland Main |  |  | 0 | 0
MC046-B01 | MC046-B01/D19 | Cal 2 - 18kW Thyristor |  |  |  |  | Energy sensor | D19 |  |  |  | MC046 | Bowland Main |  |  | 0 | 0
MC046-B01 | MC046-B01/D20 | DHW Secondary SRM |  |  |  |  | Energy sensor | D20 |  |  |  | MC046 | Bowland Main |  |  | 0 | 0
MC046-B01 | MC046-B01/D21 | Lecture Theatre Fans |  |  |  |  | Energy sensor | D21 |  |  |  | MC046 | Bowland Main |  |  | 0 | 0
MC046-B01 | MC046-B01/D22 | AHU Frost Valve |  |  |  |  | Energy sensor | D22 |  |  |  | MC046 | Bowland Main |  |  | 0 | 0
MC046-B01 | MC046-B01/D23 | AHU Reheat Valve |  |  |  |  | Energy sensor | D23 |  |  |  | MC046 | Bowland Main |  |  | 0 | 0
MC046-B01 | MC046-B01/D24 | P4 Residential VT Valve |  |  |  |  | Energy sensor | D24 |  |  |  | MC046 | Bowland Main |  |  | 0 | 0
MC046-B01 | MC046-B01/D25 | P2 A Speed |  |  |  |  | Energy sensor | D25 |  |  |  | MC046 | Bowland Main |  |  | 0 | 0
MC046-B01 | MC046-B01/D26 | P2 B Speed |  |  |  |  | Energy sensor | D26 |  |  |  | MC046 | Bowland Main |  |  | 0 | 0
MC046-B01 | MC046-B01/D27 | P3 A Speed |  |  |  |  | Energy sensor | D27 |  |  |  | MC046 | Bowland Main |  |  | 0 | 0
MC046-B01 | MC046-B01/D28 | P3 B Speed |  |  |  |  | Energy sensor | D28 |  |  |  | MC046 | Bowland Main |  |  | 0 | 0
MC046-B01 | MC046-B01/D29 | P4 A Speed |  |  |  |  | Energy sensor | D29 |  |  |  | MC046 | Bowland Main |  |  | 0 | 0
MC046-B01 | MC046-B01/D30 | P4 B Speed |  |  |  |  | Energy sensor | D30 |  |  |  | MC046 | Bowland Main |  |  | 0 | 0
MC046-B01 | MC046-B01/D31 | AHU Speed |  |  |  |  | Energy sensor | D31 |  |  |  | MC046 | Bowland Main |  |  | 0 | 0
MC046-B01 | MC046-B01/D6 | PHE 1 Control Valve |  |  |  |  | Energy sensor | D6 |  |  |  | MC046 | Bowland Main |  |  | 0 | 0
MC046-B01 | MC046-B01/D7 | PHE 2 Control Valve |  |  |  |  | Energy sensor | D7 |  |  |  | MC046 | Bowland Main |  |  | 0 | 0
MC046-B01 | MC046-B01/D8 | P1 Enable 2RM |  |  |  |  | Energy sensor | D8 |  |  |  | MC046 | Bowland Main |  |  | 0 | 0
MC046-B01 | MC046-B01/D9 | P2 Enable 2RM |  |  |  |  | Energy sensor | D9 |  |  |  | MC046 | Bowland Main |  |  | 0 | 0
MC046-B01 | MC046-B01/e1 | Supervisor |  |  |  |  | Energy sensor | e1 |  |  |  | MC046 | Bowland Main |  |  | 0 | 0
MC046-B01 | MC046-B01/F1 | 4DIX - 1 |  |  |  |  | Energy sensor | F1 |  |  |  | MC046 | Bowland Main |  |  | 0 | 0
MC046-B01 | MC046-B01/F10 | 4DIX - 10 |  |  |  |  | Energy sensor | F10 |  |  |  | MC046 | Bowland Main |  |  | 0 | 0
MC046-B01 | MC046-B01/F102 | Function 102 |  |  |  |  | Energy sensor | F102 |  |  |  | MC046 | Bowland Main |  |  | 0 | 0
MC046-B01 | MC046-B01/F103 | Function 103 |  |  |  |  | Energy sensor | F103 |  |  |  | MC046 | Bowland Main |  |  | 0 | 0
MC046-B01 | MC046-B01/F104 | Lecture Vent |  |  |  |  | Energy sensor | F104 |  |  |  | MC046 | Bowland Main |  |  | 0 | 0
MC046-B01 | MC046-B01/F105 | Elec 45kW Offset |  |  |  |  | Energy sensor | F105 |  |  |  | MC046 | Bowland Main |  |  | 0 | 0
MC046-B01 | MC046-B01/F106 | Function 106 |  |  |  |  | Energy sensor | F106 |  |  |  | MC046 | Bowland Main |  |  | 0 | 0
MC046-B01 | MC046-B01/F107 | Rycroft 4-20ma Driver |  |  |  |  | Energy sensor | F107 |  |  |  | MC046 | Bowland Main |  |  | 0 | 0
MC046-B01 | MC046-B01/F108 | Function 108 |  |  |  |  | Energy sensor | F108 |  |  |  | MC046 | Bowland Main |  |  | 0 | 0
MC046-B01 | MC046-B01/F109 | Function 109 |  |  |  |  | Energy sensor | F109 |  |  |  | MC046 | Bowland Main |  |  | 0 | 0
MC046-B01 | MC046-B01/F11 | 4DIX - 11 |  |  |  |  | Energy sensor | F11 |  |  |  | MC046 | Bowland Main |  |  | 0 | 0
MC046-B01 | MC046-B01/F110 | Function 110 |  |  |  |  | Energy sensor | F110 |  |  |  | MC046 | Bowland Main |  |  | 0 | 0
MC046-B01 | MC046-B01/F111 | Function 111 |  |  |  |  | Energy sensor | F111 |  |  |  | MC046 | Bowland Main |  |  | 0 | 0
MC046-B01 | MC046-B01/F112 | Function 112 |  |  |  |  | Energy sensor | F112 |  |  |  | MC046 | Bowland Main |  |  | 0 | 0
MC046-B01 | MC046-B01/F12 | 4DIX - 12 |  |  |  |  | Energy sensor | F12 |  |  |  | MC046 | Bowland Main |  |  | 0 | 0
MC046-B01 | MC046-B01/F13 | Function 13 |  |  |  |  | Energy sensor | F13 |  |  |  | MC046 | Bowland Main |  |  | 0 | 0
MC046-B01 | MC046-B01/F14 | Function 14 |  |  |  |  | Energy sensor | F14 |  |  |  | MC046 | Bowland Main |  |  | 0 | 0
MC046-B01 | MC046-B01/F15 | Function 15 |  |  |  |  | Energy sensor | F15 |  |  |  | MC046 | Bowland Main |  |  | 0 | 0
MC046-B01 | MC046-B01/F16 | OS Frost |  |  |  |  | Energy sensor | F16 |  |  |  | MC046 | Bowland Main |  |  | 0 | 0
MC046-B01 | MC046-B01/F17 | Function 17 |  |  |  |  | Energy sensor | F17 |  |  |  | MC046 | Bowland Main |  |  | 0 | 0
MC046-B01 | MC046-B01/F18 | CT Low temp AHU disable |  |  |  |  | Energy sensor | F18 |  |  |  | MC046 | Bowland Main |  |  | 0 | 0
MC046-B01 | MC046-B01/F19 | PHE1 Valve |  |  |  |  | Energy sensor | F19 |  |  |  | MC046 | Bowland Main |  |  | 0 | 0
MC046-B01 | MC046-B01/F2 | 4DIX - 2 |  |  |  |  | Energy sensor | F2 |  |  |  | MC046 | Bowland Main |  |  | 0 | 0
MC046-B01 | MC046-B01/F20 | Function 20 |  |  |  |  | Energy sensor | F20 |  |  |  | MC046 | Bowland Main |  |  | 0 | 0
MC046-B01 | MC046-B01/F21 | AHU Cooling req |  |  |  |  | Energy sensor | F21 |  |  |  | MC046 | Bowland Main |  |  | 0 | 0
MC046-B01 | MC046-B01/F22 | PHE2 Valve |  |  |  |  | Energy sensor | F22 |  |  |  | MC046 | Bowland Main |  |  | 0 | 0
MC046-B01 | MC046-B01/F23 | Function 23 |  |  |  |  | Energy sensor | F23 |  |  |  | MC046 | Bowland Main |  |  | 0 | 0
MC046-B01 | MC046-B01/F24 | P1 2RM Enables |  |  |  |  | Energy sensor | F24 |  |  |  | MC046 | Bowland Main |  |  | 0 | 0
MC046-B01 | MC046-B01/F25 | Function 25 |  |  |  |  | Energy sensor | F25 |  |  |  | MC046 | Bowland Main |  |  | 0 | 0
MC046-B01 | MC046-B01/F26 | Function 26 |  |  |  |  | Energy sensor | F26 |  |  |  | MC046 | Bowland Main |  |  | 0 | 0
MC046-B01 | MC046-B01/F27 | Function 27 |  |  |  |  | Energy sensor | F27 |  |  |  | MC046 | Bowland Main |  |  | 0 | 0
MC046-B01 | MC046-B01/F28 | P2 2RM Enables |  |  |  |  | Energy sensor | F28 |  |  |  | MC046 | Bowland Main |  |  | 0 | 0
MC046-B01 | MC046-B01/F29 | Function 29 |  |  |  |  | Energy sensor | F29 |  |  |  | MC046 | Bowland Main |  |  | 0 | 0
MC046-B01 | MC046-B01/F3 | 4DIX - 3 |  |  |  |  | Energy sensor | F3 |  |  |  | MC046 | Bowland Main |  |  | 0 | 0
MC046-B01 | MC046-B01/F30 | P2 A Speed |  |  |  |  | Energy sensor | F30 |  |  |  | MC046 | Bowland Main |  |  | 0 | 0
MC046-B01 | MC046-B01/F31 | Function 31 |  |  |  |  | Energy sensor | F31 |  |  |  | MC046 | Bowland Main |  |  | 0 | 0
MC046-B01 | MC046-B01/F32 | P2 B Speed |  |  |  |  | Energy sensor | F32 |  |  |  | MC046 | Bowland Main |  |  | 0 | 0
MC046-B01 | MC046-B01/F33 | Function 33 |  |  |  |  | Energy sensor | F33 |  |  |  | MC046 | Bowland Main |  |  | 0 | 0
MC046-B01 | MC046-B01/F34 | P3 Enable |  |  |  |  | Energy sensor | F34 |  |  |  | MC046 | Bowland Main |  |  | 0 | 0
MC046-B01 | MC046-B01/F35 | Function 35 |  |  |  |  | Energy sensor | F35 |  |  |  | MC046 | Bowland Main |  |  | 0 | 0
MC046-B01 | MC046-B01/F36 | Function 36 |  |  |  |  | Energy sensor | F36 |  |  |  | MC046 | Bowland Main |  |  | 0 | 0
MC046-B01 | MC046-B01/F37 | Function 37 |  |  |  |  | Energy sensor | F37 |  |  |  | MC046 | Bowland Main |  |  | 0 | 0
MC046-B01 | MC046-B01/F38 | Function 38 |  |  |  |  | Energy sensor | F38 |  |  |  | MC046 | Bowland Main |  |  | 0 | 0
MC046-B01 | MC046-B01/F39 | Function 39 |  |  |  |  | Energy sensor | F39 |  |  |  | MC046 | Bowland Main |  |  | 0 | 0
MC046-B01 | MC046-B01/F4 | 4DIX - 4 |  |  |  |  | Energy sensor | F4 |  |  |  | MC046 | Bowland Main |  |  | 0 | 0
MC046-B01 | MC046-B01/F40 | Function 40 |  |  |  |  | Energy sensor | F40 |  |  |  | MC046 | Bowland Main |  |  | 0 | 0
MC046-B01 | MC046-B01/F41 | Function 41 |  |  |  |  | Energy sensor | F41 |  |  |  | MC046 | Bowland Main |  |  | 0 | 0
MC046-B01 | MC046-B01/F42 | P4 Enable |  |  |  |  | Energy sensor | F42 |  |  |  | MC046 | Bowland Main |  |  | 0 | 0
MC046-B01 | MC046-B01/F43 | 3rd stage frost protection |  |  |  |  | Energy sensor | F43 |  |  |  | MC046 | Bowland Main |  |  | 0 | 0
MC046-B01 | MC046-B01/F44 | Function 44 |  |  |  |  | Energy sensor | F44 |  |  |  | MC046 | Bowland Main |  |  | 0 | 0
MC046-B01 | MC046-B01/F45 | Function 45 |  |  |  |  | Energy sensor | F45 |  |  |  | MC046 | Bowland Main |  |  | 0 | 0
MC046-B01 | MC046-B01/F46 | Function 46 |  |  |  |  | Energy sensor | F46 |  |  |  | MC046 | Bowland Main |  |  | 0 | 0
MC046-B01 | MC046-B01/F47 | Function 47 |  |  |  |  | Energy sensor | F47 |  |  |  | MC046 | Bowland Main |  |  | 0 | 0
MC046-B01 | MC046-B01/F48 | Cal 1 45KW |  |  |  |  | Energy sensor | F48 |  |  |  | MC046 | Bowland Main |  |  | 0 | 0
MC046-B01 | MC046-B01/F49 | Cal 1 18KW |  |  |  |  | Energy sensor | F49 |  |  |  | MC046 | Bowland Main |  |  | 0 | 0
MC046-B01 | MC046-B01/F5 | 4DIX - 5 |  |  |  |  | Energy sensor | F5 |  |  |  | MC046 | Bowland Main |  |  | 0 | 0
MC046-B01 | MC046-B01/F50 | Cal 2 45KW |  |  |  |  | Energy sensor | F50 |  |  |  | MC046 | Bowland Main |  |  | 0 | 0
MC046-B01 | MC046-B01/F51 | Cal 2 18KW |  |  |  |  | Energy sensor | F51 |  |  |  | MC046 | Bowland Main |  |  | 0 | 0
MC046-B01 | MC046-B01/F54 | LPHW heating |  |  |  |  | Energy sensor | F54 |  |  |  | MC046 | Bowland Main |  |  | 0 | 0
MC046-B01 | MC046-B01/F55 | DHW Selection LTHW or Electric |  |  |  |  | Energy sensor | F55 |  |  |  | MC046 | Bowland Main |  |  | 0 | 0
MC046-B01 | MC046-B01/F56 | Function 56 |  |  |  |  | Energy sensor | F56 |  |  |  | MC046 | Bowland Main |  |  | 0 | 0
MC046-B01 | MC046-B01/F57 | Function 57 |  |  |  |  | Energy sensor | F57 |  |  |  | MC046 | Bowland Main |  |  | 0 | 0
MC046-B01 | MC046-B01/F58 | P3 A Speed |  |  |  |  | Energy sensor | F58 |  |  |  | MC046 | Bowland Main |  |  | 0 | 0
MC046-B01 | MC046-B01/F59 | Function 59 |  |  |  |  | Energy sensor | F59 |  |  |  | MC046 | Bowland Main |  |  | 0 | 0
MC046-B01 | MC046-B01/F6 | 4DIX - 6 |  |  |  |  | Energy sensor | F6 |  |  |  | MC046 | Bowland Main |  |  | 0 | 0
MC046-B01 | MC046-B01/F60 | P3 B Speed |  |  |  |  | Energy sensor | F60 |  |  |  | MC046 | Bowland Main |  |  | 0 | 0
MC046-B01 | MC046-B01/F61 | Function 61 |  |  |  |  | Energy sensor | F61 |  |  |  | MC046 | Bowland Main |  |  | 0 | 0
MC046-B01 | MC046-B01/F62 | Litres per second |  |  |  |  | Energy sensor | F62 |  |  |  | MC046 | Bowland Main |  |  | 0 | 0
MC046-B01 | MC046-B01/F63 | Subtract for delta-T |  |  |  |  | Energy sensor | F63 |  |  |  | MC046 | Bowland Main |  |  | 0 | 0
MC046-B01 | MC046-B01/F64 | Function 64 |  |  |  |  | Energy sensor | F64 |  |  |  | MC046 | Bowland Main |  |  | 0 | 0
MC046-B01 | MC046-B01/F65 | Function 65 |  |  |  |  | Energy sensor | F65 |  |  |  | MC046 | Bowland Main |  |  | 0 | 0
MC046-B01 | MC046-B01/F66 | Function 66 |  |  |  |  | Energy sensor | F66 |  |  |  | MC046 | Bowland Main |  |  | 0 | 0
MC046-B01 | MC046-B01/F67 | Function 67 |  |  |  |  | Energy sensor | F67 |  |  |  | MC046 | Bowland Main |  |  | 0 | 0
MC046-B01 | MC046-B01/F68 | Function 68 |  |  |  |  | Energy sensor | F68 |  |  |  | MC046 | Bowland Main |  |  | 0 | 0
MC046-B01 | MC046-B01/F69 | Function 69 |  |  |  |  | Energy sensor | F69 |  |  |  | MC046 | Bowland Main |  |  | 0 | 0
MC046-B01 | MC046-B01/F7 | 4DIX - 7 |  |  |  |  | Energy sensor | F7 |  |  |  | MC046 | Bowland Main |  |  | 0 | 0
MC046-B01 | MC046-B01/F70 | Function 70 |  |  |  |  | Energy sensor | F70 |  |  |  | MC046 | Bowland Main |  |  | 0 | 0
MC046-B01 | MC046-B01/F71 | Function 71 |  |  |  |  | Energy sensor | F71 |  |  |  | MC046 | Bowland Main |  |  | 0 | 0
MC046-B01 | MC046-B01/F72 | Function 72 |  |  |  |  | Energy sensor | F72 |  |  |  | MC046 | Bowland Main |  |  | 0 | 0
MC046-B01 | MC046-B01/F73 | Function 73 |  |  |  |  | Energy sensor | F73 |  |  |  | MC046 | Bowland Main |  |  | 0 | 0
MC046-B01 | MC046-B01/F74 | Function 74 |  |  |  |  | Energy sensor | F74 |  |  |  | MC046 | Bowland Main |  |  | 0 | 0
MC046-B01 | MC046-B01/F79 | Function 79 |  |  |  |  | Energy sensor | F79 |  |  |  | MC046 | Bowland Main |  |  | 0 | 0
MC046-B01 | MC046-B01/F8 | 4DIX - 8 |  |  |  |  | Energy sensor | F8 |  |  |  | MC046 | Bowland Main |  |  | 0 | 0
MC046-B01 | MC046-B01/F80 | P4 A Speed |  |  |  |  | Energy sensor | F80 |  |  |  | MC046 | Bowland Main |  |  | 0 | 0
MC046-B01 | MC046-B01/F81 | Function 81 |  |  |  |  | Energy sensor | F81 |  |  |  | MC046 | Bowland Main |  |  | 0 | 0
MC046-B01 | MC046-B01/F82 | P4 B Speed |  |  |  |  | Energy sensor | F82 |  |  |  | MC046 | Bowland Main |  |  | 0 | 0
MC046-B01 | MC046-B01/F83 | Function 83 |  |  |  |  | Energy sensor | F83 |  |  |  | MC046 | Bowland Main |  |  | 0 | 0
MC046-B01 | MC046-B01/F84 | Function 84 |  |  |  |  | Energy sensor | F84 |  |  |  | MC046 | Bowland Main |  |  | 0 | 0
MC046-B01 | MC046-B01/F85 | Function 85 |  |  |  |  | Energy sensor | F85 |  |  |  | MC046 | Bowland Main |  |  | 0 | 0
MC046-B01 | MC046-B01/F86 | AHU Reheat Demand |  |  |  |  | Energy sensor | F86 |  |  |  | MC046 | Bowland Main |  |  | 0 | 0
MC046-B01 | MC046-B01/F87 | PHE 1 MTHW plate temp |  |  |  |  | Energy sensor | F87 |  |  |  | MC046 | Bowland Main |  |  | 0 | 0
MC046-B01 | MC046-B01/F88 | PHE 1 MTHW plate temp |  |  |  |  | Energy sensor | F88 |  |  |  | MC046 | Bowland Main |  |  | 0 | 0
MC046-B01 | MC046-B01/F89 | Function 89 |  |  |  |  | Energy sensor | F89 |  |  |  | MC046 | Bowland Main |  |  | 0 | 0
MC046-B01 | MC046-B01/F9 | 4DIX - 9 |  |  |  |  | Energy sensor | F9 |  |  |  | MC046 | Bowland Main |  |  | 0 | 0
MC046-B01 | MC046-B01/F90 | RmTempAv |  |  | Degrees Celsius |  | Energy sensor | F90 |  |  |  | MC046 | Bowland Main |  |  | 0 | 0
MC046-B01 | MC046-B01/F91 | RmCo2Ave |  |  |  |  | Energy sensor | F91 |  |  |  | MC046 | Bowland Main |  |  | 0 | 0
MC046-B01 | MC046-B01/F92 | Function 92 |  |  |  |  | Energy sensor | F92 |  |  |  | MC046 | Bowland Main |  |  | 0 | 0
MC046-B01 | MC046-B01/F93 | Electric Heating |  |  |  |  | Energy sensor | F93 |  |  |  | MC046 | Bowland Main |  |  | 0 | 0
MC046-B01 | MC046-B01/F94 | CT Reqd AHU Frost |  |  |  |  | Energy sensor | F94 |  |  |  | MC046 | Bowland Main |  |  | 0 | 0
MC046-B01 | MC046-B01/F95 | Function 95 |  |  |  |  | Energy sensor | F95 |  |  |  | MC046 | Bowland Main |  |  | 0 | 0
MC046-B01 | MC046-B01/F96 | AHU Frost Coil Valve |  |  |  |  | Energy sensor | F96 |  |  |  | MC046 | Bowland Main |  |  | 0 | 0
MC046-B01 | MC046-B01/F97 | Function 97 |  |  |  |  | Energy sensor | F97 |  |  |  | MC046 | Bowland Main |  |  | 0 | 0
MC046-B01 | MC046-B01/F98 | Function 98 |  |  |  |  | Energy sensor | F98 |  |  |  | MC046 | Bowland Main |  |  | 0 | 0
MC046-B01 | MC046-B01/F99 | Function 99 |  |  |  |  | Energy sensor | F99 |  |  |  | MC046 | Bowland Main |  |  | 0 | 0
MC046-B01 | MC046-B01/G1 | Logic 1 |  |  |  |  | Energy sensor | G1 |  |  |  | MC046 | Bowland Main |  |  | 0 | 0
MC046-B01 | MC046-B01/G10 | Immersion heater hours run |  |  | Hours |  | Energy sensor | G10 |  |  |  | MC046 | Bowland Main |  |  | 0 | 0
MC046-B01 | MC046-B01/G101 | Pumps Allow 1 |  |  |  |  | Energy sensor | G101 |  |  |  | MC046 | Bowland Main |  |  | 0 | 0
MC046-B01 | MC046-B01/G102 | Logic 102 |  |  |  |  | Energy sensor | G102 |  |  |  | MC046 | Bowland Main |  |  | 0 | 0
MC046-B01 | MC046-B01/G103 | Fail Reset |  |  |  |  | Energy sensor | G103 |  |  |  | MC046 | Bowland Main |  |  | 0 | 0
MC046-B01 | MC046-B01/G104 | Change duty |  |  |  |  | Energy sensor | G104 |  |  |  | MC046 | Bowland Main |  |  | 0 | 0
MC046-B01 | MC046-B01/G105 | Pump Allow 2 |  |  |  |  | Energy sensor | G105 |  |  |  | MC046 | Bowland Main |  |  | 0 | 0
MC046-B01 | MC046-B01/G106 | Logic 106 |  |  |  |  | Energy sensor | G106 |  |  |  | MC046 | Bowland Main |  |  | 0 | 0
MC046-B01 | MC046-B01/G107 | AHU Temp Allow |  |  | Degrees Celsius |  | Energy sensor | G107 |  |  |  | MC046 | Bowland Main |  |  | 0 | 0
MC046-B01 | MC046-B01/G108 | Logic 108 |  |  |  |  | Energy sensor | G108 |  |  |  | MC046 | Bowland Main |  |  | 0 | 0
MC046-B01 | MC046-B01/G109 | Logic 109 |  |  |  |  | Energy sensor | G109 |  |  |  | MC046 | Bowland Main |  |  | 0 | 0
MC046-B01 | MC046-B01/G11 | Immersion heater hours run |  |  | Hours |  | Energy sensor | G11 |  |  |  | MC046 | Bowland Main |  |  | 0 | 0
MC046-B01 | MC046-B01/G110 | P2 Pump B Reqd |  |  |  |  | Energy sensor | G110 |  |  |  | MC046 | Bowland Main |  |  | 0 | 0
MC046-B01 | MC046-B01/G111 | Logic 111 |  |  |  |  | Energy sensor | G111 |  |  |  | MC046 | Bowland Main |  |  | 0 | 0
MC046-B01 | MC046-B01/G112 | Logic 112 |  |  |  |  | Energy sensor | G112 |  |  |  | MC046 | Bowland Main |  |  | 0 | 0
MC046-B01 | MC046-B01/G113 | Logic 113 |  |  |  |  | Energy sensor | G113 |  |  |  | MC046 | Bowland Main |  |  | 0 | 0
MC046-B01 | MC046-B01/G114 | P2 Pump A Reqd |  |  |  |  | Energy sensor | G114 |  |  |  | MC046 | Bowland Main |  |  | 0 | 0
MC046-B01 | MC046-B01/G115 | Logic 115 |  |  |  |  | Energy sensor | G115 |  |  |  | MC046 | Bowland Main |  |  | 0 | 0
MC046-B01 | MC046-B01/G116 | P2 Pumps Go |  |  |  |  | Energy sensor | G116 |  |  |  | MC046 | Bowland Main |  |  | 0 | 0
MC046-B01 | MC046-B01/G117 | Logic 117 |  |  |  |  | Energy sensor | G117 |  |  |  | MC046 | Bowland Main |  |  | 0 | 0
MC046-B01 | MC046-B01/G118 | Logic 118 |  |  |  |  | Energy sensor | G118 |  |  |  | MC046 | Bowland Main |  |  | 0 | 0
MC046-B01 | MC046-B01/G119 | P3 VTPumpP2Reqd |  |  |  |  | Energy sensor | G119 |  |  |  | MC046 | Bowland Main |  |  | 0 | 0
MC046-B01 | MC046-B01/G12 | Immersion heater hours run |  |  | Hours |  | Energy sensor | G12 |  |  |  | MC046 | Bowland Main |  |  | 0 | 0
MC046-B01 | MC046-B01/G120 | Logic 120 |  |  |  |  | Energy sensor | G120 |  |  |  | MC046 | Bowland Main |  |  | 0 | 0
MC046-B01 | MC046-B01/G121 | Logic 121 |  |  |  |  | Energy sensor | G121 |  |  |  | MC046 | Bowland Main |  |  | 0 | 0
MC046-B01 | MC046-B01/G122 | Logic 122 |  |  |  |  | Energy sensor | G122 |  |  |  | MC046 | Bowland Main |  |  | 0 | 0
MC046-B01 | MC046-B01/G123 | P3 VTPumpP1Reqd |  |  |  |  | Energy sensor | G123 |  |  |  | MC046 | Bowland Main |  |  | 0 | 0
MC046-B01 | MC046-B01/G124 | Logic 124 |  |  |  |  | Energy sensor | G124 |  |  |  | MC046 | Bowland Main |  |  | 0 | 0
MC046-B01 | MC046-B01/G125 | P3 Office Pumps Go |  |  |  |  | Energy sensor | G125 |  |  |  | MC046 | Bowland Main |  |  | 0 | 0
MC046-B01 | MC046-B01/G127 | Logic 127 |  |  |  |  | Energy sensor | G127 |  |  |  | MC046 | Bowland Main |  |  | 0 | 0
MC046-B01 | MC046-B01/G128 | Logic 128 |  |  |  |  | Energy sensor | G128 |  |  |  | MC046 | Bowland Main |  |  | 0 | 0
MC046-B01 | MC046-B01/G129 | Logic 129 |  |  |  |  | Energy sensor | G129 |  |  |  | MC046 | Bowland Main |  |  | 0 | 0
MC046-B01 | MC046-B01/G13 | Logic 13 |  |  |  |  | Energy sensor | G13 |  |  |  | MC046 | Bowland Main |  |  | 0 | 0
MC046-B01 | MC046-B01/G130 | P4 VTPumpP2Reqd |  |  |  |  | Energy sensor | G130 |  |  |  | MC046 | Bowland Main |  |  | 0 | 0
MC046-B01 | MC046-B01/G131 | Logic 131 |  |  |  |  | Energy sensor | G131 |  |  |  | MC046 | Bowland Main |  |  | 0 | 0
MC046-B01 | MC046-B01/G132 | Logic 132 |  |  |  |  | Energy sensor | G132 |  |  |  | MC046 | Bowland Main |  |  | 0 | 0
MC046-B01 | MC046-B01/G133 | Logic 133 |  |  |  |  | Energy sensor | G133 |  |  |  | MC046 | Bowland Main |  |  | 0 | 0
MC046-B01 | MC046-B01/G134 | P4 VTPumpP1Reqd |  |  |  |  | Energy sensor | G134 |  |  |  | MC046 | Bowland Main |  |  | 0 | 0
MC046-B01 | MC046-B01/G135 | Logic 135 |  |  |  |  | Energy sensor | G135 |  |  |  | MC046 | Bowland Main |  |  | 0 | 0
MC046-B01 | MC046-B01/G136 | P4 Residential Pumps Go |  |  |  |  | Energy sensor | G136 |  |  |  | MC046 | Bowland Main |  |  | 0 | 0
MC046-B01 | MC046-B01/G137 | Logic 137 |  |  |  |  | Energy sensor | G137 |  |  |  | MC046 | Bowland Main |  |  | 0 | 0
MC046-B01 | MC046-B01/G138 | Frost Enables |  |  |  |  | Energy sensor | G138 |  |  |  | MC046 | Bowland Main |  |  | 0 | 0
MC046-B01 | MC046-B01/G139 | P3 VT Reqd |  |  |  |  | Energy sensor | G139 |  |  |  | MC046 | Bowland Main |  |  | 0 | 0
MC046-B01 | MC046-B01/G14 | Immersion heater hours run |  |  | Hours |  | Energy sensor | G14 |  |  |  | MC046 | Bowland Main |  |  | 0 | 0
MC046-B01 | MC046-B01/G140 | P3 VT Pumps Reqd |  |  |  |  | Energy sensor | G140 |  |  |  | MC046 | Bowland Main |  |  | 0 | 0
MC046-B01 | MC046-B01/G142 | Logic 142 |  |  |  |  | Energy sensor | G142 |  |  |  | MC046 | Bowland Main |  |  | 0 | 0
MC046-B01 | MC046-B01/G143 | P4 VT Reqd |  |  |  |  | Energy sensor | G143 |  |  |  | MC046 | Bowland Main |  |  | 0 | 0
MC046-B01 | MC046-B01/G144 | P4 VT Pumps Reqd |  |  |  |  | Energy sensor | G144 |  |  |  | MC046 | Bowland Main |  |  | 0 | 0
MC046-B01 | MC046-B01/G145 | Logic 145 |  |  |  |  | Energy sensor | G145 |  |  |  | MC046 | Bowland Main |  |  | 0 | 0
MC046-B01 | MC046-B01/G146 | Logic 146 |  |  |  |  | Energy sensor | G146 |  |  |  | MC046 | Bowland Main |  |  | 0 | 0
MC046-B01 | MC046-B01/G148 | Logic 148 |  |  |  |  | Energy sensor | G148 |  |  |  | MC046 | Bowland Main |  |  | 0 | 0
MC046-B01 | MC046-B01/G149 | Logic 149 |  |  |  |  | Energy sensor | G149 |  |  |  | MC046 | Bowland Main |  |  | 0 | 0
MC046-B01 | MC046-B01/G15 | Logic 15 |  |  |  |  | Energy sensor | G15 |  |  |  | MC046 | Bowland Main |  |  | 0 | 0
MC046-B01 | MC046-B01/G150 | OS Eco Active |  |  |  |  | Energy sensor | G150 |  |  |  | MC046 | Bowland Main |  |  | 0 | 0
MC046-B01 | MC046-B01/G151 | P2 Demand |  |  |  |  | Energy sensor | G151 |  |  |  | MC046 | Bowland Main |  |  | 0 | 0
MC046-B01 | MC046-B01/G152 | Demand for P1 |  |  |  |  | Energy sensor | G152 |  |  |  | MC046 | Bowland Main |  |  | 0 | 0
MC046-B01 | MC046-B01/G153 | Logic 153 |  |  |  |  | Energy sensor | G153 |  |  |  | MC046 | Bowland Main |  |  | 0 | 0
MC046-B01 | MC046-B01/G154 | Logic 154 |  |  |  |  | Energy sensor | G154 |  |  |  | MC046 | Bowland Main |  |  | 0 | 0
MC046-B01 | MC046-B01/G155 | Logic 155 |  |  |  |  | Energy sensor | G155 |  |  |  | MC046 | Bowland Main |  |  | 0 | 0
MC046-B01 | MC046-B01/G156 | Logic 156 |  |  |  |  | Energy sensor | G156 |  |  |  | MC046 | Bowland Main |  |  | 0 | 0
MC046-B01 | MC046-B01/G157 | Logic 157 |  |  |  |  | Energy sensor | G157 |  |  |  | MC046 | Bowland Main |  |  | 0 | 0
MC046-B01 | MC046-B01/G158 | VT Demands |  |  |  |  | Energy sensor | G158 |  |  |  | MC046 | Bowland Main |  |  | 0 | 0
MC046-B01 | MC046-B01/G159 | Logic 159 |  |  |  |  | Energy sensor | G159 |  |  |  | MC046 | Bowland Main |  |  | 0 | 0
MC046-B01 | MC046-B01/G16 | Immersion heater hours run |  |  | Hours |  | Energy sensor | G16 |  |  |  | MC046 | Bowland Main |  |  | 0 | 0
MC046-B01 | MC046-B01/G160 | Logic 160 |  |  |  |  | Energy sensor | G160 |  |  |  | MC046 | Bowland Main |  |  | 0 | 0
MC046-B01 | MC046-B01/G161 | Logic 161 |  |  |  |  | Energy sensor | G161 |  |  |  | MC046 | Bowland Main |  |  | 0 | 0
MC046-B01 | MC046-B01/G162 | Logic 162 |  |  |  |  | Energy sensor | G162 |  |  |  | MC046 | Bowland Main |  |  | 0 | 0
MC046-B01 | MC046-B01/G169 | Logic 169 |  |  |  |  | Energy sensor | G169 |  |  |  | MC046 | Bowland Main |  |  | 0 | 0
MC046-B01 | MC046-B01/G17 | Logic 17 |  |  |  |  | Energy sensor | G17 |  |  |  | MC046 | Bowland Main |  |  | 0 | 0
MC046-B01 | MC046-B01/G170 | Delayed Midnight Pulse |  |  |  |  | Energy sensor | G170 |  |  |  | MC046 | Bowland Main |  |  | 0 | 0
MC046-B01 | MC046-B01/G171 | Logic 171 |  |  |  |  | Energy sensor | G171 |  |  |  | MC046 | Bowland Main |  |  | 0 | 0
MC046-B01 | MC046-B01/G172 | Logic 172 |  |  |  |  | Energy sensor | G172 |  |  |  | MC046 | Bowland Main |  |  | 0 | 0
MC046-B01 | MC046-B01/G173 | Logic 173 |  |  |  |  | Energy sensor | G173 |  |  |  | MC046 | Bowland Main |  |  | 0 | 0
MC046-B01 | MC046-B01/G174 | Logic 174 |  |  |  |  | Energy sensor | G174 |  |  |  | MC046 | Bowland Main |  |  | 0 | 0
MC046-B01 | MC046-B01/G175 | Logic 175 |  |  |  |  | Energy sensor | G175 |  |  |  | MC046 | Bowland Main |  |  | 0 | 0
MC046-B01 | MC046-B01/G176 | Delayed Monthly Pulse |  |  |  |  | Energy sensor | G176 |  |  |  | MC046 | Bowland Main |  |  | 0 | 0
MC046-B01 | MC046-B01/G177 | Logic 177 |  |  |  |  | Energy sensor | G177 |  |  |  | MC046 | Bowland Main |  |  | 0 | 0
MC046-B01 | MC046-B01/G178 | Logic 178 |  |  |  |  | Energy sensor | G178 |  |  |  | MC046 | Bowland Main |  |  | 0 | 0
MC046-B01 | MC046-B01/G179 | Delayed Weekly Pulse |  |  |  |  | Energy sensor | G179 |  |  |  | MC046 | Bowland Main |  |  | 0 | 0
MC046-B01 | MC046-B01/G180 | Logic 180 |  |  |  |  | Energy sensor | G180 |  |  |  | MC046 | Bowland Main |  |  | 0 | 0
MC046-B01 | MC046-B01/G181 | Logic 181 |  |  |  |  | Energy sensor | G181 |  |  |  | MC046 | Bowland Main |  |  | 0 | 0
MC046-B01 | MC046-B01/G182 | Logic 182 |  |  |  |  | Energy sensor | G182 |  |  |  | MC046 | Bowland Main |  |  | 0 | 0
MC046-B01 | MC046-B01/G183 | Logic 183 |  |  |  |  | Energy sensor | G183 |  |  |  | MC046 | Bowland Main |  |  | 0 | 0
MC046-B01 | MC046-B01/G184 | Logic 184 |  |  |  |  | Energy sensor | G184 |  |  |  | MC046 | Bowland Main |  |  | 0 | 0
MC046-B01 | MC046-B01/G185 | Logic 185 |  |  |  |  | Energy sensor | G185 |  |  |  | MC046 | Bowland Main |  |  | 0 | 0
MC046-B01 | MC046-B01/G186 | Logic 186 |  |  |  |  | Energy sensor | G186 |  |  |  | MC046 | Bowland Main |  |  | 0 | 0
MC046-B01 | MC046-B01/G187 | Logic 187 |  |  |  |  | Energy sensor | G187 |  |  |  | MC046 | Bowland Main |  |  | 0 | 0
MC046-B01 | MC046-B01/G188 | Logic 188 |  |  |  |  | Energy sensor | G188 |  |  |  | MC046 | Bowland Main |  |  | 0 | 0
MC046-B01 | MC046-B01/G189 | EXTRACT FAN DELAY IF REQUIRED |  |  |  |  | Energy sensor | G189 |  |  |  | MC046 | Bowland Main |  |  | 0 | 0
MC046-B01 | MC046-B01/G19 | Logic 19 |  |  |  |  | Energy sensor | G19 |  |  |  | MC046 | Bowland Main |  |  | 0 | 0
MC046-B01 | MC046-B01/G190 | Logic 190 |  |  |  |  | Energy sensor | G190 |  |  |  | MC046 | Bowland Main |  |  | 0 | 0
MC046-B01 | MC046-B01/G191 | Logic 191 |  |  |  |  | Energy sensor | G191 |  |  |  | MC046 | Bowland Main |  |  | 0 | 0
MC046-B01 | MC046-B01/G192 | Logic 192 |  |  |  |  | Energy sensor | G192 |  |  |  | MC046 | Bowland Main |  |  | 0 | 0
MC046-B01 | MC046-B01/G193 | Logic 193 |  |  |  |  | Energy sensor | G193 |  |  |  | MC046 | Bowland Main |  |  | 0 | 0
MC046-B01 | MC046-B01/G2 | Logic 2 |  |  |  |  | Energy sensor | G2 |  |  |  | MC046 | Bowland Main |  |  | 0 | 0
MC046-B01 | MC046-B01/G20 | Logic 20 |  |  |  |  | Energy sensor | G20 |  |  |  | MC046 | Bowland Main |  |  | 0 | 0
MC046-B01 | MC046-B01/G21 | Logic 21 |  |  |  |  | Energy sensor | G21 |  |  |  | MC046 | Bowland Main |  |  | 0 | 0
MC046-B01 | MC046-B01/G22 | Logic 22 |  |  |  |  | Energy sensor | G22 |  |  |  | MC046 | Bowland Main |  |  | 0 | 0
MC046-B01 | MC046-B01/G24 | Logic 24 |  |  |  |  | Energy sensor | G24 |  |  |  | MC046 | Bowland Main |  |  | 0 | 0
MC046-B01 | MC046-B01/G25 | Logic 25 |  |  |  |  | Energy sensor | G25 |  |  |  | MC046 | Bowland Main |  |  | 0 | 0
MC046-B01 | MC046-B01/G27 | Logic 27 |  |  |  |  | Energy sensor | G27 |  |  |  | MC046 | Bowland Main |  |  | 0 | 0
MC046-B01 | MC046-B01/G28 | Logic 28 |  |  |  |  | Energy sensor | G28 |  |  |  | MC046 | Bowland Main |  |  | 0 | 0
MC046-B01 | MC046-B01/G29 | Logic 29 |  |  |  |  | Energy sensor | G29 |  |  |  | MC046 | Bowland Main |  |  | 0 | 0
MC046-B01 | MC046-B01/G3 | DHW Sec Enable |  |  |  |  | Energy sensor | G3 |  |  |  | MC046 | Bowland Main |  |  | 0 | 0
MC046-B01 | MC046-B01/G30 | Logic 30 |  |  |  |  | Energy sensor | G30 |  |  |  | MC046 | Bowland Main |  |  | 0 | 0
MC046-B01 | MC046-B01/G32 | Logic 32 |  |  |  |  | Energy sensor | G32 |  |  |  | MC046 | Bowland Main |  |  | 0 | 0
MC046-B01 | MC046-B01/G33 | Logic 33 |  |  |  |  | Energy sensor | G33 |  |  |  | MC046 | Bowland Main |  |  | 0 | 0
MC046-B01 | MC046-B01/G34 | Logic 34 |  |  |  |  | Energy sensor | G34 |  |  |  | MC046 | Bowland Main |  |  | 0 | 0
MC046-B01 | MC046-B01/G35 | Logic 35 |  |  |  |  | Energy sensor | G35 |  |  |  | MC046 | Bowland Main |  |  | 0 | 0
MC046-B01 | MC046-B01/G36 | Logic 36 |  |  |  |  | Energy sensor | G36 |  |  |  | MC046 | Bowland Main |  |  | 0 | 0
MC046-B01 | MC046-B01/G37 | Logic 37 |  |  |  |  | Energy sensor | G37 |  |  |  | MC046 | Bowland Main |  |  | 0 | 0
MC046-B01 | MC046-B01/G38 | Logic 38 |  |  |  |  | Energy sensor | G38 |  |  |  | MC046 | Bowland Main |  |  | 0 | 0
MC046-B01 | MC046-B01/G39 | Logic 39 |  |  |  |  | Energy sensor | G39 |  |  |  | MC046 | Bowland Main |  |  | 0 | 0
MC046-B01 | MC046-B01/G4 | Logic 4 |  |  |  |  | Energy sensor | G4 |  |  |  | MC046 | Bowland Main |  |  | 0 | 0
MC046-B01 | MC046-B01/G40 | Logic 40 |  |  |  |  | Energy sensor | G40 |  |  |  | MC046 | Bowland Main |  |  | 0 | 0
MC046-B01 | MC046-B01/G41 | Logic 41 |  |  |  |  | Energy sensor | G41 |  |  |  | MC046 | Bowland Main |  |  | 0 | 0
MC046-B01 | MC046-B01/G42 | Logic 42 |  |  |  |  | Energy sensor | G42 |  |  |  | MC046 | Bowland Main |  |  | 0 | 0
MC046-B01 | MC046-B01/G43 | Logic 43 |  |  |  |  | Energy sensor | G43 |  |  |  | MC046 | Bowland Main |  |  | 0 | 0
MC046-B01 | MC046-B01/G44 | Logic 44 |  |  |  |  | Energy sensor | G44 |  |  |  | MC046 | Bowland Main |  |  | 0 | 0
MC046-B01 | MC046-B01/G45 | Logic 45 |  |  |  |  | Energy sensor | G45 |  |  |  | MC046 | Bowland Main |  |  | 0 | 0
MC046-B01 | MC046-B01/G46 | Logic 46 |  |  |  |  | Energy sensor | G46 |  |  |  | MC046 | Bowland Main |  |  | 0 | 0
MC046-B01 | MC046-B01/G47 | Logic 47 |  |  |  |  | Energy sensor | G47 |  |  |  | MC046 | Bowland Main |  |  | 0 | 0
MC046-B01 | MC046-B01/G48 | Logic 48 |  |  |  |  | Energy sensor | G48 |  |  |  | MC046 | Bowland Main |  |  | 0 | 0
MC046-B01 | MC046-B01/G49 | Logic 49 |  |  |  |  | Energy sensor | G49 |  |  |  | MC046 | Bowland Main |  |  | 0 | 0
MC046-B01 | MC046-B01/G5 | Logic 5 |  |  |  |  | Energy sensor | G5 |  |  |  | MC046 | Bowland Main |  |  | 0 | 0
MC046-B01 | MC046-B01/G51 | Logic 51 |  |  |  |  | Energy sensor | G51 |  |  |  | MC046 | Bowland Main |  |  | 0 | 0
MC046-B01 | MC046-B01/G52 | Logic 52 |  |  |  |  | Energy sensor | G52 |  |  |  | MC046 | Bowland Main |  |  | 0 | 0
MC046-B01 | MC046-B01/G53 | Logic 53 |  |  |  |  | Energy sensor | G53 |  |  |  | MC046 | Bowland Main |  |  | 0 | 0
MC046-B01 | MC046-B01/G54 | Logic 54 |  |  |  |  | Energy sensor | G54 |  |  |  | MC046 | Bowland Main |  |  | 0 | 0
MC046-B01 | MC046-B01/G55 | Logic 55 |  |  |  |  | Energy sensor | G55 |  |  |  | MC046 | Bowland Main |  |  | 0 | 0
MC046-B01 | MC046-B01/G56 | Logic 56 |  |  |  |  | Energy sensor | G56 |  |  |  | MC046 | Bowland Main |  |  | 0 | 0
MC046-B01 | MC046-B01/G58 | DHW Enable |  |  |  |  | Energy sensor | G58 |  |  |  | MC046 | Bowland Main |  |  | 0 | 0
MC046-B01 | MC046-B01/G59 | Rycroft Heaters Required |  |  |  |  | Energy sensor | G59 |  |  |  | MC046 | Bowland Main |  |  | 0 | 0
MC046-B01 | MC046-B01/G6 | Logic 6 |  |  |  |  | Energy sensor | G6 |  |  |  | MC046 | Bowland Main |  |  | 0 | 0
MC046-B01 | MC046-B01/G60 | Electric Heater Required |  |  |  |  | Energy sensor | G60 |  |  |  | MC046 | Bowland Main |  |  | 0 | 0
MC046-B01 | MC046-B01/G61 | LTHW Demand |  |  |  |  | Energy sensor | G61 |  |  |  | MC046 | Bowland Main |  |  | 0 | 0
MC046-B01 | MC046-B01/G7 | Immersion heater hours run |  |  | Hours |  | Energy sensor | G7 |  |  |  | MC046 | Bowland Main |  |  | 0 | 0
MC046-B01 | MC046-B01/G74 | 2nd Stage Frost Active |  |  |  |  | Energy sensor | G74 |  |  |  | MC046 | Bowland Main |  |  | 0 | 0
MC046-B01 | MC046-B01/G75 | 1st stage frost active |  |  | 0 = Off, 1 = On |  | Energy sensor | G75 |  |  |  | MC046 | Bowland Main |  |  | 0 | 0
MC046-B01 | MC046-B01/G76 | AHU1 Reqd |  |  |  |  | Energy sensor | G76 |  |  |  | MC046 | Bowland Main |  |  | 0 | 0
MC046-B01 | MC046-B01/G77 | Logic 77 |  |  |  |  | Energy sensor | G77 |  |  |  | MC046 | Bowland Main |  |  | 0 | 0
MC046-B01 | MC046-B01/G78 | AHU1 Fans Reqd |  |  |  |  | Energy sensor | G78 |  |  |  | MC046 | Bowland Main |  |  | 0 | 0
MC046-B01 | MC046-B01/G79 | AHU &amp; Duty |  |  |  |  | Energy sensor | G79 |  |  |  | MC046 | Bowland Main |  |  | 0 | 0
MC046-B01 | MC046-B01/G8 | Immersion heater hours run |  |  | Hours |  | Energy sensor | G8 |  |  |  | MC046 | Bowland Main |  |  | 0 | 0
MC046-B01 | MC046-B01/G80 | Logic 80 |  |  |  |  | Energy sensor | G80 |  |  |  | MC046 | Bowland Main |  |  | 0 | 0
MC046-B01 | MC046-B01/G81 | AHU &amp; EF01-02 |  |  |  |  | Energy sensor | G81 |  |  |  | MC046 | Bowland Main |  |  | 0 | 0
MC046-B01 | MC046-B01/G82 | AHU Required |  |  |  |  | Energy sensor | G82 |  |  |  | MC046 | Bowland Main |  |  | 0 | 0
MC046-B01 | MC046-B01/G83 | Logic 83 |  |  |  |  | Energy sensor | G83 |  |  |  | MC046 | Bowland Main |  |  | 0 | 0
MC046-B01 | MC046-B01/G84 | AHU |  |  |  |  | Energy sensor | G84 |  |  |  | MC046 | Bowland Main |  |  | 0 | 0
MC046-B01 | MC046-B01/G85 | Change duty |  |  |  |  | Energy sensor | G85 |  |  |  | MC046 | Bowland Main |  |  | 0 | 0
MC046-B01 | MC046-B01/G86 | Logic 86 |  |  |  |  | Energy sensor | G86 |  |  |  | MC046 | Bowland Main |  |  | 0 | 0
MC046-B01 | MC046-B01/G87 | EF 01 Duty |  |  |  |  | Energy sensor | G87 |  |  |  | MC046 | Bowland Main |  |  | 0 | 0
MC046-B01 | MC046-B01/G88 | EF 02 Duty |  |  |  |  | Energy sensor | G88 |  |  |  | MC046 | Bowland Main |  |  | 0 | 0
MC046-B01 | MC046-B01/G89 | EF 1 required |  |  |  |  | Energy sensor | G89 |  |  |  | MC046 | Bowland Main |  |  | 0 | 0
MC046-B01 | MC046-B01/G9 | Immersion heater hours run |  |  | Hours |  | Energy sensor | G9 |  |  |  | MC046 | Bowland Main |  |  | 0 | 0
MC046-B01 | MC046-B01/G90 | EF 2 Required |  |  |  |  | Energy sensor | G90 |  |  |  | MC046 | Bowland Main |  |  | 0 | 0
MC046-B01 | MC046-B01/G91 | Logic 91 |  |  |  |  | Energy sensor | G91 |  |  |  | MC046 | Bowland Main |  |  | 0 | 0
MC046-B01 | MC046-B01/G92 | Logic 92 |  |  |  |  | Energy sensor | G92 |  |  |  | MC046 | Bowland Main |  |  | 0 | 0
MC046-B01 | MC046-B01/G93 | P1 Pump B Reqd |  |  |  |  | Energy sensor | G93 |  |  |  | MC046 | Bowland Main |  |  | 0 | 0
MC046-B01 | MC046-B01/G94 | Logic 94 |  |  |  |  | Energy sensor | G94 |  |  |  | MC046 | Bowland Main |  |  | 0 | 0
MC046-B01 | MC046-B01/G95 | Logic 95 |  |  |  |  | Energy sensor | G95 |  |  |  | MC046 | Bowland Main |  |  | 0 | 0
MC046-B01 | MC046-B01/G96 | Logic 96 |  |  |  |  | Energy sensor | G96 |  |  |  | MC046 | Bowland Main |  |  | 0 | 0
MC046-B01 | MC046-B01/G97 | P1 Pump A Reqd |  |  |  |  | Energy sensor | G97 |  |  |  | MC046 | Bowland Main |  |  | 0 | 0
MC046-B01 | MC046-B01/G98 | Logic 98 |  |  |  |  | Energy sensor | G98 |  |  |  | MC046 | Bowland Main |  |  | 0 | 0
MC046-B01 | MC046-B01/G99 | P1 Pumps Go |  |  |  |  | Energy sensor | G99 |  |  |  | MC046 | Bowland Main |  |  | 0 | 0
MC046-B01 | MC046-B01/I1 | Fire Alarm |  |  |  |  | Energy sensor | I1 |  |  |  | MC046 | Bowland Main |  |  | 0 | 0
MC046-B01 | MC046-B01/i1 | Mod 1 - 8Ao |  |  |  |  | Energy sensor | i1 |  |  |  | MC046 | Bowland Main |  |  | 0 | 0
MC046-B01 | MC046-B01/I10 | P2 B Fault |  |  |  |  | Energy sensor | I10 |  |  |  | MC046 | Bowland Main |  |  | 0 | 0
MC046-B01 | MC046-B01/I11 | P2 Flow switch |  |  |  |  | Energy sensor | I11 |  |  |  | MC046 | Bowland Main |  |  | 0 | 0
MC046-B01 | MC046-B01/I12 | P3 A Fault |  |  |  |  | Energy sensor | I12 |  |  |  | MC046 | Bowland Main |  |  | 0 | 0
MC046-B01 | MC046-B01/I13 | P3 B Fault |  |  |  |  | Energy sensor | I13 |  |  |  | MC046 | Bowland Main |  |  | 0 | 0
MC046-B01 | MC046-B01/I14 | P3 Flow switch |  |  |  |  | Energy sensor | I14 |  |  |  | MC046 | Bowland Main |  |  | 0 | 0
MC046-B01 | MC046-B01/I15 | P4 A Fault |  |  |  |  | Energy sensor | I15 |  |  |  | MC046 | Bowland Main |  |  | 0 | 0
MC046-B01 | MC046-B01/I16 | P4 B Fault |  |  |  |  | Energy sensor | I16 |  |  |  | MC046 | Bowland Main |  |  | 0 | 0
MC046-B01 | MC046-B01/I17 | P4 Flow switch |  |  |  |  | Energy sensor | I17 |  |  |  | MC046 | Bowland Main |  |  | 0 | 0
MC046-B01 | MC046-B01/I18 | CAL1 Rycroft OvTemp |  |  | Degrees Celsius |  | Energy sensor | I18 |  |  |  | MC046 | Bowland Main |  |  | 0 | 0
MC046-B01 | MC046-B01/I19 | CAL1_Rycroft Com Fault |  |  |  |  | Energy sensor | I19 |  |  |  | MC046 | Bowland Main |  |  | 0 | 0
MC046-B01 | MC046-B01/I2 | Pressurisation Unit |  |  |  |  | Energy sensor | I2 |  |  |  | MC046 | Bowland Main |  |  | 0 | 0
MC046-B01 | MC046-B01/i2 | Mod 2 - 8Ui |  |  |  |  | Energy sensor | i2 |  |  |  | MC046 | Bowland Main |  |  | 0 | 0
MC046-B01 | MC046-B01/I20 | CAL2_Rycroft Com Fault |  |  |  |  | Energy sensor | I20 |  |  |  | MC046 | Bowland Main |  |  | 0 | 0
MC046-B01 | MC046-B01/I21 | CAL2 PHE OvHeat Fault |  |  |  |  | Energy sensor | I21 |  |  |  | MC046 | Bowland Main |  |  | 0 | 0
MC046-B01 | MC046-B01/I22 | CAL1_Cyl OvTemp |  |  | Degrees Celsius |  | Energy sensor | I22 |  |  |  | MC046 | Bowland Main |  |  | 0 | 0
MC046-B01 | MC046-B01/I23 | CAL1_45kW Thy Fault |  |  |  |  | Energy sensor | I23 |  |  |  | MC046 | Bowland Main |  |  | 0 | 0
MC046-B01 | MC046-B01/I24 | CAL1_18kW Thy Fault |  |  |  |  | Energy sensor | I24 |  |  |  | MC046 | Bowland Main |  |  | 0 | 0
MC046-B01 | MC046-B01/I25 | CAL2_Cyl OvHeat |  |  |  |  | Energy sensor | I25 |  |  |  | MC046 | Bowland Main |  |  | 0 | 0
MC046-B01 | MC046-B01/I26 | CAL2_45kW Thy Fault |  |  |  |  | Energy sensor | I26 |  |  |  | MC046 | Bowland Main |  |  | 0 | 0
MC046-B01 | MC046-B01/I27 | CAL1_Thyristor18kW |  |  |  |  | Energy sensor | I27 |  |  |  | MC046 | Bowland Main |  |  | 0 | 0
MC046-B01 | MC046-B01/I28 | DHW Secondary Pump Fault |  |  |  |  | Energy sensor | I28 |  |  |  | MC046 | Bowland Main |  |  | 0 | 0
MC046-B01 | MC046-B01/I29 | Level A EF01 |  |  |  |  | Energy sensor | I29 |  |  |  | MC046 | Bowland Main |  |  | 0 | 0
MC046-B01 | MC046-B01/i3 | Mod 3 - 8Ao |  |  |  |  | Energy sensor | i3 |  |  |  | MC046 | Bowland Main |  |  | 0 | 0
MC046-B01 | MC046-B01/I3 | P1 A Fault |  |  |  |  | Energy sensor | I3 |  |  |  | MC046 | Bowland Main |  |  | 0 | 0
MC046-B01 | MC046-B01/I30 | Level A EF02 |  |  |  |  | Energy sensor | I30 |  |  |  | MC046 | Bowland Main |  |  | 0 | 0
MC046-B01 | MC046-B01/I31 | Level B EF01 |  |  |  |  | Energy sensor | I31 |  |  |  | MC046 | Bowland Main |  |  | 0 | 0
MC046-B01 | MC046-B01/I32 | Level B EF02 |  |  |  |  | Energy sensor | I32 |  |  |  | MC046 | Bowland Main |  |  | 0 | 0
MC046-B01 | MC046-B01/I33 | Level C EF01 |  |  |  |  | Energy sensor | I33 |  |  |  | MC046 | Bowland Main |  |  | 0 | 0
MC046-B01 | MC046-B01/I34 | Level C EF02 |  |  |  |  | Energy sensor | I34 |  |  |  | MC046 | Bowland Main |  |  | 0 | 0
MC046-B01 | MC046-B01/I35 | Level C EF03 |  |  |  |  | Energy sensor | I35 |  |  |  | MC046 | Bowland Main |  |  | 0 | 0
MC046-B01 | MC046-B01/I36 | Level C Toilet EF04 |  |  |  |  | Energy sensor | I36 |  |  |  | MC046 | Bowland Main |  |  | 0 | 0
MC046-B01 | MC046-B01/I37 | Level C EF05 |  |  |  |  | Energy sensor | I37 |  |  |  | MC046 | Bowland Main |  |  | 0 | 0
MC046-B01 | MC046-B01/I38 | Level C EF06 |  |  |  |  | Energy sensor | I38 |  |  |  | MC046 | Bowland Main |  |  | 0 | 0
MC046-B01 | MC046-B01/I39 | Level B AC Unit 1 Fault |  |  |  |  | Energy sensor | I39 |  |  |  | MC046 | Bowland Main |  |  | 0 | 0
MC046-B01 | MC046-B01/I4 | P1 B Fault |  |  |  |  | Energy sensor | I4 |  |  |  | MC046 | Bowland Main |  |  | 0 | 0
MC046-B01 | MC046-B01/i4 | Mod 4 - 8Ui |  |  |  |  | Energy sensor | i4 |  |  |  | MC046 | Bowland Main |  |  | 0 | 0
MC046-B01 | MC046-B01/I40 | Level B AC Unit 2 Fault |  |  |  |  | Energy sensor | I40 |  |  |  | MC046 | Bowland Main |  |  | 0 | 0
MC046-B01 | MC046-B01/I41 | Level C Lift Fault |  |  |  |  | Energy sensor | I41 |  |  |  | MC046 | Bowland Main |  |  | 0 | 0
MC046-B01 | MC046-B01/I42 | Level D Lift Fault |  |  |  |  | Energy sensor | I42 |  |  |  | MC046 | Bowland Main |  |  | 0 | 0
MC046-B01 | MC046-B01/I43 | AHU Panel Filter |  |  |  |  | Energy sensor | I43 |  |  |  | MC046 | Bowland Main |  |  | 0 | 0
MC046-B01 | MC046-B01/I44 | AHU Bag Filter |  |  |  |  | Energy sensor | I44 |  |  |  | MC046 | Bowland Main |  |  | 0 | 0
MC046-B01 | MC046-B01/I45 | AHU Supply Fan Fault |  |  |  |  | Energy sensor | I45 |  |  |  | MC046 | Bowland Main |  |  | 0 | 0
MC046-B01 | MC046-B01/I46 | AHU Supply Fan Flow |  |  |  |  | Energy sensor | I46 |  |  |  | MC046 | Bowland Main |  |  | 0 | 0
MC046-B01 | MC046-B01/I47 | Extract Fan 1 Fault |  |  |  |  | Energy sensor | I47 |  |  |  | MC046 | Bowland Main |  |  | 0 | 0
MC046-B01 | MC046-B01/I48 | Extract Fan 2 Fault |  |  |  |  | Energy sensor | I48 |  |  |  | MC046 | Bowland Main |  |  | 0 | 0
MC046-B01 | MC046-B01/I49 | AHU Frost |  |  |  |  | Energy sensor | I49 |  |  |  | MC046 | Bowland Main |  |  | 0 | 0
MC046-B01 | MC046-B01/I5 | Cal 1 45kw On |  |  |  |  | Energy sensor | I5 |  |  |  | MC046 | Bowland Main |  |  | 0 | 0
MC046-B01 | MC046-B01/i5 | Mod 5 - 8Ui |  |  |  |  | Energy sensor | i5 |  |  |  | MC046 | Bowland Main |  |  | 0 | 0
MC046-B01 | MC046-B01/I50 | Spare |  |  |  |  | Energy sensor | I50 |  |  |  | MC046 | Bowland Main |  |  | 0 | 0
MC046-B01 | MC046-B01/I51 | Spare |  |  |  |  | Energy sensor | I51 |  |  |  | MC046 | Bowland Main |  |  | 0 | 0
MC046-B01 | MC046-B01/I52 | MCC Electric Meter |  |  |  |  | Energy sensor | I52 |  |  |  | MC046 | Bowland Main |  |  | 0 | 0
MC046-B01 | MC046-B01/I53 | BAR Heat Meter |  |  |  |  | Energy sensor | I53 |  |  |  | MC046 | Bowland Main |  |  | 0 | 0
MC046-B01 | MC046-B01/I54 | DHW Pump Fault |  |  |  |  | Energy sensor | I54 |  |  |  | MC046 | Bowland Main |  |  | 0 | 0
MC046-B01 | MC046-B01/I55 | Cal 2 18KW |  |  |  |  | Energy sensor | I55 |  |  |  | MC046 | Bowland Main |  |  | 0 | 0
MC046-B01 | MC046-B01/I56 | DHW Enabled |  |  |  |  | Energy sensor | I56 |  |  |  | MC046 | Bowland Main |  |  | 0 | 0
MC046-B01 | MC046-B01/I57 | DHW Sec Enable |  |  |  |  | Energy sensor | I57 |  |  |  | MC046 | Bowland Main |  |  | 0 | 0
MC046-B01 | MC046-B01/I58 | Rycroft Unit 1 working |  |  |  |  | Energy sensor | I58 |  |  |  | MC046 | Bowland Main |  |  | 0 | 0
MC046-B01 | MC046-B01/I59 | Rycroft Unit 2 working |  |  |  |  | Energy sensor | I59 |  |  |  | MC046 | Bowland Main |  |  | 0 | 0
MC046-B01 | MC046-B01/i6 | Mod 6 - 8Ui |  |  |  |  | Energy sensor | i6 |  |  |  | MC046 | Bowland Main |  |  | 0 | 0
MC046-B01 | MC046-B01/I6 | Cal 1 18kw On |  |  |  |  | Energy sensor | I6 |  |  |  | MC046 | Bowland Main |  |  | 0 | 0
MC046-B01 | MC046-B01/I66 | P2 Pump A Fail |  |  |  |  | Energy sensor | I66 |  |  |  | MC046 | Bowland Main |  |  | 0 | 0
MC046-B01 | MC046-B01/I68 | AHU1 Supply Flow Fail |  |  |  |  | Energy sensor | I68 |  |  |  | MC046 | Bowland Main |  |  | 0 | 0
MC046-B01 | MC046-B01/I7 | Cal 2 45KW |  |  |  |  | Energy sensor | I7 |  |  |  | MC046 | Bowland Main |  |  | 0 | 0
MC046-B01 | MC046-B01/i7 | Mod 7 - 4Ui |  |  |  |  | Energy sensor | i7 |  |  |  | MC046 | Bowland Main |  |  | 0 | 0
MC046-B01 | MC046-B01/I71 | P1 Pump A Fail |  |  |  |  | Energy sensor | I71 |  |  |  | MC046 | Bowland Main |  |  | 0 | 0
MC046-B01 | MC046-B01/I74 | P1 Pump B Fail |  |  |  |  | Energy sensor | I74 |  |  |  | MC046 | Bowland Main |  |  | 0 | 0
MC046-B01 | MC046-B01/I76 | P2 Pump B Fail |  |  |  |  | Energy sensor | I76 |  |  |  | MC046 | Bowland Main |  |  | 0 | 0
MC046-B01 | MC046-B01/i8 | IO Module 8 |  |  |  |  | Energy sensor | i8 |  |  |  | MC046 | Bowland Main |  |  | 0 | 0
MC046-B01 | MC046-B01/I8 | P1 Flow switch |  |  |  |  | Energy sensor | I8 |  |  |  | MC046 | Bowland Main |  |  | 0 | 0
MC046-B01 | MC046-B01/I81 | P3 VTPump A Fail |  |  |  |  | Energy sensor | I81 |  |  |  | MC046 | Bowland Main |  |  | 0 | 0
MC046-B01 | MC046-B01/I84 | P3 VTPump B Fail |  |  |  |  | Energy sensor | I84 |  |  |  | MC046 | Bowland Main |  |  | 0 | 0
MC046-B01 | MC046-B01/I88 | P4 VTPump A Fail |  |  |  |  | Energy sensor | I88 |  |  |  | MC046 | Bowland Main |  |  | 0 | 0
MC046-B01 | MC046-B01/I9 | P2 A Fault |  |  |  |  | Energy sensor | I9 |  |  |  | MC046 | Bowland Main |  |  | 0 | 0
MC046-B01 | MC046-B01/I91 | P4 VTPump B Fail |  |  |  |  | Energy sensor | I91 |  |  |  | MC046 | Bowland Main |  |  | 0 | 0
MC046-B01 | MC046-B01/K1 | Elec Heater SP |  |  |  |  | Energy sensor | K1 |  |  |  | MC046 | Bowland Main |  |  | 0 | 0
MC046-B01 | MC046-B01/K10 | corridor offset |  |  |  |  | Energy sensor | K10 |  |  |  | MC046 | Bowland Main |  |  | 0 | 0
MC046-B01 | MC046-B01/K11 | Office VT @ 0degC OS |  |  |  |  | Energy sensor | K11 |  |  |  | MC046 | Bowland Main |  |  | 0 | 0
MC046-B01 | MC046-B01/K12 | Office VT @ 20degC OS |  |  |  |  | Energy sensor | K12 |  |  |  | MC046 | Bowland Main |  |  | 0 | 0
MC046-B01 | MC046-B01/K13 | corridor offset |  |  |  |  | Energy sensor | K13 |  |  |  | MC046 | Bowland Main |  |  | 0 | 0
MC046-B01 | MC046-B01/K14 | 3rd stage frost protection |  |  |  |  | Energy sensor | K14 |  |  |  | MC046 | Bowland Main |  |  | 0 | 0
MC046-B01 | MC046-B01/K15 | default water setting |  |  |  |  | Energy sensor | K15 |  |  |  | MC046 | Bowland Main |  |  | 0 | 0
MC046-B01 | MC046-B01/K18 | AHU Frost Coil Setpt |  |  |  |  | Energy sensor | K18 |  |  |  | MC046 | Bowland Main |  |  | 0 | 0
MC046-B01 | MC046-B01/K2 | outside temp offset |  |  |  |  | Energy sensor | K2 |  |  |  | MC046 | Bowland Main |  |  | 0 | 0
MC046-B01 | MC046-B01/K21 | Room Co2 Setpoint |  |  |  |  | Energy sensor | K21 |  |  |  | MC046 | Bowland Main |  |  | 0 | 0
MC046-B01 | MC046-B01/K22 | Office Room Setpt |  |  |  |  | Energy sensor | K22 |  |  |  | MC046 | Bowland Main |  |  | 0 | 0
MC046-B01 | MC046-B01/K24 | P3 VT Pressure Setpt |  |  |  |  | Energy sensor | K24 |  |  |  | MC046 | Bowland Main |  |  | 0 | 0
MC046-B01 | MC046-B01/K25 | Residential Room Setpt |  |  |  |  | Energy sensor | K25 |  |  |  | MC046 | Bowland Main |  |  | 0 | 0
MC046-B01 | MC046-B01/K28 | Residential VT @ 0degC OS |  |  |  |  | Energy sensor | K28 |  |  |  | MC046 | Bowland Main |  |  | 0 | 0
MC046-B01 | MC046-B01/K29 | Residential VT @ 20degC OS |  |  |  |  | Energy sensor | K29 |  |  |  | MC046 | Bowland Main |  |  | 0 | 0
MC046-B01 | MC046-B01/K3 | Lecture Theatre SP |  |  |  |  | Energy sensor | K3 |  |  |  | MC046 | Bowland Main |  |  | 0 | 0
MC046-B01 | MC046-B01/K31 | Outside air temperature eco override |  |  | 0 = Off, 1 = On |  | Energy sensor | K31 |  |  |  | MC046 | Bowland Main |  |  | 0 | 0
MC046-B01 | MC046-B01/K33 | P4 VT Pressure Setpt |  |  |  |  | Energy sensor | K33 |  |  |  | MC046 | Bowland Main |  |  | 0 | 0
MC046-B01 | MC046-B01/K34 | AHU Supply Deadband |  |  |  |  | Energy sensor | K34 |  |  |  | MC046 | Bowland Main |  |  | 0 | 0
MC046-B01 | MC046-B01/K35 | AHU Min Supply Level |  |  |  |  | Energy sensor | K35 |  |  |  | MC046 | Bowland Main |  |  | 0 | 0
MC046-B01 | MC046-B01/K36 | AHU Max Supply Level |  |  |  |  | Energy sensor | K36 |  |  |  | MC046 | Bowland Main |  |  | 0 | 0
MC046-B01 | MC046-B01/K37 | Extract delay |  |  |  |  | Energy sensor | K37 |  |  |  | MC046 | Bowland Main |  |  | 0 | 0
MC046-B01 | MC046-B01/K5 | LTHW Setpoint |  |  |  |  | Energy sensor | K5 |  |  |  | MC046 | Bowland Main |  |  | 0 | 0
MC046-B01 | MC046-B01/K6 | LTHW DHW Transfer Temp |  |  | Degrees Celsius |  | Energy sensor | K6 |  |  |  | MC046 | Bowland Main |  |  | 0 | 0
MC046-B01 | MC046-B01/K7 | 1st stage frost protection |  |  |  |  | Energy sensor | K7 |  |  |  | MC046 | Bowland Main |  |  | 0 | 0
MC046-B01 | MC046-B01/K8 | 2nd stage frost protection |  |  | Degrees Celsius |  | Energy sensor | K8 |  |  |  | MC046 | Bowland Main |  |  | 0 | 0
MC046-B01 | MC046-B01/K9 | CT Pressure Setpt |  |  |  |  | Energy sensor | K9 |  |  |  | MC046 | Bowland Main |  |  | 0 | 0
MC046-B01 | MC046-B01/L1 | C1 - 45kW Loop |  |  |  |  | Energy sensor | L1 |  |  |  | MC046 | Bowland Main |  |  | 0 | 0
MC046-B01 | MC046-B01/L10 | Office VT Valve Demand |  |  |  |  | Energy sensor | L10 |  |  |  | MC046 | Bowland Main |  |  | 0 | 0
MC046-B01 | MC046-B01/L11 | Loop 11 |  |  |  |  | Energy sensor | L11 |  |  |  | MC046 | Bowland Main |  |  | 0 | 0
MC046-B01 | MC046-B01/L12 | Residential VT Valve Demand |  |  |  |  | Energy sensor | L12 |  |  |  | MC046 | Bowland Main |  |  | 0 | 0
MC046-B01 | MC046-B01/L13 | Loop 13 |  |  |  |  | Energy sensor | L13 |  |  |  | MC046 | Bowland Main |  |  | 0 | 0
MC046-B01 | MC046-B01/L19 | Fan Ramp Temp Low |  |  | Degrees Celsius |  | Energy sensor | L19 |  |  |  | MC046 | Bowland Main |  |  | 0 | 0
MC046-B01 | MC046-B01/L2 | C1 - 18kW Loop |  |  |  |  | Energy sensor | L2 |  |  |  | MC046 | Bowland Main |  |  | 0 | 0
MC046-B01 | MC046-B01/L20 | Fan Ramp High Temp |  |  | Degrees Celsius |  | Energy sensor | L20 |  |  |  | MC046 | Bowland Main |  |  | 0 | 0
MC046-B01 | MC046-B01/L21 | Fan Ramp Co2 |  |  |  |  | Energy sensor | L21 |  |  |  | MC046 | Bowland Main |  |  | 0 | 0
MC046-B01 | MC046-B01/L25 | Loop 25 |  |  |  |  | Energy sensor | L25 |  |  |  | MC046 | Bowland Main |  |  | 0 | 0
MC046-B01 | MC046-B01/L26 | Loop 26 |  |  |  |  | Energy sensor | L26 |  |  |  | MC046 | Bowland Main |  |  | 0 | 0
MC046-B01 | MC046-B01/L27 | Loop 27 |  |  |  |  | Energy sensor | L27 |  |  |  | MC046 | Bowland Main |  |  | 0 | 0
MC046-B01 | MC046-B01/L28 | Loop 28 |  |  |  |  | Energy sensor | L28 |  |  |  | MC046 | Bowland Main |  |  | 0 | 0
MC046-B01 | MC046-B01/L29 | Loop 29 |  |  |  |  | Energy sensor | L29 |  |  |  | MC046 | Bowland Main |  |  | 0 | 0
MC046-B01 | MC046-B01/L3 | C2 - 45kW Loop |  |  |  |  | Energy sensor | L3 |  |  |  | MC046 | Bowland Main |  |  | 0 | 0
MC046-B01 | MC046-B01/L4 | C2 - 18kW Loop |  |  |  |  | Energy sensor | L4 |  |  |  | MC046 | Bowland Main |  |  | 0 | 0
MC046-B01 | MC046-B01/L6 | Loop 6 |  |  |  |  | Energy sensor | L6 |  |  |  | MC046 | Bowland Main |  |  | 0 | 0
MC046-B01 | MC046-B01/L8 | Loop 8 |  |  |  |  | Energy sensor | L8 |  |  |  | MC046 | Bowland Main |  |  | 0 | 0
MC046-B01 | MC046-B01/L9 | Loop 9 |  |  |  |  | Energy sensor | L9 |  |  |  | MC046 | Bowland Main |  |  | 0 | 0
MC046-B01 | MC046-B01/n1 | TREND_0B_00_BF |  |  |  |  | Energy sensor | n1 |  |  |  | MC046 | Bowland Main |  |  | 0 | 0
MC046-B01 | MC046-B01/N4 | IC Comms 4 |  |  |  |  | Energy sensor | N4 |  |  |  | MC046 | Bowland Main |  |  | 0 | 0
MC046-B01 | MC046-B01/o1 | Alarm Route 1 |  |  |  |  | Energy sensor | o1 |  |  |  | MC046 | Bowland Main |  |  | 0 | 0
MC046-B01 | MC046-B01/O1 | Heating |  |  |  |  | Energy sensor | O1 |  |  |  | MC046 | Bowland Main |  |  | 0 | 0
MC046-B01 | MC046-B01/o2 | Alarm Route 2 |  |  |  |  | Energy sensor | o2 |  |  |  | MC046 | Bowland Main |  |  | 0 | 0
MC046-B01 | MC046-B01/O2 | Heating |  |  |  |  | Energy sensor | O2 |  |  |  | MC046 | Bowland Main |  |  | 0 | 0
MC046-B01 | MC046-B01/o3 | Alarm Route 3 |  |  |  |  | Energy sensor | o3 |  |  |  | MC046 | Bowland Main |  |  | 0 | 0
MC046-B01 | MC046-B01/O3 | Optimum Start Stop 3 |  |  |  |  | Energy sensor | O3 |  |  |  | MC046 | Bowland Main |  |  | 0 | 0
MC046-B01 | MC046-B01/o4 | Alarm Route 4 |  |  |  |  | Energy sensor | o4 |  |  |  | MC046 | Bowland Main |  |  | 0 | 0
MC046-B01 | MC046-B01/P1 | CAL1 Temp |  |  | Degrees Celsius |  | Energy sensor | P1 |  |  |  | MC046 | Bowland Main |  |  | 0 | 0
MC046-B01 | MC046-B01/P10 | P2 Return Temp |  |  | Degrees Celsius |  | Energy sensor | P10 |  |  |  | MC046 | Bowland Main |  |  | 0 | 0
MC046-B01 | MC046-B01/P11 | VT P3 Pressure Transducer |  |  |  |  | Energy sensor | P11 |  |  |  | MC046 | Bowland Main |  |  | 0 | 0
MC046-B01 | MC046-B01/P12 | P3 VT Flow temp |  |  |  |  | Energy sensor | P12 |  |  |  | MC046 | Bowland Main |  |  | 0 | 0
MC046-B01 | MC046-B01/P13 | P4 VT Flow temp |  |  |  |  | Energy sensor | P13 |  |  |  | MC046 | Bowland Main |  |  | 0 | 0
MC046-B01 | MC046-B01/P14 | Main Elec Weekly |  |  |  |  | Energy sensor | P14 |  |  |  | MC046 | Bowland Main |  |  | 0 | 0
MC046-B01 | MC046-B01/P15 | Main Elec Monthly |  |  |  |  | Energy sensor | P15 |  |  |  | MC046 | Bowland Main |  |  | 0 | 0
MC046-B01 | MC046-B01/P16 | Sensor 72 |  |  |  |  | Energy sensor | P16 |  |  |  | MC046 | Bowland Main |  |  | 0 | 0
MC046-B01 | MC046-B01/P17 | Immersion heater hours run |  |  | Hours |  | Energy sensor | P17 |  |  |  | MC046 | Bowland Main |  |  | 0 | 0
MC046-B01 | MC046-B01/P18 | Immersion heater hoursr run total |  |  | Hours |  | Energy sensor | P18 |  |  |  | MC046 | Bowland Main |  |  | 0 | 0
MC046-B01 | MC046-B01/P19 | Immersion heater hours run |  |  | Hours |  | Energy sensor | P19 |  |  |  | MC046 | Bowland Main |  |  | 0 | 0
MC046-B01 | MC046-B01/P2 | CAL2 Temp |  |  | Degrees Celsius |  | Energy sensor | P2 |  |  |  | MC046 | Bowland Main |  |  | 0 | 0
MC046-B01 | MC046-B01/P20 | Immersion heater hoursr run total |  |  | Hours |  | Energy sensor | P20 |  |  |  | MC046 | Bowland Main |  |  | 0 | 0
MC046-B01 | MC046-B01/P21 | CAL1 Temp |  |  | Degrees Celsius |  | Energy sensor | P21 |  |  |  | MC046 | Bowland Main |  |  | 0 | 0
MC046-B01 | MC046-B01/P22 | CAL2 Temp |  |  | Degrees Celsius |  | Energy sensor | P22 |  |  |  | MC046 | Bowland Main |  |  | 0 | 0
MC046-B01 | MC046-B01/P23 | DHW Flow temp |  |  | Degrees Celsius |  | Energy sensor | P23 |  |  |  | MC046 | Bowland Main |  |  | 0 | 0
MC046-B01 | MC046-B01/P24 | DHW Sec Return Temp |  |  | Degrees Celsius |  | Energy sensor | P24 |  |  |  | MC046 | Bowland Main |  |  | 0 | 0
MC046-B01 | MC046-B01/P25 | Level A Space Temp |  |  | Degrees Celsius |  | Energy sensor | P25 |  |  |  | MC046 | Bowland Main |  |  | 0 | 0
MC046-B01 | MC046-B01/P26 | Spare |  |  |  |  | Energy sensor | P26 |  |  |  | MC046 | Bowland Main |  |  | 0 | 0
MC046-B01 | MC046-B01/P27 | Immersion heater hours run |  |  | Hours |  | Energy sensor | P27 |  |  |  | MC046 | Bowland Main |  |  | 0 | 0
MC046-B01 | MC046-B01/P28 | Immersion heater hoursr run total |  |  | Hours |  | Energy sensor | P28 |  |  |  | MC046 | Bowland Main |  |  | 0 | 0
MC046-B01 | MC046-B01/P29 | Immersion heater hours run |  |  | Hours |  | Energy sensor | P29 |  |  |  | MC046 | Bowland Main |  |  | 0 | 0
MC046-B01 | MC046-B01/P3 | Main Elec Daily |  |  |  |  | Energy sensor | P3 |  |  |  | MC046 | Bowland Main |  |  | 0 | 0
MC046-B01 | MC046-B01/P30 | Immersion heater hoursr run total |  |  | Hours |  | Energy sensor | P30 |  |  |  | MC046 | Bowland Main |  |  | 0 | 0
MC046-B01 | MC046-B01/P31 | Rycroft 4-20ma Driver |  |  |  |  | Energy sensor | P31 |  |  |  | MC046 | Bowland Main |  |  | 0 | 0
MC046-B01 | MC046-B01/P32 | Cal Fow meter MTHW Ltrs Min |  |  |  |  | Energy sensor | P32 |  |  |  | MC046 | Bowland Main |  |  | 0 | 0
MC046-B01 | MC046-B01/P33 | P4 VT pressure |  |  |  |  | Energy sensor | P33 |  |  |  | MC046 | Bowland Main |  |  | 0 | 0
MC046-B01 | MC046-B01/P34 | Level B Space Temp |  |  | Degrees Celsius |  | Energy sensor | P34 |  |  |  | MC046 | Bowland Main |  |  | 0 | 0
MC046-B01 | MC046-B01/P35 | Level B Space Temp |  |  | Degrees Celsius |  | Energy sensor | P35 |  |  |  | MC046 | Bowland Main |  |  | 0 | 0
MC046-B01 | MC046-B01/P36 | Level C Space Temp |  |  | Degrees Celsius |  | Energy sensor | P36 |  |  |  | MC046 | Bowland Main |  |  | 0 | 0
MC046-B01 | MC046-B01/P37 | Level C Space Temp |  |  | Degrees Celsius |  | Energy sensor | P37 |  |  |  | MC046 | Bowland Main |  |  | 0 | 0
MC046-B01 | MC046-B01/P38 | Level D Space Temp |  |  | Degrees Celsius |  | Energy sensor | P38 |  |  |  | MC046 | Bowland Main |  |  | 0 | 0
MC046-B01 | MC046-B01/P39 | Level D Space Temp |  |  | Degrees Celsius |  | Energy sensor | P39 |  |  |  | MC046 | Bowland Main |  |  | 0 | 0
MC046-B01 | MC046-B01/P4 | PHE 1 MTHW Temp |  |  | Degrees Celsius |  | Energy sensor | P4 |  |  |  | MC046 | Bowland Main |  |  | 0 | 0
MC046-B01 | MC046-B01/P40 | Building kwh |  |  |  |  | Energy sensor | P40 |  |  |  | MC046 | Bowland Main |  |  | 0 | 0
MC046-B01 | MC046-B01/P41 | Temperature difference |  |  | Degrees Celsius |  | Energy sensor | P41 |  |  |  | MC046 | Bowland Main |  |  | 0 | 0
MC046-B01 | MC046-B01/P47 | Lecture Low Co2 |  |  |  |  | Energy sensor | P47 |  |  |  | MC046 | Bowland Main |  |  | 0 | 0
MC046-B01 | MC046-B01/P48 | Lecture Low Temp |  |  | Degrees Celsius |  | Energy sensor | P48 |  |  |  | MC046 | Bowland Main |  |  | 0 | 0
MC046-B01 | MC046-B01/P49 | Lecture High Co2 |  |  |  |  | Energy sensor | P49 |  |  |  | MC046 | Bowland Main |  |  | 0 | 0
MC046-B01 | MC046-B01/P5 | PHE 1 LTHW Temp |  |  | Degrees Celsius |  | Energy sensor | P5 |  |  |  | MC046 | Bowland Main |  |  | 0 | 0
MC046-B01 | MC046-B01/P50 | Lecture High Temp |  |  | Degrees Celsius |  | Energy sensor | P50 |  |  |  | MC046 | Bowland Main |  |  | 0 | 0
MC046-B01 | MC046-B01/P51 | AHU Frost Temp |  |  | Degrees Celsius |  | Energy sensor | P51 |  |  |  | MC046 | Bowland Main |  |  | 0 | 0
MC046-B01 | MC046-B01/P52 | AHU Reheat |  |  |  |  | Energy sensor | P52 |  |  |  | MC046 | Bowland Main |  |  | 0 | 0
MC046-B01 | MC046-B01/P55 | Spare |  |  |  |  | Energy sensor | P55 |  |  |  | MC046 | Bowland Main |  |  | 0 | 0
MC046-B01 | MC046-B01/P56 | Spare |  |  |  |  | Energy sensor | P56 |  |  |  | MC046 | Bowland Main |  |  | 0 | 0
MC046-B01 | MC046-B01/P6 | PHE 2 MTHW Temp |  |  | Degrees Celsius |  | Energy sensor | P6 |  |  |  | MC046 | Bowland Main |  |  | 0 | 0
MC046-B01 | MC046-B01/P60 | PHE 1 Control output |  |  |  |  | Energy sensor | P60 |  |  |  | MC046 | Bowland Main |  |  | 0 | 0
MC046-B01 | MC046-B01/P61 | PHE2 Control Output |  |  |  |  | Energy sensor | P61 |  |  |  | MC046 | Bowland Main |  |  | 0 | 0
MC046-B01 | MC046-B01/P62 | Calc VT Flow Office Temp |  |  | Degrees Celsius |  | Energy sensor | P62 |  |  |  | MC046 | Bowland Main |  |  | 0 | 0
MC046-B01 | MC046-B01/P63 | Residential Calc VT Flow Temp |  |  | Degrees Celsius |  | Energy sensor | P63 |  |  |  | MC046 | Bowland Main |  |  | 0 | 0
MC046-B01 | MC046-B01/P66 | Elec1 Elec Daily |  |  |  |  | Energy sensor | P66 |  |  |  | MC046 | Bowland Main |  |  | 0 | 0
MC046-B01 | MC046-B01/P67 | Elec1 Elec Weekly |  |  |  |  | Energy sensor | P67 |  |  |  | MC046 | Bowland Main |  |  | 0 | 0
MC046-B01 | MC046-B01/P68 | Elec1 Elec Monthly |  |  |  |  | Energy sensor | P68 |  |  |  | MC046 | Bowland Main |  |  | 0 | 0
MC046-B01 | MC046-B01/P69 | AHU Calc Supply Setpt |  |  |  |  | Energy sensor | P69 |  |  |  | MC046 | Bowland Main |  |  | 0 | 0
MC046-B01 | MC046-B01/P7 | PHE 2 LTHW Temp |  |  | Degrees Celsius |  | Energy sensor | P7 |  |  |  | MC046 | Bowland Main |  |  | 0 | 0
MC046-B01 | MC046-B01/P70 | Outside air temperature |  |  | Degrees Celsius |  | Energy sensor | P70 |  |  |  | MC046 | Bowland Main |  |  | 0 | 0
MC046-B01 | MC046-B01/P8 | P2 A&amp;B Pressure Tranducer |  |  |  |  | Energy sensor | P8 |  |  |  | MC046 | Bowland Main |  |  | 0 | 0
MC046-B01 | MC046-B01/P9 | P2 Flow Temp |  |  | Degrees Celsius |  | Energy sensor | P9 |  |  |  | MC046 | Bowland Main |  |  | 0 | 0
MC046-B01 | MC046-B01/Q1 | Sequence Table 1 |  |  |  |  | Energy sensor | Q1 |  |  |  | MC046 | Bowland Main |  |  | 0 | 0
MC046-B01 | MC046-B01/S1 | PHE 1 MTHW Temp |  |  | Degrees Celsius |  | Energy sensor | S1 |  |  |  | MC046 | Bowland Main |  |  | 0 | 0
MC046-B01 | MC046-B01/S10 | P4 VT Flow temp |  |  |  |  | Energy sensor | S10 |  |  |  | MC046 | Bowland Main |  |  | 0 | 0
MC046-B01 | MC046-B01/S11 | Learning Zone - Zone 1 Temp |  |  | Degrees Celsius |  | Energy sensor | S11 |  |  |  | MC046 | Bowland Main |  |  | 0 | 0
MC046-B01 | MC046-B01/S12 | Learning Zone - Zone 2 Temp |  |  | Degrees Celsius |  | Energy sensor | S12 |  |  |  | MC046 | Bowland Main |  |  | 0 | 0
MC046-B01 | MC046-B01/S13 | Learning Zone - Zone 3 Temp |  |  | Degrees Celsius |  | Energy sensor | S13 |  |  |  | MC046 | Bowland Main |  |  | 0 | 0
MC046-B01 | MC046-B01/S14 | OAT Temp |  |  | Degrees Celsius |  | Energy sensor | S14 |  |  |  | MC046 | Bowland Main |  |  | 0 | 0
MC046-B01 | MC046-B01/S15 | PHE 1 Control output |  |  |  |  | Energy sensor | S15 |  |  |  | MC046 | Bowland Main |  |  | 0 | 0
MC046-B01 | MC046-B01/S16 | PHE2 Control Output |  |  |  |  | Energy sensor | S16 |  |  |  | MC046 | Bowland Main |  |  | 0 | 0
MC046-B01 | MC046-B01/S17 | CAL1 Temp |  |  | Degrees Celsius |  | Energy sensor | S17 |  |  |  | MC046 | Bowland Main |  |  | 0 | 0
MC046-B01 | MC046-B01/S18 | CAL2 Temp |  |  | Degrees Celsius |  | Energy sensor | S18 |  |  |  | MC046 | Bowland Main |  |  | 0 | 0
MC046-B01 | MC046-B01/S19 | DHW Flow temp |  |  | Degrees Celsius |  | Energy sensor | S19 |  |  |  | MC046 | Bowland Main |  |  | 0 | 0
MC046-B01 | MC046-B01/S2 | PHE 1 LTHW Temp |  |  | Degrees Celsius |  | Energy sensor | S2 |  |  |  | MC046 | Bowland Main |  |  | 0 | 0
MC046-B01 | MC046-B01/S20 | DHW Sec Return Temp |  |  | Degrees Celsius |  | Energy sensor | S20 |  |  |  | MC046 | Bowland Main |  |  | 0 | 0
MC046-B01 | MC046-B01/S21 | Level A Space Temp |  |  | Degrees Celsius |  | Energy sensor | S21 |  |  |  | MC046 | Bowland Main |  |  | 0 | 0
MC046-B01 | MC046-B01/S22 | Spare |  |  |  |  | Energy sensor | S22 |  |  |  | MC046 | Bowland Main |  |  | 0 | 0
MC046-B01 | MC046-B01/S23 | 4DIX - 1 |  |  |  |  | Energy sensor | S23 |  |  |  | MC046 | Bowland Main |  |  | 0 | 0
MC046-B01 | MC046-B01/S24 | 4DIX - 2 |  |  |  |  | Energy sensor | S24 |  |  |  | MC046 | Bowland Main |  |  | 0 | 0
MC046-B01 | MC046-B01/S25 | 4DIX - 3 |  |  |  |  | Energy sensor | S25 |  |  |  | MC046 | Bowland Main |  |  | 0 | 0
MC046-B01 | MC046-B01/S26 | 4DIX - 4 |  |  |  |  | Energy sensor | S26 |  |  |  | MC046 | Bowland Main |  |  | 0 | 0
MC046-B01 | MC046-B01/S27 | 4DIX - 5 |  |  |  |  | Energy sensor | S27 |  |  |  | MC046 | Bowland Main |  |  | 0 | 0
MC046-B01 | MC046-B01/S28 | 4DIX - 6 |  |  |  |  | Energy sensor | S28 |  |  |  | MC046 | Bowland Main |  |  | 0 | 0
MC046-B01 | MC046-B01/S29 | P4 VT pressure |  |  |  |  | Energy sensor | S29 |  |  |  | MC046 | Bowland Main |  |  | 0 | 0
MC046-B01 | MC046-B01/S3 | PHE 2 MTHW Temp |  |  | Degrees Celsius |  | Energy sensor | S3 |  |  |  | MC046 | Bowland Main |  |  | 0 | 0
MC046-B01 | MC046-B01/S30 | Level B Space Temp |  |  | Degrees Celsius |  | Energy sensor | S30 |  |  |  | MC046 | Bowland Main |  |  | 0 | 0
MC046-B01 | MC046-B01/S31 | Level B Space Temp |  |  | Degrees Celsius |  | Energy sensor | S31 |  |  |  | MC046 | Bowland Main |  |  | 0 | 0
MC046-B01 | MC046-B01/S32 | Level C Space Temp |  |  | Degrees Celsius |  | Energy sensor | S32 |  |  |  | MC046 | Bowland Main |  |  | 0 | 0
MC046-B01 | MC046-B01/S33 | Level C Space Temp |  |  | Degrees Celsius |  | Energy sensor | S33 |  |  |  | MC046 | Bowland Main |  |  | 0 | 0
MC046-B01 | MC046-B01/S34 | Level D Space Temp |  |  | Degrees Celsius |  | Energy sensor | S34 |  |  |  | MC046 | Bowland Main |  |  | 0 | 0
MC046-B01 | MC046-B01/S35 | Level D Space Temp |  |  | Degrees Celsius |  | Energy sensor | S35 |  |  |  | MC046 | Bowland Main |  |  | 0 | 0
MC046-B01 | MC046-B01/S36 | 4DIX - 7 |  |  |  |  | Energy sensor | S36 |  |  |  | MC046 | Bowland Main |  |  | 0 | 0
MC046-B01 | MC046-B01/S37 | 4DIX - 8 |  |  |  |  | Energy sensor | S37 |  |  |  | MC046 | Bowland Main |  |  | 0 | 0
MC046-B01 | MC046-B01/S38 | 4DIX - 9 |  |  |  |  | Energy sensor | S38 |  |  |  | MC046 | Bowland Main |  |  | 0 | 0
MC046-B01 | MC046-B01/S39 | 4DIX - 10 |  |  |  |  | Energy sensor | S39 |  |  |  | MC046 | Bowland Main |  |  | 0 | 0
MC046-B01 | MC046-B01/S4 | PHE 2 LTHW Temp |  |  | Degrees Celsius |  | Energy sensor | S4 |  |  |  | MC046 | Bowland Main |  |  | 0 | 0
MC046-B01 | MC046-B01/S40 | 4DIX - 11 |  |  |  |  | Energy sensor | S40 |  |  |  | MC046 | Bowland Main |  |  | 0 | 0
MC046-B01 | MC046-B01/S41 | Immersion heater hours run |  |  | Hours |  | Energy sensor | S41 |  |  |  | MC046 | Bowland Main |  |  | 0 | 0
MC046-B01 | MC046-B01/S42 | Bar Heat meter |  |  |  |  | Energy sensor | S42 |  |  |  | MC046 | Bowland Main |  |  | 0 | 0
MC046-B01 | MC046-B01/S43 | Lecture Low Co2 |  |  |  |  | Energy sensor | S43 |  |  |  | MC046 | Bowland Main |  |  | 0 | 0
MC046-B01 | MC046-B01/S44 | Lecture Low Temp |  |  | Degrees Celsius |  | Energy sensor | S44 |  |  |  | MC046 | Bowland Main |  |  | 0 | 0
MC046-B01 | MC046-B01/S45 | Lecture High Co2 |  |  |  |  | Energy sensor | S45 |  |  |  | MC046 | Bowland Main |  |  | 0 | 0
MC046-B01 | MC046-B01/S46 | Lecture High Temp |  |  | Degrees Celsius |  | Energy sensor | S46 |  |  |  | MC046 | Bowland Main |  |  | 0 | 0
MC046-B01 | MC046-B01/S47 | AHU Frost Temp |  |  | Degrees Celsius |  | Energy sensor | S47 |  |  |  | MC046 | Bowland Main |  |  | 0 | 0
MC046-B01 | MC046-B01/S48 | AHU Reheat |  |  |  |  | Energy sensor | S48 |  |  |  | MC046 | Bowland Main |  |  | 0 | 0
MC046-B01 | MC046-B01/S49 | 4DIX - 12 |  |  |  |  | Energy sensor | S49 |  |  |  | MC046 | Bowland Main |  |  | 0 | 0
MC046-B01 | MC046-B01/S5 | P2 A&amp;B Pressure Tranducer |  |  |  |  | Energy sensor | S5 |  |  |  | MC046 | Bowland Main |  |  | 0 | 0
MC046-B01 | MC046-B01/S50 | 4DIX - 13 |  |  |  |  | Energy sensor | S50 |  |  |  | MC046 | Bowland Main |  |  | 0 | 0
MC046-B01 | MC046-B01/S51 | MTHW RAW 4- 20ma |  |  |  |  | Energy sensor | S51 |  |  |  | MC046 | Bowland Main |  |  | 0 | 0
MC046-B01 | MC046-B01/S52 | Medium temperature hot water return temperature |  |  | Degrees Celsius |  | Energy sensor | S52 |  |  |  | MC046 | Bowland Main |  |  | 0 | 0
MC046-B01 | MC046-B01/S53 | Bar Heat meter Weekly |  |  |  |  | Energy sensor | S53 |  |  |  | MC046 | Bowland Main |  |  | 0 | 0
MC046-B01 | MC046-B01/S54 | Bar Heat meter Monthly |  |  |  |  | Energy sensor | S54 |  |  |  | MC046 | Bowland Main |  |  | 0 | 0
MC046-B01 | MC046-B01/S55 | Bar Heat meter kWhr |  |  |  |  | Energy sensor | S55 |  |  |  | MC046 | Bowland Main |  |  | 0 | 0
MC046-B01 | MC046-B01/S56 | Calc VT Flow Office Temp |  |  | Degrees Celsius |  | Energy sensor | S56 |  |  |  | MC046 | Bowland Main |  |  | 0 | 0
MC046-B01 | MC046-B01/S57 | Bar Heat meter GWhrs |  |  |  |  | Energy sensor | S57 |  |  |  | MC046 | Bowland Main |  |  | 0 | 0
MC046-B01 | MC046-B01/S58 | MCC Electric meter kWhr |  |  |  |  | Energy sensor | S58 |  |  |  | MC046 | Bowland Main |  |  | 0 | 0
MC046-B01 | MC046-B01/S59 | MCC Electric meter GWhrs |  |  |  |  | Energy sensor | S59 |  |  |  | MC046 | Bowland Main |  |  | 0 | 0
MC046-B01 | MC046-B01/S6 | P2 Flow Temp |  |  | Degrees Celsius |  | Energy sensor | S6 |  |  |  | MC046 | Bowland Main |  |  | 0 | 0
MC046-B01 | MC046-B01/S60 | Immersion heater hoursr run total |  |  | Hours |  | Energy sensor | S60 |  |  |  | MC046 | Bowland Main |  |  | 0 | 0
MC046-B01 | MC046-B01/S61 | Immersion heater hours run |  |  | Hours |  | Energy sensor | S61 |  |  |  | MC046 | Bowland Main |  |  | 0 | 0
MC046-B01 | MC046-B01/S62 | Immersion heater hoursr run total |  |  | Hours |  | Energy sensor | S62 |  |  |  | MC046 | Bowland Main |  |  | 0 | 0
MC046-B01 | MC046-B01/S63 | Immersion heater hours run |  |  | Hours |  | Energy sensor | S63 |  |  |  | MC046 | Bowland Main |  |  | 0 | 0
MC046-B01 | MC046-B01/S64 | Immersion heater hoursr run total |  |  | Hours |  | Energy sensor | S64 |  |  |  | MC046 | Bowland Main |  |  | 0 | 0
MC046-B01 | MC046-B01/S65 | Immersion heater hours run |  |  | Hours |  | Energy sensor | S65 |  |  |  | MC046 | Bowland Main |  |  | 0 | 0
MC046-B01 | MC046-B01/S66 | Immersion heater hoursr run total |  |  | Hours |  | Energy sensor | S66 |  |  |  | MC046 | Bowland Main |  |  | 0 | 0
MC046-B01 | MC046-B01/S67 | Rycroft 4-20ma Driver |  |  |  |  | Energy sensor | S67 |  |  |  | MC046 | Bowland Main |  |  | 0 | 0
MC046-B01 | MC046-B01/S68 | Residential Calc VT Flow Temp |  |  | Degrees Celsius |  | Energy sensor | S68 |  |  |  | MC046 | Bowland Main |  |  | 0 | 0
MC046-B01 | MC046-B01/S69 | Cal Fow meter MTHW Ltrs Min |  |  |  |  | Energy sensor | S69 |  |  |  | MC046 | Bowland Main |  |  | 0 | 0
MC046-B01 | MC046-B01/S7 | P2 Return Temp |  |  | Degrees Celsius |  | Energy sensor | S7 |  |  |  | MC046 | Bowland Main |  |  | 0 | 0
MC046-B01 | MC046-B01/S70 | Building kwh |  |  |  |  | Energy sensor | S70 |  |  |  | MC046 | Bowland Main |  |  | 0 | 0
MC046-B01 | MC046-B01/S71 | Temperature difference |  |  | Degrees Celsius |  | Energy sensor | S71 |  |  |  | MC046 | Bowland Main |  |  | 0 | 0
MC046-B01 | MC046-B01/S72 | AHU Supply Fan Speed |  |  |  |  | Energy sensor | S72 |  |  |  | MC046 | Bowland Main |  |  | 0 | 0
MC046-B01 | MC046-B01/S73 | Elec1 Elec Daily |  |  |  |  | Energy sensor | S73 |  |  |  | MC046 | Bowland Main |  |  | 0 | 0
MC046-B01 | MC046-B01/S74 | Elec1 Elec Weekly |  |  |  |  | Energy sensor | S74 |  |  |  | MC046 | Bowland Main |  |  | 0 | 0
MC046-B01 | MC046-B01/S75 | Elec1 Elec Monthly |  |  |  |  | Energy sensor | S75 |  |  |  | MC046 | Bowland Main |  |  | 0 | 0
MC046-B01 | MC046-B01/S76 | AHU Calc Supply Setpt |  |  |  |  | Energy sensor | S76 |  |  |  | MC046 | Bowland Main |  |  | 0 | 0
MC046-B01 | MC046-B01/S8 | VT P3 Pressure Transducer |  |  |  |  | Energy sensor | S8 |  |  |  | MC046 | Bowland Main |  |  | 0 | 0
MC046-B01 | MC046-B01/S9 | P3 VT Flow temp |  |  |  |  | Energy sensor | S9 |  |  |  | MC046 | Bowland Main |  |  | 0 | 0
MC046-B01 | MC046-B01/V1 | [5 empty] | Energy sensor | V1 |  |  |  | MC046 | Bowland Main |  |  | 0 | 0
MC046-B01 | MC046-B01/W1 | ELEC HEATER DISABLE |  |  |  |  | Energy sensor | W1 |  |  |  | MC046 | Bowland Main |  |  | 0 | 0
MC046-B01 | MC046-B01/W15 | Pump Fail Reset |  |  |  |  | Energy sensor | W15 |  |  |  | MC046 | Bowland Main |  |  | 0 | 0
MC046-B01 | MC046-B01/W16 | Change duty |  |  |  |  | Energy sensor | W16 |  |  |  | MC046 | Bowland Main |  |  | 0 | 0
MC046-B01 | MC046-B01/W17 | Summer Winter Switch |  |  |  |  | Energy sensor | W17 |  |  |  | MC046 | Bowland Main |  |  | 0 | 0
MC046-B01 | MC046-B01/W2 | Holiday Switch |  |  |  |  | Energy sensor | W2 |  |  |  | MC046 | Bowland Main |  |  | 0 | 0
MC046-B01 | MC046-B01/W3 | Lecture EF ChangeDuty |  |  |  |  | Energy sensor | W3 |  |  |  | MC046 | Bowland Main |  |  | 0 | 0
MC046-B01 | MC046-B01/W4 | DHW ElecDemandForce |  |  |  |  | Energy sensor | W4 |  |  |  | MC046 | Bowland Main |  |  | 0 | 0
MC046-B01 | MC046-B01/W5 | DHW 24HR OPERATION |  |  |  |  | Energy sensor | W5 |  |  |  | MC046 | Bowland Main |  |  | 0 | 0
MC046-B01 | MC046-B01/W6 | ELEC HEATER DISABLE |  |  |  |  | Energy sensor | W6 |  |  |  | MC046 | Bowland Main |  |  | 0 | 0
MC046-B01 | MC046-B01/W7 | Switch 7 |  |  |  |  | Energy sensor | W7 |  |  |  | MC046 | Bowland Main |  |  | 0 | 0
MC046-B01 | MC046-B01/W8 | Residence VT Valve override |  |  |  |  | Energy sensor | W8 |  |  |  | MC046 | Bowland Main |  |  | 0 | 0
MC046-B01 | MC046-B01/Y1 | Thermistor TBTI |  |  | Degrees Celsius |  | Energy sensor | Y1 |  |  |  | MC046 | Bowland Main |  |  | 0 | 0
MC046-B01 | MC046-B01/Y2 | 4DIX V |  |  |  |  | Energy sensor | Y2 |  |  |  | MC046 | Bowland Main |  |  | 0 | 0
MC046-B01 | MC046-B01/Y3 | Feedback V 0+10 |  |  |  |  | Energy sensor | Y3 |  |  |  | MC046 | Bowland Main |  |  | 0 | 0
MC046-B01 | MC046-B01/Y4 | Exp OP |  |  |  |  | Energy sensor | Y4 |  |  |  | MC046 | Bowland Main |  |  | 0 | 0
MC046-B01 | MC046-B01/Y5 | CO2 V |  |  |  |  | Energy sensor | Y5 |  |  |  | MC046 | Bowland Main |  |  | 0 | 0
MC046-B01 | MC046-B01/Y6 | Pressure V 4bar |  |  |  |  | Energy sensor | Y6 |  |  |  | MC046 | Bowland Main |  |  | 0 | 0
MC046-B01 | MC046-B01/Y7 | 4DIX I |  |  |  |  | Energy sensor | Y7 |  |  |  | MC046 | Bowland Main |  |  | 0 | 0
MC046-B01 | MC046-B01/Y8 | 4DIX - AXIO |  |  |  |  | Energy sensor | Y8 |  |  |  | MC046 | Bowland Main |  |  | 0 | 0
MC046-B01 | MC046-B01/Y9 | Current 4-20ma |  |  |  |  | Energy sensor | Y9 |  |  |  | MC046 | Bowland Main |  |  | 0 | 0
MC046-B01 | MC046-B01/Z1 | Office VT Time schedule |  |  |  |  | Energy sensor | Z1 |  |  |  | MC046 | Bowland Main |  |  | 0 | 0
MC046-B01 | MC046-B01/Z2 | Residential time schedule |  |  |  |  | Energy sensor | Z2 |  |  |  | MC046 | Bowland Main |  |  | 0 | 0
MC046-B01 | MC046-B01/Z3 | AHU Time schedule |  |  |  |  | Energy sensor | Z3 |  |  |  | MC046 | Bowland Main |  |  | 0 | 0
MC046-B01 | MC046-B01/Z4 | DHW Time schedule |  |  |  |  | Energy sensor | Z4 |  |  |  | MC046 | Bowland Main |  |  | 0 | 0
MC046-B01 | MC046-B01/Z5 | Pasturisation Cycle |  |  |  |  | Energy sensor | Z5 |  |  |  | MC046 | Bowland Main |  |  | 0 | 0
MC046-B01 | MC046-B01/Z6 | Triad time program |  |  |  |  | Energy sensor | Z6 |  |  |  | MC046 | Bowland Main |  |  | 0 | 0
MC030-B01 | MC030-B01/C1 | Virtual CNC 1 |  |  |  |  | Energy sensor | C1 |  |  |  | MC030 | Bowland Annexe |  |  | 0 | 0
MC030-B01 | MC030-B01/D1 | Heating Pump 1 or 2 |  |  |  |  | Energy sensor | D1 |  |  |  | MC030 | Bowland Annexe |  |  | 0 | 0
MC030-B01 | MC030-B01/D2 | Boiler Primary Secondary Pumps |  |  |  |  | Energy sensor | D2 |  |  |  | MC030 | Bowland Annexe |  |  | 0 | 0
MC030-B01 | MC030-B01/e1 | Supervisor |  |  |  |  | Energy sensor | e1 |  |  |  | MC030 | Bowland Annexe |  |  | 0 | 0
MC030-B01 | MC030-B01/F1 | Average Space Temp |  |  | Degrees Celsius |  | Energy sensor | F1 |  |  |  | MC030 | Bowland Annexe |  |  | 0 | 0
MC030-B01 | MC030-B01/F10 | Function 10 |  |  |  |  | Energy sensor | F10 |  |  |  | MC030 | Bowland Annexe |  |  | 0 | 0
MC030-B01 | MC030-B01/F2 | Function 2 |  |  |  |  | Energy sensor | F2 |  |  |  | MC030 | Bowland Annexe |  |  | 0 | 0
MC030-B01 | MC030-B01/F3 | Minimum Space Temp |  |  | Degrees Celsius |  | Energy sensor | F3 |  |  |  | MC030 | Bowland Annexe |  |  | 0 | 0
MC030-B01 | MC030-B01/F4 | Space Frost |  |  |  |  | Energy sensor | F4 |  |  |  | MC030 | Bowland Annexe |  |  | 0 | 0
MC030-B01 | MC030-B01/F9 | Function 9 |  |  |  |  | Energy sensor | F9 |  |  |  | MC030 | Bowland Annexe |  |  | 0 | 0
MC030-B01 | MC030-B01/G1 | Summer ECO Shutdown |  |  |  |  | Energy sensor | G1 |  |  |  | MC030 | Bowland Annexe |  |  | 0 | 0
MC030-B01 | MC030-B01/G10 | Logic 10 |  |  |  |  | Energy sensor | G10 |  |  |  | MC030 | Bowland Annexe |  |  | 0 | 0
MC030-B01 | MC030-B01/G11 | Logic 11 |  |  |  |  | Energy sensor | G11 |  |  |  | MC030 | Bowland Annexe |  |  | 0 | 0
MC030-B01 | MC030-B01/G14 | Logic 14 |  |  |  |  | Energy sensor | G14 |  |  |  | MC030 | Bowland Annexe |  |  | 0 | 0
MC030-B01 | MC030-B01/G15 | Logic 15 |  |  |  |  | Energy sensor | G15 |  |  |  | MC030 | Bowland Annexe |  |  | 0 | 0
MC030-B01 | MC030-B01/G16 | Logic 16 |  |  |  |  | Energy sensor | G16 |  |  |  | MC030 | Bowland Annexe |  |  | 0 | 0
MC030-B01 | MC030-B01/G2 | Logic 2 |  |  |  |  | Energy sensor | G2 |  |  |  | MC030 | Bowland Annexe |  |  | 0 | 0
MC030-B01 | MC030-B01/G3 | Logic 3 |  |  |  |  | Energy sensor | G3 |  |  |  | MC030 | Bowland Annexe |  |  | 0 | 0
MC030-B01 | MC030-B01/G8 | Logic 8 |  |  |  |  | Energy sensor | G8 |  |  |  | MC030 | Bowland Annexe |  |  | 0 | 0
MC030-B01 | MC030-B01/I2 | Triad ON |  |  |  |  | Energy sensor | I2 |  |  |  | MC030 | Bowland Annexe |  |  | 0 | 0
MC030-B01 | MC030-B01/I3 | Digital Input 3 |  |  |  |  | Energy sensor | I3 |  |  |  | MC030 | Bowland Annexe |  |  | 0 | 0
MC030-B01 | MC030-B01/I4 | Alarm Test signal Bowland |  |  |  |  | Energy sensor | I4 |  |  |  | MC030 | Bowland Annexe |  |  | 0 | 0
MC030-B01 | MC030-B01/K1 | Space Eco Setpoint |  |  |  |  | Energy sensor | K1 |  |  |  | MC030 | Bowland Annexe |  |  | 0 | 0
MC030-B01 | MC030-B01/K2 | Space frost protection setpoint |  |  | Degrees Celsius |  | Energy sensor | K2 |  |  |  | MC030 | Bowland Annexe |  |  | 0 | 0
MC030-B01 | MC030-B01/n1 | TREND_04_6E_A4 |  |  |  |  | Energy sensor | n1 |  |  |  | MC030 | Bowland Annexe |  |  | 0 | 0
MC030-B01 | MC030-B01/o1 | Alarm Route 1 |  |  |  |  | Energy sensor | o1 |  |  |  | MC030 | Bowland Annexe |  |  | 0 | 0
MC030-B01 | MC030-B01/o2 | Alarm Route 2 |  |  |  |  | Energy sensor | o2 |  |  |  | MC030 | Bowland Annexe |  |  | 0 | 0
MC030-B01 | MC030-B01/o3 | Alarm Route 3 |  |  |  |  | Energy sensor | o3 |  |  |  | MC030 | Bowland Annexe |  |  | 0 | 0
MC030-B01 | MC030-B01/P1 | Sensor 1 |  |  |  |  | Energy sensor | P1 |  |  |  | MC030 | Bowland Annexe |  |  | 0 | 0
MC030-B01 | MC030-B01/P2 | Sensor 2 |  |  |  |  | Energy sensor | P2 |  |  |  | MC030 | Bowland Annexe |  |  | 0 | 0
MC030-B01 | MC030-B01/P3 | Sensor 3 |  |  |  |  | Energy sensor | P3 |  |  |  | MC030 | Bowland Annexe |  |  | 0 | 0
MC030-B01 | MC030-B01/P4 | Sensor 4 |  |  |  |  | Energy sensor | P4 |  |  |  | MC030 | Bowland Annexe |  |  | 0 | 0
MC030-B01 | MC030-B01/P5 | Sensor 5 |  |  |  |  | Energy sensor | P5 |  |  |  | MC030 | Bowland Annexe |  |  | 0 | 0
MC030-B01 | MC030-B01/P6 | Outside air temperature |  |  | Degrees Celsius |  | Energy sensor | P6 |  |  |  | MC030 | Bowland Annexe |  |  | 0 | 0
MC030-B01 | MC030-B01/Q1 | Sequence Table 1 |  |  |  |  | Energy sensor | Q1 |  |  |  | MC030 | Bowland Annexe |  |  | 0 | 0
MC030-B01 | MC030-B01/S1 | Room A19 Temp |  |  | Degrees Celsius |  | Energy sensor | S1 |  |  |  | MC030 | Bowland Annexe |  |  | 0 | 0
MC030-B01 | MC030-B01/S2 | Room D340 Temp |  |  | Degrees Celsius |  | Energy sensor | S2 |  |  |  | MC030 | Bowland Annexe |  |  | 0 | 0
MC030-B01 | MC030-B01/S3 | HWS Temp |  |  | Degrees Celsius |  | Energy sensor | S3 |  |  |  | MC030 | Bowland Annexe |  |  | 0 | 0
MC030-B01 | MC030-B01/S4 | Heating Temp Flow |  |  | Degrees Celsius |  | Energy sensor | S4 |  |  |  | MC030 | Bowland Annexe |  |  | 0 | 0
MC030-B01 | MC030-B01/S5 | Heating Temp Return |  |  | Degrees Celsius |  | Energy sensor | S5 |  |  |  | MC030 | Bowland Annexe |  |  | 0 | 0
MC030-B01 | MC030-B01/S6 | Outside air temperature |  |  | Degrees Celsius |  | Energy sensor | S6 |  |  |  | MC030 | Bowland Annexe |  |  | 0 | 0
MC030-B01 | MC030-B01/U1 | bts |  |  |  |  | Energy sensor | U1 |  |  |  | MC030 | Bowland Annexe |  |  | 0 | 0
MC030-B01 | MC030-B01/U2 | Trevor |  |  |  |  | Energy sensor | U2 |  |  |  | MC030 | Bowland Annexe |  |  | 0 | 0
MC030-B01 | MC030-B01/V1 | [5 empty] | Energy sensor | V1 |  |  |  | MC030 | Bowland Annexe |  |  | 0 | 0
MC030-B01 | MC030-B01/W1 | Summer Winter W=1 |  |  |  |  | Energy sensor | W1 |  |  |  | MC030 | Bowland Annexe |  |  | 0 | 0
MC030-B01 | MC030-B01/W2 | Manual Security Time Pulse |  |  |  |  | Energy sensor | W2 |  |  |  | MC030 | Bowland Annexe |  |  | 0 | 0
MC030-B01 | MC030-B01/W3 | Triad Shutdown Plant enable |  |  |  |  | Energy sensor | W3 |  |  |  | MC030 | Bowland Annexe |  |  | 0 | 0
MC030-B01 | MC030-B01/Y1 | 10K3A1 |  |  |  |  | Energy sensor | Y1 |  |  |  | MC030 | Bowland Annexe |  |  | 0 | 0
MC030-B01 | MC030-B01/Y2 | Trend T -20+50 |  |  |  |  | Energy sensor | Y2 |  |  |  | MC030 | Bowland Annexe |  |  | 0 | 0
MC030-B01 | MC030-B01/Z1 | Bowland AnX Heating Pump 1or2 |  |  |  |  | Energy sensor | Z1 |  |  |  | MC030 | Bowland Annexe |  |  | 0 | 0
MC030-B01 | MC030-B01/Z2 | Bowland DHWS |  |  |  |  | Energy sensor | Z2 |  |  |  | MC030 | Bowland Annexe |  |  | 0 | 0
MC030-B01 | MC030-B01/Z3 | Triad Time |  |  |  |  | Energy sensor | Z3 |  |  |  | MC030 | Bowland Annexe |  |  | 0 | 0
MC030-B01 | MC030-B01/Z4 | Residences time program |  |  |  |  | Energy sensor | Z4 |  |  |  | MC030 | Bowland Annexe |  |  | 0 | 0
MC014-B06 | MC014-B06/C1 | Virtual CNC 1 |  |  |  |  | Energy sensor | C1 |  |  |  | MC014 | Bowland Hall |  |  | 0 | 0
MC014-B06 | MC014-B06/D1 | Hot water service valve |  |  |  |  | Energy sensor | D1 |  |  |  | MC014 | Bowland Hall |  |  | 0 | 0
MC014-B06 | MC014-B06/D2 | Boiler No2 |  |  |  |  | Energy sensor | D2 |  |  |  | MC014 | Bowland Hall |  |  | 0 | 0
MC014-B06 | MC014-B06/D3 | Variable temperature circuit valve |  |  | 0 = Closed , 1 = Open |  | Energy sensor | D3 |  |  |  | MC014 | Bowland Hall |  |  | 0 | 0
MC014-B06 | MC014-B06/D4 | Variable temperature pump |  |  |  |  | Energy sensor | D4 |  |  |  | MC014 | Bowland Hall |  |  | 0 | 0
MC014-B06 | MC014-B06/D5 | Domestic hot water primary pump |  |  |  |  | Energy sensor | D5 |  |  |  | MC014 | Bowland Hall |  |  | 0 | 0
MC014-B06 | MC014-B06/D6 | Domestic hot water secondary pump |  |  |  |  | Energy sensor | D6 |  |  |  | MC014 | Bowland Hall |  |  | 0 | 0
MC014-B06 | MC014-B06/e1 | Supervisor |  |  |  |  | Energy sensor | e1 |  |  |  | MC014 | Bowland Hall |  |  | 0 | 0
MC014-B06 | MC014-B06/F1 | 1st stage frost enabled |  |  | 0 = Off, 1 = On |  | Energy sensor | F1 |  |  |  | MC014 | Bowland Hall |  |  | 0 | 0
MC014-B06 | MC014-B06/F10 | Function 10 |  |  |  |  | Energy sensor | F10 |  |  |  | MC014 | Bowland Hall |  |  | 0 | 0
MC014-B06 | MC014-B06/F11 | Function 11 |  |  |  |  | Energy sensor | F11 |  |  |  | MC014 | Bowland Hall |  |  | 0 | 0
MC014-B06 | MC014-B06/F12 | Function 12 |  |  |  |  | Energy sensor | F12 |  |  |  | MC014 | Bowland Hall |  |  | 0 | 0
MC014-B06 | MC014-B06/F13 | limit at |  |  |  |  | Energy sensor | F13 |  |  |  | MC014 | Bowland Hall |  |  | 0 | 0
MC014-B06 | MC014-B06/F14 | Function 14 |  |  |  |  | Energy sensor | F14 |  |  |  | MC014 | Bowland Hall |  |  | 0 | 0
MC014-B06 | MC014-B06/F15 | Function 15 |  |  |  |  | Energy sensor | F15 |  |  |  | MC014 | Bowland Hall |  |  | 0 | 0
MC014-B06 | MC014-B06/F16 | Function 16 |  |  |  |  | Energy sensor | F16 |  |  |  | MC014 | Bowland Hall |  |  | 0 | 0
MC014-B06 | MC014-B06/F17 | Function 17 |  |  |  |  | Energy sensor | F17 |  |  |  | MC014 | Bowland Hall |  |  | 0 | 0
MC014-B06 | MC014-B06/F18 | Function 18 |  |  |  |  | Energy sensor | F18 |  |  |  | MC014 | Bowland Hall |  |  | 0 | 0
MC014-B06 | MC014-B06/F19 | Room high limit |  |  |  |  | Energy sensor | F19 |  |  |  | MC014 | Bowland Hall |  |  | 0 | 0
MC014-B06 | MC014-B06/F2 | 2nd stage frost protection enabled |  |  |  |  | Energy sensor | F2 |  |  |  | MC014 | Bowland Hall |  |  | 0 | 0
MC014-B06 | MC014-B06/F20 | Function 20 |  |  |  |  | Energy sensor | F20 |  |  |  | MC014 | Bowland Hall |  |  | 0 | 0
MC014-B06 | MC014-B06/F21 | Function 21 |  |  |  |  | Energy sensor | F21 |  |  |  | MC014 | Bowland Hall |  |  | 0 | 0
MC014-B06 | MC014-B06/F22 | Calculated variable temperature circuit setpoint |  |  | Degrees Celsius |  | Energy sensor | F22 |  |  |  | MC014 | Bowland Hall |  |  | 0 | 0
MC014-B06 | MC014-B06/F23 | Function 23 |  |  |  |  | Energy sensor | F23 |  |  |  | MC014 | Bowland Hall |  |  | 0 | 0
MC014-B06 | MC014-B06/F24 | Function 24 |  |  |  |  | Energy sensor | F24 |  |  |  | MC014 | Bowland Hall |  |  | 0 | 0
MC014-B06 | MC014-B06/F25 | Function 25 |  |  |  |  | Energy sensor | F25 |  |  |  | MC014 | Bowland Hall |  |  | 0 | 0
MC014-B06 | MC014-B06/F26 | Function 26 |  |  |  |  | Energy sensor | F26 |  |  |  | MC014 | Bowland Hall |  |  | 0 | 0
MC014-B06 | MC014-B06/F27 | Function 27 |  |  |  |  | Energy sensor | F27 |  |  |  | MC014 | Bowland Hall |  |  | 0 | 0
MC014-B06 | MC014-B06/F28 | Lead boiler enable |  |  | 0 = Off, 1 = On |  | Energy sensor | F28 |  |  |  | MC014 | Bowland Hall |  |  | 0 | 0
MC014-B06 | MC014-B06/F29 | Lag Boiler Enable |  |  |  |  | Energy sensor | F29 |  |  |  | MC014 | Bowland Hall |  |  | 0 | 0
MC014-B06 | MC014-B06/F3 | 3rd stage frost enabled |  |  |  |  | Energy sensor | F3 |  |  |  | MC014 | Bowland Hall |  |  | 0 | 0
MC014-B06 | MC014-B06/F30 | Function 30 |  |  |  |  | Energy sensor | F30 |  |  |  | MC014 | Bowland Hall |  |  | 0 | 0
MC014-B06 | MC014-B06/F4 | Economy off enabled |  |  | 0 = Off, 1 = On |  | Energy sensor | F4 |  |  |  | MC014 | Bowland Hall |  |  | 0 | 0
MC014-B06 | MC014-B06/F5 | Function 5 |  |  |  |  | Energy sensor | F5 |  |  |  | MC014 | Bowland Hall |  |  | 0 | 0
MC014-B06 | MC014-B06/F6 | 1 hour |  |  |  |  | Energy sensor | F6 |  |  |  | MC014 | Bowland Hall |  |  | 0 | 0
MC014-B06 | MC014-B06/F7 | Function 7 |  |  |  |  | Energy sensor | F7 |  |  |  | MC014 | Bowland Hall |  |  | 0 | 0
MC014-B06 | MC014-B06/F8 | Function 8 |  |  |  |  | Energy sensor | F8 |  |  |  | MC014 | Bowland Hall |  |  | 0 | 0
MC014-B06 | MC014-B06/F9 | Function 9 |  |  |  |  | Energy sensor | F9 |  |  |  | MC014 | Bowland Hall |  |  | 0 | 0
MC014-B06 | MC014-B06/G1 | Logic 1 |  |  |  |  | Energy sensor | G1 |  |  |  | MC014 | Bowland Hall |  |  | 0 | 0
MC014-B06 | MC014-B06/G10 | Boiler heating hot water service enable |  |  | 0 = Off, 1 = On |  | Energy sensor | G10 |  |  |  | MC014 | Bowland Hall |  |  | 0 | 0
MC014-B06 | MC014-B06/G11 | Logic 11 |  |  |  |  | Energy sensor | G11 |  |  |  | MC014 | Bowland Hall |  |  | 0 | 0
MC014-B06 | MC014-B06/G12 | Logic 12 |  |  |  |  | Energy sensor | G12 |  |  |  | MC014 | Bowland Hall |  |  | 0 | 0
MC014-B06 | MC014-B06/G13 | Logic 13 |  |  |  |  | Energy sensor | G13 |  |  |  | MC014 | Bowland Hall |  |  | 0 | 0
MC014-B06 | MC014-B06/G14 | Logic 14 |  |  |  |  | Energy sensor | G14 |  |  |  | MC014 | Bowland Hall |  |  | 0 | 0
MC014-B06 | MC014-B06/G15 | Logic 15 |  |  |  |  | Energy sensor | G15 |  |  |  | MC014 | Bowland Hall |  |  | 0 | 0
MC014-B06 | MC014-B06/G16 | Domestic hot water demand |  |  |  |  | Energy sensor | G16 |  |  |  | MC014 | Bowland Hall |  |  | 0 | 0
MC014-B06 | MC014-B06/G17 | Logic 17 |  |  |  |  | Energy sensor | G17 |  |  |  | MC014 | Bowland Hall |  |  | 0 | 0
MC014-B06 | MC014-B06/G18 | Heat dissipation |  |  |  |  | Energy sensor | G18 |  |  |  | MC014 | Bowland Hall |  |  | 0 | 0
MC014-B06 | MC014-B06/G19 | Logic 19 |  |  |  |  | Energy sensor | G19 |  |  |  | MC014 | Bowland Hall |  |  | 0 | 0
MC014-B06 | MC014-B06/G2 | Logic 2 |  |  |  |  | Energy sensor | G2 |  |  |  | MC014 | Bowland Hall |  |  | 0 | 0
MC014-B06 | MC014-B06/G20 | 2nd stage frost protection enabled |  |  |  |  | Energy sensor | G20 |  |  |  | MC014 | Bowland Hall |  |  | 0 | 0
MC014-B06 | MC014-B06/G21 | Logic 21 |  |  |  |  | Energy sensor | G21 |  |  |  | MC014 | Bowland Hall |  |  | 0 | 0
MC014-B06 | MC014-B06/G22 | Hot water service enable |  |  | 0 = Off, 1 = On |  | Energy sensor | G22 |  |  |  | MC014 | Bowland Hall |  |  | 0 | 0
MC014-B06 | MC014-B06/G23 | Heating enable |  |  | 0 = Off, 1 = On |  | Energy sensor | G23 |  |  |  | MC014 | Bowland Hall |  |  | 0 | 0
MC014-B06 | MC014-B06/G26 | Logic 26 |  |  |  |  | Energy sensor | G26 |  |  |  | MC014 | Bowland Hall |  |  | 0 | 0
MC014-B06 | MC014-B06/G27 | Logic 27 |  |  |  |  | Energy sensor | G27 |  |  |  | MC014 | Bowland Hall |  |  | 0 | 0
MC014-B06 | MC014-B06/G28 | Logic 28 |  |  |  |  | Energy sensor | G28 |  |  |  | MC014 | Bowland Hall |  |  | 0 | 0
MC014-B06 | MC014-B06/G3 | Logic 3 |  |  |  |  | Energy sensor | G3 |  |  |  | MC014 | Bowland Hall |  |  | 0 | 0
MC014-B06 | MC014-B06/G4 | Logic 4 |  |  |  |  | Energy sensor | G4 |  |  |  | MC014 | Bowland Hall |  |  | 0 | 0
MC014-B06 | MC014-B06/G5 | Logic 5 |  |  |  |  | Energy sensor | G5 |  |  |  | MC014 | Bowland Hall |  |  | 0 | 0
MC014-B06 | MC014-B06/G6 | Logic 6 |  |  |  |  | Energy sensor | G6 |  |  |  | MC014 | Bowland Hall |  |  | 0 | 0
MC014-B06 | MC014-B06/G7 | boiler start delay for HWS val |  |  |  |  | Energy sensor | G7 |  |  |  | MC014 | Bowland Hall |  |  | 0 | 0
MC014-B06 | MC014-B06/G8 | Logic 8 |  |  |  |  | Energy sensor | G8 |  |  |  | MC014 | Bowland Hall |  |  | 0 | 0
MC014-B06 | MC014-B06/G9 | Boost |  |  | 0 = Off, 1 = On |  | Energy sensor | G9 |  |  |  | MC014 | Bowland Hall |  |  | 0 | 0
MC014-B06 | MC014-B06/I1 | Bowland Hall 6 Boiler Failed |  |  |  |  | Energy sensor | I1 |  |  |  | MC014 | Bowland Hall |  |  | 0 | 0
MC014-B06 | MC014-B06/I3 | Hand or automatic |  |  |  |  | Energy sensor | I3 |  |  |  | MC014 | Bowland Hall |  |  | 0 | 0
MC014-B06 | MC014-B06/I4 | Boiler on |  |  | 0 = Off, 1 = On |  | Energy sensor | I4 |  |  |  | MC014 | Bowland Hall |  |  | 0 | 0
MC014-B06 | MC014-B06/K1 | 1st stage frost setpoint |  |  |  |  | Energy sensor | K1 |  |  |  | MC014 | Bowland Hall |  |  | 0 | 0
MC014-B06 | MC014-B06/K10 | Boiler Valve Diff |  |  |  |  | Energy sensor | K10 |  |  |  | MC014 | Bowland Hall |  |  | 0 | 0
MC014-B06 | MC014-B06/K11 | Boiler fail alarm limit |  |  |  |  | Energy sensor | K11 |  |  |  | MC014 | Bowland Hall |  |  | 0 | 0
MC014-B06 | MC014-B06/K12 | Boiler fail alarm timer |  |  |  |  | Energy sensor | K12 |  |  |  | MC014 | Bowland Hall |  |  | 0 | 0
MC014-B06 | MC014-B06/K13 | Domestic hot water servvice setpoint |  |  |  |  | Energy sensor | K13 |  |  |  | MC014 | Bowland Hall |  |  | 0 | 0
MC014-B06 | MC014-B06/K14 | Space Hil Limit Diff |  |  |  |  | Energy sensor | K14 |  |  |  | MC014 | Bowland Hall |  |  | 0 | 0
MC014-B06 | MC014-B06/K16 | Hot water service dead band |  |  |  |  | Energy sensor | K16 |  |  |  | MC014 | Bowland Hall |  |  | 0 | 0
MC014-B06 | MC014-B06/K17 | Boiler temperature setpoint |  |  | Degrees Celsius |  | Energy sensor | K17 |  |  |  | MC014 | Bowland Hall |  |  | 0 | 0
MC014-B06 | MC014-B06/K2 | 2nd stage frost setpoint |  |  | Degrees Celsius |  | Energy sensor | K2 |  |  |  | MC014 | Bowland Hall |  |  | 0 | 0
MC014-B06 | MC014-B06/K3 | 3rd stage frost setpoint |  |  | 0 = Off, 1 = On |  | Energy sensor | K3 |  |  |  | MC014 | Bowland Hall |  |  | 0 | 0
MC014-B06 | MC014-B06/K4 | Outside air temperature economy off setpoint |  |  |  |  | Energy sensor | K4 |  |  |  | MC014 | Bowland Hall |  |  | 0 | 0
MC014-B06 | MC014-B06/K5 | Occupied setpoint |  |  |  |  | Energy sensor | K5 |  |  |  | MC014 | Bowland Hall |  |  | 0 | 0
MC014-B06 | MC014-B06/K6 | VT Flow@0 degC |  |  |  |  | Energy sensor | K6 |  |  |  | MC014 | Bowland Hall |  |  | 0 | 0
MC014-B06 | MC014-B06/K7 | VT Flow@ 20oC OAT |  |  |  |  | Energy sensor | K7 |  |  |  | MC014 | Bowland Hall |  |  | 0 | 0
MC014-B06 | MC014-B06/K8 | Room influence |  |  |  |  | Energy sensor | K8 |  |  |  | MC014 | Bowland Hall |  |  | 0 | 0
MC014-B06 | MC014-B06/K9 | Boiler hot water service diff |  |  |  |  | Energy sensor | K9 |  |  |  | MC014 | Bowland Hall |  |  | 0 | 0
MC014-B06 | MC014-B06/L1 | Loop 1 |  |  |  |  | Energy sensor | L1 |  |  |  | MC014 | Bowland Hall |  |  | 0 | 0
MC014-B06 | MC014-B06/L3 | compensator |  |  |  |  | Energy sensor | L3 |  |  |  | MC014 | Bowland Hall |  |  | 0 | 0
MC014-B06 | MC014-B06/L4 | [5 empty] | Energy sensor | L4 |  |  |  | MC014 | Bowland Hall |  |  | 0 | 0
MC014-B06 | MC014-B06/n1 | TREND_0B_29_1D |  |  |  |  | Energy sensor | n1 |  |  |  | MC014 | Bowland Hall |  |  | 0 | 0
MC014-B06 | MC014-B06/O1 | Heating times |  |  |  |  | Energy sensor | O1 |  |  |  | MC014 | Bowland Hall |  |  | 0 | 0
MC014-B06 | MC014-B06/o1 | Alarm Route 1 |  |  |  |  | Energy sensor | o1 |  |  |  | MC014 | Bowland Hall |  |  | 0 | 0
MC014-B06 | MC014-B06/o2 | Alarm Route 2 |  |  |  |  | Energy sensor | o2 |  |  |  | MC014 | Bowland Hall |  |  | 0 | 0
MC014-B06 | MC014-B06/o3 | Alarm Route 3 |  |  |  |  | Energy sensor | o3 |  |  |  | MC014 | Bowland Hall |  |  | 0 | 0
MC014-B06 | MC014-B06/P1 | Outside air temperature |  |  | Degrees Celsius |  | Energy sensor | P1 |  |  |  | MC014 | Bowland Hall |  |  | 0 | 0
MC014-B06 | MC014-B06/P2 | Room temperature |  |  | Degrees Celsius |  | Energy sensor | P2 |  |  |  | MC014 | Bowland Hall |  |  | 0 | 0
MC014-B06 | MC014-B06/P3 | Variable temperature circuit flow temperature |  |  | Degrees Celsius |  | Energy sensor | P3 |  |  |  | MC014 | Bowland Hall |  |  | 0 | 0
MC014-B06 | MC014-B06/P4 | Domestic hot water service temperature |  |  | Degrees Celsius |  | Energy sensor | P4 |  |  |  | MC014 | Bowland Hall |  |  | 0 | 0
MC014-B06 | MC014-B06/P5 | Boiler on |  |  | 0 = Off, 1 = On |  | Energy sensor | P5 |  |  |  | MC014 | Bowland Hall |  |  | 0 | 0
MC014-B06 | MC014-B06/P6 | Boiler temperature |  |  | Degrees Celsius |  | Energy sensor | P6 |  |  |  | MC014 | Bowland Hall |  |  | 0 | 0
MC014-B06 | MC014-B06/Q1 | Sequence Table 1 |  |  |  |  | Energy sensor | Q1 |  |  |  | MC014 | Bowland Hall |  |  | 0 | 0
MC014-B06 | MC014-B06/S1 | Outside air temperature |  |  | Degrees Celsius |  | Energy sensor | S1 |  |  |  | MC014 | Bowland Hall |  |  | 0 | 0
MC014-B06 | MC014-B06/S10 | Calculated temperature variable temperature circuit flow |  |  |  |  | Energy sensor | S10 |  |  |  | MC014 | Bowland Hall |  |  | 0 | 0
MC014-B06 | MC014-B06/S2 | Room temperature |  |  | Degrees Celsius |  | Energy sensor | S2 |  |  |  | MC014 | Bowland Hall |  |  | 0 | 0
MC014-B06 | MC014-B06/S3 | Variable temperature circuit flow temperature |  |  | Degrees Celsius |  | Energy sensor | S3 |  |  |  | MC014 | Bowland Hall |  |  | 0 | 0
MC014-B06 | MC014-B06/S4 | Domestic hot water service temperature |  |  | Degrees Celsius |  | Energy sensor | S4 |  |  |  | MC014 | Bowland Hall |  |  | 0 | 0
MC014-B06 | MC014-B06/S5 | Boiler temperature |  |  | Degrees Celsius |  | Energy sensor | S5 |  |  |  | MC014 | Bowland Hall |  |  | 0 | 0
MC014-B06 | MC014-B06/S6 | Boiler on |  |  | 0 = Off, 1 = On |  | Energy sensor | S6 |  |  |  | MC014 | Bowland Hall |  |  | 0 | 0
MC014-B06 | MC014-B06/V1 | [5 empty] | Energy sensor | V1 |  |  |  | MC014 | Bowland Hall |  |  | 0 | 0
MC014-B06 | MC014-B06/W1 | Lead Boiler |  |  |  |  | Energy sensor | W1 |  |  |  | MC014 | Bowland Hall |  |  | 0 | 0
MC014-B06 | MC014-B06/W2 | Summer winter switch |  |  | S = Summer, W = Winter |  | Energy sensor | W2 |  |  |  | MC014 | Bowland Hall |  |  | 0 | 0
MC014-B06 | MC014-B06/W3 | Hol Auto A=On |  |  |  |  | Energy sensor | W3 |  |  |  | MC014 | Bowland Hall |  |  | 0 | 0
MC014-B06 | MC014-B06/W4 | Enable If 2 Blrs Installed |  |  |  |  | Energy sensor | W4 |  |  |  | MC014 | Bowland Hall |  |  | 0 | 0
MC014-B06 | MC014-B06/Y1 | Satchwell T Range |  |  |  |  | Energy sensor | Y1 |  |  |  | MC014 | Bowland Hall |  |  | 0 | 0
MC014-B06 | MC014-B06/Y2 | Thermistor TBTC |  |  |  |  | Energy sensor | Y2 |  |  |  | MC014 | Bowland Hall |  |  | 0 | 0
MC014-B06 | MC014-B06/Y3 | Outside air temperature |  |  | Degrees Celsius |  | Energy sensor | Y3 |  |  |  | MC014 | Bowland Hall |  |  | 0 | 0
MC014-B06 | MC014-B06/Z1 | Heating times |  |  |  |  | Energy sensor | Z1 |  |  |  | MC014 | Bowland Hall |  |  | 0 | 0
MC014-B06 | MC014-B06/Z2 | Domestic hot water service times |  |  |  |  | Energy sensor | Z2 |  |  |  | MC014 | Bowland Hall |  |  | 0 | 0
MC204-B02 | MC204-B02/A1 | o11 n2 |  |  |  |  | Energy sensor | A1 |  |  |  | MC204 | Sports Centre |  |  | 0 | 0
MC204-B02 | MC204-B02/A2 | Managers Space Temp From OS 12 |  |  | Degrees Celsius |  | Energy sensor | A2 |  |  |  | MC204 | Sports Centre |  |  | 0 | 0
MC204-B02 | MC204-B02/C1 | Virtual CNC 1 |  |  |  |  | Energy sensor | C1 |  |  |  | MC204 | Sports Centre |  |  | 0 | 0
MC204-B02 | MC204-B02/D1 | AHU3 Sply Fan En |  |  |  |  | Energy sensor | D1 |  |  |  | MC204 | Sports Centre |  |  | 0 | 0
MC204-B02 | MC204-B02/D10 | AHU3 DX Clg Stg2 En |  |  |  |  | Energy sensor | D10 |  |  |  | MC204 | Sports Centre |  |  | 0 | 0
MC204-B02 | MC204-B02/D11 | AHU3 DX Clg Stg2 Dmd |  |  |  |  | Energy sensor | D11 |  |  |  | MC204 | Sports Centre |  |  | 0 | 0
MC204-B02 | MC204-B02/D13 | Manager ReHt Valve |  |  |  |  | Energy sensor | D13 |  |  |  | MC204 | Sports Centre |  |  | 0 | 0
MC204-B02 | MC204-B02/D14 | Physio ReHt Valve |  |  |  |  | Energy sensor | D14 |  |  |  | MC204 | Sports Centre |  |  | 0 | 0
MC204-B02 | MC204-B02/D16 | Squash ReHt Valve |  |  |  |  | Energy sensor | D16 |  |  |  | MC204 | Sports Centre |  |  | 0 | 0
MC204-B02 | MC204-B02/D17 | Sports Store Smoke Ext Test |  |  |  |  | Energy sensor | D17 |  |  |  | MC204 | Sports Centre |  |  | 0 | 0
MC204-B02 | MC204-B02/D2 | AHU3 Sply Fan Dmd |  |  |  |  | Energy sensor | D2 |  |  |  | MC204 | Sports Centre |  |  | 0 | 0
MC204-B02 | MC204-B02/D3 | AHU3 Extr Fan En |  |  |  |  | Energy sensor | D3 |  |  |  | MC204 | Sports Centre |  |  | 0 | 0
MC204-B02 | MC204-B02/D4 | AHU3 Extr Fan Dmd |  |  |  |  | Energy sensor | D4 |  |  |  | MC204 | Sports Centre |  |  | 0 | 0
MC204-B02 | MC204-B02/D5 | AHU3 Frost Valve |  |  |  |  | Energy sensor | D5 |  |  |  | MC204 | Sports Centre |  |  | 0 | 0
MC204-B02 | MC204-B02/D6 | AHU3 Recoup Dmpr |  |  |  |  | Energy sensor | D6 |  |  |  | MC204 | Sports Centre |  |  | 0 | 0
MC204-B02 | MC204-B02/D7 | AHU3 Heating Valve |  |  |  |  | Energy sensor | D7 |  |  |  | MC204 | Sports Centre |  |  | 0 | 0
MC204-B02 | MC204-B02/D8 | AHU3 DX Clg Stg1 En |  |  |  |  | Energy sensor | D8 |  |  |  | MC204 | Sports Centre |  |  | 0 | 0
MC204-B02 | MC204-B02/D9 | AHU3 DX Clg Stg1 Dmd |  |  |  |  | Energy sensor | D9 |  |  |  | MC204 | Sports Centre |  |  | 0 | 0
MC204-B02 | MC204-B02/e1 | Supervisor |  |  |  |  | Energy sensor | e1 |  |  |  | MC204 | Sports Centre |  |  | 0 | 0
MC204-B02 | MC204-B02/e2 | IQ View |  |  |  |  | Energy sensor | e2 |  |  |  | MC204 | Sports Centre |  |  | 0 | 0
MC204-B02 | MC204-B02/F1 | Function 1 |  |  |  |  | Energy sensor | F1 |  |  |  | MC204 | Sports Centre |  |  | 0 | 0
MC204-B02 | MC204-B02/F10 | Function 10 |  |  |  |  | Energy sensor | F10 |  |  |  | MC204 | Sports Centre |  |  | 0 | 0
MC204-B02 | MC204-B02/F11 | o11 n2 |  |  |  |  | Energy sensor | F11 |  |  |  | MC204 | Sports Centre |  |  | 0 | 0
MC204-B02 | MC204-B02/F12 | Function 12 |  |  |  |  | Energy sensor | F12 |  |  |  | MC204 | Sports Centre |  |  | 0 | 0
MC204-B02 | MC204-B02/F13 | Function 13 |  |  |  |  | Energy sensor | F13 |  |  |  | MC204 | Sports Centre |  |  | 0 | 0
MC204-B02 | MC204-B02/F14 | Function 14 |  |  |  |  | Energy sensor | F14 |  |  |  | MC204 | Sports Centre |  |  | 0 | 0
MC204-B02 | MC204-B02/F15 | Function 15 |  |  |  |  | Energy sensor | F15 |  |  |  | MC204 | Sports Centre |  |  | 0 | 0
MC204-B02 | MC204-B02/F16 | Function 16 |  |  |  |  | Energy sensor | F16 |  |  |  | MC204 | Sports Centre |  |  | 0 | 0
MC204-B02 | MC204-B02/F17 | AHU3 HtgClg Dmd |  |  |  |  | Energy sensor | F17 |  |  |  | MC204 | Sports Centre |  |  | 0 | 0
MC204-B02 | MC204-B02/F18 | Function 18 |  |  |  |  | Energy sensor | F18 |  |  |  | MC204 | Sports Centre |  |  | 0 | 0
MC204-B02 | MC204-B02/F19 | Function 19 |  |  |  |  | Energy sensor | F19 |  |  |  | MC204 | Sports Centre |  |  | 0 | 0
MC204-B02 | MC204-B02/F2 | AHU3 Winter |  |  |  |  | Energy sensor | F2 |  |  |  | MC204 | Sports Centre |  |  | 0 | 0
MC204-B02 | MC204-B02/F20 | Function 20 |  |  |  |  | Energy sensor | F20 |  |  |  | MC204 | Sports Centre |  |  | 0 | 0
MC204-B02 | MC204-B02/F21 | Function 21 |  |  |  |  | Energy sensor | F21 |  |  |  | MC204 | Sports Centre |  |  | 0 | 0
MC204-B02 | MC204-B02/F22 | AHU3 Htg |  |  |  |  | Energy sensor | F22 |  |  |  | MC204 | Sports Centre |  |  | 0 | 0
MC204-B02 | MC204-B02/F23 | Function 23 |  |  |  |  | Energy sensor | F23 |  |  |  | MC204 | Sports Centre |  |  | 0 | 0
MC204-B02 | MC204-B02/F24 | AHU3 Ht Reclaim |  |  |  |  | Energy sensor | F24 |  |  |  | MC204 | Sports Centre |  |  | 0 | 0
MC204-B02 | MC204-B02/F25 | Function 25 |  |  |  |  | Energy sensor | F25 |  |  |  | MC204 | Sports Centre |  |  | 0 | 0
MC204-B02 | MC204-B02/F26 | AHU3 Htg Dmd |  |  |  |  | Energy sensor | F26 |  |  |  | MC204 | Sports Centre |  |  | 0 | 0
MC204-B02 | MC204-B02/F27 | AHU3 Clg |  |  |  |  | Energy sensor | F27 |  |  |  | MC204 | Sports Centre |  |  | 0 | 0
MC204-B02 | MC204-B02/F28 | Function 28 |  |  |  |  | Energy sensor | F28 |  |  |  | MC204 | Sports Centre |  |  | 0 | 0
MC204-B02 | MC204-B02/F29 | Function 29 |  |  |  |  | Energy sensor | F29 |  |  |  | MC204 | Sports Centre |  |  | 0 | 0
MC204-B02 | MC204-B02/F3 | AHU3 NOT Summer |  |  |  |  | Energy sensor | F3 |  |  |  | MC204 | Sports Centre |  |  | 0 | 0
MC204-B02 | MC204-B02/F30 | AHU3 Ht Reject |  |  |  |  | Energy sensor | F30 |  |  |  | MC204 | Sports Centre |  |  | 0 | 0
MC204-B02 | MC204-B02/F31 | AHU3 Clg Dmd |  |  |  |  | Energy sensor | F31 |  |  |  | MC204 | Sports Centre |  |  | 0 | 0
MC204-B02 | MC204-B02/F32 | Function 32 |  |  |  |  | Energy sensor | F32 |  |  |  | MC204 | Sports Centre |  |  | 0 | 0
MC204-B02 | MC204-B02/F33 | Function 33 |  |  |  |  | Energy sensor | F33 |  |  |  | MC204 | Sports Centre |  |  | 0 | 0
MC204-B02 | MC204-B02/F34 | Function 34 |  |  |  |  | Energy sensor | F34 |  |  |  | MC204 | Sports Centre |  |  | 0 | 0
MC204-B02 | MC204-B02/F35 | Function 35 |  |  |  |  | Energy sensor | F35 |  |  |  | MC204 | Sports Centre |  |  | 0 | 0
MC204-B02 | MC204-B02/F36 | AHU3 DX Clg 1st |  |  |  |  | Energy sensor | F36 |  |  |  | MC204 | Sports Centre |  |  | 0 | 0
MC204-B02 | MC204-B02/F37 | AHU3 DX Clg 2nd |  |  |  |  | Energy sensor | F37 |  |  |  | MC204 | Sports Centre |  |  | 0 | 0
MC204-B02 | MC204-B02/F38 | AHU3 DX Clg Stg1 |  |  |  |  | Energy sensor | F38 |  |  |  | MC204 | Sports Centre |  |  | 0 | 0
MC204-B02 | MC204-B02/F39 | AHU3 DX Clg Stg2 |  |  |  |  | Energy sensor | F39 |  |  |  | MC204 | Sports Centre |  |  | 0 | 0
MC204-B02 | MC204-B02/F4 | Function 4 |  |  |  |  | Energy sensor | F4 |  |  |  | MC204 | Sports Centre |  |  | 0 | 0
MC204-B02 | MC204-B02/F40 | AHU3 DX Clg Stg1 |  |  |  |  | Energy sensor | F40 |  |  |  | MC204 | Sports Centre |  |  | 0 | 0
MC204-B02 | MC204-B02/F41 | AHU3 DX Clg Stg2 |  |  |  |  | Energy sensor | F41 |  |  |  | MC204 | Sports Centre |  |  | 0 | 0
MC204-B02 | MC204-B02/F42 | Function 42 |  |  |  |  | Energy sensor | F42 |  |  |  | MC204 | Sports Centre |  |  | 0 | 0
MC204-B02 | MC204-B02/F43 | Function 43 |  |  |  |  | Energy sensor | F43 |  |  |  | MC204 | Sports Centre |  |  | 0 | 0
MC204-B02 | MC204-B02/F44 | Function 44 |  |  |  |  | Energy sensor | F44 |  |  |  | MC204 | Sports Centre |  |  | 0 | 0
MC204-B02 | MC204-B02/F45 | Manager Htg Dmd |  |  |  |  | Energy sensor | F45 |  |  |  | MC204 | Sports Centre |  |  | 0 | 0
MC204-B02 | MC204-B02/F46 | Function 46 |  |  |  |  | Energy sensor | F46 |  |  |  | MC204 | Sports Centre |  |  | 0 | 0
MC204-B02 | MC204-B02/F47 | Function 47 |  |  |  |  | Energy sensor | F47 |  |  |  | MC204 | Sports Centre |  |  | 0 | 0
MC204-B02 | MC204-B02/F48 | Physio Htg Dmd |  |  |  |  | Energy sensor | F48 |  |  |  | MC204 | Sports Centre |  |  | 0 | 0
MC204-B02 | MC204-B02/F49 | Function 49 |  |  |  |  | Energy sensor | F49 |  |  |  | MC204 | Sports Centre |  |  | 0 | 0
MC204-B02 | MC204-B02/F5 | Function 5 |  |  |  |  | Energy sensor | F5 |  |  |  | MC204 | Sports Centre |  |  | 0 | 0
MC204-B02 | MC204-B02/F50 | Function 50 |  |  |  |  | Energy sensor | F50 |  |  |  | MC204 | Sports Centre |  |  | 0 | 0
MC204-B02 | MC204-B02/F51 | Squash Htg Dmd |  |  |  |  | Energy sensor | F51 |  |  |  | MC204 | Sports Centre |  |  | 0 | 0
MC204-B02 | MC204-B02/F52 | Function 52 |  |  |  |  | Energy sensor | F52 |  |  |  | MC204 | Sports Centre |  |  | 0 | 0
MC204-B02 | MC204-B02/F53 | Function 53 |  |  |  |  | Energy sensor | F53 |  |  |  | MC204 | Sports Centre |  |  | 0 | 0
MC204-B02 | MC204-B02/F54 | Wind Speed-Filtered |  |  |  |  | Energy sensor | F54 |  |  |  | MC204 | Sports Centre |  |  | 0 | 0
MC204-B02 | MC204-B02/F55 | Function 55 |  |  |  |  | Energy sensor | F55 |  |  |  | MC204 | Sports Centre |  |  | 0 | 0
MC204-B02 | MC204-B02/F56 | Fault o13 |  |  |  |  | Energy sensor | F56 |  |  |  | MC204 | Sports Centre |  |  | 0 | 0
MC204-B02 | MC204-B02/F57 | Function 57 |  |  |  |  | Energy sensor | F57 |  |  |  | MC204 | Sports Centre |  |  | 0 | 0
MC204-B02 | MC204-B02/F58 | Function 58 |  |  |  |  | Energy sensor | F58 |  |  |  | MC204 | Sports Centre |  |  | 0 | 0
MC204-B02 | MC204-B02/F59 | Function 59 |  |  |  |  | Energy sensor | F59 |  |  |  | MC204 | Sports Centre |  |  | 0 | 0
MC204-B02 | MC204-B02/F6 | Function 6 |  |  |  |  | Energy sensor | F6 |  |  |  | MC204 | Sports Centre |  |  | 0 | 0
MC204-B02 | MC204-B02/F60 | Function 60 |  |  |  |  | Energy sensor | F60 |  |  |  | MC204 | Sports Centre |  |  | 0 | 0
MC204-B02 | MC204-B02/F61 | Function 61 |  |  |  |  | Energy sensor | F61 |  |  |  | MC204 | Sports Centre |  |  | 0 | 0
MC204-B02 | MC204-B02/F62 | Function 62 |  |  |  |  | Energy sensor | F62 |  |  |  | MC204 | Sports Centre |  |  | 0 | 0
MC204-B02 | MC204-B02/F63 | Function 63 |  |  |  |  | Energy sensor | F63 |  |  |  | MC204 | Sports Centre |  |  | 0 | 0
MC204-B02 | MC204-B02/F64 | Function 64 |  |  |  |  | Energy sensor | F64 |  |  |  | MC204 | Sports Centre |  |  | 0 | 0
MC204-B02 | MC204-B02/F65 | Function 65 |  |  |  |  | Energy sensor | F65 |  |  |  | MC204 | Sports Centre |  |  | 0 | 0
MC204-B02 | MC204-B02/F66 | Function 66 |  |  |  |  | Energy sensor | F66 |  |  |  | MC204 | Sports Centre |  |  | 0 | 0
MC204-B02 | MC204-B02/F67 | Function 67 |  |  |  |  | Energy sensor | F67 |  |  |  | MC204 | Sports Centre |  |  | 0 | 0
MC204-B02 | MC204-B02/F68 | Max Wndw Pos |  |  |  |  | Energy sensor | F68 |  |  |  | MC204 | Sports Centre |  |  | 0 | 0
MC204-B02 | MC204-B02/F69 | Function 69 |  |  |  |  | Energy sensor | F69 |  |  |  | MC204 | Sports Centre |  |  | 0 | 0
MC204-B02 | MC204-B02/F7 | Function 7 |  |  |  |  | Energy sensor | F7 |  |  |  | MC204 | Sports Centre |  |  | 0 | 0
MC204-B02 | MC204-B02/F70 | Function 70 |  |  |  |  | Energy sensor | F70 |  |  |  | MC204 | Sports Centre |  |  | 0 | 0
MC204-B02 | MC204-B02/F71 | Function 71 |  |  |  |  | Energy sensor | F71 |  |  |  | MC204 | Sports Centre |  |  | 0 | 0
MC204-B02 | MC204-B02/F72 | Function 72 |  |  |  |  | Energy sensor | F72 |  |  |  | MC204 | Sports Centre |  |  | 0 | 0
MC204-B02 | MC204-B02/F73 | Function 73 |  |  |  |  | Energy sensor | F73 |  |  |  | MC204 | Sports Centre |  |  | 0 | 0
MC204-B02 | MC204-B02/F8 | Function 8 |  |  |  |  | Energy sensor | F8 |  |  |  | MC204 | Sports Centre |  |  | 0 | 0
MC204-B02 | MC204-B02/F9 | Function 9 |  |  |  |  | Energy sensor | F9 |  |  |  | MC204 | Sports Centre |  |  | 0 | 0
MC204-B02 | MC204-B02/G1 | Reset |  |  |  |  | Energy sensor | G1 |  |  |  | MC204 | Sports Centre |  |  | 0 | 0
MC204-B02 | MC204-B02/G10 | Logic 10 |  |  |  |  | Energy sensor | G10 |  |  |  | MC204 | Sports Centre |  |  | 0 | 0
MC204-B02 | MC204-B02/G11 | Logic 11 |  |  |  |  | Energy sensor | G11 |  |  |  | MC204 | Sports Centre |  |  | 0 | 0
MC204-B02 | MC204-B02/G12 | Logic 12 |  |  |  |  | Energy sensor | G12 |  |  |  | MC204 | Sports Centre |  |  | 0 | 0
MC204-B02 | MC204-B02/G13 | Logic 13 |  |  |  |  | Energy sensor | G13 |  |  |  | MC204 | Sports Centre |  |  | 0 | 0
MC204-B02 | MC204-B02/G14 | AHU3 CT Dmd |  |  |  |  | Energy sensor | G14 |  |  |  | MC204 | Sports Centre |  |  | 0 | 0
MC204-B02 | MC204-B02/G15 | Logic 15 |  |  |  |  | Energy sensor | G15 |  |  |  | MC204 | Sports Centre |  |  | 0 | 0
MC204-B02 | MC204-B02/G16 | AHU3 Cold Start |  |  |  |  | Energy sensor | G16 |  |  |  | MC204 | Sports Centre |  |  | 0 | 0
MC204-B02 | MC204-B02/G17 | AHU3 Cold Start Vlvs |  |  |  |  | Energy sensor | G17 |  |  |  | MC204 | Sports Centre |  |  | 0 | 0
MC204-B02 | MC204-B02/G18 | AHU3 Sply Dmpr |  |  |  |  | Energy sensor | G18 |  |  |  | MC204 | Sports Centre |  |  | 0 | 0
MC204-B02 | MC204-B02/G19 | Logic 19 |  |  |  |  | Energy sensor | G19 |  |  |  | MC204 | Sports Centre |  |  | 0 | 0
MC204-B02 | MC204-B02/G2 | Logic 2 |  |  |  |  | Energy sensor | G2 |  |  |  | MC204 | Sports Centre |  |  | 0 | 0
MC204-B02 | MC204-B02/G20 | Logic 20 |  |  |  |  | Energy sensor | G20 |  |  |  | MC204 | Sports Centre |  |  | 0 | 0
MC204-B02 | MC204-B02/G21 | Logic 21 |  |  |  |  | Energy sensor | G21 |  |  |  | MC204 | Sports Centre |  |  | 0 | 0
MC204-B02 | MC204-B02/G22 | Logic 22 |  |  |  |  | Energy sensor | G22 |  |  |  | MC204 | Sports Centre |  |  | 0 | 0
MC204-B02 | MC204-B02/G23 | Logic 23 |  |  |  |  | Energy sensor | G23 |  |  |  | MC204 | Sports Centre |  |  | 0 | 0
MC204-B02 | MC204-B02/G24 | AHU3 Sply Fan Fail |  |  |  |  | Energy sensor | G24 |  |  |  | MC204 | Sports Centre |  |  | 0 | 0
MC204-B02 | MC204-B02/G25 | AHU3 Extr Dmpr |  |  |  |  | Energy sensor | G25 |  |  |  | MC204 | Sports Centre |  |  | 0 | 0
MC204-B02 | MC204-B02/G26 | Logic 26 |  |  |  |  | Energy sensor | G26 |  |  |  | MC204 | Sports Centre |  |  | 0 | 0
MC204-B02 | MC204-B02/G27 | Logic 27 |  |  |  |  | Energy sensor | G27 |  |  |  | MC204 | Sports Centre |  |  | 0 | 0
MC204-B02 | MC204-B02/G28 | Logic 28 |  |  |  |  | Energy sensor | G28 |  |  |  | MC204 | Sports Centre |  |  | 0 | 0
MC204-B02 | MC204-B02/G29 | Logic 29 |  |  |  |  | Energy sensor | G29 |  |  |  | MC204 | Sports Centre |  |  | 0 | 0
MC204-B02 | MC204-B02/G3 | Logic 3 |  |  |  |  | Energy sensor | G3 |  |  |  | MC204 | Sports Centre |  |  | 0 | 0
MC204-B02 | MC204-B02/G30 | Logic 30 |  |  |  |  | Energy sensor | G30 |  |  |  | MC204 | Sports Centre |  |  | 0 | 0
MC204-B02 | MC204-B02/G31 | AHU3 Extr Fan Fail |  |  |  |  | Energy sensor | G31 |  |  |  | MC204 | Sports Centre |  |  | 0 | 0
MC204-B02 | MC204-B02/G32 | AHU Fire OK |  |  |  |  | Energy sensor | G32 |  |  |  | MC204 | Sports Centre |  |  | 0 | 0
MC204-B02 | MC204-B02/G33 | AHU3 Reqd |  |  |  |  | Energy sensor | G33 |  |  |  | MC204 | Sports Centre |  |  | 0 | 0
MC204-B02 | MC204-B02/G34 | Logic 34 |  |  |  |  | Energy sensor | G34 |  |  |  | MC204 | Sports Centre |  |  | 0 | 0
MC204-B02 | MC204-B02/G35 | Logic 35 |  |  |  |  | Energy sensor | G35 |  |  |  | MC204 | Sports Centre |  |  | 0 | 0
MC204-B02 | MC204-B02/G36 | Logic 36 |  |  |  |  | Energy sensor | G36 |  |  |  | MC204 | Sports Centre |  |  | 0 | 0
MC204-B02 | MC204-B02/G37 | Logic 37 |  |  |  |  | Energy sensor | G37 |  |  |  | MC204 | Sports Centre |  |  | 0 | 0
MC204-B02 | MC204-B02/G38 | Logic 38 |  |  |  |  | Energy sensor | G38 |  |  |  | MC204 | Sports Centre |  |  | 0 | 0
MC204-B02 | MC204-B02/G39 | Logic 39 |  |  |  |  | Energy sensor | G39 |  |  |  | MC204 | Sports Centre |  |  | 0 | 0
MC204-B02 | MC204-B02/G4 | Logic 4 |  |  |  |  | Energy sensor | G4 |  |  |  | MC204 | Sports Centre |  |  | 0 | 0
MC204-B02 | MC204-B02/G40 | AHU3 Ctrl |  |  |  |  | Energy sensor | G40 |  |  |  | MC204 | Sports Centre |  |  | 0 | 0
MC204-B02 | MC204-B02/G41 | Logic 41 |  |  |  |  | Energy sensor | G41 |  |  |  | MC204 | Sports Centre |  |  | 0 | 0
MC204-B02 | MC204-B02/G42 | Ht Rclaim Avail |  |  |  |  | Energy sensor | G42 |  |  |  | MC204 | Sports Centre |  |  | 0 | 0
MC204-B02 | MC204-B02/G43 | Ht Reject Avail |  |  |  |  | Energy sensor | G43 |  |  |  | MC204 | Sports Centre |  |  | 0 | 0
MC204-B02 | MC204-B02/G44 | Logic 44 |  |  |  |  | Energy sensor | G44 |  |  |  | MC204 | Sports Centre |  |  | 0 | 0
MC204-B02 | MC204-B02/G45 | Logic 45 |  |  |  |  | Energy sensor | G45 |  |  |  | MC204 | Sports Centre |  |  | 0 | 0
MC204-B02 | MC204-B02/G46 | AHU3 DX Clg Duty |  |  |  |  | Energy sensor | G46 |  |  |  | MC204 | Sports Centre |  |  | 0 | 0
MC204-B02 | MC204-B02/G47 | AHU3 DX Clg Stg1 Lead |  |  |  |  | Energy sensor | G47 |  |  |  | MC204 | Sports Centre |  |  | 0 | 0
MC204-B02 | MC204-B02/G48 | Logic 48 |  |  |  |  | Energy sensor | G48 |  |  |  | MC204 | Sports Centre |  |  | 0 | 0
MC204-B02 | MC204-B02/G49 | Logic 49 |  |  |  |  | Energy sensor | G49 |  |  |  | MC204 | Sports Centre |  |  | 0 | 0
MC204-B02 | MC204-B02/G5 | Logic 5 |  |  |  |  | Energy sensor | G5 |  |  |  | MC204 | Sports Centre |  |  | 0 | 0
MC204-B02 | MC204-B02/G50 | Logic 50 |  |  |  |  | Energy sensor | G50 |  |  |  | MC204 | Sports Centre |  |  | 0 | 0
MC204-B02 | MC204-B02/G51 | Logic 51 |  |  |  |  | Energy sensor | G51 |  |  |  | MC204 | Sports Centre |  |  | 0 | 0
MC204-B02 | MC204-B02/G52 | AHU3 DX Clg Stg1 En |  |  |  |  | Energy sensor | G52 |  |  |  | MC204 | Sports Centre |  |  | 0 | 0
MC204-B02 | MC204-B02/G53 | Logic 53 |  |  |  |  | Energy sensor | G53 |  |  |  | MC204 | Sports Centre |  |  | 0 | 0
MC204-B02 | MC204-B02/G54 | Logic 54 |  |  |  |  | Energy sensor | G54 |  |  |  | MC204 | Sports Centre |  |  | 0 | 0
MC204-B02 | MC204-B02/G55 | Logic 55 |  |  |  |  | Energy sensor | G55 |  |  |  | MC204 | Sports Centre |  |  | 0 | 0
MC204-B02 | MC204-B02/G56 | Logic 56 |  |  |  |  | Energy sensor | G56 |  |  |  | MC204 | Sports Centre |  |  | 0 | 0
MC204-B02 | MC204-B02/G57 | AHU3 DX Clg Stg2 En |  |  |  |  | Energy sensor | G57 |  |  |  | MC204 | Sports Centre |  |  | 0 | 0
MC204-B02 | MC204-B02/G58 | AHU3 ReHt Vlv OR |  |  |  |  | Energy sensor | G58 |  |  |  | MC204 | Sports Centre |  |  | 0 | 0
MC204-B02 | MC204-B02/G59 | Logic 59 |  |  |  |  | Energy sensor | G59 |  |  |  | MC204 | Sports Centre |  |  | 0 | 0
MC204-B02 | MC204-B02/G6 | Logic 6 |  |  |  |  | Energy sensor | G6 |  |  |  | MC204 | Sports Centre |  |  | 0 | 0
MC204-B02 | MC204-B02/G60 | Logic 60 |  |  |  |  | Energy sensor | G60 |  |  |  | MC204 | Sports Centre |  |  | 0 | 0
MC204-B02 | MC204-B02/G61 | o13 n1 |  |  |  |  | Energy sensor | G61 |  |  |  | MC204 | Sports Centre |  |  | 0 | 0
MC204-B02 | MC204-B02/G62 | Logic 62 |  |  |  |  | Energy sensor | G62 |  |  |  | MC204 | Sports Centre |  |  | 0 | 0
MC204-B02 | MC204-B02/G63 | Logic 63 |  |  |  |  | Energy sensor | G63 |  |  |  | MC204 | Sports Centre |  |  | 0 | 0
MC204-B02 | MC204-B02/G64 | Logic 64 |  |  |  |  | Energy sensor | G64 |  |  |  | MC204 | Sports Centre |  |  | 0 | 0
MC204-B02 | MC204-B02/G65 | Logic 65 |  |  |  |  | Energy sensor | G65 |  |  |  | MC204 | Sports Centre |  |  | 0 | 0
MC204-B02 | MC204-B02/G66 | Logic 66 |  |  |  |  | Energy sensor | G66 |  |  |  | MC204 | Sports Centre |  |  | 0 | 0
MC204-B02 | MC204-B02/G67 | Logic 67 |  |  |  |  | Energy sensor | G67 |  |  |  | MC204 | Sports Centre |  |  | 0 | 0
MC204-B02 | MC204-B02/G68 | Logic 68 |  |  |  |  | Energy sensor | G68 |  |  |  | MC204 | Sports Centre |  |  | 0 | 0
MC204-B02 | MC204-B02/G69 | Logic 69 |  |  |  |  | Energy sensor | G69 |  |  |  | MC204 | Sports Centre |  |  | 0 | 0
MC204-B02 | MC204-B02/G7 | AHU3 Occ |  |  |  |  | Energy sensor | G7 |  |  |  | MC204 | Sports Centre |  |  | 0 | 0
MC204-B02 | MC204-B02/G70 | Logic 70 |  |  |  |  | Energy sensor | G70 |  |  |  | MC204 | Sports Centre |  |  | 0 | 0
MC204-B02 | MC204-B02/G71 | Logic 71 |  |  |  |  | Energy sensor | G71 |  |  |  | MC204 | Sports Centre |  |  | 0 | 0
MC204-B02 | MC204-B02/G72 | Logic 72 |  |  |  |  | Energy sensor | G72 |  |  |  | MC204 | Sports Centre |  |  | 0 | 0
MC204-B02 | MC204-B02/G73 | Logic 73 |  |  |  |  | Energy sensor | G73 |  |  |  | MC204 | Sports Centre |  |  | 0 | 0
MC204-B02 | MC204-B02/G8 | Logic 8 |  |  |  |  | Energy sensor | G8 |  |  |  | MC204 | Sports Centre |  |  | 0 | 0
MC204-B02 | MC204-B02/G9 | Logic 9 |  |  |  |  | Energy sensor | G9 |  |  |  | MC204 | Sports Centre |  |  | 0 | 0
MC204-B02 | MC204-B02/H1 | Schedule 1 |  |  |  |  | Energy sensor | H1 |  |  |  | MC204 | Sports Centre |  |  | 0 | 0
MC204-B02 | MC204-B02/I1 | Fire alarm active |  |  | 0 = Off, 1 = On |  | Energy sensor | I1 |  |  |  | MC204 | Sports Centre |  |  | 0 | 0
MC204-B02 | MC204-B02/i1 | Module 1 |  |  |  |  | Energy sensor | i1 |  |  |  | MC204 | Sports Centre |  |  | 0 | 0
MC204-B02 | MC204-B02/I10 | AHU3 Extr Fan Flow |  |  |  |  | Energy sensor | I10 |  |  |  | MC204 | Sports Centre |  |  | 0 | 0
MC204-B02 | MC204-B02/I11 | AHU3 DX Clg Stg1 Fault |  |  |  |  | Energy sensor | I11 |  |  |  | MC204 | Sports Centre |  |  | 0 | 0
MC204-B02 | MC204-B02/I12 | AHU3 DX Clg Stg2 Fault |  |  |  |  | Energy sensor | I12 |  |  |  | MC204 | Sports Centre |  |  | 0 | 0
MC204-B02 | MC204-B02/I13 | AHU3 Panel Fltr Dirty |  |  |  |  | Energy sensor | I13 |  |  |  | MC204 | Sports Centre |  |  | 0 | 0
MC204-B02 | MC204-B02/I14 | AHU3 Bag Fltr Dirty |  |  |  |  | Energy sensor | I14 |  |  |  | MC204 | Sports Centre |  |  | 0 | 0
MC204-B02 | MC204-B02/I15 | AHU3 Extr Fltr Dirty |  |  |  |  | Energy sensor | I15 |  |  |  | MC204 | Sports Centre |  |  | 0 | 0
MC204-B02 | MC204-B02/I16 | Sauna Extr Fault |  |  |  |  | Energy sensor | I16 |  |  |  | MC204 | Sports Centre |  |  | 0 | 0
MC204-B02 | MC204-B02/I17 | Sauna Extr Flow |  |  |  |  | Energy sensor | I17 |  |  |  | MC204 | Sports Centre |  |  | 0 | 0
MC204-B02 | MC204-B02/I18 | Steam Rm Extr Fault |  |  |  |  | Energy sensor | I18 |  |  |  | MC204 | Sports Centre |  |  | 0 | 0
MC204-B02 | MC204-B02/I19 | Steam Rm Extr Flow |  |  |  |  | Energy sensor | I19 |  |  |  | MC204 | Sports Centre |  |  | 0 | 0
MC204-B02 | MC204-B02/I2 | FOR Normal |  |  |  |  | Energy sensor | I2 |  |  |  | MC204 | Sports Centre |  |  | 0 | 0
MC204-B02 | MC204-B02/i2 | Module 2 |  |  |  |  | Energy sensor | i2 |  |  |  | MC204 | Sports Centre |  |  | 0 | 0
MC204-B02 | MC204-B02/I20 | Room DX Fault |  |  |  |  | Energy sensor | I20 |  |  |  | MC204 | Sports Centre |  |  | 0 | 0
MC204-B02 | MC204-B02/I21 | Battery Sys Alarm |  |  |  |  | Energy sensor | I21 |  |  |  | MC204 | Sports Centre |  |  | 0 | 0
MC204-B02 | MC204-B02/I22 | ClimbWall Extr Fltr Dirty |  |  |  |  | Energy sensor | I22 |  |  |  | MC204 | Sports Centre |  |  | 0 | 0
MC204-B02 | MC204-B02/I23 | Refridgerant Leak Alarm |  |  |  |  | Energy sensor | I23 |  |  |  | MC204 | Sports Centre |  |  | 0 | 0
MC204-B02 | MC204-B02/I24 | Em Ltg Fault |  |  |  |  | Energy sensor | I24 |  |  |  | MC204 | Sports Centre |  |  | 0 | 0
MC204-B02 | MC204-B02/I26 | Rain Detect |  |  |  |  | Energy sensor | I26 |  |  |  | MC204 | Sports Centre |  |  | 0 | 0
MC204-B02 | MC204-B02/i3 | Module 3 |  |  |  |  | Energy sensor | i3 |  |  |  | MC204 | Sports Centre |  |  | 0 | 0
MC204-B02 | MC204-B02/I3 | FOR Extr Only |  |  |  |  | Energy sensor | I3 |  |  |  | MC204 | Sports Centre |  |  | 0 | 0
MC204-B02 | MC204-B02/I33 | AHU3 FA Dmpr Fail |  |  |  |  | Energy sensor | I33 |  |  |  | MC204 | Sports Centre |  |  | 0 | 0
MC204-B02 | MC204-B02/I34 | AHU3 Sply Flow Fail |  |  |  |  | Energy sensor | I34 |  |  |  | MC204 | Sports Centre |  |  | 0 | 0
MC204-B02 | MC204-B02/I35 | AHU3 EA Dmpr Fail |  |  |  |  | Energy sensor | I35 |  |  |  | MC204 | Sports Centre |  |  | 0 | 0
MC204-B02 | MC204-B02/I36 | AHU3 Extr Flow Fail |  |  |  |  | Energy sensor | I36 |  |  |  | MC204 | Sports Centre |  |  | 0 | 0
MC204-B02 | MC204-B02/I37 | High Wind Speed |  |  |  |  | Energy sensor | I37 |  |  |  | MC204 | Sports Centre |  |  | 0 | 0
MC204-B02 | MC204-B02/I38 | Nat Vent Override-RAIN |  |  |  |  | Energy sensor | I38 |  |  |  | MC204 | Sports Centre |  |  | 0 | 0
MC204-B02 | MC204-B02/i4 | Module 4 |  |  |  |  | Energy sensor | i4 |  |  |  | MC204 | Sports Centre |  |  | 0 | 0
MC204-B02 | MC204-B02/I4 | AHU3 Frost Trip |  |  |  |  | Energy sensor | I4 |  |  |  | MC204 | Sports Centre |  |  | 0 | 0
MC204-B02 | MC204-B02/I5 | AHU3 FA Dmpr Open |  |  |  |  | Energy sensor | I5 |  |  |  | MC204 | Sports Centre |  |  | 0 | 0
MC204-B02 | MC204-B02/i5 | Module 5 |  |  |  |  | Energy sensor | i5 |  |  |  | MC204 | Sports Centre |  |  | 0 | 0
MC204-B02 | MC204-B02/I6 | AHU3 Sply Fan Fault |  |  |  |  | Energy sensor | I6 |  |  |  | MC204 | Sports Centre |  |  | 0 | 0
MC204-B02 | MC204-B02/I7 | AHU3 Sply Fan Flow |  |  |  |  | Energy sensor | I7 |  |  |  | MC204 | Sports Centre |  |  | 0 | 0
MC204-B02 | MC204-B02/I8 | AHU3 EA Dmpr Open |  |  |  |  | Energy sensor | I8 |  |  |  | MC204 | Sports Centre |  |  | 0 | 0
MC204-B02 | MC204-B02/I9 | AHU3 Extr Fan Fault |  |  |  |  | Energy sensor | I9 |  |  |  | MC204 | Sports Centre |  |  | 0 | 0
MC204-B02 | MC204-B02/K1 | AHU3 DET |  |  |  |  | Energy sensor | K1 |  |  |  | MC204 | Sports Centre |  |  | 0 | 0
MC204-B02 | MC204-B02/K10 | Manager Space SP |  |  |  |  | Energy sensor | K10 |  |  |  | MC204 | Sports Centre |  |  | 0 | 0
MC204-B02 | MC204-B02/K11 | Manager HI Sply Temp |  |  | Degrees Celsius |  | Energy sensor | K11 |  |  |  | MC204 | Sports Centre |  |  | 0 | 0
MC204-B02 | MC204-B02/K12 | Manager LO Sply Temp |  |  | Degrees Celsius |  | Energy sensor | K12 |  |  |  | MC204 | Sports Centre |  |  | 0 | 0
MC204-B02 | MC204-B02/K13 | Physio Space SP |  |  |  |  | Energy sensor | K13 |  |  |  | MC204 | Sports Centre |  |  | 0 | 0
MC204-B02 | MC204-B02/K14 | Physio HI Sply Temp |  |  | Degrees Celsius |  | Energy sensor | K14 |  |  |  | MC204 | Sports Centre |  |  | 0 | 0
MC204-B02 | MC204-B02/K15 | Physio LO Sply Temp |  |  | Degrees Celsius |  | Energy sensor | K15 |  |  |  | MC204 | Sports Centre |  |  | 0 | 0
MC204-B02 | MC204-B02/K16 | Squash Space SP |  |  |  |  | Energy sensor | K16 |  |  |  | MC204 | Sports Centre |  |  | 0 | 0
MC204-B02 | MC204-B02/K17 | Squash HI Sply Temp |  |  | Degrees Celsius |  | Energy sensor | K17 |  |  |  | MC204 | Sports Centre |  |  | 0 | 0
MC204-B02 | MC204-B02/K18 | Squash LO Sply Temp |  |  | Degrees Celsius |  | Energy sensor | K18 |  |  |  | MC204 | Sports Centre |  |  | 0 | 0
MC204-B02 | MC204-B02/K19 | High Wind Speed Inh |  |  |  |  | Energy sensor | K19 |  |  |  | MC204 | Sports Centre |  |  | 0 | 0
MC204-B02 | MC204-B02/K2 | AHU3 Winter OAT |  |  |  |  | Energy sensor | K2 |  |  |  | MC204 | Sports Centre |  |  | 0 | 0
MC204-B02 | MC204-B02/K20 | AHU3 Htg Clg Band |  |  |  |  | Energy sensor | K20 |  |  |  | MC204 | Sports Centre |  |  | 0 | 0
MC204-B02 | MC204-B02/K21 | Wndw Min Limit - Wind |  |  |  |  | Energy sensor | K21 |  |  |  | MC204 | Sports Centre |  |  | 0 | 0
MC204-B02 | MC204-B02/K22 | Wndw Max Limit - Wind |  |  |  |  | Energy sensor | K22 |  |  |  | MC204 | Sports Centre |  |  | 0 | 0
MC204-B02 | MC204-B02/K23 | Wndw Min Limit - OAT |  |  |  |  | Energy sensor | K23 |  |  |  | MC204 | Sports Centre |  |  | 0 | 0
MC204-B02 | MC204-B02/K24 | Wndw Max Limit - OAT |  |  |  |  | Energy sensor | K24 |  |  |  | MC204 | Sports Centre |  |  | 0 | 0
MC204-B02 | MC204-B02/K25 | Wndw Min Pos - OAT |  |  |  |  | Energy sensor | K25 |  |  |  | MC204 | Sports Centre |  |  | 0 | 0
MC204-B02 | MC204-B02/K26 | Wndw Max Pos - OAT |  |  |  |  | Energy sensor | K26 |  |  |  | MC204 | Sports Centre |  |  | 0 | 0
MC204-B02 | MC204-B02/K27 | Wndw Max Pos - Rain |  |  |  |  | Energy sensor | K27 |  |  |  | MC204 | Sports Centre |  |  | 0 | 0
MC204-B02 | MC204-B02/K28 | Wind direction test |  |  |  |  | Energy sensor | K28 |  |  |  | MC204 | Sports Centre |  |  | 0 | 0
MC204-B02 | MC204-B02/K29 | Knob 29 |  |  |  |  | Energy sensor | K29 |  |  |  | MC204 | Sports Centre |  |  | 0 | 0
MC204-B02 | MC204-B02/K3 | AHU3 Summer OAT |  |  |  |  | Energy sensor | K3 |  |  |  | MC204 | Sports Centre |  |  | 0 | 0
MC204-B02 | MC204-B02/K4 | AHU3 Sply Fan Dmd |  |  |  |  | Energy sensor | K4 |  |  |  | MC204 | Sports Centre |  |  | 0 | 0
MC204-B02 | MC204-B02/K5 | AHU3 Extr Fan Dmd |  |  |  |  | Energy sensor | K5 |  |  |  | MC204 | Sports Centre |  |  | 0 | 0
MC204-B02 | MC204-B02/K6 | AHU3 Frost SP |  |  |  |  | Energy sensor | K6 |  |  |  | MC204 | Sports Centre |  |  | 0 | 0
MC204-B02 | MC204-B02/K7 | AHU3 Space SP |  |  |  |  | Energy sensor | K7 |  |  |  | MC204 | Sports Centre |  |  | 0 | 0
MC204-B02 | MC204-B02/K8 | AHU3 HI Sply Temp |  |  | Degrees Celsius |  | Energy sensor | K8 |  |  |  | MC204 | Sports Centre |  |  | 0 | 0
MC204-B02 | MC204-B02/K9 | AHU3 LO Sply Temp |  |  | Degrees Celsius |  | Energy sensor | K9 |  |  |  | MC204 | Sports Centre |  |  | 0 | 0
MC204-B02 | MC204-B02/L1 | AHU3 Frost Dmd |  |  |  |  | Energy sensor | L1 |  |  |  | MC204 | Sports Centre |  |  | 0 | 0
MC204-B02 | MC204-B02/L10 | [5 empty] | Energy sensor | L10 |  |  |  | MC204 | Sports Centre |  |  | 0 | 0
MC204-B02 | MC204-B02/L11 | [5 empty] | Energy sensor | L11 |  |  |  | MC204 | Sports Centre |  |  | 0 | 0
MC204-B02 | MC204-B02/L12 | [5 empty] | Energy sensor | L12 |  |  |  | MC204 | Sports Centre |  |  | 0 | 0
MC204-B02 | MC204-B02/L13 | [5 empty] | Energy sensor | L13 |  |  |  | MC204 | Sports Centre |  |  | 0 | 0
MC204-B02 | MC204-B02/L14 | [5 empty] | Energy sensor | L14 |  |  |  | MC204 | Sports Centre |  |  | 0 | 0
MC204-B02 | MC204-B02/L2 | Loop 2 |  |  |  |  | Energy sensor | L2 |  |  |  | MC204 | Sports Centre |  |  | 0 | 0
MC204-B02 | MC204-B02/L3 | Loop 3 |  |  |  |  | Energy sensor | L3 |  |  |  | MC204 | Sports Centre |  |  | 0 | 0
MC204-B02 | MC204-B02/L4 | Loop 4 |  |  |  |  | Energy sensor | L4 |  |  |  | MC204 | Sports Centre |  |  | 0 | 0
MC204-B02 | MC204-B02/L5 | Loop 5 |  |  |  |  | Energy sensor | L5 |  |  |  | MC204 | Sports Centre |  |  | 0 | 0
MC204-B02 | MC204-B02/L6 | [5 empty] | Energy sensor | L6 |  |  |  | MC204 | Sports Centre |  |  | 0 | 0
MC204-B02 | MC204-B02/L7 | [5 empty] | Energy sensor | L7 |  |  |  | MC204 | Sports Centre |  |  | 0 | 0
MC204-B02 | MC204-B02/L8 | [5 empty] | Energy sensor | L8 |  |  |  | MC204 | Sports Centre |  |  | 0 | 0
MC204-B02 | MC204-B02/L9 | [5 empty] | Energy sensor | L9 |  |  |  | MC204 | Sports Centre |  |  | 0 | 0
MC204-B02 | MC204-B02/N1 | IC Comms 1 |  |  |  |  | Energy sensor | N1 |  |  |  | MC204 | Sports Centre |  |  | 0 | 0
MC204-B02 | MC204-B02/n1 | TREND_09_03_4A |  |  |  |  | Energy sensor | n1 |  |  |  | MC204 | Sports Centre |  |  | 0 | 0
MC204-B02 | MC204-B02/N10 | D to A |  |  |  |  | Energy sensor | N10 |  |  |  | MC204 | Sports Centre |  |  | 0 | 0
MC204-B02 | MC204-B02/N11 | D to A |  |  |  |  | Energy sensor | N11 |  |  |  | MC204 | Sports Centre |  |  | 0 | 0
MC204-B02 | MC204-B02/N2 | IC Comms 2 |  |  |  |  | Energy sensor | N2 |  |  |  | MC204 | Sports Centre |  |  | 0 | 0
MC204-B02 | MC204-B02/N3 | IC Comms 3 |  |  |  |  | Energy sensor | N3 |  |  |  | MC204 | Sports Centre |  |  | 0 | 0
MC204-B02 | MC204-B02/N4 | o13 n1 |  |  |  |  | Energy sensor | N4 |  |  |  | MC204 | Sports Centre |  |  | 0 | 0
MC204-B02 | MC204-B02/N5 | IC Comms 5 |  |  |  |  | Energy sensor | N5 |  |  |  | MC204 | Sports Centre |  |  | 0 | 0
MC204-B02 | MC204-B02/N6 | IC Comms 6 |  |  |  |  | Energy sensor | N6 |  |  |  | MC204 | Sports Centre |  |  | 0 | 0
MC204-B02 | MC204-B02/N7 | Fault o13 |  |  |  |  | Energy sensor | N7 |  |  |  | MC204 | Sports Centre |  |  | 0 | 0
MC204-B02 | MC204-B02/N8 | 24H Mean OAT Yest |  |  |  |  | Energy sensor | N8 |  |  |  | MC204 | Sports Centre |  |  | 0 | 0
MC204-B02 | MC204-B02/N9 | Max Wndw Pos |  |  |  |  | Energy sensor | N9 |  |  |  | MC204 | Sports Centre |  |  | 0 | 0
MC204-B02 | MC204-B02/o1 | Alarm Route 1 |  |  |  |  | Energy sensor | o1 |  |  |  | MC204 | Sports Centre |  |  | 0 | 0
MC204-B02 | MC204-B02/o2 | Alarm Route 2 |  |  |  |  | Energy sensor | o2 |  |  |  | MC204 | Sports Centre |  |  | 0 | 0
MC204-B02 | MC204-B02/o3 | Alarm Route 3 |  |  |  |  | Energy sensor | o3 |  |  |  | MC204 | Sports Centre |  |  | 0 | 0
MC204-B02 | MC204-B02/o4 | Alarm Route 4 |  |  |  |  | Energy sensor | o4 |  |  |  | MC204 | Sports Centre |  |  | 0 | 0
MC204-B02 | MC204-B02/o5 | Alarm Route 5 |  |  |  |  | Energy sensor | o5 |  |  |  | MC204 | Sports Centre |  |  | 0 | 0
MC204-B02 | MC204-B02/o6 | Alarm Route 6 |  |  |  |  | Energy sensor | o6 |  |  |  | MC204 | Sports Centre |  |  | 0 | 0
MC204-B02 | MC204-B02/P1 | AHU3 Frost Temp |  |  | Degrees Celsius |  | Energy sensor | P1 |  |  |  | MC204 | Sports Centre |  |  | 0 | 0
MC204-B02 | MC204-B02/P10 | Wind Speed |  |  |  |  | Energy sensor | P10 |  |  |  | MC204 | Sports Centre |  |  | 0 | 0
MC204-B02 | MC204-B02/P11 | Wind Speed |  |  |  |  | Energy sensor | P11 |  |  |  | MC204 | Sports Centre |  |  | 0 | 0
MC204-B02 | MC204-B02/P12 | Squash Sply Temp |  |  | Degrees Celsius |  | Energy sensor | P12 |  |  |  | MC204 | Sports Centre |  |  | 0 | 0
MC204-B02 | MC204-B02/P13 | Squash Extr Temp |  |  | Degrees Celsius |  | Energy sensor | P13 |  |  |  | MC204 | Sports Centre |  |  | 0 | 0
MC204-B02 | MC204-B02/P14 | Sensor 10 |  |  |  |  | Energy sensor | P14 |  |  |  | MC204 | Sports Centre |  |  | 0 | 0
MC204-B02 | MC204-B02/P15 | Wind Speed |  |  |  |  | Energy sensor | P15 |  |  |  | MC204 | Sports Centre |  |  | 0 | 0
MC204-B02 | MC204-B02/P16 | Wind speed MPH |  |  |  |  | Energy sensor | P16 |  |  |  | MC204 | Sports Centre |  |  | 0 | 0
MC204-B02 | MC204-B02/P2 | AHU3 Supply Temp |  |  | Degrees Celsius |  | Energy sensor | P2 |  |  |  | MC204 | Sports Centre |  |  | 0 | 0
MC204-B02 | MC204-B02/P22 | 24H Mean OAT Today |  |  |  |  | Energy sensor | P22 |  |  |  | MC204 | Sports Centre |  |  | 0 | 0
MC204-B02 | MC204-B02/P24 | Max Wndw Pos |  |  |  |  | Energy sensor | P24 |  |  |  | MC204 | Sports Centre |  |  | 0 | 0
MC204-B02 | MC204-B02/P25 | Wind Speed Pulse |  |  |  |  | Energy sensor | P25 |  |  |  | MC204 | Sports Centre |  |  | 0 | 0
MC204-B02 | MC204-B02/P3 | AHU3 Extract Temp |  |  | Degrees Celsius |  | Energy sensor | P3 |  |  |  | MC204 | Sports Centre |  |  | 0 | 0
MC204-B02 | MC204-B02/P4 | Outside air temperature |  |  | Degrees Celsius |  | Energy sensor | P4 |  |  |  | MC204 | Sports Centre |  |  | 0 | 0
MC204-B02 | MC204-B02/P5 | Outside Air Humidity |  |  |  |  | Energy sensor | P5 |  |  |  | MC204 | Sports Centre |  |  | 0 | 0
MC204-B02 | MC204-B02/P6 | Manager Sply Temp |  |  | Degrees Celsius |  | Energy sensor | P6 |  |  |  | MC204 | Sports Centre |  |  | 0 | 0
MC204-B02 | MC204-B02/P7 | Manager Extr Temp |  |  | Degrees Celsius |  | Energy sensor | P7 |  |  |  | MC204 | Sports Centre |  |  | 0 | 0
MC204-B02 | MC204-B02/P8 | Physio Sply Temp |  |  | Degrees Celsius |  | Energy sensor | P8 |  |  |  | MC204 | Sports Centre |  |  | 0 | 0
MC204-B02 | MC204-B02/P9 | Physio Extr Temp |  |  | Degrees Celsius |  | Energy sensor | P9 |  |  |  | MC204 | Sports Centre |  |  | 0 | 0
MC204-B02 | MC204-B02/Q1 | Sequence Table 1 |  |  |  |  | Energy sensor | Q1 |  |  |  | MC204 | Sports Centre |  |  | 0 | 0
MC204-B02 | MC204-B02/S1 | AHU3 Frost Temp |  |  | Degrees Celsius |  | Energy sensor | S1 |  |  |  | MC204 | Sports Centre |  |  | 0 | 0
MC204-B02 | MC204-B02/S10 | Wind Direction 2 |  |  |  |  | Energy sensor | S10 |  |  |  | MC204 | Sports Centre |  |  | 0 | 0
MC204-B02 | MC204-B02/S11 | Wind direction test |  |  |  |  | Energy sensor | S11 |  |  |  | MC204 | Sports Centre |  |  | 0 | 0
MC204-B02 | MC204-B02/S12 | Squash Sply Temp |  |  | Degrees Celsius |  | Energy sensor | S12 |  |  |  | MC204 | Sports Centre |  |  | 0 | 0
MC204-B02 | MC204-B02/S13 | Squash Extr Temp |  |  | Degrees Celsius |  | Energy sensor | S13 |  |  |  | MC204 | Sports Centre |  |  | 0 | 0
MC204-B02 | MC204-B02/S14 | Wind speed MPH |  |  |  |  | Energy sensor | S14 |  |  |  | MC204 | Sports Centre |  |  | 0 | 0
MC204-B02 | MC204-B02/S17 | Wind Direction |  |  |  |  | Energy sensor | S17 |  |  |  | MC204 | Sports Centre |  |  | 0 | 0
MC204-B02 | MC204-B02/S18 | Wind Speed |  |  |  |  | Energy sensor | S18 |  |  |  | MC204 | Sports Centre |  |  | 0 | 0
MC204-B02 | MC204-B02/S2 | AHU3 Supply Temp |  |  | Degrees Celsius |  | Energy sensor | S2 |  |  |  | MC204 | Sports Centre |  |  | 0 | 0
MC204-B02 | MC204-B02/S21 | Wind Speed |  |  |  |  | Energy sensor | S21 |  |  |  | MC204 | Sports Centre |  |  | 0 | 0
MC204-B02 | MC204-B02/S22 | 24H Mean OAT Today |  |  |  |  | Energy sensor | S22 |  |  |  | MC204 | Sports Centre |  |  | 0 | 0
MC204-B02 | MC204-B02/S23 | 24H Mean OAT Yest |  |  |  |  | Energy sensor | S23 |  |  |  | MC204 | Sports Centre |  |  | 0 | 0
MC204-B02 | MC204-B02/S24 | Max Wndw Pos |  |  |  |  | Energy sensor | S24 |  |  |  | MC204 | Sports Centre |  |  | 0 | 0
MC204-B02 | MC204-B02/S3 | AHU3 Extract Temp |  |  | Degrees Celsius |  | Energy sensor | S3 |  |  |  | MC204 | Sports Centre |  |  | 0 | 0
MC204-B02 | MC204-B02/S4 | Outside air temperature |  |  | Degrees Celsius |  | Energy sensor | S4 |  |  |  | MC204 | Sports Centre |  |  | 0 | 0
MC204-B02 | MC204-B02/S5 | Outside Air Humidity |  |  |  |  | Energy sensor | S5 |  |  |  | MC204 | Sports Centre |  |  | 0 | 0
MC204-B02 | MC204-B02/S6 | Manager Sply Temp |  |  | Degrees Celsius |  | Energy sensor | S6 |  |  |  | MC204 | Sports Centre |  |  | 0 | 0
MC204-B02 | MC204-B02/S7 | Manager Extr Temp |  |  | Degrees Celsius |  | Energy sensor | S7 |  |  |  | MC204 | Sports Centre |  |  | 0 | 0
MC204-B02 | MC204-B02/S8 | Physio Sply Temp |  |  | Degrees Celsius |  | Energy sensor | S8 |  |  |  | MC204 | Sports Centre |  |  | 0 | 0
MC204-B02 | MC204-B02/S9 | Physio Extr Temp |  |  | Degrees Celsius |  | Energy sensor | S9 |  |  |  | MC204 | Sports Centre |  |  | 0 | 0
MC204-B02 | MC204-B02/V1 | [5 empty] | Energy sensor | V1 |  |  |  | MC204 | Sports Centre |  |  | 0 | 0
MC204-B02 | MC204-B02/W1 | AHU3 Fault Reset |  |  |  |  | Energy sensor | W1 |  |  |  | MC204 | Sports Centre |  |  | 0 | 0
MC204-B02 | MC204-B02/W2 | AHU3 DET |  |  |  |  | Energy sensor | W2 |  |  |  | MC204 | Sports Centre |  |  | 0 | 0
MC204-B02 | MC204-B02/W3 | AHU3 DX Clg Duty |  |  |  |  | Energy sensor | W3 |  |  |  | MC204 | Sports Centre |  |  | 0 | 0
MC204-B02 | MC204-B02/W4 | Sports Store Smoke Extr En |  |  |  |  | Energy sensor | W4 |  |  |  | MC204 | Sports Centre |  |  | 0 | 0
MC204-B02 | MC204-B02/W5 | Switch 5 |  |  |  |  | Energy sensor | W5 |  |  |  | MC204 | Sports Centre |  |  | 0 | 0
MC204-B02 | MC204-B02/Y1 | Trend T -20+50 |  |  |  |  | Energy sensor | Y1 |  |  |  | MC204 | Sports Centre |  |  | 0 | 0
MC204-B02 | MC204-B02/Y2 | Electro wind directi |  |  |  |  | Energy sensor | Y2 |  |  |  | MC204 | Sports Centre |  |  | 0 | 0
MC204-B02 | MC204-B02/Y3 | Humidity I |  |  |  |  | Energy sensor | Y3 |  |  |  | MC204 | Sports Centre |  |  | 0 | 0
MC204-B02 | MC204-B02/Y4 | Electro Wind |  |  |  |  | Energy sensor | Y4 |  |  |  | MC204 | Sports Centre |  |  | 0 | 0
MC204-B02 | MC204-B02/Y5 | Humidity I |  |  |  |  | Energy sensor | Y5 |  |  |  | MC204 | Sports Centre |  |  | 0 | 0
MC204-B02 | MC204-B02/Z1 | AHU3-Activities |  |  |  |  | Energy sensor | Z1 |  |  |  | MC204 | Sports Centre |  |  | 0 | 0
MC044-B05 | MC044-B05/C1 | Virtual CNC 1 |  |  |  |  | Energy sensor | C1 |  |  |  | MC044 | Faraday Building |  |  | 0 | 0
MC044-B05 | MC044-B05/D1 | LTHW Pri Pump P1 En |  |  |  |  | Energy sensor | D1 |  |  |  | MC044 | Faraday Building |  |  | 0 | 0
MC044-B05 | MC044-B05/D2 | LTHW Pri Pump P1 Dmd |  |  |  |  | Energy sensor | D2 |  |  |  | MC044 | Faraday Building |  |  | 0 | 0
MC044-B05 | MC044-B05/D3 | LTHW Pri Pump P2 En |  |  |  |  | Energy sensor | D3 |  |  |  | MC044 | Faraday Building |  |  | 0 | 0
MC044-B05 | MC044-B05/D4 | LTHW Pri Pump P2 Dmd |  |  |  |  | Energy sensor | D4 |  |  |  | MC044 | Faraday Building |  |  | 0 | 0
MC044-B05 | MC044-B05/e1 | 963 |  |  |  |  | Energy sensor | e1 |  |  |  | MC044 | Faraday Building |  |  | 0 | 0
MC044-B05 | MC044-B05/F1 | Function 1 |  |  |  |  | Energy sensor | F1 |  |  |  | MC044 | Faraday Building |  |  | 0 | 0
MC044-B05 | MC044-B05/F10 | Function 10 |  |  |  |  | Energy sensor | F10 |  |  |  | MC044 | Faraday Building |  |  | 0 | 0
MC044-B05 | MC044-B05/F11 | Function 11 |  |  |  |  | Energy sensor | F11 |  |  |  | MC044 | Faraday Building |  |  | 0 | 0
MC044-B05 | MC044-B05/F12 | Function 12 |  |  |  |  | Energy sensor | F12 |  |  |  | MC044 | Faraday Building |  |  | 0 | 0
MC044-B05 | MC044-B05/F13 | Function 13 |  |  |  |  | Energy sensor | F13 |  |  |  | MC044 | Faraday Building |  |  | 0 | 0
MC044-B05 | MC044-B05/F14 | Function 14 |  |  |  |  | Energy sensor | F14 |  |  |  | MC044 | Faraday Building |  |  | 0 | 0
MC044-B05 | MC044-B05/F15 | Function 15 |  |  |  |  | Energy sensor | F15 |  |  |  | MC044 | Faraday Building |  |  | 0 | 0
MC044-B05 | MC044-B05/F16 | Function 16 |  |  |  |  | Energy sensor | F16 |  |  |  | MC044 | Faraday Building |  |  | 0 | 0
MC044-B05 | MC044-B05/F17 | Function 17 |  |  |  |  | Energy sensor | F17 |  |  |  | MC044 | Faraday Building |  |  | 0 | 0
MC044-B05 | MC044-B05/F18 | Function 18 |  |  |  |  | Energy sensor | F18 |  |  |  | MC044 | Faraday Building |  |  | 0 | 0
MC044-B05 | MC044-B05/F19 | Function 19 |  |  |  |  | Energy sensor | F19 |  |  |  | MC044 | Faraday Building |  |  | 0 | 0
MC044-B05 | MC044-B05/F2 | Outside air temperature frost |  |  | Degrees Celsius |  | Energy sensor | F2 |  |  |  | MC044 | Faraday Building |  |  | 0 | 0
MC044-B05 | MC044-B05/F20 | LTHW Pri kWh Week-1 |  |  |  |  | Energy sensor | F20 |  |  |  | MC044 | Faraday Building |  |  | 0 | 0
MC044-B05 | MC044-B05/F21 | LTHW Pri kWh Mnth-1 |  |  |  |  | Energy sensor | F21 |  |  |  | MC044 | Faraday Building |  |  | 0 | 0
MC044-B05 | MC044-B05/F3 | Function 3 |  |  |  |  | Energy sensor | F3 |  |  |  | MC044 | Faraday Building |  |  | 0 | 0
MC044-B05 | MC044-B05/F4 | Function 4 |  |  |  |  | Energy sensor | F4 |  |  |  | MC044 | Faraday Building |  |  | 0 | 0
MC044-B05 | MC044-B05/F5 | Function 5 |  |  |  |  | Energy sensor | F5 |  |  |  | MC044 | Faraday Building |  |  | 0 | 0
MC044-B05 | MC044-B05/F6 | Function 6 |  |  |  |  | Energy sensor | F6 |  |  |  | MC044 | Faraday Building |  |  | 0 | 0
MC044-B05 | MC044-B05/F7 | Outside air temperature heating inhibit |  |  |  |  | Energy sensor | F7 |  |  |  | MC044 | Faraday Building |  |  | 0 | 0
MC044-B05 | MC044-B05/F8 | Function 8 |  |  |  |  | Energy sensor | F8 |  |  |  | MC044 | Faraday Building |  |  | 0 | 0
MC044-B05 | MC044-B05/F9 | Exercise Routine Time |  |  |  |  | Energy sensor | F9 |  |  |  | MC044 | Faraday Building |  |  | 0 | 0
MC044-B05 | MC044-B05/G1 | OAT Frost Pumps |  |  |  |  | Energy sensor | G1 |  |  |  | MC044 | Faraday Building |  |  | 0 | 0
MC044-B05 | MC044-B05/G10 | Pump Exercise |  |  |  |  | Energy sensor | G10 |  |  |  | MC044 | Faraday Building |  |  | 0 | 0
MC044-B05 | MC044-B05/G11 | Logic 11 |  |  |  |  | Energy sensor | G11 |  |  |  | MC044 | Faraday Building |  |  | 0 | 0
MC044-B05 | MC044-B05/G12 | Logic 12 |  |  |  |  | Energy sensor | G12 |  |  |  | MC044 | Faraday Building |  |  | 0 | 0
MC044-B05 | MC044-B05/G13 | Logic 13 |  |  |  |  | Energy sensor | G13 |  |  |  | MC044 | Faraday Building |  |  | 0 | 0
MC044-B05 | MC044-B05/G14 | Logic 14 |  |  |  |  | Energy sensor | G14 |  |  |  | MC044 | Faraday Building |  |  | 0 | 0
MC044-B05 | MC044-B05/G15 | Logic 15 |  |  |  |  | Energy sensor | G15 |  |  |  | MC044 | Faraday Building |  |  | 0 | 0
MC044-B05 | MC044-B05/G16 | Exercise Reset |  |  |  |  | Energy sensor | G16 |  |  |  | MC044 | Faraday Building |  |  | 0 | 0
MC044-B05 | MC044-B05/G17 | Logic 17 |  |  |  |  | Energy sensor | G17 |  |  |  | MC044 | Faraday Building |  |  | 0 | 0
MC044-B05 | MC044-B05/G18 | Logic 18 |  |  |  |  | Energy sensor | G18 |  |  |  | MC044 | Faraday Building |  |  | 0 | 0
MC044-B05 | MC044-B05/G19 | Logic 19 |  |  |  |  | Energy sensor | G19 |  |  |  | MC044 | Faraday Building |  |  | 0 | 0
MC044-B05 | MC044-B05/G2 | Water frost |  |  |  |  | Energy sensor | G2 |  |  |  | MC044 | Faraday Building |  |  | 0 | 0
MC044-B05 | MC044-B05/G20 | LTHW Pri Pump 1 Fail |  |  |  |  | Energy sensor | G20 |  |  |  | MC044 | Faraday Building |  |  | 0 | 0
MC044-B05 | MC044-B05/G21 | Logic 21 |  |  |  |  | Energy sensor | G21 |  |  |  | MC044 | Faraday Building |  |  | 0 | 0
MC044-B05 | MC044-B05/G22 | LTHW Pri Pump 2 Fail |  |  |  |  | Energy sensor | G22 |  |  |  | MC044 | Faraday Building |  |  | 0 | 0
MC044-B05 | MC044-B05/G23 | Logic 23 |  |  |  |  | Energy sensor | G23 |  |  |  | MC044 | Faraday Building |  |  | 0 | 0
MC044-B05 | MC044-B05/G24 | Logic 24 |  |  |  |  | Energy sensor | G24 |  |  |  | MC044 | Faraday Building |  |  | 0 | 0
MC044-B05 | MC044-B05/G25 | Logic 25 |  |  |  |  | Energy sensor | G25 |  |  |  | MC044 | Faraday Building |  |  | 0 | 0
MC044-B05 | MC044-B05/G26 | LTHW Pri CO Pulse |  |  |  |  | Energy sensor | G26 |  |  |  | MC044 | Faraday Building |  |  | 0 | 0
MC044-B05 | MC044-B05/G27 | Logic 27 |  |  |  |  | Energy sensor | G27 |  |  |  | MC044 | Faraday Building |  |  | 0 | 0
MC044-B05 | MC044-B05/G28 | Reset |  |  |  |  | Energy sensor | G28 |  |  |  | MC044 | Faraday Building |  |  | 0 | 0
MC044-B05 | MC044-B05/G29 | Logic 29 |  |  |  |  | Energy sensor | G29 |  |  |  | MC044 | Faraday Building |  |  | 0 | 0
MC044-B05 | MC044-B05/G3 | Logic 3 |  |  |  |  | Energy sensor | G3 |  |  |  | MC044 | Faraday Building |  |  | 0 | 0
MC044-B05 | MC044-B05/G30 | Logic 30 |  |  |  |  | Energy sensor | G30 |  |  |  | MC044 | Faraday Building |  |  | 0 | 0
MC044-B05 | MC044-B05/G31 | Logic 31 |  |  |  |  | Energy sensor | G31 |  |  |  | MC044 | Faraday Building |  |  | 0 | 0
MC044-B05 | MC044-B05/G32 | Logic 32 |  |  |  |  | Energy sensor | G32 |  |  |  | MC044 | Faraday Building |  |  | 0 | 0
MC044-B05 | MC044-B05/G33 | Logic 33 |  |  |  |  | Energy sensor | G33 |  |  |  | MC044 | Faraday Building |  |  | 0 | 0
MC044-B05 | MC044-B05/G34 | Logic 34 |  |  |  |  | Energy sensor | G34 |  |  |  | MC044 | Faraday Building |  |  | 0 | 0
MC044-B05 | MC044-B05/G35 | Logic 35 |  |  |  |  | Energy sensor | G35 |  |  |  | MC044 | Faraday Building |  |  | 0 | 0
MC044-B05 | MC044-B05/G36 | LTHW Pri Pump 1 Duty |  |  |  |  | Energy sensor | G36 |  |  |  | MC044 | Faraday Building |  |  | 0 | 0
MC044-B05 | MC044-B05/G37 | Logic 37 |  |  |  |  | Energy sensor | G37 |  |  |  | MC044 | Faraday Building |  |  | 0 | 0
MC044-B05 | MC044-B05/G38 | Pump Interlock |  |  |  |  | Energy sensor | G38 |  |  |  | MC044 | Faraday Building |  |  | 0 | 0
MC044-B05 | MC044-B05/G39 | Logic 39 |  |  |  |  | Energy sensor | G39 |  |  |  | MC044 | Faraday Building |  |  | 0 | 0
MC044-B05 | MC044-B05/G4 | Logic 4 |  |  |  |  | Energy sensor | G4 |  |  |  | MC044 | Faraday Building |  |  | 0 | 0
MC044-B05 | MC044-B05/G40 | Heat Dmd |  |  |  |  | Energy sensor | G40 |  |  |  | MC044 | Faraday Building |  |  | 0 | 0
MC044-B05 | MC044-B05/G41 | Logic 41 |  |  |  |  | Energy sensor | G41 |  |  |  | MC044 | Faraday Building |  |  | 0 | 0
MC044-B05 | MC044-B05/G42 | Logic 42 |  |  |  |  | Energy sensor | G42 |  |  |  | MC044 | Faraday Building |  |  | 0 | 0
MC044-B05 | MC044-B05/G43 | LTHW Pri Pumps |  |  |  |  | Energy sensor | G43 |  |  |  | MC044 | Faraday Building |  |  | 0 | 0
MC044-B05 | MC044-B05/G44 | Logic 44 |  |  |  |  | Energy sensor | G44 |  |  |  | MC044 | Faraday Building |  |  | 0 | 0
MC044-B05 | MC044-B05/G45 | Logic 45 |  |  |  |  | Energy sensor | G45 |  |  |  | MC044 | Faraday Building |  |  | 0 | 0
MC044-B05 | MC044-B05/G46 | Logic 46 |  |  |  |  | Energy sensor | G46 |  |  |  | MC044 | Faraday Building |  |  | 0 | 0
MC044-B05 | MC044-B05/G47 | Logic 47 |  |  |  |  | Energy sensor | G47 |  |  |  | MC044 | Faraday Building |  |  | 0 | 0
MC044-B05 | MC044-B05/G48 | LTHW Pri Pump 1 Hrs Run |  |  |  |  | Energy sensor | G48 |  |  |  | MC044 | Faraday Building |  |  | 0 | 0
MC044-B05 | MC044-B05/G49 | Logic 49 |  |  |  |  | Energy sensor | G49 |  |  |  | MC044 | Faraday Building |  |  | 0 | 0
MC044-B05 | MC044-B05/G5 | Summer ECO |  |  |  |  | Energy sensor | G5 |  |  |  | MC044 | Faraday Building |  |  | 0 | 0
MC044-B05 | MC044-B05/G50 | Logic 50 |  |  |  |  | Energy sensor | G50 |  |  |  | MC044 | Faraday Building |  |  | 0 | 0
MC044-B05 | MC044-B05/G51 | LTHW Pri Pump 2 Hrs Run |  |  |  |  | Energy sensor | G51 |  |  |  | MC044 | Faraday Building |  |  | 0 | 0
MC044-B05 | MC044-B05/G52 | Logic 52 |  |  |  |  | Energy sensor | G52 |  |  |  | MC044 | Faraday Building |  |  | 0 | 0
MC044-B05 | MC044-B05/G53 | Logic 53 |  |  |  |  | Energy sensor | G53 |  |  |  | MC044 | Faraday Building |  |  | 0 | 0
MC044-B05 | MC044-B05/G54 | Logic 54 |  |  |  |  | Energy sensor | G54 |  |  |  | MC044 | Faraday Building |  |  | 0 | 0
MC044-B05 | MC044-B05/G55 | Logic 55 |  |  |  |  | Energy sensor | G55 |  |  |  | MC044 | Faraday Building |  |  | 0 | 0
MC044-B05 | MC044-B05/G56 | Logic 56 |  |  |  |  | Energy sensor | G56 |  |  |  | MC044 | Faraday Building |  |  | 0 | 0
MC044-B05 | MC044-B05/G57 | Logic 57 |  |  |  |  | Energy sensor | G57 |  |  |  | MC044 | Faraday Building |  |  | 0 | 0
MC044-B05 | MC044-B05/G58 | Logic 58 |  |  |  |  | Energy sensor | G58 |  |  |  | MC044 | Faraday Building |  |  | 0 | 0
MC044-B05 | MC044-B05/G59 | Logic 59 |  |  |  |  | Energy sensor | G59 |  |  |  | MC044 | Faraday Building |  |  | 0 | 0
MC044-B05 | MC044-B05/G6 | LTHW Pri Pump Run |  |  |  |  | Energy sensor | G6 |  |  |  | MC044 | Faraday Building |  |  | 0 | 0
MC044-B05 | MC044-B05/G60 | Logic 60 |  |  |  |  | Energy sensor | G60 |  |  |  | MC044 | Faraday Building |  |  | 0 | 0
MC044-B05 | MC044-B05/G61 | Logic 61 |  |  |  |  | Energy sensor | G61 |  |  |  | MC044 | Faraday Building |  |  | 0 | 0
MC044-B05 | MC044-B05/G7 | Logic 7 |  |  |  |  | Energy sensor | G7 |  |  |  | MC044 | Faraday Building |  |  | 0 | 0
MC044-B05 | MC044-B05/G8 | Logic 8 |  |  |  |  | Energy sensor | G8 |  |  |  | MC044 | Faraday Building |  |  | 0 | 0
MC044-B05 | MC044-B05/G9 | Logic 9 |  |  |  |  | Energy sensor | G9 |  |  |  | MC044 | Faraday Building |  |  | 0 | 0
MC044-B05 | MC044-B05/I1 | Fire alarm active |  |  | 0 = Off, 1 = On |  | Energy sensor | I1 |  |  |  | MC044 | Faraday Building |  |  | 0 | 0
MC044-B05 | MC044-B05/i1 | Module 1 |  |  |  |  | Energy sensor | i1 |  |  |  | MC044 | Faraday Building |  |  | 0 | 0
MC044-B05 | MC044-B05/I10 | LTHW Pri Pump P1 Fault |  |  |  |  | Energy sensor | I10 |  |  |  | MC044 | Faraday Building |  |  | 0 | 0
MC044-B05 | MC044-B05/I11 | LTHW Pri Pump P2 Run |  |  |  |  | Energy sensor | I11 |  |  |  | MC044 | Faraday Building |  |  | 0 | 0
MC044-B05 | MC044-B05/I12 | LTHW Pri Pump P2 Fault |  |  |  |  | Energy sensor | I12 |  |  |  | MC044 | Faraday Building |  |  | 0 | 0
MC044-B05 | MC044-B05/I2 | Emergency Stop |  |  |  |  | Energy sensor | I2 |  |  |  | MC044 | Faraday Building |  |  | 0 | 0
MC044-B05 | MC044-B05/I21 | LTHW Pri Heat Meter |  |  |  |  | Energy sensor | I21 |  |  |  | MC044 | Faraday Building |  |  | 0 | 0
MC044-B05 | MC044-B05/I3 | Mains Failure |  |  |  |  | Energy sensor | I3 |  |  |  | MC044 | Faraday Building |  |  | 0 | 0
MC044-B05 | MC044-B05/I31 | OAT Frost Active |  |  |  |  | Energy sensor | I31 |  |  |  | MC044 | Faraday Building |  |  | 0 | 0
MC044-B05 | MC044-B05/I32 | Water Frost Active |  |  |  |  | Energy sensor | I32 |  |  |  | MC044 | Faraday Building |  |  | 0 | 0
MC044-B05 | MC044-B05/I33 | Summer ECO active |  |  |  |  | Energy sensor | I33 |  |  |  | MC044 | Faraday Building |  |  | 0 | 0
MC044-B05 | MC044-B05/I34 | Pump Exercise Reqd |  |  |  |  | Energy sensor | I34 |  |  |  | MC044 | Faraday Building |  |  | 0 | 0
MC044-B05 | MC044-B05/I35 | Pump Exercise FAIL |  |  |  |  | Energy sensor | I35 |  |  |  | MC044 | Faraday Building |  |  | 0 | 0
MC044-B05 | MC044-B05/I36 | LTHW Pri Pump P1 Fail |  |  |  |  | Energy sensor | I36 |  |  |  | MC044 | Faraday Building |  |  | 0 | 0
MC044-B05 | MC044-B05/I37 | LTHW Pri Pump P2 Fail |  |  |  |  | Energy sensor | I37 |  |  |  | MC044 | Faraday Building |  |  | 0 | 0
MC044-B05 | MC044-B05/I38 | LTHW Pri Pump 1 Hrs Exceeded |  |  |  |  | Energy sensor | I38 |  |  |  | MC044 | Faraday Building |  |  | 0 | 0
MC044-B05 | MC044-B05/I39 | LTHW Pri Pump 2 Hrs Exceeded |  |  |  |  | Energy sensor | I39 |  |  |  | MC044 | Faraday Building |  |  | 0 | 0
MC044-B05 | MC044-B05/I4 | Door Interlock Shut |  |  |  |  | Energy sensor | I4 |  |  |  | MC044 | Faraday Building |  |  | 0 | 0
MC044-B05 | MC044-B05/I40 | LTHW Pri Pumps FAIL |  |  |  |  | Energy sensor | I40 |  |  |  | MC044 | Faraday Building |  |  | 0 | 0
MC044-B05 | MC044-B05/I5 | Plant Reset Pb |  |  |  |  | Energy sensor | I5 |  |  |  | MC044 | Faraday Building |  |  | 0 | 0
MC044-B05 | MC044-B05/I6 | UPS Low Battery |  |  |  |  | Energy sensor | I6 |  |  |  | MC044 | Faraday Building |  |  | 0 | 0
MC044-B05 | MC044-B05/I7 | UPS Lock |  |  |  |  | Energy sensor | I7 |  |  |  | MC044 | Faraday Building |  |  | 0 | 0
MC044-B05 | MC044-B05/I8 | LTHW Pri Pumps AUTO |  |  |  |  | Energy sensor | I8 |  |  |  | MC044 | Faraday Building |  |  | 0 | 0
MC044-B05 | MC044-B05/I9 | LTHW Pri Pump P1 Run |  |  |  |  | Energy sensor | I9 |  |  |  | MC044 | Faraday Building |  |  | 0 | 0
MC044-B05 | MC044-B05/K1 | Outside air temperature frost protection |  |  |  |  | Energy sensor | K1 |  |  |  | MC044 | Faraday Building |  |  | 0 | 0
MC044-B05 | MC044-B05/K2 | Water frost protection |  |  | Degrees Celsius |  | Energy sensor | K2 |  |  |  | MC044 | Faraday Building |  |  | 0 | 0
MC044-B05 | MC044-B05/K3 | Outside air temperature heating inhibit |  |  |  |  | Energy sensor | K3 |  |  |  | MC044 | Faraday Building |  |  | 0 | 0
MC044-B05 | MC044-B05/K4 | Pump Idle Time |  |  |  |  | Energy sensor | K4 |  |  |  | MC044 | Faraday Building |  |  | 0 | 0
MC044-B05 | MC044-B05/K5 | Exercise Routine Time |  |  |  |  | Energy sensor | K5 |  |  |  | MC044 | Faraday Building |  |  | 0 | 0
MC044-B05 | MC044-B05/K6 | Pump CO Day |  |  |  |  | Energy sensor | K6 |  |  |  | MC044 | Faraday Building |  |  | 0 | 0
MC044-B05 | MC044-B05/K7 | Pump CO Time |  |  |  |  | Energy sensor | K7 |  |  |  | MC044 | Faraday Building |  |  | 0 | 0
MC044-B05 | MC044-B05/K8 | LTHW Pri Pump Press SP |  |  |  |  | Energy sensor | K8 |  |  |  | MC044 | Faraday Building |  |  | 0 | 0
MC044-B05 | MC044-B05/K9 | LTHW Pri Pump Maintenance |  |  |  |  | Energy sensor | K9 |  |  |  | MC044 | Faraday Building |  |  | 0 | 0
MC044-B05 | MC044-B05/L1 | LTHW Pri Pump Pressure |  |  |  |  | Energy sensor | L1 |  |  |  | MC044 | Faraday Building |  |  | 0 | 0
MC044-B05 | MC044-B05/L2 | LTHW Pri Pump Pressure |  |  |  |  | Energy sensor | L2 |  |  |  | MC044 | Faraday Building |  |  | 0 | 0
MC044-B05 | MC044-B05/N1 | IC Comms 1 |  |  |  |  | Energy sensor | N1 |  |  |  | MC044 | Faraday Building |  |  | 0 | 0
MC044-B05 | MC044-B05/n1 | TREND_0C_AA_E0 |  |  |  |  | Energy sensor | n1 |  |  |  | MC044 | Faraday Building |  |  | 0 | 0
MC044-B05 | MC044-B05/N2 | IC Comms 2 |  |  |  |  | Energy sensor | N2 |  |  |  | MC044 | Faraday Building |  |  | 0 | 0
MC044-B05 | MC044-B05/n3 | BACnet IP |  |  |  |  | Energy sensor | n3 |  |  |  | MC044 | Faraday Building |  |  | 0 | 0
MC044-B05 | MC044-B05/n6 | BACnet Application |  |  |  |  | Energy sensor | n6 |  |  |  | MC044 | Faraday Building |  |  | 0 | 0
MC044-B05 | MC044-B05/o1 | Alarm Route 1 |  |  |  |  | Energy sensor | o1 |  |  |  | MC044 | Faraday Building |  |  | 0 | 0
MC044-B05 | MC044-B05/o2 | Alarm Route 2 |  |  |  |  | Energy sensor | o2 |  |  |  | MC044 | Faraday Building |  |  | 0 | 0
MC044-B05 | MC044-B05/o3 | Alarm Route 3 |  |  |  |  | Energy sensor | o3 |  |  |  | MC044 | Faraday Building |  |  | 0 | 0
MC044-B05 | MC044-B05/P1 | Outside air temperature |  |  | Degrees Celsius |  | Energy sensor | P1 |  |  |  | MC044 | Faraday Building |  |  | 0 | 0
MC044-B05 | MC044-B05/P10 | LTHW Pri Pump P1 Dmd |  |  |  |  | Energy sensor | P10 |  |  |  | MC044 | Faraday Building |  |  | 0 | 0
MC044-B05 | MC044-B05/P11 | LTHW Pri Pump P2 Dmd |  |  |  |  | Energy sensor | P11 |  |  |  | MC044 | Faraday Building |  |  | 0 | 0
MC044-B05 | MC044-B05/P2 | LTHW Pri Flow Temp |  |  | Degrees Celsius |  | Energy sensor | P2 |  |  |  | MC044 | Faraday Building |  |  | 0 | 0
MC044-B05 | MC044-B05/P3 | LTHW Pri Retn Temp |  |  | Degrees Celsius |  | Energy sensor | P3 |  |  |  | MC044 | Faraday Building |  |  | 0 | 0
MC044-B05 | MC044-B05/P4 | LTHW Pri Pump P1 Flow |  |  |  |  | Energy sensor | P4 |  |  |  | MC044 | Faraday Building |  |  | 0 | 0
MC044-B05 | MC044-B05/P5 | LTHW Pri Pump P2 Flow |  |  |  |  | Energy sensor | P5 |  |  |  | MC044 | Faraday Building |  |  | 0 | 0
MC044-B05 | MC044-B05/P6 | LTHW Pri kWh 30M Data |  |  |  |  | Energy sensor | P6 |  |  |  | MC044 | Faraday Building |  |  | 0 | 0
MC044-B05 | MC044-B05/P7 | LTHW Pri kWh Daily |  |  |  |  | Energy sensor | P7 |  |  |  | MC044 | Faraday Building |  |  | 0 | 0
MC044-B05 | MC044-B05/P8 | LTHW Pri Pump P1 kWh Total |  |  |  |  | Energy sensor | P8 |  |  |  | MC044 | Faraday Building |  |  | 0 | 0
MC044-B05 | MC044-B05/P9 | LTHW Pri Pump P1 kWh Total |  |  |  |  | Energy sensor | P9 |  |  |  | MC044 | Faraday Building |  |  | 0 | 0
MC044-B05 | MC044-B05/Q1 | Sequence Table 1 |  |  |  |  | Energy sensor | Q1 |  |  |  | MC044 | Faraday Building |  |  | 0 | 0
MC044-B05 | MC044-B05/S1 | Outside air temperature |  |  | Degrees Celsius |  | Energy sensor | S1 |  |  |  | MC044 | Faraday Building |  |  | 0 | 0
MC044-B05 | MC044-B05/S11 | LTHW Pri Pump 1 Hrs Run |  |  |  |  | Energy sensor | S11 |  |  |  | MC044 | Faraday Building |  |  | 0 | 0
MC044-B05 | MC044-B05/S12 | LTHW Pri Pump 2 Hrs Run |  |  |  |  | Energy sensor | S12 |  |  |  | MC044 | Faraday Building |  |  | 0 | 0
MC044-B05 | MC044-B05/S13 | LTHW Pri kWh Total |  |  |  |  | Energy sensor | S13 |  |  |  | MC044 | Faraday Building |  |  | 0 | 0
MC044-B05 | MC044-B05/S14 | LTHW Pri kWh 30M Data |  |  |  |  | Energy sensor | S14 |  |  |  | MC044 | Faraday Building |  |  | 0 | 0
MC044-B05 | MC044-B05/S15 | LTHW Pri kWh Daily |  |  |  |  | Energy sensor | S15 |  |  |  | MC044 | Faraday Building |  |  | 0 | 0
MC044-B05 | MC044-B05/S16 | LTHW Pri kWh Weekly |  |  |  |  | Energy sensor | S16 |  |  |  | MC044 | Faraday Building |  |  | 0 | 0
MC044-B05 | MC044-B05/S17 | LTHW Pri kWh Mnthly |  |  |  |  | Energy sensor | S17 |  |  |  | MC044 | Faraday Building |  |  | 0 | 0
MC044-B05 | MC044-B05/S18 | LTHW Pri Pump P1 kWh Total |  |  |  |  | Energy sensor | S18 |  |  |  | MC044 | Faraday Building |  |  | 0 | 0
MC044-B05 | MC044-B05/S19 | LTHW Pri Pump P1 kWh Total |  |  |  |  | Energy sensor | S19 |  |  |  | MC044 | Faraday Building |  |  | 0 | 0
MC044-B05 | MC044-B05/S2 | LTHW Pri Flow Temp |  |  | Degrees Celsius |  | Energy sensor | S2 |  |  |  | MC044 | Faraday Building |  |  | 0 | 0
MC044-B05 | MC044-B05/S3 | LTHW Pri Retn Temp |  |  | Degrees Celsius |  | Energy sensor | S3 |  |  |  | MC044 | Faraday Building |  |  | 0 | 0
MC044-B05 | MC044-B05/S4 | LTHW Pri Pump P1 Flow |  |  |  |  | Energy sensor | S4 |  |  |  | MC044 | Faraday Building |  |  | 0 | 0
MC044-B05 | MC044-B05/S5 | LTHW Pri Pump P2 Flow |  |  |  |  | Energy sensor | S5 |  |  |  | MC044 | Faraday Building |  |  | 0 | 0
MC044-B05 | MC044-B05/S6 | LTHW Pri Pump P1 Dmd |  |  |  |  | Energy sensor | S6 |  |  |  | MC044 | Faraday Building |  |  | 0 | 0
MC044-B05 | MC044-B05/S7 | LTHW Pri Pump P2 Dmd |  |  |  |  | Energy sensor | S7 |  |  |  | MC044 | Faraday Building |  |  | 0 | 0
MC044-B05 | MC044-B05/V1 | [5 empty] | Energy sensor | V1 |  |  |  | MC044 | Faraday Building |  |  | 0 | 0
MC044-B05 | MC044-B05/V2 | [5 empty] | Energy sensor | V2 |  |  |  | MC044 | Faraday Building |  |  | 0 | 0
MC044-B05 | MC044-B05/W1 | Summer Override |  |  |  |  | Energy sensor | W1 |  |  |  | MC044 | Faraday Building |  |  | 0 | 0
MC044-B05 | MC044-B05/W2 | LTHW Pri Pump Duty |  |  |  |  | Energy sensor | W2 |  |  |  | MC044 | Faraday Building |  |  | 0 | 0
MC044-B05 | MC044-B05/W3 | LTHW Pri Pump Reset |  |  |  |  | Energy sensor | W3 |  |  |  | MC044 | Faraday Building |  |  | 0 | 0
MC044-B05 | MC044-B05/W4 | LTHW Pri Pump 1 Hrs Reset |  |  |  |  | Energy sensor | W4 |  |  |  | MC044 | Faraday Building |  |  | 0 | 0
MC044-B05 | MC044-B05/W5 | LTHW Pri Pump 2 Hrs Reset |  |  |  |  | Energy sensor | W5 |  |  |  | MC044 | Faraday Building |  |  | 0 | 0
MC044-B05 | MC044-B05/W6 | LTHW Pri kWh Reset |  |  |  |  | Energy sensor | W6 |  |  |  | MC044 | Faraday Building |  |  | 0 | 0
MC044-B05 | MC044-B05/Y1 | Outside air temperature |  |  | Degrees Celsius |  | Energy sensor | Y1 |  |  |  | MC044 | Faraday Building |  |  | 0 | 0
MC044-B05 | MC044-B05/Y2 | Thermistor TBTI |  |  | Degrees Celsius |  | Energy sensor | Y2 |  |  |  | MC044 | Faraday Building |  |  | 0 | 0
MC044-B05 | MC044-B05/Y3 | Pressure I 2.5bar |  |  |  |  | Energy sensor | Y3 |  |  |  | MC044 | Faraday Building |  |  | 0 | 0
MC044-B05 | MC044-B05/Z1 | LTHW Heating |  |  |  |  | Energy sensor | Z1 |  |  |  | MC044 | Faraday Building |  |  | 0 | 0
MC011-B01 | MC011-B01/C1 | Virtual CNC 1 |  |  |  |  | Energy sensor | C1 |  |  |  | MC011 | The Roundhouse |  |  | 0 | 0
MC011-B01 | MC011-B01/D1 | LTHW PHEX Valve |  |  |  |  | Energy sensor | D1 |  |  |  | MC011 | The Roundhouse |  |  | 0 | 0
MC011-B01 | MC011-B01/D10 | VT Pump No.2 |  |  |  |  | Energy sensor | D10 |  |  |  | MC011 | The Roundhouse |  |  | 0 | 0
MC011-B01 | MC011-B01/D11 | AHU Supply Fan |  |  |  |  | Energy sensor | D11 |  |  |  | MC011 | The Roundhouse |  |  | 0 | 0
MC011-B01 | MC011-B01/D12 | AHU Extract Fan |  |  |  |  | Energy sensor | D12 |  |  |  | MC011 | The Roundhouse |  |  | 0 | 0
MC011-B01 | MC011-B01/D13 | Comms Rm Extract |  |  |  |  | Energy sensor | D13 |  |  |  | MC011 | The Roundhouse |  |  | 0 | 0
MC011-B01 | MC011-B01/D14 | WC Extract |  |  |  |  | Energy sensor | D14 |  |  |  | MC011 | The Roundhouse |  |  | 0 | 0
MC011-B01 | MC011-B01/D16 | AHU Mixing Dampers |  |  |  |  | Energy sensor | D16 |  |  |  | MC011 | The Roundhouse |  |  | 0 | 0
MC011-B01 | MC011-B01/D2 | Variable temperature circuit valve |  |  | 0 = Closed , 1 = Open |  | Energy sensor | D2 |  |  |  | MC011 | The Roundhouse |  |  | 0 | 0
MC011-B01 | MC011-B01/D4 | AHU 101 Supply Inv |  |  |  |  | Energy sensor | D4 |  |  |  | MC011 | The Roundhouse |  |  | 0 | 0
MC011-B01 | MC011-B01/D5 | AHU 102 Extract Inv |  |  |  |  | Energy sensor | D5 |  |  |  | MC011 | The Roundhouse |  |  | 0 | 0
MC011-B01 | MC011-B01/D6 | AHU Heating Valve |  |  |  |  | Energy sensor | D6 |  |  |  | MC011 | The Roundhouse |  |  | 0 | 0
MC011-B01 | MC011-B01/D7 | LTHW Pri Pump No.1 |  |  |  |  | Energy sensor | D7 |  |  |  | MC011 | The Roundhouse |  |  | 0 | 0
MC011-B01 | MC011-B01/D8 | LTHW Pri Pump No.2 |  |  |  |  | Energy sensor | D8 |  |  |  | MC011 | The Roundhouse |  |  | 0 | 0
MC011-B01 | MC011-B01/D9 | VT Pump No.1 |  |  |  |  | Energy sensor | D9 |  |  |  | MC011 | The Roundhouse |  |  | 0 | 0
MC011-B01 | MC011-B01/e1 | Supervisor 963 |  |  |  |  | Energy sensor | e1 |  |  |  | MC011 | The Roundhouse |  |  | 0 | 0
MC011-B01 | MC011-B01/F1 | Function 1 |  |  |  |  | Energy sensor | F1 |  |  |  | MC011 | The Roundhouse |  |  | 0 | 0
MC011-B01 | MC011-B01/F10 | Function 10 |  |  |  |  | Energy sensor | F10 |  |  |  | MC011 | The Roundhouse |  |  | 0 | 0
MC011-B01 | MC011-B01/F11 | Function 11 |  |  |  |  | Energy sensor | F11 |  |  |  | MC011 | The Roundhouse |  |  | 0 | 0
MC011-B01 | MC011-B01/F12 | Function 12 |  |  |  |  | Energy sensor | F12 |  |  |  | MC011 | The Roundhouse |  |  | 0 | 0
MC011-B01 | MC011-B01/F13 | Function 13 |  |  |  |  | Energy sensor | F13 |  |  |  | MC011 | The Roundhouse |  |  | 0 | 0
MC011-B01 | MC011-B01/F14 | Function 14 |  |  |  |  | Energy sensor | F14 |  |  |  | MC011 | The Roundhouse |  |  | 0 | 0
MC011-B01 | MC011-B01/F15 | Function 15 |  |  |  |  | Energy sensor | F15 |  |  |  | MC011 | The Roundhouse |  |  | 0 | 0
MC011-B01 | MC011-B01/F16 | Function 16 |  |  |  |  | Energy sensor | F16 |  |  |  | MC011 | The Roundhouse |  |  | 0 | 0
MC011-B01 | MC011-B01/F17 | Function 17 |  |  |  |  | Energy sensor | F17 |  |  |  | MC011 | The Roundhouse |  |  | 0 | 0
MC011-B01 | MC011-B01/F18 | Function 18 |  |  |  |  | Energy sensor | F18 |  |  |  | MC011 | The Roundhouse |  |  | 0 | 0
MC011-B01 | MC011-B01/F19 | Function 19 |  |  |  |  | Energy sensor | F19 |  |  |  | MC011 | The Roundhouse |  |  | 0 | 0
MC011-B01 | MC011-B01/F2 | OS Frost |  |  |  |  | Energy sensor | F2 |  |  |  | MC011 | The Roundhouse |  |  | 0 | 0
MC011-B01 | MC011-B01/F20 | Function 20 |  |  |  |  | Energy sensor | F20 |  |  |  | MC011 | The Roundhouse |  |  | 0 | 0
MC011-B01 | MC011-B01/F21 | Function 21 |  |  |  |  | Energy sensor | F21 |  |  |  | MC011 | The Roundhouse |  |  | 0 | 0
MC011-B01 | MC011-B01/F22 | Boiler Demand |  |  |  |  | Energy sensor | F22 |  |  |  | MC011 | The Roundhouse |  |  | 0 | 0
MC011-B01 | MC011-B01/F23 | Function 23 |  |  |  |  | Energy sensor | F23 |  |  |  | MC011 | The Roundhouse |  |  | 0 | 0
MC011-B01 | MC011-B01/F24 | Htg Clg Dmd |  |  |  |  | Energy sensor | F24 |  |  |  | MC011 | The Roundhouse |  |  | 0 | 0
MC011-B01 | MC011-B01/F25 | Litres per second |  |  |  |  | Energy sensor | F25 |  |  |  | MC011 | The Roundhouse |  |  | 0 | 0
MC011-B01 | MC011-B01/F26 | Subtract for delta-T |  |  |  |  | Energy sensor | F26 |  |  |  | MC011 | The Roundhouse |  |  | 0 | 0
MC011-B01 | MC011-B01/F27 | Function 27 |  |  |  |  | Energy sensor | F27 |  |  |  | MC011 | The Roundhouse |  |  | 0 | 0
MC011-B01 | MC011-B01/F3 | Function 3 |  |  |  |  | Energy sensor | F3 |  |  |  | MC011 | The Roundhouse |  |  | 0 | 0
MC011-B01 | MC011-B01/F35 | Clg Recoup Available |  |  |  |  | Energy sensor | F35 |  |  |  | MC011 | The Roundhouse |  |  | 0 | 0
MC011-B01 | MC011-B01/F36 | Function 36 |  |  |  |  | Energy sensor | F36 |  |  |  | MC011 | The Roundhouse |  |  | 0 | 0
MC011-B01 | MC011-B01/F37 | Function 37 |  |  |  |  | Energy sensor | F37 |  |  |  | MC011 | The Roundhouse |  |  | 0 | 0
MC011-B01 | MC011-B01/F38 | Function 38 |  |  |  |  | Energy sensor | F38 |  |  |  | MC011 | The Roundhouse |  |  | 0 | 0
MC011-B01 | MC011-B01/F39 | Function 39 |  |  |  |  | Energy sensor | F39 |  |  |  | MC011 | The Roundhouse |  |  | 0 | 0
MC011-B01 | MC011-B01/F4 | Function 4 |  |  |  |  | Energy sensor | F4 |  |  |  | MC011 | The Roundhouse |  |  | 0 | 0
MC011-B01 | MC011-B01/F40 | Controller Startup Date |  |  |  |  | Energy sensor | F40 |  |  |  | MC011 | The Roundhouse |  |  | 0 | 0
MC011-B01 | MC011-B01/F41 | Controller Startup Weekday |  |  |  |  | Energy sensor | F41 |  |  |  | MC011 | The Roundhouse |  |  | 0 | 0
MC011-B01 | MC011-B01/F42 | Controller Startup Month |  |  |  |  | Energy sensor | F42 |  |  |  | MC011 | The Roundhouse |  |  | 0 | 0
MC011-B01 | MC011-B01/F43 | Startup Date &gt; 7 |  |  |  |  | Energy sensor | F43 |  |  |  | MC011 | The Roundhouse |  |  | 0 | 0
MC011-B01 | MC011-B01/F44 | Startup Date&gt; 7 Adjustment |  |  |  |  | Energy sensor | F44 |  |  |  | MC011 | The Roundhouse |  |  | 0 | 0
MC011-B01 | MC011-B01/F45 | Startup Date &gt; 14 |  |  |  |  | Energy sensor | F45 |  |  |  | MC011 | The Roundhouse |  |  | 0 | 0
MC011-B01 | MC011-B01/F46 | Startup Date&gt;14 Adjustment |  |  |  |  | Energy sensor | F46 |  |  |  | MC011 | The Roundhouse |  |  | 0 | 0
MC011-B01 | MC011-B01/F47 | Startup Date &gt; 21 |  |  |  |  | Energy sensor | F47 |  |  |  | MC011 | The Roundhouse |  |  | 0 | 0
MC011-B01 | MC011-B01/F48 | Startup Date&gt;21 Adjustment |  |  |  |  | Energy sensor | F48 |  |  |  | MC011 | The Roundhouse |  |  | 0 | 0
MC011-B01 | MC011-B01/F49 | Startup Date &gt; 28 |  |  |  |  | Energy sensor | F49 |  |  |  | MC011 | The Roundhouse |  |  | 0 | 0
MC011-B01 | MC011-B01/F5 | Function 5 |  |  |  |  | Energy sensor | F5 |  |  |  | MC011 | The Roundhouse |  |  | 0 | 0
MC011-B01 | MC011-B01/F50 | Startup Date&gt;28 Adjustment |  |  |  |  | Energy sensor | F50 |  |  |  | MC011 | The Roundhouse |  |  | 0 | 0
MC011-B01 | MC011-B01/F51 | StartUp Date adjusted |  |  |  |  | Energy sensor | F51 |  |  |  | MC011 | The Roundhouse |  |  | 0 | 0
MC011-B01 | MC011-B01/F52 | StartUp Date - Weekday |  |  |  |  | Energy sensor | F52 |  |  |  | MC011 | The Roundhouse |  |  | 0 | 0
MC011-B01 | MC011-B01/F53 | Is Date &gt; Weekday |  |  |  |  | Energy sensor | F53 |  |  |  | MC011 | The Roundhouse |  |  | 0 | 0
MC011-B01 | MC011-B01/F54 | Adjustment for 01 Month |  |  |  |  | Energy sensor | F54 |  |  |  | MC011 | The Roundhouse |  |  | 0 | 0
MC011-B01 | MC011-B01/F55 | Weekday 01 Month |  |  |  |  | Energy sensor | F55 |  |  |  | MC011 | The Roundhouse |  |  | 0 | 0
MC011-B01 | MC011-B01/F56 | Startup Month Offset |  |  |  |  | Energy sensor | F56 |  |  |  | MC011 | The Roundhouse |  |  | 0 | 0
MC011-B01 | MC011-B01/F57 | Calculate 01 March |  |  |  |  | Energy sensor | F57 |  |  |  | MC011 | The Roundhouse |  |  | 0 | 0
MC011-B01 | MC011-B01/F58 | Calculated 01 March Negative |  |  |  |  | Energy sensor | F58 |  |  |  | MC011 | The Roundhouse |  |  | 0 | 0
MC011-B01 | MC011-B01/F59 | Adjustment for 01 March |  |  |  |  | Energy sensor | F59 |  |  |  | MC011 | The Roundhouse |  |  | 0 | 0
MC011-B01 | MC011-B01/F6 | 3rd stage frost protection |  |  |  |  | Energy sensor | F6 |  |  |  | MC011 | The Roundhouse |  |  | 0 | 0
MC011-B01 | MC011-B01/F60 | Calculated Weekday 01 March |  |  |  |  | Energy sensor | F60 |  |  |  | MC011 | The Roundhouse |  |  | 0 | 0
MC011-B01 | MC011-B01/F61 | Month = March |  |  |  |  | Energy sensor | F61 |  |  |  | MC011 | The Roundhouse |  |  | 0 | 0
MC011-B01 | MC011-B01/F62 | Day of Week 01 March |  |  |  |  | Energy sensor | F62 |  |  |  | MC011 | The Roundhouse |  |  | 0 | 0
MC011-B01 | MC011-B01/F63 | Weekday last 01 March |  |  |  |  | Energy sensor | F63 |  |  |  | MC011 | The Roundhouse |  |  | 0 | 0
MC011-B01 | MC011-B01/F64 | Date 1st Sunday March |  |  |  |  | Energy sensor | F64 |  |  |  | MC011 | The Roundhouse |  |  | 0 | 0
MC011-B01 | MC011-B01/F65 | 1st Sunday March &gt; 3rd |  |  |  |  | Energy sensor | F65 |  |  |  | MC011 | The Roundhouse |  |  | 0 | 0
MC011-B01 | MC011-B01/F66 | DST Start Days to Add |  |  |  |  | Energy sensor | F66 |  |  |  | MC011 | The Roundhouse |  |  | 0 | 0
MC011-B01 | MC011-B01/F67 | DST Start Date |  |  |  |  | Energy sensor | F67 |  |  |  | MC011 | The Roundhouse |  |  | 0 | 0
MC011-B01 | MC011-B01/F68 | DST End Date |  |  |  |  | Energy sensor | F68 |  |  |  | MC011 | The Roundhouse |  |  | 0 | 0
MC011-B01 | MC011-B01/F69 | Function 69 |  |  |  |  | Energy sensor | F69 |  |  |  | MC011 | The Roundhouse |  |  | 0 | 0
MC011-B01 | MC011-B01/F7 | Function 7 |  |  |  |  | Energy sensor | F7 |  |  |  | MC011 | The Roundhouse |  |  | 0 | 0
MC011-B01 | MC011-B01/F70 | Function 70 |  |  |  |  | Energy sensor | F70 |  |  |  | MC011 | The Roundhouse |  |  | 0 | 0
MC011-B01 | MC011-B01/F78 | Function 78 |  |  |  |  | Energy sensor | F78 |  |  |  | MC011 | The Roundhouse |  |  | 0 | 0
MC011-B01 | MC011-B01/F79 | Function 79 |  |  |  |  | Energy sensor | F79 |  |  |  | MC011 | The Roundhouse |  |  | 0 | 0
MC011-B01 | MC011-B01/F8 | Function 8 |  |  |  |  | Energy sensor | F8 |  |  |  | MC011 | The Roundhouse |  |  | 0 | 0
MC011-B01 | MC011-B01/F80 | AHU HtgClg Dmprs |  |  |  |  | Energy sensor | F80 |  |  |  | MC011 | The Roundhouse |  |  | 0 | 0
MC011-B01 | MC011-B01/F81 | Htg Valve |  |  |  |  | Energy sensor | F81 |  |  |  | MC011 | The Roundhouse |  |  | 0 | 0
MC011-B01 | MC011-B01/F85 | Function 85 |  |  |  |  | Energy sensor | F85 |  |  |  | MC011 | The Roundhouse |  |  | 0 | 0
MC011-B01 | MC011-B01/F86 | Function 86 |  |  |  |  | Energy sensor | F86 |  |  |  | MC011 | The Roundhouse |  |  | 0 | 0
MC011-B01 | MC011-B01/F9 | Function 9 |  |  |  |  | Energy sensor | F9 |  |  |  | MC011 | The Roundhouse |  |  | 0 | 0
MC011-B01 | MC011-B01/F91 | Function 91 |  |  |  |  | Energy sensor | F91 |  |  |  | MC011 | The Roundhouse |  |  | 0 | 0
MC011-B01 | MC011-B01/F92 | Function 92 |  |  |  |  | Energy sensor | F92 |  |  |  | MC011 | The Roundhouse |  |  | 0 | 0
MC011-B01 | MC011-B01/F93 | Function 93 |  |  |  |  | Energy sensor | F93 |  |  |  | MC011 | The Roundhouse |  |  | 0 | 0
MC011-B01 | MC011-B01/F94 | Function 94 |  |  |  |  | Energy sensor | F94 |  |  |  | MC011 | The Roundhouse |  |  | 0 | 0
MC011-B01 | MC011-B01/G1 | Boilers Allow |  |  |  |  | Energy sensor | G1 |  |  |  | MC011 | The Roundhouse |  |  | 0 | 0
MC011-B01 | MC011-B01/G10 | Logic 10 |  |  |  |  | Energy sensor | G10 |  |  |  | MC011 | The Roundhouse |  |  | 0 | 0
MC011-B01 | MC011-B01/G11 | OS Eco Active |  |  |  |  | Energy sensor | G11 |  |  |  | MC011 | The Roundhouse |  |  | 0 | 0
MC011-B01 | MC011-B01/G12 | VT Reqd |  |  |  |  | Energy sensor | G12 |  |  |  | MC011 | The Roundhouse |  |  | 0 | 0
MC011-B01 | MC011-B01/G13 | VT Pumps Reqd |  |  |  |  | Energy sensor | G13 |  |  |  | MC011 | The Roundhouse |  |  | 0 | 0
MC011-B01 | MC011-B01/G14 | Logic 14 |  |  |  |  | Energy sensor | G14 |  |  |  | MC011 | The Roundhouse |  |  | 0 | 0
MC011-B01 | MC011-B01/G15 | Logic 15 |  |  |  |  | Energy sensor | G15 |  |  |  | MC011 | The Roundhouse |  |  | 0 | 0
MC011-B01 | MC011-B01/G16 | Boilers Reqd VT |  |  |  |  | Energy sensor | G16 |  |  |  | MC011 | The Roundhouse |  |  | 0 | 0
MC011-B01 | MC011-B01/G17 | Logic 17 |  |  |  |  | Energy sensor | G17 |  |  |  | MC011 | The Roundhouse |  |  | 0 | 0
MC011-B01 | MC011-B01/G18 | Logic 18 |  |  |  |  | Energy sensor | G18 |  |  |  | MC011 | The Roundhouse |  |  | 0 | 0
MC011-B01 | MC011-B01/G19 | Logic 19 |  |  |  |  | Energy sensor | G19 |  |  |  | MC011 | The Roundhouse |  |  | 0 | 0
MC011-B01 | MC011-B01/G2 | Pumps Allow |  |  |  |  | Energy sensor | G2 |  |  |  | MC011 | The Roundhouse |  |  | 0 | 0
MC011-B01 | MC011-B01/G20 | VTPumpP2Reqd |  |  |  |  | Energy sensor | G20 |  |  |  | MC011 | The Roundhouse |  |  | 0 | 0
MC011-B01 | MC011-B01/G21 | Logic 21 |  |  |  |  | Energy sensor | G21 |  |  |  | MC011 | The Roundhouse |  |  | 0 | 0
MC011-B01 | MC011-B01/G22 | Logic 22 |  |  |  |  | Energy sensor | G22 |  |  |  | MC011 | The Roundhouse |  |  | 0 | 0
MC011-B01 | MC011-B01/G23 | Logic 23 |  |  |  |  | Energy sensor | G23 |  |  |  | MC011 | The Roundhouse |  |  | 0 | 0
MC011-B01 | MC011-B01/G24 | VTPumpP1Reqd |  |  |  |  | Energy sensor | G24 |  |  |  | MC011 | The Roundhouse |  |  | 0 | 0
MC011-B01 | MC011-B01/G25 | Logic 25 |  |  |  |  | Energy sensor | G25 |  |  |  | MC011 | The Roundhouse |  |  | 0 | 0
MC011-B01 | MC011-B01/G26 | VT Pumps Go |  |  |  |  | Energy sensor | G26 |  |  |  | MC011 | The Roundhouse |  |  | 0 | 0
MC011-B01 | MC011-B01/G27 | Logic 27 |  |  |  |  | Energy sensor | G27 |  |  |  | MC011 | The Roundhouse |  |  | 0 | 0
MC011-B01 | MC011-B01/G28 | Logic 28 |  |  |  |  | Energy sensor | G28 |  |  |  | MC011 | The Roundhouse |  |  | 0 | 0
MC011-B01 | MC011-B01/G29 | Logic 29 |  |  |  |  | Energy sensor | G29 |  |  |  | MC011 | The Roundhouse |  |  | 0 | 0
MC011-B01 | MC011-B01/G3 | Logic 3 |  |  |  |  | Energy sensor | G3 |  |  |  | MC011 | The Roundhouse |  |  | 0 | 0
MC011-B01 | MC011-B01/G30 | Boilers Reqd |  |  |  |  | Energy sensor | G30 |  |  |  | MC011 | The Roundhouse |  |  | 0 | 0
MC011-B01 | MC011-B01/G31 | Logic 31 |  |  |  |  | Energy sensor | G31 |  |  |  | MC011 | The Roundhouse |  |  | 0 | 0
MC011-B01 | MC011-B01/G32 | Logic 32 |  |  |  |  | Energy sensor | G32 |  |  |  | MC011 | The Roundhouse |  |  | 0 | 0
MC011-B01 | MC011-B01/G33 | ShuntPumpP2Reqd |  |  |  |  | Energy sensor | G33 |  |  |  | MC011 | The Roundhouse |  |  | 0 | 0
MC011-B01 | MC011-B01/G34 | Logic 34 |  |  |  |  | Energy sensor | G34 |  |  |  | MC011 | The Roundhouse |  |  | 0 | 0
MC011-B01 | MC011-B01/G35 | Logic 35 |  |  |  |  | Energy sensor | G35 |  |  |  | MC011 | The Roundhouse |  |  | 0 | 0
MC011-B01 | MC011-B01/G36 | Logic 36 |  |  |  |  | Energy sensor | G36 |  |  |  | MC011 | The Roundhouse |  |  | 0 | 0
MC011-B01 | MC011-B01/G37 | ShuntPumpP1Reqd |  |  |  |  | Energy sensor | G37 |  |  |  | MC011 | The Roundhouse |  |  | 0 | 0
MC011-B01 | MC011-B01/G38 | Logic 38 |  |  |  |  | Energy sensor | G38 |  |  |  | MC011 | The Roundhouse |  |  | 0 | 0
MC011-B01 | MC011-B01/G4 | Fail Reset |  |  |  |  | Energy sensor | G4 |  |  |  | MC011 | The Roundhouse |  |  | 0 | 0
MC011-B01 | MC011-B01/G40 | 42795 |  |  |  |  | Energy sensor | G40 |  |  |  | MC011 | The Roundhouse |  |  | 0 | 0
MC011-B01 | MC011-B01/G41 | StartUp Condition |  |  |  |  | Energy sensor | G41 |  |  |  | MC011 | The Roundhouse |  |  | 0 | 0
MC011-B01 | MC011-B01/G48 | Boilers Go |  |  |  |  | Energy sensor | G48 |  |  |  | MC011 | The Roundhouse |  |  | 0 | 0
MC011-B01 | MC011-B01/G5 | Change duty |  |  |  |  | Energy sensor | G5 |  |  |  | MC011 | The Roundhouse |  |  | 0 | 0
MC011-B01 | MC011-B01/G52 | AHU Reqd |  |  |  |  | Energy sensor | G52 |  |  |  | MC011 | The Roundhouse |  |  | 0 | 0
MC011-B01 | MC011-B01/G53 | Logic 53 |  |  |  |  | Energy sensor | G53 |  |  |  | MC011 | The Roundhouse |  |  | 0 | 0
MC011-B01 | MC011-B01/G54 | Logic 54 |  |  |  |  | Energy sensor | G54 |  |  |  | MC011 | The Roundhouse |  |  | 0 | 0
MC011-B01 | MC011-B01/G55 | Logic 55 |  |  |  |  | Energy sensor | G55 |  |  |  | MC011 | The Roundhouse |  |  | 0 | 0
MC011-B01 | MC011-B01/G56 | Logic 56 |  |  |  |  | Energy sensor | G56 |  |  |  | MC011 | The Roundhouse |  |  | 0 | 0
MC011-B01 | MC011-B01/G57 | Logic 57 |  |  |  |  | Energy sensor | G57 |  |  |  | MC011 | The Roundhouse |  |  | 0 | 0
MC011-B01 | MC011-B01/G58 | AHU Fans Reqd |  |  |  |  | Energy sensor | G58 |  |  |  | MC011 | The Roundhouse |  |  | 0 | 0
MC011-B01 | MC011-B01/G59 | AHU 1st Stage Frost |  |  |  |  | Energy sensor | G59 |  |  |  | MC011 | The Roundhouse |  |  | 0 | 0
MC011-B01 | MC011-B01/G6 | Logic 6 |  |  |  |  | Energy sensor | G6 |  |  |  | MC011 | The Roundhouse |  |  | 0 | 0
MC011-B01 | MC011-B01/G60 | Logic 60 |  |  |  |  | Energy sensor | G60 |  |  |  | MC011 | The Roundhouse |  |  | 0 | 0
MC011-B01 | MC011-B01/G61 | CT Reqd AHU |  |  |  |  | Energy sensor | G61 |  |  |  | MC011 | The Roundhouse |  |  | 0 | 0
MC011-B01 | MC011-B01/G65 | Logic 65 |  |  |  |  | Energy sensor | G65 |  |  |  | MC011 | The Roundhouse |  |  | 0 | 0
MC011-B01 | MC011-B01/G66 | Logic 66 |  |  |  |  | Energy sensor | G66 |  |  |  | MC011 | The Roundhouse |  |  | 0 | 0
MC011-B01 | MC011-B01/G7 | Logic 7 |  |  |  |  | Energy sensor | G7 |  |  |  | MC011 | The Roundhouse |  |  | 0 | 0
MC011-B01 | MC011-B01/G8 | 2nd Stage Frost Active |  |  |  |  | Energy sensor | G8 |  |  |  | MC011 | The Roundhouse |  |  | 0 | 0
MC011-B01 | MC011-B01/G9 | 1st stage frost active |  |  | 0 = Off, 1 = On |  | Energy sensor | G9 |  |  |  | MC011 | The Roundhouse |  |  | 0 | 0
MC011-B01 | MC011-B01/i1 | xcite/IO/16DI |  |  |  |  | Energy sensor | i1 |  |  |  | MC011 | The Roundhouse |  |  | 0 | 0
MC011-B01 | MC011-B01/I1 | Fire alarm active |  |  | 0 = Off, 1 = On |  | Energy sensor | I1 |  |  |  | MC011 | The Roundhouse |  |  | 0 | 0
MC011-B01 | MC011-B01/I10 | AHU 101 Supply Flow |  |  |  |  | Energy sensor | I10 |  |  |  | MC011 | The Roundhouse |  |  | 0 | 0
MC011-B01 | MC011-B01/I11 | AHU 101 Extract Flow |  |  |  |  | Energy sensor | I11 |  |  |  | MC011 | The Roundhouse |  |  | 0 | 0
MC011-B01 | MC011-B01/I12 | AHU 101 Supply Fault |  |  |  |  | Energy sensor | I12 |  |  |  | MC011 | The Roundhouse |  |  | 0 | 0
MC011-B01 | MC011-B01/I13 | AHU 101 Extract Fault |  |  |  |  | Energy sensor | I13 |  |  |  | MC011 | The Roundhouse |  |  | 0 | 0
MC011-B01 | MC011-B01/I14 | WC Extract Fault |  |  |  |  | Energy sensor | I14 |  |  |  | MC011 | The Roundhouse |  |  | 0 | 0
MC011-B01 | MC011-B01/I19 | VTPump1Fail |  |  |  |  | Energy sensor | I19 |  |  |  | MC011 | The Roundhouse |  |  | 0 | 0
MC011-B01 | MC011-B01/I2 | LTHW Pri Pmp Flow |  |  |  |  | Energy sensor | I2 |  |  |  | MC011 | The Roundhouse |  |  | 0 | 0
MC011-B01 | MC011-B01/i2 | xcite/IO/8DO |  |  |  |  | Energy sensor | i2 |  |  |  | MC011 | The Roundhouse |  |  | 0 | 0
MC011-B01 | MC011-B01/I21 | VTPump2Fail |  |  |  |  | Energy sensor | I21 |  |  |  | MC011 | The Roundhouse |  |  | 0 | 0
MC011-B01 | MC011-B01/I22 | LTHWPriPump1Fail |  |  |  |  | Energy sensor | I22 |  |  |  | MC011 | The Roundhouse |  |  | 0 | 0
MC011-B01 | MC011-B01/I24 | LTHWPriPump2Fail |  |  |  |  | Energy sensor | I24 |  |  |  | MC011 | The Roundhouse |  |  | 0 | 0
MC011-B01 | MC011-B01/I26 | AHU Supply Flow Fail |  |  |  |  | Energy sensor | I26 |  |  |  | MC011 | The Roundhouse |  |  | 0 | 0
MC011-B01 | MC011-B01/I27 | AHU Extract FlowFail |  |  |  |  | Energy sensor | I27 |  |  |  | MC011 | The Roundhouse |  |  | 0 | 0
MC011-B01 | MC011-B01/I3 | VT Pumps Flow |  |  |  |  | Energy sensor | I3 |  |  |  | MC011 | The Roundhouse |  |  | 0 | 0
MC011-B01 | MC011-B01/I5 | LTHW PU Fault |  |  |  |  | Energy sensor | I5 |  |  |  | MC011 | The Roundhouse |  |  | 0 | 0
MC011-B01 | MC011-B01/I6 | AHU 101 Frost |  |  |  |  | Energy sensor | I6 |  |  |  | MC011 | The Roundhouse |  |  | 0 | 0
MC011-B01 | MC011-B01/I9 | AHU 101 Panel Filter |  |  |  |  | Energy sensor | I9 |  |  |  | MC011 | The Roundhouse |  |  | 0 | 0
MC011-B01 | MC011-B01/K1 | 1st stage frost protection |  |  |  |  | Energy sensor | K1 |  |  |  | MC011 | The Roundhouse |  |  | 0 | 0
MC011-B01 | MC011-B01/K10 | Room Reset Rate |  |  |  |  | Energy sensor | K10 |  |  |  | MC011 | The Roundhouse |  |  | 0 | 0
MC011-B01 | MC011-B01/K11 | Pri Pump Overrun Time |  |  |  |  | Energy sensor | K11 |  |  |  | MC011 | The Roundhouse |  |  | 0 | 0
MC011-B01 | MC011-B01/K12 | Primary Return Setpt |  |  |  |  | Energy sensor | K12 |  |  |  | MC011 | The Roundhouse |  |  | 0 | 0
MC011-B01 | MC011-B01/K13 | Primary Flow Limit |  |  |  |  | Energy sensor | K13 |  |  |  | MC011 | The Roundhouse |  |  | 0 | 0
MC011-B01 | MC011-B01/K14 | AHU 101 Extract Setpt |  |  |  |  | Energy sensor | K14 |  |  |  | MC011 | The Roundhouse |  |  | 0 | 0
MC011-B01 | MC011-B01/K15 | AHU Min Fresh Air Level |  |  |  |  | Energy sensor | K15 |  |  |  | MC011 | The Roundhouse |  |  | 0 | 0
MC011-B01 | MC011-B01/K16 | Supply fan speed |  |  | RPM |  | Energy sensor | K16 |  |  |  | MC011 | The Roundhouse |  |  | 0 | 0
MC011-B01 | MC011-B01/K17 | Extract fan speed |  |  | RPM |  | Energy sensor | K17 |  |  |  | MC011 | The Roundhouse |  |  | 0 | 0
MC011-B01 | MC011-B01/K18 | CommsRmSpaceSP |  |  |  |  | Energy sensor | K18 |  |  |  | MC011 | The Roundhouse |  |  | 0 | 0
MC011-B01 | MC011-B01/K19 | Weekday last 01 March 7=Sunday |  |  |  |  | Energy sensor | K19 |  |  |  | MC011 | The Roundhouse |  |  | 0 | 0
MC011-B01 | MC011-B01/K2 | 2nd stage frost protection |  |  | Degrees Celsius |  | Energy sensor | K2 |  |  |  | MC011 | The Roundhouse |  |  | 0 | 0
MC011-B01 | MC011-B01/K3 | 3rd stage frost protection |  |  |  |  | Energy sensor | K3 |  |  |  | MC011 | The Roundhouse |  |  | 0 | 0
MC011-B01 | MC011-B01/K4 | Outside air temperature eco override |  |  | 0 = Off, 1 = On |  | Energy sensor | K4 |  |  |  | MC011 | The Roundhouse |  |  | 0 | 0
MC011-B01 | MC011-B01/K5 | Room Setpt |  |  |  |  | Energy sensor | K5 |  |  |  | MC011 | The Roundhouse |  |  | 0 | 0
MC011-B01 | MC011-B01/K6 | Heating Cutoff Differential |  |  |  |  | Energy sensor | K6 |  |  |  | MC011 | The Roundhouse |  |  | 0 | 0
MC011-B01 | MC011-B01/K8 | VT @ 0degC OS |  |  |  |  | Energy sensor | K8 |  |  |  | MC011 | The Roundhouse |  |  | 0 | 0
MC011-B01 | MC011-B01/K9 | VT @ 20degC OS |  |  |  |  | Energy sensor | K9 |  |  |  | MC011 | The Roundhouse |  |  | 0 | 0
MC011-B01 | MC011-B01/L1 | VT Valve Demand |  |  |  |  | Energy sensor | L1 |  |  |  | MC011 | The Roundhouse |  |  | 0 | 0
MC011-B01 | MC011-B01/L2 | Loop 2 |  |  |  |  | Energy sensor | L2 |  |  |  | MC011 | The Roundhouse |  |  | 0 | 0
MC011-B01 | MC011-B01/L3 | Loop 3 |  |  |  |  | Energy sensor | L3 |  |  |  | MC011 | The Roundhouse |  |  | 0 | 0
MC011-B01 | MC011-B01/L5 | Loop 5 |  |  |  |  | Energy sensor | L5 |  |  |  | MC011 | The Roundhouse |  |  | 0 | 0
MC011-B01 | MC011-B01/L6 | Loop 6 |  |  |  |  | Energy sensor | L6 |  |  |  | MC011 | The Roundhouse |  |  | 0 | 0
MC011-B01 | MC011-B01/n1 | TREND_05_68_58 |  |  |  |  | Energy sensor | n1 |  |  |  | MC011 | The Roundhouse |  |  | 0 | 0
MC011-B01 | MC011-B01/O1 | Heating |  |  |  |  | Energy sensor | O1 |  |  |  | MC011 | The Roundhouse |  |  | 0 | 0
MC011-B01 | MC011-B01/o1 | Alarm Route 1 |  |  |  |  | Energy sensor | o1 |  |  |  | MC011 | The Roundhouse |  |  | 0 | 0
MC011-B01 | MC011-B01/o2 | Alarm Route 2 |  |  |  |  | Energy sensor | o2 |  |  |  | MC011 | The Roundhouse |  |  | 0 | 0
MC011-B01 | MC011-B01/P1 | Outside air temperature |  |  | Degrees Celsius |  | Energy sensor | P1 |  |  |  | MC011 | The Roundhouse |  |  | 0 | 0
MC011-B01 | MC011-B01/P10 | MTHW Flow Raw 4-20ma |  |  |  |  | Energy sensor | P10 |  |  |  | MC011 | The Roundhouse |  |  | 0 | 0
MC011-B01 | MC011-B01/P11 | Room Setpt |  |  |  |  | Energy sensor | P11 |  |  |  | MC011 | The Roundhouse |  |  | 0 | 0
MC011-B01 | MC011-B01/P12 | Calculated variable temperature circuit flow temperature |  |  | Degrees Celsius |  | Energy sensor | P12 |  |  |  | MC011 | The Roundhouse |  |  | 0 | 0
MC011-B01 | MC011-B01/P13 | Variable temperature circuit valve |  |  | 0 = Closed , 1 = Open |  | Energy sensor | P13 |  |  |  | MC011 | The Roundhouse |  |  | 0 | 0
MC011-B01 | MC011-B01/P14 | Cal Fow meter MTHW Ltrs Min |  |  |  |  | Energy sensor | P14 |  |  |  | MC011 | The Roundhouse |  |  | 0 | 0
MC011-B01 | MC011-B01/P15 | AHU 101 Extract Setpt |  |  |  |  | Energy sensor | P15 |  |  |  | MC011 | The Roundhouse |  |  | 0 | 0
MC011-B01 | MC011-B01/P16 | Boiler Flow Limit |  |  |  |  | Energy sensor | P16 |  |  |  | MC011 | The Roundhouse |  |  | 0 | 0
MC011-B01 | MC011-B01/P17 | Boiler Return Setpt |  |  |  |  | Energy sensor | P17 |  |  |  | MC011 | The Roundhouse |  |  | 0 | 0
MC011-B01 | MC011-B01/P18 | Building kwh |  |  |  |  | Energy sensor | P18 |  |  |  | MC011 | The Roundhouse |  |  | 0 | 0
MC011-B01 | MC011-B01/P19 | AHU Heating Valve |  |  |  |  | Energy sensor | P19 |  |  |  | MC011 | The Roundhouse |  |  | 0 | 0
MC011-B01 | MC011-B01/P2 | LPHW Flow Temp |  |  | Degrees Celsius |  | Energy sensor | P2 |  |  |  | MC011 | The Roundhouse |  |  | 0 | 0
MC011-B01 | MC011-B01/P20 | Temperature difference |  |  | Degrees Celsius |  | Energy sensor | P20 |  |  |  | MC011 | The Roundhouse |  |  | 0 | 0
MC011-B01 | MC011-B01/P22 | AHU Mixing Dampers |  |  |  |  | Energy sensor | P22 |  |  |  | MC011 | The Roundhouse |  |  | 0 | 0
MC011-B01 | MC011-B01/P3 | LPHW Return Temp |  |  | Degrees Celsius |  | Energy sensor | P3 |  |  |  | MC011 | The Roundhouse |  |  | 0 | 0
MC011-B01 | MC011-B01/P4 | Variable temperature circuit flow temperature |  |  | Degrees Celsius |  | Energy sensor | P4 |  |  |  | MC011 | The Roundhouse |  |  | 0 | 0
MC011-B01 | MC011-B01/P5 | Gnd Flr Space Temp |  |  | Degrees Celsius |  | Energy sensor | P5 |  |  |  | MC011 | The Roundhouse |  |  | 0 | 0
MC011-B01 | MC011-B01/P6 | AHU 101 Mixed Air Temp |  |  | Degrees Celsius |  | Energy sensor | P6 |  |  |  | MC011 | The Roundhouse |  |  | 0 | 0
MC011-B01 | MC011-B01/P7 | AHU 101 Supply Air Temp |  |  | Degrees Celsius |  | Energy sensor | P7 |  |  |  | MC011 | The Roundhouse |  |  | 0 | 0
MC011-B01 | MC011-B01/P8 | AHU 101 Extract Air Temp |  |  | Degrees Celsius |  | Energy sensor | P8 |  |  |  | MC011 | The Roundhouse |  |  | 0 | 0
MC011-B01 | MC011-B01/P9 | Comms Room Space Temp |  |  | Degrees Celsius |  | Energy sensor | P9 |  |  |  | MC011 | The Roundhouse |  |  | 0 | 0
MC011-B01 | MC011-B01/Q1 | Sequence Table 1 |  |  |  |  | Energy sensor | Q1 |  |  |  | MC011 | The Roundhouse |  |  | 0 | 0
MC011-B01 | MC011-B01/S1 | Outside air temperature |  |  | Degrees Celsius |  | Energy sensor | S1 |  |  |  | MC011 | The Roundhouse |  |  | 0 | 0
MC011-B01 | MC011-B01/S10 | MTHW Flow Raw 4-20ma |  |  |  |  | Energy sensor | S10 |  |  |  | MC011 | The Roundhouse |  |  | 0 | 0
MC011-B01 | MC011-B01/S11 | Cal Fow meter MTHW Ltrs Min |  |  |  |  | Energy sensor | S11 |  |  |  | MC011 | The Roundhouse |  |  | 0 | 0
MC011-B01 | MC011-B01/S12 | Building kwh |  |  |  |  | Energy sensor | S12 |  |  |  | MC011 | The Roundhouse |  |  | 0 | 0
MC011-B01 | MC011-B01/S13 | Temperature difference |  |  | Degrees Celsius |  | Energy sensor | S13 |  |  |  | MC011 | The Roundhouse |  |  | 0 | 0
MC011-B01 | MC011-B01/S14 | Calculated variable temperature circuit flow temperature |  |  | Degrees Celsius |  | Energy sensor | S14 |  |  |  | MC011 | The Roundhouse |  |  | 0 | 0
MC011-B01 | MC011-B01/S15 | Supply fan speed |  |  | RPM |  | Energy sensor | S15 |  |  |  | MC011 | The Roundhouse |  |  | 0 | 0
MC011-B01 | MC011-B01/S16 | Extract fan speed |  |  | RPM |  | Energy sensor | S16 |  |  |  | MC011 | The Roundhouse |  |  | 0 | 0
MC011-B01 | MC011-B01/S17 | Recirc Damper |  |  |  |  | Energy sensor | S17 |  |  |  | MC011 | The Roundhouse |  |  | 0 | 0
MC011-B01 | MC011-B01/S2 | LPHW Flow Temp |  |  | Degrees Celsius |  | Energy sensor | S2 |  |  |  | MC011 | The Roundhouse |  |  | 0 | 0
MC011-B01 | MC011-B01/S3 | LPHW Return Temp |  |  | Degrees Celsius |  | Energy sensor | S3 |  |  |  | MC011 | The Roundhouse |  |  | 0 | 0
MC011-B01 | MC011-B01/S4 | Variable temperature circuit flow temperature |  |  | Degrees Celsius |  | Energy sensor | S4 |  |  |  | MC011 | The Roundhouse |  |  | 0 | 0
MC011-B01 | MC011-B01/S5 | Gnd Flr Space Temp |  |  | Degrees Celsius |  | Energy sensor | S5 |  |  |  | MC011 | The Roundhouse |  |  | 0 | 0
MC011-B01 | MC011-B01/S6 | AHU 101 Mixed Air Temp |  |  | Degrees Celsius |  | Energy sensor | S6 |  |  |  | MC011 | The Roundhouse |  |  | 0 | 0
MC011-B01 | MC011-B01/S7 | AHU 101 Supply Air Temp |  |  | Degrees Celsius |  | Energy sensor | S7 |  |  |  | MC011 | The Roundhouse |  |  | 0 | 0
MC011-B01 | MC011-B01/S8 | AHU 101 Extract Air Temp |  |  | Degrees Celsius |  | Energy sensor | S8 |  |  |  | MC011 | The Roundhouse |  |  | 0 | 0
MC011-B01 | MC011-B01/S9 | Comms Room Space Temp |  |  | Degrees Celsius |  | Energy sensor | S9 |  |  |  | MC011 | The Roundhouse |  |  | 0 | 0
MC011-B01 | MC011-B01/V1 | [5 empty] | Energy sensor | V1 |  |  |  | MC011 | The Roundhouse |  |  | 0 | 0
MC011-B01 | MC011-B01/W1 | Summer Switch = ON |  |  |  |  | Energy sensor | W1 |  |  |  | MC011 | The Roundhouse |  |  | 0 | 0
MC011-B01 | MC011-B01/W2 | Change duty |  |  |  |  | Energy sensor | W2 |  |  |  | MC011 | The Roundhouse |  |  | 0 | 0
MC011-B01 | MC011-B01/W3 | Extract o r on off |  |  |  |  | Energy sensor | W3 |  |  |  | MC011 | The Roundhouse |  |  | 0 | 0
MC011-B01 | MC011-B01/W4 | Summer Switch = ON |  |  |  |  | Energy sensor | W4 |  |  |  | MC011 | The Roundhouse |  |  | 0 | 0
MC011-B01 | MC011-B01/W5 | Supply o r on off |  |  |  |  | Energy sensor | W5 |  |  |  | MC011 | The Roundhouse |  |  | 0 | 0
MC011-B01 | MC011-B01/W6 | Pump Fail Reset |  |  |  |  | Energy sensor | W6 |  |  |  | MC011 | The Roundhouse |  |  | 0 | 0
MC011-B01 | MC011-B01/Y1 | Trend T 0+130 |  |  |  |  | Energy sensor | Y1 |  |  |  | MC011 | The Roundhouse |  |  | 0 | 0
MC011-B01 | MC011-B01/Y2 | Trend T -20+50 |  |  |  |  | Energy sensor | Y2 |  |  |  | MC011 | The Roundhouse |  |  | 0 | 0
MC011-B01 | MC011-B01/Y3 | DstOffset |  |  |  |  | Energy sensor | Y3 |  |  |  | MC011 | The Roundhouse |  |  | 0 | 0
MC011-B01 | MC011-B01/Y4 | Current 4-20ma |  |  |  |  | Energy sensor | Y4 |  |  |  | MC011 | The Roundhouse |  |  | 0 | 0
MC011-B01 | MC011-B01/Z1 | Building OCC |  |  |  |  | Energy sensor | Z1 |  |  |  | MC011 | The Roundhouse |  |  | 0 | 0
MC011-B01 | MC011-B01/Z2 | Heating pumps |  |  |  |  | Energy sensor | Z2 |  |  |  | MC011 | The Roundhouse |  |  | 0 | 0
MC075-B01 | MC075-B01/C1 | Virtual CNC 1 |  |  |  |  | Energy sensor | C1 |  |  |  | MC075 | Management School |  |  | 0 | 0
MC075-B01 | MC075-B01/D1 | HWS Valve Actuator 1 |  |  |  |  | Energy sensor | D1 |  |  |  | MC075 | Management School |  |  | 0 | 0
MC075-B01 | MC075-B01/D10 | Heating Pump 2 Inverter |  |  |  |  | Energy sensor | D10 |  |  |  | MC075 | Management School |  |  | 0 | 0
MC075-B01 | MC075-B01/D11 | Heating pumps |  |  |  |  | Energy sensor | D11 |  |  |  | MC075 | Management School |  |  | 0 | 0
MC075-B01 | MC075-B01/D12 | HWS |  |  |  |  | Energy sensor | D12 |  |  |  | MC075 | Management School |  |  | 0 | 0
MC075-B01 | MC075-B01/D13 | AHU Fans |  |  |  |  | Energy sensor | D13 |  |  |  | MC075 | Management School |  |  | 0 | 0
MC075-B01 | MC075-B01/D14 | Lecture Theatre Pumps Enable |  |  |  |  | Energy sensor | D14 |  |  |  | MC075 | Management School |  |  | 0 | 0
MC075-B01 | MC075-B01/D15 | Immersion Enable No 1 |  |  |  |  | Energy sensor | D15 |  |  |  | MC075 | Management School |  |  | 0 | 0
MC075-B01 | MC075-B01/D16 | Heating Pump 1 Enable |  |  |  |  | Energy sensor | D16 |  |  |  | MC075 | Management School |  |  | 0 | 0
MC075-B01 | MC075-B01/D17 | Heating Pump 2 Enable |  |  |  |  | Energy sensor | D17 |  |  |  | MC075 | Management School |  |  | 0 | 0
MC075-B01 | MC075-B01/D18 | Immersion Enable No 2 |  |  |  |  | Energy sensor | D18 |  |  |  | MC075 | Management School |  |  | 0 | 0
MC075-B01 | MC075-B01/D2 | HWS Valve Actuator 1 |  |  |  |  | Energy sensor | D2 |  |  |  | MC075 | Management School |  |  | 0 | 0
MC075-B01 | MC075-B01/D3 | AHU Valve |  |  |  |  | Energy sensor | D3 |  |  |  | MC075 | Management School |  |  | 0 | 0
MC075-B01 | MC075-B01/D4 | Lecture 5 Valve |  |  |  |  | Energy sensor | D4 |  |  |  | MC075 | Management School |  |  | 0 | 0
MC075-B01 | MC075-B01/D5 | Lecture 6 Valve |  |  |  |  | Energy sensor | D5 |  |  |  | MC075 | Management School |  |  | 0 | 0
MC075-B01 | MC075-B01/D6 | Lecture 7 Valve |  |  |  |  | Energy sensor | D6 |  |  |  | MC075 | Management School |  |  | 0 | 0
MC075-B01 | MC075-B01/D7 | Lecture 8 Valve |  |  |  |  | Energy sensor | D7 |  |  |  | MC075 | Management School |  |  | 0 | 0
MC075-B01 | MC075-B01/D8 | HWS Destrat Pump Enable |  |  |  |  | Energy sensor | D8 |  |  |  | MC075 | Management School |  |  | 0 | 0
MC075-B01 | MC075-B01/D9 | Heating Pump 1 Inverter |  |  |  |  | Energy sensor | D9 |  |  |  | MC075 | Management School |  |  | 0 | 0
MC075-B01 | MC075-B01/F1 | Function 1 |  |  |  |  | Energy sensor | F1 |  |  |  | MC075 | Management School |  |  | 0 | 0
MC075-B01 | MC075-B01/F10 | Space Frost SP |  |  |  |  | Energy sensor | F10 |  |  |  | MC075 | Management School |  |  | 0 | 0
MC075-B01 | MC075-B01/F11 | Space Frost |  |  |  |  | Energy sensor | F11 |  |  |  | MC075 | Management School |  |  | 0 | 0
MC075-B01 | MC075-B01/F12 | Outside air temperature heating inhibit |  |  |  |  | Energy sensor | F12 |  |  |  | MC075 | Management School |  |  | 0 | 0
MC075-B01 | MC075-B01/F13 | Is 4Dix Value Changing |  |  |  |  | Energy sensor | F13 |  |  |  | MC075 | Management School |  |  | 0 | 0
MC075-B01 | MC075-B01/F14 | 4Dix Previous Value |  |  |  |  | Energy sensor | F14 |  |  |  | MC075 | Management School |  |  | 0 | 0
MC075-B01 | MC075-B01/F15 | Function 15 |  |  |  |  | Energy sensor | F15 |  |  |  | MC075 | Management School |  |  | 0 | 0
MC075-B01 | MC075-B01/F16 | Function 16 |  |  |  |  | Energy sensor | F16 |  |  |  | MC075 | Management School |  |  | 0 | 0
MC075-B01 | MC075-B01/F17 | Function 17 |  |  |  |  | Energy sensor | F17 |  |  |  | MC075 | Management School |  |  | 0 | 0
MC075-B01 | MC075-B01/F18 | 4Dix Stable Value |  |  |  |  | Energy sensor | F18 |  |  |  | MC075 | Management School |  |  | 0 | 0
MC075-B01 | MC075-B01/F19 | 4Dix Value Decoder |  |  |  |  | Energy sensor | F19 |  |  |  | MC075 | Management School |  |  | 0 | 0
MC075-B01 | MC075-B01/F2 | Function 2 |  |  |  |  | Energy sensor | F2 |  |  |  | MC075 | Management School |  |  | 0 | 0
MC075-B01 | MC075-B01/F20 | Function 20 |  |  |  |  | Energy sensor | F20 |  |  |  | MC075 | Management School |  |  | 0 | 0
MC075-B01 | MC075-B01/F21 | Function 21 |  |  |  |  | Energy sensor | F21 |  |  |  | MC075 | Management School |  |  | 0 | 0
MC075-B01 | MC075-B01/F22 | Function 22 |  |  |  |  | Energy sensor | F22 |  |  |  | MC075 | Management School |  |  | 0 | 0
MC075-B01 | MC075-B01/F23 | Function 23 |  |  |  |  | Energy sensor | F23 |  |  |  | MC075 | Management School |  |  | 0 | 0
MC075-B01 | MC075-B01/F24 | Function 24 |  |  |  |  | Energy sensor | F24 |  |  |  | MC075 | Management School |  |  | 0 | 0
MC075-B01 | MC075-B01/F25 | Function 25 |  |  |  |  | Energy sensor | F25 |  |  |  | MC075 | Management School |  |  | 0 | 0
MC075-B01 | MC075-B01/F26 | Function 26 |  |  |  |  | Energy sensor | F26 |  |  |  | MC075 | Management School |  |  | 0 | 0
MC075-B01 | MC075-B01/F27 | Function 27 |  |  |  |  | Energy sensor | F27 |  |  |  | MC075 | Management School |  |  | 0 | 0
MC075-B01 | MC075-B01/F28 | Function 28 |  |  |  |  | Energy sensor | F28 |  |  |  | MC075 | Management School |  |  | 0 | 0
MC075-B01 | MC075-B01/F29 | Litres per second |  |  |  |  | Energy sensor | F29 |  |  |  | MC075 | Management School |  |  | 0 | 0
MC075-B01 | MC075-B01/F3 | Function 3 |  |  |  |  | Energy sensor | F3 |  |  |  | MC075 | Management School |  |  | 0 | 0
MC075-B01 | MC075-B01/F30 | Subtract for delta-T |  |  |  |  | Energy sensor | F30 |  |  |  | MC075 | Management School |  |  | 0 | 0
MC075-B01 | MC075-B01/F31 | Function 31 |  |  |  |  | Energy sensor | F31 |  |  |  | MC075 | Management School |  |  | 0 | 0
MC075-B01 | MC075-B01/F32 | Function 32 |  |  |  |  | Energy sensor | F32 |  |  |  | MC075 | Management School |  |  | 0 | 0
MC075-B01 | MC075-B01/F4 | Hot Water Temp |  |  | Degrees Celsius |  | Energy sensor | F4 |  |  |  | MC075 | Management School |  |  | 0 | 0
MC075-B01 | MC075-B01/F5 | Hot Water Temp No2 |  |  | Degrees Celsius |  | Energy sensor | F5 |  |  |  | MC075 | Management School |  |  | 0 | 0
MC075-B01 | MC075-B01/F6 | Function 6 |  |  |  |  | Energy sensor | F6 |  |  |  | MC075 | Management School |  |  | 0 | 0
MC075-B01 | MC075-B01/F7 | Outside air temperature frost |  |  | Degrees Celsius |  | Energy sensor | F7 |  |  |  | MC075 | Management School |  |  | 0 | 0
MC075-B01 | MC075-B01/F8 | Function 8 |  |  |  |  | Energy sensor | F8 |  |  |  | MC075 | Management School |  |  | 0 | 0
MC075-B01 | MC075-B01/F9 | Function 9 |  |  |  |  | Energy sensor | F9 |  |  |  | MC075 | Management School |  |  | 0 | 0
MC075-B01 | MC075-B01/G1 | AHU Enable |  |  |  |  | Energy sensor | G1 |  |  |  | MC075 | Management School |  |  | 0 | 0
MC075-B01 | MC075-B01/G10 | Water frost |  |  |  |  | Energy sensor | G10 |  |  |  | MC075 | Management School |  |  | 0 | 0
MC075-B01 | MC075-B01/G11 | Summer ECO |  |  |  |  | Energy sensor | G11 |  |  |  | MC075 | Management School |  |  | 0 | 0
MC075-B01 | MC075-B01/G12 | Logic 12 |  |  |  |  | Energy sensor | G12 |  |  |  | MC075 | Management School |  |  | 0 | 0
MC075-B01 | MC075-B01/G13 | Logic 13 |  |  |  |  | Energy sensor | G13 |  |  |  | MC075 | Management School |  |  | 0 | 0
MC075-B01 | MC075-B01/G14 | Logic 14 |  |  |  |  | Energy sensor | G14 |  |  |  | MC075 | Management School |  |  | 0 | 0
MC075-B01 | MC075-B01/G15 | Logic 15 |  |  |  |  | Energy sensor | G15 |  |  |  | MC075 | Management School |  |  | 0 | 0
MC075-B01 | MC075-B01/G16 | Any Frost On |  |  |  |  | Energy sensor | G16 |  |  |  | MC075 | Management School |  |  | 0 | 0
MC075-B01 | MC075-B01/G17 | Logic 17 |  |  |  |  | Energy sensor | G17 |  |  |  | MC075 | Management School |  |  | 0 | 0
MC075-B01 | MC075-B01/G18 | Logic 18 |  |  |  |  | Energy sensor | G18 |  |  |  | MC075 | Management School |  |  | 0 | 0
MC075-B01 | MC075-B01/G19 | Logic 19 |  |  |  |  | Energy sensor | G19 |  |  |  | MC075 | Management School |  |  | 0 | 0
MC075-B01 | MC075-B01/G2 | Logic 2 |  |  |  |  | Energy sensor | G2 |  |  |  | MC075 | Management School |  |  | 0 | 0
MC075-B01 | MC075-B01/G20 | Logic 20 |  |  |  |  | Energy sensor | G20 |  |  |  | MC075 | Management School |  |  | 0 | 0
MC075-B01 | MC075-B01/G21 | Logic 21 |  |  |  |  | Energy sensor | G21 |  |  |  | MC075 | Management School |  |  | 0 | 0
MC075-B01 | MC075-B01/G22 | Logic 22 |  |  |  |  | Energy sensor | G22 |  |  |  | MC075 | Management School |  |  | 0 | 0
MC075-B01 | MC075-B01/G23 | Logic 23 |  |  |  |  | Energy sensor | G23 |  |  |  | MC075 | Management School |  |  | 0 | 0
MC075-B01 | MC075-B01/G24 | Htg Pump 1 Enable |  |  |  |  | Energy sensor | G24 |  |  |  | MC075 | Management School |  |  | 0 | 0
MC075-B01 | MC075-B01/G25 | Htg Pump 2 Enable |  |  |  |  | Energy sensor | G25 |  |  |  | MC075 | Management School |  |  | 0 | 0
MC075-B01 | MC075-B01/G26 | Logic 26 |  |  |  |  | Energy sensor | G26 |  |  |  | MC075 | Management School |  |  | 0 | 0
MC075-B01 | MC075-B01/G27 | Immersion heater hours run |  |  | Hours |  | Energy sensor | G27 |  |  |  | MC075 | Management School |  |  | 0 | 0
MC075-B01 | MC075-B01/G28 | Immersion heater hours run |  |  | Hours |  | Energy sensor | G28 |  |  |  | MC075 | Management School |  |  | 0 | 0
MC075-B01 | MC075-B01/G29 | Immersion heater hours run |  |  | Hours |  | Energy sensor | G29 |  |  |  | MC075 | Management School |  |  | 0 | 0
MC075-B01 | MC075-B01/G3 | Logic 3 |  |  |  |  | Energy sensor | G3 |  |  |  | MC075 | Management School |  |  | 0 | 0
MC075-B01 | MC075-B01/G30 | Immersion heater hours run |  |  | Hours |  | Energy sensor | G30 |  |  |  | MC075 | Management School |  |  | 0 | 0
MC075-B01 | MC075-B01/G31 | Logic 31 |  |  |  |  | Energy sensor | G31 |  |  |  | MC075 | Management School |  |  | 0 | 0
MC075-B01 | MC075-B01/G32 | Logic 32 |  |  |  |  | Energy sensor | G32 |  |  |  | MC075 | Management School |  |  | 0 | 0
MC075-B01 | MC075-B01/G33 | Immersions allow |  |  |  |  | Energy sensor | G33 |  |  |  | MC075 | Management School |  |  | 0 | 0
MC075-B01 | MC075-B01/G4 | Logic 4 |  |  |  |  | Energy sensor | G4 |  |  |  | MC075 | Management School |  |  | 0 | 0
MC075-B01 | MC075-B01/G5 | Logic 5 |  |  |  |  | Energy sensor | G5 |  |  |  | MC075 | Management School |  |  | 0 | 0
MC075-B01 | MC075-B01/G6 | Pumps Enable |  |  |  |  | Energy sensor | G6 |  |  |  | MC075 | Management School |  |  | 0 | 0
MC075-B01 | MC075-B01/G7 | Immersion Enable No 1 |  |  |  |  | Energy sensor | G7 |  |  |  | MC075 | Management School |  |  | 0 | 0
MC075-B01 | MC075-B01/G8 | Immersion Enable No 2 |  |  |  |  | Energy sensor | G8 |  |  |  | MC075 | Management School |  |  | 0 | 0
MC075-B01 | MC075-B01/G9 | OAT Frost |  |  |  |  | Energy sensor | G9 |  |  |  | MC075 | Management School |  |  | 0 | 0
MC075-B01 | MC075-B01/I1 | Heating Pump 1 Fault |  |  |  |  | Energy sensor | I1 |  |  |  | MC075 | Management School |  |  | 0 | 0
MC075-B01 | MC075-B01/i1 | IO Module 1 |  |  |  |  | Energy sensor | i1 |  |  |  | MC075 | Management School |  |  | 0 | 0
MC075-B01 | MC075-B01/I2 | Heating Pump 2 Fault |  |  |  |  | Energy sensor | I2 |  |  |  | MC075 | Management School |  |  | 0 | 0
MC075-B01 | MC075-B01/i2 | xcite/IO/4AO/4u |  |  |  |  | Energy sensor | i2 |  |  |  | MC075 | Management School |  |  | 0 | 0
MC075-B01 | MC075-B01/i3 | xcite/IO/8DO |  |  |  |  | Energy sensor | i3 |  |  |  | MC075 | Management School |  |  | 0 | 0
MC075-B01 | MC075-B01/I3 | Destrat Pump 1 Fault |  |  |  |  | Energy sensor | I3 |  |  |  | MC075 | Management School |  |  | 0 | 0
MC075-B01 | MC075-B01/I4 | Destrat Pump 2 Fault |  |  |  |  | Energy sensor | I4 |  |  |  | MC075 | Management School |  |  | 0 | 0
MC075-B01 | MC075-B01/I5 | Pressurisation Unit Fault |  |  |  |  | Energy sensor | I5 |  |  |  | MC075 | Management School |  |  | 0 | 0
MC075-B01 | MC075-B01/I6 | Summer ECO active |  |  |  |  | Energy sensor | I6 |  |  |  | MC075 | Management School |  |  | 0 | 0
MC075-B01 | MC075-B01/K1 | Lecture Theatre 5 Setpoint |  |  |  |  | Energy sensor | K1 |  |  |  | MC075 | Management School |  |  | 0 | 0
MC075-B01 | MC075-B01/K10 | Space frost protection |  |  | Degrees Celsius |  | Energy sensor | K10 |  |  |  | MC075 | Management School |  |  | 0 | 0
MC075-B01 | MC075-B01/K11 | Outside air temperature heating inhibit |  |  |  |  | Energy sensor | K11 |  |  |  | MC075 | Management School |  |  | 0 | 0
MC075-B01 | MC075-B01/K12 | Main AHU valve OR SP |  |  |  |  | Energy sensor | K12 |  |  |  | MC075 | Management School |  |  | 0 | 0
MC075-B01 | MC075-B01/K13 | Immersions allow sp |  |  |  |  | Energy sensor | K13 |  |  |  | MC075 | Management School |  |  | 0 | 0
MC075-B01 | MC075-B01/K2 | Lecture Theatre 6 Setpoint |  |  |  |  | Energy sensor | K2 |  |  |  | MC075 | Management School |  |  | 0 | 0
MC075-B01 | MC075-B01/K3 | Lecture Theatre 7 Setpoint |  |  |  |  | Energy sensor | K3 |  |  |  | MC075 | Management School |  |  | 0 | 0
MC075-B01 | MC075-B01/K4 | Lecture Theatre 8 Setpoint |  |  |  |  | Energy sensor | K4 |  |  |  | MC075 | Management School |  |  | 0 | 0
MC075-B01 | MC075-B01/K5 | AHU Setpoint Differential |  |  |  |  | Energy sensor | K5 |  |  |  | MC075 | Management School |  |  | 0 | 0
MC075-B01 | MC075-B01/K6 | HWS Flow Temp Setpoint |  |  | Degrees Celsius |  | Energy sensor | K6 |  |  |  | MC075 | Management School |  |  | 0 | 0
MC075-B01 | MC075-B01/K7 | Heating Pumps Inverter Speed |  |  |  |  | Energy sensor | K7 |  |  |  | MC075 | Management School |  |  | 0 | 0
MC075-B01 | MC075-B01/K8 | Outside air temperature frost protection |  |  |  |  | Energy sensor | K8 |  |  |  | MC075 | Management School |  |  | 0 | 0
MC075-B01 | MC075-B01/K9 | Water frost protection |  |  | Degrees Celsius |  | Energy sensor | K9 |  |  |  | MC075 | Management School |  |  | 0 | 0
MC075-B01 | MC075-B01/L1 | Loop 1 |  |  |  |  | Energy sensor | L1 |  |  |  | MC075 | Management School |  |  | 0 | 0
MC075-B01 | MC075-B01/L2 | Loop 2 |  |  |  |  | Energy sensor | L2 |  |  |  | MC075 | Management School |  |  | 0 | 0
MC075-B01 | MC075-B01/L3 | Loop 3 |  |  |  |  | Energy sensor | L3 |  |  |  | MC075 | Management School |  |  | 0 | 0
MC075-B01 | MC075-B01/L4 | Loop 4 |  |  |  |  | Energy sensor | L4 |  |  |  | MC075 | Management School |  |  | 0 | 0
MC075-B01 | MC075-B01/L5 | Loop 5 |  |  |  |  | Energy sensor | L5 |  |  |  | MC075 | Management School |  |  | 0 | 0
MC075-B01 | MC075-B01/L6 | Loop 6 |  |  |  |  | Energy sensor | L6 |  |  |  | MC075 | Management School |  |  | 0 | 0
MC075-B01 | MC075-B01/L7 | Loop 7 |  |  |  |  | Energy sensor | L7 |  |  |  | MC075 | Management School |  |  | 0 | 0
MC075-B01 | MC075-B01/N1 | From Man School 2 OAT |  |  |  |  | Energy sensor | N1 |  |  |  | MC075 | Management School |  |  | 0 | 0
MC075-B01 | MC075-B01/n1 | TREND_05_77_1D |  |  |  |  | Energy sensor | n1 |  |  |  | MC075 | Management School |  |  | 0 | 0
MC075-B01 | MC075-B01/O4 | HWS Optimiser |  |  |  |  | Energy sensor | O4 |  |  |  | MC075 | Management School |  |  | 0 | 0
MC075-B01 | MC075-B01/P1 | CT Circuit Flow Temp |  |  | Degrees Celsius |  | Energy sensor | P1 |  |  |  | MC075 | Management School |  |  | 0 | 0
MC075-B01 | MC075-B01/P10 | Lecture Theatre 8 Temp Sensor |  |  | Degrees Celsius |  | Energy sensor | P10 |  |  |  | MC075 | Management School |  |  | 0 | 0
MC075-B01 | MC075-B01/P11 | Calorifier 1 Flow Temp |  |  | Degrees Celsius |  | Energy sensor | P11 |  |  |  | MC075 | Management School |  |  | 0 | 0
MC075-B01 | MC075-B01/P12 | Calorifier 2 Flow Temp |  |  | Degrees Celsius |  | Energy sensor | P12 |  |  |  | MC075 | Management School |  |  | 0 | 0
MC075-B01 | MC075-B01/P13 | Outside air temperature |  |  | Degrees Celsius |  | Energy sensor | P13 |  |  |  | MC075 | Management School |  |  | 0 | 0
MC075-B01 | MC075-B01/P14 | Immersion heater hours run |  |  | Hours |  | Energy sensor | P14 |  |  |  | MC075 | Management School |  |  | 0 | 0
MC075-B01 | MC075-B01/P15 | Immersion heater hoursr run total |  |  | Hours |  | Energy sensor | P15 |  |  |  | MC075 | Management School |  |  | 0 | 0
MC075-B01 | MC075-B01/P16 | Immersion heater hours run |  |  | Hours |  | Energy sensor | P16 |  |  |  | MC075 | Management School |  |  | 0 | 0
MC075-B01 | MC075-B01/P17 | Immersion heater hoursr run total |  |  | Hours |  | Energy sensor | P17 |  |  |  | MC075 | Management School |  |  | 0 | 0
MC075-B01 | MC075-B01/P18 | Supply Air Temp |  |  | Degrees Celsius |  | Energy sensor | P18 |  |  |  | MC075 | Management School |  |  | 0 | 0
MC075-B01 | MC075-B01/P19 | Sensor 21 |  |  |  |  | Energy sensor | P19 |  |  |  | MC075 | Management School |  |  | 0 | 0
MC075-B01 | MC075-B01/P2 | Hot water service flow temperature |  |  | Degrees Celsius |  | Energy sensor | P2 |  |  |  | MC075 | Management School |  |  | 0 | 0
MC075-B01 | MC075-B01/P20 | Sensor 22 |  |  |  |  | Energy sensor | P20 |  |  |  | MC075 | Management School |  |  | 0 | 0
MC075-B01 | MC075-B01/P21 | HR Cal Flow meter MTHW Ltrs Mi |  |  |  |  | Energy sensor | P21 |  |  |  | MC075 | Management School |  |  | 0 | 0
MC075-B01 | MC075-B01/P22 | Building kwh |  |  |  |  | Energy sensor | P22 |  |  |  | MC075 | Management School |  |  | 0 | 0
MC075-B01 | MC075-B01/P23 | Temperature difference |  |  | Degrees Celsius |  | Energy sensor | P23 |  |  |  | MC075 | Management School |  |  | 0 | 0
MC075-B01 | MC075-B01/P24 | MTHW Flow |  |  |  |  | Energy sensor | P24 |  |  |  | MC075 | Management School |  |  | 0 | 0
MC075-B01 | MC075-B01/P25 | Medium temperature hot water return temperature |  |  | Degrees Celsius |  | Energy sensor | P25 |  |  |  | MC075 | Management School |  |  | 0 | 0
MC075-B01 | MC075-B01/P26 | MTHW raw Flow 4-20ma |  |  |  |  | Energy sensor | P26 |  |  |  | MC075 | Management School |  |  | 0 | 0
MC075-B01 | MC075-B01/P3 | A109 Room Temp |  |  | Degrees Celsius |  | Energy sensor | P3 |  |  |  | MC075 | Management School |  |  | 0 | 0
MC075-B01 | MC075-B01/P4 | C26 Room Temp |  |  | Degrees Celsius |  | Energy sensor | P4 |  |  |  | MC075 | Management School |  |  | 0 | 0
MC075-B01 | MC075-B01/P5 | C100 Room Temp |  |  | Degrees Celsius |  | Energy sensor | P5 |  |  |  | MC075 | Management School |  |  | 0 | 0
MC075-B01 | MC075-B01/P6 | A43 Room Temp |  |  | Degrees Celsius |  | Energy sensor | P6 |  |  |  | MC075 | Management School |  |  | 0 | 0
MC075-B01 | MC075-B01/P7 | Lecture Theatre 5 Temp Sensor |  |  | Degrees Celsius |  | Energy sensor | P7 |  |  |  | MC075 | Management School |  |  | 0 | 0
MC075-B01 | MC075-B01/P8 | Lecture Theatre 6 Temp Sensor |  |  | Degrees Celsius |  | Energy sensor | P8 |  |  |  | MC075 | Management School |  |  | 0 | 0
MC075-B01 | MC075-B01/P9 | Lecture Theatre 7 Temp Sensor |  |  | Degrees Celsius |  | Energy sensor | P9 |  |  |  | MC075 | Management School |  |  | 0 | 0
MC075-B01 | MC075-B01/Q1 | Sequence Table 1 |  |  |  |  | Energy sensor | Q1 |  |  |  | MC075 | Management School |  |  | 0 | 0
MC075-B01 | MC075-B01/S1 | CT Circuit Flow Temp |  |  | Degrees Celsius |  | Energy sensor | S1 |  |  |  | MC075 | Management School |  |  | 0 | 0
MC075-B01 | MC075-B01/S10 | Lecture Theatre 8 Temp Sensor |  |  | Degrees Celsius |  | Energy sensor | S10 |  |  |  | MC075 | Management School |  |  | 0 | 0
MC075-B01 | MC075-B01/S11 | Calorifier 1 Flow Temp |  |  | Degrees Celsius |  | Energy sensor | S11 |  |  |  | MC075 | Management School |  |  | 0 | 0
MC075-B01 | MC075-B01/S12 | Calorifier 2 Flow Temp |  |  | Degrees Celsius |  | Energy sensor | S12 |  |  |  | MC075 | Management School |  |  | 0 | 0
MC075-B01 | MC075-B01/S13 | Sensor 13 |  |  |  |  | Energy sensor | S13 |  |  |  | MC075 | Management School |  |  | 0 | 0
MC075-B01 | MC075-B01/S14 | Immersion heater hours run |  |  | Hours |  | Energy sensor | S14 |  |  |  | MC075 | Management School |  |  | 0 | 0
MC075-B01 | MC075-B01/S15 | Immersion heater hoursr run total |  |  | Hours |  | Energy sensor | S15 |  |  |  | MC075 | Management School |  |  | 0 | 0
MC075-B01 | MC075-B01/S16 | Immersion heater hours run |  |  | Hours |  | Energy sensor | S16 |  |  |  | MC075 | Management School |  |  | 0 | 0
MC075-B01 | MC075-B01/S17 | Dix 1 |  |  |  |  | Energy sensor | S17 |  |  |  | MC075 | Management School |  |  | 0 | 0
MC075-B01 | MC075-B01/S18 | Supply Air Temp |  |  | Degrees Celsius |  | Energy sensor | S18 |  |  |  | MC075 | Management School |  |  | 0 | 0
MC075-B01 | MC075-B01/S19 | Outside air temperature |  |  | Degrees Celsius |  | Energy sensor | S19 |  |  |  | MC075 | Management School |  |  | 0 | 0
MC075-B01 | MC075-B01/S2 | Hot water service flow temperature |  |  | Degrees Celsius |  | Energy sensor | S2 |  |  |  | MC075 | Management School |  |  | 0 | 0
MC075-B01 | MC075-B01/S20 | Immersion heater hoursr run total |  |  | Hours |  | Energy sensor | S20 |  |  |  | MC075 | Management School |  |  | 0 | 0
MC075-B01 | MC075-B01/S21 | Main AHU Control SP Minus DIff |  |  |  |  | Energy sensor | S21 |  |  |  | MC075 | Management School |  |  | 0 | 0
MC075-B01 | MC075-B01/S22 | Main AHU setpoint ADV |  |  |  |  | Energy sensor | S22 |  |  |  | MC075 | Management School |  |  | 0 | 0
MC075-B01 | MC075-B01/S23 | HR Cal Flow meter MTHW Ltrs Mi |  |  |  |  | Energy sensor | S23 |  |  |  | MC075 | Management School |  |  | 0 | 0
MC075-B01 | MC075-B01/S24 | Building kwh |  |  |  |  | Energy sensor | S24 |  |  |  | MC075 | Management School |  |  | 0 | 0
MC075-B01 | MC075-B01/S25 | Temperature difference |  |  | Degrees Celsius |  | Energy sensor | S25 |  |  |  | MC075 | Management School |  |  | 0 | 0
MC075-B01 | MC075-B01/S26 | MTHW Flow |  |  |  |  | Energy sensor | S26 |  |  |  | MC075 | Management School |  |  | 0 | 0
MC075-B01 | MC075-B01/S27 | Medium temperature hot water return temperature |  |  | Degrees Celsius |  | Energy sensor | S27 |  |  |  | MC075 | Management School |  |  | 0 | 0
MC075-B01 | MC075-B01/S28 | MTHW raw Flow 4-20ma |  |  |  |  | Energy sensor | S28 |  |  |  | MC075 | Management School |  |  | 0 | 0
MC075-B01 | MC075-B01/S3 | A109 Room Temp |  |  | Degrees Celsius |  | Energy sensor | S3 |  |  |  | MC075 | Management School |  |  | 0 | 0
MC075-B01 | MC075-B01/S4 | C26 Room Temp |  |  | Degrees Celsius |  | Energy sensor | S4 |  |  |  | MC075 | Management School |  |  | 0 | 0
MC075-B01 | MC075-B01/S5 | C100 Room Temp |  |  | Degrees Celsius |  | Energy sensor | S5 |  |  |  | MC075 | Management School |  |  | 0 | 0
MC075-B01 | MC075-B01/S6 | A43 Room Temp |  |  | Degrees Celsius |  | Energy sensor | S6 |  |  |  | MC075 | Management School |  |  | 0 | 0
MC075-B01 | MC075-B01/S7 | Lecture Theatre 5 Temp Sensor |  |  | Degrees Celsius |  | Energy sensor | S7 |  |  |  | MC075 | Management School |  |  | 0 | 0
MC075-B01 | MC075-B01/S8 | Lecture Theatre 6 Temp Sensor |  |  | Degrees Celsius |  | Energy sensor | S8 |  |  |  | MC075 | Management School |  |  | 0 | 0
MC075-B01 | MC075-B01/S9 | Lecture Theatre 7 Temp Sensor |  |  | Degrees Celsius |  | Energy sensor | S9 |  |  |  | MC075 | Management School |  |  | 0 | 0
MC075-B01 | MC075-B01/U1 | bts |  |  |  |  | Energy sensor | U1 |  |  |  | MC075 | Management School |  |  | 0 | 0
MC075-B01 | MC075-B01/U2 | Trevor |  |  |  |  | Energy sensor | U2 |  |  |  | MC075 | Management School |  |  | 0 | 0
MC075-B01 | MC075-B01/V1 | [5 empty] | Energy sensor | V1 |  |  |  | MC075 | Management School |  |  | 0 | 0
MC075-B01 | MC075-B01/W1 | Summer override |  |  |  |  | Energy sensor | W1 |  |  |  | MC075 | Management School |  |  | 0 | 0
MC075-B01 | MC075-B01/W2 | Heating Pumps Reset |  |  |  |  | Energy sensor | W2 |  |  |  | MC075 | Management School |  |  | 0 | 0
MC075-B01 | MC075-B01/W3 | Switch 3 |  |  |  |  | Energy sensor | W3 |  |  |  | MC075 | Management School |  |  | 0 | 0
MC075-B01 | MC075-B01/W30 | Triad switch |  |  |  |  | Energy sensor | W30 |  |  |  | MC075 | Management School |  |  | 0 | 0
MC075-B01 | MC075-B01/W31 | Main AHU valve OR SP |  |  |  |  | Energy sensor | W31 |  |  |  | MC075 | Management School |  |  | 0 | 0
MC075-B01 | MC075-B01/Y1 | 10K3A1 |  |  |  |  | Energy sensor | Y1 |  |  |  | MC075 | Management School |  |  | 0 | 0
MC075-B01 | MC075-B01/Y2 | Room temperature |  |  | Degrees Celsius |  | Energy sensor | Y2 |  |  |  | MC075 | Management School |  |  | 0 | 0
MC075-B01 | MC075-B01/Y3 | Thermistor TBTC |  |  |  |  | Energy sensor | Y3 |  |  |  | MC075 | Management School |  |  | 0 | 0
MC075-B01 | MC075-B01/Y4 | 4DIX V |  |  |  |  | Energy sensor | Y4 |  |  |  | MC075 | Management School |  |  | 0 | 0
MC075-B01 | MC075-B01/Y5 | Trend T -20+50 |  |  |  |  | Energy sensor | Y5 |  |  |  | MC075 | Management School |  |  | 0 | 0
MC075-B01 | MC075-B01/Y6 | Trend Thermistor TB |  |  |  |  | Energy sensor | Y6 |  |  |  | MC075 | Management School |  |  | 0 | 0
MC075-B01 | MC075-B01/Y7 | Current 4-20ma |  |  |  |  | Energy sensor | Y7 |  |  |  | MC075 | Management School |  |  | 0 | 0
MC075-B01 | MC075-B01/Z1 | Management Lecture Theatres |  |  |  |  | Energy sensor | Z1 |  |  |  | MC075 | Management School |  |  | 0 | 0
MC075-B01 | MC075-B01/Z2 | Management Lecture Theatre 6 |  |  |  |  | Energy sensor | Z2 |  |  |  | MC075 | Management School |  |  | 0 | 0
MC075-B01 | MC075-B01/Z3 | Management Lecture Theatre 7 |  |  |  |  | Energy sensor | Z3 |  |  |  | MC075 | Management School |  |  | 0 | 0
MC075-B01 | MC075-B01/Z4 | Management Lecture Theatre 8 |  |  |  |  | Energy sensor | Z4 |  |  |  | MC075 | Management School |  |  | 0 | 0
MC075-B01 | MC075-B01/Z5 | Management School HWS |  |  |  |  | Energy sensor | Z5 |  |  |  | MC075 | Management School |  |  | 0 | 0
MC075-B01 | MC075-B01/Z6 | Heating pumps |  |  |  |  | Energy sensor | Z6 |  |  |  | MC075 | Management School |  |  | 0 | 0
MC075-B01 | MC075-B01/Z7 | Triad time program |  |  |  |  | Energy sensor | Z7 |  |  |  | MC075 | Management School |  |  | 0 | 0
MC014-B03 | MC014-B03/C1 | Virtual CNC 1 |  |  |  |  | Energy sensor | C1 |  |  |  | MC014 | Bowland Hall |  |  | 0 | 0
MC014-B03 | MC014-B03/D1 | Boiler No1 |  |  |  |  | Energy sensor | D1 |  |  |  | MC014 | Bowland Hall |  |  | 0 | 0
MC014-B03 | MC014-B03/D2 | Boiler No2 |  |  |  |  | Energy sensor | D2 |  |  |  | MC014 | Bowland Hall |  |  | 0 | 0
MC014-B03 | MC014-B03/D3 | Variable temperature circuit valve |  |  | 0 = Closed , 1 = Open |  | Energy sensor | D3 |  |  |  | MC014 | Bowland Hall |  |  | 0 | 0
MC014-B03 | MC014-B03/D4 | Variable temperature pump |  |  |  |  | Energy sensor | D4 |  |  |  | MC014 | Bowland Hall |  |  | 0 | 0
MC014-B03 | MC014-B03/D5 | Domestic hot water primary pump |  |  |  |  | Energy sensor | D5 |  |  |  | MC014 | Bowland Hall |  |  | 0 | 0
MC014-B03 | MC014-B03/D6 | Domestic hot water secondary pump |  |  |  |  | Energy sensor | D6 |  |  |  | MC014 | Bowland Hall |  |  | 0 | 0
MC014-B03 | MC014-B03/e1 | Supervisor |  |  |  |  | Energy sensor | e1 |  |  |  | MC014 | Bowland Hall |  |  | 0 | 0
MC014-B03 | MC014-B03/F1 | 1st stage frost enabled |  |  | 0 = Off, 1 = On |  | Energy sensor | F1 |  |  |  | MC014 | Bowland Hall |  |  | 0 | 0
MC014-B03 | MC014-B03/F10 | Function 10 |  |  |  |  | Energy sensor | F10 |  |  |  | MC014 | Bowland Hall |  |  | 0 | 0
MC014-B03 | MC014-B03/F11 | Function 11 |  |  |  |  | Energy sensor | F11 |  |  |  | MC014 | Bowland Hall |  |  | 0 | 0
MC014-B03 | MC014-B03/F12 | Function 12 |  |  |  |  | Energy sensor | F12 |  |  |  | MC014 | Bowland Hall |  |  | 0 | 0
MC014-B03 | MC014-B03/F13 | limit at |  |  |  |  | Energy sensor | F13 |  |  |  | MC014 | Bowland Hall |  |  | 0 | 0
MC014-B03 | MC014-B03/F14 | Function 14 |  |  |  |  | Energy sensor | F14 |  |  |  | MC014 | Bowland Hall |  |  | 0 | 0
MC014-B03 | MC014-B03/F15 | Function 15 |  |  |  |  | Energy sensor | F15 |  |  |  | MC014 | Bowland Hall |  |  | 0 | 0
MC014-B03 | MC014-B03/F16 | Function 16 |  |  |  |  | Energy sensor | F16 |  |  |  | MC014 | Bowland Hall |  |  | 0 | 0
MC014-B03 | MC014-B03/F17 | Function 17 |  |  |  |  | Energy sensor | F17 |  |  |  | MC014 | Bowland Hall |  |  | 0 | 0
MC014-B03 | MC014-B03/F18 | Function 18 |  |  |  |  | Energy sensor | F18 |  |  |  | MC014 | Bowland Hall |  |  | 0 | 0
MC014-B03 | MC014-B03/F19 | Room high limit |  |  |  |  | Energy sensor | F19 |  |  |  | MC014 | Bowland Hall |  |  | 0 | 0
MC014-B03 | MC014-B03/F2 | 2nd stage frost protection enabled |  |  |  |  | Energy sensor | F2 |  |  |  | MC014 | Bowland Hall |  |  | 0 | 0
MC014-B03 | MC014-B03/F20 | Function 20 |  |  |  |  | Energy sensor | F20 |  |  |  | MC014 | Bowland Hall |  |  | 0 | 0
MC014-B03 | MC014-B03/F21 | Function 21 |  |  |  |  | Energy sensor | F21 |  |  |  | MC014 | Bowland Hall |  |  | 0 | 0
MC014-B03 | MC014-B03/F22 | Calculated variable temperature circuit setpoint |  |  | Degrees Celsius |  | Energy sensor | F22 |  |  |  | MC014 | Bowland Hall |  |  | 0 | 0
MC014-B03 | MC014-B03/F23 | Function 23 |  |  |  |  | Energy sensor | F23 |  |  |  | MC014 | Bowland Hall |  |  | 0 | 0
MC014-B03 | MC014-B03/F24 | Function 24 |  |  |  |  | Energy sensor | F24 |  |  |  | MC014 | Bowland Hall |  |  | 0 | 0
MC014-B03 | MC014-B03/F25 | Function 25 |  |  |  |  | Energy sensor | F25 |  |  |  | MC014 | Bowland Hall |  |  | 0 | 0
MC014-B03 | MC014-B03/F26 | Function 26 |  |  |  |  | Energy sensor | F26 |  |  |  | MC014 | Bowland Hall |  |  | 0 | 0
MC014-B03 | MC014-B03/F27 | Function 27 |  |  |  |  | Energy sensor | F27 |  |  |  | MC014 | Bowland Hall |  |  | 0 | 0
MC014-B03 | MC014-B03/F28 | Lead boiler enable |  |  | 0 = Off, 1 = On |  | Energy sensor | F28 |  |  |  | MC014 | Bowland Hall |  |  | 0 | 0
MC014-B03 | MC014-B03/F3 | 3rd stage frost enabled |  |  |  |  | Energy sensor | F3 |  |  |  | MC014 | Bowland Hall |  |  | 0 | 0
MC014-B03 | MC014-B03/F30 | Function 30 |  |  |  |  | Energy sensor | F30 |  |  |  | MC014 | Bowland Hall |  |  | 0 | 0
MC014-B03 | MC014-B03/F4 | Economy off enabled |  |  | 0 = Off, 1 = On |  | Energy sensor | F4 |  |  |  | MC014 | Bowland Hall |  |  | 0 | 0
MC014-B03 | MC014-B03/F5 | Function 5 |  |  |  |  | Energy sensor | F5 |  |  |  | MC014 | Bowland Hall |  |  | 0 | 0
MC014-B03 | MC014-B03/F6 | 1 hour |  |  |  |  | Energy sensor | F6 |  |  |  | MC014 | Bowland Hall |  |  | 0 | 0
MC014-B03 | MC014-B03/F7 | Function 7 |  |  |  |  | Energy sensor | F7 |  |  |  | MC014 | Bowland Hall |  |  | 0 | 0
MC014-B03 | MC014-B03/F8 | Function 8 |  |  |  |  | Energy sensor | F8 |  |  |  | MC014 | Bowland Hall |  |  | 0 | 0
MC014-B03 | MC014-B03/F9 | Function 9 |  |  |  |  | Energy sensor | F9 |  |  |  | MC014 | Bowland Hall |  |  | 0 | 0
MC014-B03 | MC014-B03/G1 | Logic 1 |  |  |  |  | Energy sensor | G1 |  |  |  | MC014 | Bowland Hall |  |  | 0 | 0
MC014-B03 | MC014-B03/G10 | Boiler heating hot water service enable |  |  | 0 = Off, 1 = On |  | Energy sensor | G10 |  |  |  | MC014 | Bowland Hall |  |  | 0 | 0
MC014-B03 | MC014-B03/G12 | Logic 12 |  |  |  |  | Energy sensor | G12 |  |  |  | MC014 | Bowland Hall |  |  | 0 | 0
MC014-B03 | MC014-B03/G14 | Logic 14 |  |  |  |  | Energy sensor | G14 |  |  |  | MC014 | Bowland Hall |  |  | 0 | 0
MC014-B03 | MC014-B03/G15 | Logic 15 |  |  |  |  | Energy sensor | G15 |  |  |  | MC014 | Bowland Hall |  |  | 0 | 0
MC014-B03 | MC014-B03/G16 | Domestic hot water demand |  |  |  |  | Energy sensor | G16 |  |  |  | MC014 | Bowland Hall |  |  | 0 | 0
MC014-B03 | MC014-B03/G17 | Logic 17 |  |  |  |  | Energy sensor | G17 |  |  |  | MC014 | Bowland Hall |  |  | 0 | 0
MC014-B03 | MC014-B03/G18 | Heat dissipation |  |  |  |  | Energy sensor | G18 |  |  |  | MC014 | Bowland Hall |  |  | 0 | 0
MC014-B03 | MC014-B03/G19 | Logic 19 |  |  |  |  | Energy sensor | G19 |  |  |  | MC014 | Bowland Hall |  |  | 0 | 0
MC014-B03 | MC014-B03/G2 | Logic 2 |  |  |  |  | Energy sensor | G2 |  |  |  | MC014 | Bowland Hall |  |  | 0 | 0
MC014-B03 | MC014-B03/G20 | 2nd stage frost protection enabled |  |  |  |  | Energy sensor | G20 |  |  |  | MC014 | Bowland Hall |  |  | 0 | 0
MC014-B03 | MC014-B03/G21 | Logic 21 |  |  |  |  | Energy sensor | G21 |  |  |  | MC014 | Bowland Hall |  |  | 0 | 0
MC014-B03 | MC014-B03/G22 | Hot water service enable |  |  | 0 = Off, 1 = On |  | Energy sensor | G22 |  |  |  | MC014 | Bowland Hall |  |  | 0 | 0
MC014-B03 | MC014-B03/G23 | Heating enable |  |  | 0 = Off, 1 = On |  | Energy sensor | G23 |  |  |  | MC014 | Bowland Hall |  |  | 0 | 0
MC014-B03 | MC014-B03/G24 | Logic 24 |  |  |  |  | Energy sensor | G24 |  |  |  | MC014 | Bowland Hall |  |  | 0 | 0
MC014-B03 | MC014-B03/G26 | Logic 26 |  |  |  |  | Energy sensor | G26 |  |  |  | MC014 | Bowland Hall |  |  | 0 | 0
MC014-B03 | MC014-B03/G27 | Logic 27 |  |  |  |  | Energy sensor | G27 |  |  |  | MC014 | Bowland Hall |  |  | 0 | 0
MC014-B03 | MC014-B03/G28 | Logic 28 |  |  |  |  | Energy sensor | G28 |  |  |  | MC014 | Bowland Hall |  |  | 0 | 0
MC014-B03 | MC014-B03/G3 | Logic 3 |  |  |  |  | Energy sensor | G3 |  |  |  | MC014 | Bowland Hall |  |  | 0 | 0
MC014-B03 | MC014-B03/G4 | Logic 4 |  |  |  |  | Energy sensor | G4 |  |  |  | MC014 | Bowland Hall |  |  | 0 | 0
MC014-B03 | MC014-B03/G6 | Logic 6 |  |  |  |  | Energy sensor | G6 |  |  |  | MC014 | Bowland Hall |  |  | 0 | 0
MC014-B03 | MC014-B03/G7 | boiler start delay for HWS val |  |  |  |  | Energy sensor | G7 |  |  |  | MC014 | Bowland Hall |  |  | 0 | 0
MC014-B03 | MC014-B03/G8 | Logic 8 |  |  |  |  | Energy sensor | G8 |  |  |  | MC014 | Bowland Hall |  |  | 0 | 0
MC014-B03 | MC014-B03/G9 | Boost |  |  | 0 = Off, 1 = On |  | Energy sensor | G9 |  |  |  | MC014 | Bowland Hall |  |  | 0 | 0
MC014-B03 | MC014-B03/I1 | Bowland Hall 3 Boiler Failed |  |  |  |  | Energy sensor | I1 |  |  |  | MC014 | Bowland Hall |  |  | 0 | 0
MC014-B03 | MC014-B03/I2 | Boiler on |  |  | 0 = Off, 1 = On |  | Energy sensor | I2 |  |  |  | MC014 | Bowland Hall |  |  | 0 | 0
MC014-B03 | MC014-B03/I3 | Hand or automatic |  |  |  |  | Energy sensor | I3 |  |  |  | MC014 | Bowland Hall |  |  | 0 | 0
MC014-B03 | MC014-B03/K1 | 1st stage frost setpoint |  |  |  |  | Energy sensor | K1 |  |  |  | MC014 | Bowland Hall |  |  | 0 | 0
MC014-B03 | MC014-B03/K10 | Boiler Valve Diff |  |  |  |  | Energy sensor | K10 |  |  |  | MC014 | Bowland Hall |  |  | 0 | 0
MC014-B03 | MC014-B03/K11 | Boiler fail alarm limit |  |  |  |  | Energy sensor | K11 |  |  |  | MC014 | Bowland Hall |  |  | 0 | 0
MC014-B03 | MC014-B03/K12 | Boiler fail alarm timer |  |  |  |  | Energy sensor | K12 |  |  |  | MC014 | Bowland Hall |  |  | 0 | 0
MC014-B03 | MC014-B03/K13 | Domestic hot water servvice setpoint |  |  |  |  | Energy sensor | K13 |  |  |  | MC014 | Bowland Hall |  |  | 0 | 0
MC014-B03 | MC014-B03/K14 | Space Hil Limit Diff |  |  |  |  | Energy sensor | K14 |  |  |  | MC014 | Bowland Hall |  |  | 0 | 0
MC014-B03 | MC014-B03/K16 | Hot water service dead band |  |  |  |  | Energy sensor | K16 |  |  |  | MC014 | Bowland Hall |  |  | 0 | 0
MC014-B03 | MC014-B03/K17 | Boiler temperature setpoint |  |  | Degrees Celsius |  | Energy sensor | K17 |  |  |  | MC014 | Bowland Hall |  |  | 0 | 0
MC014-B03 | MC014-B03/K2 | 2nd stage frost setpoint |  |  | Degrees Celsius |  | Energy sensor | K2 |  |  |  | MC014 | Bowland Hall |  |  | 0 | 0
MC014-B03 | MC014-B03/K3 | 3rd stage frost setpoint |  |  | 0 = Off, 1 = On |  | Energy sensor | K3 |  |  |  | MC014 | Bowland Hall |  |  | 0 | 0
MC014-B03 | MC014-B03/K4 | Outside air temperature economy off setpoint |  |  |  |  | Energy sensor | K4 |  |  |  | MC014 | Bowland Hall |  |  | 0 | 0
MC014-B03 | MC014-B03/K5 | Occupied setpoint |  |  |  |  | Energy sensor | K5 |  |  |  | MC014 | Bowland Hall |  |  | 0 | 0
MC014-B03 | MC014-B03/K6 | VT Flow@0 degC |  |  |  |  | Energy sensor | K6 |  |  |  | MC014 | Bowland Hall |  |  | 0 | 0
MC014-B03 | MC014-B03/K7 | VT Flow@ 20oC OAT |  |  |  |  | Energy sensor | K7 |  |  |  | MC014 | Bowland Hall |  |  | 0 | 0
MC014-B03 | MC014-B03/K8 | Room influence |  |  |  |  | Energy sensor | K8 |  |  |  | MC014 | Bowland Hall |  |  | 0 | 0
MC014-B03 | MC014-B03/K9 | Boiler hot water service diff |  |  |  |  | Energy sensor | K9 |  |  |  | MC014 | Bowland Hall |  |  | 0 | 0
MC014-B03 | MC014-B03/L1 | Loop 1 |  |  |  |  | Energy sensor | L1 |  |  |  | MC014 | Bowland Hall |  |  | 0 | 0
MC014-B03 | MC014-B03/L3 | compensator |  |  |  |  | Energy sensor | L3 |  |  |  | MC014 | Bowland Hall |  |  | 0 | 0
MC014-B03 | MC014-B03/L4 | [5 empty] | Energy sensor | L4 |  |  |  | MC014 | Bowland Hall |  |  | 0 | 0
MC014-B03 | MC014-B03/n1 | TREND_0E_1E_95 |  |  |  |  | Energy sensor | n1 |  |  |  | MC014 | Bowland Hall |  |  | 0 | 0
MC014-B03 | MC014-B03/O1 | Heating times |  |  |  |  | Energy sensor | O1 |  |  |  | MC014 | Bowland Hall |  |  | 0 | 0
MC014-B03 | MC014-B03/o1 | Alarm Route 1 |  |  |  |  | Energy sensor | o1 |  |  |  | MC014 | Bowland Hall |  |  | 0 | 0
MC014-B03 | MC014-B03/o2 | Alarm Route 2 |  |  |  |  | Energy sensor | o2 |  |  |  | MC014 | Bowland Hall |  |  | 0 | 0
MC014-B03 | MC014-B03/o3 | Alarm Route 3 |  |  |  |  | Energy sensor | o3 |  |  |  | MC014 | Bowland Hall |  |  | 0 | 0
MC014-B03 | MC014-B03/P1 | Outside air temperature |  |  | Degrees Celsius |  | Energy sensor | P1 |  |  |  | MC014 | Bowland Hall |  |  | 0 | 0
MC014-B03 | MC014-B03/P2 | Room temperature |  |  | Degrees Celsius |  | Energy sensor | P2 |  |  |  | MC014 | Bowland Hall |  |  | 0 | 0
MC014-B03 | MC014-B03/P3 | Variable temperature circuit flow temperature |  |  | Degrees Celsius |  | Energy sensor | P3 |  |  |  | MC014 | Bowland Hall |  |  | 0 | 0
MC014-B03 | MC014-B03/P4 | Domestic hot water service temperature |  |  | Degrees Celsius |  | Energy sensor | P4 |  |  |  | MC014 | Bowland Hall |  |  | 0 | 0
MC014-B03 | MC014-B03/P5 | Boiler on |  |  | 0 = Off, 1 = On |  | Energy sensor | P5 |  |  |  | MC014 | Bowland Hall |  |  | 0 | 0
MC014-B03 | MC014-B03/P6 | Boiler temperature |  |  | Degrees Celsius |  | Energy sensor | P6 |  |  |  | MC014 | Bowland Hall |  |  | 0 | 0
MC014-B03 | MC014-B03/Q1 | Sequence Table 1 |  |  |  |  | Energy sensor | Q1 |  |  |  | MC014 | Bowland Hall |  |  | 0 | 0
MC014-B03 | MC014-B03/S1 | Outside air temperature |  |  | Degrees Celsius |  | Energy sensor | S1 |  |  |  | MC014 | Bowland Hall |  |  | 0 | 0
MC014-B03 | MC014-B03/S10 | Calculated temperature variable temperature circuit flow |  |  |  |  | Energy sensor | S10 |  |  |  | MC014 | Bowland Hall |  |  | 0 | 0
MC014-B03 | MC014-B03/S2 | Room temperature |  |  | Degrees Celsius |  | Energy sensor | S2 |  |  |  | MC014 | Bowland Hall |  |  | 0 | 0
MC014-B03 | MC014-B03/S3 | Variable temperature circuit flow temperature |  |  | Degrees Celsius |  | Energy sensor | S3 |  |  |  | MC014 | Bowland Hall |  |  | 0 | 0
MC014-B03 | MC014-B03/S4 | Domestic hot water service temperature |  |  | Degrees Celsius |  | Energy sensor | S4 |  |  |  | MC014 | Bowland Hall |  |  | 0 | 0
MC014-B03 | MC014-B03/S5 | Boiler temperature |  |  | Degrees Celsius |  | Energy sensor | S5 |  |  |  | MC014 | Bowland Hall |  |  | 0 | 0
MC014-B03 | MC014-B03/S6 | Boiler on |  |  | 0 = Off, 1 = On |  | Energy sensor | S6 |  |  |  | MC014 | Bowland Hall |  |  | 0 | 0
MC014-B03 | MC014-B03/V1 | [5 empty] | Energy sensor | V1 |  |  |  | MC014 | Bowland Hall |  |  | 0 | 0
MC014-B03 | MC014-B03/W2 | Summer winter switch |  |  | S = Summer, W = Winter |  | Energy sensor | W2 |  |  |  | MC014 | Bowland Hall |  |  | 0 | 0
MC014-B03 | MC014-B03/W3 | Hol Auto A=On |  |  |  |  | Energy sensor | W3 |  |  |  | MC014 | Bowland Hall |  |  | 0 | 0
MC014-B03 | MC014-B03/Y1 | Satchwell T Range |  |  |  |  | Energy sensor | Y1 |  |  |  | MC014 | Bowland Hall |  |  | 0 | 0
MC014-B03 | MC014-B03/Y2 | Thermistor TBTC |  |  |  |  | Energy sensor | Y2 |  |  |  | MC014 | Bowland Hall |  |  | 0 | 0
MC014-B03 | MC014-B03/Z1 | Heating times |  |  |  |  | Energy sensor | Z1 |  |  |  | MC014 | Bowland Hall |  |  | 0 | 0
MC014-B03 | MC014-B03/Z2 | Domestic hot water service times |  |  |  |  | Energy sensor | Z2 |  |  |  | MC014 | Bowland Hall |  |  | 0 | 0
MC065-B04 | MC065-B04/A1 | Analogue Node 1 |  |  |  |  | Energy sensor | A1 |  |  |  | MC065 | Library |  |  | 0 | 0
MC065-B04 | MC065-B04/A2 | Analogue Node 2 |  |  |  |  | Energy sensor | A2 |  |  |  | MC065 | Library |  |  | 0 | 0
MC065-B04 | MC065-B04/C1 | Virtual CNC 1 |  |  |  |  | Energy sensor | C1 |  |  |  | MC065 | Library |  |  | 0 | 0
MC065-B04 | MC065-B04/D1 | AHU 3 Supply Fans En |  |  |  |  | Energy sensor | D1 |  |  |  | MC065 | Library |  |  | 0 | 0
MC065-B04 | MC065-B04/D10 | AHU 3 Humidifier Supply Demand |  |  |  |  | Energy sensor | D10 |  |  |  | MC065 | Library |  |  | 0 | 0
MC065-B04 | MC065-B04/D11 | AHU 4 Supply Fan En |  |  |  |  | Energy sensor | D11 |  |  |  | MC065 | Library |  |  | 0 | 0
MC065-B04 | MC065-B04/D12 | AHU 4 Extract Fan En |  |  |  |  | Energy sensor | D12 |  |  |  | MC065 | Library |  |  | 0 | 0
MC065-B04 | MC065-B04/D13 | AHU 4 EHB En |  |  |  |  | Energy sensor | D13 |  |  |  | MC065 | Library |  |  | 0 | 0
MC065-B04 | MC065-B04/D14 | AHU 4 EHB Demand |  |  |  |  | Energy sensor | D14 |  |  |  | MC065 | Library |  |  | 0 | 0
MC065-B04 | MC065-B04/D15 | AHU 4 Sply Dmpr |  |  |  |  | Energy sensor | D15 |  |  |  | MC065 | Library |  |  | 0 | 0
MC065-B04 | MC065-B04/D16 | AHU 4 Recirc Dmpr |  |  |  |  | Energy sensor | D16 |  |  |  | MC065 | Library |  |  | 0 | 0
MC065-B04 | MC065-B04/D17 | AHU 4 Extr Dmpr |  |  |  |  | Energy sensor | D17 |  |  |  | MC065 | Library |  |  | 0 | 0
MC065-B04 | MC065-B04/D19 | Control Panel Fan En |  |  |  |  | Energy sensor | D19 |  |  |  | MC065 | Library |  |  | 0 | 0
MC065-B04 | MC065-B04/D2 | AHU 3 Extract Fans En |  |  |  |  | Energy sensor | D2 |  |  |  | MC065 | Library |  |  | 0 | 0
MC065-B04 | MC065-B04/D3 | AHU 3 EHB En |  |  |  |  | Energy sensor | D3 |  |  |  | MC065 | Library |  |  | 0 | 0
MC065-B04 | MC065-B04/D4 | AHU 3 EHB Demand |  |  |  |  | Energy sensor | D4 |  |  |  | MC065 | Library |  |  | 0 | 0
MC065-B04 | MC065-B04/D5 | AHU 3 Sply Dmpr |  |  |  |  | Energy sensor | D5 |  |  |  | MC065 | Library |  |  | 0 | 0
MC065-B04 | MC065-B04/D6 | AHU 3 Recirc Dmpr |  |  |  |  | Energy sensor | D6 |  |  |  | MC065 | Library |  |  | 0 | 0
MC065-B04 | MC065-B04/D7 | AHU 3 Extr Dmpr |  |  |  |  | Energy sensor | D7 |  |  |  | MC065 | Library |  |  | 0 | 0
MC065-B04 | MC065-B04/D8 | AHU 3 Cooling Valve |  |  |  |  | Energy sensor | D8 |  |  |  | MC065 | Library |  |  | 0 | 0
MC065-B04 | MC065-B04/D9 | AHU 3 Humidifier En |  |  |  |  | Energy sensor | D9 |  |  |  | MC065 | Library |  |  | 0 | 0
MC065-B04 | MC065-B04/e1 | Supervisor |  |  |  |  | Energy sensor | e1 |  |  |  | MC065 | Library |  |  | 0 | 0
MC065-B04 | MC065-B04/F1 | Is 4Dix Value Changing |  |  |  |  | Energy sensor | F1 |  |  |  | MC065 | Library |  |  | 0 | 0
MC065-B04 | MC065-B04/F10 | Function 10 |  |  |  |  | Energy sensor | F10 |  |  |  | MC065 | Library |  |  | 0 | 0
MC065-B04 | MC065-B04/F100 | Function 100 |  |  |  |  | Energy sensor | F100 |  |  |  | MC065 | Library |  |  | 0 | 0
MC065-B04 | MC065-B04/F101 | Function 101 |  |  |  |  | Energy sensor | F101 |  |  |  | MC065 | Library |  |  | 0 | 0
MC065-B04 | MC065-B04/F102 | Function 102 |  |  |  |  | Energy sensor | F102 |  |  |  | MC065 | Library |  |  | 0 | 0
MC065-B04 | MC065-B04/F103 | Function 103 |  |  |  |  | Energy sensor | F103 |  |  |  | MC065 | Library |  |  | 0 | 0
MC065-B04 | MC065-B04/F11 | Function 11 |  |  |  |  | Energy sensor | F11 |  |  |  | MC065 | Library |  |  | 0 | 0
MC065-B04 | MC065-B04/F12 | Function 12 |  |  |  |  | Energy sensor | F12 |  |  |  | MC065 | Library |  |  | 0 | 0
MC065-B04 | MC065-B04/F13 | Function 13 |  |  |  |  | Energy sensor | F13 |  |  |  | MC065 | Library |  |  | 0 | 0
MC065-B04 | MC065-B04/F14 | Function 14 |  |  |  |  | Energy sensor | F14 |  |  |  | MC065 | Library |  |  | 0 | 0
MC065-B04 | MC065-B04/F15 | Function 15 |  |  |  |  | Energy sensor | F15 |  |  |  | MC065 | Library |  |  | 0 | 0
MC065-B04 | MC065-B04/F16 | Function 16 |  |  |  |  | Energy sensor | F16 |  |  |  | MC065 | Library |  |  | 0 | 0
MC065-B04 | MC065-B04/F17 | Function 17 |  |  |  |  | Energy sensor | F17 |  |  |  | MC065 | Library |  |  | 0 | 0
MC065-B04 | MC065-B04/F18 | Function 18 |  |  |  |  | Energy sensor | F18 |  |  |  | MC065 | Library |  |  | 0 | 0
MC065-B04 | MC065-B04/F19 | Function 19 |  |  |  |  | Energy sensor | F19 |  |  |  | MC065 | Library |  |  | 0 | 0
MC065-B04 | MC065-B04/F2 | 4Dix Previous Value |  |  |  |  | Energy sensor | F2 |  |  |  | MC065 | Library |  |  | 0 | 0
MC065-B04 | MC065-B04/F20 | Function 20 |  |  |  |  | Energy sensor | F20 |  |  |  | MC065 | Library |  |  | 0 | 0
MC065-B04 | MC065-B04/F21 | AHU3 Htg Dmd |  |  |  |  | Energy sensor | F21 |  |  |  | MC065 | Library |  |  | 0 | 0
MC065-B04 | MC065-B04/F22 | AHU3 Clg Dmd |  |  |  |  | Energy sensor | F22 |  |  |  | MC065 | Library |  |  | 0 | 0
MC065-B04 | MC065-B04/F23 | Function 23 |  |  |  |  | Energy sensor | F23 |  |  |  | MC065 | Library |  |  | 0 | 0
MC065-B04 | MC065-B04/F24 | Function 24 |  |  |  |  | Energy sensor | F24 |  |  |  | MC065 | Library |  |  | 0 | 0
MC065-B04 | MC065-B04/F25 | Function 25 |  |  |  |  | Energy sensor | F25 |  |  |  | MC065 | Library |  |  | 0 | 0
MC065-B04 | MC065-B04/F26 | Function 26 |  |  |  |  | Energy sensor | F26 |  |  |  | MC065 | Library |  |  | 0 | 0
MC065-B04 | MC065-B04/F27 | Function 27 |  |  |  |  | Energy sensor | F27 |  |  |  | MC065 | Library |  |  | 0 | 0
MC065-B04 | MC065-B04/F28 | AHU3 Hum Dmd |  |  |  |  | Energy sensor | F28 |  |  |  | MC065 | Library |  |  | 0 | 0
MC065-B04 | MC065-B04/F29 | AHU3 DeHum Dmd |  |  |  |  | Energy sensor | F29 |  |  |  | MC065 | Library |  |  | 0 | 0
MC065-B04 | MC065-B04/F3 | 4Dix Stable Value |  |  |  |  | Energy sensor | F3 |  |  |  | MC065 | Library |  |  | 0 | 0
MC065-B04 | MC065-B04/F30 | Function 30 |  |  |  |  | Energy sensor | F30 |  |  |  | MC065 | Library |  |  | 0 | 0
MC065-B04 | MC065-B04/F31 | Function 31 |  |  |  |  | Energy sensor | F31 |  |  |  | MC065 | Library |  |  | 0 | 0
MC065-B04 | MC065-B04/F32 | Function 32 |  |  |  |  | Energy sensor | F32 |  |  |  | MC065 | Library |  |  | 0 | 0
MC065-B04 | MC065-B04/F33 | Function 33 |  |  |  |  | Energy sensor | F33 |  |  |  | MC065 | Library |  |  | 0 | 0
MC065-B04 | MC065-B04/F34 | Function 34 |  |  |  |  | Energy sensor | F34 |  |  |  | MC065 | Library |  |  | 0 | 0
MC065-B04 | MC065-B04/F35 | Function 35 |  |  |  |  | Energy sensor | F35 |  |  |  | MC065 | Library |  |  | 0 | 0
MC065-B04 | MC065-B04/F36 | AHU3 Htg Dmd |  |  |  |  | Energy sensor | F36 |  |  |  | MC065 | Library |  |  | 0 | 0
MC065-B04 | MC065-B04/F37 | AHU3 Clg Dmd |  |  |  |  | Energy sensor | F37 |  |  |  | MC065 | Library |  |  | 0 | 0
MC065-B04 | MC065-B04/F38 | Function 38 |  |  |  |  | Energy sensor | F38 |  |  |  | MC065 | Library |  |  | 0 | 0
MC065-B04 | MC065-B04/F39 | Function 39 |  |  |  |  | Energy sensor | F39 |  |  |  | MC065 | Library |  |  | 0 | 0
MC065-B04 | MC065-B04/F4 | 4Dix Value Decoder |  |  |  |  | Energy sensor | F4 |  |  |  | MC065 | Library |  |  | 0 | 0
MC065-B04 | MC065-B04/F40 | AHU3 Hum Dmd |  |  |  |  | Energy sensor | F40 |  |  |  | MC065 | Library |  |  | 0 | 0
MC065-B04 | MC065-B04/F41 | AHU3 DeHum Dmd |  |  |  |  | Energy sensor | F41 |  |  |  | MC065 | Library |  |  | 0 | 0
MC065-B04 | MC065-B04/F42 | Function 42 |  |  |  |  | Energy sensor | F42 |  |  |  | MC065 | Library |  |  | 0 | 0
MC065-B04 | MC065-B04/F43 | Function 43 |  |  |  |  | Energy sensor | F43 |  |  |  | MC065 | Library |  |  | 0 | 0
MC065-B04 | MC065-B04/F44 | Function 44 |  |  |  |  | Energy sensor | F44 |  |  |  | MC065 | Library |  |  | 0 | 0
MC065-B04 | MC065-B04/F45 | Function 45 |  |  |  |  | Energy sensor | F45 |  |  |  | MC065 | Library |  |  | 0 | 0
MC065-B04 | MC065-B04/F46 | AHU Clg Vlv |  |  |  |  | Energy sensor | F46 |  |  |  | MC065 | Library |  |  | 0 | 0
MC065-B04 | MC065-B04/F47 | Function 47 |  |  |  |  | Energy sensor | F47 |  |  |  | MC065 | Library |  |  | 0 | 0
MC065-B04 | MC065-B04/F48 | Function 48 |  |  |  |  | Energy sensor | F48 |  |  |  | MC065 | Library |  |  | 0 | 0
MC065-B04 | MC065-B04/F49 | Function 49 |  |  |  |  | Energy sensor | F49 |  |  |  | MC065 | Library |  |  | 0 | 0
MC065-B04 | MC065-B04/F5 | Function 5 |  |  |  |  | Energy sensor | F5 |  |  |  | MC065 | Library |  |  | 0 | 0
MC065-B04 | MC065-B04/F50 | Function 50 |  |  |  |  | Energy sensor | F50 |  |  |  | MC065 | Library |  |  | 0 | 0
MC065-B04 | MC065-B04/F51 | Function 51 |  |  |  |  | Energy sensor | F51 |  |  |  | MC065 | Library |  |  | 0 | 0
MC065-B04 | MC065-B04/F52 | Function 52 |  |  |  |  | Energy sensor | F52 |  |  |  | MC065 | Library |  |  | 0 | 0
MC065-B04 | MC065-B04/F53 | Function 53 |  |  |  |  | Energy sensor | F53 |  |  |  | MC065 | Library |  |  | 0 | 0
MC065-B04 | MC065-B04/F54 | Function 54 |  |  |  |  | Energy sensor | F54 |  |  |  | MC065 | Library |  |  | 0 | 0
MC065-B04 | MC065-B04/F55 | Function 55 |  |  |  |  | Energy sensor | F55 |  |  |  | MC065 | Library |  |  | 0 | 0
MC065-B04 | MC065-B04/F56 | Function 56 |  |  |  |  | Energy sensor | F56 |  |  |  | MC065 | Library |  |  | 0 | 0
MC065-B04 | MC065-B04/F57 | Function 57 |  |  |  |  | Energy sensor | F57 |  |  |  | MC065 | Library |  |  | 0 | 0
MC065-B04 | MC065-B04/F58 | Function 58 |  |  |  |  | Energy sensor | F58 |  |  |  | MC065 | Library |  |  | 0 | 0
MC065-B04 | MC065-B04/F59 | Function 59 |  |  |  |  | Energy sensor | F59 |  |  |  | MC065 | Library |  |  | 0 | 0
MC065-B04 | MC065-B04/F6 | Archive Z3 Sply Temp |  |  | Degrees Celsius |  | Energy sensor | F6 |  |  |  | MC065 | Library |  |  | 0 | 0
MC065-B04 | MC065-B04/F60 | Function 60 |  |  |  |  | Energy sensor | F60 |  |  |  | MC065 | Library |  |  | 0 | 0
MC065-B04 | MC065-B04/F61 | Function 61 |  |  |  |  | Energy sensor | F61 |  |  |  | MC065 | Library |  |  | 0 | 0
MC065-B04 | MC065-B04/F62 | Function 62 |  |  |  |  | Energy sensor | F62 |  |  |  | MC065 | Library |  |  | 0 | 0
MC065-B04 | MC065-B04/F63 | Function 63 |  |  |  |  | Energy sensor | F63 |  |  |  | MC065 | Library |  |  | 0 | 0
MC065-B04 | MC065-B04/F64 | Function 64 |  |  |  |  | Energy sensor | F64 |  |  |  | MC065 | Library |  |  | 0 | 0
MC065-B04 | MC065-B04/F65 | Function 65 |  |  |  |  | Energy sensor | F65 |  |  |  | MC065 | Library |  |  | 0 | 0
MC065-B04 | MC065-B04/F66 | Function 66 |  |  |  |  | Energy sensor | F66 |  |  |  | MC065 | Library |  |  | 0 | 0
MC065-B04 | MC065-B04/F67 | Function 67 |  |  |  |  | Energy sensor | F67 |  |  |  | MC065 | Library |  |  | 0 | 0
MC065-B04 | MC065-B04/F68 | Function 68 |  |  |  |  | Energy sensor | F68 |  |  |  | MC065 | Library |  |  | 0 | 0
MC065-B04 | MC065-B04/F69 | Function 69 |  |  |  |  | Energy sensor | F69 |  |  |  | MC065 | Library |  |  | 0 | 0
MC065-B04 | MC065-B04/F7 | Function 7 |  |  |  |  | Energy sensor | F7 |  |  |  | MC065 | Library |  |  | 0 | 0
MC065-B04 | MC065-B04/F70 | Function 70 |  |  |  |  | Energy sensor | F70 |  |  |  | MC065 | Library |  |  | 0 | 0
MC065-B04 | MC065-B04/F71 | Function 71 |  |  |  |  | Energy sensor | F71 |  |  |  | MC065 | Library |  |  | 0 | 0
MC065-B04 | MC065-B04/F72 | Function 72 |  |  |  |  | Energy sensor | F72 |  |  |  | MC065 | Library |  |  | 0 | 0
MC065-B04 | MC065-B04/F73 | AHU3 Htg Dmd |  |  |  |  | Energy sensor | F73 |  |  |  | MC065 | Library |  |  | 0 | 0
MC065-B04 | MC065-B04/F74 | AHU3 Clg Dmd |  |  |  |  | Energy sensor | F74 |  |  |  | MC065 | Library |  |  | 0 | 0
MC065-B04 | MC065-B04/F75 | Function 75 |  |  |  |  | Energy sensor | F75 |  |  |  | MC065 | Library |  |  | 0 | 0
MC065-B04 | MC065-B04/F76 | Function 76 |  |  |  |  | Energy sensor | F76 |  |  |  | MC065 | Library |  |  | 0 | 0
MC065-B04 | MC065-B04/F77 | Function 77 |  |  |  |  | Energy sensor | F77 |  |  |  | MC065 | Library |  |  | 0 | 0
MC065-B04 | MC065-B04/F78 | Function 78 |  |  |  |  | Energy sensor | F78 |  |  |  | MC065 | Library |  |  | 0 | 0
MC065-B04 | MC065-B04/F79 | AHU4 Htg Dmd |  |  |  |  | Energy sensor | F79 |  |  |  | MC065 | Library |  |  | 0 | 0
MC065-B04 | MC065-B04/F8 | Archive Z3 Sply Hum |  |  |  |  | Energy sensor | F8 |  |  |  | MC065 | Library |  |  | 0 | 0
MC065-B04 | MC065-B04/F80 | AHU4 Clg Dmd |  |  |  |  | Energy sensor | F80 |  |  |  | MC065 | Library |  |  | 0 | 0
MC065-B04 | MC065-B04/F81 | Function 81 |  |  |  |  | Energy sensor | F81 |  |  |  | MC065 | Library |  |  | 0 | 0
MC065-B04 | MC065-B04/F82 | Function 82 |  |  |  |  | Energy sensor | F82 |  |  |  | MC065 | Library |  |  | 0 | 0
MC065-B04 | MC065-B04/F83 | Function 83 |  |  |  |  | Energy sensor | F83 |  |  |  | MC065 | Library |  |  | 0 | 0
MC065-B04 | MC065-B04/F84 | Function 84 |  |  |  |  | Energy sensor | F84 |  |  |  | MC065 | Library |  |  | 0 | 0
MC065-B04 | MC065-B04/F85 | Function 85 |  |  |  |  | Energy sensor | F85 |  |  |  | MC065 | Library |  |  | 0 | 0
MC065-B04 | MC065-B04/F86 | Function 86 |  |  |  |  | Energy sensor | F86 |  |  |  | MC065 | Library |  |  | 0 | 0
MC065-B04 | MC065-B04/F87 | Function 87 |  |  |  |  | Energy sensor | F87 |  |  |  | MC065 | Library |  |  | 0 | 0
MC065-B04 | MC065-B04/F88 | Function 88 |  |  |  |  | Energy sensor | F88 |  |  |  | MC065 | Library |  |  | 0 | 0
MC065-B04 | MC065-B04/F89 | Function 89 |  |  |  |  | Energy sensor | F89 |  |  |  | MC065 | Library |  |  | 0 | 0
MC065-B04 | MC065-B04/F9 | Function 9 |  |  |  |  | Energy sensor | F9 |  |  |  | MC065 | Library |  |  | 0 | 0
MC065-B04 | MC065-B04/F90 | Function 90 |  |  |  |  | Energy sensor | F90 |  |  |  | MC065 | Library |  |  | 0 | 0
MC065-B04 | MC065-B04/F91 | Function 91 |  |  |  |  | Energy sensor | F91 |  |  |  | MC065 | Library |  |  | 0 | 0
MC065-B04 | MC065-B04/F92 | Function 92 |  |  |  |  | Energy sensor | F92 |  |  |  | MC065 | Library |  |  | 0 | 0
MC065-B04 | MC065-B04/F93 | Function 93 |  |  |  |  | Energy sensor | F93 |  |  |  | MC065 | Library |  |  | 0 | 0
MC065-B04 | MC065-B04/F94 | Function 94 |  |  |  |  | Energy sensor | F94 |  |  |  | MC065 | Library |  |  | 0 | 0
MC065-B04 | MC065-B04/F95 | Function 95 |  |  |  |  | Energy sensor | F95 |  |  |  | MC065 | Library |  |  | 0 | 0
MC065-B04 | MC065-B04/F96 | Function 96 |  |  |  |  | Energy sensor | F96 |  |  |  | MC065 | Library |  |  | 0 | 0
MC065-B04 | MC065-B04/F97 | Function 97 |  |  |  |  | Energy sensor | F97 |  |  |  | MC065 | Library |  |  | 0 | 0
MC065-B04 | MC065-B04/F98 | Function 98 |  |  |  |  | Energy sensor | F98 |  |  |  | MC065 | Library |  |  | 0 | 0
MC065-B04 | MC065-B04/F99 | Function 99 |  |  |  |  | Energy sensor | F99 |  |  |  | MC065 | Library |  |  | 0 | 0
MC065-B04 | MC065-B04/G1 | AHU3 Time |  |  |  |  | Energy sensor | G1 |  |  |  | MC065 | Library |  |  | 0 | 0
MC065-B04 | MC065-B04/G10 | Logic 10 |  |  |  |  | Energy sensor | G10 |  |  |  | MC065 | Library |  |  | 0 | 0
MC065-B04 | MC065-B04/G100 | Logic 100 |  |  |  |  | Energy sensor | G100 |  |  |  | MC065 | Library |  |  | 0 | 0
MC065-B04 | MC065-B04/G101 | Logic 101 |  |  |  |  | Energy sensor | G101 |  |  |  | MC065 | Library |  |  | 0 | 0
MC065-B04 | MC065-B04/G102 | Logic 102 |  |  |  |  | Energy sensor | G102 |  |  |  | MC065 | Library |  |  | 0 | 0
MC065-B04 | MC065-B04/G103 | Logic 103 |  |  |  |  | Energy sensor | G103 |  |  |  | MC065 | Library |  |  | 0 | 0
MC065-B04 | MC065-B04/G104 | Logic 104 |  |  |  |  | Energy sensor | G104 |  |  |  | MC065 | Library |  |  | 0 | 0
MC065-B04 | MC065-B04/G105 | Logic 105 |  |  |  |  | Energy sensor | G105 |  |  |  | MC065 | Library |  |  | 0 | 0
MC065-B04 | MC065-B04/G106 | Logic 106 |  |  |  |  | Energy sensor | G106 |  |  |  | MC065 | Library |  |  | 0 | 0
MC065-B04 | MC065-B04/G107 | Logic 107 |  |  |  |  | Energy sensor | G107 |  |  |  | MC065 | Library |  |  | 0 | 0
MC065-B04 | MC065-B04/G108 | Logic 108 |  |  |  |  | Energy sensor | G108 |  |  |  | MC065 | Library |  |  | 0 | 0
MC065-B04 | MC065-B04/G109 | Logic 109 |  |  |  |  | Energy sensor | G109 |  |  |  | MC065 | Library |  |  | 0 | 0
MC065-B04 | MC065-B04/G11 | AHU3 Extr Fan En |  |  |  |  | Energy sensor | G11 |  |  |  | MC065 | Library |  |  | 0 | 0
MC065-B04 | MC065-B04/G111 | Logic 111 |  |  |  |  | Energy sensor | G111 |  |  |  | MC065 | Library |  |  | 0 | 0
MC065-B04 | MC065-B04/G112 | Logic 112 |  |  |  |  | Energy sensor | G112 |  |  |  | MC065 | Library |  |  | 0 | 0
MC065-B04 | MC065-B04/G12 | Logic 12 |  |  |  |  | Energy sensor | G12 |  |  |  | MC065 | Library |  |  | 0 | 0
MC065-B04 | MC065-B04/G13 | Logic 13 |  |  |  |  | Energy sensor | G13 |  |  |  | MC065 | Library |  |  | 0 | 0
MC065-B04 | MC065-B04/G14 | AHU3 Sply Fan Reset |  |  |  |  | Energy sensor | G14 |  |  |  | MC065 | Library |  |  | 0 | 0
MC065-B04 | MC065-B04/G15 | Logic 15 |  |  |  |  | Energy sensor | G15 |  |  |  | MC065 | Library |  |  | 0 | 0
MC065-B04 | MC065-B04/G16 | Logic 16 |  |  |  |  | Energy sensor | G16 |  |  |  | MC065 | Library |  |  | 0 | 0
MC065-B04 | MC065-B04/G17 | Logic 17 |  |  |  |  | Energy sensor | G17 |  |  |  | MC065 | Library |  |  | 0 | 0
MC065-B04 | MC065-B04/G18 | Logic 18 |  |  |  |  | Energy sensor | G18 |  |  |  | MC065 | Library |  |  | 0 | 0
MC065-B04 | MC065-B04/G19 | AHU3 Extr Fan Reset |  |  |  |  | Energy sensor | G19 |  |  |  | MC065 | Library |  |  | 0 | 0
MC065-B04 | MC065-B04/G2 | Logic 2 |  |  |  |  | Energy sensor | G2 |  |  |  | MC065 | Library |  |  | 0 | 0
MC065-B04 | MC065-B04/G20 | Logic 20 |  |  |  |  | Energy sensor | G20 |  |  |  | MC065 | Library |  |  | 0 | 0
MC065-B04 | MC065-B04/G21 | Logic 21 |  |  |  |  | Energy sensor | G21 |  |  |  | MC065 | Library |  |  | 0 | 0
MC065-B04 | MC065-B04/G22 | Logic 22 |  |  |  |  | Energy sensor | G22 |  |  |  | MC065 | Library |  |  | 0 | 0
MC065-B04 | MC065-B04/G23 | Logic 23 |  |  |  |  | Energy sensor | G23 |  |  |  | MC065 | Library |  |  | 0 | 0
MC065-B04 | MC065-B04/G24 | AHU3 Sply Fan Duty |  |  |  |  | Energy sensor | G24 |  |  |  | MC065 | Library |  |  | 0 | 0
MC065-B04 | MC065-B04/G25 | Logic 25 |  |  |  |  | Energy sensor | G25 |  |  |  | MC065 | Library |  |  | 0 | 0
MC065-B04 | MC065-B04/G26 | Logic 26 |  |  |  |  | Energy sensor | G26 |  |  |  | MC065 | Library |  |  | 0 | 0
MC065-B04 | MC065-B04/G27 | Logic 27 |  |  |  |  | Energy sensor | G27 |  |  |  | MC065 | Library |  |  | 0 | 0
MC065-B04 | MC065-B04/G28 | Logic 28 |  |  |  |  | Energy sensor | G28 |  |  |  | MC065 | Library |  |  | 0 | 0
MC065-B04 | MC065-B04/G29 | AHU3 SF1 |  |  |  |  | Energy sensor | G29 |  |  |  | MC065 | Library |  |  | 0 | 0
MC065-B04 | MC065-B04/G3 | Logic 3 |  |  |  |  | Energy sensor | G3 |  |  |  | MC065 | Library |  |  | 0 | 0
MC065-B04 | MC065-B04/G30 | AHU3 SF2 |  |  |  |  | Energy sensor | G30 |  |  |  | MC065 | Library |  |  | 0 | 0
MC065-B04 | MC065-B04/G31 | Logic 31 |  |  |  |  | Energy sensor | G31 |  |  |  | MC065 | Library |  |  | 0 | 0
MC065-B04 | MC065-B04/G32 | Logic 32 |  |  |  |  | Energy sensor | G32 |  |  |  | MC065 | Library |  |  | 0 | 0
MC065-B04 | MC065-B04/G33 | AHU3 Extr Fan Duty |  |  |  |  | Energy sensor | G33 |  |  |  | MC065 | Library |  |  | 0 | 0
MC065-B04 | MC065-B04/G34 | Logic 34 |  |  |  |  | Energy sensor | G34 |  |  |  | MC065 | Library |  |  | 0 | 0
MC065-B04 | MC065-B04/G35 | Logic 35 |  |  |  |  | Energy sensor | G35 |  |  |  | MC065 | Library |  |  | 0 | 0
MC065-B04 | MC065-B04/G36 | Logic 36 |  |  |  |  | Energy sensor | G36 |  |  |  | MC065 | Library |  |  | 0 | 0
MC065-B04 | MC065-B04/G37 | Logic 37 |  |  |  |  | Energy sensor | G37 |  |  |  | MC065 | Library |  |  | 0 | 0
MC065-B04 | MC065-B04/G38 | AHU3 EF1 |  |  |  |  | Energy sensor | G38 |  |  |  | MC065 | Library |  |  | 0 | 0
MC065-B04 | MC065-B04/G39 | AHU3 EF2 |  |  |  |  | Energy sensor | G39 |  |  |  | MC065 | Library |  |  | 0 | 0
MC065-B04 | MC065-B04/G4 | Logic 4 |  |  |  |  | Energy sensor | G4 |  |  |  | MC065 | Library |  |  | 0 | 0
MC065-B04 | MC065-B04/G40 | AHU3 Sply Fan Flow |  |  |  |  | Energy sensor | G40 |  |  |  | MC065 | Library |  |  | 0 | 0
MC065-B04 | MC065-B04/G41 | AHU3 Extr Fan Flow |  |  |  |  | Energy sensor | G41 |  |  |  | MC065 | Library |  |  | 0 | 0
MC065-B04 | MC065-B04/G42 | Logic 42 |  |  |  |  | Energy sensor | G42 |  |  |  | MC065 | Library |  |  | 0 | 0
MC065-B04 | MC065-B04/G43 | AHU3 Dmpr Release |  |  |  |  | Energy sensor | G43 |  |  |  | MC065 | Library |  |  | 0 | 0
MC065-B04 | MC065-B04/G44 | AHU3 Control |  |  |  |  | Energy sensor | G44 |  |  |  | MC065 | Library |  |  | 0 | 0
MC065-B04 | MC065-B04/G45 | AHU3 Start |  |  |  |  | Energy sensor | G45 |  |  |  | MC065 | Library |  |  | 0 | 0
MC065-B04 | MC065-B04/G46 | Logic 46 |  |  |  |  | Energy sensor | G46 |  |  |  | MC065 | Library |  |  | 0 | 0
MC065-B04 | MC065-B04/G47 | Logic 47 |  |  |  |  | Energy sensor | G47 |  |  |  | MC065 | Library |  |  | 0 | 0
MC065-B04 | MC065-B04/G48 | Logic 48 |  |  |  |  | Energy sensor | G48 |  |  |  | MC065 | Library |  |  | 0 | 0
MC065-B04 | MC065-B04/G49 | Logic 49 |  |  |  |  | Energy sensor | G49 |  |  |  | MC065 | Library |  |  | 0 | 0
MC065-B04 | MC065-B04/G5 | Logic 5 |  |  |  |  | Energy sensor | G5 |  |  |  | MC065 | Library |  |  | 0 | 0
MC065-B04 | MC065-B04/G50 | Logic 50 |  |  |  |  | Energy sensor | G50 |  |  |  | MC065 | Library |  |  | 0 | 0
MC065-B04 | MC065-B04/G51 | Logic 51 |  |  |  |  | Energy sensor | G51 |  |  |  | MC065 | Library |  |  | 0 | 0
MC065-B04 | MC065-B04/G52 | Logic 52 |  |  |  |  | Energy sensor | G52 |  |  |  | MC065 | Library |  |  | 0 | 0
MC065-B04 | MC065-B04/G53 | Logic 53 |  |  |  |  | Energy sensor | G53 |  |  |  | MC065 | Library |  |  | 0 | 0
MC065-B04 | MC065-B04/G54 | Logic 54 |  |  |  |  | Energy sensor | G54 |  |  |  | MC065 | Library |  |  | 0 | 0
MC065-B04 | MC065-B04/G55 | Logic 55 |  |  |  |  | Energy sensor | G55 |  |  |  | MC065 | Library |  |  | 0 | 0
MC065-B04 | MC065-B04/G56 | Logic 56 |  |  |  |  | Energy sensor | G56 |  |  |  | MC065 | Library |  |  | 0 | 0
MC065-B04 | MC065-B04/G57 | Logic 57 |  |  |  |  | Energy sensor | G57 |  |  |  | MC065 | Library |  |  | 0 | 0
MC065-B04 | MC065-B04/G58 | Logic 58 |  |  |  |  | Energy sensor | G58 |  |  |  | MC065 | Library |  |  | 0 | 0
MC065-B04 | MC065-B04/G59 | Logic 59 |  |  |  |  | Energy sensor | G59 |  |  |  | MC065 | Library |  |  | 0 | 0
MC065-B04 | MC065-B04/G6 | AHU3 Reqd |  |  |  |  | Energy sensor | G6 |  |  |  | MC065 | Library |  |  | 0 | 0
MC065-B04 | MC065-B04/G60 | Logic 60 |  |  |  |  | Energy sensor | G60 |  |  |  | MC065 | Library |  |  | 0 | 0
MC065-B04 | MC065-B04/G61 | Logic 61 |  |  |  |  | Energy sensor | G61 |  |  |  | MC065 | Library |  |  | 0 | 0
MC065-B04 | MC065-B04/G62 | AHU3 Alarm En |  |  |  |  | Energy sensor | G62 |  |  |  | MC065 | Library |  |  | 0 | 0
MC065-B04 | MC065-B04/G63 | Logic 63 |  |  |  |  | Energy sensor | G63 |  |  |  | MC065 | Library |  |  | 0 | 0
MC065-B04 | MC065-B04/G64 | Logic 64 |  |  |  |  | Energy sensor | G64 |  |  |  | MC065 | Library |  |  | 0 | 0
MC065-B04 | MC065-B04/G65 | Logic 65 |  |  |  |  | Energy sensor | G65 |  |  |  | MC065 | Library |  |  | 0 | 0
MC065-B04 | MC065-B04/G66 | Logic 66 |  |  |  |  | Energy sensor | G66 |  |  |  | MC065 | Library |  |  | 0 | 0
MC065-B04 | MC065-B04/G67 | Logic 67 |  |  |  |  | Energy sensor | G67 |  |  |  | MC065 | Library |  |  | 0 | 0
MC065-B04 | MC065-B04/G68 | Logic 68 |  |  |  |  | Energy sensor | G68 |  |  |  | MC065 | Library |  |  | 0 | 0
MC065-B04 | MC065-B04/G69 | Logic 69 |  |  |  |  | Energy sensor | G69 |  |  |  | MC065 | Library |  |  | 0 | 0
MC065-B04 | MC065-B04/G7 | Logic 7 |  |  |  |  | Energy sensor | G7 |  |  |  | MC065 | Library |  |  | 0 | 0
MC065-B04 | MC065-B04/G70 | Logic 70 |  |  |  |  | Energy sensor | G70 |  |  |  | MC065 | Library |  |  | 0 | 0
MC065-B04 | MC065-B04/G71 | Logic 71 |  |  |  |  | Energy sensor | G71 |  |  |  | MC065 | Library |  |  | 0 | 0
MC065-B04 | MC065-B04/G72 | Logic 72 |  |  |  |  | Energy sensor | G72 |  |  |  | MC065 | Library |  |  | 0 | 0
MC065-B04 | MC065-B04/G73 | Logic 73 |  |  |  |  | Energy sensor | G73 |  |  |  | MC065 | Library |  |  | 0 | 0
MC065-B04 | MC065-B04/G74 | 5 Min delay |  |  |  |  | Energy sensor | G74 |  |  |  | MC065 | Library |  |  | 0 | 0
MC065-B04 | MC065-B04/G75 | Logic 75 |  |  |  |  | Energy sensor | G75 |  |  |  | MC065 | Library |  |  | 0 | 0
MC065-B04 | MC065-B04/G76 | Logic 76 |  |  |  |  | Energy sensor | G76 |  |  |  | MC065 | Library |  |  | 0 | 0
MC065-B04 | MC065-B04/G77 | Logic 77 |  |  |  |  | Energy sensor | G77 |  |  |  | MC065 | Library |  |  | 0 | 0
MC065-B04 | MC065-B04/G78 | Logic 78 |  |  |  |  | Energy sensor | G78 |  |  |  | MC065 | Library |  |  | 0 | 0
MC065-B04 | MC065-B04/G79 | AHU4 Time |  |  |  |  | Energy sensor | G79 |  |  |  | MC065 | Library |  |  | 0 | 0
MC065-B04 | MC065-B04/G8 | Fire OK |  |  |  |  | Energy sensor | G8 |  |  |  | MC065 | Library |  |  | 0 | 0
MC065-B04 | MC065-B04/G80 | AHU4 Reqd |  |  |  |  | Energy sensor | G80 |  |  |  | MC065 | Library |  |  | 0 | 0
MC065-B04 | MC065-B04/G81 | Logic 81 |  |  |  |  | Energy sensor | G81 |  |  |  | MC065 | Library |  |  | 0 | 0
MC065-B04 | MC065-B04/G82 | Logic 82 |  |  |  |  | Energy sensor | G82 |  |  |  | MC065 | Library |  |  | 0 | 0
MC065-B04 | MC065-B04/G83 | AHU4 Sply Fan En |  |  |  |  | Energy sensor | G83 |  |  |  | MC065 | Library |  |  | 0 | 0
MC065-B04 | MC065-B04/G84 | Logic 84 |  |  |  |  | Energy sensor | G84 |  |  |  | MC065 | Library |  |  | 0 | 0
MC065-B04 | MC065-B04/G85 | AHU4 Extr Fan En |  |  |  |  | Energy sensor | G85 |  |  |  | MC065 | Library |  |  | 0 | 0
MC065-B04 | MC065-B04/G86 | AHU4 Start |  |  |  |  | Energy sensor | G86 |  |  |  | MC065 | Library |  |  | 0 | 0
MC065-B04 | MC065-B04/G87 | Logic 87 |  |  |  |  | Energy sensor | G87 |  |  |  | MC065 | Library |  |  | 0 | 0
MC065-B04 | MC065-B04/G88 | Logic 88 |  |  |  |  | Energy sensor | G88 |  |  |  | MC065 | Library |  |  | 0 | 0
MC065-B04 | MC065-B04/G89 | Logic 89 |  |  |  |  | Energy sensor | G89 |  |  |  | MC065 | Library |  |  | 0 | 0
MC065-B04 | MC065-B04/G9 | AHU3 Sply Fan En |  |  |  |  | Energy sensor | G9 |  |  |  | MC065 | Library |  |  | 0 | 0
MC065-B04 | MC065-B04/G90 | Logic 90 |  |  |  |  | Energy sensor | G90 |  |  |  | MC065 | Library |  |  | 0 | 0
MC065-B04 | MC065-B04/G91 | Logic 91 |  |  |  |  | Energy sensor | G91 |  |  |  | MC065 | Library |  |  | 0 | 0
MC065-B04 | MC065-B04/G92 | Logic 92 |  |  |  |  | Energy sensor | G92 |  |  |  | MC065 | Library |  |  | 0 | 0
MC065-B04 | MC065-B04/G93 | Logic 93 |  |  |  |  | Energy sensor | G93 |  |  |  | MC065 | Library |  |  | 0 | 0
MC065-B04 | MC065-B04/G94 | Logic 94 |  |  |  |  | Energy sensor | G94 |  |  |  | MC065 | Library |  |  | 0 | 0
MC065-B04 | MC065-B04/G95 | Logic 95 |  |  |  |  | Energy sensor | G95 |  |  |  | MC065 | Library |  |  | 0 | 0
MC065-B04 | MC065-B04/G96 | AHU4 Control |  |  |  |  | Energy sensor | G96 |  |  |  | MC065 | Library |  |  | 0 | 0
MC065-B04 | MC065-B04/G97 | Logic 97 |  |  |  |  | Energy sensor | G97 |  |  |  | MC065 | Library |  |  | 0 | 0
MC065-B04 | MC065-B04/G98 | Logic 98 |  |  |  |  | Energy sensor | G98 |  |  |  | MC065 | Library |  |  | 0 | 0
MC065-B04 | MC065-B04/G99 | AHU4 Alarm En |  |  |  |  | Energy sensor | G99 |  |  |  | MC065 | Library |  |  | 0 | 0
MC065-B04 | MC065-B04/I1 | Fire alarm active |  |  | 0 = Off, 1 = On |  | Energy sensor | I1 |  |  |  | MC065 | Library |  |  | 0 | 0
MC065-B04 | MC065-B04/i1 | Module 1 |  |  |  |  | Energy sensor | i1 |  |  |  | MC065 | Library |  |  | 0 | 0
MC065-B04 | MC065-B04/I10 | AHU 3 EHB HTCO |  |  |  |  | Energy sensor | I10 |  |  |  | MC065 | Library |  |  | 0 | 0
MC065-B04 | MC065-B04/I11 | AHU 3 Humidifier Run |  |  |  |  | Energy sensor | I11 |  |  |  | MC065 | Library |  |  | 0 | 0
MC065-B04 | MC065-B04/I12 | AHU 3 Humidifier Fault |  |  |  |  | Energy sensor | I12 |  |  |  | MC065 | Library |  |  | 0 | 0
MC065-B04 | MC065-B04/I13 | AHU 3 Panel Fltr 1 Dirty |  |  |  |  | Energy sensor | I13 |  |  |  | MC065 | Library |  |  | 0 | 0
MC065-B04 | MC065-B04/I14 | AHU 3 Bag Fltr Dirty |  |  |  |  | Energy sensor | I14 |  |  |  | MC065 | Library |  |  | 0 | 0
MC065-B04 | MC065-B04/I15 | AHU 3 Panel Fltr 2 Dirty |  |  |  |  | Energy sensor | I15 |  |  |  | MC065 | Library |  |  | 0 | 0
MC065-B04 | MC065-B04/I16 | AHU 4 Supply Fan Flow |  |  |  |  | Energy sensor | I16 |  |  |  | MC065 | Library |  |  | 0 | 0
MC065-B04 | MC065-B04/I17 | AHU 4 Extract Fan Flow |  |  |  |  | Energy sensor | I17 |  |  |  | MC065 | Library |  |  | 0 | 0
MC065-B04 | MC065-B04/I18 | AHU 4 Frost Trip |  |  |  |  | Energy sensor | I18 |  |  |  | MC065 | Library |  |  | 0 | 0
MC065-B04 | MC065-B04/I19 | AHU 4 EHB Run |  |  |  |  | Energy sensor | I19 |  |  |  | MC065 | Library |  |  | 0 | 0
MC065-B04 | MC065-B04/i2 | Module 2 |  |  |  |  | Energy sensor | i2 |  |  |  | MC065 | Library |  |  | 0 | 0
MC065-B04 | MC065-B04/I2 | FOR Auto |  |  |  |  | Energy sensor | I2 |  |  |  | MC065 | Library |  |  | 0 | 0
MC065-B04 | MC065-B04/I20 | AHU 4 EHB HTCO |  |  |  |  | Energy sensor | I20 |  |  |  | MC065 | Library |  |  | 0 | 0
MC065-B04 | MC065-B04/I21 | AHU 4 Panel Fltr Dirty |  |  |  |  | Energy sensor | I21 |  |  |  | MC065 | Library |  |  | 0 | 0
MC065-B04 | MC065-B04/I22 | AHU 4 Bag Fltr Dirty |  |  |  |  | Energy sensor | I22 |  |  |  | MC065 | Library |  |  | 0 | 0
MC065-B04 | MC065-B04/I23 | Humidifier steam produced |  |  |  |  | Energy sensor | I23 |  |  |  | MC065 | Library |  |  | 0 | 0
MC065-B04 | MC065-B04/I25 | Z3 Sply Temp Calibrate |  |  | Degrees Celsius |  | Energy sensor | I25 |  |  |  | MC065 | Library |  |  | 0 | 0
MC065-B04 | MC065-B04/I26 | Z3 Sply Hum Calibrate |  |  |  |  | Energy sensor | I26 |  |  |  | MC065 | Library |  |  | 0 | 0
MC065-B04 | MC065-B04/I27 | AHU 3 Supply Fan 1 Fail |  |  |  |  | Energy sensor | I27 |  |  |  | MC065 | Library |  |  | 0 | 0
MC065-B04 | MC065-B04/I28 | AHU 3 Supply Fan 2 Fail |  |  |  |  | Energy sensor | I28 |  |  |  | MC065 | Library |  |  | 0 | 0
MC065-B04 | MC065-B04/I29 | AHU 3 Extract Fan 1 Fail |  |  |  |  | Energy sensor | I29 |  |  |  | MC065 | Library |  |  | 0 | 0
MC065-B04 | MC065-B04/i3 | Module 3 |  |  |  |  | Energy sensor | i3 |  |  |  | MC065 | Library |  |  | 0 | 0
MC065-B04 | MC065-B04/I3 | FOR OFF |  |  |  |  | Energy sensor | I3 |  |  |  | MC065 | Library |  |  | 0 | 0
MC065-B04 | MC065-B04/I30 | AHU 3 Extract Fan 2 Fail |  |  |  |  | Energy sensor | I30 |  |  |  | MC065 | Library |  |  | 0 | 0
MC065-B04 | MC065-B04/I31 | AHU 3 Frost Alarm |  |  |  |  | Energy sensor | I31 |  |  |  | MC065 | Library |  |  | 0 | 0
MC065-B04 | MC065-B04/I32 | AHU 3 Hum HI Alarm |  |  |  |  | Energy sensor | I32 |  |  |  | MC065 | Library |  |  | 0 | 0
MC065-B04 | MC065-B04/I33 | Z3 Sply Temp 1 Out Of Limits |  |  | Degrees Celsius |  | Energy sensor | I33 |  |  |  | MC065 | Library |  |  | 0 | 0
MC065-B04 | MC065-B04/I34 | Z3 Sply Temp 2 Out Of Limits |  |  | Degrees Celsius |  | Energy sensor | I34 |  |  |  | MC065 | Library |  |  | 0 | 0
MC065-B04 | MC065-B04/I35 | Z3 Sply Hum 1 Out Of Limits |  |  |  |  | Energy sensor | I35 |  |  |  | MC065 | Library |  |  | 0 | 0
MC065-B04 | MC065-B04/I36 | Z3 Sply Hum 2 Out Of Limits |  |  |  |  | Energy sensor | I36 |  |  |  | MC065 | Library |  |  | 0 | 0
MC065-B04 | MC065-B04/I37 | Z3 Extr Temp 1 Out Of Limits |  |  | Degrees Celsius |  | Energy sensor | I37 |  |  |  | MC065 | Library |  |  | 0 | 0
MC065-B04 | MC065-B04/I38 | Z3 Extr Temp 2 Out Of Limits |  |  | Degrees Celsius |  | Energy sensor | I38 |  |  |  | MC065 | Library |  |  | 0 | 0
MC065-B04 | MC065-B04/I39 | Z3 Extr Hum 1 Out Of Limits |  |  |  |  | Energy sensor | I39 |  |  |  | MC065 | Library |  |  | 0 | 0
MC065-B04 | MC065-B04/i4 | Module 4 |  |  |  |  | Energy sensor | i4 |  |  |  | MC065 | Library |  |  | 0 | 0
MC065-B04 | MC065-B04/I4 | FOR Extr Only |  |  |  |  | Energy sensor | I4 |  |  |  | MC065 | Library |  |  | 0 | 0
MC065-B04 | MC065-B04/I40 | Z3 Extr Hum 2 Out Of Limits |  |  |  |  | Energy sensor | I40 |  |  |  | MC065 | Library |  |  | 0 | 0
MC065-B04 | MC065-B04/I42 | AHU 4 Supply Fan Fail |  |  |  |  | Energy sensor | I42 |  |  |  | MC065 | Library |  |  | 0 | 0
MC065-B04 | MC065-B04/I43 | AHU 4 Extract Fan Fail |  |  |  |  | Energy sensor | I43 |  |  |  | MC065 | Library |  |  | 0 | 0
MC065-B04 | MC065-B04/I44 | AHU 4 Frost Alarm |  |  |  |  | Energy sensor | I44 |  |  |  | MC065 | Library |  |  | 0 | 0
MC065-B04 | MC065-B04/I45 | AHU4 Sply Temp Out Of Limits |  |  | Degrees Celsius |  | Energy sensor | I45 |  |  |  | MC065 | Library |  |  | 0 | 0
MC065-B04 | MC065-B04/I46 | AHU4 Extr Temp Out Of Limits |  |  | Degrees Celsius |  | Energy sensor | I46 |  |  |  | MC065 | Library |  |  | 0 | 0
MC065-B04 | MC065-B04/I47 | Thyristor Inhibit on Temp |  |  | Degrees Celsius |  | Energy sensor | I47 |  |  |  | MC065 | Library |  |  | 0 | 0
MC065-B04 | MC065-B04/I48 | Archive ChW Reqd |  |  |  |  | Energy sensor | I48 |  |  |  | MC065 | Library |  |  | 0 | 0
MC065-B04 | MC065-B04/I49 | ChW Temp OK |  |  | Degrees Celsius |  | Energy sensor | I49 |  |  |  | MC065 | Library |  |  | 0 | 0
MC065-B04 | MC065-B04/I5 | AHU 4 FOR Extr Only |  |  |  |  | Energy sensor | I5 |  |  |  | MC065 | Library |  |  | 0 | 0
MC065-B04 | MC065-B04/I6 | AHU 3 Supply Fan 1 Flow |  |  |  |  | Energy sensor | I6 |  |  |  | MC065 | Library |  |  | 0 | 0
MC065-B04 | MC065-B04/I7 | AHU 3 Supply Fan 2 Flow |  |  |  |  | Energy sensor | I7 |  |  |  | MC065 | Library |  |  | 0 | 0
MC065-B04 | MC065-B04/I8 | AHU 3 Extract Fan 1 Flow |  |  |  |  | Energy sensor | I8 |  |  |  | MC065 | Library |  |  | 0 | 0
MC065-B04 | MC065-B04/I9 | AHU 3 Extract Fan 2 Flow |  |  |  |  | Energy sensor | I9 |  |  |  | MC065 | Library |  |  | 0 | 0
MC065-B04 | MC065-B04/K1 | Z3 Sply Temp Diff Lmt |  |  | Degrees Celsius |  | Energy sensor | K1 |  |  |  | MC065 | Library |  |  | 0 | 0
MC065-B04 | MC065-B04/K10 | AHU3 Max Sply Hum SP |  |  |  |  | Energy sensor | K10 |  |  |  | MC065 | Library |  |  | 0 | 0
MC065-B04 | MC065-B04/K11 | AHU3 Min Sply Hum SP |  |  |  |  | Energy sensor | K11 |  |  |  | MC065 | Library |  |  | 0 | 0
MC065-B04 | MC065-B04/K12 | AHU3 Min Sply DeHum SP |  |  |  |  | Energy sensor | K12 |  |  |  | MC065 | Library |  |  | 0 | 0
MC065-B04 | MC065-B04/K13 | AHU3 Frost SP |  |  |  |  | Energy sensor | K13 |  |  |  | MC065 | Library |  |  | 0 | 0
MC065-B04 | MC065-B04/K14 | AHU3 Hum HI Lmt |  |  |  |  | Energy sensor | K14 |  |  |  | MC065 | Library |  |  | 0 | 0
MC065-B04 | MC065-B04/K15 | AHU3 Sply Dmpr Pos |  |  |  |  | Energy sensor | K15 |  |  |  | MC065 | Library |  |  | 0 | 0
MC065-B04 | MC065-B04/K16 | AHU3 Extr Dmpr Pos |  |  |  |  | Energy sensor | K16 |  |  |  | MC065 | Library |  |  | 0 | 0
MC065-B04 | MC065-B04/K17 | AHU3 Recirc Dmpr Pos |  |  |  |  | Energy sensor | K17 |  |  |  | MC065 | Library |  |  | 0 | 0
MC065-B04 | MC065-B04/K18 | AHU4 Frost SP |  |  |  |  | Energy sensor | K18 |  |  |  | MC065 | Library |  |  | 0 | 0
MC065-B04 | MC065-B04/K19 | AHU4 Space Temp SP |  |  | Degrees Celsius |  | Energy sensor | K19 |  |  |  | MC065 | Library |  |  | 0 | 0
MC065-B04 | MC065-B04/K2 | Z3 Sply Hum Diff Lmt |  |  |  |  | Energy sensor | K2 |  |  |  | MC065 | Library |  |  | 0 | 0
MC065-B04 | MC065-B04/K20 | AHU4 Max Sply Htg SP |  |  |  |  | Energy sensor | K20 |  |  |  | MC065 | Library |  |  | 0 | 0
MC065-B04 | MC065-B04/K21 | AHU4 Min Sply Htg SP |  |  |  |  | Energy sensor | K21 |  |  |  | MC065 | Library |  |  | 0 | 0
MC065-B04 | MC065-B04/K22 | AHU4 Min Sply Clg SP |  |  |  |  | Energy sensor | K22 |  |  |  | MC065 | Library |  |  | 0 | 0
MC065-B04 | MC065-B04/K23 | AHU4 Min FA Pos |  |  |  |  | Energy sensor | K23 |  |  |  | MC065 | Library |  |  | 0 | 0
MC065-B04 | MC065-B04/K24 | Control Panel HI Limit |  |  |  |  | Energy sensor | K24 |  |  |  | MC065 | Library |  |  | 0 | 0
MC065-B04 | MC065-B04/K25 | Hum on-off |  |  |  |  | Energy sensor | K25 |  |  |  | MC065 | Library |  |  | 0 | 0
MC065-B04 | MC065-B04/K3 | AHU3 Sply Fan Duty |  |  |  |  | Energy sensor | K3 |  |  |  | MC065 | Library |  |  | 0 | 0
MC065-B04 | MC065-B04/K4 | AHU3 Extr Fan Duty |  |  |  |  | Energy sensor | K4 |  |  |  | MC065 | Library |  |  | 0 | 0
MC065-B04 | MC065-B04/K5 | AHU3 Space Temp SP |  |  | Degrees Celsius |  | Energy sensor | K5 |  |  |  | MC065 | Library |  |  | 0 | 0
MC065-B04 | MC065-B04/K6 | AHU3 Max Sply Htg SP |  |  |  |  | Energy sensor | K6 |  |  |  | MC065 | Library |  |  | 0 | 0
MC065-B04 | MC065-B04/K7 | AHU3 Min Sply Htg SP |  |  |  |  | Energy sensor | K7 |  |  |  | MC065 | Library |  |  | 0 | 0
MC065-B04 | MC065-B04/K8 | AHU3 Min Sply Clg SP |  |  |  |  | Energy sensor | K8 |  |  |  | MC065 | Library |  |  | 0 | 0
MC065-B04 | MC065-B04/K9 | AHU3 Space Hum SP |  |  |  |  | Energy sensor | K9 |  |  |  | MC065 | Library |  |  | 0 | 0
MC065-B04 | MC065-B04/L1 | Loop 1 |  |  |  |  | Energy sensor | L1 |  |  |  | MC065 | Library |  |  | 0 | 0
MC065-B04 | MC065-B04/L10 | Loop 10 |  |  |  |  | Energy sensor | L10 |  |  |  | MC065 | Library |  |  | 0 | 0
MC065-B04 | MC065-B04/L11 | Loop 11 |  |  |  |  | Energy sensor | L11 |  |  |  | MC065 | Library |  |  | 0 | 0
MC065-B04 | MC065-B04/L12 | Loop 12 |  |  |  |  | Energy sensor | L12 |  |  |  | MC065 | Library |  |  | 0 | 0
MC065-B04 | MC065-B04/L2 | Loop 2 |  |  |  |  | Energy sensor | L2 |  |  |  | MC065 | Library |  |  | 0 | 0
MC065-B04 | MC065-B04/L3 | Loop 3 |  |  |  |  | Energy sensor | L3 |  |  |  | MC065 | Library |  |  | 0 | 0
MC065-B04 | MC065-B04/L4 | Loop 4 |  |  |  |  | Energy sensor | L4 |  |  |  | MC065 | Library |  |  | 0 | 0
MC065-B04 | MC065-B04/L5 | Loop 5 |  |  |  |  | Energy sensor | L5 |  |  |  | MC065 | Library |  |  | 0 | 0
MC065-B04 | MC065-B04/L6 | Loop 6 |  |  |  |  | Energy sensor | L6 |  |  |  | MC065 | Library |  |  | 0 | 0
MC065-B04 | MC065-B04/L7 | Loop 7 |  |  |  |  | Energy sensor | L7 |  |  |  | MC065 | Library |  |  | 0 | 0
MC065-B04 | MC065-B04/L8 | Loop 8 |  |  |  |  | Energy sensor | L8 |  |  |  | MC065 | Library |  |  | 0 | 0
MC065-B04 | MC065-B04/L9 | Loop 9 |  |  |  |  | Energy sensor | L9 |  |  |  | MC065 | Library |  |  | 0 | 0
MC065-B04 | MC065-B04/n1 | TREND_04_51_12 |  |  |  |  | Energy sensor | n1 |  |  |  | MC065 | Library |  |  | 0 | 0
MC065-B04 | MC065-B04/o1 | Alarm Route 1 |  |  |  |  | Energy sensor | o1 |  |  |  | MC065 | Library |  |  | 0 | 0
MC065-B04 | MC065-B04/o2 | Alarm Route 2 |  |  |  |  | Energy sensor | o2 |  |  |  | MC065 | Library |  |  | 0 | 0
MC065-B04 | MC065-B04/o3 | Alarm Route 3 |  |  |  |  | Energy sensor | o3 |  |  |  | MC065 | Library |  |  | 0 | 0
MC065-B04 | MC065-B04/P1 | AHU 3 Supply Temp |  |  | Degrees Celsius |  | Energy sensor | P1 |  |  |  | MC065 | Library |  |  | 0 | 0
MC065-B04 | MC065-B04/P10 | Archive Z3 Extr Hum 1 |  |  |  |  | Energy sensor | P10 |  |  |  | MC065 | Library |  |  | 0 | 0
MC065-B04 | MC065-B04/P11 | Archive Z3 Extr Hum 2 |  |  |  |  | Energy sensor | P11 |  |  |  | MC065 | Library |  |  | 0 | 0
MC065-B04 | MC065-B04/P12 | AHU 4 Supply Temp |  |  | Degrees Celsius |  | Energy sensor | P12 |  |  |  | MC065 | Library |  |  | 0 | 0
MC065-B04 | MC065-B04/P13 | AHU 4 Extract Temp |  |  | Degrees Celsius |  | Energy sensor | P13 |  |  |  | MC065 | Library |  |  | 0 | 0
MC065-B04 | MC065-B04/P14 | Control Panel Temp |  |  | Degrees Celsius |  | Energy sensor | P14 |  |  |  | MC065 | Library |  |  | 0 | 0
MC065-B04 | MC065-B04/P15 | Archive Z3 Extr Temp |  |  | Degrees Celsius |  | Energy sensor | P15 |  |  |  | MC065 | Library |  |  | 0 | 0
MC065-B04 | MC065-B04/P16 | Archive Z3 Extr Hum |  |  |  |  | Energy sensor | P16 |  |  |  | MC065 | Library |  |  | 0 | 0
MC065-B04 | MC065-B04/P17 | AHU 3 Cooling Valve |  |  |  |  | Energy sensor | P17 |  |  |  | MC065 | Library |  |  | 0 | 0
MC065-B04 | MC065-B04/P18 | Sensor 28 |  |  |  |  | Energy sensor | P18 |  |  |  | MC065 | Library |  |  | 0 | 0
MC065-B04 | MC065-B04/P19 | HumidifierSteam Hrs Run |  |  |  |  | Energy sensor | P19 |  |  |  | MC065 | Library |  |  | 0 | 0
MC065-B04 | MC065-B04/P2 | AHU 3 Supply Hum |  |  |  |  | Energy sensor | P2 |  |  |  | MC065 | Library |  |  | 0 | 0
MC065-B04 | MC065-B04/P3 | Archive Z3 Sply Temp 1 |  |  | Degrees Celsius |  | Energy sensor | P3 |  |  |  | MC065 | Library |  |  | 0 | 0
MC065-B04 | MC065-B04/P4 | Archive Z3 Sply Temp 2 |  |  | Degrees Celsius |  | Energy sensor | P4 |  |  |  | MC065 | Library |  |  | 0 | 0
MC065-B04 | MC065-B04/P5 | Archive Z3 Sply Hum 1 |  |  |  |  | Energy sensor | P5 |  |  |  | MC065 | Library |  |  | 0 | 0
MC065-B04 | MC065-B04/P6 | Archive Z3 Sply Hum 2 |  |  |  |  | Energy sensor | P6 |  |  |  | MC065 | Library |  |  | 0 | 0
MC065-B04 | MC065-B04/P7 | AHU 3 Frost Temp |  |  | Degrees Celsius |  | Energy sensor | P7 |  |  |  | MC065 | Library |  |  | 0 | 0
MC065-B04 | MC065-B04/P8 | Archive Z3 Extr Temp 1 |  |  | Degrees Celsius |  | Energy sensor | P8 |  |  |  | MC065 | Library |  |  | 0 | 0
MC065-B04 | MC065-B04/P9 | Archive Z3 Extr Temp 2 |  |  | Degrees Celsius |  | Energy sensor | P9 |  |  |  | MC065 | Library |  |  | 0 | 0
MC065-B04 | MC065-B04/Q1 | Sequence Table 1 |  |  |  |  | Energy sensor | Q1 |  |  |  | MC065 | Library |  |  | 0 | 0
MC065-B04 | MC065-B04/S1 | AHU 3 Supply Temp |  |  | Degrees Celsius |  | Energy sensor | S1 |  |  |  | MC065 | Library |  |  | 0 | 0
MC065-B04 | MC065-B04/S10 | Archive Z3 Extr Hum 1 |  |  |  |  | Energy sensor | S10 |  |  |  | MC065 | Library |  |  | 0 | 0
MC065-B04 | MC065-B04/S11 | Archive Z3 Extr Hum 2 |  |  |  |  | Energy sensor | S11 |  |  |  | MC065 | Library |  |  | 0 | 0
MC065-B04 | MC065-B04/S12 | AHU 4 Supply Temp |  |  | Degrees Celsius |  | Energy sensor | S12 |  |  |  | MC065 | Library |  |  | 0 | 0
MC065-B04 | MC065-B04/S13 | AHU 4 Extract Temp |  |  | Degrees Celsius |  | Energy sensor | S13 |  |  |  | MC065 | Library |  |  | 0 | 0
MC065-B04 | MC065-B04/S14 | Control Panel Temp |  |  | Degrees Celsius |  | Energy sensor | S14 |  |  |  | MC065 | Library |  |  | 0 | 0
MC065-B04 | MC065-B04/S15 | AHU 3 Humidifier Supply Demand |  |  |  |  | Energy sensor | S15 |  |  |  | MC065 | Library |  |  | 0 | 0
MC065-B04 | MC065-B04/S17 | Sensor 17 |  |  |  |  | Energy sensor | S17 |  |  |  | MC065 | Library |  |  | 0 | 0
MC065-B04 | MC065-B04/S19 | AHU 3 Cooling Valve |  |  |  |  | Energy sensor | S19 |  |  |  | MC065 | Library |  |  | 0 | 0
MC065-B04 | MC065-B04/S2 | AHU 3 Supply Hum |  |  |  |  | Energy sensor | S2 |  |  |  | MC065 | Library |  |  | 0 | 0
MC065-B04 | MC065-B04/S20 | HumidifierSteam Hrs Run |  |  |  |  | Energy sensor | S20 |  |  |  | MC065 | Library |  |  | 0 | 0
MC065-B04 | MC065-B04/S21 | 4DIX Module 1 |  |  |  |  | Energy sensor | S21 |  |  |  | MC065 | Library |  |  | 0 | 0
MC065-B04 | MC065-B04/S22 | Outside air temperature |  |  | Degrees Celsius |  | Energy sensor | S22 |  |  |  | MC065 | Library |  |  | 0 | 0
MC065-B04 | MC065-B04/S23 | Archive Z3 Extr Temp |  |  | Degrees Celsius |  | Energy sensor | S23 |  |  |  | MC065 | Library |  |  | 0 | 0
MC065-B04 | MC065-B04/S24 | Archive Z3 Sply Temp SP |  |  | Degrees Celsius |  | Energy sensor | S24 |  |  |  | MC065 | Library |  |  | 0 | 0
MC065-B04 | MC065-B04/S25 | Archive Z3 Extr Hum |  |  |  |  | Energy sensor | S25 |  |  |  | MC065 | Library |  |  | 0 | 0
MC065-B04 | MC065-B04/S26 | Archive Z3 Sply Hum SP |  |  |  |  | Energy sensor | S26 |  |  |  | MC065 | Library |  |  | 0 | 0
MC065-B04 | MC065-B04/S27 | AHU4 Supply Temp SP |  |  | Degrees Celsius |  | Energy sensor | S27 |  |  |  | MC065 | Library |  |  | 0 | 0
MC065-B04 | MC065-B04/S28 | AHU 3 EHB Dem |  |  |  |  | Energy sensor | S28 |  |  |  | MC065 | Library |  |  | 0 | 0
MC065-B04 | MC065-B04/S3 | Archive Z3 Sply Temp 1 |  |  | Degrees Celsius |  | Energy sensor | S3 |  |  |  | MC065 | Library |  |  | 0 | 0
MC065-B04 | MC065-B04/S4 | Archive Z3 Sply Temp 2 |  |  | Degrees Celsius |  | Energy sensor | S4 |  |  |  | MC065 | Library |  |  | 0 | 0
MC065-B04 | MC065-B04/S5 | Archive Z3 Sply Hum 1 |  |  |  |  | Energy sensor | S5 |  |  |  | MC065 | Library |  |  | 0 | 0
MC065-B04 | MC065-B04/S6 | Archive Z3 Sply Hum 2 |  |  |  |  | Energy sensor | S6 |  |  |  | MC065 | Library |  |  | 0 | 0
MC065-B04 | MC065-B04/S7 | AHU 3 Frost Temp |  |  | Degrees Celsius |  | Energy sensor | S7 |  |  |  | MC065 | Library |  |  | 0 | 0
MC065-B04 | MC065-B04/S8 | Archive Z3 Extr Temp 1 |  |  | Degrees Celsius |  | Energy sensor | S8 |  |  |  | MC065 | Library |  |  | 0 | 0
MC065-B04 | MC065-B04/S9 | Archive Z3 Extr Temp 2 |  |  | Degrees Celsius |  | Energy sensor | S9 |  |  |  | MC065 | Library |  |  | 0 | 0
MC065-B04 | MC065-B04/V1 | [5 empty] | Energy sensor | V1 |  |  |  | MC065 | Library |  |  | 0 | 0
MC065-B04 | MC065-B04/W1 | AHU3 Oride ON |  |  |  |  | Energy sensor | W1 |  |  |  | MC065 | Library |  |  | 0 | 0
MC065-B04 | MC065-B04/W10 | AHU4 Oride OFF |  |  |  |  | Energy sensor | W10 |  |  |  | MC065 | Library |  |  | 0 | 0
MC065-B04 | MC065-B04/W11 | AHU 4 Frost Reset |  |  |  |  | Energy sensor | W11 |  |  |  | MC065 | Library |  |  | 0 | 0
MC065-B04 | MC065-B04/W14 | Humidifier Hrs Run reset |  |  |  |  | Energy sensor | W14 |  |  |  | MC065 | Library |  |  | 0 | 0
MC065-B04 | MC065-B04/W2 | AHU3 Oride OFF |  |  |  |  | Energy sensor | W2 |  |  |  | MC065 | Library |  |  | 0 | 0
MC065-B04 | MC065-B04/W3 | Z3 Sply Temp Select |  |  | Degrees Celsius |  | Energy sensor | W3 |  |  |  | MC065 | Library |  |  | 0 | 0
MC065-B04 | MC065-B04/W4 | Z3 Sply Hum Select |  |  |  |  | Energy sensor | W4 |  |  |  | MC065 | Library |  |  | 0 | 0
MC065-B04 | MC065-B04/W5 | AHU3 Sply Fan Reset |  |  |  |  | Energy sensor | W5 |  |  |  | MC065 | Library |  |  | 0 | 0
MC065-B04 | MC065-B04/W6 | AHU3 Extr Fan Reset |  |  |  |  | Energy sensor | W6 |  |  |  | MC065 | Library |  |  | 0 | 0
MC065-B04 | MC065-B04/W7 | AHU 3 Frost Reset |  |  |  |  | Energy sensor | W7 |  |  |  | MC065 | Library |  |  | 0 | 0
MC065-B04 | MC065-B04/W8 | AHU 3 HI Hum Reset |  |  |  |  | Energy sensor | W8 |  |  |  | MC065 | Library |  |  | 0 | 0
MC065-B04 | MC065-B04/W9 | AHU4 Oride ON |  |  |  |  | Energy sensor | W9 |  |  |  | MC065 | Library |  |  | 0 | 0
MC065-B04 | MC065-B04/Y1 | PRT I -10+40 |  |  |  |  | Energy sensor | Y1 |  |  |  | MC065 | Library |  |  | 0 | 0
MC065-B04 | MC065-B04/Y2 | PRT I -10+110 |  |  |  |  | Energy sensor | Y2 |  |  |  | MC065 | Library |  |  | 0 | 0
MC065-B04 | MC065-B04/Y3 | Humidity I |  |  |  |  | Energy sensor | Y3 |  |  |  | MC065 | Library |  |  | 0 | 0
MC065-B04 | MC065-B04/Y4 | Trend T -20+50 |  |  |  |  | Energy sensor | Y4 |  |  |  | MC065 | Library |  |  | 0 | 0
MC065-B04 | MC065-B04/Y5 | 4DIX V |  |  |  |  | Energy sensor | Y5 |  |  |  | MC065 | Library |  |  | 0 | 0
MC065-B04 | MC065-B04/Z1 | AHU3 Archive |  |  |  |  | Energy sensor | Z1 |  |  |  | MC065 | Library |  |  | 0 | 0
MC065-B04 | MC065-B04/Z2 | AHU4 Archive |  |  |  |  | Energy sensor | Z2 |  |  |  | MC065 | Library |  |  | 0 | 0
MC065-B09 | MC065-B09/C1 | Virtual CNC 1 |  |  |  |  | Energy sensor | C1 |  |  |  | MC065 | Library |  |  | 0 | 0
MC065-B09 | MC065-B09/D1 | AHU-SW Supply Fan Enable |  |  |  |  | Energy sensor | D1 |  |  |  | MC065 | Library |  |  | 0 | 0
MC065-B09 | MC065-B09/D10 | Level A HB A181 Valve |  |  |  |  | Energy sensor | D10 |  |  |  | MC065 | Library |  |  | 0 | 0
MC065-B09 | MC065-B09/D11 | Level A HB A182 Valve |  |  |  |  | Energy sensor | D11 |  |  |  | MC065 | Library |  |  | 0 | 0
MC065-B09 | MC065-B09/D12 | Level B HB B135 Valve |  |  |  |  | Energy sensor | D12 |  |  |  | MC065 | Library |  |  | 0 | 0
MC065-B09 | MC065-B09/D13 | Level A HB A183 Valve |  |  |  |  | Energy sensor | D13 |  |  |  | MC065 | Library |  |  | 0 | 0
MC065-B09 | MC065-B09/D14 | Level D HB C150 Valve |  |  |  |  | Energy sensor | D14 |  |  |  | MC065 | Library |  |  | 0 | 0
MC065-B09 | MC065-B09/D15 | Level A Rad V2-A-02 Valve |  |  |  |  | Energy sensor | D15 |  |  |  | MC065 | Library |  |  | 0 | 0
MC065-B09 | MC065-B09/D16 | Level A Rad V2-A-03 Valve |  |  |  |  | Energy sensor | D16 |  |  |  | MC065 | Library |  |  | 0 | 0
MC065-B09 | MC065-B09/D17 | Level A Rad V2-A-01 Valve |  |  |  |  | Energy sensor | D17 |  |  |  | MC065 | Library |  |  | 0 | 0
MC065-B09 | MC065-B09/D18 | Level C Rad V2-B-02 Valve |  |  |  |  | Energy sensor | D18 |  |  |  | MC065 | Library |  |  | 0 | 0
MC065-B09 | MC065-B09/D19 | Natural Vent Dampers |  |  |  |  | Energy sensor | D19 |  |  |  | MC065 | Library |  |  | 0 | 0
MC065-B09 | MC065-B09/D2 | AHU-SW Extract Fan Enable |  |  |  |  | Energy sensor | D2 |  |  |  | MC065 | Library |  |  | 0 | 0
MC065-B09 | MC065-B09/D3 | AHU-SW Recoup Damper |  |  |  |  | Energy sensor | D3 |  |  |  | MC065 | Library |  |  | 0 | 0
MC065-B09 | MC065-B09/D4 | AHU-SW Heater Battery |  |  |  |  | Energy sensor | D4 |  |  |  | MC065 | Library |  |  | 0 | 0
MC065-B09 | MC065-B09/D5 | AHU-SW Mixing Damper |  |  |  |  | Energy sensor | D5 |  |  |  | MC065 | Library |  |  | 0 | 0
MC065-B09 | MC065-B09/D6 | AHU-SW Sply Fan Speed |  |  |  |  | Energy sensor | D6 |  |  |  | MC065 | Library |  |  | 0 | 0
MC065-B09 | MC065-B09/D7 | AHU-NW Ext Fan Speed |  |  |  |  | Energy sensor | D7 |  |  |  | MC065 | Library |  |  | 0 | 0
MC065-B09 | MC065-B09/D8 | Toilet Extract Fan Enable |  |  |  |  | Energy sensor | D8 |  |  |  | MC065 | Library |  |  | 0 | 0
MC065-B09 | MC065-B09/D9 | Level A HB A190 Valve |  |  |  |  | Energy sensor | D9 |  |  |  | MC065 | Library |  |  | 0 | 0
MC065-B09 | MC065-B09/e1 | General Alarms |  |  |  |  | Energy sensor | e1 |  |  |  | MC065 | Library |  |  | 0 | 0
MC065-B09 | MC065-B09/F1 | Is 4Dix Value Changing |  |  |  |  | Energy sensor | F1 |  |  |  | MC065 | Library |  |  | 0 | 0
MC065-B09 | MC065-B09/F10 | Function 10 |  |  |  |  | Energy sensor | F10 |  |  |  | MC065 | Library |  |  | 0 | 0
MC065-B09 | MC065-B09/F11 | Function 11 |  |  |  |  | Energy sensor | F11 |  |  |  | MC065 | Library |  |  | 0 | 0
MC065-B09 | MC065-B09/F12 | Function 12 |  |  |  |  | Energy sensor | F12 |  |  |  | MC065 | Library |  |  | 0 | 0
MC065-B09 | MC065-B09/F13 | Function 13 |  |  |  |  | Energy sensor | F13 |  |  |  | MC065 | Library |  |  | 0 | 0
MC065-B09 | MC065-B09/F14 | Function 14 |  |  |  |  | Energy sensor | F14 |  |  |  | MC065 | Library |  |  | 0 | 0
MC065-B09 | MC065-B09/F15 | Function 15 |  |  |  |  | Energy sensor | F15 |  |  |  | MC065 | Library |  |  | 0 | 0
MC065-B09 | MC065-B09/F16 | Function 16 |  |  |  |  | Energy sensor | F16 |  |  |  | MC065 | Library |  |  | 0 | 0
MC065-B09 | MC065-B09/F17 | Function 17 |  |  |  |  | Energy sensor | F17 |  |  |  | MC065 | Library |  |  | 0 | 0
MC065-B09 | MC065-B09/F18 | Function 18 |  |  |  |  | Energy sensor | F18 |  |  |  | MC065 | Library |  |  | 0 | 0
MC065-B09 | MC065-B09/F19 | Function 19 |  |  |  |  | Energy sensor | F19 |  |  |  | MC065 | Library |  |  | 0 | 0
MC065-B09 | MC065-B09/F2 | 4Dix Previous Value |  |  |  |  | Energy sensor | F2 |  |  |  | MC065 | Library |  |  | 0 | 0
MC065-B09 | MC065-B09/F20 | Function 20 |  |  |  |  | Energy sensor | F20 |  |  |  | MC065 | Library |  |  | 0 | 0
MC065-B09 | MC065-B09/F21 | Function 21 |  |  |  |  | Energy sensor | F21 |  |  |  | MC065 | Library |  |  | 0 | 0
MC065-B09 | MC065-B09/F22 | AHU Heat Recovery Active |  |  |  |  | Energy sensor | F22 |  |  |  | MC065 | Library |  |  | 0 | 0
MC065-B09 | MC065-B09/F23 | AHU-SW Recoup Dmnd |  |  |  |  | Energy sensor | F23 |  |  |  | MC065 | Library |  |  | 0 | 0
MC065-B09 | MC065-B09/F24 | Function 24 |  |  |  |  | Energy sensor | F24 |  |  |  | MC065 | Library |  |  | 0 | 0
MC065-B09 | MC065-B09/F25 | AHU-SW Htg Dmd |  |  |  |  | Energy sensor | F25 |  |  |  | MC065 | Library |  |  | 0 | 0
MC065-B09 | MC065-B09/F26 | Function 26 |  |  |  |  | Energy sensor | F26 |  |  |  | MC065 | Library |  |  | 0 | 0
MC065-B09 | MC065-B09/F27 | MixingDampers |  |  |  |  | Energy sensor | F27 |  |  |  | MC065 | Library |  |  | 0 | 0
MC065-B09 | MC065-B09/F28 | Function 28 |  |  |  |  | Energy sensor | F28 |  |  |  | MC065 | Library |  |  | 0 | 0
MC065-B09 | MC065-B09/F29 | HD |  |  |  |  | Energy sensor | F29 |  |  |  | MC065 | Library |  |  | 0 | 0
MC065-B09 | MC065-B09/F3 | 4Dix Stable Value |  |  |  |  | Energy sensor | F3 |  |  |  | MC065 | Library |  |  | 0 | 0
MC065-B09 | MC065-B09/F30 | Function 30 |  |  |  |  | Energy sensor | F30 |  |  |  | MC065 | Library |  |  | 0 | 0
MC065-B09 | MC065-B09/F31 | Function 31 |  |  |  |  | Energy sensor | F31 |  |  |  | MC065 | Library |  |  | 0 | 0
MC065-B09 | MC065-B09/F32 | Function 32 |  |  |  |  | Energy sensor | F32 |  |  |  | MC065 | Library |  |  | 0 | 0
MC065-B09 | MC065-B09/F33 | Function 33 |  |  |  |  | Energy sensor | F33 |  |  |  | MC065 | Library |  |  | 0 | 0
MC065-B09 | MC065-B09/F34 | Function 34 |  |  |  |  | Energy sensor | F34 |  |  |  | MC065 | Library |  |  | 0 | 0
MC065-B09 | MC065-B09/F35 | Function 35 |  |  |  |  | Energy sensor | F35 |  |  |  | MC065 | Library |  |  | 0 | 0
MC065-B09 | MC065-B09/F36 | Function 36 |  |  |  |  | Energy sensor | F36 |  |  |  | MC065 | Library |  |  | 0 | 0
MC065-B09 | MC065-B09/F37 | Function 37 |  |  |  |  | Energy sensor | F37 |  |  |  | MC065 | Library |  |  | 0 | 0
MC065-B09 | MC065-B09/F38 | Function 38 |  |  |  |  | Energy sensor | F38 |  |  |  | MC065 | Library |  |  | 0 | 0
MC065-B09 | MC065-B09/F39 | Function 39 |  |  |  |  | Energy sensor | F39 |  |  |  | MC065 | Library |  |  | 0 | 0
MC065-B09 | MC065-B09/F4 | 4Dix Value Decoder |  |  |  |  | Energy sensor | F4 |  |  |  | MC065 | Library |  |  | 0 | 0
MC065-B09 | MC065-B09/F40 | Function 40 |  |  |  |  | Energy sensor | F40 |  |  |  | MC065 | Library |  |  | 0 | 0
MC065-B09 | MC065-B09/F41 | Function 41 |  |  |  |  | Energy sensor | F41 |  |  |  | MC065 | Library |  |  | 0 | 0
MC065-B09 | MC065-B09/F42 | Function 42 |  |  |  |  | Energy sensor | F42 |  |  |  | MC065 | Library |  |  | 0 | 0
MC065-B09 | MC065-B09/F44 | Function 44 |  |  |  |  | Energy sensor | F44 |  |  |  | MC065 | Library |  |  | 0 | 0
MC065-B09 | MC065-B09/F45 | Function 45 |  |  |  |  | Energy sensor | F45 |  |  |  | MC065 | Library |  |  | 0 | 0
MC065-B09 | MC065-B09/F46 | Function 46 |  |  |  |  | Energy sensor | F46 |  |  |  | MC065 | Library |  |  | 0 | 0
MC065-B09 | MC065-B09/F47 | Function 47 |  |  |  |  | Energy sensor | F47 |  |  |  | MC065 | Library |  |  | 0 | 0
MC065-B09 | MC065-B09/F48 | HB A190 Htg Dmd |  |  |  |  | Energy sensor | F48 |  |  |  | MC065 | Library |  |  | 0 | 0
MC065-B09 | MC065-B09/F49 | Function 49 |  |  |  |  | Energy sensor | F49 |  |  |  | MC065 | Library |  |  | 0 | 0
MC065-B09 | MC065-B09/F5 | Outside air temperature frost |  |  | Degrees Celsius |  | Energy sensor | F5 |  |  |  | MC065 | Library |  |  | 0 | 0
MC065-B09 | MC065-B09/F50 | HB A181 Htg Dmd |  |  |  |  | Energy sensor | F50 |  |  |  | MC065 | Library |  |  | 0 | 0
MC065-B09 | MC065-B09/F51 | Function 51 |  |  |  |  | Energy sensor | F51 |  |  |  | MC065 | Library |  |  | 0 | 0
MC065-B09 | MC065-B09/F52 | HB A182 Htg Dmd |  |  |  |  | Energy sensor | F52 |  |  |  | MC065 | Library |  |  | 0 | 0
MC065-B09 | MC065-B09/F53 | Function 53 |  |  |  |  | Energy sensor | F53 |  |  |  | MC065 | Library |  |  | 0 | 0
MC065-B09 | MC065-B09/F54 | HB B135 Htg Dmd |  |  |  |  | Energy sensor | F54 |  |  |  | MC065 | Library |  |  | 0 | 0
MC065-B09 | MC065-B09/F55 | Function 55 |  |  |  |  | Energy sensor | F55 |  |  |  | MC065 | Library |  |  | 0 | 0
MC065-B09 | MC065-B09/F56 | HB A182 Htg Dmd |  |  |  |  | Energy sensor | F56 |  |  |  | MC065 | Library |  |  | 0 | 0
MC065-B09 | MC065-B09/F57 | Function 57 |  |  |  |  | Energy sensor | F57 |  |  |  | MC065 | Library |  |  | 0 | 0
MC065-B09 | MC065-B09/F58 | HBC150 Htg Dmd |  |  |  |  | Energy sensor | F58 |  |  |  | MC065 | Library |  |  | 0 | 0
MC065-B09 | MC065-B09/F59 | Function 59 |  |  |  |  | Energy sensor | F59 |  |  |  | MC065 | Library |  |  | 0 | 0
MC065-B09 | MC065-B09/F6 | Function 6 |  |  |  |  | Energy sensor | F6 |  |  |  | MC065 | Library |  |  | 0 | 0
MC065-B09 | MC065-B09/F60 | Function 60 |  |  |  |  | Energy sensor | F60 |  |  |  | MC065 | Library |  |  | 0 | 0
MC065-B09 | MC065-B09/F61 | Function 61 |  |  |  |  | Energy sensor | F61 |  |  |  | MC065 | Library |  |  | 0 | 0
MC065-B09 | MC065-B09/F62 | Function 62 |  |  |  |  | Energy sensor | F62 |  |  |  | MC065 | Library |  |  | 0 | 0
MC065-B09 | MC065-B09/F63 | Function 63 |  |  |  |  | Energy sensor | F63 |  |  |  | MC065 | Library |  |  | 0 | 0
MC065-B09 | MC065-B09/F64 | Function 64 |  |  |  |  | Energy sensor | F64 |  |  |  | MC065 | Library |  |  | 0 | 0
MC065-B09 | MC065-B09/F65 | Function 65 |  |  |  |  | Energy sensor | F65 |  |  |  | MC065 | Library |  |  | 0 | 0
MC065-B09 | MC065-B09/F66 | Function 66 |  |  |  |  | Energy sensor | F66 |  |  |  | MC065 | Library |  |  | 0 | 0
MC065-B09 | MC065-B09/F67 | Function 67 |  |  |  |  | Energy sensor | F67 |  |  |  | MC065 | Library |  |  | 0 | 0
MC065-B09 | MC065-B09/F68 | Function 68 |  |  |  |  | Energy sensor | F68 |  |  |  | MC065 | Library |  |  | 0 | 0
MC065-B09 | MC065-B09/F69 | Function 69 |  |  |  |  | Energy sensor | F69 |  |  |  | MC065 | Library |  |  | 0 | 0
MC065-B09 | MC065-B09/F7 | Function 7 |  |  |  |  | Energy sensor | F7 |  |  |  | MC065 | Library |  |  | 0 | 0
MC065-B09 | MC065-B09/F70 | Function 70 |  |  |  |  | Energy sensor | F70 |  |  |  | MC065 | Library |  |  | 0 | 0
MC065-B09 | MC065-B09/F71 | Function 71 |  |  |  |  | Energy sensor | F71 |  |  |  | MC065 | Library |  |  | 0 | 0
MC065-B09 | MC065-B09/F72 | Function 72 |  |  |  |  | Energy sensor | F72 |  |  |  | MC065 | Library |  |  | 0 | 0
MC065-B09 | MC065-B09/F73 | Function 73 |  |  |  |  | Energy sensor | F73 |  |  |  | MC065 | Library |  |  | 0 | 0
MC065-B09 | MC065-B09/F74 | Function 74 |  |  |  |  | Energy sensor | F74 |  |  |  | MC065 | Library |  |  | 0 | 0
MC065-B09 | MC065-B09/F75 | Function 75 |  |  |  |  | Energy sensor | F75 |  |  |  | MC065 | Library |  |  | 0 | 0
MC065-B09 | MC065-B09/F76 | Function 76 |  |  |  |  | Energy sensor | F76 |  |  |  | MC065 | Library |  |  | 0 | 0
MC065-B09 | MC065-B09/F77 | Function 77 |  |  |  |  | Energy sensor | F77 |  |  |  | MC065 | Library |  |  | 0 | 0
MC065-B09 | MC065-B09/F78 | Function 78 |  |  |  |  | Energy sensor | F78 |  |  |  | MC065 | Library |  |  | 0 | 0
MC065-B09 | MC065-B09/F79 | Function 79 |  |  |  |  | Energy sensor | F79 |  |  |  | MC065 | Library |  |  | 0 | 0
MC065-B09 | MC065-B09/F8 | Function 8 |  |  |  |  | Energy sensor | F8 |  |  |  | MC065 | Library |  |  | 0 | 0
MC065-B09 | MC065-B09/F80 | Function 80 |  |  |  |  | Energy sensor | F80 |  |  |  | MC065 | Library |  |  | 0 | 0
MC065-B09 | MC065-B09/F81 | Function 81 |  |  |  |  | Energy sensor | F81 |  |  |  | MC065 | Library |  |  | 0 | 0
MC065-B09 | MC065-B09/F82 | Function 82 |  |  |  |  | Energy sensor | F82 |  |  |  | MC065 | Library |  |  | 0 | 0
MC065-B09 | MC065-B09/F83 | Function 83 |  |  |  |  | Energy sensor | F83 |  |  |  | MC065 | Library |  |  | 0 | 0
MC065-B09 | MC065-B09/F84 | Function 84 |  |  |  |  | Energy sensor | F84 |  |  |  | MC065 | Library |  |  | 0 | 0
MC065-B09 | MC065-B09/F9 | Function 9 |  |  |  |  | Energy sensor | F9 |  |  |  | MC065 | Library |  |  | 0 | 0
MC065-B09 | MC065-B09/G1 | 3rd Stage Frost Protect |  |  |  |  | Energy sensor | G1 |  |  |  | MC065 | Library |  |  | 0 | 0
MC065-B09 | MC065-B09/G10 | Logic 10 |  |  |  |  | Energy sensor | G10 |  |  |  | MC065 | Library |  |  | 0 | 0
MC065-B09 | MC065-B09/G11 | Logic 11 |  |  |  |  | Energy sensor | G11 |  |  |  | MC065 | Library |  |  | 0 | 0
MC065-B09 | MC065-B09/G12 | Extract Delay On |  |  |  |  | Energy sensor | G12 |  |  |  | MC065 | Library |  |  | 0 | 0
MC065-B09 | MC065-B09/G13 | Logic 13 |  |  |  |  | Energy sensor | G13 |  |  |  | MC065 | Library |  |  | 0 | 0
MC065-B09 | MC065-B09/G14 | Logic 14 |  |  |  |  | Energy sensor | G14 |  |  |  | MC065 | Library |  |  | 0 | 0
MC065-B09 | MC065-B09/G15 | Logic 15 |  |  |  |  | Energy sensor | G15 |  |  |  | MC065 | Library |  |  | 0 | 0
MC065-B09 | MC065-B09/G16 | AHU-NW Temp Ctrl Active |  |  | Degrees Celsius |  | Energy sensor | G16 |  |  |  | MC065 | Library |  |  | 0 | 0
MC065-B09 | MC065-B09/G17 | Logic 17 |  |  |  |  | Energy sensor | G17 |  |  |  | MC065 | Library |  |  | 0 | 0
MC065-B09 | MC065-B09/G18 | AHU-LG Speed Enable |  |  |  |  | Energy sensor | G18 |  |  |  | MC065 | Library |  |  | 0 | 0
MC065-B09 | MC065-B09/G19 | Logic 19 |  |  |  |  | Energy sensor | G19 |  |  |  | MC065 | Library |  |  | 0 | 0
MC065-B09 | MC065-B09/G2 | Summer Eco mode |  |  |  |  | Energy sensor | G2 |  |  |  | MC065 | Library |  |  | 0 | 0
MC065-B09 | MC065-B09/G20 | Logic 20 |  |  |  |  | Energy sensor | G20 |  |  |  | MC065 | Library |  |  | 0 | 0
MC065-B09 | MC065-B09/G21 | Logic 21 |  |  |  |  | Energy sensor | G21 |  |  |  | MC065 | Library |  |  | 0 | 0
MC065-B09 | MC065-B09/G22 | Logic 22 |  |  |  |  | Energy sensor | G22 |  |  |  | MC065 | Library |  |  | 0 | 0
MC065-B09 | MC065-B09/G23 | Logic 23 |  |  |  |  | Energy sensor | G23 |  |  |  | MC065 | Library |  |  | 0 | 0
MC065-B09 | MC065-B09/G24 | Logic 24 |  |  |  |  | Energy sensor | G24 |  |  |  | MC065 | Library |  |  | 0 | 0
MC065-B09 | MC065-B09/G25 | Logic 25 |  |  |  |  | Energy sensor | G25 |  |  |  | MC065 | Library |  |  | 0 | 0
MC065-B09 | MC065-B09/G26 | Logic 26 |  |  |  |  | Energy sensor | G26 |  |  |  | MC065 | Library |  |  | 0 | 0
MC065-B09 | MC065-B09/G27 | Logic 27 |  |  |  |  | Energy sensor | G27 |  |  |  | MC065 | Library |  |  | 0 | 0
MC065-B09 | MC065-B09/G28 | Logic 28 |  |  |  |  | Energy sensor | G28 |  |  |  | MC065 | Library |  |  | 0 | 0
MC065-B09 | MC065-B09/G29 | Logic 29 |  |  |  |  | Energy sensor | G29 |  |  |  | MC065 | Library |  |  | 0 | 0
MC065-B09 | MC065-B09/G3 | Winter Mode |  |  |  |  | Energy sensor | G3 |  |  |  | MC065 | Library |  |  | 0 | 0
MC065-B09 | MC065-B09/G30 | Logic 30 |  |  |  |  | Energy sensor | G30 |  |  |  | MC065 | Library |  |  | 0 | 0
MC065-B09 | MC065-B09/G32 | Logic 32 |  |  |  |  | Energy sensor | G32 |  |  |  | MC065 | Library |  |  | 0 | 0
MC065-B09 | MC065-B09/G33 | Logic 33 |  |  |  |  | Energy sensor | G33 |  |  |  | MC065 | Library |  |  | 0 | 0
MC065-B09 | MC065-B09/G34 | Logic 34 |  |  |  |  | Energy sensor | G34 |  |  |  | MC065 | Library |  |  | 0 | 0
MC065-B09 | MC065-B09/G4 | Summer Mode |  |  |  |  | Energy sensor | G4 |  |  |  | MC065 | Library |  |  | 0 | 0
MC065-B09 | MC065-B09/G5 | Logic 5 |  |  |  |  | Energy sensor | G5 |  |  |  | MC065 | Library |  |  | 0 | 0
MC065-B09 | MC065-B09/G6 | Logic 6 |  |  |  |  | Energy sensor | G6 |  |  |  | MC065 | Library |  |  | 0 | 0
MC065-B09 | MC065-B09/G7 | Logic 7 |  |  |  |  | Energy sensor | G7 |  |  |  | MC065 | Library |  |  | 0 | 0
MC065-B09 | MC065-B09/G8 | Low Occupancy |  |  |  |  | Energy sensor | G8 |  |  |  | MC065 | Library |  |  | 0 | 0
MC065-B09 | MC065-B09/G9 | AHU Enable |  |  |  |  | Energy sensor | G9 |  |  |  | MC065 | Library |  |  | 0 | 0
MC065-B09 | MC065-B09/I1 | AHU-SW Supply VSD Fault |  |  |  |  | Energy sensor | I1 |  |  |  | MC065 | Library |  |  | 0 | 0
MC065-B09 | MC065-B09/i1 | xcite/IO/8UI |  |  |  |  | Energy sensor | i1 |  |  |  | MC065 | Library |  |  | 0 | 0
MC065-B09 | MC065-B09/I10 | AHU-SW ExtractlFilterSTS |  |  |  |  | Energy sensor | I10 |  |  |  | MC065 | Library |  |  | 0 | 0
MC065-B09 | MC065-B09/I11 | AHU-SW Frost Stat |  |  |  |  | Energy sensor | I11 |  |  |  | MC065 | Library |  |  | 0 | 0
MC065-B09 | MC065-B09/I12 | OAT Frost Condition |  |  |  |  | Energy sensor | I12 |  |  |  | MC065 | Library |  |  | 0 | 0
MC065-B09 | MC065-B09/I13 | Space Frost Cond |  |  |  |  | Energy sensor | I13 |  |  |  | MC065 | Library |  |  | 0 | 0
MC065-B09 | MC065-B09/I14 | Summer Eco mode |  |  |  |  | Energy sensor | I14 |  |  |  | MC065 | Library |  |  | 0 | 0
MC065-B09 | MC065-B09/I15 | Winter Vent Mode |  |  |  |  | Energy sensor | I15 |  |  |  | MC065 | Library |  |  | 0 | 0
MC065-B09 | MC065-B09/I16 | Summer Vent Mode |  |  |  |  | Energy sensor | I16 |  |  |  | MC065 | Library |  |  | 0 | 0
MC065-B09 | MC065-B09/I17 | OS14 Heating Demand |  |  |  |  | Energy sensor | I17 |  |  |  | MC065 | Library |  |  | 0 | 0
MC065-B09 | MC065-B09/I18 | SW Zone 3 Low Occupancy |  |  |  |  | Energy sensor | I18 |  |  |  | MC065 | Library |  |  | 0 | 0
MC065-B09 | MC065-B09/I2 | AHU-SW Supply Flow STS |  |  |  |  | Energy sensor | I2 |  |  |  | MC065 | Library |  |  | 0 | 0
MC065-B09 | MC065-B09/i2 | xcite/IO/8UI |  |  |  |  | Energy sensor | i2 |  |  |  | MC065 | Library |  |  | 0 | 0
MC065-B09 | MC065-B09/I21 | AHU-SW Supply Fan No Flow |  |  |  |  | Energy sensor | I21 |  |  |  | MC065 | Library |  |  | 0 | 0
MC065-B09 | MC065-B09/I22 | AHU-SW Extract Fan No Flow |  |  |  |  | Energy sensor | I22 |  |  |  | MC065 | Library |  |  | 0 | 0
MC065-B09 | MC065-B09/I23 | Level A Rad V2-A-02 Valve HD |  |  |  |  | Energy sensor | I23 |  |  |  | MC065 | Library |  |  | 0 | 0
MC065-B09 | MC065-B09/I25 | Level A Rad V2-A-03 Valve HD |  |  |  |  | Energy sensor | I25 |  |  |  | MC065 | Library |  |  | 0 | 0
MC065-B09 | MC065-B09/I26 | Level A Rad V2-A-01 Valve HD |  |  |  |  | Energy sensor | I26 |  |  |  | MC065 | Library |  |  | 0 | 0
MC065-B09 | MC065-B09/I27 | Level C Rad V2-B-02 Valve HD |  |  |  |  | Energy sensor | I27 |  |  |  | MC065 | Library |  |  | 0 | 0
MC065-B09 | MC065-B09/I3 | AHU-SW Extract VSD Fault |  |  |  |  | Energy sensor | I3 |  |  |  | MC065 | Library |  |  | 0 | 0
MC065-B09 | MC065-B09/i3 | xcite/IO/8UI |  |  |  |  | Energy sensor | i3 |  |  |  | MC065 | Library |  |  | 0 | 0
MC065-B09 | MC065-B09/i4 | xcite/IO/8AO |  |  |  |  | Energy sensor | i4 |  |  |  | MC065 | Library |  |  | 0 | 0
MC065-B09 | MC065-B09/I4 | AHU-SW Extract Flow STS |  |  |  |  | Energy sensor | I4 |  |  |  | MC065 | Library |  |  | 0 | 0
MC065-B09 | MC065-B09/i5 | xcite/IO/8AO |  |  |  |  | Energy sensor | i5 |  |  |  | MC065 | Library |  |  | 0 | 0
MC065-B09 | MC065-B09/I5 | TEF1 Toilet Extrct Fault |  |  |  |  | Energy sensor | I5 |  |  |  | MC065 | Library |  |  | 0 | 0
MC065-B09 | MC065-B09/I6 | Stairwell Pressure Fan Tripped |  |  |  |  | Energy sensor | I6 |  |  |  | MC065 | Library |  |  | 0 | 0
MC065-B09 | MC065-B09/I7 | Smoke Panel Fault |  |  |  |  | Energy sensor | I7 |  |  |  | MC065 | Library |  |  | 0 | 0
MC065-B09 | MC065-B09/I8 | AHU-SW SupplyPanelFilterSTS |  |  |  |  | Energy sensor | I8 |  |  |  | MC065 | Library |  |  | 0 | 0
MC065-B09 | MC065-B09/I9 | AHU-SW BagPanelFilterSTS |  |  |  |  | Energy sensor | I9 |  |  |  | MC065 | Library |  |  | 0 | 0
MC065-B09 | MC065-B09/K1 | LowCO2=LowOccupancySP |  |  |  |  | Energy sensor | K1 |  |  |  | MC065 | Library |  |  | 0 | 0
MC065-B09 | MC065-B09/K10 | Level A HB A190 SP |  |  |  |  | Energy sensor | K10 |  |  |  | MC065 | Library |  |  | 0 | 0
MC065-B09 | MC065-B09/K11 | Level A HB A181 SP |  |  |  |  | Energy sensor | K11 |  |  |  | MC065 | Library |  |  | 0 | 0
MC065-B09 | MC065-B09/K12 | Level A HB A182 SP |  |  |  |  | Energy sensor | K12 |  |  |  | MC065 | Library |  |  | 0 | 0
MC065-B09 | MC065-B09/K13 | Level B HB B135 SP |  |  |  |  | Energy sensor | K13 |  |  |  | MC065 | Library |  |  | 0 | 0
MC065-B09 | MC065-B09/K14 | Level A HB A183 SP |  |  |  |  | Energy sensor | K14 |  |  |  | MC065 | Library |  |  | 0 | 0
MC065-B09 | MC065-B09/K15 | C HB C150 SP |  |  |  |  | Energy sensor | K15 |  |  |  | MC065 | Library |  |  | 0 | 0
MC065-B09 | MC065-B09/K16 | Level A Rad V2-A-03 SP |  |  |  |  | Energy sensor | K16 |  |  |  | MC065 | Library |  |  | 0 | 0
MC065-B09 | MC065-B09/K17 | Natural Vent CO2 SP |  |  |  |  | Energy sensor | K17 |  |  |  | MC065 | Library |  |  | 0 | 0
MC065-B09 | MC065-B09/K18 | Natural Vent Cooling SP |  |  |  |  | Energy sensor | K18 |  |  |  | MC065 | Library |  |  | 0 | 0
MC065-B09 | MC065-B09/K2 | AHU-NW Min Sply Temp SP |  |  | Degrees Celsius |  | Energy sensor | K2 |  |  |  | MC065 | Library |  |  | 0 | 0
MC065-B09 | MC065-B09/K3 | AHU-SW Max Sply Temp SP |  |  | Degrees Celsius |  | Energy sensor | K3 |  |  |  | MC065 | Library |  |  | 0 | 0
MC065-B09 | MC065-B09/K4 | AHU-NW Return Temp SP |  |  | Degrees Celsius |  | Energy sensor | K4 |  |  |  | MC065 | Library |  |  | 0 | 0
MC065-B09 | MC065-B09/K5 | AHU-SW Supply Pressure SP |  |  |  |  | Energy sensor | K5 |  |  |  | MC065 | Library |  |  | 0 | 0
MC065-B09 | MC065-B09/K7 | AHU-SW Extract Pressure SP |  |  |  |  | Energy sensor | K7 |  |  |  | MC065 | Library |  |  | 0 | 0
MC065-B09 | MC065-B09/K8 | AHU-SW Minimum Sup Fan Speed |  |  |  |  | Energy sensor | K8 |  |  |  | MC065 | Library |  |  | 0 | 0
MC065-B09 | MC065-B09/K9 | AHU-NW Minimum Ex Fan Speed |  |  |  |  | Energy sensor | K9 |  |  |  | MC065 | Library |  |  | 0 | 0
MC065-B09 | MC065-B09/L1 | AHU-NW Heating |  |  |  |  | Energy sensor | L1 |  |  |  | MC065 | Library |  |  | 0 | 0
MC065-B09 | MC065-B09/L10 | Loop 10 |  |  |  |  | Energy sensor | L10 |  |  |  | MC065 | Library |  |  | 0 | 0
MC065-B09 | MC065-B09/L11 | CO2 Loop |  |  |  |  | Energy sensor | L11 |  |  |  | MC065 | Library |  |  | 0 | 0
MC065-B09 | MC065-B09/L12 | Cooling Loop |  |  |  |  | Energy sensor | L12 |  |  |  | MC065 | Library |  |  | 0 | 0
MC065-B09 | MC065-B09/L13 | Loop 13 |  |  |  |  | Energy sensor | L13 |  |  |  | MC065 | Library |  |  | 0 | 0
MC065-B09 | MC065-B09/L2 | Loop 2 |  |  |  |  | Energy sensor | L2 |  |  |  | MC065 | Library |  |  | 0 | 0
MC065-B09 | MC065-B09/L3 | [5 empty] | Energy sensor | L3 |  |  |  | MC065 | Library |  |  | 0 | 0
MC065-B09 | MC065-B09/L4 | [5 empty] | Energy sensor | L4 |  |  |  | MC065 | Library |  |  | 0 | 0
MC065-B09 | MC065-B09/L5 | Loop 5 |  |  |  |  | Energy sensor | L5 |  |  |  | MC065 | Library |  |  | 0 | 0
MC065-B09 | MC065-B09/L6 | Loop 6 |  |  |  |  | Energy sensor | L6 |  |  |  | MC065 | Library |  |  | 0 | 0
MC065-B09 | MC065-B09/L7 | Loop 7 |  |  |  |  | Energy sensor | L7 |  |  |  | MC065 | Library |  |  | 0 | 0
MC065-B09 | MC065-B09/L8 | Loop 8 |  |  |  |  | Energy sensor | L8 |  |  |  | MC065 | Library |  |  | 0 | 0
MC065-B09 | MC065-B09/L9 | Loop 9 |  |  |  |  | Energy sensor | L9 |  |  |  | MC065 | Library |  |  | 0 | 0
MC065-B09 | MC065-B09/n1 | TREND_0D_7F_AF |  |  |  |  | Energy sensor | n1 |  |  |  | MC065 | Library |  |  | 0 | 0
MC065-B09 | MC065-B09/N1 | OAT Frost Setpoint |  |  |  |  | Energy sensor | N1 |  |  |  | MC065 | Library |  |  | 0 | 0
MC065-B09 | MC065-B09/N10 | Max CO2 Zone 1 OS12 |  |  |  |  | Energy sensor | N10 |  |  |  | MC065 | Library |  |  | 0 | 0
MC065-B09 | MC065-B09/N11 | Max CO2 Zone 2 OS13 |  |  |  |  | Energy sensor | N11 |  |  |  | MC065 | Library |  |  | 0 | 0
MC065-B09 | MC065-B09/N12 | Max CO2 Zone 4 OS15 |  |  |  |  | Energy sensor | N12 |  |  |  | MC065 | Library |  |  | 0 | 0
MC065-B09 | MC065-B09/N13 | Ave Temp Zone 1 OS12 |  |  | Degrees Celsius |  | Energy sensor | N13 |  |  |  | MC065 | Library |  |  | 0 | 0
MC065-B09 | MC065-B09/N14 | Ave Temp Zone 2 OS13 |  |  | Degrees Celsius |  | Energy sensor | N14 |  |  |  | MC065 | Library |  |  | 0 | 0
MC065-B09 | MC065-B09/N15 | Ave Temp Zone 4 OS15 |  |  | Degrees Celsius |  | Energy sensor | N15 |  |  |  | MC065 | Library |  |  | 0 | 0
MC065-B09 | MC065-B09/N2 | Space frost protection setpoint |  |  | Degrees Celsius |  | Energy sensor | N2 |  |  |  | MC065 | Library |  |  | 0 | 0
MC065-B09 | MC065-B09/N3 | Fire Alarm STS |  |  |  |  | Energy sensor | N3 |  |  |  | MC065 | Library |  |  | 0 | 0
MC065-B09 | MC065-B09/N4 | OAT Summer Eco Setpoint |  |  |  |  | Energy sensor | N4 |  |  |  | MC065 | Library |  |  | 0 | 0
MC065-B09 | MC065-B09/N5 | Space Summer Eco Setpoint |  |  |  |  | Energy sensor | N5 |  |  |  | MC065 | Library |  |  | 0 | 0
MC065-B09 | MC065-B09/N7 | Duct Frost Setpoint |  |  |  |  | Energy sensor | N7 |  |  |  | MC065 | Library |  |  | 0 | 0
MC065-B09 | MC065-B09/N8 | S14 Lev A HB-A181 Space Temp |  |  | Degrees Celsius |  | Energy sensor | N8 |  |  |  | MC065 | Library |  |  | 0 | 0
MC065-B09 | MC065-B09/N9 | S14 Lev A HB-A181 Space SP |  |  |  |  | Energy sensor | N9 |  |  |  | MC065 | Library |  |  | 0 | 0
MC065-B09 | MC065-B09/O1 | SW Zone 3 Floor A OSS |  |  |  |  | Energy sensor | O1 |  |  |  | MC065 | Library |  |  | 0 | 0
MC065-B09 | MC065-B09/o1 | Alarm Route 1 |  |  |  |  | Energy sensor | o1 |  |  |  | MC065 | Library |  |  | 0 | 0
MC065-B09 | MC065-B09/o2 | Alarm Route 1 |  |  |  |  | Energy sensor | o2 |  |  |  | MC065 | Library |  |  | 0 | 0
MC065-B09 | MC065-B09/O2 | SW Zone 3 Floor B OSS |  |  |  |  | Energy sensor | O2 |  |  |  | MC065 | Library |  |  | 0 | 0
MC065-B09 | MC065-B09/O3 | SW Zone 3 Floor C OSS |  |  |  |  | Energy sensor | O3 |  |  |  | MC065 | Library |  |  | 0 | 0
MC065-B09 | MC065-B09/o3 | Alarm Route 1 |  |  |  |  | Energy sensor | o3 |  |  |  | MC065 | Library |  |  | 0 | 0
MC065-B09 | MC065-B09/P1 | AHU-SW Supply Air Temp |  |  | Degrees Celsius |  | Energy sensor | P1 |  |  |  | MC065 | Library |  |  | 0 | 0
MC065-B09 | MC065-B09/P10 | S39 Lev D HB-C150 Space CO2 |  |  |  |  | Energy sensor | P10 |  |  |  | MC065 | Library |  |  | 0 | 0
MC065-B09 | MC065-B09/P11 | S14 Lev A HB-A181 Space Temp |  |  | Degrees Celsius |  | Energy sensor | P11 |  |  |  | MC065 | Library |  |  | 0 | 0
MC065-B09 | MC065-B09/P12 | S14 Lev A HB-A181 SP Adj |  |  |  |  | Energy sensor | P12 |  |  |  | MC065 | Library |  |  | 0 | 0
MC065-B09 | MC065-B09/P13 | S11 Lev A HB-A182 Space Temp |  |  | Degrees Celsius |  | Energy sensor | P13 |  |  |  | MC065 | Library |  |  | 0 | 0
MC065-B09 | MC065-B09/P14 | S11 Lev A HB-A182 SP Adj |  |  |  |  | Energy sensor | P14 |  |  |  | MC065 | Library |  |  | 0 | 0
MC065-B09 | MC065-B09/P15 | S13 Lev A HB-A183 Space Temp |  |  | Degrees Celsius |  | Energy sensor | P15 |  |  |  | MC065 | Library |  |  | 0 | 0
MC065-B09 | MC065-B09/P16 | S13 Lev A HB-A183 SP Adj |  |  |  |  | Energy sensor | P16 |  |  |  | MC065 | Library |  |  | 0 | 0
MC065-B09 | MC065-B09/P17 | S28 Lev C Radiator Space Temp |  |  | Degrees Celsius |  | Energy sensor | P17 |  |  |  | MC065 | Library |  |  | 0 | 0
MC065-B09 | MC065-B09/P18 | S28 Lev C Radiator SP Adj |  |  |  |  | Energy sensor | P18 |  |  |  | MC065 | Library |  |  | 0 | 0
MC065-B09 | MC065-B09/P19 | AHU-SW Supply Damper Feedback |  |  |  |  | Energy sensor | P19 |  |  |  | MC065 | Library |  |  | 0 | 0
MC065-B09 | MC065-B09/P2 | AHU-SW Extract Air Temp |  |  | Degrees Celsius |  | Energy sensor | P2 |  |  |  | MC065 | Library |  |  | 0 | 0
MC065-B09 | MC065-B09/P20 | AHU-SW Recirc Damper Feedback |  |  |  |  | Energy sensor | P20 |  |  |  | MC065 | Library |  |  | 0 | 0
MC065-B09 | MC065-B09/P21 | AHU-SW Extract Damper Feedback |  |  |  |  | Energy sensor | P21 |  |  |  | MC065 | Library |  |  | 0 | 0
MC065-B09 | MC065-B09/P22 | AHU-SW Recoup Damper Feedback |  |  |  |  | Energy sensor | P22 |  |  |  | MC065 | Library |  |  | 0 | 0
MC065-B09 | MC065-B09/P23 | Outside air temperature |  |  | Degrees Celsius |  | Energy sensor | P23 |  |  |  | MC065 | Library |  |  | 0 | 0
MC065-B09 | MC065-B09/P24 | SW Zone 3 Max CO2 |  |  |  |  | Energy sensor | P24 |  |  |  | MC065 | Library |  |  | 0 | 0
MC065-B09 | MC065-B09/P25 | NE Zone 2 Low Occupancy |  |  |  |  | Energy sensor | P25 |  |  |  | MC065 | Library |  |  | 0 | 0
MC065-B09 | MC065-B09/P26 | AHU-SW Calc Sply Temp SP |  |  | Degrees Celsius |  | Energy sensor | P26 |  |  |  | MC065 | Library |  |  | 0 | 0
MC065-B09 | MC065-B09/P27 | AHU-SW Recoup Dmnd |  |  |  |  | Energy sensor | P27 |  |  |  | MC065 | Library |  |  | 0 | 0
MC065-B09 | MC065-B09/P28 | AHU-SW Heating Coil Dmnd |  |  |  |  | Energy sensor | P28 |  |  |  | MC065 | Library |  |  | 0 | 0
MC065-B09 | MC065-B09/P29 | AHU-SW Mixing Dampers Ctrl |  |  |  |  | Energy sensor | P29 |  |  |  | MC065 | Library |  |  | 0 | 0
MC065-B09 | MC065-B09/P3 | AHU-SW Extract Air Pressure |  |  |  |  | Energy sensor | P3 |  |  |  | MC065 | Library |  |  | 0 | 0
MC065-B09 | MC065-B09/P30 | Actual AHU-SW Supply Press SP |  |  |  |  | Energy sensor | P30 |  |  |  | MC065 | Library |  |  | 0 | 0
MC065-B09 | MC065-B09/P31 | Actual AHU-SW Extract Press SP |  |  |  |  | Energy sensor | P31 |  |  |  | MC065 | Library |  |  | 0 | 0
MC065-B09 | MC065-B09/P32 | AHU-SW Sply Fan Speed |  |  |  |  | Energy sensor | P32 |  |  |  | MC065 | Library |  |  | 0 | 0
MC065-B09 | MC065-B09/P33 | AHU-NW Ext Fan Speed |  |  |  |  | Energy sensor | P33 |  |  |  | MC065 | Library |  |  | 0 | 0
MC065-B09 | MC065-B09/P34 | Level A HB A190 Valve |  |  |  |  | Energy sensor | P34 |  |  |  | MC065 | Library |  |  | 0 | 0
MC065-B09 | MC065-B09/P35 | Level A HB A181 Valve |  |  |  |  | Energy sensor | P35 |  |  |  | MC065 | Library |  |  | 0 | 0
MC065-B09 | MC065-B09/P36 | Level A HB A182 Valve |  |  |  |  | Energy sensor | P36 |  |  |  | MC065 | Library |  |  | 0 | 0
MC065-B09 | MC065-B09/P37 | Level B HB B135 Valve |  |  |  |  | Energy sensor | P37 |  |  |  | MC065 | Library |  |  | 0 | 0
MC065-B09 | MC065-B09/P38 | Level A HB A182 Valve |  |  |  |  | Energy sensor | P38 |  |  |  | MC065 | Library |  |  | 0 | 0
MC065-B09 | MC065-B09/P39 | Level HB C150 Valve |  |  |  |  | Energy sensor | P39 |  |  |  | MC065 | Library |  |  | 0 | 0
MC065-B09 | MC065-B09/P4 | AHU-SW Supply Air Pressure |  |  |  |  | Energy sensor | P4 |  |  |  | MC065 | Library |  |  | 0 | 0
MC065-B09 | MC065-B09/P40 | Level A HB A181 Adjusted SP |  |  |  |  | Energy sensor | P40 |  |  |  | MC065 | Library |  |  | 0 | 0
MC065-B09 | MC065-B09/P41 | Level A HB A182 Adjusted SP |  |  |  |  | Energy sensor | P41 |  |  |  | MC065 | Library |  |  | 0 | 0
MC065-B09 | MC065-B09/P42 | Level A HB A183 Adjusted SP |  |  |  |  | Energy sensor | P42 |  |  |  | MC065 | Library |  |  | 0 | 0
MC065-B09 | MC065-B09/P45 | Level A3Rad V2-A03 Adjusted SP |  |  |  |  | Energy sensor | P45 |  |  |  | MC065 | Library |  |  | 0 | 0
MC065-B09 | MC065-B09/P46 | Max Open Plan Co2 |  |  |  |  | Energy sensor | P46 |  |  |  | MC065 | Library |  |  | 0 | 0
MC065-B09 | MC065-B09/P47 | Max Open Plan Temp |  |  | Degrees Celsius |  | Energy sensor | P47 |  |  |  | MC065 | Library |  |  | 0 | 0
MC065-B09 | MC065-B09/P48 | Natural Vent Dampers |  |  |  |  | Energy sensor | P48 |  |  |  | MC065 | Library |  |  | 0 | 0
MC065-B09 | MC065-B09/P49 | SW Pressure |  |  |  |  | Energy sensor | P49 |  |  |  | MC065 | Library |  |  | 0 | 0
MC065-B09 | MC065-B09/P5 | S12 Lev A HB-A190 Space Temp |  |  | Degrees Celsius |  | Energy sensor | P5 |  |  |  | MC065 | Library |  |  | 0 | 0
MC065-B09 | MC065-B09/P6 | S12 Lev A HB-A190 Space CO2 |  |  |  |  | Energy sensor | P6 |  |  |  | MC065 | Library |  |  | 0 | 0
MC065-B09 | MC065-B09/P7 | S29 Lev B HB-B135 Space Temp |  |  | Degrees Celsius |  | Energy sensor | P7 |  |  |  | MC065 | Library |  |  | 0 | 0
MC065-B09 | MC065-B09/P8 | S29 Lev B HB-B135 Space CO2 |  |  |  |  | Energy sensor | P8 |  |  |  | MC065 | Library |  |  | 0 | 0
MC065-B09 | MC065-B09/P9 | S39 Lev D HB-C150 Space Temp |  |  | Degrees Celsius |  | Energy sensor | P9 |  |  |  | MC065 | Library |  |  | 0 | 0
MC065-B09 | MC065-B09/Q1 | Sequence Table 1 |  |  |  |  | Energy sensor | Q1 |  |  |  | MC065 | Library |  |  | 0 | 0
MC065-B09 | MC065-B09/S1 | AHU-SW Supply Air Temp |  |  | Degrees Celsius |  | Energy sensor | S1 |  |  |  | MC065 | Library |  |  | 0 | 0
MC065-B09 | MC065-B09/S10 | S39 Lev D HB-C150 Space CO2 |  |  |  |  | Energy sensor | S10 |  |  |  | MC065 | Library |  |  | 0 | 0
MC065-B09 | MC065-B09/S11 | 4 Dix No.1 |  |  |  |  | Energy sensor | S11 |  |  |  | MC065 | Library |  |  | 0 | 0
MC065-B09 | MC065-B09/S12 | S14 Lev A HB-A181 Space Temp |  |  | Degrees Celsius |  | Energy sensor | S12 |  |  |  | MC065 | Library |  |  | 0 | 0
MC065-B09 | MC065-B09/S13 | S14 Lev A HB-A181 SP Adj |  |  |  |  | Energy sensor | S13 |  |  |  | MC065 | Library |  |  | 0 | 0
MC065-B09 | MC065-B09/S14 | S11 Lev A HB-A182 Space Temp |  |  | Degrees Celsius |  | Energy sensor | S14 |  |  |  | MC065 | Library |  |  | 0 | 0
MC065-B09 | MC065-B09/S15 | S11 Lev A HB-A182 SP Adj |  |  |  |  | Energy sensor | S15 |  |  |  | MC065 | Library |  |  | 0 | 0
MC065-B09 | MC065-B09/S16 | S13 Lev A HB-A183 Space Temp |  |  | Degrees Celsius |  | Energy sensor | S16 |  |  |  | MC065 | Library |  |  | 0 | 0
MC065-B09 | MC065-B09/S17 | S13 Lev A HB-A183 SP Adj |  |  |  |  | Energy sensor | S17 |  |  |  | MC065 | Library |  |  | 0 | 0
MC065-B09 | MC065-B09/S18 | S28 Lev C Radiator Space Temp |  |  | Degrees Celsius |  | Energy sensor | S18 |  |  |  | MC065 | Library |  |  | 0 | 0
MC065-B09 | MC065-B09/S19 | S28 Lev C Radiator SP Adj |  |  |  |  | Energy sensor | S19 |  |  |  | MC065 | Library |  |  | 0 | 0
MC065-B09 | MC065-B09/S2 | AHU-SW Extract Air Temp |  |  | Degrees Celsius |  | Energy sensor | S2 |  |  |  | MC065 | Library |  |  | 0 | 0
MC065-B09 | MC065-B09/S20 | AHU-SW Supply Damper Feedback |  |  |  |  | Energy sensor | S20 |  |  |  | MC065 | Library |  |  | 0 | 0
MC065-B09 | MC065-B09/S21 | AHU-SW Recirc Damper Feedback |  |  |  |  | Energy sensor | S21 |  |  |  | MC065 | Library |  |  | 0 | 0
MC065-B09 | MC065-B09/S22 | AHU-SW Extract Damper Feedback |  |  |  |  | Energy sensor | S22 |  |  |  | MC065 | Library |  |  | 0 | 0
MC065-B09 | MC065-B09/S23 | AHU-SW Recoup Damper Feedback |  |  |  |  | Energy sensor | S23 |  |  |  | MC065 | Library |  |  | 0 | 0
MC065-B09 | MC065-B09/S24 | Outside air temperature |  |  | Degrees Celsius |  | Energy sensor | S24 |  |  |  | MC065 | Library |  |  | 0 | 0
MC065-B09 | MC065-B09/S25 | SW Zone 3 Max CO2 |  |  |  |  | Energy sensor | S25 |  |  |  | MC065 | Library |  |  | 0 | 0
MC065-B09 | MC065-B09/S26 | AHU-SW Recoup Dmnd |  |  |  |  | Energy sensor | S26 |  |  |  | MC065 | Library |  |  | 0 | 0
MC065-B09 | MC065-B09/S27 | AHU-SW Calc Sply Temp SP |  |  | Degrees Celsius |  | Energy sensor | S27 |  |  |  | MC065 | Library |  |  | 0 | 0
MC065-B09 | MC065-B09/S28 | AHU-SW Heating Coil Dmnd |  |  |  |  | Energy sensor | S28 |  |  |  | MC065 | Library |  |  | 0 | 0
MC065-B09 | MC065-B09/S29 | AHU-SW Mixing Dampers Ctrl |  |  |  |  | Energy sensor | S29 |  |  |  | MC065 | Library |  |  | 0 | 0
MC065-B09 | MC065-B09/S3 | AHU-SW Extract Air Pressure |  |  |  |  | Energy sensor | S3 |  |  |  | MC065 | Library |  |  | 0 | 0
MC065-B09 | MC065-B09/S30 | Actual AHU-SW Supply Press SP |  |  |  |  | Energy sensor | S30 |  |  |  | MC065 | Library |  |  | 0 | 0
MC065-B09 | MC065-B09/S31 | Actual AHU-SW Extract Press SP |  |  |  |  | Energy sensor | S31 |  |  |  | MC065 | Library |  |  | 0 | 0
MC065-B09 | MC065-B09/S32 | AHU-SW Sply Fan Speed |  |  |  |  | Energy sensor | S32 |  |  |  | MC065 | Library |  |  | 0 | 0
MC065-B09 | MC065-B09/S33 | AHU-NW Ext Fan Speed |  |  |  |  | Energy sensor | S33 |  |  |  | MC065 | Library |  |  | 0 | 0
MC065-B09 | MC065-B09/S34 | SW Water Pressure |  |  |  |  | Energy sensor | S34 |  |  |  | MC065 | Library |  |  | 0 | 0
MC065-B09 | MC065-B09/S35 | Level A HB A190 Valve |  |  |  |  | Energy sensor | S35 |  |  |  | MC065 | Library |  |  | 0 | 0
MC065-B09 | MC065-B09/S36 | Level A HB A181 Valve |  |  |  |  | Energy sensor | S36 |  |  |  | MC065 | Library |  |  | 0 | 0
MC065-B09 | MC065-B09/S37 | Level A HB A182 Valve |  |  |  |  | Energy sensor | S37 |  |  |  | MC065 | Library |  |  | 0 | 0
MC065-B09 | MC065-B09/S38 | Level B HB B135 Valve |  |  |  |  | Energy sensor | S38 |  |  |  | MC065 | Library |  |  | 0 | 0
MC065-B09 | MC065-B09/S39 | Level A HB A182 Valve |  |  |  |  | Energy sensor | S39 |  |  |  | MC065 | Library |  |  | 0 | 0
MC065-B09 | MC065-B09/S4 | AHU-SW Supply Air Pressure |  |  |  |  | Energy sensor | S4 |  |  |  | MC065 | Library |  |  | 0 | 0
MC065-B09 | MC065-B09/S40 | Level HB C150 Valve |  |  |  |  | Energy sensor | S40 |  |  |  | MC065 | Library |  |  | 0 | 0
MC065-B09 | MC065-B09/S41 | Level A HB A181 Adjusted SP |  |  |  |  | Energy sensor | S41 |  |  |  | MC065 | Library |  |  | 0 | 0
MC065-B09 | MC065-B09/S42 | Level A HB A182 Adjusted SP |  |  |  |  | Energy sensor | S42 |  |  |  | MC065 | Library |  |  | 0 | 0
MC065-B09 | MC065-B09/S43 | Level A HB A183 Adjusted SP |  |  |  |  | Energy sensor | S43 |  |  |  | MC065 | Library |  |  | 0 | 0
MC065-B09 | MC065-B09/S44 | Level A3Rad V2-A03 Adjusted SP |  |  |  |  | Energy sensor | S44 |  |  |  | MC065 | Library |  |  | 0 | 0
MC065-B09 | MC065-B09/S45 | Max Open Plan Co2 |  |  |  |  | Energy sensor | S45 |  |  |  | MC065 | Library |  |  | 0 | 0
MC065-B09 | MC065-B09/S46 | Z3 Open Plan Ave Temp |  |  | Degrees Celsius |  | Energy sensor | S46 |  |  |  | MC065 | Library |  |  | 0 | 0
MC065-B09 | MC065-B09/S47 | Max Open Plan Temp |  |  | Degrees Celsius |  | Energy sensor | S47 |  |  |  | MC065 | Library |  |  | 0 | 0
MC065-B09 | MC065-B09/S48 | Natural Vent Dampers |  |  |  |  | Energy sensor | S48 |  |  |  | MC065 | Library |  |  | 0 | 0
MC065-B09 | MC065-B09/S5 | S12 Lev A HB-A190 Space Temp |  |  | Degrees Celsius |  | Energy sensor | S5 |  |  |  | MC065 | Library |  |  | 0 | 0
MC065-B09 | MC065-B09/S6 | S12 Lev A HB-A190 Space CO2 |  |  |  |  | Energy sensor | S6 |  |  |  | MC065 | Library |  |  | 0 | 0
MC065-B09 | MC065-B09/S7 | S29 Lev B HB-B135 Space Temp |  |  | Degrees Celsius |  | Energy sensor | S7 |  |  |  | MC065 | Library |  |  | 0 | 0
MC065-B09 | MC065-B09/S8 | S29 Lev B HB-B135 Space CO2 |  |  |  |  | Energy sensor | S8 |  |  |  | MC065 | Library |  |  | 0 | 0
MC065-B09 | MC065-B09/S9 | S39 Lev D HB-C150 Space Temp |  |  | Degrees Celsius |  | Energy sensor | S9 |  |  |  | MC065 | Library |  |  | 0 | 0
MC065-B09 | MC065-B09/V1 | [5 empty] | Energy sensor | V1 |  |  |  | MC065 | Library |  |  | 0 | 0
MC065-B09 | MC065-B09/W1 | Manual Summer On-1 Auto-0 |  |  |  |  | Energy sensor | W1 |  |  |  | MC065 | Library |  |  | 0 | 0
MC065-B09 | MC065-B09/W2 | Summer ECO Detect Auto-1 Off-0 |  |  |  |  | Energy sensor | W2 |  |  |  | MC065 | Library |  |  | 0 | 0
MC065-B09 | MC065-B09/W3 | AHU-SW Off-Auto |  |  |  |  | Energy sensor | W3 |  |  |  | MC065 | Library |  |  | 0 | 0
MC065-B09 | MC065-B09/W4 | Toilet Ex Off-Auto |  |  |  |  | Energy sensor | W4 |  |  |  | MC065 | Library |  |  | 0 | 0
MC065-B09 | MC065-B09/Y1 | Thermistor TBTI |  |  | Degrees Celsius |  | Energy sensor | Y1 |  |  |  | MC065 | Library |  |  | 0 | 0
MC065-B09 | MC065-B09/Y10 | Pressure I 2.5bar |  |  |  |  | Energy sensor | Y10 |  |  |  | MC065 | Library |  |  | 0 | 0
MC065-B09 | MC065-B09/Y11 | Feedback V +10+2 |  |  |  |  | Energy sensor | Y11 |  |  |  | MC065 | Library |  |  | 0 | 0
MC065-B09 | MC065-B09/Y2 | Pressure I 1000Pa |  |  |  |  | Energy sensor | Y2 |  |  |  | MC065 | Library |  |  | 0 | 0
MC065-B09 | MC065-B09/Y3 | Temp V 0+40 |  |  | Degrees Celsius |  | Energy sensor | Y3 |  |  |  | MC065 | Library |  |  | 0 | 0
MC065-B09 | MC065-B09/Y4 | CO2 V |  |  |  |  | Energy sensor | Y4 |  |  |  | MC065 | Library |  |  | 0 | 0
MC065-B09 | MC065-B09/Y5 | Knob TB 3deg trim |  |  |  |  | Energy sensor | Y5 |  |  |  | MC065 | Library |  |  | 0 | 0
MC065-B09 | MC065-B09/Y6 | Room temperature |  |  | Degrees Celsius |  | Energy sensor | Y6 |  |  |  | MC065 | Library |  |  | 0 | 0
MC065-B09 | MC065-B09/Y7 | Outside air temperature |  |  | Degrees Celsius |  | Energy sensor | Y7 |  |  |  | MC065 | Library |  |  | 0 | 0
MC065-B09 | MC065-B09/Y8 | Feedback V +2+10 |  |  |  |  | Energy sensor | Y8 |  |  |  | MC065 | Library |  |  | 0 | 0
MC065-B09 | MC065-B09/Y9 | 4DIX V |  |  |  |  | Energy sensor | Y9 |  |  |  | MC065 | Library |  |  | 0 | 0
MC065-B09 | MC065-B09/Z1 | SW Zone 3 Floor A OSS |  |  |  |  | Energy sensor | Z1 |  |  |  | MC065 | Library |  |  | 0 | 0
MC065-B09 | MC065-B09/Z2 | SW Zone 3 Floor B OSS |  |  |  |  | Energy sensor | Z2 |  |  |  | MC065 | Library |  |  | 0 | 0
MC065-B09 | MC065-B09/Z3 | SW Zone 3 Floor C OSS |  |  |  |  | Energy sensor | Z3 |  |  |  | MC065 | Library |  |  | 0 | 0
MC065-B09 | MC065-B09/Z4 | Toilet Extract Fan Tz |  |  |  |  | Energy sensor | Z4 |  |  |  | MC065 | Library |  |  | 0 | 0
MC044-B04 | MC044-B04/A2 | Flow Calc Time Base |  |  |  |  | Energy sensor | A2 |  |  |  | MC044 | Faraday Building |  |  | 0 | 0
MC044-B04 | MC044-B04/B2 | Chemistry Block |  |  |  |  | Energy sensor | B2 |  |  |  | MC044 | Faraday Building |  |  | 0 | 0
MC044-B04 | MC044-B04/C1 | Virtual CNC 1 |  |  |  |  | Energy sensor | C1 |  |  |  | MC044 | Faraday Building |  |  | 0 | 0
MC044-B04 | MC044-B04/D1 | Pri Circ Pump 1 En |  |  |  |  | Energy sensor | D1 |  |  |  | MC044 | Faraday Building |  |  | 0 | 0
MC044-B04 | MC044-B04/D10 | Foyer VT Pumps Dmd |  |  |  |  | Energy sensor | D10 |  |  |  | MC044 | Faraday Building |  |  | 0 | 0
MC044-B04 | MC044-B04/D11 | Foyer VT Valve |  |  |  |  | Energy sensor | D11 |  |  |  | MC044 | Faraday Building |  |  | 0 | 0
MC044-B04 | MC044-B04/D12 | Physics VT Pump 1 En |  |  |  |  | Energy sensor | D12 |  |  |  | MC044 | Faraday Building |  |  | 0 | 0
MC044-B04 | MC044-B04/D13 | Physics VT Pump 2 En |  |  |  |  | Energy sensor | D13 |  |  |  | MC044 | Faraday Building |  |  | 0 | 0
MC044-B04 | MC044-B04/D14 | Physics VT Pumps En |  |  |  |  | Energy sensor | D14 |  |  |  | MC044 | Faraday Building |  |  | 0 | 0
MC044-B04 | MC044-B04/D15 | Physics VT Pumps Dmd |  |  |  |  | Energy sensor | D15 |  |  |  | MC044 | Faraday Building |  |  | 0 | 0
MC044-B04 | MC044-B04/D16 | Physics VT Valve |  |  |  |  | Energy sensor | D16 |  |  |  | MC044 | Faraday Building |  |  | 0 | 0
MC044-B04 | MC044-B04/D17 | Lecture VT Pump 1 En |  |  |  |  | Energy sensor | D17 |  |  |  | MC044 | Faraday Building |  |  | 0 | 0
MC044-B04 | MC044-B04/D18 | Lecture VT Pump 2 En |  |  |  |  | Energy sensor | D18 |  |  |  | MC044 | Faraday Building |  |  | 0 | 0
MC044-B04 | MC044-B04/D19 | Lecture VT Pumps En |  |  |  |  | Energy sensor | D19 |  |  |  | MC044 | Faraday Building |  |  | 0 | 0
MC044-B04 | MC044-B04/D2 | Pri Circ Pump 2 En |  |  |  |  | Energy sensor | D2 |  |  |  | MC044 | Faraday Building |  |  | 0 | 0
MC044-B04 | MC044-B04/D20 | Lecture VT Pumps Dmd |  |  |  |  | Energy sensor | D20 |  |  |  | MC044 | Faraday Building |  |  | 0 | 0
MC044-B04 | MC044-B04/D21 | Lecture VT Valve |  |  |  |  | Energy sensor | D21 |  |  |  | MC044 | Faraday Building |  |  | 0 | 0
MC044-B04 | MC044-B04/D22 | DHW Valve |  |  |  |  | Energy sensor | D22 |  |  |  | MC044 | Faraday Building |  |  | 0 | 0
MC044-B04 | MC044-B04/D23 | DHW Sec Pump En |  |  |  |  | Energy sensor | D23 |  |  |  | MC044 | Faraday Building |  |  | 0 | 0
MC044-B04 | MC044-B04/D24 | DHW DeStrat Pump En |  |  |  |  | Energy sensor | D24 |  |  |  | MC044 | Faraday Building |  |  | 0 | 0
MC044-B04 | MC044-B04/D25 | DHW Imm Heater En |  |  |  |  | Energy sensor | D25 |  |  |  | MC044 | Faraday Building |  |  | 0 | 0
MC044-B04 | MC044-B04/D26 | Chemistry Pump 1 Run |  |  |  |  | Energy sensor | D26 |  |  |  | MC044 | Faraday Building |  |  | 0 | 0
MC044-B04 | MC044-B04/D27 | Chemistry Pump 1 Trip |  |  |  |  | Energy sensor | D27 |  |  |  | MC044 | Faraday Building |  |  | 0 | 0
MC044-B04 | MC044-B04/D28 | Chemistry Pump 2 Run |  |  |  |  | Energy sensor | D28 |  |  |  | MC044 | Faraday Building |  |  | 0 | 0
MC044-B04 | MC044-B04/D29 | Chemistry Pump 2 Trip |  |  |  |  | Energy sensor | D29 |  |  |  | MC044 | Faraday Building |  |  | 0 | 0
MC044-B04 | MC044-B04/D3 | Pri Circ Pumps En |  |  |  |  | Energy sensor | D3 |  |  |  | MC044 | Faraday Building |  |  | 0 | 0
MC044-B04 | MC044-B04/D30 | Common Alarm Lamp |  |  |  |  | Energy sensor | D30 |  |  |  | MC044 | Faraday Building |  |  | 0 | 0
MC044-B04 | MC044-B04/D31 | Duct Lighting En |  |  |  |  | Energy sensor | D31 |  |  |  | MC044 | Faraday Building |  |  | 0 | 0
MC044-B04 | MC044-B04/D39 | Pri Circ Pumps Dmd |  |  |  |  | Energy sensor | D39 |  |  |  | MC044 | Faraday Building |  |  | 0 | 0
MC044-B04 | MC044-B04/D5 | PHE 1 Valve |  |  |  |  | Energy sensor | D5 |  |  |  | MC044 | Faraday Building |  |  | 0 | 0
MC044-B04 | MC044-B04/D6 | PHE 2 Valve |  |  |  |  | Energy sensor | D6 |  |  |  | MC044 | Faraday Building |  |  | 0 | 0
MC044-B04 | MC044-B04/D7 | Foyer VT Pump 1 En |  |  |  |  | Energy sensor | D7 |  |  |  | MC044 | Faraday Building |  |  | 0 | 0
MC044-B04 | MC044-B04/D8 | Foyer VT Pump 2 En |  |  |  |  | Energy sensor | D8 |  |  |  | MC044 | Faraday Building |  |  | 0 | 0
MC044-B04 | MC044-B04/D9 | Foyer VT Pumps En |  |  |  |  | Energy sensor | D9 |  |  |  | MC044 | Faraday Building |  |  | 0 | 0
MC044-B04 | MC044-B04/e1 | 963 |  |  |  |  | Energy sensor | e1 |  |  |  | MC044 | Faraday Building |  |  | 0 | 0
MC044-B04 | MC044-B04/F1 | Function 1 |  |  |  |  | Energy sensor | F1 |  |  |  | MC044 | Faraday Building |  |  | 0 | 0
MC044-B04 | MC044-B04/F10 | Space frost protection |  |  | Degrees Celsius |  | Energy sensor | F10 |  |  |  | MC044 | Faraday Building |  |  | 0 | 0
MC044-B04 | MC044-B04/F103 | Function 103 |  |  |  |  | Energy sensor | F103 |  |  |  | MC044 | Faraday Building |  |  | 0 | 0
MC044-B04 | MC044-B04/F104 | Function 104 |  |  |  |  | Energy sensor | F104 |  |  |  | MC044 | Faraday Building |  |  | 0 | 0
MC044-B04 | MC044-B04/F105 | Function 105 |  |  |  |  | Energy sensor | F105 |  |  |  | MC044 | Faraday Building |  |  | 0 | 0
MC044-B04 | MC044-B04/F106 | Function 106 |  |  |  |  | Energy sensor | F106 |  |  |  | MC044 | Faraday Building |  |  | 0 | 0
MC044-B04 | MC044-B04/F107 | Function 107 |  |  |  |  | Energy sensor | F107 |  |  |  | MC044 | Faraday Building |  |  | 0 | 0
MC044-B04 | MC044-B04/F108 | Function 108 |  |  |  |  | Energy sensor | F108 |  |  |  | MC044 | Faraday Building |  |  | 0 | 0
MC044-B04 | MC044-B04/F109 | Function 109 |  |  |  |  | Energy sensor | F109 |  |  |  | MC044 | Faraday Building |  |  | 0 | 0
MC044-B04 | MC044-B04/F11 | Physics VT Frost |  |  |  |  | Energy sensor | F11 |  |  |  | MC044 | Faraday Building |  |  | 0 | 0
MC044-B04 | MC044-B04/F110 | Function 110 |  |  |  |  | Energy sensor | F110 |  |  |  | MC044 | Faraday Building |  |  | 0 | 0
MC044-B04 | MC044-B04/F119 | Function 119 |  |  |  |  | Energy sensor | F119 |  |  |  | MC044 | Faraday Building |  |  | 0 | 0
MC044-B04 | MC044-B04/F12 | Space frost protection |  |  | Degrees Celsius |  | Energy sensor | F12 |  |  |  | MC044 | Faraday Building |  |  | 0 | 0
MC044-B04 | MC044-B04/F120 | Function 120 |  |  |  |  | Energy sensor | F120 |  |  |  | MC044 | Faraday Building |  |  | 0 | 0
MC044-B04 | MC044-B04/F121 | Function 121 |  |  |  |  | Energy sensor | F121 |  |  |  | MC044 | Faraday Building |  |  | 0 | 0
MC044-B04 | MC044-B04/F122 | Function 122 |  |  |  |  | Energy sensor | F122 |  |  |  | MC044 | Faraday Building |  |  | 0 | 0
MC044-B04 | MC044-B04/F126 | Function 126 |  |  |  |  | Energy sensor | F126 |  |  |  | MC044 | Faraday Building |  |  | 0 | 0
MC044-B04 | MC044-B04/F127 | Function 127 |  |  |  |  | Energy sensor | F127 |  |  |  | MC044 | Faraday Building |  |  | 0 | 0
MC044-B04 | MC044-B04/F128 | Function 128 |  |  |  |  | Energy sensor | F128 |  |  |  | MC044 | Faraday Building |  |  | 0 | 0
MC044-B04 | MC044-B04/F129 | Function 129 |  |  |  |  | Energy sensor | F129 |  |  |  | MC044 | Faraday Building |  |  | 0 | 0
MC044-B04 | MC044-B04/F13 | Lecture VT Frost |  |  |  |  | Energy sensor | F13 |  |  |  | MC044 | Faraday Building |  |  | 0 | 0
MC044-B04 | MC044-B04/F130 | Function 130 |  |  |  |  | Energy sensor | F130 |  |  |  | MC044 | Faraday Building |  |  | 0 | 0
MC044-B04 | MC044-B04/F131 | Function 131 |  |  |  |  | Energy sensor | F131 |  |  |  | MC044 | Faraday Building |  |  | 0 | 0
MC044-B04 | MC044-B04/F132 | Function 132 |  |  |  |  | Energy sensor | F132 |  |  |  | MC044 | Faraday Building |  |  | 0 | 0
MC044-B04 | MC044-B04/F133 | Function 133 |  |  |  |  | Energy sensor | F133 |  |  |  | MC044 | Faraday Building |  |  | 0 | 0
MC044-B04 | MC044-B04/F134 | Function 134 |  |  |  |  | Energy sensor | F134 |  |  |  | MC044 | Faraday Building |  |  | 0 | 0
MC044-B04 | MC044-B04/F135 | Function 135 |  |  |  |  | Energy sensor | F135 |  |  |  | MC044 | Faraday Building |  |  | 0 | 0
MC044-B04 | MC044-B04/F136 | Function 136 |  |  |  |  | Energy sensor | F136 |  |  |  | MC044 | Faraday Building |  |  | 0 | 0
MC044-B04 | MC044-B04/F137 | Function 137 |  |  |  |  | Energy sensor | F137 |  |  |  | MC044 | Faraday Building |  |  | 0 | 0
MC044-B04 | MC044-B04/F138 | Function 138 |  |  |  |  | Energy sensor | F138 |  |  |  | MC044 | Faraday Building |  |  | 0 | 0
MC044-B04 | MC044-B04/F139 | Pump Speed |  |  |  |  | Energy sensor | F139 |  |  |  | MC044 | Faraday Building |  |  | 0 | 0
MC044-B04 | MC044-B04/F14 | Outside air temperature heating inhibit |  |  |  |  | Energy sensor | F14 |  |  |  | MC044 | Faraday Building |  |  | 0 | 0
MC044-B04 | MC044-B04/F140 | Function 140 |  |  |  |  | Energy sensor | F140 |  |  |  | MC044 | Faraday Building |  |  | 0 | 0
MC044-B04 | MC044-B04/F141 | Function 141 |  |  |  |  | Energy sensor | F141 |  |  |  | MC044 | Faraday Building |  |  | 0 | 0
MC044-B04 | MC044-B04/F142 | Function 142 |  |  |  |  | Energy sensor | F142 |  |  |  | MC044 | Faraday Building |  |  | 0 | 0
MC044-B04 | MC044-B04/F143 | Function 143 |  |  |  |  | Energy sensor | F143 |  |  |  | MC044 | Faraday Building |  |  | 0 | 0
MC044-B04 | MC044-B04/F144 | Function 144 |  |  |  |  | Energy sensor | F144 |  |  |  | MC044 | Faraday Building |  |  | 0 | 0
MC044-B04 | MC044-B04/F145 | Function 145 |  |  |  |  | Energy sensor | F145 |  |  |  | MC044 | Faraday Building |  |  | 0 | 0
MC044-B04 | MC044-B04/F146 | Function 146 |  |  |  |  | Energy sensor | F146 |  |  |  | MC044 | Faraday Building |  |  | 0 | 0
MC044-B04 | MC044-B04/F147 | Function 147 |  |  |  |  | Energy sensor | F147 |  |  |  | MC044 | Faraday Building |  |  | 0 | 0
MC044-B04 | MC044-B04/F148 | Function 148 |  |  |  |  | Energy sensor | F148 |  |  |  | MC044 | Faraday Building |  |  | 0 | 0
MC044-B04 | MC044-B04/F149 | Function 149 |  |  |  |  | Energy sensor | F149 |  |  |  | MC044 | Faraday Building |  |  | 0 | 0
MC044-B04 | MC044-B04/F15 | Outside air temperature heating inhibit |  |  |  |  | Energy sensor | F15 |  |  |  | MC044 | Faraday Building |  |  | 0 | 0
MC044-B04 | MC044-B04/F150 | Function 150 |  |  |  |  | Energy sensor | F150 |  |  |  | MC044 | Faraday Building |  |  | 0 | 0
MC044-B04 | MC044-B04/F16 | Outside air temperature heating inhibit |  |  |  |  | Energy sensor | F16 |  |  |  | MC044 | Faraday Building |  |  | 0 | 0
MC044-B04 | MC044-B04/F17 | Foyer VT Vlv Open |  |  |  |  | Energy sensor | F17 |  |  |  | MC044 | Faraday Building |  |  | 0 | 0
MC044-B04 | MC044-B04/F18 | Exercise Routine Time |  |  |  |  | Energy sensor | F18 |  |  |  | MC044 | Faraday Building |  |  | 0 | 0
MC044-B04 | MC044-B04/F19 | Function 19 |  |  |  |  | Energy sensor | F19 |  |  |  | MC044 | Faraday Building |  |  | 0 | 0
MC044-B04 | MC044-B04/F2 | Outside air temperature frost |  |  | Degrees Celsius |  | Energy sensor | F2 |  |  |  | MC044 | Faraday Building |  |  | 0 | 0
MC044-B04 | MC044-B04/F20 | Physics VT Vlv Open |  |  |  |  | Energy sensor | F20 |  |  |  | MC044 | Faraday Building |  |  | 0 | 0
MC044-B04 | MC044-B04/F21 | Function 21 |  |  |  |  | Energy sensor | F21 |  |  |  | MC044 | Faraday Building |  |  | 0 | 0
MC044-B04 | MC044-B04/F22 | Lecture VT Vlv Open |  |  |  |  | Energy sensor | F22 |  |  |  | MC044 | Faraday Building |  |  | 0 | 0
MC044-B04 | MC044-B04/F23 | Function 23 |  |  |  |  | Energy sensor | F23 |  |  |  | MC044 | Faraday Building |  |  | 0 | 0
MC044-B04 | MC044-B04/F24 | Function 24 |  |  |  |  | Energy sensor | F24 |  |  |  | MC044 | Faraday Building |  |  | 0 | 0
MC044-B04 | MC044-B04/F25 | Function 25 |  |  |  |  | Energy sensor | F25 |  |  |  | MC044 | Faraday Building |  |  | 0 | 0
MC044-B04 | MC044-B04/F26 | Function 26 |  |  |  |  | Energy sensor | F26 |  |  |  | MC044 | Faraday Building |  |  | 0 | 0
MC044-B04 | MC044-B04/F27 | Function 27 |  |  |  |  | Energy sensor | F27 |  |  |  | MC044 | Faraday Building |  |  | 0 | 0
MC044-B04 | MC044-B04/F28 | Function 28 |  |  |  |  | Energy sensor | F28 |  |  |  | MC044 | Faraday Building |  |  | 0 | 0
MC044-B04 | MC044-B04/F29 | Function 29 |  |  |  |  | Energy sensor | F29 |  |  |  | MC044 | Faraday Building |  |  | 0 | 0
MC044-B04 | MC044-B04/F3 | Function 3 |  |  |  |  | Energy sensor | F3 |  |  |  | MC044 | Faraday Building |  |  | 0 | 0
MC044-B04 | MC044-B04/F30 | Function 30 |  |  |  |  | Energy sensor | F30 |  |  |  | MC044 | Faraday Building |  |  | 0 | 0
MC044-B04 | MC044-B04/F31 | Function 31 |  |  |  |  | Energy sensor | F31 |  |  |  | MC044 | Faraday Building |  |  | 0 | 0
MC044-B04 | MC044-B04/F32 | Function 32 |  |  |  |  | Energy sensor | F32 |  |  |  | MC044 | Faraday Building |  |  | 0 | 0
MC044-B04 | MC044-B04/F33 | Function 33 |  |  |  |  | Energy sensor | F33 |  |  |  | MC044 | Faraday Building |  |  | 0 | 0
MC044-B04 | MC044-B04/F34 | Function 34 |  |  |  |  | Energy sensor | F34 |  |  |  | MC044 | Faraday Building |  |  | 0 | 0
MC044-B04 | MC044-B04/F35 | Function 35 |  |  |  |  | Energy sensor | F35 |  |  |  | MC044 | Faraday Building |  |  | 0 | 0
MC044-B04 | MC044-B04/F36 | Function 36 |  |  |  |  | Energy sensor | F36 |  |  |  | MC044 | Faraday Building |  |  | 0 | 0
MC044-B04 | MC044-B04/F37 | Function 37 |  |  |  |  | Energy sensor | F37 |  |  |  | MC044 | Faraday Building |  |  | 0 | 0
MC044-B04 | MC044-B04/F38 | Function 38 |  |  |  |  | Energy sensor | F38 |  |  |  | MC044 | Faraday Building |  |  | 0 | 0
MC044-B04 | MC044-B04/F39 | Function 39 |  |  |  |  | Energy sensor | F39 |  |  |  | MC044 | Faraday Building |  |  | 0 | 0
MC044-B04 | MC044-B04/F4 | Function 4 |  |  |  |  | Energy sensor | F4 |  |  |  | MC044 | Faraday Building |  |  | 0 | 0
MC044-B04 | MC044-B04/F40 | Function 40 |  |  |  |  | Energy sensor | F40 |  |  |  | MC044 | Faraday Building |  |  | 0 | 0
MC044-B04 | MC044-B04/F41 | Function 41 |  |  |  |  | Energy sensor | F41 |  |  |  | MC044 | Faraday Building |  |  | 0 | 0
MC044-B04 | MC044-B04/F42 | Function 42 |  |  |  |  | Energy sensor | F42 |  |  |  | MC044 | Faraday Building |  |  | 0 | 0
MC044-B04 | MC044-B04/F43 | Function 43 |  |  |  |  | Energy sensor | F43 |  |  |  | MC044 | Faraday Building |  |  | 0 | 0
MC044-B04 | MC044-B04/F44 | Function 44 |  |  |  |  | Energy sensor | F44 |  |  |  | MC044 | Faraday Building |  |  | 0 | 0
MC044-B04 | MC044-B04/F45 | Function 45 |  |  |  |  | Energy sensor | F45 |  |  |  | MC044 | Faraday Building |  |  | 0 | 0
MC044-B04 | MC044-B04/F46 | Function 46 |  |  |  |  | Energy sensor | F46 |  |  |  | MC044 | Faraday Building |  |  | 0 | 0
MC044-B04 | MC044-B04/F47 | Function 47 |  |  |  |  | Energy sensor | F47 |  |  |  | MC044 | Faraday Building |  |  | 0 | 0
MC044-B04 | MC044-B04/F48 | Function 48 |  |  |  |  | Energy sensor | F48 |  |  |  | MC044 | Faraday Building |  |  | 0 | 0
MC044-B04 | MC044-B04/F49 | Function 49 |  |  |  |  | Energy sensor | F49 |  |  |  | MC044 | Faraday Building |  |  | 0 | 0
MC044-B04 | MC044-B04/F5 | Function 5 |  |  |  |  | Energy sensor | F5 |  |  |  | MC044 | Faraday Building |  |  | 0 | 0
MC044-B04 | MC044-B04/F50 | Function 50 |  |  |  |  | Energy sensor | F50 |  |  |  | MC044 | Faraday Building |  |  | 0 | 0
MC044-B04 | MC044-B04/F51 | Function 51 |  |  |  |  | Energy sensor | F51 |  |  |  | MC044 | Faraday Building |  |  | 0 | 0
MC044-B04 | MC044-B04/F52 | Function 52 |  |  |  |  | Energy sensor | F52 |  |  |  | MC044 | Faraday Building |  |  | 0 | 0
MC044-B04 | MC044-B04/F53 | Function 53 |  |  |  |  | Energy sensor | F53 |  |  |  | MC044 | Faraday Building |  |  | 0 | 0
MC044-B04 | MC044-B04/F54 | Function 54 |  |  |  |  | Energy sensor | F54 |  |  |  | MC044 | Faraday Building |  |  | 0 | 0
MC044-B04 | MC044-B04/F55 | Function 55 |  |  |  |  | Energy sensor | F55 |  |  |  | MC044 | Faraday Building |  |  | 0 | 0
MC044-B04 | MC044-B04/F56 | Function 56 |  |  |  |  | Energy sensor | F56 |  |  |  | MC044 | Faraday Building |  |  | 0 | 0
MC044-B04 | MC044-B04/F57 | Function 57 |  |  |  |  | Energy sensor | F57 |  |  |  | MC044 | Faraday Building |  |  | 0 | 0
MC044-B04 | MC044-B04/F58 | Function 58 |  |  |  |  | Energy sensor | F58 |  |  |  | MC044 | Faraday Building |  |  | 0 | 0
MC044-B04 | MC044-B04/F59 | Function 59 |  |  |  |  | Energy sensor | F59 |  |  |  | MC044 | Faraday Building |  |  | 0 | 0
MC044-B04 | MC044-B04/F6 | Function 6 |  |  |  |  | Energy sensor | F6 |  |  |  | MC044 | Faraday Building |  |  | 0 | 0
MC044-B04 | MC044-B04/F60 | Function 60 |  |  |  |  | Energy sensor | F60 |  |  |  | MC044 | Faraday Building |  |  | 0 | 0
MC044-B04 | MC044-B04/F61 | Function 61 |  |  |  |  | Energy sensor | F61 |  |  |  | MC044 | Faraday Building |  |  | 0 | 0
MC044-B04 | MC044-B04/F62 | Function 62 |  |  |  |  | Energy sensor | F62 |  |  |  | MC044 | Faraday Building |  |  | 0 | 0
MC044-B04 | MC044-B04/F63 | Function 63 |  |  |  |  | Energy sensor | F63 |  |  |  | MC044 | Faraday Building |  |  | 0 | 0
MC044-B04 | MC044-B04/F64 | Function 64 |  |  |  |  | Energy sensor | F64 |  |  |  | MC044 | Faraday Building |  |  | 0 | 0
MC044-B04 | MC044-B04/F65 | Function 65 |  |  |  |  | Energy sensor | F65 |  |  |  | MC044 | Faraday Building |  |  | 0 | 0
MC044-B04 | MC044-B04/F66 | Function 66 |  |  |  |  | Energy sensor | F66 |  |  |  | MC044 | Faraday Building |  |  | 0 | 0
MC044-B04 | MC044-B04/F67 | Function 67 |  |  |  |  | Energy sensor | F67 |  |  |  | MC044 | Faraday Building |  |  | 0 | 0
MC044-B04 | MC044-B04/F68 | Function 68 |  |  |  |  | Energy sensor | F68 |  |  |  | MC044 | Faraday Building |  |  | 0 | 0
MC044-B04 | MC044-B04/F69 | Function 69 |  |  |  |  | Energy sensor | F69 |  |  |  | MC044 | Faraday Building |  |  | 0 | 0
MC044-B04 | MC044-B04/F7 | Function 7 |  |  |  |  | Energy sensor | F7 |  |  |  | MC044 | Faraday Building |  |  | 0 | 0
MC044-B04 | MC044-B04/F70 | Function 70 |  |  |  |  | Energy sensor | F70 |  |  |  | MC044 | Faraday Building |  |  | 0 | 0
MC044-B04 | MC044-B04/F71 | Function 71 |  |  |  |  | Energy sensor | F71 |  |  |  | MC044 | Faraday Building |  |  | 0 | 0
MC044-B04 | MC044-B04/F72 | Function 72 |  |  |  |  | Energy sensor | F72 |  |  |  | MC044 | Faraday Building |  |  | 0 | 0
MC044-B04 | MC044-B04/F73 | Function 73 |  |  |  |  | Energy sensor | F73 |  |  |  | MC044 | Faraday Building |  |  | 0 | 0
MC044-B04 | MC044-B04/F74 | Function 74 |  |  |  |  | Energy sensor | F74 |  |  |  | MC044 | Faraday Building |  |  | 0 | 0
MC044-B04 | MC044-B04/F75 | Function 75 |  |  |  |  | Energy sensor | F75 |  |  |  | MC044 | Faraday Building |  |  | 0 | 0
MC044-B04 | MC044-B04/F76 | Function 76 |  |  |  |  | Energy sensor | F76 |  |  |  | MC044 | Faraday Building |  |  | 0 | 0
MC044-B04 | MC044-B04/F77 | Function 77 |  |  |  |  | Energy sensor | F77 |  |  |  | MC044 | Faraday Building |  |  | 0 | 0
MC044-B04 | MC044-B04/F78 | Function 78 |  |  |  |  | Energy sensor | F78 |  |  |  | MC044 | Faraday Building |  |  | 0 | 0
MC044-B04 | MC044-B04/F79 | Function 79 |  |  |  |  | Energy sensor | F79 |  |  |  | MC044 | Faraday Building |  |  | 0 | 0
MC044-B04 | MC044-B04/F8 | Space frost protection |  |  | Degrees Celsius |  | Energy sensor | F8 |  |  |  | MC044 | Faraday Building |  |  | 0 | 0
MC044-B04 | MC044-B04/F80 | Function 80 |  |  |  |  | Energy sensor | F80 |  |  |  | MC044 | Faraday Building |  |  | 0 | 0
MC044-B04 | MC044-B04/F81 | Function 81 |  |  |  |  | Energy sensor | F81 |  |  |  | MC044 | Faraday Building |  |  | 0 | 0
MC044-B04 | MC044-B04/F82 | Function 82 |  |  |  |  | Energy sensor | F82 |  |  |  | MC044 | Faraday Building |  |  | 0 | 0
MC044-B04 | MC044-B04/F83 | Function 83 |  |  |  |  | Energy sensor | F83 |  |  |  | MC044 | Faraday Building |  |  | 0 | 0
MC044-B04 | MC044-B04/F84 | Function 84 |  |  |  |  | Energy sensor | F84 |  |  |  | MC044 | Faraday Building |  |  | 0 | 0
MC044-B04 | MC044-B04/F85 | Function 85 |  |  |  |  | Energy sensor | F85 |  |  |  | MC044 | Faraday Building |  |  | 0 | 0
MC044-B04 | MC044-B04/F86 | Function 86 |  |  |  |  | Energy sensor | F86 |  |  |  | MC044 | Faraday Building |  |  | 0 | 0
MC044-B04 | MC044-B04/F87 | Function 87 |  |  |  |  | Energy sensor | F87 |  |  |  | MC044 | Faraday Building |  |  | 0 | 0
MC044-B04 | MC044-B04/F88 | Function 88 |  |  |  |  | Energy sensor | F88 |  |  |  | MC044 | Faraday Building |  |  | 0 | 0
MC044-B04 | MC044-B04/F89 | Function 89 |  |  |  |  | Energy sensor | F89 |  |  |  | MC044 | Faraday Building |  |  | 0 | 0
MC044-B04 | MC044-B04/F9 | Foyer VT Frost |  |  |  |  | Energy sensor | F9 |  |  |  | MC044 | Faraday Building |  |  | 0 | 0
MC044-B04 | MC044-B04/F90 | Function 90 |  |  |  |  | Energy sensor | F90 |  |  |  | MC044 | Faraday Building |  |  | 0 | 0
MC044-B04 | MC044-B04/F91 | DHWS Calorifier SP |  |  |  |  | Energy sensor | F91 |  |  |  | MC044 | Faraday Building |  |  | 0 | 0
MC044-B04 | MC044-B04/F92 | Function 92 |  |  |  |  | Energy sensor | F92 |  |  |  | MC044 | Faraday Building |  |  | 0 | 0
MC044-B04 | MC044-B04/F93 | Function 93 |  |  |  |  | Energy sensor | F93 |  |  |  | MC044 | Faraday Building |  |  | 0 | 0
MC044-B04 | MC044-B04/F94 | Function 94 |  |  |  |  | Energy sensor | F94 |  |  |  | MC044 | Faraday Building |  |  | 0 | 0
MC044-B04 | MC044-B04/F95 | Function 95 |  |  |  |  | Energy sensor | F95 |  |  |  | MC044 | Faraday Building |  |  | 0 | 0
MC044-B04 | MC044-B04/F96 | Function 96 |  |  |  |  | Energy sensor | F96 |  |  |  | MC044 | Faraday Building |  |  | 0 | 0
MC044-B04 | MC044-B04/F97 | Function 97 |  |  |  |  | Energy sensor | F97 |  |  |  | MC044 | Faraday Building |  |  | 0 | 0
MC044-B04 | MC044-B04/F98 | Function 98 |  |  |  |  | Energy sensor | F98 |  |  |  | MC044 | Faraday Building |  |  | 0 | 0
MC044-B04 | MC044-B04/F99 | Function 99 |  |  |  |  | Energy sensor | F99 |  |  |  | MC044 | Faraday Building |  |  | 0 | 0
MC044-B04 | MC044-B04/G1 | OAT Frost Pumps |  |  |  |  | Energy sensor | G1 |  |  |  | MC044 | Faraday Building |  |  | 0 | 0
MC044-B04 | MC044-B04/G10 | Logic 10 |  |  |  |  | Energy sensor | G10 |  |  |  | MC044 | Faraday Building |  |  | 0 | 0
MC044-B04 | MC044-B04/G100 | Logic 100 |  |  |  |  | Energy sensor | G100 |  |  |  | MC044 | Faraday Building |  |  | 0 | 0
MC044-B04 | MC044-B04/G101 | Physics VT Dmd |  |  |  |  | Energy sensor | G101 |  |  |  | MC044 | Faraday Building |  |  | 0 | 0
MC044-B04 | MC044-B04/G102 | Logic 102 |  |  |  |  | Energy sensor | G102 |  |  |  | MC044 | Faraday Building |  |  | 0 | 0
MC044-B04 | MC044-B04/G103 | Logic 103 |  |  |  |  | Energy sensor | G103 |  |  |  | MC044 | Faraday Building |  |  | 0 | 0
MC044-B04 | MC044-B04/G104 | Logic 104 |  |  |  |  | Energy sensor | G104 |  |  |  | MC044 | Faraday Building |  |  | 0 | 0
MC044-B04 | MC044-B04/G105 | Logic 105 |  |  |  |  | Energy sensor | G105 |  |  |  | MC044 | Faraday Building |  |  | 0 | 0
MC044-B04 | MC044-B04/G106 | Logic 106 |  |  |  |  | Energy sensor | G106 |  |  |  | MC044 | Faraday Building |  |  | 0 | 0
MC044-B04 | MC044-B04/G107 | Logic 107 |  |  |  |  | Energy sensor | G107 |  |  |  | MC044 | Faraday Building |  |  | 0 | 0
MC044-B04 | MC044-B04/G108 | Physics VT Pumps |  |  |  |  | Energy sensor | G108 |  |  |  | MC044 | Faraday Building |  |  | 0 | 0
MC044-B04 | MC044-B04/G109 | Logic 109 |  |  |  |  | Energy sensor | G109 |  |  |  | MC044 | Faraday Building |  |  | 0 | 0
MC044-B04 | MC044-B04/G11 | Foyer VT Exercise |  |  |  |  | Energy sensor | G11 |  |  |  | MC044 | Faraday Building |  |  | 0 | 0
MC044-B04 | MC044-B04/G110 | Logic 110 |  |  |  |  | Energy sensor | G110 |  |  |  | MC044 | Faraday Building |  |  | 0 | 0
MC044-B04 | MC044-B04/G111 | Logic 111 |  |  |  |  | Energy sensor | G111 |  |  |  | MC044 | Faraday Building |  |  | 0 | 0
MC044-B04 | MC044-B04/G112 | Logic 112 |  |  |  |  | Energy sensor | G112 |  |  |  | MC044 | Faraday Building |  |  | 0 | 0
MC044-B04 | MC044-B04/G113 | Logic 113 |  |  |  |  | Energy sensor | G113 |  |  |  | MC044 | Faraday Building |  |  | 0 | 0
MC044-B04 | MC044-B04/G114 | Logic 114 |  |  |  |  | Energy sensor | G114 |  |  |  | MC044 | Faraday Building |  |  | 0 | 0
MC044-B04 | MC044-B04/G115 | Logic 115 |  |  |  |  | Energy sensor | G115 |  |  |  | MC044 | Faraday Building |  |  | 0 | 0
MC044-B04 | MC044-B04/G116 | Logic 116 |  |  |  |  | Energy sensor | G116 |  |  |  | MC044 | Faraday Building |  |  | 0 | 0
MC044-B04 | MC044-B04/G117 | OAT Frost VT |  |  |  |  | Energy sensor | G117 |  |  |  | MC044 | Faraday Building |  |  | 0 | 0
MC044-B04 | MC044-B04/G118 | Logic 118 |  |  |  |  | Energy sensor | G118 |  |  |  | MC044 | Faraday Building |  |  | 0 | 0
MC044-B04 | MC044-B04/G119 | Logic 119 |  |  |  |  | Energy sensor | G119 |  |  |  | MC044 | Faraday Building |  |  | 0 | 0
MC044-B04 | MC044-B04/G12 | Logic 12 |  |  |  |  | Energy sensor | G12 |  |  |  | MC044 | Faraday Building |  |  | 0 | 0
MC044-B04 | MC044-B04/G120 | Lecture VT Pump 1 Fail |  |  |  |  | Energy sensor | G120 |  |  |  | MC044 | Faraday Building |  |  | 0 | 0
MC044-B04 | MC044-B04/G121 | Logic 121 |  |  |  |  | Energy sensor | G121 |  |  |  | MC044 | Faraday Building |  |  | 0 | 0
MC044-B04 | MC044-B04/G122 | Lecture VT Pump 2 Fail |  |  |  |  | Energy sensor | G122 |  |  |  | MC044 | Faraday Building |  |  | 0 | 0
MC044-B04 | MC044-B04/G123 | Logic 123 |  |  |  |  | Energy sensor | G123 |  |  |  | MC044 | Faraday Building |  |  | 0 | 0
MC044-B04 | MC044-B04/G124 | Logic 124 |  |  |  |  | Energy sensor | G124 |  |  |  | MC044 | Faraday Building |  |  | 0 | 0
MC044-B04 | MC044-B04/G125 | Logic 125 |  |  |  |  | Energy sensor | G125 |  |  |  | MC044 | Faraday Building |  |  | 0 | 0
MC044-B04 | MC044-B04/G126 | Lecture VT CO Pulse |  |  |  |  | Energy sensor | G126 |  |  |  | MC044 | Faraday Building |  |  | 0 | 0
MC044-B04 | MC044-B04/G127 | Logic 127 |  |  |  |  | Energy sensor | G127 |  |  |  | MC044 | Faraday Building |  |  | 0 | 0
MC044-B04 | MC044-B04/G128 | Reset |  |  |  |  | Energy sensor | G128 |  |  |  | MC044 | Faraday Building |  |  | 0 | 0
MC044-B04 | MC044-B04/G129 | Logic 129 |  |  |  |  | Energy sensor | G129 |  |  |  | MC044 | Faraday Building |  |  | 0 | 0
MC044-B04 | MC044-B04/G13 | Logic 13 |  |  |  |  | Energy sensor | G13 |  |  |  | MC044 | Faraday Building |  |  | 0 | 0
MC044-B04 | MC044-B04/G130 | Logic 130 |  |  |  |  | Energy sensor | G130 |  |  |  | MC044 | Faraday Building |  |  | 0 | 0
MC044-B04 | MC044-B04/G131 | Logic 131 |  |  |  |  | Energy sensor | G131 |  |  |  | MC044 | Faraday Building |  |  | 0 | 0
MC044-B04 | MC044-B04/G132 | Logic 132 |  |  |  |  | Energy sensor | G132 |  |  |  | MC044 | Faraday Building |  |  | 0 | 0
MC044-B04 | MC044-B04/G133 | Logic 133 |  |  |  |  | Energy sensor | G133 |  |  |  | MC044 | Faraday Building |  |  | 0 | 0
MC044-B04 | MC044-B04/G134 | Logic 134 |  |  |  |  | Energy sensor | G134 |  |  |  | MC044 | Faraday Building |  |  | 0 | 0
MC044-B04 | MC044-B04/G135 | Logic 135 |  |  |  |  | Energy sensor | G135 |  |  |  | MC044 | Faraday Building |  |  | 0 | 0
MC044-B04 | MC044-B04/G136 | Pump 1 Duty |  |  |  |  | Energy sensor | G136 |  |  |  | MC044 | Faraday Building |  |  | 0 | 0
MC044-B04 | MC044-B04/G137 | Logic 137 |  |  |  |  | Energy sensor | G137 |  |  |  | MC044 | Faraday Building |  |  | 0 | 0
MC044-B04 | MC044-B04/G138 | Lecture VT Dmd |  |  |  |  | Energy sensor | G138 |  |  |  | MC044 | Faraday Building |  |  | 0 | 0
MC044-B04 | MC044-B04/G139 | Logic 139 |  |  |  |  | Energy sensor | G139 |  |  |  | MC044 | Faraday Building |  |  | 0 | 0
MC044-B04 | MC044-B04/G14 | Logic 14 |  |  |  |  | Energy sensor | G14 |  |  |  | MC044 | Faraday Building |  |  | 0 | 0
MC044-B04 | MC044-B04/G140 | Logic 140 |  |  |  |  | Energy sensor | G140 |  |  |  | MC044 | Faraday Building |  |  | 0 | 0
MC044-B04 | MC044-B04/G141 | Logic 141 |  |  |  |  | Energy sensor | G141 |  |  |  | MC044 | Faraday Building |  |  | 0 | 0
MC044-B04 | MC044-B04/G142 | Logic 142 |  |  |  |  | Energy sensor | G142 |  |  |  | MC044 | Faraday Building |  |  | 0 | 0
MC044-B04 | MC044-B04/G143 | Logic 143 |  |  |  |  | Energy sensor | G143 |  |  |  | MC044 | Faraday Building |  |  | 0 | 0
MC044-B04 | MC044-B04/G144 | Logic 144 |  |  |  |  | Energy sensor | G144 |  |  |  | MC044 | Faraday Building |  |  | 0 | 0
MC044-B04 | MC044-B04/G145 | Lecture VT Pumps |  |  |  |  | Energy sensor | G145 |  |  |  | MC044 | Faraday Building |  |  | 0 | 0
MC044-B04 | MC044-B04/G146 | Logic 146 |  |  |  |  | Energy sensor | G146 |  |  |  | MC044 | Faraday Building |  |  | 0 | 0
MC044-B04 | MC044-B04/G147 | Logic 147 |  |  |  |  | Energy sensor | G147 |  |  |  | MC044 | Faraday Building |  |  | 0 | 0
MC044-B04 | MC044-B04/G148 | Logic 148 |  |  |  |  | Energy sensor | G148 |  |  |  | MC044 | Faraday Building |  |  | 0 | 0
MC044-B04 | MC044-B04/G149 | Logic 149 |  |  |  |  | Energy sensor | G149 |  |  |  | MC044 | Faraday Building |  |  | 0 | 0
MC044-B04 | MC044-B04/G15 | Logic 15 |  |  |  |  | Energy sensor | G15 |  |  |  | MC044 | Faraday Building |  |  | 0 | 0
MC044-B04 | MC044-B04/G150 | Logic 150 |  |  |  |  | Energy sensor | G150 |  |  |  | MC044 | Faraday Building |  |  | 0 | 0
MC044-B04 | MC044-B04/G151 | Logic 151 |  |  |  |  | Energy sensor | G151 |  |  |  | MC044 | Faraday Building |  |  | 0 | 0
MC044-B04 | MC044-B04/G152 | Logic 152 |  |  |  |  | Energy sensor | G152 |  |  |  | MC044 | Faraday Building |  |  | 0 | 0
MC044-B04 | MC044-B04/G153 | Logic 153 |  |  |  |  | Energy sensor | G153 |  |  |  | MC044 | Faraday Building |  |  | 0 | 0
MC044-B04 | MC044-B04/G154 | OAT Frost VT |  |  |  |  | Energy sensor | G154 |  |  |  | MC044 | Faraday Building |  |  | 0 | 0
MC044-B04 | MC044-B04/G155 | Logic 155 |  |  |  |  | Energy sensor | G155 |  |  |  | MC044 | Faraday Building |  |  | 0 | 0
MC044-B04 | MC044-B04/G156 | Logic 156 |  |  |  |  | Energy sensor | G156 |  |  |  | MC044 | Faraday Building |  |  | 0 | 0
MC044-B04 | MC044-B04/G157 | DHW Cal Dmd |  |  |  |  | Energy sensor | G157 |  |  |  | MC044 | Faraday Building |  |  | 0 | 0
MC044-B04 | MC044-B04/G158 | Logic 158 |  |  |  |  | Energy sensor | G158 |  |  |  | MC044 | Faraday Building |  |  | 0 | 0
MC044-B04 | MC044-B04/G159 | Logic 159 |  |  |  |  | Energy sensor | G159 |  |  |  | MC044 | Faraday Building |  |  | 0 | 0
MC044-B04 | MC044-B04/G16 | Logic 16 |  |  |  |  | Energy sensor | G16 |  |  |  | MC044 | Faraday Building |  |  | 0 | 0
MC044-B04 | MC044-B04/G160 | DHW Alarm |  |  |  |  | Energy sensor | G160 |  |  |  | MC044 | Faraday Building |  |  | 0 | 0
MC044-B04 | MC044-B04/G161 | Pasterization En |  |  |  |  | Energy sensor | G161 |  |  |  | MC044 | Faraday Building |  |  | 0 | 0
MC044-B04 | MC044-B04/G162 | Logic 162 |  |  |  |  | Energy sensor | G162 |  |  |  | MC044 | Faraday Building |  |  | 0 | 0
MC044-B04 | MC044-B04/G163 | Logic 163 |  |  |  |  | Energy sensor | G163 |  |  |  | MC044 | Faraday Building |  |  | 0 | 0
MC044-B04 | MC044-B04/G164 | Logic 164 |  |  |  |  | Energy sensor | G164 |  |  |  | MC044 | Faraday Building |  |  | 0 | 0
MC044-B04 | MC044-B04/G165 | Logic 165 |  |  |  |  | Energy sensor | G165 |  |  |  | MC044 | Faraday Building |  |  | 0 | 0
MC044-B04 | MC044-B04/G166 | Logic 166 |  |  |  |  | Energy sensor | G166 |  |  |  | MC044 | Faraday Building |  |  | 0 | 0
MC044-B04 | MC044-B04/G167 | Logic 167 |  |  |  |  | Energy sensor | G167 |  |  |  | MC044 | Faraday Building |  |  | 0 | 0
MC044-B04 | MC044-B04/G168 | Logic 168 |  |  |  |  | Energy sensor | G168 |  |  |  | MC044 | Faraday Building |  |  | 0 | 0
MC044-B04 | MC044-B04/G169 | Heat Dmd |  |  |  |  | Energy sensor | G169 |  |  |  | MC044 | Faraday Building |  |  | 0 | 0
MC044-B04 | MC044-B04/G17 | Foyer VT Reset |  |  |  |  | Energy sensor | G17 |  |  |  | MC044 | Faraday Building |  |  | 0 | 0
MC044-B04 | MC044-B04/G170 | Logic 170 |  |  |  |  | Energy sensor | G170 |  |  |  | MC044 | Faraday Building |  |  | 0 | 0
MC044-B04 | MC044-B04/G171 | Logic 171 |  |  |  |  | Energy sensor | G171 |  |  |  | MC044 | Faraday Building |  |  | 0 | 0
MC044-B04 | MC044-B04/G172 | Logic 172 |  |  |  |  | Energy sensor | G172 |  |  |  | MC044 | Faraday Building |  |  | 0 | 0
MC044-B04 | MC044-B04/G173 | Logic 173 |  |  |  |  | Energy sensor | G173 |  |  |  | MC044 | Faraday Building |  |  | 0 | 0
MC044-B04 | MC044-B04/G174 | Logic 174 |  |  |  |  | Energy sensor | G174 |  |  |  | MC044 | Faraday Building |  |  | 0 | 0
MC044-B04 | MC044-B04/G175 | Logic 175 |  |  |  |  | Energy sensor | G175 |  |  |  | MC044 | Faraday Building |  |  | 0 | 0
MC044-B04 | MC044-B04/G176 | Logic 176 |  |  |  |  | Energy sensor | G176 |  |  |  | MC044 | Faraday Building |  |  | 0 | 0
MC044-B04 | MC044-B04/G177 | Pri Circ Pumps |  |  |  |  | Energy sensor | G177 |  |  |  | MC044 | Faraday Building |  |  | 0 | 0
MC044-B04 | MC044-B04/G178 | Logic 178 |  |  |  |  | Energy sensor | G178 |  |  |  | MC044 | Faraday Building |  |  | 0 | 0
MC044-B04 | MC044-B04/G179 | Pri Circ Pump 1 Fail |  |  |  |  | Energy sensor | G179 |  |  |  | MC044 | Faraday Building |  |  | 0 | 0
MC044-B04 | MC044-B04/G18 | Logic 18 |  |  |  |  | Energy sensor | G18 |  |  |  | MC044 | Faraday Building |  |  | 0 | 0
MC044-B04 | MC044-B04/G180 | Logic 180 |  |  |  |  | Energy sensor | G180 |  |  |  | MC044 | Faraday Building |  |  | 0 | 0
MC044-B04 | MC044-B04/G181 | Pri Circ Pump 2 Fail |  |  |  |  | Energy sensor | G181 |  |  |  | MC044 | Faraday Building |  |  | 0 | 0
MC044-B04 | MC044-B04/G182 | Logic 182 |  |  |  |  | Energy sensor | G182 |  |  |  | MC044 | Faraday Building |  |  | 0 | 0
MC044-B04 | MC044-B04/G183 | Logic 183 |  |  |  |  | Energy sensor | G183 |  |  |  | MC044 | Faraday Building |  |  | 0 | 0
MC044-B04 | MC044-B04/G184 | Logic 184 |  |  |  |  | Energy sensor | G184 |  |  |  | MC044 | Faraday Building |  |  | 0 | 0
MC044-B04 | MC044-B04/G185 | Pri Circ CO Pulse |  |  |  |  | Energy sensor | G185 |  |  |  | MC044 | Faraday Building |  |  | 0 | 0
MC044-B04 | MC044-B04/G186 | Logic 186 |  |  |  |  | Energy sensor | G186 |  |  |  | MC044 | Faraday Building |  |  | 0 | 0
MC044-B04 | MC044-B04/G187 | Reset |  |  |  |  | Energy sensor | G187 |  |  |  | MC044 | Faraday Building |  |  | 0 | 0
MC044-B04 | MC044-B04/G188 | Logic 188 |  |  |  |  | Energy sensor | G188 |  |  |  | MC044 | Faraday Building |  |  | 0 | 0
MC044-B04 | MC044-B04/G189 | Logic 189 |  |  |  |  | Energy sensor | G189 |  |  |  | MC044 | Faraday Building |  |  | 0 | 0
MC044-B04 | MC044-B04/G19 | Logic 19 |  |  |  |  | Energy sensor | G19 |  |  |  | MC044 | Faraday Building |  |  | 0 | 0
MC044-B04 | MC044-B04/G190 | Logic 190 |  |  |  |  | Energy sensor | G190 |  |  |  | MC044 | Faraday Building |  |  | 0 | 0
MC044-B04 | MC044-B04/G191 | Logic 191 |  |  |  |  | Energy sensor | G191 |  |  |  | MC044 | Faraday Building |  |  | 0 | 0
MC044-B04 | MC044-B04/G192 | Logic 192 |  |  |  |  | Energy sensor | G192 |  |  |  | MC044 | Faraday Building |  |  | 0 | 0
MC044-B04 | MC044-B04/G193 | Logic 193 |  |  |  |  | Energy sensor | G193 |  |  |  | MC044 | Faraday Building |  |  | 0 | 0
MC044-B04 | MC044-B04/G194 | Logic 194 |  |  |  |  | Energy sensor | G194 |  |  |  | MC044 | Faraday Building |  |  | 0 | 0
MC044-B04 | MC044-B04/G195 | Pump 1 Duty |  |  |  |  | Energy sensor | G195 |  |  |  | MC044 | Faraday Building |  |  | 0 | 0
MC044-B04 | MC044-B04/G196 | Logic 196 |  |  |  |  | Energy sensor | G196 |  |  |  | MC044 | Faraday Building |  |  | 0 | 0
MC044-B04 | MC044-B04/G197 | Logic 197 |  |  |  |  | Energy sensor | G197 |  |  |  | MC044 | Faraday Building |  |  | 0 | 0
MC044-B04 | MC044-B04/G198 | Logic 198 |  |  |  |  | Energy sensor | G198 |  |  |  | MC044 | Faraday Building |  |  | 0 | 0
MC044-B04 | MC044-B04/G199 | Logic 199 |  |  |  |  | Energy sensor | G199 |  |  |  | MC044 | Faraday Building |  |  | 0 | 0
MC044-B04 | MC044-B04/G2 | Water frost |  |  |  |  | Energy sensor | G2 |  |  |  | MC044 | Faraday Building |  |  | 0 | 0
MC044-B04 | MC044-B04/G20 | Logic 20 |  |  |  |  | Energy sensor | G20 |  |  |  | MC044 | Faraday Building |  |  | 0 | 0
MC044-B04 | MC044-B04/G200 | Logic 200 |  |  |  |  | Energy sensor | G200 |  |  |  | MC044 | Faraday Building |  |  | 0 | 0
MC044-B04 | MC044-B04/G201 | Logic 201 |  |  |  |  | Energy sensor | G201 |  |  |  | MC044 | Faraday Building |  |  | 0 | 0
MC044-B04 | MC044-B04/G202 | Logic 202 |  |  |  |  | Energy sensor | G202 |  |  |  | MC044 | Faraday Building |  |  | 0 | 0
MC044-B04 | MC044-B04/G203 | Logic 203 |  |  |  |  | Energy sensor | G203 |  |  |  | MC044 | Faraday Building |  |  | 0 | 0
MC044-B04 | MC044-B04/G204 | Logic 204 |  |  |  |  | Energy sensor | G204 |  |  |  | MC044 | Faraday Building |  |  | 0 | 0
MC044-B04 | MC044-B04/G205 | Logic 205 |  |  |  |  | Energy sensor | G205 |  |  |  | MC044 | Faraday Building |  |  | 0 | 0
MC044-B04 | MC044-B04/G206 | Logic 206 |  |  |  |  | Energy sensor | G206 |  |  |  | MC044 | Faraday Building |  |  | 0 | 0
MC044-B04 | MC044-B04/G207 | Logic 207 |  |  |  |  | Energy sensor | G207 |  |  |  | MC044 | Faraday Building |  |  | 0 | 0
MC044-B04 | MC044-B04/G208 | Pri Circ Pump 1 Hrs Run |  |  |  |  | Energy sensor | G208 |  |  |  | MC044 | Faraday Building |  |  | 0 | 0
MC044-B04 | MC044-B04/G209 | Logic 209 |  |  |  |  | Energy sensor | G209 |  |  |  | MC044 | Faraday Building |  |  | 0 | 0
MC044-B04 | MC044-B04/G21 | Logic 21 |  |  |  |  | Energy sensor | G21 |  |  |  | MC044 | Faraday Building |  |  | 0 | 0
MC044-B04 | MC044-B04/G210 | Logic 210 |  |  |  |  | Energy sensor | G210 |  |  |  | MC044 | Faraday Building |  |  | 0 | 0
MC044-B04 | MC044-B04/G211 | Pri Circ Pump 2 Hrs Run |  |  |  |  | Energy sensor | G211 |  |  |  | MC044 | Faraday Building |  |  | 0 | 0
MC044-B04 | MC044-B04/G212 | Logic 212 |  |  |  |  | Energy sensor | G212 |  |  |  | MC044 | Faraday Building |  |  | 0 | 0
MC044-B04 | MC044-B04/G213 | Logic 213 |  |  |  |  | Energy sensor | G213 |  |  |  | MC044 | Faraday Building |  |  | 0 | 0
MC044-B04 | MC044-B04/G214 | Foyer VT Pump 1 Hrs Run |  |  |  |  | Energy sensor | G214 |  |  |  | MC044 | Faraday Building |  |  | 0 | 0
MC044-B04 | MC044-B04/G215 | Logic 215 |  |  |  |  | Energy sensor | G215 |  |  |  | MC044 | Faraday Building |  |  | 0 | 0
MC044-B04 | MC044-B04/G216 | Logic 216 |  |  |  |  | Energy sensor | G216 |  |  |  | MC044 | Faraday Building |  |  | 0 | 0
MC044-B04 | MC044-B04/G217 | Foyer VT Pump 2 Hrs Run |  |  |  |  | Energy sensor | G217 |  |  |  | MC044 | Faraday Building |  |  | 0 | 0
MC044-B04 | MC044-B04/G218 | Logic 218 |  |  |  |  | Energy sensor | G218 |  |  |  | MC044 | Faraday Building |  |  | 0 | 0
MC044-B04 | MC044-B04/G219 | Logic 219 |  |  |  |  | Energy sensor | G219 |  |  |  | MC044 | Faraday Building |  |  | 0 | 0
MC044-B04 | MC044-B04/G22 | Logic 22 |  |  |  |  | Energy sensor | G22 |  |  |  | MC044 | Faraday Building |  |  | 0 | 0
MC044-B04 | MC044-B04/G220 | Physics VT Pump 1 Hrs Run |  |  |  |  | Energy sensor | G220 |  |  |  | MC044 | Faraday Building |  |  | 0 | 0
MC044-B04 | MC044-B04/G221 | Logic 221 |  |  |  |  | Energy sensor | G221 |  |  |  | MC044 | Faraday Building |  |  | 0 | 0
MC044-B04 | MC044-B04/G222 | Logic 222 |  |  |  |  | Energy sensor | G222 |  |  |  | MC044 | Faraday Building |  |  | 0 | 0
MC044-B04 | MC044-B04/G223 | Physics VT Pump 2 Hrs Run |  |  |  |  | Energy sensor | G223 |  |  |  | MC044 | Faraday Building |  |  | 0 | 0
MC044-B04 | MC044-B04/G224 | Logic 224 |  |  |  |  | Energy sensor | G224 |  |  |  | MC044 | Faraday Building |  |  | 0 | 0
MC044-B04 | MC044-B04/G225 | Logic 225 |  |  |  |  | Energy sensor | G225 |  |  |  | MC044 | Faraday Building |  |  | 0 | 0
MC044-B04 | MC044-B04/G226 | Lecture VT Pump 1 Hrs Run |  |  |  |  | Energy sensor | G226 |  |  |  | MC044 | Faraday Building |  |  | 0 | 0
MC044-B04 | MC044-B04/G227 | Logic 227 |  |  |  |  | Energy sensor | G227 |  |  |  | MC044 | Faraday Building |  |  | 0 | 0
MC044-B04 | MC044-B04/G228 | Logic 228 |  |  |  |  | Energy sensor | G228 |  |  |  | MC044 | Faraday Building |  |  | 0 | 0
MC044-B04 | MC044-B04/G229 | Lecture VT Pump 2 Hrs Run |  |  |  |  | Energy sensor | G229 |  |  |  | MC044 | Faraday Building |  |  | 0 | 0
MC044-B04 | MC044-B04/G23 | Physics VT Exercise |  |  |  |  | Energy sensor | G23 |  |  |  | MC044 | Faraday Building |  |  | 0 | 0
MC044-B04 | MC044-B04/G230 | Logic 230 |  |  |  |  | Energy sensor | G230 |  |  |  | MC044 | Faraday Building |  |  | 0 | 0
MC044-B04 | MC044-B04/G231 | Logic 231 |  |  |  |  | Energy sensor | G231 |  |  |  | MC044 | Faraday Building |  |  | 0 | 0
MC044-B04 | MC044-B04/G232 | Logic 232 |  |  |  |  | Energy sensor | G232 |  |  |  | MC044 | Faraday Building |  |  | 0 | 0
MC044-B04 | MC044-B04/G233 | Logic 233 |  |  |  |  | Energy sensor | G233 |  |  |  | MC044 | Faraday Building |  |  | 0 | 0
MC044-B04 | MC044-B04/G234 | Logic 234 |  |  |  |  | Energy sensor | G234 |  |  |  | MC044 | Faraday Building |  |  | 0 | 0
MC044-B04 | MC044-B04/G235 | Logic 235 |  |  |  |  | Energy sensor | G235 |  |  |  | MC044 | Faraday Building |  |  | 0 | 0
MC044-B04 | MC044-B04/G236 | Logic 236 |  |  |  |  | Energy sensor | G236 |  |  |  | MC044 | Faraday Building |  |  | 0 | 0
MC044-B04 | MC044-B04/G237 | Logic 237 |  |  |  |  | Energy sensor | G237 |  |  |  | MC044 | Faraday Building |  |  | 0 | 0
MC044-B04 | MC044-B04/G238 | Logic 238 |  |  |  |  | Energy sensor | G238 |  |  |  | MC044 | Faraday Building |  |  | 0 | 0
MC044-B04 | MC044-B04/G239 | Logic 239 |  |  |  |  | Energy sensor | G239 |  |  |  | MC044 | Faraday Building |  |  | 0 | 0
MC044-B04 | MC044-B04/G24 | Logic 24 |  |  |  |  | Energy sensor | G24 |  |  |  | MC044 | Faraday Building |  |  | 0 | 0
MC044-B04 | MC044-B04/G240 | Logic 240 |  |  |  |  | Energy sensor | G240 |  |  |  | MC044 | Faraday Building |  |  | 0 | 0
MC044-B04 | MC044-B04/G241 | Logic 241 |  |  |  |  | Energy sensor | G241 |  |  |  | MC044 | Faraday Building |  |  | 0 | 0
MC044-B04 | MC044-B04/G242 | Logic 242 |  |  |  |  | Energy sensor | G242 |  |  |  | MC044 | Faraday Building |  |  | 0 | 0
MC044-B04 | MC044-B04/G243 | 14400 |  |  |  |  | Energy sensor | G243 |  |  |  | MC044 | Faraday Building |  |  | 0 | 0
MC044-B04 | MC044-B04/G244 | Logic 244 |  |  |  |  | Energy sensor | G244 |  |  |  | MC044 | Faraday Building |  |  | 0 | 0
MC044-B04 | MC044-B04/G245 | Logic 245 |  |  |  |  | Energy sensor | G245 |  |  |  | MC044 | Faraday Building |  |  | 0 | 0
MC044-B04 | MC044-B04/G246 | Logic 246 |  |  |  |  | Energy sensor | G246 |  |  |  | MC044 | Faraday Building |  |  | 0 | 0
MC044-B04 | MC044-B04/G247 | Logic 247 |  |  |  |  | Energy sensor | G247 |  |  |  | MC044 | Faraday Building |  |  | 0 | 0
MC044-B04 | MC044-B04/G248 | Logic 248 |  |  |  |  | Energy sensor | G248 |  |  |  | MC044 | Faraday Building |  |  | 0 | 0
MC044-B04 | MC044-B04/G25 | Logic 25 |  |  |  |  | Energy sensor | G25 |  |  |  | MC044 | Faraday Building |  |  | 0 | 0
MC044-B04 | MC044-B04/G259 | Logic 259 |  |  |  |  | Energy sensor | G259 |  |  |  | MC044 | Faraday Building |  |  | 0 | 0
MC044-B04 | MC044-B04/G26 | Logic 26 |  |  |  |  | Energy sensor | G26 |  |  |  | MC044 | Faraday Building |  |  | 0 | 0
MC044-B04 | MC044-B04/G260 | Logic 260 |  |  |  |  | Energy sensor | G260 |  |  |  | MC044 | Faraday Building |  |  | 0 | 0
MC044-B04 | MC044-B04/G261 | Logic 261 |  |  |  |  | Energy sensor | G261 |  |  |  | MC044 | Faraday Building |  |  | 0 | 0
MC044-B04 | MC044-B04/G262 | District Htg LO Temp |  |  | Degrees Celsius |  | Energy sensor | G262 |  |  |  | MC044 | Faraday Building |  |  | 0 | 0
MC044-B04 | MC044-B04/G263 | Logic 263 |  |  |  |  | Energy sensor | G263 |  |  |  | MC044 | Faraday Building |  |  | 0 | 0
MC044-B04 | MC044-B04/G264 | Logic 264 |  |  |  |  | Energy sensor | G264 |  |  |  | MC044 | Faraday Building |  |  | 0 | 0
MC044-B04 | MC044-B04/G265 | Htg Alarm En |  |  |  |  | Energy sensor | G265 |  |  |  | MC044 | Faraday Building |  |  | 0 | 0
MC044-B04 | MC044-B04/G266 | Logic 266 |  |  |  |  | Energy sensor | G266 |  |  |  | MC044 | Faraday Building |  |  | 0 | 0
MC044-B04 | MC044-B04/G267 | Logic 267 |  |  |  |  | Energy sensor | G267 |  |  |  | MC044 | Faraday Building |  |  | 0 | 0
MC044-B04 | MC044-B04/G268 | Logic 268 |  |  |  |  | Energy sensor | G268 |  |  |  | MC044 | Faraday Building |  |  | 0 | 0
MC044-B04 | MC044-B04/G269 | Logic 269 |  |  |  |  | Energy sensor | G269 |  |  |  | MC044 | Faraday Building |  |  | 0 | 0
MC044-B04 | MC044-B04/G27 | Logic 27 |  |  |  |  | Energy sensor | G27 |  |  |  | MC044 | Faraday Building |  |  | 0 | 0
MC044-B04 | MC044-B04/G270 | Logic 270 |  |  |  |  | Energy sensor | G270 |  |  |  | MC044 | Faraday Building |  |  | 0 | 0
MC044-B04 | MC044-B04/G271 | Pri Pumps En |  |  |  |  | Energy sensor | G271 |  |  |  | MC044 | Faraday Building |  |  | 0 | 0
MC044-B04 | MC044-B04/G272 | Logic 272 |  |  |  |  | Energy sensor | G272 |  |  |  | MC044 | Faraday Building |  |  | 0 | 0
MC044-B04 | MC044-B04/G273 | Logic 273 |  |  |  |  | Energy sensor | G273 |  |  |  | MC044 | Faraday Building |  |  | 0 | 0
MC044-B04 | MC044-B04/G274 | Logic 274 |  |  |  |  | Energy sensor | G274 |  |  |  | MC044 | Faraday Building |  |  | 0 | 0
MC044-B04 | MC044-B04/G275 | Logic 275 |  |  |  |  | Energy sensor | G275 |  |  |  | MC044 | Faraday Building |  |  | 0 | 0
MC044-B04 | MC044-B04/G276 | Logic 276 |  |  |  |  | Energy sensor | G276 |  |  |  | MC044 | Faraday Building |  |  | 0 | 0
MC044-B04 | MC044-B04/G277 | Logic 277 |  |  |  |  | Energy sensor | G277 |  |  |  | MC044 | Faraday Building |  |  | 0 | 0
MC044-B04 | MC044-B04/G278 | Logic 278 |  |  |  |  | Energy sensor | G278 |  |  |  | MC044 | Faraday Building |  |  | 0 | 0
MC044-B04 | MC044-B04/G28 | Logic 28 |  |  |  |  | Energy sensor | G28 |  |  |  | MC044 | Faraday Building |  |  | 0 | 0
MC044-B04 | MC044-B04/G29 | Physics VT Reset |  |  |  |  | Energy sensor | G29 |  |  |  | MC044 | Faraday Building |  |  | 0 | 0
MC044-B04 | MC044-B04/G3 | Logic 3 |  |  |  |  | Energy sensor | G3 |  |  |  | MC044 | Faraday Building |  |  | 0 | 0
MC044-B04 | MC044-B04/G30 | Logic 30 |  |  |  |  | Energy sensor | G30 |  |  |  | MC044 | Faraday Building |  |  | 0 | 0
MC044-B04 | MC044-B04/G31 | Logic 31 |  |  |  |  | Energy sensor | G31 |  |  |  | MC044 | Faraday Building |  |  | 0 | 0
MC044-B04 | MC044-B04/G32 | Logic 32 |  |  |  |  | Energy sensor | G32 |  |  |  | MC044 | Faraday Building |  |  | 0 | 0
MC044-B04 | MC044-B04/G33 | Logic 33 |  |  |  |  | Energy sensor | G33 |  |  |  | MC044 | Faraday Building |  |  | 0 | 0
MC044-B04 | MC044-B04/G34 | Logic 34 |  |  |  |  | Energy sensor | G34 |  |  |  | MC044 | Faraday Building |  |  | 0 | 0
MC044-B04 | MC044-B04/G35 | Lecture VT Exercise |  |  |  |  | Energy sensor | G35 |  |  |  | MC044 | Faraday Building |  |  | 0 | 0
MC044-B04 | MC044-B04/G36 | Logic 36 |  |  |  |  | Energy sensor | G36 |  |  |  | MC044 | Faraday Building |  |  | 0 | 0
MC044-B04 | MC044-B04/G37 | Logic 37 |  |  |  |  | Energy sensor | G37 |  |  |  | MC044 | Faraday Building |  |  | 0 | 0
MC044-B04 | MC044-B04/G38 | Logic 38 |  |  |  |  | Energy sensor | G38 |  |  |  | MC044 | Faraday Building |  |  | 0 | 0
MC044-B04 | MC044-B04/G39 | Logic 39 |  |  |  |  | Energy sensor | G39 |  |  |  | MC044 | Faraday Building |  |  | 0 | 0
MC044-B04 | MC044-B04/G4 | Logic 4 |  |  |  |  | Energy sensor | G4 |  |  |  | MC044 | Faraday Building |  |  | 0 | 0
MC044-B04 | MC044-B04/G40 | Logic 40 |  |  |  |  | Energy sensor | G40 |  |  |  | MC044 | Faraday Building |  |  | 0 | 0
MC044-B04 | MC044-B04/G41 | Lecture VT Reset |  |  |  |  | Energy sensor | G41 |  |  |  | MC044 | Faraday Building |  |  | 0 | 0
MC044-B04 | MC044-B04/G42 | Logic 42 |  |  |  |  | Energy sensor | G42 |  |  |  | MC044 | Faraday Building |  |  | 0 | 0
MC044-B04 | MC044-B04/G43 | Logic 43 |  |  |  |  | Energy sensor | G43 |  |  |  | MC044 | Faraday Building |  |  | 0 | 0
MC044-B04 | MC044-B04/G44 | Logic 44 |  |  |  |  | Energy sensor | G44 |  |  |  | MC044 | Faraday Building |  |  | 0 | 0
MC044-B04 | MC044-B04/G45 | Foyer VT Pump 1 Fail |  |  |  |  | Energy sensor | G45 |  |  |  | MC044 | Faraday Building |  |  | 0 | 0
MC044-B04 | MC044-B04/G46 | Logic 46 |  |  |  |  | Energy sensor | G46 |  |  |  | MC044 | Faraday Building |  |  | 0 | 0
MC044-B04 | MC044-B04/G47 | Foyer VT Pump 2 Fail |  |  |  |  | Energy sensor | G47 |  |  |  | MC044 | Faraday Building |  |  | 0 | 0
MC044-B04 | MC044-B04/G48 | Logic 48 |  |  |  |  | Energy sensor | G48 |  |  |  | MC044 | Faraday Building |  |  | 0 | 0
MC044-B04 | MC044-B04/G49 | Logic 49 |  |  |  |  | Energy sensor | G49 |  |  |  | MC044 | Faraday Building |  |  | 0 | 0
MC044-B04 | MC044-B04/G5 | Summer ECO |  |  |  |  | Energy sensor | G5 |  |  |  | MC044 | Faraday Building |  |  | 0 | 0
MC044-B04 | MC044-B04/G50 | Logic 50 |  |  |  |  | Energy sensor | G50 |  |  |  | MC044 | Faraday Building |  |  | 0 | 0
MC044-B04 | MC044-B04/G51 | Foyer VT CO Pulse |  |  |  |  | Energy sensor | G51 |  |  |  | MC044 | Faraday Building |  |  | 0 | 0
MC044-B04 | MC044-B04/G52 | Logic 52 |  |  |  |  | Energy sensor | G52 |  |  |  | MC044 | Faraday Building |  |  | 0 | 0
MC044-B04 | MC044-B04/G53 | Reset |  |  |  |  | Energy sensor | G53 |  |  |  | MC044 | Faraday Building |  |  | 0 | 0
MC044-B04 | MC044-B04/G54 | Logic 54 |  |  |  |  | Energy sensor | G54 |  |  |  | MC044 | Faraday Building |  |  | 0 | 0
MC044-B04 | MC044-B04/G55 | Logic 55 |  |  |  |  | Energy sensor | G55 |  |  |  | MC044 | Faraday Building |  |  | 0 | 0
MC044-B04 | MC044-B04/G56 | Logic 56 |  |  |  |  | Energy sensor | G56 |  |  |  | MC044 | Faraday Building |  |  | 0 | 0
MC044-B04 | MC044-B04/G57 | Logic 57 |  |  |  |  | Energy sensor | G57 |  |  |  | MC044 | Faraday Building |  |  | 0 | 0
MC044-B04 | MC044-B04/G58 | Logic 58 |  |  |  |  | Energy sensor | G58 |  |  |  | MC044 | Faraday Building |  |  | 0 | 0
MC044-B04 | MC044-B04/G59 | Logic 59 |  |  |  |  | Energy sensor | G59 |  |  |  | MC044 | Faraday Building |  |  | 0 | 0
MC044-B04 | MC044-B04/G6 | Summer ECO |  |  |  |  | Energy sensor | G6 |  |  |  | MC044 | Faraday Building |  |  | 0 | 0
MC044-B04 | MC044-B04/G60 | Logic 60 |  |  |  |  | Energy sensor | G60 |  |  |  | MC044 | Faraday Building |  |  | 0 | 0
MC044-B04 | MC044-B04/G61 | Pump 1 Duty |  |  |  |  | Energy sensor | G61 |  |  |  | MC044 | Faraday Building |  |  | 0 | 0
MC044-B04 | MC044-B04/G62 | Pump Interlock |  |  |  |  | Energy sensor | G62 |  |  |  | MC044 | Faraday Building |  |  | 0 | 0
MC044-B04 | MC044-B04/G63 | Logic 63 |  |  |  |  | Energy sensor | G63 |  |  |  | MC044 | Faraday Building |  |  | 0 | 0
MC044-B04 | MC044-B04/G64 | Foyer VT Dmd |  |  |  |  | Energy sensor | G64 |  |  |  | MC044 | Faraday Building |  |  | 0 | 0
MC044-B04 | MC044-B04/G65 | Logic 65 |  |  |  |  | Energy sensor | G65 |  |  |  | MC044 | Faraday Building |  |  | 0 | 0
MC044-B04 | MC044-B04/G66 | Logic 66 |  |  |  |  | Energy sensor | G66 |  |  |  | MC044 | Faraday Building |  |  | 0 | 0
MC044-B04 | MC044-B04/G67 | Logic 67 |  |  |  |  | Energy sensor | G67 |  |  |  | MC044 | Faraday Building |  |  | 0 | 0
MC044-B04 | MC044-B04/G68 | Logic 68 |  |  |  |  | Energy sensor | G68 |  |  |  | MC044 | Faraday Building |  |  | 0 | 0
MC044-B04 | MC044-B04/G69 | Logic 69 |  |  |  |  | Energy sensor | G69 |  |  |  | MC044 | Faraday Building |  |  | 0 | 0
MC044-B04 | MC044-B04/G7 | Summer ECO |  |  |  |  | Energy sensor | G7 |  |  |  | MC044 | Faraday Building |  |  | 0 | 0
MC044-B04 | MC044-B04/G70 | Logic 70 |  |  |  |  | Energy sensor | G70 |  |  |  | MC044 | Faraday Building |  |  | 0 | 0
MC044-B04 | MC044-B04/G71 | Foyer VT Pumps |  |  |  |  | Energy sensor | G71 |  |  |  | MC044 | Faraday Building |  |  | 0 | 0
MC044-B04 | MC044-B04/G72 | Logic 72 |  |  |  |  | Energy sensor | G72 |  |  |  | MC044 | Faraday Building |  |  | 0 | 0
MC044-B04 | MC044-B04/G73 | Logic 73 |  |  |  |  | Energy sensor | G73 |  |  |  | MC044 | Faraday Building |  |  | 0 | 0
MC044-B04 | MC044-B04/G74 | Logic 74 |  |  |  |  | Energy sensor | G74 |  |  |  | MC044 | Faraday Building |  |  | 0 | 0
MC044-B04 | MC044-B04/G75 | Logic 75 |  |  |  |  | Energy sensor | G75 |  |  |  | MC044 | Faraday Building |  |  | 0 | 0
MC044-B04 | MC044-B04/G76 | Logic 76 |  |  |  |  | Energy sensor | G76 |  |  |  | MC044 | Faraday Building |  |  | 0 | 0
MC044-B04 | MC044-B04/G77 | Logic 77 |  |  |  |  | Energy sensor | G77 |  |  |  | MC044 | Faraday Building |  |  | 0 | 0
MC044-B04 | MC044-B04/G78 | Logic 78 |  |  |  |  | Energy sensor | G78 |  |  |  | MC044 | Faraday Building |  |  | 0 | 0
MC044-B04 | MC044-B04/G79 | Logic 79 |  |  |  |  | Energy sensor | G79 |  |  |  | MC044 | Faraday Building |  |  | 0 | 0
MC044-B04 | MC044-B04/G8 | Logic 8 |  |  |  |  | Energy sensor | G8 |  |  |  | MC044 | Faraday Building |  |  | 0 | 0
MC044-B04 | MC044-B04/G80 | OAT Frost VT |  |  |  |  | Energy sensor | G80 |  |  |  | MC044 | Faraday Building |  |  | 0 | 0
MC044-B04 | MC044-B04/G81 | Logic 81 |  |  |  |  | Energy sensor | G81 |  |  |  | MC044 | Faraday Building |  |  | 0 | 0
MC044-B04 | MC044-B04/G82 | Logic 82 |  |  |  |  | Energy sensor | G82 |  |  |  | MC044 | Faraday Building |  |  | 0 | 0
MC044-B04 | MC044-B04/G83 | Physics VT Pump 1 Fail |  |  |  |  | Energy sensor | G83 |  |  |  | MC044 | Faraday Building |  |  | 0 | 0
MC044-B04 | MC044-B04/G84 | Logic 84 |  |  |  |  | Energy sensor | G84 |  |  |  | MC044 | Faraday Building |  |  | 0 | 0
MC044-B04 | MC044-B04/G85 | Physics VT Pump 2 Fail |  |  |  |  | Energy sensor | G85 |  |  |  | MC044 | Faraday Building |  |  | 0 | 0
MC044-B04 | MC044-B04/G86 | Logic 86 |  |  |  |  | Energy sensor | G86 |  |  |  | MC044 | Faraday Building |  |  | 0 | 0
MC044-B04 | MC044-B04/G87 | Logic 87 |  |  |  |  | Energy sensor | G87 |  |  |  | MC044 | Faraday Building |  |  | 0 | 0
MC044-B04 | MC044-B04/G88 | Logic 88 |  |  |  |  | Energy sensor | G88 |  |  |  | MC044 | Faraday Building |  |  | 0 | 0
MC044-B04 | MC044-B04/G89 | Physics VT CO Pulse |  |  |  |  | Energy sensor | G89 |  |  |  | MC044 | Faraday Building |  |  | 0 | 0
MC044-B04 | MC044-B04/G9 | Logic 9 |  |  |  |  | Energy sensor | G9 |  |  |  | MC044 | Faraday Building |  |  | 0 | 0
MC044-B04 | MC044-B04/G90 | Logic 90 |  |  |  |  | Energy sensor | G90 |  |  |  | MC044 | Faraday Building |  |  | 0 | 0
MC044-B04 | MC044-B04/G91 | Reset |  |  |  |  | Energy sensor | G91 |  |  |  | MC044 | Faraday Building |  |  | 0 | 0
MC044-B04 | MC044-B04/G92 | Logic 92 |  |  |  |  | Energy sensor | G92 |  |  |  | MC044 | Faraday Building |  |  | 0 | 0
MC044-B04 | MC044-B04/G93 | Logic 93 |  |  |  |  | Energy sensor | G93 |  |  |  | MC044 | Faraday Building |  |  | 0 | 0
MC044-B04 | MC044-B04/G94 | Logic 94 |  |  |  |  | Energy sensor | G94 |  |  |  | MC044 | Faraday Building |  |  | 0 | 0
MC044-B04 | MC044-B04/G95 | Logic 95 |  |  |  |  | Energy sensor | G95 |  |  |  | MC044 | Faraday Building |  |  | 0 | 0
MC044-B04 | MC044-B04/G96 | Logic 96 |  |  |  |  | Energy sensor | G96 |  |  |  | MC044 | Faraday Building |  |  | 0 | 0
MC044-B04 | MC044-B04/G97 | Logic 97 |  |  |  |  | Energy sensor | G97 |  |  |  | MC044 | Faraday Building |  |  | 0 | 0
MC044-B04 | MC044-B04/G98 | Logic 98 |  |  |  |  | Energy sensor | G98 |  |  |  | MC044 | Faraday Building |  |  | 0 | 0
MC044-B04 | MC044-B04/G99 | Pump 1 Duty |  |  |  |  | Energy sensor | G99 |  |  |  | MC044 | Faraday Building |  |  | 0 | 0
MC044-B04 | MC044-B04/I1 | PHE1 High Temp Alarm |  |  | Degrees Celsius |  | Energy sensor | I1 |  |  |  | MC044 | Faraday Building |  |  | 0 | 0
MC044-B04 | MC044-B04/i1 | Module 1 |  |  |  |  | Energy sensor | i1 |  |  |  | MC044 | Faraday Building |  |  | 0 | 0
MC044-B04 | MC044-B04/I10 | Spare |  |  |  |  | Energy sensor | I10 |  |  |  | MC044 | Faraday Building |  |  | 0 | 0
MC044-B04 | MC044-B04/I11 | Fault Press OFF Delay |  |  |  |  | Energy sensor | I11 |  |  |  | MC044 | Faraday Building |  |  | 0 | 0
MC044-B04 | MC044-B04/I12 | Pri Circ Pumps AUTO |  |  |  |  | Energy sensor | I12 |  |  |  | MC044 | Faraday Building |  |  | 0 | 0
MC044-B04 | MC044-B04/I13 | Pri Circ Pump 1 Run |  |  |  |  | Energy sensor | I13 |  |  |  | MC044 | Faraday Building |  |  | 0 | 0
MC044-B04 | MC044-B04/I14 | Pri Circ Pump 1 Fault |  |  |  |  | Energy sensor | I14 |  |  |  | MC044 | Faraday Building |  |  | 0 | 0
MC044-B04 | MC044-B04/I15 | Pri Circ Pump 2 Run |  |  |  |  | Energy sensor | I15 |  |  |  | MC044 | Faraday Building |  |  | 0 | 0
MC044-B04 | MC044-B04/I16 | Pri Circ Pump 2 Fault |  |  |  |  | Energy sensor | I16 |  |  |  | MC044 | Faraday Building |  |  | 0 | 0
MC044-B04 | MC044-B04/I17 | PHE 2 Iso Valve Open |  |  |  |  | Energy sensor | I17 |  |  |  | MC044 | Faraday Building |  |  | 0 | 0
MC044-B04 | MC044-B04/I18 | Spare |  |  |  |  | Energy sensor | I18 |  |  |  | MC044 | Faraday Building |  |  | 0 | 0
MC044-B04 | MC044-B04/I19 | PHE 1 Iso Valve Open |  |  |  |  | Energy sensor | I19 |  |  |  | MC044 | Faraday Building |  |  | 0 | 0
MC044-B04 | MC044-B04/i2 | Module 2 |  |  |  |  | Energy sensor | i2 |  |  |  | MC044 | Faraday Building |  |  | 0 | 0
MC044-B04 | MC044-B04/I2 | Emergency Stop |  |  |  |  | Energy sensor | I2 |  |  |  | MC044 | Faraday Building |  |  | 0 | 0
MC044-B04 | MC044-B04/I20 | Spare |  |  |  |  | Energy sensor | I20 |  |  |  | MC044 | Faraday Building |  |  | 0 | 0
MC044-B04 | MC044-B04/I21 | Foyer VT Pumps AUTO |  |  |  |  | Energy sensor | I21 |  |  |  | MC044 | Faraday Building |  |  | 0 | 0
MC044-B04 | MC044-B04/I22 | Foyer VT Pump 1 Run |  |  |  |  | Energy sensor | I22 |  |  |  | MC044 | Faraday Building |  |  | 0 | 0
MC044-B04 | MC044-B04/I23 | Foyer VT Pump 1 Fault |  |  |  |  | Energy sensor | I23 |  |  |  | MC044 | Faraday Building |  |  | 0 | 0
MC044-B04 | MC044-B04/I24 | Foyer VT Pump 2 Run |  |  |  |  | Energy sensor | I24 |  |  |  | MC044 | Faraday Building |  |  | 0 | 0
MC044-B04 | MC044-B04/I25 | Foyer VT Pump 2 Fault |  |  |  |  | Energy sensor | I25 |  |  |  | MC044 | Faraday Building |  |  | 0 | 0
MC044-B04 | MC044-B04/I26 | Physics VT Pumps AUTO |  |  |  |  | Energy sensor | I26 |  |  |  | MC044 | Faraday Building |  |  | 0 | 0
MC044-B04 | MC044-B04/I27 | Physics VT Pump 1 Run |  |  |  |  | Energy sensor | I27 |  |  |  | MC044 | Faraday Building |  |  | 0 | 0
MC044-B04 | MC044-B04/I28 | Physics VT Pump 1 Fault |  |  |  |  | Energy sensor | I28 |  |  |  | MC044 | Faraday Building |  |  | 0 | 0
MC044-B04 | MC044-B04/I29 | Physics VT Pump 2 Run |  |  |  |  | Energy sensor | I29 |  |  |  | MC044 | Faraday Building |  |  | 0 | 0
MC044-B04 | MC044-B04/i3 | Module 3 |  |  |  |  | Energy sensor | i3 |  |  |  | MC044 | Faraday Building |  |  | 0 | 0
MC044-B04 | MC044-B04/I3 | Mains Failure |  |  |  |  | Energy sensor | I3 |  |  |  | MC044 | Faraday Building |  |  | 0 | 0
MC044-B04 | MC044-B04/I30 | Physics VT Pump 2 Fault |  |  |  |  | Energy sensor | I30 |  |  |  | MC044 | Faraday Building |  |  | 0 | 0
MC044-B04 | MC044-B04/I31 | Lecture VT Pumps AUTO |  |  |  |  | Energy sensor | I31 |  |  |  | MC044 | Faraday Building |  |  | 0 | 0
MC044-B04 | MC044-B04/I32 | Lecture VT Pump 1 Run |  |  |  |  | Energy sensor | I32 |  |  |  | MC044 | Faraday Building |  |  | 0 | 0
MC044-B04 | MC044-B04/I33 | Lecture VT Pump 1 Fault |  |  |  |  | Energy sensor | I33 |  |  |  | MC044 | Faraday Building |  |  | 0 | 0
MC044-B04 | MC044-B04/I34 | Lecture VT Pump 2 Run |  |  |  |  | Energy sensor | I34 |  |  |  | MC044 | Faraday Building |  |  | 0 | 0
MC044-B04 | MC044-B04/I35 | Lecture VT Pump 2 Fault |  |  |  |  | Energy sensor | I35 |  |  |  | MC044 | Faraday Building |  |  | 0 | 0
MC044-B04 | MC044-B04/I36 | DHW Iso Valve Shut |  |  |  |  | Energy sensor | I36 |  |  |  | MC044 | Faraday Building |  |  | 0 | 0
MC044-B04 | MC044-B04/I37 | DHW Imm Heater Fault |  |  |  |  | Energy sensor | I37 |  |  |  | MC044 | Faraday Building |  |  | 0 | 0
MC044-B04 | MC044-B04/I38 | Duct Lighting ON |  |  |  |  | Energy sensor | I38 |  |  |  | MC044 | Faraday Building |  |  | 0 | 0
MC044-B04 | MC044-B04/I39 | Digital Input 39 |  |  |  |  | Energy sensor | I39 |  |  |  | MC044 | Faraday Building |  |  | 0 | 0
MC044-B04 | MC044-B04/I4 | Gas Detect Fault |  |  |  |  | Energy sensor | I4 |  |  |  | MC044 | Faraday Building |  |  | 0 | 0
MC044-B04 | MC044-B04/i4 | Module 4 |  |  |  |  | Energy sensor | i4 |  |  |  | MC044 | Faraday Building |  |  | 0 | 0
MC044-B04 | MC044-B04/I41 | UPS Battery Low |  |  |  |  | Energy sensor | I41 |  |  |  | MC044 | Faraday Building |  |  | 0 | 0
MC044-B04 | MC044-B04/I42 | Spare |  |  |  |  | Energy sensor | I42 |  |  |  | MC044 | Faraday Building |  |  | 0 | 0
MC044-B04 | MC044-B04/I5 | 13% Gas Detect |  |  |  |  | Energy sensor | I5 |  |  |  | MC044 | Faraday Building |  |  | 0 | 0
MC044-B04 | MC044-B04/i5 | Module 5 |  |  |  |  | Energy sensor | i5 |  |  |  | MC044 | Faraday Building |  |  | 0 | 0
MC044-B04 | MC044-B04/I51 | Foyer VT Summer ECO Active |  |  |  |  | Energy sensor | I51 |  |  |  | MC044 | Faraday Building |  |  | 0 | 0
MC044-B04 | MC044-B04/I52 | Physics VT Summer ECO Active |  |  |  |  | Energy sensor | I52 |  |  |  | MC044 | Faraday Building |  |  | 0 | 0
MC044-B04 | MC044-B04/I53 | Lecture VT Summer ECO Active |  |  |  |  | Energy sensor | I53 |  |  |  | MC044 | Faraday Building |  |  | 0 | 0
MC044-B04 | MC044-B04/I54 | Foyer VT Exercise Reqd |  |  |  |  | Energy sensor | I54 |  |  |  | MC044 | Faraday Building |  |  | 0 | 0
MC044-B04 | MC044-B04/I55 | Foyer VT Exercise FAIL |  |  |  |  | Energy sensor | I55 |  |  |  | MC044 | Faraday Building |  |  | 0 | 0
MC044-B04 | MC044-B04/I56 | Physics VT Exercise Reqd |  |  |  |  | Energy sensor | I56 |  |  |  | MC044 | Faraday Building |  |  | 0 | 0
MC044-B04 | MC044-B04/I57 | Physics VT Exercise FAIL |  |  |  |  | Energy sensor | I57 |  |  |  | MC044 | Faraday Building |  |  | 0 | 0
MC044-B04 | MC044-B04/I58 | Lecture VT Exercise Reqd |  |  |  |  | Energy sensor | I58 |  |  |  | MC044 | Faraday Building |  |  | 0 | 0
MC044-B04 | MC044-B04/I59 | Lecture VT Exercise FAIL |  |  |  |  | Energy sensor | I59 |  |  |  | MC044 | Faraday Building |  |  | 0 | 0
MC044-B04 | MC044-B04/i6 | Module 6 |  |  |  |  | Energy sensor | i6 |  |  |  | MC044 | Faraday Building |  |  | 0 | 0
MC044-B04 | MC044-B04/I6 | 20% Gas Detect |  |  |  |  | Energy sensor | I6 |  |  |  | MC044 | Faraday Building |  |  | 0 | 0
MC044-B04 | MC044-B04/I60 | Foyer VT Pump 1 Fail |  |  |  |  | Energy sensor | I60 |  |  |  | MC044 | Faraday Building |  |  | 0 | 0
MC044-B04 | MC044-B04/I61 | Foyer VT Pump 2 Fail |  |  |  |  | Energy sensor | I61 |  |  |  | MC044 | Faraday Building |  |  | 0 | 0
MC044-B04 | MC044-B04/I62 | Physics VT Pump 1 Fail |  |  |  |  | Energy sensor | I62 |  |  |  | MC044 | Faraday Building |  |  | 0 | 0
MC044-B04 | MC044-B04/I63 | Physics VT Pump 2 Fail |  |  |  |  | Energy sensor | I63 |  |  |  | MC044 | Faraday Building |  |  | 0 | 0
MC044-B04 | MC044-B04/I64 | Lecture VT Pump 1 Fail |  |  |  |  | Energy sensor | I64 |  |  |  | MC044 | Faraday Building |  |  | 0 | 0
MC044-B04 | MC044-B04/I65 | Lecture VT Pump 2 Fail |  |  |  |  | Energy sensor | I65 |  |  |  | MC044 | Faraday Building |  |  | 0 | 0
MC044-B04 | MC044-B04/I66 | Pri Circ Pump 1 Fail |  |  |  |  | Energy sensor | I66 |  |  |  | MC044 | Faraday Building |  |  | 0 | 0
MC044-B04 | MC044-B04/I67 | Pri Circ Pump 2 Fail |  |  |  |  | Energy sensor | I67 |  |  |  | MC044 | Faraday Building |  |  | 0 | 0
MC044-B04 | MC044-B04/i7 | Module 7 |  |  |  |  | Energy sensor | i7 |  |  |  | MC044 | Faraday Building |  |  | 0 | 0
MC044-B04 | MC044-B04/I7 | PHE2 High Temp Alarm |  |  | Degrees Celsius |  | Energy sensor | I7 |  |  |  | MC044 | Faraday Building |  |  | 0 | 0
MC044-B04 | MC044-B04/I71 | Pri Circ Pump 1 Hrs Exceeded |  |  |  |  | Energy sensor | I71 |  |  |  | MC044 | Faraday Building |  |  | 0 | 0
MC044-B04 | MC044-B04/I72 | Pri Circ Pump 2 Hrs Exceeded |  |  |  |  | Energy sensor | I72 |  |  |  | MC044 | Faraday Building |  |  | 0 | 0
MC044-B04 | MC044-B04/I73 | Foyer VT Pump 1 Hrs Exceeded |  |  |  |  | Energy sensor | I73 |  |  |  | MC044 | Faraday Building |  |  | 0 | 0
MC044-B04 | MC044-B04/I74 | Foyer VT Pump 2 Hrs Exceeded |  |  |  |  | Energy sensor | I74 |  |  |  | MC044 | Faraday Building |  |  | 0 | 0
MC044-B04 | MC044-B04/I75 | Physics VT Pump 1 Hrs Exceeded |  |  |  |  | Energy sensor | I75 |  |  |  | MC044 | Faraday Building |  |  | 0 | 0
MC044-B04 | MC044-B04/I76 | Physics VT Pump 2 Hrs Exceeded |  |  |  |  | Energy sensor | I76 |  |  |  | MC044 | Faraday Building |  |  | 0 | 0
MC044-B04 | MC044-B04/I77 | Lecture VT Pump 1 Hrs Exceeded |  |  |  |  | Energy sensor | I77 |  |  |  | MC044 | Faraday Building |  |  | 0 | 0
MC044-B04 | MC044-B04/I78 | Lecture VT Pump 2 Hrs Exceeded |  |  |  |  | Energy sensor | I78 |  |  |  | MC044 | Faraday Building |  |  | 0 | 0
MC044-B04 | MC044-B04/I79 | Pri Circ Pumps FAIL |  |  |  |  | Energy sensor | I79 |  |  |  | MC044 | Faraday Building |  |  | 0 | 0
MC044-B04 | MC044-B04/I8 | HWS High Temp Alarm |  |  | Degrees Celsius |  | Energy sensor | I8 |  |  |  | MC044 | Faraday Building |  |  | 0 | 0
MC044-B04 | MC044-B04/i8 | Module 8 |  |  |  |  | Energy sensor | i8 |  |  |  | MC044 | Faraday Building |  |  | 0 | 0
MC044-B04 | MC044-B04/I80 | Foyer VT Pumps FAIL |  |  |  |  | Energy sensor | I80 |  |  |  | MC044 | Faraday Building |  |  | 0 | 0
MC044-B04 | MC044-B04/I81 | Physics VT Pumps FAIL |  |  |  |  | Energy sensor | I81 |  |  |  | MC044 | Faraday Building |  |  | 0 | 0
MC044-B04 | MC044-B04/I82 | Lecture VT Pumps FAIL |  |  |  |  | Energy sensor | I82 |  |  |  | MC044 | Faraday Building |  |  | 0 | 0
MC044-B04 | MC044-B04/I83 | Duct Ligtinting ALARM |  |  |  |  | Energy sensor | I83 |  |  |  | MC044 | Faraday Building |  |  | 0 | 0
MC044-B04 | MC044-B04/I84 | Duct Ligtinting REPEAT |  |  |  |  | Energy sensor | I84 |  |  |  | MC044 | Faraday Building |  |  | 0 | 0
MC044-B04 | MC044-B04/I85 | OAT Frost Active |  |  |  |  | Energy sensor | I85 |  |  |  | MC044 | Faraday Building |  |  | 0 | 0
MC044-B04 | MC044-B04/I86 | Water Frost Active |  |  |  |  | Energy sensor | I86 |  |  |  | MC044 | Faraday Building |  |  | 0 | 0
MC044-B04 | MC044-B04/I87 | Foyer VT Frost Active |  |  |  |  | Energy sensor | I87 |  |  |  | MC044 | Faraday Building |  |  | 0 | 0
MC044-B04 | MC044-B04/I88 | Physics VT Frost Active |  |  |  |  | Energy sensor | I88 |  |  |  | MC044 | Faraday Building |  |  | 0 | 0
MC044-B04 | MC044-B04/I89 | Lecture VT Frost Active |  |  |  |  | Energy sensor | I89 |  |  |  | MC044 | Faraday Building |  |  | 0 | 0
MC044-B04 | MC044-B04/I9 | LTHW Pri PU Fault |  |  |  |  | Energy sensor | I9 |  |  |  | MC044 | Faraday Building |  |  | 0 | 0
MC044-B04 | MC044-B04/I90 | UPS Alarm |  |  |  |  | Energy sensor | I90 |  |  |  | MC044 | Faraday Building |  |  | 0 | 0
MC044-B04 | MC044-B04/I93 | PHE 1 Iso Valve SHUT |  |  |  |  | Energy sensor | I93 |  |  |  | MC044 | Faraday Building |  |  | 0 | 0
MC044-B04 | MC044-B04/I94 | PHE 2 Iso Valve SHUT |  |  |  |  | Energy sensor | I94 |  |  |  | MC044 | Faraday Building |  |  | 0 | 0
MC044-B04 | MC044-B04/I96 | Flow Water Meter |  |  |  |  | Energy sensor | I96 |  |  |  | MC044 | Faraday Building |  |  | 0 | 0
MC044-B04 | MC044-B04/K1 | Outside air temperature frost protection |  |  |  |  | Energy sensor | K1 |  |  |  | MC044 | Faraday Building |  |  | 0 | 0
MC044-B04 | MC044-B04/K10 | Exercise Routine Time |  |  |  |  | Energy sensor | K10 |  |  |  | MC044 | Faraday Building |  |  | 0 | 0
MC044-B04 | MC044-B04/K11 | Foyer VT CO Day |  |  |  |  | Energy sensor | K11 |  |  |  | MC044 | Faraday Building |  |  | 0 | 0
MC044-B04 | MC044-B04/K12 | Foyer VT CO Time |  |  |  |  | Energy sensor | K12 |  |  |  | MC044 | Faraday Building |  |  | 0 | 0
MC044-B04 | MC044-B04/K13 | Foyer VT OSS SP |  |  |  |  | Energy sensor | K13 |  |  |  | MC044 | Faraday Building |  |  | 0 | 0
MC044-B04 | MC044-B04/K14 | Min Flow Rate |  |  |  |  | Energy sensor | K14 |  |  |  | MC044 | Faraday Building |  |  | 0 | 0
MC044-B04 | MC044-B04/K15 | VT Max Flow At |  |  |  |  | Energy sensor | K15 |  |  |  | MC044 | Faraday Building |  |  | 0 | 0
MC044-B04 | MC044-B04/K16 | VT Mid Flow At |  |  |  |  | Energy sensor | K16 |  |  |  | MC044 | Faraday Building |  |  | 0 | 0
MC044-B04 | MC044-B04/K17 | VT Min Flow At |  |  |  |  | Energy sensor | K17 |  |  |  | MC044 | Faraday Building |  |  | 0 | 0
MC044-B04 | MC044-B04/K18 | VT Max Flow SP |  |  |  |  | Energy sensor | K18 |  |  |  | MC044 | Faraday Building |  |  | 0 | 0
MC044-B04 | MC044-B04/K19 | VT Mid Flow SP |  |  |  |  | Energy sensor | K19 |  |  |  | MC044 | Faraday Building |  |  | 0 | 0
MC044-B04 | MC044-B04/K2 | Water frost protection |  |  | Degrees Celsius |  | Energy sensor | K2 |  |  |  | MC044 | Faraday Building |  |  | 0 | 0
MC044-B04 | MC044-B04/K20 | VT Min Flow SP |  |  |  |  | Energy sensor | K20 |  |  |  | MC044 | Faraday Building |  |  | 0 | 0
MC044-B04 | MC044-B04/K21 | Foyer VT Flow Trim |  |  |  |  | Energy sensor | K21 |  |  |  | MC044 | Faraday Building |  |  | 0 | 0
MC044-B04 | MC044-B04/K22 | Physics VT CO Day |  |  |  |  | Energy sensor | K22 |  |  |  | MC044 | Faraday Building |  |  | 0 | 0
MC044-B04 | MC044-B04/K23 | Physics VT CO Time |  |  |  |  | Energy sensor | K23 |  |  |  | MC044 | Faraday Building |  |  | 0 | 0
MC044-B04 | MC044-B04/K24 | Physics VT OSS SP |  |  |  |  | Energy sensor | K24 |  |  |  | MC044 | Faraday Building |  |  | 0 | 0
MC044-B04 | MC044-B04/K25 | Physics VT Pump Speed SP |  |  |  |  | Energy sensor | K25 |  |  |  | MC044 | Faraday Building |  |  | 0 | 0
MC044-B04 | MC044-B04/K26 | VT Max Flow At |  |  |  |  | Energy sensor | K26 |  |  |  | MC044 | Faraday Building |  |  | 0 | 0
MC044-B04 | MC044-B04/K27 | VT Mid Flow At |  |  |  |  | Energy sensor | K27 |  |  |  | MC044 | Faraday Building |  |  | 0 | 0
MC044-B04 | MC044-B04/K28 | VT Min Flow At |  |  |  |  | Energy sensor | K28 |  |  |  | MC044 | Faraday Building |  |  | 0 | 0
MC044-B04 | MC044-B04/K29 | VT Max Flow SP |  |  |  |  | Energy sensor | K29 |  |  |  | MC044 | Faraday Building |  |  | 0 | 0
MC044-B04 | MC044-B04/K3 | Foyer VT Frost Protect |  |  |  |  | Energy sensor | K3 |  |  |  | MC044 | Faraday Building |  |  | 0 | 0
MC044-B04 | MC044-B04/K30 | VT Mid Flow SP |  |  |  |  | Energy sensor | K30 |  |  |  | MC044 | Faraday Building |  |  | 0 | 0
MC044-B04 | MC044-B04/K31 | VT Min Flow SP |  |  |  |  | Energy sensor | K31 |  |  |  | MC044 | Faraday Building |  |  | 0 | 0
MC044-B04 | MC044-B04/K32 | Physics VT Flow Trim |  |  |  |  | Energy sensor | K32 |  |  |  | MC044 | Faraday Building |  |  | 0 | 0
MC044-B04 | MC044-B04/K33 | Lecture VT CO Day |  |  |  |  | Energy sensor | K33 |  |  |  | MC044 | Faraday Building |  |  | 0 | 0
MC044-B04 | MC044-B04/K34 | Lecture VT CO Time |  |  |  |  | Energy sensor | K34 |  |  |  | MC044 | Faraday Building |  |  | 0 | 0
MC044-B04 | MC044-B04/K35 | Lecture VT OSS SP |  |  |  |  | Energy sensor | K35 |  |  |  | MC044 | Faraday Building |  |  | 0 | 0
MC044-B04 | MC044-B04/K36 | Lecture VT Pump Press SP |  |  |  |  | Energy sensor | K36 |  |  |  | MC044 | Faraday Building |  |  | 0 | 0
MC044-B04 | MC044-B04/K37 | VT Max Flow At |  |  |  |  | Energy sensor | K37 |  |  |  | MC044 | Faraday Building |  |  | 0 | 0
MC044-B04 | MC044-B04/K38 | VT Mid Flow At |  |  |  |  | Energy sensor | K38 |  |  |  | MC044 | Faraday Building |  |  | 0 | 0
MC044-B04 | MC044-B04/K39 | VT Min Flow At |  |  |  |  | Energy sensor | K39 |  |  |  | MC044 | Faraday Building |  |  | 0 | 0
MC044-B04 | MC044-B04/K4 | Physics VT Frost Protect |  |  |  |  | Energy sensor | K4 |  |  |  | MC044 | Faraday Building |  |  | 0 | 0
MC044-B04 | MC044-B04/K40 | VT Max Flow SP |  |  |  |  | Energy sensor | K40 |  |  |  | MC044 | Faraday Building |  |  | 0 | 0
MC044-B04 | MC044-B04/K41 | VT Mid Flow SP |  |  |  |  | Energy sensor | K41 |  |  |  | MC044 | Faraday Building |  |  | 0 | 0
MC044-B04 | MC044-B04/K42 | VT Min Flow SP |  |  |  |  | Energy sensor | K42 |  |  |  | MC044 | Faraday Building |  |  | 0 | 0
MC044-B04 | MC044-B04/K43 | Lecture VT Flow Trim |  |  |  |  | Energy sensor | K43 |  |  |  | MC044 | Faraday Building |  |  | 0 | 0
MC044-B04 | MC044-B04/K44 | DHW Calorifier SP |  |  |  |  | Energy sensor | K44 |  |  |  | MC044 | Faraday Building |  |  | 0 | 0
MC044-B04 | MC044-B04/K45 | Pasterization SP |  |  |  |  | Energy sensor | K45 |  |  |  | MC044 | Faraday Building |  |  | 0 | 0
MC044-B04 | MC044-B04/K46 | DHW Imm Heater Band |  |  |  |  | Energy sensor | K46 |  |  |  | MC044 | Faraday Building |  |  | 0 | 0
MC044-B04 | MC044-B04/K47 | Pri Circ CO Day |  |  |  |  | Energy sensor | K47 |  |  |  | MC044 | Faraday Building |  |  | 0 | 0
MC044-B04 | MC044-B04/K48 | Pri Circ CO Time |  |  |  |  | Energy sensor | K48 |  |  |  | MC044 | Faraday Building |  |  | 0 | 0
MC044-B04 | MC044-B04/K5 | Lecture VT Frost Protect |  |  |  |  | Energy sensor | K5 |  |  |  | MC044 | Faraday Building |  |  | 0 | 0
MC044-B04 | MC044-B04/K50 | Water Frost SP |  |  |  |  | Energy sensor | K50 |  |  |  | MC044 | Faraday Building |  |  | 0 | 0
MC044-B04 | MC044-B04/K51 | PHE Flow Temp SP |  |  | Degrees Celsius |  | Energy sensor | K51 |  |  |  | MC044 | Faraday Building |  |  | 0 | 0
MC044-B04 | MC044-B04/K52 | Pri Circ Pump Maintenance |  |  |  |  | Energy sensor | K52 |  |  |  | MC044 | Faraday Building |  |  | 0 | 0
MC044-B04 | MC044-B04/K53 | Foyer VT Pump Maintenance |  |  |  |  | Energy sensor | K53 |  |  |  | MC044 | Faraday Building |  |  | 0 | 0
MC044-B04 | MC044-B04/K54 | Physics VT Pump Maintenance |  |  |  |  | Energy sensor | K54 |  |  |  | MC044 | Faraday Building |  |  | 0 | 0
MC044-B04 | MC044-B04/K55 | Lecture VT Pump Maintenance |  |  |  |  | Energy sensor | K55 |  |  |  | MC044 | Faraday Building |  |  | 0 | 0
MC044-B04 | MC044-B04/K56 | District Htg LO Flow Temp |  |  | Degrees Celsius |  | Energy sensor | K56 |  |  |  | MC044 | Faraday Building |  |  | 0 | 0
MC044-B04 | MC044-B04/K57 | Foyer VT Pump Demand |  |  |  |  | Energy sensor | K57 |  |  |  | MC044 | Faraday Building |  |  | 0 | 0
MC044-B04 | MC044-B04/K58 | Max Flow Rate |  |  |  |  | Energy sensor | K58 |  |  |  | MC044 | Faraday Building |  |  | 0 | 0
MC044-B04 | MC044-B04/K59 | Pri Circ Pumps Min Dmd |  |  |  |  | Energy sensor | K59 |  |  |  | MC044 | Faraday Building |  |  | 0 | 0
MC044-B04 | MC044-B04/K6 | Foyer VT OAT Htg Inhibit |  |  |  |  | Energy sensor | K6 |  |  |  | MC044 | Faraday Building |  |  | 0 | 0
MC044-B04 | MC044-B04/K60 | Pysics VT Pump Demand |  |  |  |  | Energy sensor | K60 |  |  |  | MC044 | Faraday Building |  |  | 0 | 0
MC044-B04 | MC044-B04/K61 | Foyer VT Pump Demand |  |  |  |  | Energy sensor | K61 |  |  |  | MC044 | Faraday Building |  |  | 0 | 0
MC044-B04 | MC044-B04/K62 | Header Flow Rate SP |  |  |  |  | Energy sensor | K62 |  |  |  | MC044 | Faraday Building |  |  | 0 | 0
MC044-B04 | MC044-B04/K7 | Physics VT OAT Htg Inhibit |  |  |  |  | Energy sensor | K7 |  |  |  | MC044 | Faraday Building |  |  | 0 | 0
MC044-B04 | MC044-B04/K8 | Lecture VT OAT Htg Inhibit |  |  |  |  | Energy sensor | K8 |  |  |  | MC044 | Faraday Building |  |  | 0 | 0
MC044-B04 | MC044-B04/K9 | Valve Idle Time |  |  |  |  | Energy sensor | K9 |  |  |  | MC044 | Faraday Building |  |  | 0 | 0
MC044-B04 | MC044-B04/L1 | Foyer VT Valve |  |  |  |  | Energy sensor | L1 |  |  |  | MC044 | Faraday Building |  |  | 0 | 0
MC044-B04 | MC044-B04/L10 | Loop 10 |  |  |  |  | Energy sensor | L10 |  |  |  | MC044 | Faraday Building |  |  | 0 | 0
MC044-B04 | MC044-B04/L2 | Physics VT Valve |  |  |  |  | Energy sensor | L2 |  |  |  | MC044 | Faraday Building |  |  | 0 | 0
MC044-B04 | MC044-B04/L3 | Lecture VT Pressure |  |  |  |  | Energy sensor | L3 |  |  |  | MC044 | Faraday Building |  |  | 0 | 0
MC044-B04 | MC044-B04/L4 | Lecture VT Valve |  |  |  |  | Energy sensor | L4 |  |  |  | MC044 | Faraday Building |  |  | 0 | 0
MC044-B04 | MC044-B04/L5 | DHW Cal Valve |  |  |  |  | Energy sensor | L5 |  |  |  | MC044 | Faraday Building |  |  | 0 | 0
MC044-B04 | MC044-B04/L7 | Loop 7 |  |  |  |  | Energy sensor | L7 |  |  |  | MC044 | Faraday Building |  |  | 0 | 0
MC044-B04 | MC044-B04/L8 | Loop 8 |  |  |  |  | Energy sensor | L8 |  |  |  | MC044 | Faraday Building |  |  | 0 | 0
MC044-B04 | MC044-B04/n1 | TREND_0B_8B_19 |  |  |  |  | Energy sensor | n1 |  |  |  | MC044 | Faraday Building |  |  | 0 | 0
MC044-B04 | MC044-B04/N10 | IC Comms 10 |  |  |  |  | Energy sensor | N10 |  |  |  | MC044 | Faraday Building |  |  | 0 | 0
MC044-B04 | MC044-B04/N11 | IC Comms 11 |  |  |  |  | Energy sensor | N11 |  |  |  | MC044 | Faraday Building |  |  | 0 | 0
MC044-B04 | MC044-B04/N12 | IC Comms 12 |  |  |  |  | Energy sensor | N12 |  |  |  | MC044 | Faraday Building |  |  | 0 | 0
MC044-B04 | MC044-B04/N13 | IC Comms 13 |  |  |  |  | Energy sensor | N13 |  |  |  | MC044 | Faraday Building |  |  | 0 | 0
MC044-B04 | MC044-B04/N14 | IC Comms 14 |  |  |  |  | Energy sensor | N14 |  |  |  | MC044 | Faraday Building |  |  | 0 | 0
MC044-B04 | MC044-B04/n3 | BACnet IP |  |  |  |  | Energy sensor | n3 |  |  |  | MC044 | Faraday Building |  |  | 0 | 0
MC044-B04 | MC044-B04/n6 | BACnet Application |  |  |  |  | Energy sensor | n6 |  |  |  | MC044 | Faraday Building |  |  | 0 | 0
MC044-B04 | MC044-B04/N9 | IC Comms 9 |  |  |  |  | Energy sensor | N9 |  |  |  | MC044 | Faraday Building |  |  | 0 | 0
MC044-B04 | MC044-B04/O1 | Foyer VT Heating |  |  |  |  | Energy sensor | O1 |  |  |  | MC044 | Faraday Building |  |  | 0 | 0
MC044-B04 | MC044-B04/o1 | Alarm Route 1 |  |  |  |  | Energy sensor | o1 |  |  |  | MC044 | Faraday Building |  |  | 0 | 0
MC044-B04 | MC044-B04/o2 | Alarm Route 2 |  |  |  |  | Energy sensor | o2 |  |  |  | MC044 | Faraday Building |  |  | 0 | 0
MC044-B04 | MC044-B04/O2 | Physics VT Heating |  |  |  |  | Energy sensor | O2 |  |  |  | MC044 | Faraday Building |  |  | 0 | 0
MC044-B04 | MC044-B04/O3 | Lecture VT Heating |  |  |  |  | Energy sensor | O3 |  |  |  | MC044 | Faraday Building |  |  | 0 | 0
MC044-B04 | MC044-B04/o3 | Alarm Route 3 |  |  |  |  | Energy sensor | o3 |  |  |  | MC044 | Faraday Building |  |  | 0 | 0
MC044-B04 | MC044-B04/P1 | Outside air temperature |  |  | Degrees Celsius |  | Energy sensor | P1 |  |  |  | MC044 | Faraday Building |  |  | 0 | 0
MC044-B04 | MC044-B04/P10 | Foyer VT Flow Temp |  |  | Degrees Celsius |  | Energy sensor | P10 |  |  |  | MC044 | Faraday Building |  |  | 0 | 0
MC044-B04 | MC044-B04/P11 | Foyer VT Retn Temp |  |  | Degrees Celsius |  | Energy sensor | P11 |  |  |  | MC044 | Faraday Building |  |  | 0 | 0
MC044-B04 | MC044-B04/P12 | Foyer VT Space Temp |  |  | Degrees Celsius |  | Energy sensor | P12 |  |  |  | MC044 | Faraday Building |  |  | 0 | 0
MC044-B04 | MC044-B04/P13 | Physics VT Pumps Pressure |  |  |  |  | Energy sensor | P13 |  |  |  | MC044 | Faraday Building |  |  | 0 | 0
MC044-B04 | MC044-B04/P14 | Physics VT Flow Temp |  |  | Degrees Celsius |  | Energy sensor | P14 |  |  |  | MC044 | Faraday Building |  |  | 0 | 0
MC044-B04 | MC044-B04/P15 | Physics VT Retn Temp |  |  | Degrees Celsius |  | Energy sensor | P15 |  |  |  | MC044 | Faraday Building |  |  | 0 | 0
MC044-B04 | MC044-B04/P16 | Sensor 12 |  |  |  |  | Energy sensor | P16 |  |  |  | MC044 | Faraday Building |  |  | 0 | 0
MC044-B04 | MC044-B04/P17 | Lecture VT Pumps Pressure |  |  |  |  | Energy sensor | P17 |  |  |  | MC044 | Faraday Building |  |  | 0 | 0
MC044-B04 | MC044-B04/P18 | Lecture VT Flow Temp |  |  | Degrees Celsius |  | Energy sensor | P18 |  |  |  | MC044 | Faraday Building |  |  | 0 | 0
MC044-B04 | MC044-B04/P19 | Lecture VT Retn Temp |  |  | Degrees Celsius |  | Energy sensor | P19 |  |  |  | MC044 | Faraday Building |  |  | 0 | 0
MC044-B04 | MC044-B04/P2 | District Htg Flow Temp |  |  | Degrees Celsius |  | Energy sensor | P2 |  |  |  | MC044 | Faraday Building |  |  | 0 | 0
MC044-B04 | MC044-B04/P20 | Imm Hrs Run |  |  |  |  | Energy sensor | P20 |  |  |  | MC044 | Faraday Building |  |  | 0 | 0
MC044-B04 | MC044-B04/P21 | DHW Cylinder Temp |  |  | Degrees Celsius |  | Energy sensor | P21 |  |  |  | MC044 | Faraday Building |  |  | 0 | 0
MC044-B04 | MC044-B04/P22 | DHW Flow Temp |  |  | Degrees Celsius |  | Energy sensor | P22 |  |  |  | MC044 | Faraday Building |  |  | 0 | 0
MC044-B04 | MC044-B04/P23 | DHW Retn Temp |  |  | Degrees Celsius |  | Energy sensor | P23 |  |  |  | MC044 | Faraday Building |  |  | 0 | 0
MC044-B04 | MC044-B04/P24 | Lecture Flow_Return Diff Press |  |  |  |  | Energy sensor | P24 |  |  |  | MC044 | Faraday Building |  |  | 0 | 0
MC044-B04 | MC044-B04/P25 | Calc Foyer VT Flow SP |  |  |  |  | Energy sensor | P25 |  |  |  | MC044 | Faraday Building |  |  | 0 | 0
MC044-B04 | MC044-B04/P26 | Foyer VT Valve |  |  |  |  | Energy sensor | P26 |  |  |  | MC044 | Faraday Building |  |  | 0 | 0
MC044-B04 | MC044-B04/P27 | Foyer VT Valve |  |  |  |  | Energy sensor | P27 |  |  |  | MC044 | Faraday Building |  |  | 0 | 0
MC044-B04 | MC044-B04/P28 | Calc Physics VT Flow SP |  |  |  |  | Energy sensor | P28 |  |  |  | MC044 | Faraday Building |  |  | 0 | 0
MC044-B04 | MC044-B04/P29 | Physics VT Valve |  |  |  |  | Energy sensor | P29 |  |  |  | MC044 | Faraday Building |  |  | 0 | 0
MC044-B04 | MC044-B04/P3 | District Htg Retn Temp |  |  | Degrees Celsius |  | Energy sensor | P3 |  |  |  | MC044 | Faraday Building |  |  | 0 | 0
MC044-B04 | MC044-B04/P30 | Physics VT Valve |  |  |  |  | Energy sensor | P30 |  |  |  | MC044 | Faraday Building |  |  | 0 | 0
MC044-B04 | MC044-B04/P31 | Calc Lecture VT Flow SP |  |  |  |  | Energy sensor | P31 |  |  |  | MC044 | Faraday Building |  |  | 0 | 0
MC044-B04 | MC044-B04/P32 | Lecture VT Valve |  |  |  |  | Energy sensor | P32 |  |  |  | MC044 | Faraday Building |  |  | 0 | 0
MC044-B04 | MC044-B04/P33 | Lecture VT Valve |  |  |  |  | Energy sensor | P33 |  |  |  | MC044 | Faraday Building |  |  | 0 | 0
MC044-B04 | MC044-B04/P34 | PHE 1 Valve |  |  |  |  | Energy sensor | P34 |  |  |  | MC044 | Faraday Building |  |  | 0 | 0
MC044-B04 | MC044-B04/P35 | PHE 2 Valve |  |  |  |  | Energy sensor | P35 |  |  |  | MC044 | Faraday Building |  |  | 0 | 0
MC044-B04 | MC044-B04/P36 | DHW Cylinder Pasterization Log |  |  |  |  | Energy sensor | P36 |  |  |  | MC044 | Faraday Building |  |  | 0 | 0
MC044-B04 | MC044-B04/P4 | PHE 1 Flow Temp |  |  | Degrees Celsius |  | Energy sensor | P4 |  |  |  | MC044 | Faraday Building |  |  | 0 | 0
MC044-B04 | MC044-B04/P5 | PHE 1 Retn Temp |  |  | Degrees Celsius |  | Energy sensor | P5 |  |  |  | MC044 | Faraday Building |  |  | 0 | 0
MC044-B04 | MC044-B04/P51 | Primary Flow Rate |  |  |  |  | Energy sensor | P51 |  |  |  | MC044 | Faraday Building |  |  | 0 | 0
MC044-B04 | MC044-B04/P52 | Pri Circ Pumps Dmd |  |  |  |  | Energy sensor | P52 |  |  |  | MC044 | Faraday Building |  |  | 0 | 0
MC044-B04 | MC044-B04/P53 | Flow Water Meter |  |  |  |  | Energy sensor | P53 |  |  |  | MC044 | Faraday Building |  |  | 0 | 0
MC044-B04 | MC044-B04/P6 | PHE 2 Flow Temp |  |  | Degrees Celsius |  | Energy sensor | P6 |  |  |  | MC044 | Faraday Building |  |  | 0 | 0
MC044-B04 | MC044-B04/P7 | PHE 2 Retn Temp |  |  | Degrees Celsius |  | Energy sensor | P7 |  |  |  | MC044 | Faraday Building |  |  | 0 | 0
MC044-B04 | MC044-B04/P8 | Pri Circ Pumps Pressure |  |  |  |  | Energy sensor | P8 |  |  |  | MC044 | Faraday Building |  |  | 0 | 0
MC044-B04 | MC044-B04/P9 | Foyer VT Pumps Pressure |  |  |  |  | Energy sensor | P9 |  |  |  | MC044 | Faraday Building |  |  | 0 | 0
MC044-B04 | MC044-B04/Q1 | Sequence Table 1 |  |  |  |  | Energy sensor | Q1 |  |  |  | MC044 | Faraday Building |  |  | 0 | 0
MC044-B04 | MC044-B04/S1 | Outside air temperature |  |  | Degrees Celsius |  | Energy sensor | S1 |  |  |  | MC044 | Faraday Building |  |  | 0 | 0
MC044-B04 | MC044-B04/S10 | Foyer VT Flow Temp |  |  | Degrees Celsius |  | Energy sensor | S10 |  |  |  | MC044 | Faraday Building |  |  | 0 | 0
MC044-B04 | MC044-B04/S11 | Foyer VT Retn Temp |  |  | Degrees Celsius |  | Energy sensor | S11 |  |  |  | MC044 | Faraday Building |  |  | 0 | 0
MC044-B04 | MC044-B04/S12 | Imm Hrs Run Day |  |  |  |  | Energy sensor | S12 |  |  |  | MC044 | Faraday Building |  |  | 0 | 0
MC044-B04 | MC044-B04/S13 | Physics VT Pumps Pressure |  |  |  |  | Energy sensor | S13 |  |  |  | MC044 | Faraday Building |  |  | 0 | 0
MC044-B04 | MC044-B04/S14 | Physics VT Flow Temp |  |  | Degrees Celsius |  | Energy sensor | S14 |  |  |  | MC044 | Faraday Building |  |  | 0 | 0
MC044-B04 | MC044-B04/S15 | Physics VT Retn Temp |  |  | Degrees Celsius |  | Energy sensor | S15 |  |  |  | MC044 | Faraday Building |  |  | 0 | 0
MC044-B04 | MC044-B04/S16 | Imm Hrs Run Yr |  |  |  |  | Energy sensor | S16 |  |  |  | MC044 | Faraday Building |  |  | 0 | 0
MC044-B04 | MC044-B04/S17 | Lecture VT Pumps Pressure |  |  |  |  | Energy sensor | S17 |  |  |  | MC044 | Faraday Building |  |  | 0 | 0
MC044-B04 | MC044-B04/S18 | Lecture VT Flow Temp |  |  | Degrees Celsius |  | Energy sensor | S18 |  |  |  | MC044 | Faraday Building |  |  | 0 | 0
MC044-B04 | MC044-B04/S19 | Lecture VT Retn Temp |  |  | Degrees Celsius |  | Energy sensor | S19 |  |  |  | MC044 | Faraday Building |  |  | 0 | 0
MC044-B04 | MC044-B04/S2 | District Htg Flow Temp |  |  | Degrees Celsius |  | Energy sensor | S2 |  |  |  | MC044 | Faraday Building |  |  | 0 | 0
MC044-B04 | MC044-B04/S20 | Physics VT Pumps Pressure |  |  |  |  | Energy sensor | S20 |  |  |  | MC044 | Faraday Building |  |  | 0 | 0
MC044-B04 | MC044-B04/S21 | DHW Cylinder Temp |  |  | Degrees Celsius |  | Energy sensor | S21 |  |  |  | MC044 | Faraday Building |  |  | 0 | 0
MC044-B04 | MC044-B04/S22 | DHW Flow Temp |  |  | Degrees Celsius |  | Energy sensor | S22 |  |  |  | MC044 | Faraday Building |  |  | 0 | 0
MC044-B04 | MC044-B04/S23 | DHW Retn Temp |  |  | Degrees Celsius |  | Energy sensor | S23 |  |  |  | MC044 | Faraday Building |  |  | 0 | 0
MC044-B04 | MC044-B04/S24 | Lecture Flow_Return Diff Press |  |  |  |  | Energy sensor | S24 |  |  |  | MC044 | Faraday Building |  |  | 0 | 0
MC044-B04 | MC044-B04/S25 | Primary Header Flow Rate |  |  |  |  | Energy sensor | S25 |  |  |  | MC044 | Faraday Building |  |  | 0 | 0
MC044-B04 | MC044-B04/S3 | District Htg Retn Temp |  |  | Degrees Celsius |  | Energy sensor | S3 |  |  |  | MC044 | Faraday Building |  |  | 0 | 0
MC044-B04 | MC044-B04/S31 | Calc Foyer VT Flow SP |  |  |  |  | Energy sensor | S31 |  |  |  | MC044 | Faraday Building |  |  | 0 | 0
MC044-B04 | MC044-B04/S32 | Foyer VT Valve |  |  |  |  | Energy sensor | S32 |  |  |  | MC044 | Faraday Building |  |  | 0 | 0
MC044-B04 | MC044-B04/S33 | Calc Physics VT Flow SP |  |  |  |  | Energy sensor | S33 |  |  |  | MC044 | Faraday Building |  |  | 0 | 0
MC044-B04 | MC044-B04/S34 | Physics VT Valve |  |  |  |  | Energy sensor | S34 |  |  |  | MC044 | Faraday Building |  |  | 0 | 0
MC044-B04 | MC044-B04/S35 | Calc Lecture VT Flow SP |  |  |  |  | Energy sensor | S35 |  |  |  | MC044 | Faraday Building |  |  | 0 | 0
MC044-B04 | MC044-B04/S36 | Lecture VT Valve |  |  |  |  | Energy sensor | S36 |  |  |  | MC044 | Faraday Building |  |  | 0 | 0
MC044-B04 | MC044-B04/S37 | PHE 1 Valve |  |  |  |  | Energy sensor | S37 |  |  |  | MC044 | Faraday Building |  |  | 0 | 0
MC044-B04 | MC044-B04/S38 | PHE 2 Valve |  |  |  |  | Energy sensor | S38 |  |  |  | MC044 | Faraday Building |  |  | 0 | 0
MC044-B04 | MC044-B04/S39 | Pri Circ Pump 1 Hrs Run |  |  |  |  | Energy sensor | S39 |  |  |  | MC044 | Faraday Building |  |  | 0 | 0
MC044-B04 | MC044-B04/S4 | PHE 1 Flow Temp |  |  | Degrees Celsius |  | Energy sensor | S4 |  |  |  | MC044 | Faraday Building |  |  | 0 | 0
MC044-B04 | MC044-B04/S40 | Pri Circ Pump 2 Hrs Run |  |  |  |  | Energy sensor | S40 |  |  |  | MC044 | Faraday Building |  |  | 0 | 0
MC044-B04 | MC044-B04/S41 | Foyer VT Pump 1 Hrs Run |  |  |  |  | Energy sensor | S41 |  |  |  | MC044 | Faraday Building |  |  | 0 | 0
MC044-B04 | MC044-B04/S42 | Foyer VT Pump 2 Hrs Run |  |  |  |  | Energy sensor | S42 |  |  |  | MC044 | Faraday Building |  |  | 0 | 0
MC044-B04 | MC044-B04/S43 | Physics VT Pump 1 Hrs Run |  |  |  |  | Energy sensor | S43 |  |  |  | MC044 | Faraday Building |  |  | 0 | 0
MC044-B04 | MC044-B04/S44 | Physics VT Pump 2 Hrs Run |  |  |  |  | Energy sensor | S44 |  |  |  | MC044 | Faraday Building |  |  | 0 | 0
MC044-B04 | MC044-B04/S45 | Lecture VT Pump 1 Hrs Run |  |  |  |  | Energy sensor | S45 |  |  |  | MC044 | Faraday Building |  |  | 0 | 0
MC044-B04 | MC044-B04/S46 | Lecture VT Pump 2 Hrs Run |  |  |  |  | Energy sensor | S46 |  |  |  | MC044 | Faraday Building |  |  | 0 | 0
MC044-B04 | MC044-B04/S47 | DHW Cylinder Pasterization Log |  |  |  |  | Energy sensor | S47 |  |  |  | MC044 | Faraday Building |  |  | 0 | 0
MC044-B04 | MC044-B04/S5 | PHE 1 Retn Temp |  |  | Degrees Celsius |  | Energy sensor | S5 |  |  |  | MC044 | Faraday Building |  |  | 0 | 0
MC044-B04 | MC044-B04/S6 | PHE 2 Flow Temp |  |  | Degrees Celsius |  | Energy sensor | S6 |  |  |  | MC044 | Faraday Building |  |  | 0 | 0
MC044-B04 | MC044-B04/S69 | Avg Lecture AHU2 Space Temp |  |  | Degrees Celsius |  | Energy sensor | S69 |  |  |  | MC044 | Faraday Building |  |  | 0 | 0
MC044-B04 | MC044-B04/S7 | PHE 2 Retn Temp |  |  | Degrees Celsius |  | Energy sensor | S7 |  |  |  | MC044 | Faraday Building |  |  | 0 | 0
MC044-B04 | MC044-B04/S70 | Primary Flow Rate |  |  |  |  | Energy sensor | S70 |  |  |  | MC044 | Faraday Building |  |  | 0 | 0
MC044-B04 | MC044-B04/S71 | Average PHE Flow Temp |  |  | Degrees Celsius |  | Energy sensor | S71 |  |  |  | MC044 | Faraday Building |  |  | 0 | 0
MC044-B04 | MC044-B04/S72 | Pri Circ Pumps Dmd |  |  |  |  | Energy sensor | S72 |  |  |  | MC044 | Faraday Building |  |  | 0 | 0
MC044-B04 | MC044-B04/S73 | Lecture Foyer Space Temp |  |  | Degrees Celsius |  | Energy sensor | S73 |  |  |  | MC044 | Faraday Building |  |  | 0 | 0
MC044-B04 | MC044-B04/S74 | Average Pysics Space Temp |  |  | Degrees Celsius |  | Energy sensor | S74 |  |  |  | MC044 | Faraday Building |  |  | 0 | 0
MC044-B04 | MC044-B04/S75 | Flow Water Meter |  |  |  |  | Energy sensor | S75 |  |  |  | MC044 | Faraday Building |  |  | 0 | 0
MC044-B04 | MC044-B04/S8 | Pri Circ Pumps Pressure |  |  |  |  | Energy sensor | S8 |  |  |  | MC044 | Faraday Building |  |  | 0 | 0
MC044-B04 | MC044-B04/S9 | Foyer VT Pumps Pressure |  |  |  |  | Energy sensor | S9 |  |  |  | MC044 | Faraday Building |  |  | 0 | 0
MC044-B04 | MC044-B04/V1 | [5 empty] | Energy sensor | V1 |  |  |  | MC044 | Faraday Building |  |  | 0 | 0
MC044-B04 | MC044-B04/V2 | [5 empty] | Energy sensor | V2 |  |  |  | MC044 | Faraday Building |  |  | 0 | 0
MC044-B04 | MC044-B04/W1 | Summer Override |  |  |  |  | Energy sensor | W1 |  |  |  | MC044 | Faraday Building |  |  | 0 | 0
MC044-B04 | MC044-B04/W10 | Pri Circ Pump Reset |  |  |  |  | Energy sensor | W10 |  |  |  | MC044 | Faraday Building |  |  | 0 | 0
MC044-B04 | MC044-B04/W11 | Pri Circ Pump Duty |  |  |  |  | Energy sensor | W11 |  |  |  | MC044 | Faraday Building |  |  | 0 | 0
MC044-B04 | MC044-B04/W12 | Plant Fault Lamp Reset |  |  |  |  | Energy sensor | W12 |  |  |  | MC044 | Faraday Building |  |  | 0 | 0
MC044-B04 | MC044-B04/W13 | Duct Lighting Enabled |  |  |  |  | Energy sensor | W13 |  |  |  | MC044 | Faraday Building |  |  | 0 | 0
MC044-B04 | MC044-B04/W16 | Switch 16 |  |  |  |  | Energy sensor | W16 |  |  |  | MC044 | Faraday Building |  |  | 0 | 0
MC044-B04 | MC044-B04/W17 | Override Foyer VT Valve Open |  |  |  |  | Energy sensor | W17 |  |  |  | MC044 | Faraday Building |  |  | 0 | 0
MC044-B04 | MC044-B04/W18 | Override Pysics VT Valve Open |  |  |  |  | Energy sensor | W18 |  |  |  | MC044 | Faraday Building |  |  | 0 | 0
MC044-B04 | MC044-B04/W19 | Override Lecture VT Valve Open |  |  |  |  | Energy sensor | W19 |  |  |  | MC044 | Faraday Building |  |  | 0 | 0
MC044-B04 | MC044-B04/W2 | Pasterization Enable |  |  |  |  | Energy sensor | W2 |  |  |  | MC044 | Faraday Building |  |  | 0 | 0
MC044-B04 | MC044-B04/W20 | Override PHE1 Valve Open |  |  |  |  | Energy sensor | W20 |  |  |  | MC044 | Faraday Building |  |  | 0 | 0
MC044-B04 | MC044-B04/W21 | Pri Circ Pump 1 Hrs Reset |  |  |  |  | Energy sensor | W21 |  |  |  | MC044 | Faraday Building |  |  | 0 | 0
MC044-B04 | MC044-B04/W22 | Pri Circ Pump 2 Hrs Reset |  |  |  |  | Energy sensor | W22 |  |  |  | MC044 | Faraday Building |  |  | 0 | 0
MC044-B04 | MC044-B04/W23 | Foyer VT Pump 1 Hrs Reset |  |  |  |  | Energy sensor | W23 |  |  |  | MC044 | Faraday Building |  |  | 0 | 0
MC044-B04 | MC044-B04/W24 | Foyer VT Pump 2 Hrs Reset |  |  |  |  | Energy sensor | W24 |  |  |  | MC044 | Faraday Building |  |  | 0 | 0
MC044-B04 | MC044-B04/W25 | Physics VT Pump 1 Hrs Reset |  |  |  |  | Energy sensor | W25 |  |  |  | MC044 | Faraday Building |  |  | 0 | 0
MC044-B04 | MC044-B04/W26 | Physics VT Pump 2 Hrs Reset |  |  |  |  | Energy sensor | W26 |  |  |  | MC044 | Faraday Building |  |  | 0 | 0
MC044-B04 | MC044-B04/W27 | Foyer VT Pump 1 Hrs Reset |  |  |  |  | Energy sensor | W27 |  |  |  | MC044 | Faraday Building |  |  | 0 | 0
MC044-B04 | MC044-B04/W28 | Lecture VT Pump 2 Hrs Reset |  |  |  |  | Energy sensor | W28 |  |  |  | MC044 | Faraday Building |  |  | 0 | 0
MC044-B04 | MC044-B04/W29 | Override PHE2 Valve Open |  |  |  |  | Energy sensor | W29 |  |  |  | MC044 | Faraday Building |  |  | 0 | 0
MC044-B04 | MC044-B04/W3 | DHW Imm Heater Test |  |  |  |  | Energy sensor | W3 |  |  |  | MC044 | Faraday Building |  |  | 0 | 0
MC044-B04 | MC044-B04/W30 | Triad Sw |  |  |  |  | Energy sensor | W30 |  |  |  | MC044 | Faraday Building |  |  | 0 | 0
MC044-B04 | MC044-B04/W4 | Foyer VT Pump Reset |  |  |  |  | Energy sensor | W4 |  |  |  | MC044 | Faraday Building |  |  | 0 | 0
MC044-B04 | MC044-B04/W5 | Foyer VT Pump Duty |  |  |  |  | Energy sensor | W5 |  |  |  | MC044 | Faraday Building |  |  | 0 | 0
MC044-B04 | MC044-B04/W6 | Physics VT Pump Reset |  |  |  |  | Energy sensor | W6 |  |  |  | MC044 | Faraday Building |  |  | 0 | 0
MC044-B04 | MC044-B04/W7 | Physics VT Pump Duty |  |  |  |  | Energy sensor | W7 |  |  |  | MC044 | Faraday Building |  |  | 0 | 0
MC044-B04 | MC044-B04/W8 | Lecture VT Pump Reset |  |  |  |  | Energy sensor | W8 |  |  |  | MC044 | Faraday Building |  |  | 0 | 0
MC044-B04 | MC044-B04/W9 | Lecture VT Pump Duty |  |  |  |  | Energy sensor | W9 |  |  |  | MC044 | Faraday Building |  |  | 0 | 0
MC044-B04 | MC044-B04/Y1 | Outside air temperature |  |  | Degrees Celsius |  | Energy sensor | Y1 |  |  |  | MC044 | Faraday Building |  |  | 0 | 0
MC044-B04 | MC044-B04/Y10 | Pressure I 4bar |  |  |  |  | Energy sensor | Y10 |  |  |  | MC044 | Faraday Building |  |  | 0 | 0
MC044-B04 | MC044-B04/Y11 | Fan Control V |  |  |  |  | Energy sensor | Y11 |  |  |  | MC044 | Faraday Building |  |  | 0 | 0
MC044-B04 | MC044-B04/Y2 | Thermistor TBTI |  |  | Degrees Celsius |  | Energy sensor | Y2 |  |  |  | MC044 | Faraday Building |  |  | 0 | 0
MC044-B04 | MC044-B04/Y3 | Room temperature |  |  | Degrees Celsius |  | Energy sensor | Y3 |  |  |  | MC044 | Faraday Building |  |  | 0 | 0
MC044-B04 | MC044-B04/Y4 | Pressure I 0.5bar |  |  |  |  | Energy sensor | Y4 |  |  |  | MC044 | Faraday Building |  |  | 0 | 0
MC044-B04 | MC044-B04/Y5 | Pressure I 1bar |  |  |  |  | Energy sensor | Y5 |  |  |  | MC044 | Faraday Building |  |  | 0 | 0
MC044-B04 | MC044-B04/Y6 | Pressure I 2.5bar |  |  |  |  | Energy sensor | Y6 |  |  |  | MC044 | Faraday Building |  |  | 0 | 0
MC044-B04 | MC044-B04/Y7 | Pressure I 4bar |  |  |  |  | Energy sensor | Y7 |  |  |  | MC044 | Faraday Building |  |  | 0 | 0
MC044-B04 | MC044-B04/Y8 | Pressure I 6bar |  |  |  |  | Energy sensor | Y8 |  |  |  | MC044 | Faraday Building |  |  | 0 | 0
MC044-B04 | MC044-B04/Y9 | Pressure I 10bar |  |  |  |  | Energy sensor | Y9 |  |  |  | MC044 | Faraday Building |  |  | 0 | 0
MC044-B04 | MC044-B04/Z1 | Lecture Foyer VT Heating |  |  |  |  | Energy sensor | Z1 |  |  |  | MC044 | Faraday Building |  |  | 0 | 0
MC044-B04 | MC044-B04/Z2 | Physics VT Heating |  |  |  |  | Energy sensor | Z2 |  |  |  | MC044 | Faraday Building |  |  | 0 | 0
MC044-B04 | MC044-B04/Z3 | Lecture Theatres VT Heating |  |  |  |  | Energy sensor | Z3 |  |  |  | MC044 | Faraday Building |  |  | 0 | 0
MC044-B04 | MC044-B04/Z4 | DHW Plant |  |  |  |  | Energy sensor | Z4 |  |  |  | MC044 | Faraday Building |  |  | 0 | 0
MC044-B04 | MC044-B04/Z5 | Pasterization |  |  |  |  | Energy sensor | Z5 |  |  |  | MC044 | Faraday Building |  |  | 0 | 0
MC032-B03 | MC032-B03/A1 | Tank2 Status |  |  |  |  | Energy sensor | A1 |  |  |  | MC032 | County South |  |  | 0 | 0
MC032-B03 | MC032-B03/A2 | Tank3&amp;4 Status |  |  |  |  | Energy sensor | A2 |  |  |  | MC032 | County South |  |  | 0 | 0
MC032-B03 | MC032-B03/B1 | Digital Byte 1 |  |  |  |  | Energy sensor | B1 |  |  |  | MC032 | County South |  |  | 0 | 0
MC032-B03 | MC032-B03/C1 | Virtual CNC 1 |  |  |  |  | Energy sensor | C1 |  |  |  | MC032 | County South |  |  | 0 | 0
MC032-B03 | MC032-B03/D1 | HWS Calorifier Valve |  |  |  |  | Energy sensor | D1 |  |  |  | MC032 | County South |  |  | 0 | 0
MC032-B03 | MC032-B03/D10 | LPHW Pump1 |  |  |  |  | Energy sensor | D10 |  |  |  | MC032 | County South |  |  | 0 | 0
MC032-B03 | MC032-B03/D11 | LPHW Pump2 |  |  |  |  | Energy sensor | D11 |  |  |  | MC032 | County South |  |  | 0 | 0
MC032-B03 | MC032-B03/D12 | PHEX1 Pri Valve |  |  |  |  | Energy sensor | D12 |  |  |  | MC032 | County South |  |  | 0 | 0
MC032-B03 | MC032-B03/D13 | PHEX2 Pri Valve |  |  |  |  | Energy sensor | D13 |  |  |  | MC032 | County South |  |  | 0 | 0
MC032-B03 | MC032-B03/D14 | Immersions |  |  |  |  | Energy sensor | D14 |  |  |  | MC032 | County South |  |  | 0 | 0
MC032-B03 | MC032-B03/D15 | CW Tank2 HiLoLamps |  |  |  |  | Energy sensor | D15 |  |  |  | MC032 | County South |  |  | 0 | 0
MC032-B03 | MC032-B03/D16 | CW Tank3 HiLoLamps |  |  |  |  | Energy sensor | D16 |  |  |  | MC032 | County South |  |  | 0 | 0
MC032-B03 | MC032-B03/D17 | CW Tank4 HiLoLamps |  |  |  |  | Energy sensor | D17 |  |  |  | MC032 | County South |  |  | 0 | 0
MC032-B03 | MC032-B03/D18 | Comms Rm AC Flt Lamp |  |  |  |  | Energy sensor | D18 |  |  |  | MC032 | County South |  |  | 0 | 0
MC032-B03 | MC032-B03/D19 | Laundry HWS Control Valve |  |  |  |  | Energy sensor | D19 |  |  |  | MC032 | County South |  |  | 0 | 0
MC032-B03 | MC032-B03/D2 | Kitchen HWS Pump |  |  |  |  | Energy sensor | D2 |  |  |  | MC032 | County South |  |  | 0 | 0
MC032-B03 | MC032-B03/D3 | College HWS Pump |  |  |  |  | Energy sensor | D3 |  |  |  | MC032 | County South |  |  | 0 | 0
MC032-B03 | MC032-B03/D4 | Kitchen HWS Destrat Pump |  |  |  |  | Energy sensor | D4 |  |  |  | MC032 | County South |  |  | 0 | 0
MC032-B03 | MC032-B03/D5 | Heating Pumps 0 - 10v |  |  |  |  | Energy sensor | D5 |  |  |  | MC032 | County South |  |  | 0 | 0
MC032-B03 | MC032-B03/D6 | Gen1 Heating Valve |  |  |  |  | Energy sensor | D6 |  |  |  | MC032 | County South |  |  | 0 | 0
MC032-B03 | MC032-B03/D7 | Gen2 Heating Valve |  |  |  |  | Energy sensor | D7 |  |  |  | MC032 | County South |  |  | 0 | 0
MC032-B03 | MC032-B03/D8 | Flats Heating Valve |  |  |  |  | Energy sensor | D8 |  |  |  | MC032 | County South |  |  | 0 | 0
MC032-B03 | MC032-B03/D9 | Lecture Heating Valve |  |  |  |  | Energy sensor | D9 |  |  |  | MC032 | County South |  |  | 0 | 0
MC032-B03 | MC032-B03/e1 | Alarms 963 |  |  |  |  | Energy sensor | e1 |  |  |  | MC032 | County South |  |  | 0 | 0
MC032-B03 | MC032-B03/F1 | Is 4Dix Value Changing |  |  |  |  | Energy sensor | F1 |  |  |  | MC032 | County South |  |  | 0 | 0
MC032-B03 | MC032-B03/F10 | Function 10 |  |  |  |  | Energy sensor | F10 |  |  |  | MC032 | County South |  |  | 0 | 0
MC032-B03 | MC032-B03/F11 | Function 11 |  |  |  |  | Energy sensor | F11 |  |  |  | MC032 | County South |  |  | 0 | 0
MC032-B03 | MC032-B03/F12 | Function 12 |  |  |  |  | Energy sensor | F12 |  |  |  | MC032 | County South |  |  | 0 | 0
MC032-B03 | MC032-B03/F13 | Function 13 |  |  |  |  | Energy sensor | F13 |  |  |  | MC032 | County South |  |  | 0 | 0
MC032-B03 | MC032-B03/F14 | 4Dix Stable Value |  |  |  |  | Energy sensor | F14 |  |  |  | MC032 | County South |  |  | 0 | 0
MC032-B03 | MC032-B03/F15 | Function 15 |  |  |  |  | Energy sensor | F15 |  |  |  | MC032 | County South |  |  | 0 | 0
MC032-B03 | MC032-B03/F16 | 4Dix Value Decoder |  |  |  |  | Energy sensor | F16 |  |  |  | MC032 | County South |  |  | 0 | 0
MC032-B03 | MC032-B03/F17 | Function 17 |  |  |  |  | Energy sensor | F17 |  |  |  | MC032 | County South |  |  | 0 | 0
MC032-B03 | MC032-B03/F18 | Function 18 |  |  |  |  | Energy sensor | F18 |  |  |  | MC032 | County South |  |  | 0 | 0
MC032-B03 | MC032-B03/F19 | Function 19 |  |  |  |  | Energy sensor | F19 |  |  |  | MC032 | County South |  |  | 0 | 0
MC032-B03 | MC032-B03/F2 | Function 2 |  |  |  |  | Energy sensor | F2 |  |  |  | MC032 | County South |  |  | 0 | 0
MC032-B03 | MC032-B03/F20 | Function 20 |  |  |  |  | Energy sensor | F20 |  |  |  | MC032 | County South |  |  | 0 | 0
MC032-B03 | MC032-B03/F21 | Function 21 |  |  |  |  | Energy sensor | F21 |  |  |  | MC032 | County South |  |  | 0 | 0
MC032-B03 | MC032-B03/F22 | Function 22 |  |  |  |  | Energy sensor | F22 |  |  |  | MC032 | County South |  |  | 0 | 0
MC032-B03 | MC032-B03/F25 | Function 25 |  |  |  |  | Energy sensor | F25 |  |  |  | MC032 | County South |  |  | 0 | 0
MC032-B03 | MC032-B03/F26 | Function 26 |  |  |  |  | Energy sensor | F26 |  |  |  | MC032 | County South |  |  | 0 | 0
MC032-B03 | MC032-B03/F27 | Function 27 |  |  |  |  | Energy sensor | F27 |  |  |  | MC032 | County South |  |  | 0 | 0
MC032-B03 | MC032-B03/F28 | Function 28 |  |  |  |  | Energy sensor | F28 |  |  |  | MC032 | County South |  |  | 0 | 0
MC032-B03 | MC032-B03/F29 | Function 29 |  |  |  |  | Energy sensor | F29 |  |  |  | MC032 | County South |  |  | 0 | 0
MC032-B03 | MC032-B03/F3 | 4Dix Previous Value |  |  |  |  | Energy sensor | F3 |  |  |  | MC032 | County South |  |  | 0 | 0
MC032-B03 | MC032-B03/F30 | Function 30 |  |  |  |  | Energy sensor | F30 |  |  |  | MC032 | County South |  |  | 0 | 0
MC032-B03 | MC032-B03/F31 | Function 31 |  |  |  |  | Energy sensor | F31 |  |  |  | MC032 | County South |  |  | 0 | 0
MC032-B03 | MC032-B03/F32 | Function 32 |  |  |  |  | Energy sensor | F32 |  |  |  | MC032 | County South |  |  | 0 | 0
MC032-B03 | MC032-B03/F33 | Function 33 |  |  |  |  | Energy sensor | F33 |  |  |  | MC032 | County South |  |  | 0 | 0
MC032-B03 | MC032-B03/F34 | Function 34 |  |  |  |  | Energy sensor | F34 |  |  |  | MC032 | County South |  |  | 0 | 0
MC032-B03 | MC032-B03/F35 | Function 35 |  |  |  |  | Energy sensor | F35 |  |  |  | MC032 | County South |  |  | 0 | 0
MC032-B03 | MC032-B03/F4 | Function 4 |  |  |  |  | Energy sensor | F4 |  |  |  | MC032 | County South |  |  | 0 | 0
MC032-B03 | MC032-B03/F5 | Function 5 |  |  |  |  | Energy sensor | F5 |  |  |  | MC032 | County South |  |  | 0 | 0
MC032-B03 | MC032-B03/F6 | Function 6 |  |  |  |  | Energy sensor | F6 |  |  |  | MC032 | County South |  |  | 0 | 0
MC032-B03 | MC032-B03/F7 | Function 7 |  |  |  |  | Energy sensor | F7 |  |  |  | MC032 | County South |  |  | 0 | 0
MC032-B03 | MC032-B03/F8 | Function 8 |  |  |  |  | Energy sensor | F8 |  |  |  | MC032 | County South |  |  | 0 | 0
MC032-B03 | MC032-B03/F9 | Function 9 |  |  |  |  | Energy sensor | F9 |  |  |  | MC032 | County South |  |  | 0 | 0
MC032-B03 | MC032-B03/G1 | HWS Reqd |  |  |  |  | Energy sensor | G1 |  |  |  | MC032 | County South |  |  | 0 | 0
MC032-B03 | MC032-B03/G10 | Logic 10 |  |  |  |  | Energy sensor | G10 |  |  |  | MC032 | County South |  |  | 0 | 0
MC032-B03 | MC032-B03/G11 | Logic 11 |  |  |  |  | Energy sensor | G11 |  |  |  | MC032 | County South |  |  | 0 | 0
MC032-B03 | MC032-B03/G12 | LPHW Htg Reqd |  |  |  |  | Energy sensor | G12 |  |  |  | MC032 | County South |  |  | 0 | 0
MC032-B03 | MC032-B03/G13 | Logic 13 |  |  |  |  | Energy sensor | G13 |  |  |  | MC032 | County South |  |  | 0 | 0
MC032-B03 | MC032-B03/G14 | Pumps Allow |  |  |  |  | Energy sensor | G14 |  |  |  | MC032 | County South |  |  | 0 | 0
MC032-B03 | MC032-B03/G15 | Logic 15 |  |  |  |  | Energy sensor | G15 |  |  |  | MC032 | County South |  |  | 0 | 0
MC032-B03 | MC032-B03/G16 | Immersion heater hours run |  |  | Hours |  | Energy sensor | G16 |  |  |  | MC032 | County South |  |  | 0 | 0
MC032-B03 | MC032-B03/G17 | Change duty |  |  |  |  | Energy sensor | G17 |  |  |  | MC032 | County South |  |  | 0 | 0
MC032-B03 | MC032-B03/G18 | Immersion heater hours run |  |  | Hours |  | Energy sensor | G18 |  |  |  | MC032 | County South |  |  | 0 | 0
MC032-B03 | MC032-B03/G19 | Logic 19 |  |  |  |  | Energy sensor | G19 |  |  |  | MC032 | County South |  |  | 0 | 0
MC032-B03 | MC032-B03/G2 | HWS Pump Reqd |  |  |  |  | Energy sensor | G2 |  |  |  | MC032 | County South |  |  | 0 | 0
MC032-B03 | MC032-B03/G20 | Logic 20 |  |  |  |  | Energy sensor | G20 |  |  |  | MC032 | County South |  |  | 0 | 0
MC032-B03 | MC032-B03/G21 | Fail Reset |  |  |  |  | Energy sensor | G21 |  |  |  | MC032 | County South |  |  | 0 | 0
MC032-B03 | MC032-B03/G22 | Logic 22 |  |  |  |  | Energy sensor | G22 |  |  |  | MC032 | County South |  |  | 0 | 0
MC032-B03 | MC032-B03/G23 | Logic 23 |  |  |  |  | Energy sensor | G23 |  |  |  | MC032 | County South |  |  | 0 | 0
MC032-B03 | MC032-B03/G24 | LPHWPumpP2Reqd |  |  |  |  | Energy sensor | G24 |  |  |  | MC032 | County South |  |  | 0 | 0
MC032-B03 | MC032-B03/G25 | Logic 25 |  |  |  |  | Energy sensor | G25 |  |  |  | MC032 | County South |  |  | 0 | 0
MC032-B03 | MC032-B03/G26 | Logic 26 |  |  |  |  | Energy sensor | G26 |  |  |  | MC032 | County South |  |  | 0 | 0
MC032-B03 | MC032-B03/G27 | Logic 27 |  |  |  |  | Energy sensor | G27 |  |  |  | MC032 | County South |  |  | 0 | 0
MC032-B03 | MC032-B03/G28 | LPHWPumpP1Reqd |  |  |  |  | Energy sensor | G28 |  |  |  | MC032 | County South |  |  | 0 | 0
MC032-B03 | MC032-B03/G29 | Logic 29 |  |  |  |  | Energy sensor | G29 |  |  |  | MC032 | County South |  |  | 0 | 0
MC032-B03 | MC032-B03/G3 | Logic 3 |  |  |  |  | Energy sensor | G3 |  |  |  | MC032 | County South |  |  | 0 | 0
MC032-B03 | MC032-B03/G30 | Logic 30 |  |  |  |  | Energy sensor | G30 |  |  |  | MC032 | County South |  |  | 0 | 0
MC032-B03 | MC032-B03/G31 | Logic 31 |  |  |  |  | Energy sensor | G31 |  |  |  | MC032 | County South |  |  | 0 | 0
MC032-B03 | MC032-B03/G32 | HWS Reqd |  |  |  |  | Energy sensor | G32 |  |  |  | MC032 | County South |  |  | 0 | 0
MC032-B03 | MC032-B03/G33 | Logic 33 |  |  |  |  | Energy sensor | G33 |  |  |  | MC032 | County South |  |  | 0 | 0
MC032-B03 | MC032-B03/G34 | Logic 34 |  |  |  |  | Energy sensor | G34 |  |  |  | MC032 | County South |  |  | 0 | 0
MC032-B03 | MC032-B03/G35 | Logic 35 |  |  |  |  | Energy sensor | G35 |  |  |  | MC032 | County South |  |  | 0 | 0
MC032-B03 | MC032-B03/G36 | Logic 36 |  |  |  |  | Energy sensor | G36 |  |  |  | MC032 | County South |  |  | 0 | 0
MC032-B03 | MC032-B03/G37 | Logic 37 |  |  |  |  | Energy sensor | G37 |  |  |  | MC032 | County South |  |  | 0 | 0
MC032-B03 | MC032-B03/G38 | eco |  |  |  |  | Energy sensor | G38 |  |  |  | MC032 | County South |  |  | 0 | 0
MC032-B03 | MC032-B03/G39 | Logic 39 |  |  |  |  | Energy sensor | G39 |  |  |  | MC032 | County South |  |  | 0 | 0
MC032-B03 | MC032-B03/G4 | Logic 4 |  |  |  |  | Energy sensor | G4 |  |  |  | MC032 | County South |  |  | 0 | 0
MC032-B03 | MC032-B03/G40 | Logic 40 |  |  |  |  | Energy sensor | G40 |  |  |  | MC032 | County South |  |  | 0 | 0
MC032-B03 | MC032-B03/G41 | Logic 41 |  |  |  |  | Energy sensor | G41 |  |  |  | MC032 | County South |  |  | 0 | 0
MC032-B03 | MC032-B03/G42 | Logic 42 |  |  |  |  | Energy sensor | G42 |  |  |  | MC032 | County South |  |  | 0 | 0
MC032-B03 | MC032-B03/G43 | Logic 43 |  |  |  |  | Energy sensor | G43 |  |  |  | MC032 | County South |  |  | 0 | 0
MC032-B03 | MC032-B03/G44 | Immersion heater hours run |  |  | Hours |  | Energy sensor | G44 |  |  |  | MC032 | County South |  |  | 0 | 0
MC032-B03 | MC032-B03/G45 | Immersion heater hours run |  |  | Hours |  | Energy sensor | G45 |  |  |  | MC032 | County South |  |  | 0 | 0
MC032-B03 | MC032-B03/G46 | Logic 46 |  |  |  |  | Energy sensor | G46 |  |  |  | MC032 | County South |  |  | 0 | 0
MC032-B03 | MC032-B03/G47 | Logic 47 |  |  |  |  | Energy sensor | G47 |  |  |  | MC032 | County South |  |  | 0 | 0
MC032-B03 | MC032-B03/G5 | Logic 5 |  |  |  |  | Energy sensor | G5 |  |  |  | MC032 | County South |  |  | 0 | 0
MC032-B03 | MC032-B03/G6 | Logic 6 |  |  |  |  | Energy sensor | G6 |  |  |  | MC032 | County South |  |  | 0 | 0
MC032-B03 | MC032-B03/G7 | Plant Allow |  |  |  |  | Energy sensor | G7 |  |  |  | MC032 | County South |  |  | 0 | 0
MC032-B03 | MC032-B03/G8 | Logic 8 |  |  |  |  | Energy sensor | G8 |  |  |  | MC032 | County South |  |  | 0 | 0
MC032-B03 | MC032-B03/G9 | Logic 9 |  |  |  |  | Energy sensor | G9 |  |  |  | MC032 | County South |  |  | 0 | 0
MC032-B03 | MC032-B03/i1 | xcite/IO/8AO |  |  |  |  | Energy sensor | i1 |  |  |  | MC032 | County South |  |  | 0 | 0
MC032-B03 | MC032-B03/I1 | Fire alarm active |  |  | 0 = Off, 1 = On |  | Energy sensor | I1 |  |  |  | MC032 | County South |  |  | 0 | 0
MC032-B03 | MC032-B03/I10 | CW Tank1 High Level |  |  |  |  | Energy sensor | I10 |  |  |  | MC032 | County South |  |  | 0 | 0
MC032-B03 | MC032-B03/I11 | LPHW Pump1Fail |  |  |  |  | Energy sensor | I11 |  |  |  | MC032 | County South |  |  | 0 | 0
MC032-B03 | MC032-B03/I12 | LPHW Pump2Fail |  |  |  |  | Energy sensor | I12 |  |  |  | MC032 | County South |  |  | 0 | 0
MC032-B03 | MC032-B03/I13 | Laundry Cal Hi Limit Trip |  |  |  |  | Energy sensor | I13 |  |  |  | MC032 | County South |  |  | 0 | 0
MC032-B03 | MC032-B03/I14 | Building HWS ON |  |  |  |  | Energy sensor | I14 |  |  |  | MC032 | County South |  |  | 0 | 0
MC032-B03 | MC032-B03/I15 | Launderette HWS ON |  |  |  |  | Energy sensor | I15 |  |  |  | MC032 | County South |  |  | 0 | 0
MC032-B03 | MC032-B03/I16 | Offices Pump 1 Fault |  |  |  |  | Energy sensor | I16 |  |  |  | MC032 | County South |  |  | 0 | 0
MC032-B03 | MC032-B03/I17 | Offices Pump 2 Fault |  |  |  |  | Energy sensor | I17 |  |  |  | MC032 | County South |  |  | 0 | 0
MC032-B03 | MC032-B03/I18 | Pump 2 Fault |  |  |  |  | Energy sensor | I18 |  |  |  | MC032 | County South |  |  | 0 | 0
MC032-B03 | MC032-B03/I19 | Pump 2 Fault |  |  |  |  | Energy sensor | I19 |  |  |  | MC032 | County South |  |  | 0 | 0
MC032-B03 | MC032-B03/i2 | xcite/IO/16DI |  |  |  |  | Energy sensor | i2 |  |  |  | MC032 | County South |  |  | 0 | 0
MC032-B03 | MC032-B03/I2 | Emergency Stop |  |  |  |  | Energy sensor | I2 |  |  |  | MC032 | County South |  |  | 0 | 0
MC032-B03 | MC032-B03/i3 | xcite/IO/8DO |  |  |  |  | Energy sensor | i3 |  |  |  | MC032 | County South |  |  | 0 | 0
MC032-B03 | MC032-B03/I3 | Pressure Fault |  |  |  |  | Energy sensor | I3 |  |  |  | MC032 | County South |  |  | 0 | 0
MC032-B03 | MC032-B03/i4 | xcite/IO/2UI/2AO |  |  |  |  | Energy sensor | i4 |  |  |  | MC032 | County South |  |  | 0 | 0
MC032-B03 | MC032-B03/I4 | Kitchen HWS Pump Trip |  |  |  |  | Energy sensor | I4 |  |  |  | MC032 | County South |  |  | 0 | 0
MC032-B03 | MC032-B03/I5 | College HWS Pump Trip |  |  |  |  | Energy sensor | I5 |  |  |  | MC032 | County South |  |  | 0 | 0
MC032-B03 | MC032-B03/I6 | LPHW Flow Prove |  |  |  |  | Energy sensor | I6 |  |  |  | MC032 | County South |  |  | 0 | 0
MC032-B03 | MC032-B03/I7 | Kitchen Destrat Pump Trip |  |  |  |  | Energy sensor | I7 |  |  |  | MC032 | County South |  |  | 0 | 0
MC032-B03 | MC032-B03/I8 | Kitchen Cal Hi Limit Trip |  |  |  |  | Energy sensor | I8 |  |  |  | MC032 | County South |  |  | 0 | 0
MC032-B03 | MC032-B03/I9 | CW Tank1 Low Level |  |  |  |  | Energy sensor | I9 |  |  |  | MC032 | County South |  |  | 0 | 0
MC032-B03 | MC032-B03/K1 | HWS Setpt |  |  |  |  | Energy sensor | K1 |  |  |  | MC032 | County South |  |  | 0 | 0
MC032-B03 | MC032-B03/K10 | VTPressFailSpt |  |  |  |  | Energy sensor | K10 |  |  |  | MC032 | County South |  |  | 0 | 0
MC032-B03 | MC032-B03/K11 | CT Pumps East DP SP |  |  |  |  | Energy sensor | K11 |  |  |  | MC032 | County South |  |  | 0 | 0
MC032-B03 | MC032-B03/K2 | LPHW Flow Setpt |  |  |  |  | Energy sensor | K2 |  |  |  | MC032 | County South |  |  | 0 | 0
MC032-B03 | MC032-B03/K3 | Laundry HWS Setpt |  |  |  |  | Energy sensor | K3 |  |  |  | MC032 | County South |  |  | 0 | 0
MC032-B03 | MC032-B03/K4 | Outside air temperature eco override |  |  | 0 = Off, 1 = On |  | Energy sensor | K4 |  |  |  | MC032 | County South |  |  | 0 | 0
MC032-B03 | MC032-B03/K6 | VT Pressure Setpoint |  |  |  |  | Energy sensor | K6 |  |  |  | MC032 | County South |  |  | 0 | 0
MC032-B03 | MC032-B03/K7 | VT Pumps Min Frequen |  |  |  |  | Energy sensor | K7 |  |  |  | MC032 | County South |  |  | 0 | 0
MC032-B03 | MC032-B03/K8 | VT Pumps Max Frequen |  |  |  |  | Energy sensor | K8 |  |  |  | MC032 | County South |  |  | 0 | 0
MC032-B03 | MC032-B03/K9 | VT Pumps Man Spd |  |  |  |  | Energy sensor | K9 |  |  |  | MC032 | County South |  |  | 0 | 0
MC032-B03 | MC032-B03/L1 | Loop 1 |  |  |  |  | Energy sensor | L1 |  |  |  | MC032 | County South |  |  | 0 | 0
MC032-B03 | MC032-B03/L2 | Loop 2 |  |  |  |  | Energy sensor | L2 |  |  |  | MC032 | County South |  |  | 0 | 0
MC032-B03 | MC032-B03/L4 | Loop 4 |  |  |  |  | Energy sensor | L4 |  |  |  | MC032 | County South |  |  | 0 | 0
MC032-B03 | MC032-B03/L5 | Loop 5 |  |  |  |  | Energy sensor | L5 |  |  |  | MC032 | County South |  |  | 0 | 0
MC032-B03 | MC032-B03/L6 | Loop 6 |  |  |  |  | Energy sensor | L6 |  |  |  | MC032 | County South |  |  | 0 | 0
MC032-B03 | MC032-B03/N1 | IC Comms 1 |  |  |  |  | Energy sensor | N1 |  |  |  | MC032 | County South |  |  | 0 | 0
MC032-B03 | MC032-B03/n1 | CountySouth_pla |  |  |  |  | Energy sensor | n1 |  |  |  | MC032 | County South |  |  | 0 | 0
MC032-B03 | MC032-B03/o1 | Alarm Route 1 |  |  |  |  | Energy sensor | o1 |  |  |  | MC032 | County South |  |  | 0 | 0
MC032-B03 | MC032-B03/P1 | Medium temperature hot water flow temperature |  |  | Degrees Celsius |  | Energy sensor | P1 |  |  |  | MC032 | County South |  |  | 0 | 0
MC032-B03 | MC032-B03/P10 | Immersion heater hoursr run total |  |  | Hours |  | Energy sensor | P10 |  |  |  | MC032 | County South |  |  | 0 | 0
MC032-B03 | MC032-B03/P11 | OAT ICOMMS |  |  |  |  | Energy sensor | P11 |  |  |  | MC032 | County South |  |  | 0 | 0
MC032-B03 | MC032-B03/P12 | Pressure Diff transducer |  |  |  |  | Energy sensor | P12 |  |  |  | MC032 | County South |  |  | 0 | 0
MC032-B03 | MC032-B03/P13 | Immersion heater hours run |  |  | Hours |  | Energy sensor | P13 |  |  |  | MC032 | County South |  |  | 0 | 0
MC032-B03 | MC032-B03/P14 | Immersion heater hoursr run total |  |  | Hours |  | Energy sensor | P14 |  |  |  | MC032 | County South |  |  | 0 | 0
MC032-B03 | MC032-B03/P2 | Medium temperature hot water return temperature |  |  | Degrees Celsius |  | Energy sensor | P2 |  |  |  | MC032 | County South |  |  | 0 | 0
MC032-B03 | MC032-B03/P3 | Kitchen HWS Calorifier Temp |  |  | Degrees Celsius |  | Energy sensor | P3 |  |  |  | MC032 | County South |  |  | 0 | 0
MC032-B03 | MC032-B03/P4 | PHEX No1 Flow Temp |  |  | Degrees Celsius |  | Energy sensor | P4 |  |  |  | MC032 | County South |  |  | 0 | 0
MC032-B03 | MC032-B03/P5 | PHEX No2 Flow Temp |  |  | Degrees Celsius |  | Energy sensor | P5 |  |  |  | MC032 | County South |  |  | 0 | 0
MC032-B03 | MC032-B03/P6 | PHEX Common Return Temp |  |  | Degrees Celsius |  | Energy sensor | P6 |  |  |  | MC032 | County South |  |  | 0 | 0
MC032-B03 | MC032-B03/P7 | CWS Tank No1 Temp |  |  | Degrees Celsius |  | Energy sensor | P7 |  |  |  | MC032 | County South |  |  | 0 | 0
MC032-B03 | MC032-B03/P8 | Laundry HWS Tank Temp |  |  | Degrees Celsius |  | Energy sensor | P8 |  |  |  | MC032 | County South |  |  | 0 | 0
MC032-B03 | MC032-B03/P9 | Immersion heater hours run |  |  | Hours |  | Energy sensor | P9 |  |  |  | MC032 | County South |  |  | 0 | 0
MC032-B03 | MC032-B03/Q1 | Sequence Table 1 |  |  |  |  | Energy sensor | Q1 |  |  |  | MC032 | County South |  |  | 0 | 0
MC032-B03 | MC032-B03/S1 | Medium temperature hot water flow temperature |  |  | Degrees Celsius |  | Energy sensor | S1 |  |  |  | MC032 | County South |  |  | 0 | 0
MC032-B03 | MC032-B03/S10 | Immersion heater hoursr run total |  |  | Hours |  | Energy sensor | S10 |  |  |  | MC032 | County South |  |  | 0 | 0
MC032-B03 | MC032-B03/S11 | Outside air temperature eco override |  |  | 0 = Off, 1 = On |  | Energy sensor | S11 |  |  |  | MC032 | County South |  |  | 0 | 0
MC032-B03 | MC032-B03/S12 | OAT ICOMMS |  |  |  |  | Energy sensor | S12 |  |  |  | MC032 | County South |  |  | 0 | 0
MC032-B03 | MC032-B03/S13 | Sensor 13 |  |  |  |  | Energy sensor | S13 |  |  |  | MC032 | County South |  |  | 0 | 0
MC032-B03 | MC032-B03/S14 | Immersion heater hours run |  |  | Hours |  | Energy sensor | S14 |  |  |  | MC032 | County South |  |  | 0 | 0
MC032-B03 | MC032-B03/S15 | Immersion heater hoursr run total |  |  | Hours |  | Energy sensor | S15 |  |  |  | MC032 | County South |  |  | 0 | 0
MC032-B03 | MC032-B03/S16 | Dix 1 |  |  |  |  | Energy sensor | S16 |  |  |  | MC032 | County South |  |  | 0 | 0
MC032-B03 | MC032-B03/S17 | Pressure Diff transducer |  |  |  |  | Energy sensor | S17 |  |  |  | MC032 | County South |  |  | 0 | 0
MC032-B03 | MC032-B03/S2 | Medium temperature hot water return temperature |  |  | Degrees Celsius |  | Energy sensor | S2 |  |  |  | MC032 | County South |  |  | 0 | 0
MC032-B03 | MC032-B03/S3 | Kitchen HWS Calorifier Temp |  |  | Degrees Celsius |  | Energy sensor | S3 |  |  |  | MC032 | County South |  |  | 0 | 0
MC032-B03 | MC032-B03/S4 | PHEX No1 Flow Temp |  |  | Degrees Celsius |  | Energy sensor | S4 |  |  |  | MC032 | County South |  |  | 0 | 0
MC032-B03 | MC032-B03/S5 | PHEX No2 Flow Temp |  |  | Degrees Celsius |  | Energy sensor | S5 |  |  |  | MC032 | County South |  |  | 0 | 0
MC032-B03 | MC032-B03/S6 | PHEX Common Return Temp |  |  | Degrees Celsius |  | Energy sensor | S6 |  |  |  | MC032 | County South |  |  | 0 | 0
MC032-B03 | MC032-B03/S7 | CWS Tank No1 Temp |  |  | Degrees Celsius |  | Energy sensor | S7 |  |  |  | MC032 | County South |  |  | 0 | 0
MC032-B03 | MC032-B03/S8 | Laundry HWS Tank Temp |  |  | Degrees Celsius |  | Energy sensor | S8 |  |  |  | MC032 | County South |  |  | 0 | 0
MC032-B03 | MC032-B03/S9 | Immersion heater hours run |  |  | Hours |  | Energy sensor | S9 |  |  |  | MC032 | County South |  |  | 0 | 0
MC032-B03 | MC032-B03/U1 | Trevor |  |  |  |  | Energy sensor | U1 |  |  |  | MC032 | County South |  |  | 0 | 0
MC032-B03 | MC032-B03/V1 | [5 empty] | Energy sensor | V1 |  |  |  | MC032 | County South |  |  | 0 | 0
MC032-B03 | MC032-B03/W1 | HWS 24hr Override |  |  |  |  | Energy sensor | W1 |  |  |  | MC032 | County South |  |  | 0 | 0
MC032-B03 | MC032-B03/W2 | Change duty |  |  |  |  | Energy sensor | W2 |  |  |  | MC032 | County South |  |  | 0 | 0
MC032-B03 | MC032-B03/W3 | Pump Fail Reset |  |  |  |  | Energy sensor | W3 |  |  |  | MC032 | County South |  |  | 0 | 0
MC032-B03 | MC032-B03/W4 | LaundryHWS 24hr Override |  |  |  |  | Energy sensor | W4 |  |  |  | MC032 | County South |  |  | 0 | 0
MC032-B03 | MC032-B03/W5 | Summer Winter w=1 |  |  |  |  | Energy sensor | W5 |  |  |  | MC032 | County South |  |  | 0 | 0
MC032-B03 | MC032-B03/W6 | Immersion o r |  |  |  |  | Energy sensor | W6 |  |  |  | MC032 | County South |  |  | 0 | 0
MC032-B03 | MC032-B03/W7 | VT Pump Inverter Man |  |  |  |  | Energy sensor | W7 |  |  |  | MC032 | County South |  |  | 0 | 0
MC032-B03 | MC032-B03/W9 | Immersion o r |  |  |  |  | Energy sensor | W9 |  |  |  | MC032 | County South |  |  | 0 | 0
MC032-B03 | MC032-B03/Y1 | Trend T 0+130 |  |  |  |  | Energy sensor | Y1 |  |  |  | MC032 | County South |  |  | 0 | 0
MC032-B03 | MC032-B03/Y2 | Trend T 0+130 |  |  |  |  | Energy sensor | Y2 |  |  |  | MC032 | County South |  |  | 0 | 0
MC032-B03 | MC032-B03/Y3 | Trend T -20+50 |  |  |  |  | Energy sensor | Y3 |  |  |  | MC032 | County South |  |  | 0 | 0
MC032-B03 | MC032-B03/Y4 | 4DIX V |  |  |  |  | Energy sensor | Y4 |  |  |  | MC032 | County South |  |  | 0 | 0
MC032-B03 | MC032-B03/Y5 | Pressure I 4bar |  |  |  |  | Energy sensor | Y5 |  |  |  | MC032 | County South |  |  | 0 | 0
MC032-B03 | MC032-B03/Y6 | Current 4-20ma |  |  |  |  | Energy sensor | Y6 |  |  |  | MC032 | County South |  |  | 0 | 0
MC032-B03 | MC032-B03/Y7 | Pressure I 2.5bar |  |  |  |  | Energy sensor | Y7 |  |  |  | MC032 | County South |  |  | 0 | 0
MC032-B03 | MC032-B03/Z1 | HWS System |  |  |  |  | Energy sensor | Z1 |  |  |  | MC032 | County South |  |  | 0 | 0
MC032-B03 | MC032-B03/Z2 | General Areas No1 Heating |  |  |  |  | Energy sensor | Z2 |  |  |  | MC032 | County South |  |  | 0 | 0
MC032-B03 | MC032-B03/Z4 | Rooftop Flats Heating |  |  |  |  | Energy sensor | Z4 |  |  |  | MC032 | County South |  |  | 0 | 0
MC032-B03 | MC032-B03/Z5 | Lecture Theatre Heating |  |  |  |  | Energy sensor | Z5 |  |  |  | MC032 | County South |  |  | 0 | 0
MC032-B03 | MC032-B03/Z6 | HWS System |  |  |  |  | Energy sensor | Z6 |  |  |  | MC032 | County South |  |  | 0 | 0
MC031-B01 | MC031-B01/C1 | Virtual CNC 1 |  |  |  |  | Energy sensor | C1 |  |  |  | MC031 | Great Hall |  |  | 0 | 0
MC031-B01 | MC031-B01/D1 | GH Heating Valve |  |  |  |  | Energy sensor | D1 |  |  |  | MC031 | Great Hall |  |  | 0 | 0
MC031-B01 | MC031-B01/D10 | Heating pumps |  |  |  |  | Energy sensor | D10 |  |  |  | MC031 | Great Hall |  |  | 0 | 0
MC031-B01 | MC031-B01/D11 | Heating pumps |  |  |  |  | Energy sensor | D11 |  |  |  | MC031 | Great Hall |  |  | 0 | 0
MC031-B01 | MC031-B01/D12 | Drama Extract Fans |  |  |  |  | Energy sensor | D12 |  |  |  | MC031 | Great Hall |  |  | 0 | 0
MC031-B01 | MC031-B01/D2 | Driver 2 |  |  |  |  | Energy sensor | D2 |  |  |  | MC031 | Great Hall |  |  | 0 | 0
MC031-B01 | MC031-B01/D3 | GH Supply Fan High Speed |  |  |  |  | Energy sensor | D3 |  |  |  | MC031 | Great Hall |  |  | 0 | 0
MC031-B01 | MC031-B01/D4 | GH Supply Fan Low Speed |  |  |  |  | Energy sensor | D4 |  |  |  | MC031 | Great Hall |  |  | 0 | 0
MC031-B01 | MC031-B01/D5 | Supply &amp; Extract Fan |  |  |  |  | Energy sensor | D5 |  |  |  | MC031 | Great Hall |  |  | 0 | 0
MC031-B01 | MC031-B01/D7 | Door Heaters Enable |  |  |  |  | Energy sensor | D7 |  |  |  | MC031 | Great Hall |  |  | 0 | 0
MC031-B01 | MC031-B01/D8 | HWS Pump Enable |  |  |  |  | Energy sensor | D8 |  |  |  | MC031 | Great Hall |  |  | 0 | 0
MC031-B01 | MC031-B01/D9 | HWS Heater |  |  |  |  | Energy sensor | D9 |  |  |  | MC031 | Great Hall |  |  | 0 | 0
MC031-B01 | MC031-B01/F1 | Function 1 |  |  |  |  | Energy sensor | F1 |  |  |  | MC031 | Great Hall |  |  | 0 | 0
MC031-B01 | MC031-B01/F11 | Function 11 |  |  |  |  | Energy sensor | F11 |  |  |  | MC031 | Great Hall |  |  | 0 | 0
MC031-B01 | MC031-B01/F12 | Function 12 |  |  |  |  | Energy sensor | F12 |  |  |  | MC031 | Great Hall |  |  | 0 | 0
MC031-B01 | MC031-B01/F13 | Function 13 |  |  |  |  | Energy sensor | F13 |  |  |  | MC031 | Great Hall |  |  | 0 | 0
MC031-B01 | MC031-B01/F14 | Function 14 |  |  |  |  | Energy sensor | F14 |  |  |  | MC031 | Great Hall |  |  | 0 | 0
MC031-B01 | MC031-B01/F15 | Function 15 |  |  |  |  | Energy sensor | F15 |  |  |  | MC031 | Great Hall |  |  | 0 | 0
MC031-B01 | MC031-B01/F16 | Htg Clg Dmd |  |  |  |  | Energy sensor | F16 |  |  |  | MC031 | Great Hall |  |  | 0 | 0
MC031-B01 | MC031-B01/F17 | Frost |  |  |  |  | Energy sensor | F17 |  |  |  | MC031 | Great Hall |  |  | 0 | 0
MC031-B01 | MC031-B01/F18 | Function 18 |  |  |  |  | Energy sensor | F18 |  |  |  | MC031 | Great Hall |  |  | 0 | 0
MC031-B01 | MC031-B01/F19 | Function 19 |  |  |  |  | Energy sensor | F19 |  |  |  | MC031 | Great Hall |  |  | 0 | 0
MC031-B01 | MC031-B01/F2 | Function 2 |  |  |  |  | Energy sensor | F2 |  |  |  | MC031 | Great Hall |  |  | 0 | 0
MC031-B01 | MC031-B01/F20 | Function 20 |  |  |  |  | Energy sensor | F20 |  |  |  | MC031 | Great Hall |  |  | 0 | 0
MC031-B01 | MC031-B01/F21 | Function 21 |  |  |  |  | Energy sensor | F21 |  |  |  | MC031 | Great Hall |  |  | 0 | 0
MC031-B01 | MC031-B01/F22 | Function 22 |  |  |  |  | Energy sensor | F22 |  |  |  | MC031 | Great Hall |  |  | 0 | 0
MC031-B01 | MC031-B01/F23 | Function 23 |  |  |  |  | Energy sensor | F23 |  |  |  | MC031 | Great Hall |  |  | 0 | 0
MC031-B01 | MC031-B01/F24 | Function 24 |  |  |  |  | Energy sensor | F24 |  |  |  | MC031 | Great Hall |  |  | 0 | 0
MC031-B01 | MC031-B01/F25 | Function 25 |  |  |  |  | Energy sensor | F25 |  |  |  | MC031 | Great Hall |  |  | 0 | 0
MC031-B01 | MC031-B01/F3 | Htg Clg Dmd |  |  |  |  | Energy sensor | F3 |  |  |  | MC031 | Great Hall |  |  | 0 | 0
MC031-B01 | MC031-B01/F4 | Frost |  |  |  |  | Energy sensor | F4 |  |  |  | MC031 | Great Hall |  |  | 0 | 0
MC031-B01 | MC031-B01/F5 | Function 5 |  |  |  |  | Energy sensor | F5 |  |  |  | MC031 | Great Hall |  |  | 0 | 0
MC031-B01 | MC031-B01/F6 | Function 6 |  |  |  |  | Energy sensor | F6 |  |  |  | MC031 | Great Hall |  |  | 0 | 0
MC031-B01 | MC031-B01/G1 | Logic 1 |  |  |  |  | Energy sensor | G1 |  |  |  | MC031 | Great Hall |  |  | 0 | 0
MC031-B01 | MC031-B01/G10 | Logic 10 |  |  |  |  | Energy sensor | G10 |  |  |  | MC031 | Great Hall |  |  | 0 | 0
MC031-B01 | MC031-B01/G11 | Logic 11 |  |  |  |  | Energy sensor | G11 |  |  |  | MC031 | Great Hall |  |  | 0 | 0
MC031-B01 | MC031-B01/G12 | Logic 12 |  |  |  |  | Energy sensor | G12 |  |  |  | MC031 | Great Hall |  |  | 0 | 0
MC031-B01 | MC031-B01/G13 | Logic 13 |  |  |  |  | Energy sensor | G13 |  |  |  | MC031 | Great Hall |  |  | 0 | 0
MC031-B01 | MC031-B01/G14 | Logic 14 |  |  |  |  | Energy sensor | G14 |  |  |  | MC031 | Great Hall |  |  | 0 | 0
MC031-B01 | MC031-B01/G15 | Logic 15 |  |  |  |  | Energy sensor | G15 |  |  |  | MC031 | Great Hall |  |  | 0 | 0
MC031-B01 | MC031-B01/G16 | Logic 16 |  |  |  |  | Energy sensor | G16 |  |  |  | MC031 | Great Hall |  |  | 0 | 0
MC031-B01 | MC031-B01/G17 | Greathall Ahu 4 hr EXT |  |  |  |  | Energy sensor | G17 |  |  |  | MC031 | Great Hall |  |  | 0 | 0
MC031-B01 | MC031-B01/G18 | Logic 18 |  |  |  |  | Energy sensor | G18 |  |  |  | MC031 | Great Hall |  |  | 0 | 0
MC031-B01 | MC031-B01/G19 | Logic 19 |  |  |  |  | Energy sensor | G19 |  |  |  | MC031 | Great Hall |  |  | 0 | 0
MC031-B01 | MC031-B01/G2 | Logic 2 |  |  |  |  | Energy sensor | G2 |  |  |  | MC031 | Great Hall |  |  | 0 | 0
MC031-B01 | MC031-B01/G20 | Logic 20 |  |  |  |  | Energy sensor | G20 |  |  |  | MC031 | Great Hall |  |  | 0 | 0
MC031-B01 | MC031-B01/G21 | ECO |  |  |  |  | Energy sensor | G21 |  |  |  | MC031 | Great Hall |  |  | 0 | 0
MC031-B01 | MC031-B01/G3 | Logic 3 |  |  |  |  | Energy sensor | G3 |  |  |  | MC031 | Great Hall |  |  | 0 | 0
MC031-B01 | MC031-B01/G4 | Low speed |  |  |  |  | Energy sensor | G4 |  |  |  | MC031 | Great Hall |  |  | 0 | 0
MC031-B01 | MC031-B01/G5 | High Speed |  |  |  |  | Energy sensor | G5 |  |  |  | MC031 | Great Hall |  |  | 0 | 0
MC031-B01 | MC031-B01/G6 | Logic 6 |  |  |  |  | Energy sensor | G6 |  |  |  | MC031 | Great Hall |  |  | 0 | 0
MC031-B01 | MC031-B01/G7 | Logic 7 |  |  |  |  | Energy sensor | G7 |  |  |  | MC031 | Great Hall |  |  | 0 | 0
MC031-B01 | MC031-B01/G8 | Over door heater |  |  |  |  | Energy sensor | G8 |  |  |  | MC031 | Great Hall |  |  | 0 | 0
MC031-B01 | MC031-B01/G9 | Logic 9 |  |  |  |  | Energy sensor | G9 |  |  |  | MC031 | Great Hall |  |  | 0 | 0
MC031-B01 | MC031-B01/I1 | HWS Pump 1 or 2 Status |  |  |  |  | Energy sensor | I1 |  |  |  | MC031 | Great Hall |  |  | 0 | 0
MC031-B01 | MC031-B01/i1 | xcite/IO/4UI |  |  |  |  | Energy sensor | i1 |  |  |  | MC031 | Great Hall |  |  | 0 | 0
MC031-B01 | MC031-B01/I11 | Great Hall Vent Status |  |  |  |  | Energy sensor | I11 |  |  |  | MC031 | Great Hall |  |  | 0 | 0
MC031-B01 | MC031-B01/I12 | Minor Hall Vent Status |  |  |  |  | Energy sensor | I12 |  |  |  | MC031 | Great Hall |  |  | 0 | 0
MC031-B01 | MC031-B01/i2 | xcite/IO/2UI/2AO |  |  |  |  | Energy sensor | i2 |  |  |  | MC031 | Great Hall |  |  | 0 | 0
MC031-B01 | MC031-B01/I2 | Heating Pump Status |  |  |  |  | Energy sensor | I2 |  |  |  | MC031 | Great Hall |  |  | 0 | 0
MC031-B01 | MC031-B01/I3 | Greathall ahu on-off |  |  |  |  | Energy sensor | I3 |  |  |  | MC031 | Great Hall |  |  | 0 | 0
MC031-B01 | MC031-B01/i3 | xcite/IO/4DO |  |  |  |  | Energy sensor | i3 |  |  |  | MC031 | Great Hall |  |  | 0 | 0
MC031-B01 | MC031-B01/I4 | Greathall Ahu 4 hr EXT |  |  |  |  | Energy sensor | I4 |  |  |  | MC031 | Great Hall |  |  | 0 | 0
MC031-B01 | MC031-B01/i4 | xcite/IO/8DI |  |  |  |  | Energy sensor | i4 |  |  |  | MC031 | Great Hall |  |  | 0 | 0
MC031-B01 | MC031-B01/K1 | GH Space Setpt |  |  |  |  | Energy sensor | K1 |  |  |  | MC031 | Great Hall |  |  | 0 | 0
MC031-B01 | MC031-B01/K10 | HWS Flow SP |  |  |  |  | Energy sensor | K10 |  |  |  | MC031 | Great Hall |  |  | 0 | 0
MC031-B01 | MC031-B01/K11 | ECO OAT Hold Off SP |  |  |  |  | Energy sensor | K11 |  |  |  | MC031 | Great Hall |  |  | 0 | 0
MC031-B01 | MC031-B01/K3 | GH Supply Air Low limit |  |  |  |  | Energy sensor | K3 |  |  |  | MC031 | Great Hall |  |  | 0 | 0
MC031-B01 | MC031-B01/K5 | Minor Hall Space Setpt |  |  |  |  | Energy sensor | K5 |  |  |  | MC031 | Great Hall |  |  | 0 | 0
MC031-B01 | MC031-B01/K6 | MH Supply Air Low limit |  |  |  |  | Energy sensor | K6 |  |  |  | MC031 | Great Hall |  |  | 0 | 0
MC031-B01 | MC031-B01/K7 | Door Hetars Space SP Hold Off |  |  |  |  | Energy sensor | K7 |  |  |  | MC031 | Great Hall |  |  | 0 | 0
MC031-B01 | MC031-B01/K8 | First Stage Frost SP |  |  |  |  | Energy sensor | K8 |  |  |  | MC031 | Great Hall |  |  | 0 | 0
MC031-B01 | MC031-B01/K9 | Second Stage Frost SP |  |  |  |  | Energy sensor | K9 |  |  |  | MC031 | Great Hall |  |  | 0 | 0
MC031-B01 | MC031-B01/L1 | Loop 1 |  |  |  |  | Energy sensor | L1 |  |  |  | MC031 | Great Hall |  |  | 0 | 0
MC031-B01 | MC031-B01/L2 | Loop 2 |  |  |  |  | Energy sensor | L2 |  |  |  | MC031 | Great Hall |  |  | 0 | 0
MC031-B01 | MC031-B01/L3 | Loop 3 |  |  |  |  | Energy sensor | L3 |  |  |  | MC031 | Great Hall |  |  | 0 | 0
MC031-B01 | MC031-B01/L4 | Loop 4 |  |  |  |  | Energy sensor | L4 |  |  |  | MC031 | Great Hall |  |  | 0 | 0
MC031-B01 | MC031-B01/n1 | TREND_0E_37_F2 |  |  |  |  | Energy sensor | n1 |  |  |  | MC031 | Great Hall |  |  | 0 | 0
MC031-B01 | MC031-B01/P1 | Great Hall Supply |  |  |  |  | Energy sensor | P1 |  |  |  | MC031 | Great Hall |  |  | 0 | 0
MC031-B01 | MC031-B01/P10 | Hot water service flow |  |  | Degrees Celsius |  | Energy sensor | P10 |  |  |  | MC031 | Great Hall |  |  | 0 | 0
MC031-B01 | MC031-B01/P11 | Scott Gallery Room |  |  |  |  | Energy sensor | P11 |  |  |  | MC031 | Great Hall |  |  | 0 | 0
MC031-B01 | MC031-B01/P12 | Heating Flow |  |  |  |  | Energy sensor | P12 |  |  |  | MC031 | Great Hall |  |  | 0 | 0
MC031-B01 | MC031-B01/P13 | Heating Flow Vent |  |  |  |  | Energy sensor | P13 |  |  |  | MC031 | Great Hall |  |  | 0 | 0
MC031-B01 | MC031-B01/P14 | Sensor 14 |  |  |  |  | Energy sensor | P14 |  |  |  | MC031 | Great Hall |  |  | 0 | 0
MC031-B01 | MC031-B01/P16 | #NAME? |  |  | #NAME? |  | Energy sensor | P16 |  |  |  | MC031 | Great Hall |  |  | 0 | 0
MC031-B01 | MC031-B01/P17 | AHU01 Space SP |  |  |  |  | Energy sensor | P17 |  |  |  | MC031 | Great Hall |  |  | 0 | 0
MC031-B01 | MC031-B01/P19 | ?? Space Setpt |  |  |  |  | Energy sensor | P19 |  |  |  | MC031 | Great Hall |  |  | 0 | 0
MC031-B01 | MC031-B01/P2 | Great Hall Extract |  |  |  |  | Energy sensor | P2 |  |  |  | MC031 | Great Hall |  |  | 0 | 0
MC031-B01 | MC031-B01/P3 | Minor Hall Supply |  |  |  |  | Energy sensor | P3 |  |  |  | MC031 | Great Hall |  |  | 0 | 0
MC031-B01 | MC031-B01/P4 | Minor Hall Extract |  |  |  |  | Energy sensor | P4 |  |  |  | MC031 | Great Hall |  |  | 0 | 0
MC031-B01 | MC031-B01/P5 | Heating Pump Return |  |  |  |  | Energy sensor | P5 |  |  |  | MC031 | Great Hall |  |  | 0 | 0
MC031-B01 | MC031-B01/P6 | Drama Studio Extract |  |  |  |  | Energy sensor | P6 |  |  |  | MC031 | Great Hall |  |  | 0 | 0
MC031-B01 | MC031-B01/P7 | Outside air temperature |  |  | Degrees Celsius |  | Energy sensor | P7 |  |  |  | MC031 | Great Hall |  |  | 0 | 0
MC031-B01 | MC031-B01/P8 | South Entrance Foyer |  |  |  |  | Energy sensor | P8 |  |  |  | MC031 | Great Hall |  |  | 0 | 0
MC031-B01 | MC031-B01/P9 | West Entrance Foyer |  |  |  |  | Energy sensor | P9 |  |  |  | MC031 | Great Hall |  |  | 0 | 0
MC031-B01 | MC031-B01/Q1 | Sequence Table 1 |  |  |  |  | Energy sensor | Q1 |  |  |  | MC031 | Great Hall |  |  | 0 | 0
MC031-B01 | MC031-B01/S1 | Great Hall Supply |  |  |  |  | Energy sensor | S1 |  |  |  | MC031 | Great Hall |  |  | 0 | 0
MC031-B01 | MC031-B01/S10 | Hot water service flow |  |  | Degrees Celsius |  | Energy sensor | S10 |  |  |  | MC031 | Great Hall |  |  | 0 | 0
MC031-B01 | MC031-B01/S11 | Scott Gallery Room |  |  |  |  | Energy sensor | S11 |  |  |  | MC031 | Great Hall |  |  | 0 | 0
MC031-B01 | MC031-B01/S12 | Heating Flow |  |  |  |  | Energy sensor | S12 |  |  |  | MC031 | Great Hall |  |  | 0 | 0
MC031-B01 | MC031-B01/S13 | Heating Flow Vent |  |  |  |  | Energy sensor | S13 |  |  |  | MC031 | Great Hall |  |  | 0 | 0
MC031-B01 | MC031-B01/S14 | Greathall wall sensor |  |  |  |  | Energy sensor | S14 |  |  |  | MC031 | Great Hall |  |  | 0 | 0
MC031-B01 | MC031-B01/S15 | #NAME? |  |  | #NAME? |  | Energy sensor | S15 |  |  |  | MC031 | Great Hall |  |  | 0 | 0
MC031-B01 | MC031-B01/S17 | Greathall Space SP |  |  |  |  | Energy sensor | S17 |  |  |  | MC031 | Great Hall |  |  | 0 | 0
MC031-B01 | MC031-B01/S2 | Great Hall Extract |  |  |  |  | Energy sensor | S2 |  |  |  | MC031 | Great Hall |  |  | 0 | 0
MC031-B01 | MC031-B01/S3 | Minor Hall Supply |  |  |  |  | Energy sensor | S3 |  |  |  | MC031 | Great Hall |  |  | 0 | 0
MC031-B01 | MC031-B01/S4 | Minor Hall Extract |  |  |  |  | Energy sensor | S4 |  |  |  | MC031 | Great Hall |  |  | 0 | 0
MC031-B01 | MC031-B01/S5 | Heating Pump Return |  |  |  |  | Energy sensor | S5 |  |  |  | MC031 | Great Hall |  |  | 0 | 0
MC031-B01 | MC031-B01/S6 | Drama Studio Extract |  |  |  |  | Energy sensor | S6 |  |  |  | MC031 | Great Hall |  |  | 0 | 0
MC031-B01 | MC031-B01/S7 | Outside air temperature |  |  | Degrees Celsius |  | Energy sensor | S7 |  |  |  | MC031 | Great Hall |  |  | 0 | 0
MC031-B01 | MC031-B01/S8 | South Entrance Foyer |  |  |  |  | Energy sensor | S8 |  |  |  | MC031 | Great Hall |  |  | 0 | 0
MC031-B01 | MC031-B01/S9 | West Entrance Foyer |  |  |  |  | Energy sensor | S9 |  |  |  | MC031 | Great Hall |  |  | 0 | 0
MC031-B01 | MC031-B01/V1 | [5 empty] | Energy sensor | V1 |  |  |  | MC031 | Great Hall |  |  | 0 | 0
MC031-B01 | MC031-B01/W1 | Summer Winter Switch |  |  |  |  | Energy sensor | W1 |  |  |  | MC031 | Great Hall |  |  | 0 | 0
MC031-B01 | MC031-B01/W30 | Triad switch |  |  |  |  | Energy sensor | W30 |  |  |  | MC031 | Great Hall |  |  | 0 | 0
MC031-B01 | MC031-B01/Y1 | Trend Thermistor |  |  |  |  | Energy sensor | Y1 |  |  |  | MC031 | Great Hall |  |  | 0 | 0
MC031-B01 | MC031-B01/Y2 | TK4A1 Titan |  |  |  |  | Energy sensor | Y2 |  |  |  | MC031 | Great Hall |  |  | 0 | 0
MC031-B01 | MC031-B01/Y3 | Knob TB 3deg trim |  |  |  |  | Energy sensor | Y3 |  |  |  | MC031 | Great Hall |  |  | 0 | 0
MC031-B01 | MC031-B01/Y4 | Knob TB 0.5deg trim |  |  |  |  | Energy sensor | Y4 |  |  |  | MC031 | Great Hall |  |  | 0 | 0
MC031-B01 | MC031-B01/Z1 | AHU&apos;s |  |  |  |  | Energy sensor | Z1 |  |  |  | MC031 | Great Hall |  |  | 0 | 0
MC031-B01 | MC031-B01/Z2 | Door heaters |  |  |  |  | Energy sensor | Z2 |  |  |  | MC031 | Great Hall |  |  | 0 | 0
MC031-B01 | MC031-B01/Z3 | HWS |  |  |  |  | Energy sensor | Z3 |  |  |  | MC031 | Great Hall |  |  | 0 | 0
MC031-B01 | MC031-B01/Z4 | Drama Extract Fans |  |  |  |  | Energy sensor | Z4 |  |  |  | MC031 | Great Hall |  |  | 0 | 0
MC031-B01 | MC031-B01/Z5 | Triad time program |  |  |  |  | Energy sensor | Z5 |  |  |  | MC031 | Great Hall |  |  | 0 | 0
MC078-B01 | MC078-B01/A1 | Outside air temperature |  |  | Degrees Celsius |  | Energy sensor | A1 |  |  |  | MC078 | George Fox Building |  |  | 0 | 0
MC078-B01 | MC078-B01/B1 | Digital Byte 1 |  |  |  |  | Energy sensor | B1 |  |  |  | MC078 | George Fox Building |  |  | 0 | 0
MC078-B01 | MC078-B01/C1 | Virtual CNC 1 |  |  |  |  | Energy sensor | C1 |  |  |  | MC078 | George Fox Building |  |  | 0 | 0
MC078-B01 | MC078-B01/D1 | 2_3 TEF 4 Enable |  |  |  |  | Energy sensor | D1 |  |  |  | MC078 | George Fox Building |  |  | 0 | 0
MC078-B01 | MC078-B01/D10 | Courtyard 2 Heater Battery |  |  |  |  | Energy sensor | D10 |  |  |  | MC078 | George Fox Building |  |  | 0 | 0
MC078-B01 | MC078-B01/D11 | Courtyard Perimeter Heating |  |  |  |  | Energy sensor | D11 |  |  |  | MC078 | George Fox Building |  |  | 0 | 0
MC078-B01 | MC078-B01/D12 | L27 Heater Battery |  |  |  |  | Energy sensor | D12 |  |  |  | MC078 | George Fox Building |  |  | 0 | 0
MC078-B01 | MC078-B01/D13 | F39 Heater Battery |  |  |  |  | Energy sensor | D13 |  |  |  | MC078 | George Fox Building |  |  | 0 | 0
MC078-B01 | MC078-B01/D14 | F40 Heater Battery |  |  |  |  | Energy sensor | D14 |  |  |  | MC078 | George Fox Building |  |  | 0 | 0
MC078-B01 | MC078-B01/D15 | Courtyard Fan Convector 1 Enab |  |  |  |  | Energy sensor | D15 |  |  |  | MC078 | George Fox Building |  |  | 0 | 0
MC078-B01 | MC078-B01/D16 | Courtyard Fan Convector 2 Enab |  |  |  |  | Energy sensor | D16 |  |  |  | MC078 | George Fox Building |  |  | 0 | 0
MC078-B01 | MC078-B01/D17 | Courtyard Fan Convector 3 Enab |  |  |  |  | Energy sensor | D17 |  |  |  | MC078 | George Fox Building |  |  | 0 | 0
MC078-B01 | MC078-B01/D18 | Courtyard Fan Convector 4 Enab |  |  |  |  | Energy sensor | D18 |  |  |  | MC078 | George Fox Building |  |  | 0 | 0
MC078-B01 | MC078-B01/D19 | Courtyard Fan Unit 1 Enable |  |  |  |  | Energy sensor | D19 |  |  |  | MC078 | George Fox Building |  |  | 0 | 0
MC078-B01 | MC078-B01/D2 | Overdoor Heaters |  |  |  |  | Energy sensor | D2 |  |  |  | MC078 | George Fox Building |  |  | 0 | 0
MC078-B01 | MC078-B01/D20 | Courtyard Fan Unit 2 Enable |  |  |  |  | Energy sensor | D20 |  |  |  | MC078 | George Fox Building |  |  | 0 | 0
MC078-B01 | MC078-B01/D21 | L27 Supply Fan Enable |  |  |  |  | Energy sensor | D21 |  |  |  | MC078 | George Fox Building |  |  | 0 | 0
MC078-B01 | MC078-B01/D22 | L27 Extract Fan Enable |  |  |  |  | Energy sensor | D22 |  |  |  | MC078 | George Fox Building |  |  | 0 | 0
MC078-B01 | MC078-B01/D23 | F39 Supply Fan Enable |  |  |  |  | Energy sensor | D23 |  |  |  | MC078 | George Fox Building |  |  | 0 | 0
MC078-B01 | MC078-B01/D24 | F39 Extract Fan Enable |  |  |  |  | Energy sensor | D24 |  |  |  | MC078 | George Fox Building |  |  | 0 | 0
MC078-B01 | MC078-B01/D25 | F40 Supply Fan Enable |  |  |  |  | Energy sensor | D25 |  |  |  | MC078 | George Fox Building |  |  | 0 | 0
MC078-B01 | MC078-B01/D26 | F40 Extract Fan Enable |  |  |  |  | Energy sensor | D26 |  |  |  | MC078 | George Fox Building |  |  | 0 | 0
MC078-B01 | MC078-B01/D27 | GF Toilet Supply Enable |  |  |  |  | Energy sensor | D27 |  |  |  | MC078 | George Fox Building |  |  | 0 | 0
MC078-B01 | MC078-B01/D28 | GF TEF Enable |  |  |  |  | Energy sensor | D28 |  |  |  | MC078 | George Fox Building |  |  | 0 | 0
MC078-B01 | MC078-B01/D29 | Mezz TEF Enable |  |  |  |  | Energy sensor | D29 |  |  |  | MC078 | George Fox Building |  |  | 0 | 0
MC078-B01 | MC078-B01/D30 | FF Toilet Supply Fans Enable |  |  |  |  | Energy sensor | D30 |  |  |  | MC078 | George Fox Building |  |  | 0 | 0
MC078-B01 | MC078-B01/D31 | FF Toilet Extract Fans Enable |  |  |  |  | Energy sensor | D31 |  |  |  | MC078 | George Fox Building |  |  | 0 | 0
MC078-B01 | MC078-B01/D32 | 2_3 TEF 1 Enable |  |  |  |  | Energy sensor | D32 |  |  |  | MC078 | George Fox Building |  |  | 0 | 0
MC078-B01 | MC078-B01/D33 | 2_3 TEF 2 Enable |  |  |  |  | Energy sensor | D33 |  |  |  | MC078 | George Fox Building |  |  | 0 | 0
MC078-B01 | MC078-B01/D34 | 2_3 TEF 3 Enable |  |  |  |  | Energy sensor | D34 |  |  |  | MC078 | George Fox Building |  |  | 0 | 0
MC078-B01 | MC078-B01/D4 | Damper 1 |  |  |  |  | Energy sensor | D4 |  |  |  | MC078 | George Fox Building |  |  | 0 | 0
MC078-B01 | MC078-B01/D5 | Damper 2 |  |  |  |  | Energy sensor | D5 |  |  |  | MC078 | George Fox Building |  |  | 0 | 0
MC078-B01 | MC078-B01/D7 | Courtyard Window Dampers 1 |  |  |  |  | Energy sensor | D7 |  |  |  | MC078 | George Fox Building |  |  | 0 | 0
MC078-B01 | MC078-B01/D8 | Courtyard Window Dampers 2 |  |  |  |  | Energy sensor | D8 |  |  |  | MC078 | George Fox Building |  |  | 0 | 0
MC078-B01 | MC078-B01/D9 | Courtyard 1 Heqater Battery |  |  |  |  | Energy sensor | D9 |  |  |  | MC078 | George Fox Building |  |  | 0 | 0
MC078-B01 | MC078-B01/e1 | Alarm Dest 1 |  |  |  |  | Energy sensor | e1 |  |  |  | MC078 | George Fox Building |  |  | 0 | 0
MC078-B01 | MC078-B01/F1 | Function 1 |  |  |  |  | Energy sensor | F1 |  |  |  | MC078 | George Fox Building |  |  | 0 | 0
MC078-B01 | MC078-B01/F10 | Function 10 |  |  |  |  | Energy sensor | F10 |  |  |  | MC078 | George Fox Building |  |  | 0 | 0
MC078-B01 | MC078-B01/F11 | Function 11 |  |  |  |  | Energy sensor | F11 |  |  |  | MC078 | George Fox Building |  |  | 0 | 0
MC078-B01 | MC078-B01/F12 | Function 12 |  |  |  |  | Energy sensor | F12 |  |  |  | MC078 | George Fox Building |  |  | 0 | 0
MC078-B01 | MC078-B01/F13 | Function 13 |  |  |  |  | Energy sensor | F13 |  |  |  | MC078 | George Fox Building |  |  | 0 | 0
MC078-B01 | MC078-B01/F14 | Function 14 |  |  |  |  | Energy sensor | F14 |  |  |  | MC078 | George Fox Building |  |  | 0 | 0
MC078-B01 | MC078-B01/F15 | Function 15 |  |  |  |  | Energy sensor | F15 |  |  |  | MC078 | George Fox Building |  |  | 0 | 0
MC078-B01 | MC078-B01/F16 | Function 16 |  |  |  |  | Energy sensor | F16 |  |  |  | MC078 | George Fox Building |  |  | 0 | 0
MC078-B01 | MC078-B01/F2 | Function 2 |  |  |  |  | Energy sensor | F2 |  |  |  | MC078 | George Fox Building |  |  | 0 | 0
MC078-B01 | MC078-B01/F3 | Run Around Enable |  |  |  |  | Energy sensor | F3 |  |  |  | MC078 | George Fox Building |  |  | 0 | 0
MC078-B01 | MC078-B01/F4 | Function 4 |  |  |  |  | Energy sensor | F4 |  |  |  | MC078 | George Fox Building |  |  | 0 | 0
MC078-B01 | MC078-B01/F5 | Function 5 |  |  |  |  | Energy sensor | F5 |  |  |  | MC078 | George Fox Building |  |  | 0 | 0
MC078-B01 | MC078-B01/F6 | Function 6 |  |  |  |  | Energy sensor | F6 |  |  |  | MC078 | George Fox Building |  |  | 0 | 0
MC078-B01 | MC078-B01/F7 | Function 7 |  |  |  |  | Energy sensor | F7 |  |  |  | MC078 | George Fox Building |  |  | 0 | 0
MC078-B01 | MC078-B01/F8 | Function 8 |  |  |  |  | Energy sensor | F8 |  |  |  | MC078 | George Fox Building |  |  | 0 | 0
MC078-B01 | MC078-B01/F9 | Function 9 |  |  |  |  | Energy sensor | F9 |  |  |  | MC078 | George Fox Building |  |  | 0 | 0
MC078-B01 | MC078-B01/G1 | Courtyard Enable |  |  |  |  | Energy sensor | G1 |  |  |  | MC078 | George Fox Building |  |  | 0 | 0
MC078-B01 | MC078-B01/G10 | Logic 10 |  |  |  |  | Energy sensor | G10 |  |  |  | MC078 | George Fox Building |  |  | 0 | 0
MC078-B01 | MC078-B01/G11 | Logic 11 |  |  |  |  | Energy sensor | G11 |  |  |  | MC078 | George Fox Building |  |  | 0 | 0
MC078-B01 | MC078-B01/G12 | Logic 12 |  |  |  |  | Energy sensor | G12 |  |  |  | MC078 | George Fox Building |  |  | 0 | 0
MC078-B01 | MC078-B01/G13 | Logic 13 |  |  |  |  | Energy sensor | G13 |  |  |  | MC078 | George Fox Building |  |  | 0 | 0
MC078-B01 | MC078-B01/G14 | Logic 14 |  |  |  |  | Energy sensor | G14 |  |  |  | MC078 | George Fox Building |  |  | 0 | 0
MC078-B01 | MC078-B01/G15 | Logic 15 |  |  |  |  | Energy sensor | G15 |  |  |  | MC078 | George Fox Building |  |  | 0 | 0
MC078-B01 | MC078-B01/G16 | Logic 16 |  |  |  |  | Energy sensor | G16 |  |  |  | MC078 | George Fox Building |  |  | 0 | 0
MC078-B01 | MC078-B01/G17 | Logic 17 |  |  |  |  | Energy sensor | G17 |  |  |  | MC078 | George Fox Building |  |  | 0 | 0
MC078-B01 | MC078-B01/G18 | Logic 18 |  |  |  |  | Energy sensor | G18 |  |  |  | MC078 | George Fox Building |  |  | 0 | 0
MC078-B01 | MC078-B01/G19 | Logic 19 |  |  |  |  | Energy sensor | G19 |  |  |  | MC078 | George Fox Building |  |  | 0 | 0
MC078-B01 | MC078-B01/G2 | Fire |  |  |  |  | Energy sensor | G2 |  |  |  | MC078 | George Fox Building |  |  | 0 | 0
MC078-B01 | MC078-B01/G20 | Logic 20 |  |  |  |  | Energy sensor | G20 |  |  |  | MC078 | George Fox Building |  |  | 0 | 0
MC078-B01 | MC078-B01/G21 | Logic 21 |  |  |  |  | Energy sensor | G21 |  |  |  | MC078 | George Fox Building |  |  | 0 | 0
MC078-B01 | MC078-B01/G22 | Logic 22 |  |  |  |  | Energy sensor | G22 |  |  |  | MC078 | George Fox Building |  |  | 0 | 0
MC078-B01 | MC078-B01/G3 | L27 Enable |  |  |  |  | Energy sensor | G3 |  |  |  | MC078 | George Fox Building |  |  | 0 | 0
MC078-B01 | MC078-B01/G4 | Logic 4 |  |  |  |  | Energy sensor | G4 |  |  |  | MC078 | George Fox Building |  |  | 0 | 0
MC078-B01 | MC078-B01/G5 | F39 Enable |  |  |  |  | Energy sensor | G5 |  |  |  | MC078 | George Fox Building |  |  | 0 | 0
MC078-B01 | MC078-B01/G6 | F39 Enable |  |  |  |  | Energy sensor | G6 |  |  |  | MC078 | George Fox Building |  |  | 0 | 0
MC078-B01 | MC078-B01/G7 | GF Toilet Fans Enable |  |  |  |  | Energy sensor | G7 |  |  |  | MC078 | George Fox Building |  |  | 0 | 0
MC078-B01 | MC078-B01/G8 | First Floor Toilet Fans Enable |  |  |  |  | Energy sensor | G8 |  |  |  | MC078 | George Fox Building |  |  | 0 | 0
MC078-B01 | MC078-B01/G9 | Logic 9 |  |  |  |  | Energy sensor | G9 |  |  |  | MC078 | George Fox Building |  |  | 0 | 0
MC078-B01 | MC078-B01/i1 | xcite/IO/8UI |  |  |  |  | Energy sensor | i1 |  |  |  | MC078 | George Fox Building |  |  | 0 | 0
MC078-B01 | MC078-B01/I1 | F39 Filter |  |  |  |  | Energy sensor | I1 |  |  |  | MC078 | George Fox Building |  |  | 0 | 0
MC078-B01 | MC078-B01/I10 | GF Toilets Supply |  |  |  |  | Energy sensor | I10 |  |  |  | MC078 | George Fox Building |  |  | 0 | 0
MC078-B01 | MC078-B01/I11 | FF Toilets Supply |  |  |  |  | Energy sensor | I11 |  |  |  | MC078 | George Fox Building |  |  | 0 | 0
MC078-B01 | MC078-B01/I12 | GF Toilets Frost |  |  |  |  | Energy sensor | I12 |  |  |  | MC078 | George Fox Building |  |  | 0 | 0
MC078-B01 | MC078-B01/I13 | GF Toilets Filter |  |  |  |  | Energy sensor | I13 |  |  |  | MC078 | George Fox Building |  |  | 0 | 0
MC078-B01 | MC078-B01/I14 | Fan 2 Filter |  |  |  |  | Energy sensor | I14 |  |  |  | MC078 | George Fox Building |  |  | 0 | 0
MC078-B01 | MC078-B01/I15 | Fan 2 Frost |  |  |  |  | Energy sensor | I15 |  |  |  | MC078 | George Fox Building |  |  | 0 | 0
MC078-B01 | MC078-B01/I16 | FF Toilet Extract |  |  |  |  | Energy sensor | I16 |  |  |  | MC078 | George Fox Building |  |  | 0 | 0
MC078-B01 | MC078-B01/I18 | Projection extract Fan |  |  |  |  | Energy sensor | I18 |  |  |  | MC078 | George Fox Building |  |  | 0 | 0
MC078-B01 | MC078-B01/I19 | Lift Motor room fan |  |  |  |  | Energy sensor | I19 |  |  |  | MC078 | George Fox Building |  |  | 0 | 0
MC078-B01 | MC078-B01/i2 | xcite/IO/16DI |  |  |  |  | Energy sensor | i2 |  |  |  | MC078 | George Fox Building |  |  | 0 | 0
MC078-B01 | MC078-B01/I2 | F39 Frost |  |  |  |  | Energy sensor | I2 |  |  |  | MC078 | George Fox Building |  |  | 0 | 0
MC078-B01 | MC078-B01/I20 | Fire relay 3 |  |  |  |  | Energy sensor | I20 |  |  |  | MC078 | George Fox Building |  |  | 0 | 0
MC078-B01 | MC078-B01/I21 | Fan 1 Filter |  |  |  |  | Energy sensor | I21 |  |  |  | MC078 | George Fox Building |  |  | 0 | 0
MC078-B01 | MC078-B01/I22 | Fan 2 Filter |  |  |  |  | Energy sensor | I22 |  |  |  | MC078 | George Fox Building |  |  | 0 | 0
MC078-B01 | MC078-B01/I23 | Fan 3 Filter |  |  |  |  | Energy sensor | I23 |  |  |  | MC078 | George Fox Building |  |  | 0 | 0
MC078-B01 | MC078-B01/I24 | Main AHU Filter |  |  |  |  | Energy sensor | I24 |  |  |  | MC078 | George Fox Building |  |  | 0 | 0
MC078-B01 | MC078-B01/I25 | FF Toilet Filter |  |  |  |  | Energy sensor | I25 |  |  |  | MC078 | George Fox Building |  |  | 0 | 0
MC078-B01 | MC078-B01/I26 | FF Toilets Frost |  |  |  |  | Energy sensor | I26 |  |  |  | MC078 | George Fox Building |  |  | 0 | 0
MC078-B01 | MC078-B01/I27 | Mezzanine toilet fans fault |  |  |  |  | Energy sensor | I27 |  |  |  | MC078 | George Fox Building |  |  | 0 | 0
MC078-B01 | MC078-B01/I28 | Fire Relay 2 |  |  |  |  | Energy sensor | I28 |  |  |  | MC078 | George Fox Building |  |  | 0 | 0
MC078-B01 | MC078-B01/I29 | GF Toilet Fault |  |  |  |  | Energy sensor | I29 |  |  |  | MC078 | George Fox Building |  |  | 0 | 0
MC078-B01 | MC078-B01/i3 | xcite/IO/16DI |  |  |  |  | Energy sensor | i3 |  |  |  | MC078 | George Fox Building |  |  | 0 | 0
MC078-B01 | MC078-B01/I3 | Fan 1 Frost |  |  |  |  | Energy sensor | I3 |  |  |  | MC078 | George Fox Building |  |  | 0 | 0
MC078-B01 | MC078-B01/I30 | 2 3 Toilet Extract fan 2 fault |  |  |  |  | Energy sensor | I30 |  |  |  | MC078 | George Fox Building |  |  | 0 | 0
MC078-B01 | MC078-B01/I31 | 2 3 Toilet Extract fan 1 fault |  |  |  |  | Energy sensor | I31 |  |  |  | MC078 | George Fox Building |  |  | 0 | 0
MC078-B01 | MC078-B01/I32 | 2 3 Toilet Extract fan 4 fault |  |  |  |  | Energy sensor | I32 |  |  |  | MC078 | George Fox Building |  |  | 0 | 0
MC078-B01 | MC078-B01/I33 | FF Toilet Extract fan fault |  |  |  |  | Energy sensor | I33 |  |  |  | MC078 | George Fox Building |  |  | 0 | 0
MC078-B01 | MC078-B01/I4 | Fan 1 Filter |  |  |  |  | Energy sensor | I4 |  |  |  | MC078 | George Fox Building |  |  | 0 | 0
MC078-B01 | MC078-B01/i4 | xcite/IO/8UI |  |  |  |  | Energy sensor | i4 |  |  |  | MC078 | George Fox Building |  |  | 0 | 0
MC078-B01 | MC078-B01/i5 | xcite/IO/8AO |  |  |  |  | Energy sensor | i5 |  |  |  | MC078 | George Fox Building |  |  | 0 | 0
MC078-B01 | MC078-B01/I5 | F40 Frost |  |  |  |  | Energy sensor | I5 |  |  |  | MC078 | George Fox Building |  |  | 0 | 0
MC078-B01 | MC078-B01/I6 | Ground Floor Toilet Extract |  |  |  |  | Energy sensor | I6 |  |  |  | MC078 | George Fox Building |  |  | 0 | 0
MC078-B01 | MC078-B01/i6 | xcite/IO/8AO |  |  |  |  | Energy sensor | i6 |  |  |  | MC078 | George Fox Building |  |  | 0 | 0
MC078-B01 | MC078-B01/i7 | xcite/IO/8AO |  |  |  |  | Energy sensor | i7 |  |  |  | MC078 | George Fox Building |  |  | 0 | 0
MC078-B01 | MC078-B01/I7 | F40 Supply |  |  |  |  | Energy sensor | I7 |  |  |  | MC078 | George Fox Building |  |  | 0 | 0
MC078-B01 | MC078-B01/i8 | xcite/IO/4AO |  |  |  |  | Energy sensor | i8 |  |  |  | MC078 | George Fox Building |  |  | 0 | 0
MC078-B01 | MC078-B01/I8 | F40 Extract |  |  |  |  | Energy sensor | I8 |  |  |  | MC078 | George Fox Building |  |  | 0 | 0
MC078-B01 | MC078-B01/I9 | F40 Filter |  |  |  |  | Energy sensor | I9 |  |  |  | MC078 | George Fox Building |  |  | 0 | 0
MC078-B01 | MC078-B01/i9 | xcite/IO/2UI/2AO |  |  |  |  | Energy sensor | i9 |  |  |  | MC078 | George Fox Building |  |  | 0 | 0
MC078-B01 | MC078-B01/K1 | Space frost protection setpoint |  |  | Degrees Celsius |  | Energy sensor | K1 |  |  |  | MC078 | George Fox Building |  |  | 0 | 0
MC078-B01 | MC078-B01/K10 | Knob 4 |  |  |  |  | Energy sensor | K10 |  |  |  | MC078 | George Fox Building |  |  | 0 | 0
MC078-B01 | MC078-B01/K11 | Knob 5 |  |  |  |  | Energy sensor | K11 |  |  |  | MC078 | George Fox Building |  |  | 0 | 0
MC078-B01 | MC078-B01/K12 | Knob 6 |  |  |  |  | Energy sensor | K12 |  |  |  | MC078 | George Fox Building |  |  | 0 | 0
MC078-B01 | MC078-B01/K13 | Knob 1 |  |  |  |  | Energy sensor | K13 |  |  |  | MC078 | George Fox Building |  |  | 0 | 0
MC078-B01 | MC078-B01/K14 | Knob 2 |  |  |  |  | Energy sensor | K14 |  |  |  | MC078 | George Fox Building |  |  | 0 | 0
MC078-B01 | MC078-B01/K15 | Knob 3 |  |  |  |  | Energy sensor | K15 |  |  |  | MC078 | George Fox Building |  |  | 0 | 0
MC078-B01 | MC078-B01/K16 | Knob 4 |  |  |  |  | Energy sensor | K16 |  |  |  | MC078 | George Fox Building |  |  | 0 | 0
MC078-B01 | MC078-B01/K17 | Knob 5 |  |  |  |  | Energy sensor | K17 |  |  |  | MC078 | George Fox Building |  |  | 0 | 0
MC078-B01 | MC078-B01/K18 | Knob 6 |  |  |  |  | Energy sensor | K18 |  |  |  | MC078 | George Fox Building |  |  | 0 | 0
MC078-B01 | MC078-B01/K19 | Knob 1 |  |  |  |  | Energy sensor | K19 |  |  |  | MC078 | George Fox Building |  |  | 0 | 0
MC078-B01 | MC078-B01/K2 | L27 Supply Air Setpoint |  |  |  |  | Energy sensor | K2 |  |  |  | MC078 | George Fox Building |  |  | 0 | 0
MC078-B01 | MC078-B01/K20 | Knob 2 |  |  |  |  | Energy sensor | K20 |  |  |  | MC078 | George Fox Building |  |  | 0 | 0
MC078-B01 | MC078-B01/K21 | Knob 3 |  |  |  |  | Energy sensor | K21 |  |  |  | MC078 | George Fox Building |  |  | 0 | 0
MC078-B01 | MC078-B01/K22 | Knob 4 |  |  |  |  | Energy sensor | K22 |  |  |  | MC078 | George Fox Building |  |  | 0 | 0
MC078-B01 | MC078-B01/K23 | Knob 5 |  |  |  |  | Energy sensor | K23 |  |  |  | MC078 | George Fox Building |  |  | 0 | 0
MC078-B01 | MC078-B01/K24 | Knob 6 |  |  |  |  | Energy sensor | K24 |  |  |  | MC078 | George Fox Building |  |  | 0 | 0
MC078-B01 | MC078-B01/K25 | Knob 25 |  |  |  |  | Energy sensor | K25 |  |  |  | MC078 | George Fox Building |  |  | 0 | 0
MC078-B01 | MC078-B01/K26 | Courtyard 1 Heqater Battery |  |  |  |  | Energy sensor | K26 |  |  |  | MC078 | George Fox Building |  |  | 0 | 0
MC078-B01 | MC078-B01/K27 | Space frost protection setpoint |  |  | Degrees Celsius |  | Energy sensor | K27 |  |  |  | MC078 | George Fox Building |  |  | 0 | 0
MC078-B01 | MC078-B01/K28 | Knob 28 |  |  |  |  | Energy sensor | K28 |  |  |  | MC078 | George Fox Building |  |  | 0 | 0
MC078-B01 | MC078-B01/K3 | F39 Supply Air Setpoint |  |  |  |  | Energy sensor | K3 |  |  |  | MC078 | George Fox Building |  |  | 0 | 0
MC078-B01 | MC078-B01/K4 | F40 Supply Air Setpoint |  |  |  |  | Energy sensor | K4 |  |  |  | MC078 | George Fox Building |  |  | 0 | 0
MC078-B01 | MC078-B01/K5 | Window Damper Setpoint |  |  |  |  | Energy sensor | K5 |  |  |  | MC078 | George Fox Building |  |  | 0 | 0
MC078-B01 | MC078-B01/K6 | Knob 6 |  |  |  |  | Energy sensor | K6 |  |  |  | MC078 | George Fox Building |  |  | 0 | 0
MC078-B01 | MC078-B01/K7 | Courtyard Window open stp |  |  |  |  | Energy sensor | K7 |  |  |  | MC078 | George Fox Building |  |  | 0 | 0
MC078-B01 | MC078-B01/K8 | Knob 2 |  |  |  |  | Energy sensor | K8 |  |  |  | MC078 | George Fox Building |  |  | 0 | 0
MC078-B01 | MC078-B01/K9 | Knob 3 |  |  |  |  | Energy sensor | K9 |  |  |  | MC078 | George Fox Building |  |  | 0 | 0
MC078-B01 | MC078-B01/L1 | Loop 1 |  |  |  |  | Energy sensor | L1 |  |  |  | MC078 | George Fox Building |  |  | 0 | 0
MC078-B01 | MC078-B01/L2 | Loop 2 |  |  |  |  | Energy sensor | L2 |  |  |  | MC078 | George Fox Building |  |  | 0 | 0
MC078-B01 | MC078-B01/L3 | Loop 3 |  |  |  |  | Energy sensor | L3 |  |  |  | MC078 | George Fox Building |  |  | 0 | 0
MC078-B01 | MC078-B01/N1 | Lift Fan Required |  |  |  |  | Energy sensor | N1 |  |  |  | MC078 | George Fox Building |  |  | 0 | 0
MC078-B01 | MC078-B01/n1 | TREND_00_5D_C3 |  |  |  |  | Energy sensor | n1 |  |  |  | MC078 | George Fox Building |  |  | 0 | 0
MC078-B01 | MC078-B01/N2 | Space frost protection setpoint |  |  | Degrees Celsius |  | Energy sensor | N2 |  |  |  | MC078 | George Fox Building |  |  | 0 | 0
MC078-B01 | MC078-B01/N3 | IC Comms 3 |  |  |  |  | Energy sensor | N3 |  |  |  | MC078 | George Fox Building |  |  | 0 | 0
MC078-B01 | MC078-B01/N4 | IC Comms 4 |  |  |  |  | Energy sensor | N4 |  |  |  | MC078 | George Fox Building |  |  | 0 | 0
MC078-B01 | MC078-B01/N5 | IC Comms 5 |  |  |  |  | Energy sensor | N5 |  |  |  | MC078 | George Fox Building |  |  | 0 | 0
MC078-B01 | MC078-B01/N6 | IC Comms 6 |  |  |  |  | Energy sensor | N6 |  |  |  | MC078 | George Fox Building |  |  | 0 | 0
MC078-B01 | MC078-B01/N7 | IC Comms 7 |  |  |  |  | Energy sensor | N7 |  |  |  | MC078 | George Fox Building |  |  | 0 | 0
MC078-B01 | MC078-B01/o1 | Alarm Route 1 |  |  |  |  | Energy sensor | o1 |  |  |  | MC078 | George Fox Building |  |  | 0 | 0
MC078-B01 | MC078-B01/o2 | Alarm Route 2 |  |  |  |  | Energy sensor | o2 |  |  |  | MC078 | George Fox Building |  |  | 0 | 0
MC078-B01 | MC078-B01/P1 | Courtyard 1 Batt Flow Temp |  |  | Degrees Celsius |  | Energy sensor | P1 |  |  |  | MC078 | George Fox Building |  |  | 0 | 0
MC078-B01 | MC078-B01/P10 | Sensor 10 |  |  |  |  | Energy sensor | P10 |  |  |  | MC078 | George Fox Building |  |  | 0 | 0
MC078-B01 | MC078-B01/P11 | L27 Supply Air Temp |  |  | Degrees Celsius |  | Energy sensor | P11 |  |  |  | MC078 | George Fox Building |  |  | 0 | 0
MC078-B01 | MC078-B01/P12 | L27 Return Air Temp |  |  | Degrees Celsius |  | Energy sensor | P12 |  |  |  | MC078 | George Fox Building |  |  | 0 | 0
MC078-B01 | MC078-B01/P13 | L27 Battery Flow Temp |  |  | Degrees Celsius |  | Energy sensor | P13 |  |  |  | MC078 | George Fox Building |  |  | 0 | 0
MC078-B01 | MC078-B01/P14 | L27 Valve Position |  |  |  |  | Energy sensor | P14 |  |  |  | MC078 | George Fox Building |  |  | 0 | 0
MC078-B01 | MC078-B01/P15 | F39 Supply Air Temp |  |  | Degrees Celsius |  | Energy sensor | P15 |  |  |  | MC078 | George Fox Building |  |  | 0 | 0
MC078-B01 | MC078-B01/P16 | F39 Return Air Temp |  |  | Degrees Celsius |  | Energy sensor | P16 |  |  |  | MC078 | George Fox Building |  |  | 0 | 0
MC078-B01 | MC078-B01/P17 | F39 Battery Flow Temp |  |  | Degrees Celsius |  | Energy sensor | P17 |  |  |  | MC078 | George Fox Building |  |  | 0 | 0
MC078-B01 | MC078-B01/P18 | F39 Valve Position |  |  |  |  | Energy sensor | P18 |  |  |  | MC078 | George Fox Building |  |  | 0 | 0
MC078-B01 | MC078-B01/P19 | F40 Supply Air Temp |  |  | Degrees Celsius |  | Energy sensor | P19 |  |  |  | MC078 | George Fox Building |  |  | 0 | 0
MC078-B01 | MC078-B01/P2 | Courtyard 1 Supply Temp |  |  | Degrees Celsius |  | Energy sensor | P2 |  |  |  | MC078 | George Fox Building |  |  | 0 | 0
MC078-B01 | MC078-B01/P20 | F40 Return Air Temp |  |  | Degrees Celsius |  | Energy sensor | P20 |  |  |  | MC078 | George Fox Building |  |  | 0 | 0
MC078-B01 | MC078-B01/P21 | F40 Battery Flow Temp |  |  | Degrees Celsius |  | Energy sensor | P21 |  |  |  | MC078 | George Fox Building |  |  | 0 | 0
MC078-B01 | MC078-B01/P22 | F40 Valve Position |  |  |  |  | Energy sensor | P22 |  |  |  | MC078 | George Fox Building |  |  | 0 | 0
MC078-B01 | MC078-B01/P23 | GF Supply Temp |  |  | Degrees Celsius |  | Energy sensor | P23 |  |  |  | MC078 | George Fox Building |  |  | 0 | 0
MC078-B01 | MC078-B01/P24 | GF Battery Flow |  |  |  |  | Energy sensor | P24 |  |  |  | MC078 | George Fox Building |  |  | 0 | 0
MC078-B01 | MC078-B01/P25 | GF Return Temp |  |  | Degrees Celsius |  | Energy sensor | P25 |  |  |  | MC078 | George Fox Building |  |  | 0 | 0
MC078-B01 | MC078-B01/P26 | FF Supply Temp |  |  | Degrees Celsius |  | Energy sensor | P26 |  |  |  | MC078 | George Fox Building |  |  | 0 | 0
MC078-B01 | MC078-B01/P27 | Sensor 3 |  |  |  |  | Energy sensor | P27 |  |  |  | MC078 | George Fox Building |  |  | 0 | 0
MC078-B01 | MC078-B01/P28 | Sensor 4 |  |  |  |  | Energy sensor | P28 |  |  |  | MC078 | George Fox Building |  |  | 0 | 0
MC078-B01 | MC078-B01/P29 | Sensor 30 |  |  |  |  | Energy sensor | P29 |  |  |  | MC078 | George Fox Building |  |  | 0 | 0
MC078-B01 | MC078-B01/P3 | Courtyard 2 Batt Flow Temp |  |  | Degrees Celsius |  | Energy sensor | P3 |  |  |  | MC078 | George Fox Building |  |  | 0 | 0
MC078-B01 | MC078-B01/P4 | Courtyard 2 Supply Temp |  |  | Degrees Celsius |  | Energy sensor | P4 |  |  |  | MC078 | George Fox Building |  |  | 0 | 0
MC078-B01 | MC078-B01/P5 | Courtyard Room Temp |  |  | Degrees Celsius |  | Energy sensor | P5 |  |  |  | MC078 | George Fox Building |  |  | 0 | 0
MC078-B01 | MC078-B01/P6 | FF Toilets Heater Battery Flow |  |  |  |  | Energy sensor | P6 |  |  |  | MC078 | George Fox Building |  |  | 0 | 0
MC078-B01 | MC078-B01/P7 | FF Toilets Supply Temp |  |  | Degrees Celsius |  | Energy sensor | P7 |  |  |  | MC078 | George Fox Building |  |  | 0 | 0
MC078-B01 | MC078-B01/P8 | Sensor 8 |  |  |  |  | Energy sensor | P8 |  |  |  | MC078 | George Fox Building |  |  | 0 | 0
MC078-B01 | MC078-B01/P9 | Sensor 9 |  |  |  |  | Energy sensor | P9 |  |  |  | MC078 | George Fox Building |  |  | 0 | 0
MC078-B01 | MC078-B01/Q1 | Sequence Table 1 |  |  |  |  | Energy sensor | Q1 |  |  |  | MC078 | George Fox Building |  |  | 0 | 0
MC078-B01 | MC078-B01/S1 | Courtyard 1 Batt Flow Temp |  |  | Degrees Celsius |  | Energy sensor | S1 |  |  |  | MC078 | George Fox Building |  |  | 0 | 0
MC078-B01 | MC078-B01/S10 | Sensor 10 |  |  |  |  | Energy sensor | S10 |  |  |  | MC078 | George Fox Building |  |  | 0 | 0
MC078-B01 | MC078-B01/S11 | L27 Supply Air Temp |  |  | Degrees Celsius |  | Energy sensor | S11 |  |  |  | MC078 | George Fox Building |  |  | 0 | 0
MC078-B01 | MC078-B01/S12 | L27 Return Air Temp |  |  | Degrees Celsius |  | Energy sensor | S12 |  |  |  | MC078 | George Fox Building |  |  | 0 | 0
MC078-B01 | MC078-B01/S13 | L27 Battery Flow Temp |  |  | Degrees Celsius |  | Energy sensor | S13 |  |  |  | MC078 | George Fox Building |  |  | 0 | 0
MC078-B01 | MC078-B01/S14 | L27 Valve Position |  |  |  |  | Energy sensor | S14 |  |  |  | MC078 | George Fox Building |  |  | 0 | 0
MC078-B01 | MC078-B01/S15 | F39 Supply Air Temp |  |  | Degrees Celsius |  | Energy sensor | S15 |  |  |  | MC078 | George Fox Building |  |  | 0 | 0
MC078-B01 | MC078-B01/S16 | F39 Return Air Temp |  |  | Degrees Celsius |  | Energy sensor | S16 |  |  |  | MC078 | George Fox Building |  |  | 0 | 0
MC078-B01 | MC078-B01/S17 | F39 Battery Flow Temp |  |  | Degrees Celsius |  | Energy sensor | S17 |  |  |  | MC078 | George Fox Building |  |  | 0 | 0
MC078-B01 | MC078-B01/S18 | F39 Valve Position |  |  |  |  | Energy sensor | S18 |  |  |  | MC078 | George Fox Building |  |  | 0 | 0
MC078-B01 | MC078-B01/S19 | F40 Supply Air Temp |  |  | Degrees Celsius |  | Energy sensor | S19 |  |  |  | MC078 | George Fox Building |  |  | 0 | 0
MC078-B01 | MC078-B01/S2 | Courtyard 1 Supply Temp |  |  | Degrees Celsius |  | Energy sensor | S2 |  |  |  | MC078 | George Fox Building |  |  | 0 | 0
MC078-B01 | MC078-B01/S20 | F40 Return Air Temp B59 |  |  | Degrees Celsius |  | Energy sensor | S20 |  |  |  | MC078 | George Fox Building |  |  | 0 | 0
MC078-B01 | MC078-B01/S21 | F40 Battery Flow Temp |  |  | Degrees Celsius |  | Energy sensor | S21 |  |  |  | MC078 | George Fox Building |  |  | 0 | 0
MC078-B01 | MC078-B01/S22 | F40 Valve Position |  |  |  |  | Energy sensor | S22 |  |  |  | MC078 | George Fox Building |  |  | 0 | 0
MC078-B01 | MC078-B01/S23 | GF Supply Temp |  |  | Degrees Celsius |  | Energy sensor | S23 |  |  |  | MC078 | George Fox Building |  |  | 0 | 0
MC078-B01 | MC078-B01/S24 | GF Battery Flow |  |  |  |  | Energy sensor | S24 |  |  |  | MC078 | George Fox Building |  |  | 0 | 0
MC078-B01 | MC078-B01/S25 | GF Return Temp |  |  | Degrees Celsius |  | Energy sensor | S25 |  |  |  | MC078 | George Fox Building |  |  | 0 | 0
MC078-B01 | MC078-B01/S26 | FF Supply Temp |  |  | Degrees Celsius |  | Energy sensor | S26 |  |  |  | MC078 | George Fox Building |  |  | 0 | 0
MC078-B01 | MC078-B01/S27 | MTHW FLOW |  |  |  |  | Energy sensor | S27 |  |  |  | MC078 | George Fox Building |  |  | 0 | 0
MC078-B01 | MC078-B01/S28 | Medium temperature hot water return temperature |  |  | Degrees Celsius |  | Energy sensor | S28 |  |  |  | MC078 | George Fox Building |  |  | 0 | 0
MC078-B01 | MC078-B01/S29 | Outside air temperature |  |  | Degrees Celsius |  | Energy sensor | S29 |  |  |  | MC078 | George Fox Building |  |  | 0 | 0
MC078-B01 | MC078-B01/S3 | Courtyard 2 Batt Flow Temp |  |  | Degrees Celsius |  | Energy sensor | S3 |  |  |  | MC078 | George Fox Building |  |  | 0 | 0
MC078-B01 | MC078-B01/S30 | Sensor 30 |  |  |  |  | Energy sensor | S30 |  |  |  | MC078 | George Fox Building |  |  | 0 | 0
MC078-B01 | MC078-B01/S36 | Sensor 36 |  |  |  |  | Energy sensor | S36 |  |  |  | MC078 | George Fox Building |  |  | 0 | 0
MC078-B01 | MC078-B01/S4 | Courtyard 2 Supply Temp |  |  | Degrees Celsius |  | Energy sensor | S4 |  |  |  | MC078 | George Fox Building |  |  | 0 | 0
MC078-B01 | MC078-B01/S5 | Courtyard Room Temp |  |  | Degrees Celsius |  | Energy sensor | S5 |  |  |  | MC078 | George Fox Building |  |  | 0 | 0
MC078-B01 | MC078-B01/S6 | FF Toilets Heater Battery Flow |  |  |  |  | Energy sensor | S6 |  |  |  | MC078 | George Fox Building |  |  | 0 | 0
MC078-B01 | MC078-B01/S7 | FF Toilets Supply Temp |  |  | Degrees Celsius |  | Energy sensor | S7 |  |  |  | MC078 | George Fox Building |  |  | 0 | 0
MC078-B01 | MC078-B01/S8 | Sensor 8 |  |  |  |  | Energy sensor | S8 |  |  |  | MC078 | George Fox Building |  |  | 0 | 0
MC078-B01 | MC078-B01/S9 | Sensor 9 |  |  |  |  | Energy sensor | S9 |  |  |  | MC078 | George Fox Building |  |  | 0 | 0
MC078-B01 | MC078-B01/V1 | [5 empty] | Energy sensor | V1 |  |  |  | MC078 | George Fox Building |  |  | 0 | 0
MC078-B01 | MC078-B01/W1 | Damper Override Switch |  |  |  |  | Energy sensor | W1 |  |  |  | MC078 | George Fox Building |  |  | 0 | 0
MC078-B01 | MC078-B01/W10 | Switch 4 |  |  |  |  | Energy sensor | W10 |  |  |  | MC078 | George Fox Building |  |  | 0 | 0
MC078-B01 | MC078-B01/W11 | Switch 5 |  |  |  |  | Energy sensor | W11 |  |  |  | MC078 | George Fox Building |  |  | 0 | 0
MC078-B01 | MC078-B01/W12 | Switch 6 |  |  |  |  | Energy sensor | W12 |  |  |  | MC078 | George Fox Building |  |  | 0 | 0
MC078-B01 | MC078-B01/W13 | Switch 1 |  |  |  |  | Energy sensor | W13 |  |  |  | MC078 | George Fox Building |  |  | 0 | 0
MC078-B01 | MC078-B01/W14 | Switch 2 |  |  |  |  | Energy sensor | W14 |  |  |  | MC078 | George Fox Building |  |  | 0 | 0
MC078-B01 | MC078-B01/W15 | Switch 3 |  |  |  |  | Energy sensor | W15 |  |  |  | MC078 | George Fox Building |  |  | 0 | 0
MC078-B01 | MC078-B01/W16 | Switch 4 |  |  |  |  | Energy sensor | W16 |  |  |  | MC078 | George Fox Building |  |  | 0 | 0
MC078-B01 | MC078-B01/W17 | Switch 5 |  |  |  |  | Energy sensor | W17 |  |  |  | MC078 | George Fox Building |  |  | 0 | 0
MC078-B01 | MC078-B01/W18 | Switch 6 |  |  |  |  | Energy sensor | W18 |  |  |  | MC078 | George Fox Building |  |  | 0 | 0
MC078-B01 | MC078-B01/W19 | Switch 1 |  |  |  |  | Energy sensor | W19 |  |  |  | MC078 | George Fox Building |  |  | 0 | 0
MC078-B01 | MC078-B01/W2 | Switch 2 |  |  |  |  | Energy sensor | W2 |  |  |  | MC078 | George Fox Building |  |  | 0 | 0
MC078-B01 | MC078-B01/W20 | Switch 2 |  |  |  |  | Energy sensor | W20 |  |  |  | MC078 | George Fox Building |  |  | 0 | 0
MC078-B01 | MC078-B01/W21 | Switch 3 |  |  |  |  | Energy sensor | W21 |  |  |  | MC078 | George Fox Building |  |  | 0 | 0
MC078-B01 | MC078-B01/W22 | Switch 4 |  |  |  |  | Energy sensor | W22 |  |  |  | MC078 | George Fox Building |  |  | 0 | 0
MC078-B01 | MC078-B01/W23 | Switch 5 |  |  |  |  | Energy sensor | W23 |  |  |  | MC078 | George Fox Building |  |  | 0 | 0
MC078-B01 | MC078-B01/W24 | Switch 6 |  |  |  |  | Energy sensor | W24 |  |  |  | MC078 | George Fox Building |  |  | 0 | 0
MC078-B01 | MC078-B01/W25 | Window Dampers overide on |  |  |  |  | Energy sensor | W25 |  |  |  | MC078 | George Fox Building |  |  | 0 | 0
MC078-B01 | MC078-B01/W26 | Window Dampers overide off |  |  |  |  | Energy sensor | W26 |  |  |  | MC078 | George Fox Building |  |  | 0 | 0
MC078-B01 | MC078-B01/W27 | B58- 59 Extracts off |  |  |  |  | Energy sensor | W27 |  |  |  | MC078 | George Fox Building |  |  | 0 | 0
MC078-B01 | MC078-B01/W3 | Switch 3 |  |  |  |  | Energy sensor | W3 |  |  |  | MC078 | George Fox Building |  |  | 0 | 0
MC078-B01 | MC078-B01/W4 | Switch 4 |  |  |  |  | Energy sensor | W4 |  |  |  | MC078 | George Fox Building |  |  | 0 | 0
MC078-B01 | MC078-B01/W5 | Switch 5 |  |  |  |  | Energy sensor | W5 |  |  |  | MC078 | George Fox Building |  |  | 0 | 0
MC078-B01 | MC078-B01/W6 | Switch 6 |  |  |  |  | Energy sensor | W6 |  |  |  | MC078 | George Fox Building |  |  | 0 | 0
MC078-B01 | MC078-B01/W7 | Switch 1 |  |  |  |  | Energy sensor | W7 |  |  |  | MC078 | George Fox Building |  |  | 0 | 0
MC078-B01 | MC078-B01/W8 | Switch 2 |  |  |  |  | Energy sensor | W8 |  |  |  | MC078 | George Fox Building |  |  | 0 | 0
MC078-B01 | MC078-B01/W9 | Switch 3 |  |  |  |  | Energy sensor | W9 |  |  |  | MC078 | George Fox Building |  |  | 0 | 0
MC078-B01 | MC078-B01/Y1 | Outside air temperature |  |  | Degrees Celsius |  | Energy sensor | Y1 |  |  |  | MC078 | George Fox Building |  |  | 0 | 0
MC078-B01 | MC078-B01/Y2 | Thermistor TBTI |  |  | Degrees Celsius |  | Energy sensor | Y2 |  |  |  | MC078 | George Fox Building |  |  | 0 | 0
MC078-B01 | MC078-B01/Y3 | Room temperature |  |  | Degrees Celsius |  | Energy sensor | Y3 |  |  |  | MC078 | George Fox Building |  |  | 0 | 0
MC078-B01 | MC078-B01/Y4 | Balco 500 |  |  |  |  | Energy sensor | Y4 |  |  |  | MC078 | George Fox Building |  |  | 0 | 0
MC078-B01 | MC078-B01/Z1 | Courtyard |  |  |  |  | Energy sensor | Z1 |  |  |  | MC078 | George Fox Building |  |  | 0 | 0
MC078-B01 | MC078-B01/Z2 | Lecture 27 |  |  |  |  | Energy sensor | Z2 |  |  |  | MC078 | George Fox Building |  |  | 0 | 0
MC078-B01 | MC078-B01/Z3 | Lecture F39 |  |  |  |  | Energy sensor | Z3 |  |  |  | MC078 | George Fox Building |  |  | 0 | 0
MC078-B01 | MC078-B01/Z4 | Lecture F40 |  |  |  |  | Energy sensor | Z4 |  |  |  | MC078 | George Fox Building |  |  | 0 | 0
MC078-B01 | MC078-B01/Z5 | Not used |  |  |  |  | Energy sensor | Z5 |  |  |  | MC078 | George Fox Building |  |  | 0 | 0
MC078-B01 | MC078-B01/Z6 | Front Overdoor Heaters |  |  |  |  | Energy sensor | Z6 |  |  |  | MC078 | George Fox Building |  |  | 0 | 0
MC044-B06 | MC044-B06/A1 | Sply Pressure LC 02 SPX S1 |  |  |  |  | Energy sensor | A1 |  |  |  | MC044 | Faraday Building |  |  | 0 | 0
MC044-B06 | MC044-B06/A2 | Sply Pressure LC 02 SPX S2 |  |  |  |  | Energy sensor | A2 |  |  |  | MC044 | Faraday Building |  |  | 0 | 0
MC044-B06 | MC044-B06/A3 | Sply Pressure LC 02 SPX S3 |  |  |  |  | Energy sensor | A3 |  |  |  | MC044 | Faraday Building |  |  | 0 | 0
MC044-B06 | MC044-B06/A4 | Analogue Node 4 |  |  |  |  | Energy sensor | A4 |  |  |  | MC044 | Faraday Building |  |  | 0 | 0
MC044-B06 | MC044-B06/A5 | Max Clg Dmd |  |  |  |  | Energy sensor | A5 |  |  |  | MC044 | Faraday Building |  |  | 0 | 0
MC044-B06 | MC044-B06/A6 | Analogue Node 6 |  |  |  |  | Energy sensor | A6 |  |  |  | MC044 | Faraday Building |  |  | 0 | 0
MC044-B06 | MC044-B06/A7 | Analogue Node 7 |  |  |  |  | Energy sensor | A7 |  |  |  | MC044 | Faraday Building |  |  | 0 | 0
MC044-B06 | MC044-B06/A8 | Analogue Node 8 |  |  |  |  | Energy sensor | A8 |  |  |  | MC044 | Faraday Building |  |  | 0 | 0
MC044-B06 | MC044-B06/B1 | AHU Interface |  |  |  |  | Energy sensor | B1 |  |  |  | MC044 | Faraday Building |  |  | 0 | 0
MC044-B06 | MC044-B06/C1 | Virtual CNC 1 |  |  |  |  | Energy sensor | C1 |  |  |  | MC044 | Faraday Building |  |  | 0 | 0
MC044-B06 | MC044-B06/D1 | AHU 2 Sply Fan En |  |  |  |  | Energy sensor | D1 |  |  |  | MC044 | Faraday Building |  |  | 0 | 0
MC044-B06 | MC044-B06/D10 | EF02 FC Extr MRDD12 Dmpr |  |  |  |  | Energy sensor | D10 |  |  |  | MC044 | Faraday Building |  |  | 0 | 0
MC044-B06 | MC044-B06/D11 | EF02 FC Extr MRDD11_1 Dmpr |  |  |  |  | Energy sensor | D11 |  |  |  | MC044 | Faraday Building |  |  | 0 | 0
MC044-B06 | MC044-B06/D12 | EF02 FC Extr MRDD11_2 Dmpr |  |  |  |  | Energy sensor | D12 |  |  |  | MC044 | Faraday Building |  |  | 0 | 0
MC044-B06 | MC044-B06/D13 | EF02 FC Extr MRDD07 Dmpr |  |  |  |  | Energy sensor | D13 |  |  |  | MC044 | Faraday Building |  |  | 0 | 0
MC044-B06 | MC044-B06/D14 | EF02 FC Extr MRDD09 Dmpr |  |  |  |  | Energy sensor | D14 |  |  |  | MC044 | Faraday Building |  |  | 0 | 0
MC044-B06 | MC044-B06/D15 | EF02 FC Extr MRDD10 Dmpr |  |  |  |  | Energy sensor | D15 |  |  |  | MC044 | Faraday Building |  |  | 0 | 0
MC044-B06 | MC044-B06/D16 | HRU Enable |  |  |  |  | Energy sensor | D16 |  |  |  | MC044 | Faraday Building |  |  | 0 | 0
MC044-B06 | MC044-B06/D17 | Toilet Extr Fan En |  |  |  |  | Energy sensor | D17 |  |  |  | MC044 | Faraday Building |  |  | 0 | 0
MC044-B06 | MC044-B06/D18 | EF02A Iso Damper |  |  |  |  | Energy sensor | D18 |  |  |  | MC044 | Faraday Building |  |  | 0 | 0
MC044-B06 | MC044-B06/D19 | EF02B Iso Damper |  |  |  |  | Energy sensor | D19 |  |  |  | MC044 | Faraday Building |  |  | 0 | 0
MC044-B06 | MC044-B06/D2 | AHU 2 Sply Fan Dmd |  |  |  |  | Energy sensor | D2 |  |  |  | MC044 | Faraday Building |  |  | 0 | 0
MC044-B06 | MC044-B06/D20 | EF02 FC Extr MRDD08 Dmpr |  |  |  |  | Energy sensor | D20 |  |  |  | MC044 | Faraday Building |  |  | 0 | 0
MC044-B06 | MC044-B06/D3 | EF02A Extr Fan En |  |  |  |  | Energy sensor | D3 |  |  |  | MC044 | Faraday Building |  |  | 0 | 0
MC044-B06 | MC044-B06/D4 | EF02A Extr Fan Dmd |  |  |  |  | Energy sensor | D4 |  |  |  | MC044 | Faraday Building |  |  | 0 | 0
MC044-B06 | MC044-B06/D5 | EF02B Extr Fan En |  |  |  |  | Energy sensor | D5 |  |  |  | MC044 | Faraday Building |  |  | 0 | 0
MC044-B06 | MC044-B06/D6 | EF02B Extr Fan Dmd |  |  |  |  | Energy sensor | D6 |  |  |  | MC044 | Faraday Building |  |  | 0 | 0
MC044-B06 | MC044-B06/D7 | AHU 2 Heating Valve |  |  |  |  | Energy sensor | D7 |  |  |  | MC044 | Faraday Building |  |  | 0 | 0
MC044-B06 | MC044-B06/D8 | EF02 Bleed Dmpr |  |  |  |  | Energy sensor | D8 |  |  |  | MC044 | Faraday Building |  |  | 0 | 0
MC044-B06 | MC044-B06/D9 | EF02 FC Extr MRDD13 Dmpr |  |  |  |  | Energy sensor | D9 |  |  |  | MC044 | Faraday Building |  |  | 0 | 0
MC044-B06 | MC044-B06/e1 | 963 |  |  |  |  | Energy sensor | e1 |  |  |  | MC044 | Faraday Building |  |  | 0 | 0
MC044-B06 | MC044-B06/F1 | Function 1 |  |  |  |  | Energy sensor | F1 |  |  |  | MC044 | Faraday Building |  |  | 0 | 0
MC044-B06 | MC044-B06/F10 | Function 10 |  |  |  |  | Energy sensor | F10 |  |  |  | MC044 | Faraday Building |  |  | 0 | 0
MC044-B06 | MC044-B06/F100 | Function 100 |  |  |  |  | Energy sensor | F100 |  |  |  | MC044 | Faraday Building |  |  | 0 | 0
MC044-B06 | MC044-B06/F101 | Function 101 |  |  |  |  | Energy sensor | F101 |  |  |  | MC044 | Faraday Building |  |  | 0 | 0
MC044-B06 | MC044-B06/F102 | Function 102 |  |  |  |  | Energy sensor | F102 |  |  |  | MC044 | Faraday Building |  |  | 0 | 0
MC044-B06 | MC044-B06/F103 | Function 103 |  |  |  |  | Energy sensor | F103 |  |  |  | MC044 | Faraday Building |  |  | 0 | 0
MC044-B06 | MC044-B06/F104 | Function 104 |  |  |  |  | Energy sensor | F104 |  |  |  | MC044 | Faraday Building |  |  | 0 | 0
MC044-B06 | MC044-B06/F105 | Function 105 |  |  |  |  | Energy sensor | F105 |  |  |  | MC044 | Faraday Building |  |  | 0 | 0
MC044-B06 | MC044-B06/F106 | Function 106 |  |  |  |  | Energy sensor | F106 |  |  |  | MC044 | Faraday Building |  |  | 0 | 0
MC044-B06 | MC044-B06/F107 | Function 107 |  |  |  |  | Energy sensor | F107 |  |  |  | MC044 | Faraday Building |  |  | 0 | 0
MC044-B06 | MC044-B06/F108 | Function 108 |  |  |  |  | Energy sensor | F108 |  |  |  | MC044 | Faraday Building |  |  | 0 | 0
MC044-B06 | MC044-B06/F109 | Function 109 |  |  |  |  | Energy sensor | F109 |  |  |  | MC044 | Faraday Building |  |  | 0 | 0
MC044-B06 | MC044-B06/F11 | Function 11 |  |  |  |  | Energy sensor | F11 |  |  |  | MC044 | Faraday Building |  |  | 0 | 0
MC044-B06 | MC044-B06/F12 | Function 12 |  |  |  |  | Energy sensor | F12 |  |  |  | MC044 | Faraday Building |  |  | 0 | 0
MC044-B06 | MC044-B06/F13 | Function 13 |  |  |  |  | Energy sensor | F13 |  |  |  | MC044 | Faraday Building |  |  | 0 | 0
MC044-B06 | MC044-B06/F14 | Function 14 |  |  |  |  | Energy sensor | F14 |  |  |  | MC044 | Faraday Building |  |  | 0 | 0
MC044-B06 | MC044-B06/F15 | Function 15 |  |  |  |  | Energy sensor | F15 |  |  |  | MC044 | Faraday Building |  |  | 0 | 0
MC044-B06 | MC044-B06/F16 | Function 16 |  |  |  |  | Energy sensor | F16 |  |  |  | MC044 | Faraday Building |  |  | 0 | 0
MC044-B06 | MC044-B06/F17 | Function 17 |  |  |  |  | Energy sensor | F17 |  |  |  | MC044 | Faraday Building |  |  | 0 | 0
MC044-B06 | MC044-B06/F18 | Function 18 |  |  |  |  | Energy sensor | F18 |  |  |  | MC044 | Faraday Building |  |  | 0 | 0
MC044-B06 | MC044-B06/F19 | Function 19 |  |  |  |  | Energy sensor | F19 |  |  |  | MC044 | Faraday Building |  |  | 0 | 0
MC044-B06 | MC044-B06/F2 | Function 2 |  |  |  |  | Energy sensor | F2 |  |  |  | MC044 | Faraday Building |  |  | 0 | 0
MC044-B06 | MC044-B06/F20 | Function 20 |  |  |  |  | Energy sensor | F20 |  |  |  | MC044 | Faraday Building |  |  | 0 | 0
MC044-B06 | MC044-B06/F21 | Function 21 |  |  |  |  | Energy sensor | F21 |  |  |  | MC044 | Faraday Building |  |  | 0 | 0
MC044-B06 | MC044-B06/F22 | Function 22 |  |  |  |  | Energy sensor | F22 |  |  |  | MC044 | Faraday Building |  |  | 0 | 0
MC044-B06 | MC044-B06/F23 | Function 23 |  |  |  |  | Energy sensor | F23 |  |  |  | MC044 | Faraday Building |  |  | 0 | 0
MC044-B06 | MC044-B06/F24 | Function 24 |  |  |  |  | Energy sensor | F24 |  |  |  | MC044 | Faraday Building |  |  | 0 | 0
MC044-B06 | MC044-B06/F25 | Function 25 |  |  |  |  | Energy sensor | F25 |  |  |  | MC044 | Faraday Building |  |  | 0 | 0
MC044-B06 | MC044-B06/F26 | Function 26 |  |  |  |  | Energy sensor | F26 |  |  |  | MC044 | Faraday Building |  |  | 0 | 0
MC044-B06 | MC044-B06/F27 | Function 27 |  |  |  |  | Energy sensor | F27 |  |  |  | MC044 | Faraday Building |  |  | 0 | 0
MC044-B06 | MC044-B06/F28 | Function 28 |  |  |  |  | Energy sensor | F28 |  |  |  | MC044 | Faraday Building |  |  | 0 | 0
MC044-B06 | MC044-B06/F29 | Function 29 |  |  |  |  | Energy sensor | F29 |  |  |  | MC044 | Faraday Building |  |  | 0 | 0
MC044-B06 | MC044-B06/F3 | Function 3 |  |  |  |  | Energy sensor | F3 |  |  |  | MC044 | Faraday Building |  |  | 0 | 0
MC044-B06 | MC044-B06/F30 | Function 30 |  |  |  |  | Energy sensor | F30 |  |  |  | MC044 | Faraday Building |  |  | 0 | 0
MC044-B06 | MC044-B06/F31 | Function 31 |  |  |  |  | Energy sensor | F31 |  |  |  | MC044 | Faraday Building |  |  | 0 | 0
MC044-B06 | MC044-B06/F32 | Function 32 |  |  |  |  | Energy sensor | F32 |  |  |  | MC044 | Faraday Building |  |  | 0 | 0
MC044-B06 | MC044-B06/F33 | Function 33 |  |  |  |  | Energy sensor | F33 |  |  |  | MC044 | Faraday Building |  |  | 0 | 0
MC044-B06 | MC044-B06/F34 | Function 34 |  |  |  |  | Energy sensor | F34 |  |  |  | MC044 | Faraday Building |  |  | 0 | 0
MC044-B06 | MC044-B06/F35 | Function 35 |  |  |  |  | Energy sensor | F35 |  |  |  | MC044 | Faraday Building |  |  | 0 | 0
MC044-B06 | MC044-B06/F36 | Function 36 |  |  |  |  | Energy sensor | F36 |  |  |  | MC044 | Faraday Building |  |  | 0 | 0
MC044-B06 | MC044-B06/F37 | Function 37 |  |  |  |  | Energy sensor | F37 |  |  |  | MC044 | Faraday Building |  |  | 0 | 0
MC044-B06 | MC044-B06/F38 | Function 38 |  |  |  |  | Energy sensor | F38 |  |  |  | MC044 | Faraday Building |  |  | 0 | 0
MC044-B06 | MC044-B06/F39 | Function 39 |  |  |  |  | Energy sensor | F39 |  |  |  | MC044 | Faraday Building |  |  | 0 | 0
MC044-B06 | MC044-B06/F4 | Outside air temperature frost |  |  | Degrees Celsius |  | Energy sensor | F4 |  |  |  | MC044 | Faraday Building |  |  | 0 | 0
MC044-B06 | MC044-B06/F40 | Function 40 |  |  |  |  | Energy sensor | F40 |  |  |  | MC044 | Faraday Building |  |  | 0 | 0
MC044-B06 | MC044-B06/F41 | Function 41 |  |  |  |  | Energy sensor | F41 |  |  |  | MC044 | Faraday Building |  |  | 0 | 0
MC044-B06 | MC044-B06/F42 | Function 42 |  |  |  |  | Energy sensor | F42 |  |  |  | MC044 | Faraday Building |  |  | 0 | 0
MC044-B06 | MC044-B06/F43 | Function 43 |  |  |  |  | Energy sensor | F43 |  |  |  | MC044 | Faraday Building |  |  | 0 | 0
MC044-B06 | MC044-B06/F44 | Function 44 |  |  |  |  | Energy sensor | F44 |  |  |  | MC044 | Faraday Building |  |  | 0 | 0
MC044-B06 | MC044-B06/F45 | Function 45 |  |  |  |  | Energy sensor | F45 |  |  |  | MC044 | Faraday Building |  |  | 0 | 0
MC044-B06 | MC044-B06/F46 | Function 46 |  |  |  |  | Energy sensor | F46 |  |  |  | MC044 | Faraday Building |  |  | 0 | 0
MC044-B06 | MC044-B06/F47 | Function 47 |  |  |  |  | Energy sensor | F47 |  |  |  | MC044 | Faraday Building |  |  | 0 | 0
MC044-B06 | MC044-B06/F48 | Min Sply Duct Press |  |  |  |  | Energy sensor | F48 |  |  |  | MC044 | Faraday Building |  |  | 0 | 0
MC044-B06 | MC044-B06/F49 | Sply Duct @ SP |  |  |  |  | Energy sensor | F49 |  |  |  | MC044 | Faraday Building |  |  | 0 | 0
MC044-B06 | MC044-B06/F5 | AHU2 Winter |  |  |  |  | Energy sensor | F5 |  |  |  | MC044 | Faraday Building |  |  | 0 | 0
MC044-B06 | MC044-B06/F50 | Function 50 |  |  |  |  | Energy sensor | F50 |  |  |  | MC044 | Faraday Building |  |  | 0 | 0
MC044-B06 | MC044-B06/F51 | Function 51 |  |  |  |  | Energy sensor | F51 |  |  |  | MC044 | Faraday Building |  |  | 0 | 0
MC044-B06 | MC044-B06/F52 | Function 52 |  |  |  |  | Energy sensor | F52 |  |  |  | MC044 | Faraday Building |  |  | 0 | 0
MC044-B06 | MC044-B06/F53 | Function 53 |  |  |  |  | Energy sensor | F53 |  |  |  | MC044 | Faraday Building |  |  | 0 | 0
MC044-B06 | MC044-B06/F54 | Function 54 |  |  |  |  | Energy sensor | F54 |  |  |  | MC044 | Faraday Building |  |  | 0 | 0
MC044-B06 | MC044-B06/F55 | Function 55 |  |  |  |  | Energy sensor | F55 |  |  |  | MC044 | Faraday Building |  |  | 0 | 0
MC044-B06 | MC044-B06/F56 | Function 56 |  |  |  |  | Energy sensor | F56 |  |  |  | MC044 | Faraday Building |  |  | 0 | 0
MC044-B06 | MC044-B06/F57 | Function 57 |  |  |  |  | Energy sensor | F57 |  |  |  | MC044 | Faraday Building |  |  | 0 | 0
MC044-B06 | MC044-B06/F58 | Sply Duct Pressure SP |  |  |  |  | Energy sensor | F58 |  |  |  | MC044 | Faraday Building |  |  | 0 | 0
MC044-B06 | MC044-B06/F59 | Function 59 |  |  |  |  | Energy sensor | F59 |  |  |  | MC044 | Faraday Building |  |  | 0 | 0
MC044-B06 | MC044-B06/F6 | AHU2 NOT Summer |  |  |  |  | Energy sensor | F6 |  |  |  | MC044 | Faraday Building |  |  | 0 | 0
MC044-B06 | MC044-B06/F60 | Function 60 |  |  |  |  | Energy sensor | F60 |  |  |  | MC044 | Faraday Building |  |  | 0 | 0
MC044-B06 | MC044-B06/F61 | Function 61 |  |  |  |  | Energy sensor | F61 |  |  |  | MC044 | Faraday Building |  |  | 0 | 0
MC044-B06 | MC044-B06/F62 | AHU 2 Htg-Clg Dmd |  |  |  |  | Energy sensor | F62 |  |  |  | MC044 | Faraday Building |  |  | 0 | 0
MC044-B06 | MC044-B06/F63 | Function 63 |  |  |  |  | Energy sensor | F63 |  |  |  | MC044 | Faraday Building |  |  | 0 | 0
MC044-B06 | MC044-B06/F64 | Function 64 |  |  |  |  | Energy sensor | F64 |  |  |  | MC044 | Faraday Building |  |  | 0 | 0
MC044-B06 | MC044-B06/F65 | Function 65 |  |  |  |  | Energy sensor | F65 |  |  |  | MC044 | Faraday Building |  |  | 0 | 0
MC044-B06 | MC044-B06/F66 | Function 66 |  |  |  |  | Energy sensor | F66 |  |  |  | MC044 | Faraday Building |  |  | 0 | 0
MC044-B06 | MC044-B06/F67 | AHU Htg |  |  |  |  | Energy sensor | F67 |  |  |  | MC044 | Faraday Building |  |  | 0 | 0
MC044-B06 | MC044-B06/F68 | Function 68 |  |  |  |  | Energy sensor | F68 |  |  |  | MC044 | Faraday Building |  |  | 0 | 0
MC044-B06 | MC044-B06/F69 | AHU Ht Reclaim |  |  |  |  | Energy sensor | F69 |  |  |  | MC044 | Faraday Building |  |  | 0 | 0
MC044-B06 | MC044-B06/F7 | Plant Reset |  |  |  |  | Energy sensor | F7 |  |  |  | MC044 | Faraday Building |  |  | 0 | 0
MC044-B06 | MC044-B06/F70 | Function 70 |  |  |  |  | Energy sensor | F70 |  |  |  | MC044 | Faraday Building |  |  | 0 | 0
MC044-B06 | MC044-B06/F71 | AHU 2 Htg Dmd |  |  |  |  | Energy sensor | F71 |  |  |  | MC044 | Faraday Building |  |  | 0 | 0
MC044-B06 | MC044-B06/F72 | AHU Clg |  |  |  |  | Energy sensor | F72 |  |  |  | MC044 | Faraday Building |  |  | 0 | 0
MC044-B06 | MC044-B06/F73 | Function 73 |  |  |  |  | Energy sensor | F73 |  |  |  | MC044 | Faraday Building |  |  | 0 | 0
MC044-B06 | MC044-B06/F74 | AHU Ht Reject |  |  |  |  | Energy sensor | F74 |  |  |  | MC044 | Faraday Building |  |  | 0 | 0
MC044-B06 | MC044-B06/F75 | AHU 2 RAC Dmd |  |  |  |  | Energy sensor | F75 |  |  |  | MC044 | Faraday Building |  |  | 0 | 0
MC044-B06 | MC044-B06/F76 | Function 76 |  |  |  |  | Energy sensor | F76 |  |  |  | MC044 | Faraday Building |  |  | 0 | 0
MC044-B06 | MC044-B06/F77 | AHU 2 Htg Pos |  |  |  |  | Energy sensor | F77 |  |  |  | MC044 | Faraday Building |  |  | 0 | 0
MC044-B06 | MC044-B06/F78 | Function 78 |  |  |  |  | Energy sensor | F78 |  |  |  | MC044 | Faraday Building |  |  | 0 | 0
MC044-B06 | MC044-B06/F79 | Function 79 |  |  |  |  | Energy sensor | F79 |  |  |  | MC044 | Faraday Building |  |  | 0 | 0
MC044-B06 | MC044-B06/F8 | Function 8 |  |  |  |  | Energy sensor | F8 |  |  |  | MC044 | Faraday Building |  |  | 0 | 0
MC044-B06 | MC044-B06/F80 | Function 80 |  |  |  |  | Energy sensor | F80 |  |  |  | MC044 | Faraday Building |  |  | 0 | 0
MC044-B06 | MC044-B06/F81 | Function 81 |  |  |  |  | Energy sensor | F81 |  |  |  | MC044 | Faraday Building |  |  | 0 | 0
MC044-B06 | MC044-B06/F82 | EF02 Bleed Damper Open |  |  |  |  | Energy sensor | F82 |  |  |  | MC044 | Faraday Building |  |  | 0 | 0
MC044-B06 | MC044-B06/F83 | Function 83 |  |  |  |  | Energy sensor | F83 |  |  |  | MC044 | Faraday Building |  |  | 0 | 0
MC044-B06 | MC044-B06/F84 | Function 84 |  |  |  |  | Energy sensor | F84 |  |  |  | MC044 | Faraday Building |  |  | 0 | 0
MC044-B06 | MC044-B06/F85 | Function 85 |  |  |  |  | Energy sensor | F85 |  |  |  | MC044 | Faraday Building |  |  | 0 | 0
MC044-B06 | MC044-B06/F86 | Function 86 |  |  |  |  | Energy sensor | F86 |  |  |  | MC044 | Faraday Building |  |  | 0 | 0
MC044-B06 | MC044-B06/F87 | Function 87 |  |  |  |  | Energy sensor | F87 |  |  |  | MC044 | Faraday Building |  |  | 0 | 0
MC044-B06 | MC044-B06/F88 | Function 88 |  |  |  |  | Energy sensor | F88 |  |  |  | MC044 | Faraday Building |  |  | 0 | 0
MC044-B06 | MC044-B06/F89 | Function 89 |  |  |  |  | Energy sensor | F89 |  |  |  | MC044 | Faraday Building |  |  | 0 | 0
MC044-B06 | MC044-B06/F9 | Function 9 |  |  |  |  | Energy sensor | F9 |  |  |  | MC044 | Faraday Building |  |  | 0 | 0
MC044-B06 | MC044-B06/F90 | Function 90 |  |  |  |  | Energy sensor | F90 |  |  |  | MC044 | Faraday Building |  |  | 0 | 0
MC044-B06 | MC044-B06/F91 | Function 91 |  |  |  |  | Energy sensor | F91 |  |  |  | MC044 | Faraday Building |  |  | 0 | 0
MC044-B06 | MC044-B06/F92 | Latch Reset |  |  |  |  | Energy sensor | F92 |  |  |  | MC044 | Faraday Building |  |  | 0 | 0
MC044-B06 | MC044-B06/F93 | Function 93 |  |  |  |  | Energy sensor | F93 |  |  |  | MC044 | Faraday Building |  |  | 0 | 0
MC044-B06 | MC044-B06/F94 | Function 94 |  |  |  |  | Energy sensor | F94 |  |  |  | MC044 | Faraday Building |  |  | 0 | 0
MC044-B06 | MC044-B06/F95 | Function 95 |  |  |  |  | Energy sensor | F95 |  |  |  | MC044 | Faraday Building |  |  | 0 | 0
MC044-B06 | MC044-B06/F96 | Function 96 |  |  |  |  | Energy sensor | F96 |  |  |  | MC044 | Faraday Building |  |  | 0 | 0
MC044-B06 | MC044-B06/F97 | Function 97 |  |  |  |  | Energy sensor | F97 |  |  |  | MC044 | Faraday Building |  |  | 0 | 0
MC044-B06 | MC044-B06/F98 | Function 98 |  |  |  |  | Energy sensor | F98 |  |  |  | MC044 | Faraday Building |  |  | 0 | 0
MC044-B06 | MC044-B06/F99 | Function 99 |  |  |  |  | Energy sensor | F99 |  |  |  | MC044 | Faraday Building |  |  | 0 | 0
MC044-B06 | MC044-B06/G1 | Logic 1 |  |  |  |  | Energy sensor | G1 |  |  |  | MC044 | Faraday Building |  |  | 0 | 0
MC044-B06 | MC044-B06/G10 | EF02 Fan Duty |  |  |  |  | Energy sensor | G10 |  |  |  | MC044 | Faraday Building |  |  | 0 | 0
MC044-B06 | MC044-B06/G100 | Logic 100 |  |  |  |  | Energy sensor | G100 |  |  |  | MC044 | Faraday Building |  |  | 0 | 0
MC044-B06 | MC044-B06/G101 | Logic 101 |  |  |  |  | Energy sensor | G101 |  |  |  | MC044 | Faraday Building |  |  | 0 | 0
MC044-B06 | MC044-B06/G102 | Logic 102 |  |  |  |  | Energy sensor | G102 |  |  |  | MC044 | Faraday Building |  |  | 0 | 0
MC044-B06 | MC044-B06/G103 | Logic 103 |  |  |  |  | Energy sensor | G103 |  |  |  | MC044 | Faraday Building |  |  | 0 | 0
MC044-B06 | MC044-B06/G104 | Logic 104 |  |  |  |  | Energy sensor | G104 |  |  |  | MC044 | Faraday Building |  |  | 0 | 0
MC044-B06 | MC044-B06/G105 | Logic 105 |  |  |  |  | Energy sensor | G105 |  |  |  | MC044 | Faraday Building |  |  | 0 | 0
MC044-B06 | MC044-B06/G106 | Logic 106 |  |  |  |  | Energy sensor | G106 |  |  |  | MC044 | Faraday Building |  |  | 0 | 0
MC044-B06 | MC044-B06/G107 | Logic 107 |  |  |  |  | Energy sensor | G107 |  |  |  | MC044 | Faraday Building |  |  | 0 | 0
MC044-B06 | MC044-B06/G108 | Logic 108 |  |  |  |  | Energy sensor | G108 |  |  |  | MC044 | Faraday Building |  |  | 0 | 0
MC044-B06 | MC044-B06/G109 | Logic 109 |  |  |  |  | Energy sensor | G109 |  |  |  | MC044 | Faraday Building |  |  | 0 | 0
MC044-B06 | MC044-B06/G11 | EF02A Extr Fan Fail |  |  |  |  | Energy sensor | G11 |  |  |  | MC044 | Faraday Building |  |  | 0 | 0
MC044-B06 | MC044-B06/G110 | Logic 110 |  |  |  |  | Energy sensor | G110 |  |  |  | MC044 | Faraday Building |  |  | 0 | 0
MC044-B06 | MC044-B06/G111 | Logic 111 |  |  |  |  | Energy sensor | G111 |  |  |  | MC044 | Faraday Building |  |  | 0 | 0
MC044-B06 | MC044-B06/G112 | Logic 112 |  |  |  |  | Energy sensor | G112 |  |  |  | MC044 | Faraday Building |  |  | 0 | 0
MC044-B06 | MC044-B06/G113 | Logic 113 |  |  |  |  | Energy sensor | G113 |  |  |  | MC044 | Faraday Building |  |  | 0 | 0
MC044-B06 | MC044-B06/G114 | Logic 114 |  |  |  |  | Energy sensor | G114 |  |  |  | MC044 | Faraday Building |  |  | 0 | 0
MC044-B06 | MC044-B06/G115 | Logic 115 |  |  |  |  | Energy sensor | G115 |  |  |  | MC044 | Faraday Building |  |  | 0 | 0
MC044-B06 | MC044-B06/G116 | Logic 116 |  |  |  |  | Energy sensor | G116 |  |  |  | MC044 | Faraday Building |  |  | 0 | 0
MC044-B06 | MC044-B06/G117 | Logic 117 |  |  |  |  | Energy sensor | G117 |  |  |  | MC044 | Faraday Building |  |  | 0 | 0
MC044-B06 | MC044-B06/G118 | Logic 118 |  |  |  |  | Energy sensor | G118 |  |  |  | MC044 | Faraday Building |  |  | 0 | 0
MC044-B06 | MC044-B06/G119 | Logic 119 |  |  |  |  | Energy sensor | G119 |  |  |  | MC044 | Faraday Building |  |  | 0 | 0
MC044-B06 | MC044-B06/G12 | EF02B Extr Fan Fail |  |  |  |  | Energy sensor | G12 |  |  |  | MC044 | Faraday Building |  |  | 0 | 0
MC044-B06 | MC044-B06/G120 | Logic 120 |  |  |  |  | Energy sensor | G120 |  |  |  | MC044 | Faraday Building |  |  | 0 | 0
MC044-B06 | MC044-B06/G122 | Logic 122 |  |  |  |  | Energy sensor | G122 |  |  |  | MC044 | Faraday Building |  |  | 0 | 0
MC044-B06 | MC044-B06/G123 | Logic 123 |  |  |  |  | Energy sensor | G123 |  |  |  | MC044 | Faraday Building |  |  | 0 | 0
MC044-B06 | MC044-B06/G124 | Logic 124 |  |  |  |  | Energy sensor | G124 |  |  |  | MC044 | Faraday Building |  |  | 0 | 0
MC044-B06 | MC044-B06/G125 | Logic 125 |  |  |  |  | Energy sensor | G125 |  |  |  | MC044 | Faraday Building |  |  | 0 | 0
MC044-B06 | MC044-B06/G13 | EF02A Fan Duty |  |  |  |  | Energy sensor | G13 |  |  |  | MC044 | Faraday Building |  |  | 0 | 0
MC044-B06 | MC044-B06/G14 | Logic 14 |  |  |  |  | Energy sensor | G14 |  |  |  | MC044 | Faraday Building |  |  | 0 | 0
MC044-B06 | MC044-B06/G15 | OK to Run |  |  |  |  | Energy sensor | G15 |  |  |  | MC044 | Faraday Building |  |  | 0 | 0
MC044-B06 | MC044-B06/G16 | Logic 16 |  |  |  |  | Energy sensor | G16 |  |  |  | MC044 | Faraday Building |  |  | 0 | 0
MC044-B06 | MC044-B06/G17 | System Start |  |  |  |  | Energy sensor | G17 |  |  |  | MC044 | Faraday Building |  |  | 0 | 0
MC044-B06 | MC044-B06/G18 | East Start Pulse |  |  |  |  | Energy sensor | G18 |  |  |  | MC044 | Faraday Building |  |  | 0 | 0
MC044-B06 | MC044-B06/G19 | Logic 19 |  |  |  |  | Energy sensor | G19 |  |  |  | MC044 | Faraday Building |  |  | 0 | 0
MC044-B06 | MC044-B06/G2 | Reset |  |  |  |  | Energy sensor | G2 |  |  |  | MC044 | Faraday Building |  |  | 0 | 0
MC044-B06 | MC044-B06/G20 | StartUp Complete - OFF |  |  |  |  | Energy sensor | G20 |  |  |  | MC044 | Faraday Building |  |  | 0 | 0
MC044-B06 | MC044-B06/G21 | Logic 21 |  |  |  |  | Energy sensor | G21 |  |  |  | MC044 | Faraday Building |  |  | 0 | 0
MC044-B06 | MC044-B06/G22 | Logic 22 |  |  |  |  | Energy sensor | G22 |  |  |  | MC044 | Faraday Building |  |  | 0 | 0
MC044-B06 | MC044-B06/G23 | Logic 23 |  |  |  |  | Energy sensor | G23 |  |  |  | MC044 | Faraday Building |  |  | 0 | 0
MC044-B06 | MC044-B06/G24 | Logic 24 |  |  |  |  | Energy sensor | G24 |  |  |  | MC044 | Faraday Building |  |  | 0 | 0
MC044-B06 | MC044-B06/G25 | Logic 25 |  |  |  |  | Energy sensor | G25 |  |  |  | MC044 | Faraday Building |  |  | 0 | 0
MC044-B06 | MC044-B06/G26 | Logic 26 |  |  |  |  | Energy sensor | G26 |  |  |  | MC044 | Faraday Building |  |  | 0 | 0
MC044-B06 | MC044-B06/G27 | Logic 27 |  |  |  |  | Energy sensor | G27 |  |  |  | MC044 | Faraday Building |  |  | 0 | 0
MC044-B06 | MC044-B06/G28 | Logic 28 |  |  |  |  | Energy sensor | G28 |  |  |  | MC044 | Faraday Building |  |  | 0 | 0
MC044-B06 | MC044-B06/G29 | Logic 29 |  |  |  |  | Energy sensor | G29 |  |  |  | MC044 | Faraday Building |  |  | 0 | 0
MC044-B06 | MC044-B06/G3 | Logic 3 |  |  |  |  | Energy sensor | G3 |  |  |  | MC044 | Faraday Building |  |  | 0 | 0
MC044-B06 | MC044-B06/G30 | Dmprs Open |  |  |  |  | Energy sensor | G30 |  |  |  | MC044 | Faraday Building |  |  | 0 | 0
MC044-B06 | MC044-B06/G31 | EF02 Start |  |  |  |  | Energy sensor | G31 |  |  |  | MC044 | Faraday Building |  |  | 0 | 0
MC044-B06 | MC044-B06/G32 | Logic 32 |  |  |  |  | Energy sensor | G32 |  |  |  | MC044 | Faraday Building |  |  | 0 | 0
MC044-B06 | MC044-B06/G33 | Logic 33 |  |  |  |  | Energy sensor | G33 |  |  |  | MC044 | Faraday Building |  |  | 0 | 0
MC044-B06 | MC044-B06/G34 | Assist Required |  |  |  |  | Energy sensor | G34 |  |  |  | MC044 | Faraday Building |  |  | 0 | 0
MC044-B06 | MC044-B06/G35 | Logic 35 |  |  |  |  | Energy sensor | G35 |  |  |  | MC044 | Faraday Building |  |  | 0 | 0
MC044-B06 | MC044-B06/G36 | Assist Enable |  |  |  |  | Energy sensor | G36 |  |  |  | MC044 | Faraday Building |  |  | 0 | 0
MC044-B06 | MC044-B06/G37 | EF02 Assist |  |  |  |  | Energy sensor | G37 |  |  |  | MC044 | Faraday Building |  |  | 0 | 0
MC044-B06 | MC044-B06/G38 | Logic 38 |  |  |  |  | Energy sensor | G38 |  |  |  | MC044 | Faraday Building |  |  | 0 | 0
MC044-B06 | MC044-B06/G39 | Logic 39 |  |  |  |  | Energy sensor | G39 |  |  |  | MC044 | Faraday Building |  |  | 0 | 0
MC044-B06 | MC044-B06/G4 | Logic 4 |  |  |  |  | Energy sensor | G4 |  |  |  | MC044 | Faraday Building |  |  | 0 | 0
MC044-B06 | MC044-B06/G40 | EF02A Extr Fan |  |  |  |  | Energy sensor | G40 |  |  |  | MC044 | Faraday Building |  |  | 0 | 0
MC044-B06 | MC044-B06/G41 | EF02B Extr Fan |  |  |  |  | Energy sensor | G41 |  |  |  | MC044 | Faraday Building |  |  | 0 | 0
MC044-B06 | MC044-B06/G42 | EF02 Extr Fan |  |  |  |  | Energy sensor | G42 |  |  |  | MC044 | Faraday Building |  |  | 0 | 0
MC044-B06 | MC044-B06/G43 | Logic 43 |  |  |  |  | Energy sensor | G43 |  |  |  | MC044 | Faraday Building |  |  | 0 | 0
MC044-B06 | MC044-B06/G44 | Logic 44 |  |  |  |  | Energy sensor | G44 |  |  |  | MC044 | Faraday Building |  |  | 0 | 0
MC044-B06 | MC044-B06/G45 | Logic 45 |  |  |  |  | Energy sensor | G45 |  |  |  | MC044 | Faraday Building |  |  | 0 | 0
MC044-B06 | MC044-B06/G46 | Logic 46 |  |  |  |  | Energy sensor | G46 |  |  |  | MC044 | Faraday Building |  |  | 0 | 0
MC044-B06 | MC044-B06/G47 | Logic 47 |  |  |  |  | Energy sensor | G47 |  |  |  | MC044 | Faraday Building |  |  | 0 | 0
MC044-B06 | MC044-B06/G48 | Logic 48 |  |  |  |  | Energy sensor | G48 |  |  |  | MC044 | Faraday Building |  |  | 0 | 0
MC044-B06 | MC044-B06/G49 | Dmpr Fail Pulse |  |  |  |  | Energy sensor | G49 |  |  |  | MC044 | Faraday Building |  |  | 0 | 0
MC044-B06 | MC044-B06/G5 | Logic 5 |  |  |  |  | Energy sensor | G5 |  |  |  | MC044 | Faraday Building |  |  | 0 | 0
MC044-B06 | MC044-B06/G50 | Logic 50 |  |  |  |  | Energy sensor | G50 |  |  |  | MC044 | Faraday Building |  |  | 0 | 0
MC044-B06 | MC044-B06/G51 | Logic 51 |  |  |  |  | Energy sensor | G51 |  |  |  | MC044 | Faraday Building |  |  | 0 | 0
MC044-B06 | MC044-B06/G52 | Logic 52 |  |  |  |  | Energy sensor | G52 |  |  |  | MC044 | Faraday Building |  |  | 0 | 0
MC044-B06 | MC044-B06/G53 | Logic 53 |  |  |  |  | Energy sensor | G53 |  |  |  | MC044 | Faraday Building |  |  | 0 | 0
MC044-B06 | MC044-B06/G54 | Sply Fan Start |  |  |  |  | Energy sensor | G54 |  |  |  | MC044 | Faraday Building |  |  | 0 | 0
MC044-B06 | MC044-B06/G55 | StartUp Pressure |  |  |  |  | Energy sensor | G55 |  |  |  | MC044 | Faraday Building |  |  | 0 | 0
MC044-B06 | MC044-B06/G56 | Logic 56 |  |  |  |  | Energy sensor | G56 |  |  |  | MC044 | Faraday Building |  |  | 0 | 0
MC044-B06 | MC044-B06/G57 | AHU2 Cold Start |  |  |  |  | Energy sensor | G57 |  |  |  | MC044 | Faraday Building |  |  | 0 | 0
MC044-B06 | MC044-B06/G58 | AHU 2 Cold Start Vlvs |  |  |  |  | Energy sensor | G58 |  |  |  | MC044 | Faraday Building |  |  | 0 | 0
MC044-B06 | MC044-B06/G59 | AHU3 Start |  |  |  |  | Energy sensor | G59 |  |  |  | MC044 | Faraday Building |  |  | 0 | 0
MC044-B06 | MC044-B06/G6 | Logic 6 |  |  |  |  | Energy sensor | G6 |  |  |  | MC044 | Faraday Building |  |  | 0 | 0
MC044-B06 | MC044-B06/G60 | Logic 60 |  |  |  |  | Energy sensor | G60 |  |  |  | MC044 | Faraday Building |  |  | 0 | 0
MC044-B06 | MC044-B06/G61 | Logic 61 |  |  |  |  | Energy sensor | G61 |  |  |  | MC044 | Faraday Building |  |  | 0 | 0
MC044-B06 | MC044-B06/G62 | Logic 62 |  |  |  |  | Energy sensor | G62 |  |  |  | MC044 | Faraday Building |  |  | 0 | 0
MC044-B06 | MC044-B06/G63 | Logic 63 |  |  |  |  | Energy sensor | G63 |  |  |  | MC044 | Faraday Building |  |  | 0 | 0
MC044-B06 | MC044-B06/G64 | Logic 64 |  |  |  |  | Energy sensor | G64 |  |  |  | MC044 | Faraday Building |  |  | 0 | 0
MC044-B06 | MC044-B06/G65 | Logic 65 |  |  |  |  | Energy sensor | G65 |  |  |  | MC044 | Faraday Building |  |  | 0 | 0
MC044-B06 | MC044-B06/G66 | System Run |  |  |  |  | Energy sensor | G66 |  |  |  | MC044 | Faraday Building |  |  | 0 | 0
MC044-B06 | MC044-B06/G67 | Damper StartUp |  |  |  |  | Energy sensor | G67 |  |  |  | MC044 | Faraday Building |  |  | 0 | 0
MC044-B06 | MC044-B06/G68 | Logic 68 |  |  |  |  | Energy sensor | G68 |  |  |  | MC044 | Faraday Building |  |  | 0 | 0
MC044-B06 | MC044-B06/G69 | Logic 69 |  |  |  |  | Energy sensor | G69 |  |  |  | MC044 | Faraday Building |  |  | 0 | 0
MC044-B06 | MC044-B06/G7 | Logic 7 |  |  |  |  | Energy sensor | G7 |  |  |  | MC044 | Faraday Building |  |  | 0 | 0
MC044-B06 | MC044-B06/G70 | Logic 70 |  |  |  |  | Energy sensor | G70 |  |  |  | MC044 | Faraday Building |  |  | 0 | 0
MC044-B06 | MC044-B06/G71 | Logic 71 |  |  |  |  | Energy sensor | G71 |  |  |  | MC044 | Faraday Building |  |  | 0 | 0
MC044-B06 | MC044-B06/G72 | Logic 72 |  |  |  |  | Energy sensor | G72 |  |  |  | MC044 | Faraday Building |  |  | 0 | 0
MC044-B06 | MC044-B06/G73 | Logic 73 |  |  |  |  | Energy sensor | G73 |  |  |  | MC044 | Faraday Building |  |  | 0 | 0
MC044-B06 | MC044-B06/G74 | Logic 74 |  |  |  |  | Energy sensor | G74 |  |  |  | MC044 | Faraday Building |  |  | 0 | 0
MC044-B06 | MC044-B06/G75 | Logic 75 |  |  |  |  | Energy sensor | G75 |  |  |  | MC044 | Faraday Building |  |  | 0 | 0
MC044-B06 | MC044-B06/G76 | Logic 76 |  |  |  |  | Energy sensor | G76 |  |  |  | MC044 | Faraday Building |  |  | 0 | 0
MC044-B06 | MC044-B06/G77 | Logic 77 |  |  |  |  | Energy sensor | G77 |  |  |  | MC044 | Faraday Building |  |  | 0 | 0
MC044-B06 | MC044-B06/G78 | Logic 78 |  |  |  |  | Energy sensor | G78 |  |  |  | MC044 | Faraday Building |  |  | 0 | 0
MC044-B06 | MC044-B06/G79 | Logic 79 |  |  |  |  | Energy sensor | G79 |  |  |  | MC044 | Faraday Building |  |  | 0 | 0
MC044-B06 | MC044-B06/G8 | Logic 8 |  |  |  |  | Energy sensor | G8 |  |  |  | MC044 | Faraday Building |  |  | 0 | 0
MC044-B06 | MC044-B06/G80 | Logic 80 |  |  |  |  | Energy sensor | G80 |  |  |  | MC044 | Faraday Building |  |  | 0 | 0
MC044-B06 | MC044-B06/G81 | Logic 81 |  |  |  |  | Energy sensor | G81 |  |  |  | MC044 | Faraday Building |  |  | 0 | 0
MC044-B06 | MC044-B06/G82 | Occupied |  |  |  |  | Energy sensor | G82 |  |  |  | MC044 | Faraday Building |  |  | 0 | 0
MC044-B06 | MC044-B06/G83 | Normal Operation |  |  |  |  | Energy sensor | G83 |  |  |  | MC044 | Faraday Building |  |  | 0 | 0
MC044-B06 | MC044-B06/G84 | Setback Operation |  |  |  |  | Energy sensor | G84 |  |  |  | MC044 | Faraday Building |  |  | 0 | 0
MC044-B06 | MC044-B06/G85 | Velocity Track |  |  |  |  | Energy sensor | G85 |  |  |  | MC044 | Faraday Building |  |  | 0 | 0
MC044-B06 | MC044-B06/G86 | Logic 86 |  |  |  |  | Energy sensor | G86 |  |  |  | MC044 | Faraday Building |  |  | 0 | 0
MC044-B06 | MC044-B06/G87 | Sply Pa En |  |  |  |  | Energy sensor | G87 |  |  |  | MC044 | Faraday Building |  |  | 0 | 0
MC044-B06 | MC044-B06/G88 | Normal Op Pulse |  |  |  |  | Energy sensor | G88 |  |  |  | MC044 | Faraday Building |  |  | 0 | 0
MC044-B06 | MC044-B06/G89 | Logic 89 |  |  |  |  | Energy sensor | G89 |  |  |  | MC044 | Faraday Building |  |  | 0 | 0
MC044-B06 | MC044-B06/G9 | Logic 9 |  |  |  |  | Energy sensor | G9 |  |  |  | MC044 | Faraday Building |  |  | 0 | 0
MC044-B06 | MC044-B06/G90 | Logic 90 |  |  |  |  | Energy sensor | G90 |  |  |  | MC044 | Faraday Building |  |  | 0 | 0
MC044-B06 | MC044-B06/G91 | Logic 91 |  |  |  |  | Energy sensor | G91 |  |  |  | MC044 | Faraday Building |  |  | 0 | 0
MC044-B06 | MC044-B06/G92 | AHU 2 Ctrl |  |  |  |  | Energy sensor | G92 |  |  |  | MC044 | Faraday Building |  |  | 0 | 0
MC044-B06 | MC044-B06/G93 | Ht Rclaim Avail |  |  |  |  | Energy sensor | G93 |  |  |  | MC044 | Faraday Building |  |  | 0 | 0
MC044-B06 | MC044-B06/G94 | Ht Reject Avail |  |  |  |  | Energy sensor | G94 |  |  |  | MC044 | Faraday Building |  |  | 0 | 0
MC044-B06 | MC044-B06/G95 | Logic 95 |  |  |  |  | Energy sensor | G95 |  |  |  | MC044 | Faraday Building |  |  | 0 | 0
MC044-B06 | MC044-B06/G96 | Logic 96 |  |  |  |  | Energy sensor | G96 |  |  |  | MC044 | Faraday Building |  |  | 0 | 0
MC044-B06 | MC044-B06/G97 | Logic 97 |  |  |  |  | Energy sensor | G97 |  |  |  | MC044 | Faraday Building |  |  | 0 | 0
MC044-B06 | MC044-B06/G98 | Logic 98 |  |  |  |  | Energy sensor | G98 |  |  |  | MC044 | Faraday Building |  |  | 0 | 0
MC044-B06 | MC044-B06/G99 | Logic 99 |  |  |  |  | Energy sensor | G99 |  |  |  | MC044 | Faraday Building |  |  | 0 | 0
MC044-B06 | MC044-B06/I1 | Door Interlock Shut |  |  |  |  | Energy sensor | I1 |  |  |  | MC044 | Faraday Building |  |  | 0 | 0
MC044-B06 | MC044-B06/i1 | Module 1 |  |  |  |  | Energy sensor | i1 |  |  |  | MC044 | Faraday Building |  |  | 0 | 0
MC044-B06 | MC044-B06/I10 | AHU 2 Sply Fan AUTO |  |  |  |  | Energy sensor | I10 |  |  |  | MC044 | Faraday Building |  |  | 0 | 0
MC044-B06 | MC044-B06/I11 | AHU 2 Sply Fan Fault |  |  |  |  | Energy sensor | I11 |  |  |  | MC044 | Faraday Building |  |  | 0 | 0
MC044-B06 | MC044-B06/I12 | AHU 2 Frost Trip |  |  |  |  | Energy sensor | I12 |  |  |  | MC044 | Faraday Building |  |  | 0 | 0
MC044-B06 | MC044-B06/I13 | AHU 2 Sply HI Press OK |  |  |  |  | Energy sensor | I13 |  |  |  | MC044 | Faraday Building |  |  | 0 | 0
MC044-B06 | MC044-B06/I14 | EF02 Bleed Dmpr Open |  |  |  |  | Energy sensor | I14 |  |  |  | MC044 | Faraday Building |  |  | 0 | 0
MC044-B06 | MC044-B06/I15 | EF02A Extr Fan AUTO |  |  |  |  | Energy sensor | I15 |  |  |  | MC044 | Faraday Building |  |  | 0 | 0
MC044-B06 | MC044-B06/I16 | EF02A Extr Fan Fault |  |  |  |  | Energy sensor | I16 |  |  |  | MC044 | Faraday Building |  |  | 0 | 0
MC044-B06 | MC044-B06/I17 | EF02B Extr Fan AUTO |  |  |  |  | Energy sensor | I17 |  |  |  | MC044 | Faraday Building |  |  | 0 | 0
MC044-B06 | MC044-B06/I18 | EF02B Extr Fan Fault |  |  |  |  | Energy sensor | I18 |  |  |  | MC044 | Faraday Building |  |  | 0 | 0
MC044-B06 | MC044-B06/I19 | EF02 Extr -ve Press OK |  |  |  |  | Energy sensor | I19 |  |  |  | MC044 | Faraday Building |  |  | 0 | 0
MC044-B06 | MC044-B06/i2 | Module 2 |  |  |  |  | Energy sensor | i2 |  |  |  | MC044 | Faraday Building |  |  | 0 | 0
MC044-B06 | MC044-B06/I2 | Fire alarm active |  |  | 0 = Off, 1 = On |  | Energy sensor | I2 |  |  |  | MC044 | Faraday Building |  |  | 0 | 0
MC044-B06 | MC044-B06/I20 | AHU 2 Pre Fltr Dirty |  |  |  |  | Energy sensor | I20 |  |  |  | MC044 | Faraday Building |  |  | 0 | 0
MC044-B06 | MC044-B06/I21 | AHU 2 Bag Fltr Dirty |  |  |  |  | Energy sensor | I21 |  |  |  | MC044 | Faraday Building |  |  | 0 | 0
MC044-B06 | MC044-B06/I24 | Toilet Extr Fan Fault |  |  |  |  | Energy sensor | I24 |  |  |  | MC044 | Faraday Building |  |  | 0 | 0
MC044-B06 | MC044-B06/I26 | EF02A Extr Iso Dmpr Open |  |  |  |  | Energy sensor | I26 |  |  |  | MC044 | Faraday Building |  |  | 0 | 0
MC044-B06 | MC044-B06/I27 | EF02B Extr Iso Dmpr Open |  |  |  |  | Energy sensor | I27 |  |  |  | MC044 | Faraday Building |  |  | 0 | 0
MC044-B06 | MC044-B06/I3 | Emergency Stop |  |  |  |  | Energy sensor | I3 |  |  |  | MC044 | Faraday Building |  |  | 0 | 0
MC044-B06 | MC044-B06/i3 | Module 3 |  |  |  |  | Energy sensor | i3 |  |  |  | MC044 | Faraday Building |  |  | 0 | 0
MC044-B06 | MC044-B06/I31 | OAT Frost Active |  |  |  |  | Energy sensor | I31 |  |  |  | MC044 | Faraday Building |  |  | 0 | 0
MC044-B06 | MC044-B06/I32 | East System Start |  |  |  |  | Energy sensor | I32 |  |  |  | MC044 | Faraday Building |  |  | 0 | 0
MC044-B06 | MC044-B06/I33 | EF02 FC MRDD13 Dmpr Open |  |  |  |  | Energy sensor | I33 |  |  |  | MC044 | Faraday Building |  |  | 0 | 0
MC044-B06 | MC044-B06/I34 | EF02 FC MRDD12 Dmpr Open |  |  |  |  | Energy sensor | I34 |  |  |  | MC044 | Faraday Building |  |  | 0 | 0
MC044-B06 | MC044-B06/I35 | EF02 FC MRDD11_1 Dmpr Open |  |  |  |  | Energy sensor | I35 |  |  |  | MC044 | Faraday Building |  |  | 0 | 0
MC044-B06 | MC044-B06/I36 | EF02 FC MRDD11_2 Dmpr Open |  |  |  |  | Energy sensor | I36 |  |  |  | MC044 | Faraday Building |  |  | 0 | 0
MC044-B06 | MC044-B06/I37 | EF02 FC MRDD07 Dmpr Open |  |  |  |  | Energy sensor | I37 |  |  |  | MC044 | Faraday Building |  |  | 0 | 0
MC044-B06 | MC044-B06/I38 | EF02 FC MRDD09 Dmpr Open |  |  |  |  | Energy sensor | I38 |  |  |  | MC044 | Faraday Building |  |  | 0 | 0
MC044-B06 | MC044-B06/I39 | EF02 FC MRDD10 Dmpr Open |  |  |  |  | Energy sensor | I39 |  |  |  | MC044 | Faraday Building |  |  | 0 | 0
MC044-B06 | MC044-B06/I4 | Mains Failure |  |  |  |  | Energy sensor | I4 |  |  |  | MC044 | Faraday Building |  |  | 0 | 0
MC044-B06 | MC044-B06/i4 | Module 4 |  |  |  |  | Energy sensor | i4 |  |  |  | MC044 | Faraday Building |  |  | 0 | 0
MC044-B06 | MC044-B06/I40 | EF02A Extr Iso Dmpr Fail |  |  |  |  | Energy sensor | I40 |  |  |  | MC044 | Faraday Building |  |  | 0 | 0
MC044-B06 | MC044-B06/I41 | EF02B Extr Iso Dmpr Fail |  |  |  |  | Energy sensor | I41 |  |  |  | MC044 | Faraday Building |  |  | 0 | 0
MC044-B06 | MC044-B06/I42 | AHU 2 FA Dmpr Fail |  |  |  |  | Energy sensor | I42 |  |  |  | MC044 | Faraday Building |  |  | 0 | 0
MC044-B06 | MC044-B06/I43 | Inbalance Shutdown |  |  |  |  | Energy sensor | I43 |  |  |  | MC044 | Faraday Building |  |  | 0 | 0
MC044-B06 | MC044-B06/I44 | Extract Fault in Operation |  |  |  |  | Energy sensor | I44 |  |  |  | MC044 | Faraday Building |  |  | 0 | 0
MC044-B06 | MC044-B06/I45 | EF02A Iso Dmpr Pos |  |  |  |  | Energy sensor | I45 |  |  |  | MC044 | Faraday Building |  |  | 0 | 0
MC044-B06 | MC044-B06/I46 | EF02B Iso Dmpr Pos |  |  |  |  | Energy sensor | I46 |  |  |  | MC044 | Faraday Building |  |  | 0 | 0
MC044-B06 | MC044-B06/I47 | EF02 FC MRDD08 Dmpr Open |  |  |  |  | Energy sensor | I47 |  |  |  | MC044 | Faraday Building |  |  | 0 | 0
MC044-B06 | MC044-B06/i5 | Module 5 |  |  |  |  | Energy sensor | i5 |  |  |  | MC044 | Faraday Building |  |  | 0 | 0
MC044-B06 | MC044-B06/I5 | Plant Reset Pb |  |  |  |  | Energy sensor | I5 |  |  |  | MC044 | Faraday Building |  |  | 0 | 0
MC044-B06 | MC044-B06/I6 | UPS Low Battery |  |  |  |  | Energy sensor | I6 |  |  |  | MC044 | Faraday Building |  |  | 0 | 0
MC044-B06 | MC044-B06/i6 | Module 6 |  |  |  |  | Energy sensor | i6 |  |  |  | MC044 | Faraday Building |  |  | 0 | 0
MC044-B06 | MC044-B06/i7 | Module 7 |  |  |  |  | Energy sensor | i7 |  |  |  | MC044 | Faraday Building |  |  | 0 | 0
MC044-B06 | MC044-B06/I7 | UPS Lock |  |  |  |  | Energy sensor | I7 |  |  |  | MC044 | Faraday Building |  |  | 0 | 0
MC044-B06 | MC044-B06/i8 | Module 8 |  |  |  |  | Energy sensor | i8 |  |  |  | MC044 | Faraday Building |  |  | 0 | 0
MC044-B06 | MC044-B06/I8 | AHU 2 FA Dmpr Open |  |  |  |  | Energy sensor | I8 |  |  |  | MC044 | Faraday Building |  |  | 0 | 0
MC044-B06 | MC044-B06/K1 | Outside air temperature frost protection |  |  |  |  | Energy sensor | K1 |  |  |  | MC044 | Faraday Building |  |  | 0 | 0
MC044-B06 | MC044-B06/K10 | EF02 FC Extr MRDD12 Pa SP |  |  |  |  | Energy sensor | K10 |  |  |  | MC044 | Faraday Building |  |  | 0 | 0
MC044-B06 | MC044-B06/K11 | EF02 FC Extr MRDD11_1 Pa SP |  |  |  |  | Energy sensor | K11 |  |  |  | MC044 | Faraday Building |  |  | 0 | 0
MC044-B06 | MC044-B06/K12 | EF02 FC Extr MRDD11_2 Pa SP |  |  |  |  | Energy sensor | K12 |  |  |  | MC044 | Faraday Building |  |  | 0 | 0
MC044-B06 | MC044-B06/K13 | EF02 FC Extr MRDD07 Pa SP |  |  |  |  | Energy sensor | K13 |  |  |  | MC044 | Faraday Building |  |  | 0 | 0
MC044-B06 | MC044-B06/K14 | EF02 FC Extr MRDD09 Pa SP |  |  |  |  | Energy sensor | K14 |  |  |  | MC044 | Faraday Building |  |  | 0 | 0
MC044-B06 | MC044-B06/K15 | EF02 FC Extr MRDD10 Pa SP |  |  |  |  | Energy sensor | K15 |  |  |  | MC044 | Faraday Building |  |  | 0 | 0
MC044-B06 | MC044-B06/K16 | Velocity Track Offset |  |  |  |  | Energy sensor | K16 |  |  |  | MC044 | Faraday Building |  |  | 0 | 0
MC044-B06 | MC044-B06/K17 | Sply Duct Pressure SP |  |  |  |  | Energy sensor | K17 |  |  |  | MC044 | Faraday Building |  |  | 0 | 0
MC044-B06 | MC044-B06/K18 | AHU 2 Max Sply SP |  |  |  |  | Energy sensor | K18 |  |  |  | MC044 | Faraday Building |  |  | 0 | 0
MC044-B06 | MC044-B06/K19 | AHU 2 Min Sply SP |  |  |  |  | Energy sensor | K19 |  |  |  | MC044 | Faraday Building |  |  | 0 | 0
MC044-B06 | MC044-B06/K2 | AHU 2 Winter OAT |  |  |  |  | Energy sensor | K2 |  |  |  | MC044 | Faraday Building |  |  | 0 | 0
MC044-B06 | MC044-B06/K20 | Min Sply-Extr Vol Diff |  |  |  |  | Energy sensor | K20 |  |  |  | MC044 | Faraday Building |  |  | 0 | 0
MC044-B06 | MC044-B06/K21 | EF02 FC Extr MRDD08 Pa SP |  |  |  |  | Energy sensor | K21 |  |  |  | MC044 | Faraday Building |  |  | 0 | 0
MC044-B06 | MC044-B06/K22 | Andy&apos;s Bleeding Knob |  |  |  |  | Energy sensor | K22 |  |  |  | MC044 | Faraday Building |  |  | 0 | 0
MC044-B06 | MC044-B06/K3 | AHU 2 Summer OAT |  |  |  |  | Energy sensor | K3 |  |  |  | MC044 | Faraday Building |  |  | 0 | 0
MC044-B06 | MC044-B06/K4 | StartUp Header Pressure |  |  |  |  | Energy sensor | K4 |  |  |  | MC044 | Faraday Building |  |  | 0 | 0
MC044-B06 | MC044-B06/K5 | Normal Header Pressure |  |  |  |  | Energy sensor | K5 |  |  |  | MC044 | Faraday Building |  |  | 0 | 0
MC044-B06 | MC044-B06/K6 | Setback Header Pressure |  |  |  |  | Energy sensor | K6 |  |  |  | MC044 | Faraday Building |  |  | 0 | 0
MC044-B06 | MC044-B06/K7 | Fan Assist Pressure |  |  |  |  | Energy sensor | K7 |  |  |  | MC044 | Faraday Building |  |  | 0 | 0
MC044-B06 | MC044-B06/K8 | EF02 Fan Demand |  |  |  |  | Energy sensor | K8 |  |  |  | MC044 | Faraday Building |  |  | 0 | 0
MC044-B06 | MC044-B06/K9 | EF02 FC ExtrMRDD13 Pa SP |  |  |  |  | Energy sensor | K9 |  |  |  | MC044 | Faraday Building |  |  | 0 | 0
MC044-B06 | MC044-B06/L1 | Loop 1 |  |  |  |  | Energy sensor | L1 |  |  |  | MC044 | Faraday Building |  |  | 0 | 0
MC044-B06 | MC044-B06/L10 | Loop 10 |  |  |  |  | Energy sensor | L10 |  |  |  | MC044 | Faraday Building |  |  | 0 | 0
MC044-B06 | MC044-B06/L11 | Loop 11 |  |  |  |  | Energy sensor | L11 |  |  |  | MC044 | Faraday Building |  |  | 0 | 0
MC044-B06 | MC044-B06/L12 | [5 empty] | Energy sensor | L12 |  |  |  | MC044 | Faraday Building |  |  | 0 | 0
MC044-B06 | MC044-B06/L13 | [5 empty] | Energy sensor | L13 |  |  |  | MC044 | Faraday Building |  |  | 0 | 0
MC044-B06 | MC044-B06/L14 | Loop 14 |  |  |  |  | Energy sensor | L14 |  |  |  | MC044 | Faraday Building |  |  | 0 | 0
MC044-B06 | MC044-B06/L2 | Loop 2 |  |  |  |  | Energy sensor | L2 |  |  |  | MC044 | Faraday Building |  |  | 0 | 0
MC044-B06 | MC044-B06/L3 | Loop 3 |  |  |  |  | Energy sensor | L3 |  |  |  | MC044 | Faraday Building |  |  | 0 | 0
MC044-B06 | MC044-B06/L4 | Loop 4 |  |  |  |  | Energy sensor | L4 |  |  |  | MC044 | Faraday Building |  |  | 0 | 0
MC044-B06 | MC044-B06/L5 | Loop 5 |  |  |  |  | Energy sensor | L5 |  |  |  | MC044 | Faraday Building |  |  | 0 | 0
MC044-B06 | MC044-B06/L6 | Loop 6 |  |  |  |  | Energy sensor | L6 |  |  |  | MC044 | Faraday Building |  |  | 0 | 0
MC044-B06 | MC044-B06/L7 | Loop 7 |  |  |  |  | Energy sensor | L7 |  |  |  | MC044 | Faraday Building |  |  | 0 | 0
MC044-B06 | MC044-B06/L8 | Loop 8 |  |  |  |  | Energy sensor | L8 |  |  |  | MC044 | Faraday Building |  |  | 0 | 0
MC044-B06 | MC044-B06/L9 | Loop 9 |  |  |  |  | Energy sensor | L9 |  |  |  | MC044 | Faraday Building |  |  | 0 | 0
MC044-B06 | MC044-B06/n1 | TREND_0D_54_04 |  |  |  |  | Energy sensor | n1 |  |  |  | MC044 | Faraday Building |  |  | 0 | 0
MC044-B06 | MC044-B06/N1 | AHU2 Interface |  |  |  |  | Energy sensor | N1 |  |  |  | MC044 | Faraday Building |  |  | 0 | 0
MC044-B06 | MC044-B06/n3 | BACnet IP |  |  |  |  | Energy sensor | n3 |  |  |  | MC044 | Faraday Building |  |  | 0 | 0
MC044-B06 | MC044-B06/N4 | IC Comms 4 |  |  |  |  | Energy sensor | N4 |  |  |  | MC044 | Faraday Building |  |  | 0 | 0
MC044-B06 | MC044-B06/n6 | BACnet Application |  |  |  |  | Energy sensor | n6 |  |  |  | MC044 | Faraday Building |  |  | 0 | 0
MC044-B06 | MC044-B06/o1 | Alarm Route 1 |  |  |  |  | Energy sensor | o1 |  |  |  | MC044 | Faraday Building |  |  | 0 | 0
MC044-B06 | MC044-B06/o2 | Alarm Route 2 |  |  |  |  | Energy sensor | o2 |  |  |  | MC044 | Faraday Building |  |  | 0 | 0
MC044-B06 | MC044-B06/o3 | Alarm Route 3 |  |  |  |  | Energy sensor | o3 |  |  |  | MC044 | Faraday Building |  |  | 0 | 0
MC044-B06 | MC044-B06/P1 | Outside air temperature |  |  | Degrees Celsius |  | Energy sensor | P1 |  |  |  | MC044 | Faraday Building |  |  | 0 | 0
MC044-B06 | MC044-B06/P10 | Sensor 37 |  |  |  |  | Energy sensor | P10 |  |  |  | MC044 | Faraday Building |  |  | 0 | 0
MC044-B06 | MC044-B06/P11 | EF02 Bleed Dmpr Pos |  |  |  |  | Energy sensor | P11 |  |  |  | MC044 | Faraday Building |  |  | 0 | 0
MC044-B06 | MC044-B06/P12 | LC02SPXE7 Pressure |  |  |  |  | Energy sensor | P12 |  |  |  | MC044 | Faraday Building |  |  | 0 | 0
MC044-B06 | MC044-B06/P13 | EF02 FC MRDD13 Dmpr Pos |  |  |  |  | Energy sensor | P13 |  |  |  | MC044 | Faraday Building |  |  | 0 | 0
MC044-B06 | MC044-B06/P14 | LC02SPXE6 Pressure |  |  |  |  | Energy sensor | P14 |  |  |  | MC044 | Faraday Building |  |  | 0 | 0
MC044-B06 | MC044-B06/P15 | EF02 FC MRDD12 Dmpr Pos |  |  |  |  | Energy sensor | P15 |  |  |  | MC044 | Faraday Building |  |  | 0 | 0
MC044-B06 | MC044-B06/P16 | LC02SPXE5_1 Pressure |  |  |  |  | Energy sensor | P16 |  |  |  | MC044 | Faraday Building |  |  | 0 | 0
MC044-B06 | MC044-B06/P17 | EF02 FC MRDD11_1 Dmpr Pos |  |  |  |  | Energy sensor | P17 |  |  |  | MC044 | Faraday Building |  |  | 0 | 0
MC044-B06 | MC044-B06/P18 | LC02SPXE5_2 Pressure |  |  |  |  | Energy sensor | P18 |  |  |  | MC044 | Faraday Building |  |  | 0 | 0
MC044-B06 | MC044-B06/P19 | EF02 FC MRDD11_2 Dmpr Pos |  |  |  |  | Energy sensor | P19 |  |  |  | MC044 | Faraday Building |  |  | 0 | 0
MC044-B06 | MC044-B06/P2 | AHU 2 FA Temp |  |  | Degrees Celsius |  | Energy sensor | P2 |  |  |  | MC044 | Faraday Building |  |  | 0 | 0
MC044-B06 | MC044-B06/P20 | LC02SPXE1 Pressure |  |  |  |  | Energy sensor | P20 |  |  |  | MC044 | Faraday Building |  |  | 0 | 0
MC044-B06 | MC044-B06/P21 | EF02 FC MRDD07 Dmpr Pos |  |  |  |  | Energy sensor | P21 |  |  |  | MC044 | Faraday Building |  |  | 0 | 0
MC044-B06 | MC044-B06/P22 | LC02SPXE3 Pressure |  |  |  |  | Energy sensor | P22 |  |  |  | MC044 | Faraday Building |  |  | 0 | 0
MC044-B06 | MC044-B06/P23 | EF02 FC MRDD09 Dmpr Pos |  |  |  |  | Energy sensor | P23 |  |  |  | MC044 | Faraday Building |  |  | 0 | 0
MC044-B06 | MC044-B06/P24 | LC02SPXE4 Pressure |  |  |  |  | Energy sensor | P24 |  |  |  | MC044 | Faraday Building |  |  | 0 | 0
MC044-B06 | MC044-B06/P25 | EF02 FC MRDD10 Dmpr Pos |  |  |  |  | Energy sensor | P25 |  |  |  | MC044 | Faraday Building |  |  | 0 | 0
MC044-B06 | MC044-B06/P26 | LC02SPXE2 Pressure |  |  |  |  | Energy sensor | P26 |  |  |  | MC044 | Faraday Building |  |  | 0 | 0
MC044-B06 | MC044-B06/P27 | AHU 2 Supply SP |  |  |  |  | Energy sensor | P27 |  |  |  | MC044 | Faraday Building |  |  | 0 | 0
MC044-B06 | MC044-B06/P28 | EF02 FC MRDD08 Dmpr Pos |  |  |  |  | Energy sensor | P28 |  |  |  | MC044 | Faraday Building |  |  | 0 | 0
MC044-B06 | MC044-B06/P29 | LC02SPXE2 Pressure |  |  |  |  | Energy sensor | P29 |  |  |  | MC044 | Faraday Building |  |  | 0 | 0
MC044-B06 | MC044-B06/P3 | AHU 2 RAC Sply Temp |  |  | Degrees Celsius |  | Energy sensor | P3 |  |  |  | MC044 | Faraday Building |  |  | 0 | 0
MC044-B06 | MC044-B06/P30 | Sensor 37 |  |  |  |  | Energy sensor | P30 |  |  |  | MC044 | Faraday Building |  |  | 0 | 0
MC044-B06 | MC044-B06/P31 | AHU 2 Sply Fan Dmd |  |  |  |  | Energy sensor | P31 |  |  |  | MC044 | Faraday Building |  |  | 0 | 0
MC044-B06 | MC044-B06/P32 | LC02SPXE7 Pressure |  |  |  |  | Energy sensor | P32 |  |  |  | MC044 | Faraday Building |  |  | 0 | 0
MC044-B06 | MC044-B06/P33 | AHU 2 Sply Voulme |  |  |  |  | Energy sensor | P33 |  |  |  | MC044 | Faraday Building |  |  | 0 | 0
MC044-B06 | MC044-B06/P34 | EF02 Extr Volume |  |  |  |  | Energy sensor | P34 |  |  |  | MC044 | Faraday Building |  |  | 0 | 0
MC044-B06 | MC044-B06/P35 | LC02SPXE5_1 Pressure |  |  |  |  | Energy sensor | P35 |  |  |  | MC044 | Faraday Building |  |  | 0 | 0
MC044-B06 | MC044-B06/P36 | LC02SPXE5_2 Pressure |  |  |  |  | Energy sensor | P36 |  |  |  | MC044 | Faraday Building |  |  | 0 | 0
MC044-B06 | MC044-B06/P37 | LC02SPXE4 Pressure |  |  |  |  | Energy sensor | P37 |  |  |  | MC044 | Faraday Building |  |  | 0 | 0
MC044-B06 | MC044-B06/P38 | LC02SPXE3 Pressure |  |  |  |  | Energy sensor | P38 |  |  |  | MC044 | Faraday Building |  |  | 0 | 0
MC044-B06 | MC044-B06/P39 | LC02SPXE1 Pressure |  |  |  |  | Energy sensor | P39 |  |  |  | MC044 | Faraday Building |  |  | 0 | 0
MC044-B06 | MC044-B06/P4 | AHU 2 Supply Temp |  |  | Degrees Celsius |  | Energy sensor | P4 |  |  |  | MC044 | Faraday Building |  |  | 0 | 0
MC044-B06 | MC044-B06/P40 | LC02SPXE6 Pressure |  |  |  |  | Energy sensor | P40 |  |  |  | MC044 | Faraday Building |  |  | 0 | 0
MC044-B06 | MC044-B06/P41 | AHU 2 Heating Valve |  |  |  |  | Energy sensor | P41 |  |  |  | MC044 | Faraday Building |  |  | 0 | 0
MC044-B06 | MC044-B06/P42 | Plot 42 |  |  |  |  | Energy sensor | P42 |  |  |  | MC044 | Faraday Building |  |  | 0 | 0
MC044-B06 | MC044-B06/P43 | Plot 43 |  |  |  |  | Energy sensor | P43 |  |  |  | MC044 | Faraday Building |  |  | 0 | 0
MC044-B06 | MC044-B06/P44 | Plot 44 |  |  |  |  | Energy sensor | P44 |  |  |  | MC044 | Faraday Building |  |  | 0 | 0
MC044-B06 | MC044-B06/P45 | Plot 45 |  |  |  |  | Energy sensor | P45 |  |  |  | MC044 | Faraday Building |  |  | 0 | 0
MC044-B06 | MC044-B06/P46 | Plot 46 |  |  |  |  | Energy sensor | P46 |  |  |  | MC044 | Faraday Building |  |  | 0 | 0
MC044-B06 | MC044-B06/P47 | Plot 47 |  |  |  |  | Energy sensor | P47 |  |  |  | MC044 | Faraday Building |  |  | 0 | 0
MC044-B06 | MC044-B06/P48 | Plot 48 |  |  |  |  | Energy sensor | P48 |  |  |  | MC044 | Faraday Building |  |  | 0 | 0
MC044-B06 | MC044-B06/P49 | Plot 49 |  |  |  |  | Energy sensor | P49 |  |  |  | MC044 | Faraday Building |  |  | 0 | 0
MC044-B06 | MC044-B06/P5 | AHU 2 Sply Voulme |  |  |  |  | Energy sensor | P5 |  |  |  | MC044 | Faraday Building |  |  | 0 | 0
MC044-B06 | MC044-B06/P6 | EF02 Extract Temp |  |  | Degrees Celsius |  | Energy sensor | P6 |  |  |  | MC044 | Faraday Building |  |  | 0 | 0
MC044-B06 | MC044-B06/P7 | EF02 Exhaust Temp HR |  |  | Degrees Celsius |  | Energy sensor | P7 |  |  |  | MC044 | Faraday Building |  |  | 0 | 0
MC044-B06 | MC044-B06/P8 | EF02 Extr Voulme |  |  |  |  | Energy sensor | P8 |  |  |  | MC044 | Faraday Building |  |  | 0 | 0
MC044-B06 | MC044-B06/P9 | EF02 Extract Pressure |  |  |  |  | Energy sensor | P9 |  |  |  | MC044 | Faraday Building |  |  | 0 | 0
MC044-B06 | MC044-B06/Q1 | Sequence Table 1 |  |  |  |  | Energy sensor | Q1 |  |  |  | MC044 | Faraday Building |  |  | 0 | 0
MC044-B06 | MC044-B06/S1 | Outside air temperature |  |  | Degrees Celsius |  | Energy sensor | S1 |  |  |  | MC044 | Faraday Building |  |  | 0 | 0
MC044-B06 | MC044-B06/S11 | EF02 Bleed Dmpr Pos |  |  |  |  | Energy sensor | S11 |  |  |  | MC044 | Faraday Building |  |  | 0 | 0
MC044-B06 | MC044-B06/S12 | LC02SPXE7 Pressure |  |  |  |  | Energy sensor | S12 |  |  |  | MC044 | Faraday Building |  |  | 0 | 0
MC044-B06 | MC044-B06/S13 | EF02 FC MRDD13 Dmpr Pos |  |  |  |  | Energy sensor | S13 |  |  |  | MC044 | Faraday Building |  |  | 0 | 0
MC044-B06 | MC044-B06/S14 | LC02SPXE6 Pressure |  |  |  |  | Energy sensor | S14 |  |  |  | MC044 | Faraday Building |  |  | 0 | 0
MC044-B06 | MC044-B06/S15 | EF02 FC MRDD12 Dmpr Pos |  |  |  |  | Energy sensor | S15 |  |  |  | MC044 | Faraday Building |  |  | 0 | 0
MC044-B06 | MC044-B06/S16 | LC02SPXE5_1 Pressure |  |  |  |  | Energy sensor | S16 |  |  |  | MC044 | Faraday Building |  |  | 0 | 0
MC044-B06 | MC044-B06/S17 | EF02 FC MRDD11_1 Dmpr Pos |  |  |  |  | Energy sensor | S17 |  |  |  | MC044 | Faraday Building |  |  | 0 | 0
MC044-B06 | MC044-B06/S18 | LC02SPXE5_2 Pressure |  |  |  |  | Energy sensor | S18 |  |  |  | MC044 | Faraday Building |  |  | 0 | 0
MC044-B06 | MC044-B06/S19 | EF02 FC MRDD11_2 Dmpr Pos |  |  |  |  | Energy sensor | S19 |  |  |  | MC044 | Faraday Building |  |  | 0 | 0
MC044-B06 | MC044-B06/S2 | AHU 2 FA Temp |  |  | Degrees Celsius |  | Energy sensor | S2 |  |  |  | MC044 | Faraday Building |  |  | 0 | 0
MC044-B06 | MC044-B06/S20 | LC02SPXE1 Pressure |  |  |  |  | Energy sensor | S20 |  |  |  | MC044 | Faraday Building |  |  | 0 | 0
MC044-B06 | MC044-B06/S21 | EF02 FC MRDD07 Dmpr Pos |  |  |  |  | Energy sensor | S21 |  |  |  | MC044 | Faraday Building |  |  | 0 | 0
MC044-B06 | MC044-B06/S22 | LC02SPXE3 Pressure |  |  |  |  | Energy sensor | S22 |  |  |  | MC044 | Faraday Building |  |  | 0 | 0
MC044-B06 | MC044-B06/S23 | EF02 FC MRDD09 Dmpr Pos |  |  |  |  | Energy sensor | S23 |  |  |  | MC044 | Faraday Building |  |  | 0 | 0
MC044-B06 | MC044-B06/S24 | LC02SPXE4 Pressure |  |  |  |  | Energy sensor | S24 |  |  |  | MC044 | Faraday Building |  |  | 0 | 0
MC044-B06 | MC044-B06/S25 | EF02 FC MRDD10 Dmpr Pos |  |  |  |  | Energy sensor | S25 |  |  |  | MC044 | Faraday Building |  |  | 0 | 0
MC044-B06 | MC044-B06/S26 | LC02SPXE2 Pressure |  |  |  |  | Energy sensor | S26 |  |  |  | MC044 | Faraday Building |  |  | 0 | 0
MC044-B06 | MC044-B06/S27 | EF02 FC MRDD08 Dmpr Pos |  |  |  |  | Energy sensor | S27 |  |  |  | MC044 | Faraday Building |  |  | 0 | 0
MC044-B06 | MC044-B06/S3 | AHU 2 RAC Sply Temp |  |  | Degrees Celsius |  | Energy sensor | S3 |  |  |  | MC044 | Faraday Building |  |  | 0 | 0
MC044-B06 | MC044-B06/S33 | AHU 2 Sply Voulme_filtered |  |  |  |  | Energy sensor | S33 |  |  |  | MC044 | Faraday Building |  |  | 0 | 0
MC044-B06 | MC044-B06/S34 | EF02 Extr Volume_filtered |  |  |  |  | Energy sensor | S34 |  |  |  | MC044 | Faraday Building |  |  | 0 | 0
MC044-B06 | MC044-B06/S35 | AHU 2 Supply SP |  |  |  |  | Energy sensor | S35 |  |  |  | MC044 | Faraday Building |  |  | 0 | 0
MC044-B06 | MC044-B06/S36 | Sensor 36 |  |  |  |  | Energy sensor | S36 |  |  |  | MC044 | Faraday Building |  |  | 0 | 0
MC044-B06 | MC044-B06/S37 | Sensor 37 |  |  |  |  | Energy sensor | S37 |  |  |  | MC044 | Faraday Building |  |  | 0 | 0
MC044-B06 | MC044-B06/S38 | Sensor 37 |  |  |  |  | Energy sensor | S38 |  |  |  | MC044 | Faraday Building |  |  | 0 | 0
MC044-B06 | MC044-B06/S39 | AHU 2 Sply Fan Dmd |  |  |  |  | Energy sensor | S39 |  |  |  | MC044 | Faraday Building |  |  | 0 | 0
MC044-B06 | MC044-B06/S4 | AHU 2 Supply Temp |  |  | Degrees Celsius |  | Energy sensor | S4 |  |  |  | MC044 | Faraday Building |  |  | 0 | 0
MC044-B06 | MC044-B06/S40 | AHU 2 Heating Valve |  |  |  |  | Energy sensor | S40 |  |  |  | MC044 | Faraday Building |  |  | 0 | 0
MC044-B06 | MC044-B06/S5 | AHU 2 Sply Volume |  |  |  |  | Energy sensor | S5 |  |  |  | MC044 | Faraday Building |  |  | 0 | 0
MC044-B06 | MC044-B06/S6 | EF02 Extract Temp |  |  | Degrees Celsius |  | Energy sensor | S6 |  |  |  | MC044 | Faraday Building |  |  | 0 | 0
MC044-B06 | MC044-B06/S7 | EF02 Exhaust Temp HR |  |  | Degrees Celsius |  | Energy sensor | S7 |  |  |  | MC044 | Faraday Building |  |  | 0 | 0
MC044-B06 | MC044-B06/S8 | EF02 Extr Volume |  |  |  |  | Energy sensor | S8 |  |  |  | MC044 | Faraday Building |  |  | 0 | 0
MC044-B06 | MC044-B06/S9 | EF02 Extract Pressure |  |  |  |  | Energy sensor | S9 |  |  |  | MC044 | Faraday Building |  |  | 0 | 0
MC044-B06 | MC044-B06/V1 | [5 empty] | Energy sensor | V1 |  |  |  | MC044 | Faraday Building |  |  | 0 | 0
MC044-B06 | MC044-B06/V2 | [5 empty] | Energy sensor | V2 |  |  |  | MC044 | Faraday Building |  |  | 0 | 0
MC044-B06 | MC044-B06/W1 | AHU 2 Fault Reset |  |  |  |  | Energy sensor | W1 |  |  |  | MC044 | Faraday Building |  |  | 0 | 0
MC044-B06 | MC044-B06/W2 | East System Enable |  |  |  |  | Energy sensor | W2 |  |  |  | MC044 | Faraday Building |  |  | 0 | 0
MC044-B06 | MC044-B06/W3 | EF02 Fan Duty |  |  |  |  | Energy sensor | W3 |  |  |  | MC044 | Faraday Building |  |  | 0 | 0
MC044-B06 | MC044-B06/W4 | AssistFanManualMode |  |  |  |  | Energy sensor | W4 |  |  |  | MC044 | Faraday Building |  |  | 0 | 0
MC044-B06 | MC044-B06/W5 | Andy&apos;s Bleeding Switch |  |  |  |  | Energy sensor | W5 |  |  |  | MC044 | Faraday Building |  |  | 0 | 0
MC044-B06 | MC044-B06/W6 | HRU Disable |  |  |  |  | Energy sensor | W6 |  |  |  | MC044 | Faraday Building |  |  | 0 | 0
MC044-B06 | MC044-B06/W7 | Switch 7 |  |  |  |  | Energy sensor | W7 |  |  |  | MC044 | Faraday Building |  |  | 0 | 0
MC044-B06 | MC044-B06/Y1 | Outside air temperature |  |  | Degrees Celsius |  | Energy sensor | Y1 |  |  |  | MC044 | Faraday Building |  |  | 0 | 0
MC044-B06 | MC044-B06/Y10 | POT Position 2 |  |  |  |  | Energy sensor | Y10 |  |  |  | MC044 | Faraday Building |  |  | 0 | 0
MC044-B06 | MC044-B06/Y11 | POT Position 3 |  |  |  |  | Energy sensor | Y11 |  |  |  | MC044 | Faraday Building |  |  | 0 | 0
MC044-B06 | MC044-B06/Y12 | POT Position 4 |  |  |  |  | Energy sensor | Y12 |  |  |  | MC044 | Faraday Building |  |  | 0 | 0
MC044-B06 | MC044-B06/Y13 | POT Position 5 |  |  |  |  | Energy sensor | Y13 |  |  |  | MC044 | Faraday Building |  |  | 0 | 0
MC044-B06 | MC044-B06/Y14 | POT Position 6 |  |  |  |  | Energy sensor | Y14 |  |  |  | MC044 | Faraday Building |  |  | 0 | 0
MC044-B06 | MC044-B06/Y15 | POT Position 7 |  |  |  |  | Energy sensor | Y15 |  |  |  | MC044 | Faraday Building |  |  | 0 | 0
MC044-B06 | MC044-B06/Y16 | POT Position 8 |  |  |  |  | Energy sensor | Y16 |  |  |  | MC044 | Faraday Building |  |  | 0 | 0
MC044-B06 | MC044-B06/Y17 | PercentVolts |  |  |  |  | Energy sensor | Y17 |  |  |  | MC044 | Faraday Building |  |  | 0 | 0
MC044-B06 | MC044-B06/Y18 | PercentVolts |  |  |  |  | Energy sensor | Y18 |  |  |  | MC044 | Faraday Building |  |  | 0 | 0
MC044-B06 | MC044-B06/Y19 | Damper Pos 2-10V |  |  |  |  | Energy sensor | Y19 |  |  |  | MC044 | Faraday Building |  |  | 0 | 0
MC044-B06 | MC044-B06/Y2 | Thermistor TBTI |  |  | Degrees Celsius |  | Energy sensor | Y2 |  |  |  | MC044 | Faraday Building |  |  | 0 | 0
MC044-B06 | MC044-B06/Y20 | Damper Pos 10-2V |  |  |  |  | Energy sensor | Y20 |  |  |  | MC044 | Faraday Building |  |  | 0 | 0
MC044-B06 | MC044-B06/Y3 | Room temperature |  |  | Degrees Celsius |  | Energy sensor | Y3 |  |  |  | MC044 | Faraday Building |  |  | 0 | 0
MC044-B06 | MC044-B06/Y4 | Pressure I 250Pa |  |  |  |  | Energy sensor | Y4 |  |  |  | MC044 | Faraday Building |  |  | 0 | 0
MC044-B06 | MC044-B06/Y5 | Pressure I 500Pa |  |  |  |  | Energy sensor | Y5 |  |  |  | MC044 | Faraday Building |  |  | 0 | 0
MC044-B06 | MC044-B06/Y6 | Pressure I 1000Pa |  |  |  |  | Energy sensor | Y6 |  |  |  | MC044 | Faraday Building |  |  | 0 | 0
MC044-B06 | MC044-B06/Y7 | Sply Velocity |  |  |  |  | Energy sensor | Y7 |  |  |  | MC044 | Faraday Building |  |  | 0 | 0
MC044-B06 | MC044-B06/Y8 | Extr Velocity |  |  |  |  | Energy sensor | Y8 |  |  |  | MC044 | Faraday Building |  |  | 0 | 0
MC044-B06 | MC044-B06/Y9 | POT Position 1 |  |  |  |  | Energy sensor | Y9 |  |  |  | MC044 | Faraday Building |  |  | 0 | 0
MC044-B06 | MC044-B06/Z1 | Toilet Extract |  |  |  |  | Energy sensor | Z1 |  |  |  | MC044 | Faraday Building |  |  | 0 | 0
MC032-B05 | MC032-B05/C1 | Virtual CNC 1 |  |  |  |  | Energy sensor | C1 |  |  |  | MC032 | County South |  |  | 0 | 0
MC032-B05 | MC032-B05/G1 | Logic 1 |  |  |  |  | Energy sensor | G1 |  |  |  | MC032 | County South |  |  | 0 | 0
MC032-B05 | MC032-B05/I1 | Cold Water Tank No1 Low Level |  |  |  |  | Energy sensor | I1 |  |  |  | MC032 | County South |  |  | 0 | 0
MC032-B05 | MC032-B05/i1 | 16DI |  |  |  |  | Energy sensor | i1 |  |  |  | MC032 | County South |  |  | 0 | 0
MC032-B05 | MC032-B05/I2 | Cold Water Tank No3 High Level |  |  |  |  | Energy sensor | I2 |  |  |  | MC032 | County South |  |  | 0 | 0
MC032-B05 | MC032-B05/I3 | Cold Water Tank No4 Low Level |  |  |  |  | Energy sensor | I3 |  |  |  | MC032 | County South |  |  | 0 | 0
MC032-B05 | MC032-B05/I4 | Cold Water Tank No4 High Level |  |  |  |  | Energy sensor | I4 |  |  |  | MC032 | County South |  |  | 0 | 0
MC032-B05 | MC032-B05/I5 | Toilet Ext Fan Fault |  |  |  |  | Energy sensor | I5 |  |  |  | MC032 | County South |  |  | 0 | 0
MC032-B05 | MC032-B05/I6 | AC Units Comm Fault |  |  |  |  | Energy sensor | I6 |  |  |  | MC032 | County South |  |  | 0 | 0
MC032-B05 | MC032-B05/N1 | IC Comms 1 |  |  |  |  | Energy sensor | N1 |  |  |  | MC032 | County South |  |  | 0 | 0
MC032-B05 | MC032-B05/n1 | TREND_03_38_72 |  |  |  |  | Energy sensor | n1 |  |  |  | MC032 | County South |  |  | 0 | 0
MC032-B05 | MC032-B05/P1 | Level D Room Temp |  |  | Degrees Celsius |  | Energy sensor | P1 |  |  |  | MC032 | County South |  |  | 0 | 0
MC032-B05 | MC032-B05/P2 | Cold Water Tank 3 Temp |  |  | Degrees Celsius |  | Energy sensor | P2 |  |  |  | MC032 | County South |  |  | 0 | 0
MC032-B05 | MC032-B05/P3 | Cold Water Tank 4 Temp |  |  | Degrees Celsius |  | Energy sensor | P3 |  |  |  | MC032 | County South |  |  | 0 | 0
MC032-B05 | MC032-B05/P4 | Level B Room Temp No1 |  |  | Degrees Celsius |  | Energy sensor | P4 |  |  |  | MC032 | County South |  |  | 0 | 0
MC032-B05 | MC032-B05/P5 | Level B Room Temp No2 |  |  | Degrees Celsius |  | Energy sensor | P5 |  |  |  | MC032 | County South |  |  | 0 | 0
MC032-B05 | MC032-B05/P6 | Level C Room Temp No1 |  |  | Degrees Celsius |  | Energy sensor | P6 |  |  |  | MC032 | County South |  |  | 0 | 0
MC032-B05 | MC032-B05/P7 | Level C Room Temp No2 |  |  | Degrees Celsius |  | Energy sensor | P7 |  |  |  | MC032 | County South |  |  | 0 | 0
MC032-B05 | MC032-B05/P8 | Plot 8 |  |  |  |  | Energy sensor | P8 |  |  |  | MC032 | County South |  |  | 0 | 0
MC032-B05 | MC032-B05/P9 | Dining Room Grd Flr Temp |  |  | Degrees Celsius |  | Energy sensor | P9 |  |  |  | MC032 | County South |  |  | 0 | 0
MC032-B05 | MC032-B05/Q1 | Sequence Table 1 |  |  |  |  | Energy sensor | Q1 |  |  |  | MC032 | County South |  |  | 0 | 0
MC032-B05 | MC032-B05/S1 | Level D Room Temp |  |  | Degrees Celsius |  | Energy sensor | S1 |  |  |  | MC032 | County South |  |  | 0 | 0
MC032-B05 | MC032-B05/S2 | Cold Water Tank 3 Temp |  |  | Degrees Celsius |  | Energy sensor | S2 |  |  |  | MC032 | County South |  |  | 0 | 0
MC032-B05 | MC032-B05/S3 | Cold Water Tank 4 Temp |  |  | Degrees Celsius |  | Energy sensor | S3 |  |  |  | MC032 | County South |  |  | 0 | 0
MC032-B05 | MC032-B05/S4 | Level B Room Temp No1 |  |  | Degrees Celsius |  | Energy sensor | S4 |  |  |  | MC032 | County South |  |  | 0 | 0
MC032-B05 | MC032-B05/S5 | Level B Room Temp No2 |  |  | Degrees Celsius |  | Energy sensor | S5 |  |  |  | MC032 | County South |  |  | 0 | 0
MC032-B05 | MC032-B05/S6 | Level C Room Temp No1 |  |  | Degrees Celsius |  | Energy sensor | S6 |  |  |  | MC032 | County South |  |  | 0 | 0
MC032-B05 | MC032-B05/S7 | Level C Room Temp No2 |  |  | Degrees Celsius |  | Energy sensor | S7 |  |  |  | MC032 | County South |  |  | 0 | 0
MC032-B05 | MC032-B05/S8 | Dining Room Grd Flr Temp |  |  | Degrees Celsius |  | Energy sensor | S8 |  |  |  | MC032 | County South |  |  | 0 | 0
MC032-B05 | MC032-B05/U1 | Trevor |  |  |  |  | Energy sensor | U1 |  |  |  | MC032 | County South |  |  | 0 | 0
MC032-B05 | MC032-B05/V1 | [5 empty] | Energy sensor | V1 |  |  |  | MC032 | County South |  |  | 0 | 0
MC032-B05 | MC032-B05/Y1 | Trend T -20+50 |  |  |  |  | Energy sensor | Y1 |  |  |  | MC032 | County South |  |  | 0 | 0
MC032-B05 | MC032-B05/Y2 | Trend T 0+130 |  |  |  |  | Energy sensor | Y2 |  |  |  | MC032 | County South |  |  | 0 | 0
MC083-B01 | MC083-B01/C1 | Virtual CNC 1 |  |  |  |  | Energy sensor | C1 |  |  |  | MC083 | Pendle College |  |  | 0 | 0
MC083-B01 | MC083-B01/D1 | Heating pumps |  |  |  |  | Energy sensor | D1 |  |  |  | MC083 | Pendle College |  |  | 0 | 0
MC083-B01 | MC083-B01/D2 | HWS Heaters Dom 4 |  |  |  |  | Energy sensor | D2 |  |  |  | MC083 | Pendle College |  |  | 0 | 0
MC083-B01 | MC083-B01/D3 | Inverter Driver |  |  |  |  | Energy sensor | D3 |  |  |  | MC083 | Pendle College |  |  | 0 | 0
MC083-B01 | MC083-B01/D4 | Calorifer Vavle |  |  |  |  | Energy sensor | D4 |  |  |  | MC083 | Pendle College |  |  | 0 | 0
MC083-B01 | MC083-B01/D6 | DHW Sec Pumps |  |  |  |  | Energy sensor | D6 |  |  |  | MC083 | Pendle College |  |  | 0 | 0
MC083-B01 | MC083-B01/e1 | Alarm Dest 1 |  |  |  |  | Energy sensor | e1 |  |  |  | MC083 | Pendle College |  |  | 0 | 0
MC083-B01 | MC083-B01/F1 | Function 1 |  |  |  |  | Energy sensor | F1 |  |  |  | MC083 | Pendle College |  |  | 0 | 0
MC083-B01 | MC083-B01/F10 | Function 10 |  |  |  |  | Energy sensor | F10 |  |  |  | MC083 | Pendle College |  |  | 0 | 0
MC083-B01 | MC083-B01/F11 | Outside air temperature heating inhibit |  |  |  |  | Energy sensor | F11 |  |  |  | MC083 | Pendle College |  |  | 0 | 0
MC083-B01 | MC083-B01/F12 | Function 12 |  |  |  |  | Energy sensor | F12 |  |  |  | MC083 | Pendle College |  |  | 0 | 0
MC083-B01 | MC083-B01/F13 | Function 13 |  |  |  |  | Energy sensor | F13 |  |  |  | MC083 | Pendle College |  |  | 0 | 0
MC083-B01 | MC083-B01/F14 | Function 14 |  |  |  |  | Energy sensor | F14 |  |  |  | MC083 | Pendle College |  |  | 0 | 0
MC083-B01 | MC083-B01/F15 | Function 15 |  |  |  |  | Energy sensor | F15 |  |  |  | MC083 | Pendle College |  |  | 0 | 0
MC083-B01 | MC083-B01/F16 | Function 16 |  |  |  |  | Energy sensor | F16 |  |  |  | MC083 | Pendle College |  |  | 0 | 0
MC083-B01 | MC083-B01/F17 | Litres per second |  |  |  |  | Energy sensor | F17 |  |  |  | MC083 | Pendle College |  |  | 0 | 0
MC083-B01 | MC083-B01/F18 | Subtract for delta-T |  |  |  |  | Energy sensor | F18 |  |  |  | MC083 | Pendle College |  |  | 0 | 0
MC083-B01 | MC083-B01/F19 | Function 19 |  |  |  |  | Energy sensor | F19 |  |  |  | MC083 | Pendle College |  |  | 0 | 0
MC083-B01 | MC083-B01/F2 | Function 2 |  |  |  |  | Energy sensor | F2 |  |  |  | MC083 | Pendle College |  |  | 0 | 0
MC083-B01 | MC083-B01/F20 | Function 20 |  |  |  |  | Energy sensor | F20 |  |  |  | MC083 | Pendle College |  |  | 0 | 0
MC083-B01 | MC083-B01/F3 | Function 3 |  |  |  |  | Energy sensor | F3 |  |  |  | MC083 | Pendle College |  |  | 0 | 0
MC083-B01 | MC083-B01/F4 | Function 4 |  |  |  |  | Energy sensor | F4 |  |  |  | MC083 | Pendle College |  |  | 0 | 0
MC083-B01 | MC083-B01/F5 | Function 5 |  |  |  |  | Energy sensor | F5 |  |  |  | MC083 | Pendle College |  |  | 0 | 0
MC083-B01 | MC083-B01/F6 | Outside air temperature frost |  |  | Degrees Celsius |  | Energy sensor | F6 |  |  |  | MC083 | Pendle College |  |  | 0 | 0
MC083-B01 | MC083-B01/F7 | Function 7 |  |  |  |  | Energy sensor | F7 |  |  |  | MC083 | Pendle College |  |  | 0 | 0
MC083-B01 | MC083-B01/F8 | Function 8 |  |  |  |  | Energy sensor | F8 |  |  |  | MC083 | Pendle College |  |  | 0 | 0
MC083-B01 | MC083-B01/F9 | Function 9 |  |  |  |  | Energy sensor | F9 |  |  |  | MC083 | Pendle College |  |  | 0 | 0
MC083-B01 | MC083-B01/G1 | Logic 1 |  |  |  |  | Energy sensor | G1 |  |  |  | MC083 | Pendle College |  |  | 0 | 0
MC083-B01 | MC083-B01/G10 | Immersions allow |  |  |  |  | Energy sensor | G10 |  |  |  | MC083 | Pendle College |  |  | 0 | 0
MC083-B01 | MC083-B01/G11 | Logic 11 |  |  |  |  | Energy sensor | G11 |  |  |  | MC083 | Pendle College |  |  | 0 | 0
MC083-B01 | MC083-B01/G13 | OAT Frost |  |  |  |  | Energy sensor | G13 |  |  |  | MC083 | Pendle College |  |  | 0 | 0
MC083-B01 | MC083-B01/G14 | Water frost |  |  |  |  | Energy sensor | G14 |  |  |  | MC083 | Pendle College |  |  | 0 | 0
MC083-B01 | MC083-B01/G15 | Summer ECO |  |  |  |  | Energy sensor | G15 |  |  |  | MC083 | Pendle College |  |  | 0 | 0
MC083-B01 | MC083-B01/G16 | Logic 16 |  |  |  |  | Energy sensor | G16 |  |  |  | MC083 | Pendle College |  |  | 0 | 0
MC083-B01 | MC083-B01/G17 | Logic 17 |  |  |  |  | Energy sensor | G17 |  |  |  | MC083 | Pendle College |  |  | 0 | 0
MC083-B01 | MC083-B01/G18 | Immersion heater hours run |  |  | Hours |  | Energy sensor | G18 |  |  |  | MC083 | Pendle College |  |  | 0 | 0
MC083-B01 | MC083-B01/G19 | Immersion heater hours run |  |  | Hours |  | Energy sensor | G19 |  |  |  | MC083 | Pendle College |  |  | 0 | 0
MC083-B01 | MC083-B01/G2 | Logic 2 |  |  |  |  | Energy sensor | G2 |  |  |  | MC083 | Pendle College |  |  | 0 | 0
MC083-B01 | MC083-B01/G20 | Logic 20 |  |  |  |  | Energy sensor | G20 |  |  |  | MC083 | Pendle College |  |  | 0 | 0
MC083-B01 | MC083-B01/G21 | Logic 21 |  |  |  |  | Energy sensor | G21 |  |  |  | MC083 | Pendle College |  |  | 0 | 0
MC083-B01 | MC083-B01/G22 | Logic 22 |  |  |  |  | Energy sensor | G22 |  |  |  | MC083 | Pendle College |  |  | 0 | 0
MC083-B01 | MC083-B01/G23 | Logic 23 |  |  |  |  | Energy sensor | G23 |  |  |  | MC083 | Pendle College |  |  | 0 | 0
MC083-B01 | MC083-B01/G24 | Logic 24 |  |  |  |  | Energy sensor | G24 |  |  |  | MC083 | Pendle College |  |  | 0 | 0
MC083-B01 | MC083-B01/G25 | Logic 25 |  |  |  |  | Energy sensor | G25 |  |  |  | MC083 | Pendle College |  |  | 0 | 0
MC083-B01 | MC083-B01/G3 | Logic 3 |  |  |  |  | Energy sensor | G3 |  |  |  | MC083 | Pendle College |  |  | 0 | 0
MC083-B01 | MC083-B01/G4 | Logic 4 |  |  |  |  | Energy sensor | G4 |  |  |  | MC083 | Pendle College |  |  | 0 | 0
MC083-B01 | MC083-B01/G5 | Heating demand |  |  |  |  | Energy sensor | G5 |  |  |  | MC083 | Pendle College |  |  | 0 | 0
MC083-B01 | MC083-B01/G6 | HWS Heater No1 Delay On |  |  |  |  | Energy sensor | G6 |  |  |  | MC083 | Pendle College |  |  | 0 | 0
MC083-B01 | MC083-B01/G7 | HWS Heater No2 Delay On |  |  |  |  | Energy sensor | G7 |  |  |  | MC083 | Pendle College |  |  | 0 | 0
MC083-B01 | MC083-B01/G8 | HWS Heater No3 Delay On |  |  |  |  | Energy sensor | G8 |  |  |  | MC083 | Pendle College |  |  | 0 | 0
MC083-B01 | MC083-B01/G9 | HWS Heater No4 Delay On |  |  |  |  | Energy sensor | G9 |  |  |  | MC083 | Pendle College |  |  | 0 | 0
MC083-B01 | MC083-B01/I1 | Heating Pumps 1+2 Run |  |  |  |  | Energy sensor | I1 |  |  |  | MC083 | Pendle College |  |  | 0 | 0
MC083-B01 | MC083-B01/i1 | IO Module 1 |  |  |  |  | Energy sensor | i1 |  |  |  | MC083 | Pendle College |  |  | 0 | 0
MC083-B01 | MC083-B01/I10 | HWS Sec Pumps Run |  |  |  |  | Energy sensor | I10 |  |  |  | MC083 | Pendle College |  |  | 0 | 0
MC083-B01 | MC083-B01/I11 | Fire Relay Status |  |  |  |  | Energy sensor | I11 |  |  |  | MC083 | Pendle College |  |  | 0 | 0
MC083-B01 | MC083-B01/I2 | Hydroconstant Pump Run |  |  |  |  | Energy sensor | I2 |  |  |  | MC083 | Pendle College |  |  | 0 | 0
MC083-B01 | MC083-B01/I3 | HWS Sec Pumps Run |  |  |  |  | Energy sensor | I3 |  |  |  | MC083 | Pendle College |  |  | 0 | 0
MC083-B01 | MC083-B01/I4 | Fire Relay Status |  |  |  |  | Energy sensor | I4 |  |  |  | MC083 | Pendle College |  |  | 0 | 0
MC083-B01 | MC083-B01/I5 | Override Status |  |  |  |  | Energy sensor | I5 |  |  |  | MC083 | Pendle College |  |  | 0 | 0
MC083-B01 | MC083-B01/I6 | Htg Pump Inverter Fault |  |  |  |  | Energy sensor | I6 |  |  |  | MC083 | Pendle College |  |  | 0 | 0
MC083-B01 | MC083-B01/I7 | Summer ECO active |  |  |  |  | Energy sensor | I7 |  |  |  | MC083 | Pendle College |  |  | 0 | 0
MC083-B01 | MC083-B01/I8 | Calorifer Hi-Limit |  |  |  |  | Energy sensor | I8 |  |  |  | MC083 | Pendle College |  |  | 0 | 0
MC083-B01 | MC083-B01/I9 | Digital Input 9 |  |  |  |  | Energy sensor | I9 |  |  |  | MC083 | Pendle College |  |  | 0 | 0
MC083-B01 | MC083-B01/K1 | Hot water service setpoint |  |  | Degrees Celsius |  | Energy sensor | K1 |  |  |  | MC083 | Pendle College |  |  | 0 | 0
MC083-B01 | MC083-B01/K2 | DP Setpoint |  |  |  |  | Energy sensor | K2 |  |  |  | MC083 | Pendle College |  |  | 0 | 0
MC083-B01 | MC083-B01/K3 | Inverter Override Value |  |  |  |  | Energy sensor | K3 |  |  |  | MC083 | Pendle College |  |  | 0 | 0
MC083-B01 | MC083-B01/K4 | Outside air temperature frost protection |  |  |  |  | Energy sensor | K4 |  |  |  | MC083 | Pendle College |  |  | 0 | 0
MC083-B01 | MC083-B01/K5 | Water frost protection |  |  | Degrees Celsius |  | Energy sensor | K5 |  |  |  | MC083 | Pendle College |  |  | 0 | 0
MC083-B01 | MC083-B01/K6 | Calorifer Setpoint |  |  |  |  | Energy sensor | K6 |  |  |  | MC083 | Pendle College |  |  | 0 | 0
MC083-B01 | MC083-B01/K7 | Outside air temperature heating inhibit |  |  |  |  | Energy sensor | K7 |  |  |  | MC083 | Pendle College |  |  | 0 | 0
MC083-B01 | MC083-B01/K8 | Immersions allow sp |  |  |  |  | Energy sensor | K8 |  |  |  | MC083 | Pendle College |  |  | 0 | 0
MC083-B01 | MC083-B01/K9 | Heating valve OR Open |  |  |  |  | Energy sensor | K9 |  |  |  | MC083 | Pendle College |  |  | 0 | 0
MC083-B01 | MC083-B01/L1 | Loop 1 |  |  |  |  | Energy sensor | L1 |  |  |  | MC083 | Pendle College |  |  | 0 | 0
MC083-B01 | MC083-B01/L2 | Loop 2 |  |  |  |  | Energy sensor | L2 |  |  |  | MC083 | Pendle College |  |  | 0 | 0
MC083-B01 | MC083-B01/n1 | TREND_0E_23_72 |  |  |  |  | Energy sensor | n1 |  |  |  | MC083 | Pendle College |  |  | 0 | 0
MC083-B01 | MC083-B01/o1 | Alarm Route 1 |  |  |  |  | Energy sensor | o1 |  |  |  | MC083 | Pendle College |  |  | 0 | 0
MC083-B01 | MC083-B01/P1 | LPHW Flow |  |  |  |  | Energy sensor | P1 |  |  |  | MC083 | Pendle College |  |  | 0 | 0
MC083-B01 | MC083-B01/P10 | MTHW raw 4-20ma |  |  |  |  | Energy sensor | P10 |  |  |  | MC083 | Pendle College |  |  | 0 | 0
MC083-B01 | MC083-B01/P11 | Medium temperature hot water return temperature |  |  | Degrees Celsius |  | Energy sensor | P11 |  |  |  | MC083 | Pendle College |  |  | 0 | 0
MC083-B01 | MC083-B01/P12 | Calorifer Sensor |  |  |  |  | Energy sensor | P12 |  |  |  | MC083 | Pendle College |  |  | 0 | 0
MC083-B01 | MC083-B01/P13 | Furness MTHW Ltrs Min |  |  |  |  | Energy sensor | P13 |  |  |  | MC083 | Pendle College |  |  | 0 | 0
MC083-B01 | MC083-B01/P14 | Furness Building kwh |  |  |  |  | Energy sensor | P14 |  |  |  | MC083 | Pendle College |  |  | 0 | 0
MC083-B01 | MC083-B01/P15 | Furness Delta T |  |  |  |  | Energy sensor | P15 |  |  |  | MC083 | Pendle College |  |  | 0 | 0
MC083-B01 | MC083-B01/P2 | LPHW Return |  |  |  |  | Energy sensor | P2 |  |  |  | MC083 | Pendle College |  |  | 0 | 0
MC083-B01 | MC083-B01/P3 | Hot water service flow |  |  | Degrees Celsius |  | Energy sensor | P3 |  |  |  | MC083 | Pendle College |  |  | 0 | 0
MC083-B01 | MC083-B01/P4 | HWS Return |  |  |  |  | Energy sensor | P4 |  |  |  | MC083 | Pendle College |  |  | 0 | 0
MC083-B01 | MC083-B01/P5 | Diff Press Sensor |  |  |  |  | Energy sensor | P5 |  |  |  | MC083 | Pendle College |  |  | 0 | 0
MC083-B01 | MC083-B01/P6 | Outside air temperature |  |  | Degrees Celsius |  | Energy sensor | P6 |  |  |  | MC083 | Pendle College |  |  | 0 | 0
MC083-B01 | MC083-B01/P7 | Medium temperature hot water flow temperature |  |  | Degrees Celsius |  | Energy sensor | P7 |  |  |  | MC083 | Pendle College |  |  | 0 | 0
MC083-B01 | MC083-B01/P8 | Immersion heater hours run |  |  | Hours |  | Energy sensor | P8 |  |  |  | MC083 | Pendle College |  |  | 0 | 0
MC083-B01 | MC083-B01/P9 | Immersion heater hours run |  |  | Hours |  | Energy sensor | P9 |  |  |  | MC083 | Pendle College |  |  | 0 | 0
MC083-B01 | MC083-B01/Q1 | Sequence Table 1 |  |  |  |  | Energy sensor | Q1 |  |  |  | MC083 | Pendle College |  |  | 0 | 0
MC083-B01 | MC083-B01/S1 | LPHW Flow |  |  |  |  | Energy sensor | S1 |  |  |  | MC083 | Pendle College |  |  | 0 | 0
MC083-B01 | MC083-B01/S10 | Diff Press Sensor |  |  |  |  | Energy sensor | S10 |  |  |  | MC083 | Pendle College |  |  | 0 | 0
MC083-B01 | MC083-B01/S11 | DIX No 1 |  |  |  |  | Energy sensor | S11 |  |  |  | MC083 | Pendle College |  |  | 0 | 0
MC083-B01 | MC083-B01/S12 | Medium temperature hot water return temperature |  |  | Degrees Celsius |  | Energy sensor | S12 |  |  |  | MC083 | Pendle College |  |  | 0 | 0
MC083-B01 | MC083-B01/S13 | Calorifer Sensor |  |  |  |  | Energy sensor | S13 |  |  |  | MC083 | Pendle College |  |  | 0 | 0
MC083-B01 | MC083-B01/S14 | MTHW raw 4-20ma |  |  |  |  | Energy sensor | S14 |  |  |  | MC083 | Pendle College |  |  | 0 | 0
MC083-B01 | MC083-B01/S15 | Pendle MTHW Ltrs Min |  |  |  |  | Energy sensor | S15 |  |  |  | MC083 | Pendle College |  |  | 0 | 0
MC083-B01 | MC083-B01/S16 | Pendle Building kwh |  |  |  |  | Energy sensor | S16 |  |  |  | MC083 | Pendle College |  |  | 0 | 0
MC083-B01 | MC083-B01/S17 | Pendle Delta T |  |  |  |  | Energy sensor | S17 |  |  |  | MC083 | Pendle College |  |  | 0 | 0
MC083-B01 | MC083-B01/S2 | LPHW Return |  |  |  |  | Energy sensor | S2 |  |  |  | MC083 | Pendle College |  |  | 0 | 0
MC083-B01 | MC083-B01/S3 | Hot water service flow |  |  | Degrees Celsius |  | Energy sensor | S3 |  |  |  | MC083 | Pendle College |  |  | 0 | 0
MC083-B01 | MC083-B01/S4 | HWS Return |  |  |  |  | Energy sensor | S4 |  |  |  | MC083 | Pendle College |  |  | 0 | 0
MC083-B01 | MC083-B01/S5 | DIX No 1 |  |  |  |  | Energy sensor | S5 |  |  |  | MC083 | Pendle College |  |  | 0 | 0
MC083-B01 | MC083-B01/S6 | Immersion heater hours run |  |  | Hours |  | Energy sensor | S6 |  |  |  | MC083 | Pendle College |  |  | 0 | 0
MC083-B01 | MC083-B01/S7 | Outside air temperature |  |  | Degrees Celsius |  | Energy sensor | S7 |  |  |  | MC083 | Pendle College |  |  | 0 | 0
MC083-B01 | MC083-B01/S8 | Medium temperature hot water flow temperature |  |  | Degrees Celsius |  | Energy sensor | S8 |  |  |  | MC083 | Pendle College |  |  | 0 | 0
MC083-B01 | MC083-B01/S9 | Immersion heater hoursr run total |  |  | Hours |  | Energy sensor | S9 |  |  |  | MC083 | Pendle College |  |  | 0 | 0
MC083-B01 | MC083-B01/U1 | Trevor |  |  |  |  | Energy sensor | U1 |  |  |  | MC083 | Pendle College |  |  | 0 | 0
MC083-B01 | MC083-B01/U2 | jbc |  |  |  |  | Energy sensor | U2 |  |  |  | MC083 | Pendle College |  |  | 0 | 0
MC083-B01 | MC083-B01/U3 | bts |  |  |  |  | Energy sensor | U3 |  |  |  | MC083 | Pendle College |  |  | 0 | 0
MC083-B01 | MC083-B01/V1 | [5 empty] | Energy sensor | V1 |  |  |  | MC083 | Pendle College |  |  | 0 | 0
MC083-B01 | MC083-B01/W1 | Htg OffAutoOn=Auto |  |  |  |  | Energy sensor | W1 |  |  |  | MC083 | Pendle College |  |  | 0 | 0
MC083-B01 | MC083-B01/W2 | HWS OffAutoOn=Auto |  |  |  |  | Energy sensor | W2 |  |  |  | MC083 | Pendle College |  |  | 0 | 0
MC083-B01 | MC083-B01/W3 | Inverter Output Override |  |  |  |  | Energy sensor | W3 |  |  |  | MC083 | Pendle College |  |  | 0 | 0
MC083-B01 | MC083-B01/W30 | Triad switch |  |  |  |  | Energy sensor | W30 |  |  |  | MC083 | Pendle College |  |  | 0 | 0
MC083-B01 | MC083-B01/W31 | Heating valve OR Open |  |  |  |  | Energy sensor | W31 |  |  |  | MC083 | Pendle College |  |  | 0 | 0
MC083-B01 | MC083-B01/W4 | Summer Override |  |  |  |  | Energy sensor | W4 |  |  |  | MC083 | Pendle College |  |  | 0 | 0
MC083-B01 | MC083-B01/W5 | Calorifer valve o r close |  |  |  |  | Energy sensor | W5 |  |  |  | MC083 | Pendle College |  |  | 0 | 0
MC083-B01 | MC083-B01/W6 | O-r on off |  |  |  |  | Energy sensor | W6 |  |  |  | MC083 | Pendle College |  |  | 0 | 0
MC083-B01 | MC083-B01/Y1 | Trend Thermistor |  |  |  |  | Energy sensor | Y1 |  |  |  | MC083 | Pendle College |  |  | 0 | 0
MC083-B01 | MC083-B01/Y2 | 4DIX V |  |  |  |  | Energy sensor | Y2 |  |  |  | MC083 | Pendle College |  |  | 0 | 0
MC083-B01 | MC083-B01/Y3 | Pressure I 4bar |  |  |  |  | Energy sensor | Y3 |  |  |  | MC083 | Pendle College |  |  | 0 | 0
MC083-B01 | MC083-B01/Y4 | Current 4-20ma |  |  |  |  | Energy sensor | Y4 |  |  |  | MC083 | Pendle College |  |  | 0 | 0
MC083-B01 | MC083-B01/Z1 | Time Zone 1 |  |  |  |  | Energy sensor | Z1 |  |  |  | MC083 | Pendle College |  |  | 0 | 0
MC083-B01 | MC083-B01/Z2 | HWS |  |  |  |  | Energy sensor | Z2 |  |  |  | MC083 | Pendle College |  |  | 0 | 0
MC083-B01 | MC083-B01/Z5 | Triad time program |  |  |  |  | Energy sensor | Z5 |  |  |  | MC083 | Pendle College |  |  | 0 | 0
MC014-B13 | MC014-B13/C1 | Virtual CNC 1 |  |  |  |  | Energy sensor | C1 |  |  |  | MC014 | Bowland Hall |  |  | 0 | 0
MC014-B13 | MC014-B13/D1 | Hot water service valve |  |  |  |  | Energy sensor | D1 |  |  |  | MC014 | Bowland Hall |  |  | 0 | 0
MC014-B13 | MC014-B13/D2 | Boiler No2 |  |  |  |  | Energy sensor | D2 |  |  |  | MC014 | Bowland Hall |  |  | 0 | 0
MC014-B13 | MC014-B13/D3 | Variable temperature circuit valve |  |  | 0 = Closed , 1 = Open |  | Energy sensor | D3 |  |  |  | MC014 | Bowland Hall |  |  | 0 | 0
MC014-B13 | MC014-B13/D4 | Variable temperature pump |  |  |  |  | Energy sensor | D4 |  |  |  | MC014 | Bowland Hall |  |  | 0 | 0
MC014-B13 | MC014-B13/D5 | Domestic hot water primary pump |  |  |  |  | Energy sensor | D5 |  |  |  | MC014 | Bowland Hall |  |  | 0 | 0
MC014-B13 | MC014-B13/D6 | Domestic hot water secondary pump |  |  |  |  | Energy sensor | D6 |  |  |  | MC014 | Bowland Hall |  |  | 0 | 0
MC014-B13 | MC014-B13/e1 | Supervisor |  |  |  |  | Energy sensor | e1 |  |  |  | MC014 | Bowland Hall |  |  | 0 | 0
MC014-B13 | MC014-B13/F1 | 1st stage frost enabled |  |  | 0 = Off, 1 = On |  | Energy sensor | F1 |  |  |  | MC014 | Bowland Hall |  |  | 0 | 0
MC014-B13 | MC014-B13/F10 | Function 10 |  |  |  |  | Energy sensor | F10 |  |  |  | MC014 | Bowland Hall |  |  | 0 | 0
MC014-B13 | MC014-B13/F11 | Function 11 |  |  |  |  | Energy sensor | F11 |  |  |  | MC014 | Bowland Hall |  |  | 0 | 0
MC014-B13 | MC014-B13/F12 | Function 12 |  |  |  |  | Energy sensor | F12 |  |  |  | MC014 | Bowland Hall |  |  | 0 | 0
MC014-B13 | MC014-B13/F13 | limit at |  |  |  |  | Energy sensor | F13 |  |  |  | MC014 | Bowland Hall |  |  | 0 | 0
MC014-B13 | MC014-B13/F14 | Function 14 |  |  |  |  | Energy sensor | F14 |  |  |  | MC014 | Bowland Hall |  |  | 0 | 0
MC014-B13 | MC014-B13/F15 | Function 15 |  |  |  |  | Energy sensor | F15 |  |  |  | MC014 | Bowland Hall |  |  | 0 | 0
MC014-B13 | MC014-B13/F16 | Function 16 |  |  |  |  | Energy sensor | F16 |  |  |  | MC014 | Bowland Hall |  |  | 0 | 0
MC014-B13 | MC014-B13/F17 | Function 17 |  |  |  |  | Energy sensor | F17 |  |  |  | MC014 | Bowland Hall |  |  | 0 | 0
MC014-B13 | MC014-B13/F18 | Function 18 |  |  |  |  | Energy sensor | F18 |  |  |  | MC014 | Bowland Hall |  |  | 0 | 0
MC014-B13 | MC014-B13/F19 | Room high limit |  |  |  |  | Energy sensor | F19 |  |  |  | MC014 | Bowland Hall |  |  | 0 | 0
MC014-B13 | MC014-B13/F2 | 2nd stage frost protection enabled |  |  |  |  | Energy sensor | F2 |  |  |  | MC014 | Bowland Hall |  |  | 0 | 0
MC014-B13 | MC014-B13/F20 | Function 20 |  |  |  |  | Energy sensor | F20 |  |  |  | MC014 | Bowland Hall |  |  | 0 | 0
MC014-B13 | MC014-B13/F21 | Function 21 |  |  |  |  | Energy sensor | F21 |  |  |  | MC014 | Bowland Hall |  |  | 0 | 0
MC014-B13 | MC014-B13/F22 | Calculated variable temperature circuit setpoint |  |  | Degrees Celsius |  | Energy sensor | F22 |  |  |  | MC014 | Bowland Hall |  |  | 0 | 0
MC014-B13 | MC014-B13/F23 | Function 23 |  |  |  |  | Energy sensor | F23 |  |  |  | MC014 | Bowland Hall |  |  | 0 | 0
MC014-B13 | MC014-B13/F24 | Function 24 |  |  |  |  | Energy sensor | F24 |  |  |  | MC014 | Bowland Hall |  |  | 0 | 0
MC014-B13 | MC014-B13/F25 | Function 25 |  |  |  |  | Energy sensor | F25 |  |  |  | MC014 | Bowland Hall |  |  | 0 | 0
MC014-B13 | MC014-B13/F26 | Function 26 |  |  |  |  | Energy sensor | F26 |  |  |  | MC014 | Bowland Hall |  |  | 0 | 0
MC014-B13 | MC014-B13/F27 | Function 27 |  |  |  |  | Energy sensor | F27 |  |  |  | MC014 | Bowland Hall |  |  | 0 | 0
MC014-B13 | MC014-B13/F28 | Lead boiler enable |  |  | 0 = Off, 1 = On |  | Energy sensor | F28 |  |  |  | MC014 | Bowland Hall |  |  | 0 | 0
MC014-B13 | MC014-B13/F29 | Lag Boiler Enable |  |  |  |  | Energy sensor | F29 |  |  |  | MC014 | Bowland Hall |  |  | 0 | 0
MC014-B13 | MC014-B13/F3 | 3rd stage frost enabled |  |  |  |  | Energy sensor | F3 |  |  |  | MC014 | Bowland Hall |  |  | 0 | 0
MC014-B13 | MC014-B13/F30 | Function 30 |  |  |  |  | Energy sensor | F30 |  |  |  | MC014 | Bowland Hall |  |  | 0 | 0
MC014-B13 | MC014-B13/F4 | Economy off enabled |  |  | 0 = Off, 1 = On |  | Energy sensor | F4 |  |  |  | MC014 | Bowland Hall |  |  | 0 | 0
MC014-B13 | MC014-B13/F5 | Function 5 |  |  |  |  | Energy sensor | F5 |  |  |  | MC014 | Bowland Hall |  |  | 0 | 0
MC014-B13 | MC014-B13/F6 | 1 hour |  |  |  |  | Energy sensor | F6 |  |  |  | MC014 | Bowland Hall |  |  | 0 | 0
MC014-B13 | MC014-B13/F7 | Function 7 |  |  |  |  | Energy sensor | F7 |  |  |  | MC014 | Bowland Hall |  |  | 0 | 0
MC014-B13 | MC014-B13/F8 | Function 8 |  |  |  |  | Energy sensor | F8 |  |  |  | MC014 | Bowland Hall |  |  | 0 | 0
MC014-B13 | MC014-B13/F9 | Function 9 |  |  |  |  | Energy sensor | F9 |  |  |  | MC014 | Bowland Hall |  |  | 0 | 0
MC014-B13 | MC014-B13/G1 | Logic 1 |  |  |  |  | Energy sensor | G1 |  |  |  | MC014 | Bowland Hall |  |  | 0 | 0
MC014-B13 | MC014-B13/G10 | Boiler heating hot water service enable |  |  | 0 = Off, 1 = On |  | Energy sensor | G10 |  |  |  | MC014 | Bowland Hall |  |  | 0 | 0
MC014-B13 | MC014-B13/G11 | Logic 11 |  |  |  |  | Energy sensor | G11 |  |  |  | MC014 | Bowland Hall |  |  | 0 | 0
MC014-B13 | MC014-B13/G12 | Logic 12 |  |  |  |  | Energy sensor | G12 |  |  |  | MC014 | Bowland Hall |  |  | 0 | 0
MC014-B13 | MC014-B13/G13 | Logic 13 |  |  |  |  | Energy sensor | G13 |  |  |  | MC014 | Bowland Hall |  |  | 0 | 0
MC014-B13 | MC014-B13/G14 | Logic 14 |  |  |  |  | Energy sensor | G14 |  |  |  | MC014 | Bowland Hall |  |  | 0 | 0
MC014-B13 | MC014-B13/G15 | Logic 15 |  |  |  |  | Energy sensor | G15 |  |  |  | MC014 | Bowland Hall |  |  | 0 | 0
MC014-B13 | MC014-B13/G16 | Domestic hot water demand |  |  |  |  | Energy sensor | G16 |  |  |  | MC014 | Bowland Hall |  |  | 0 | 0
MC014-B13 | MC014-B13/G17 | Logic 17 |  |  |  |  | Energy sensor | G17 |  |  |  | MC014 | Bowland Hall |  |  | 0 | 0
MC014-B13 | MC014-B13/G18 | Heat dissipation |  |  |  |  | Energy sensor | G18 |  |  |  | MC014 | Bowland Hall |  |  | 0 | 0
MC014-B13 | MC014-B13/G19 | Logic 19 |  |  |  |  | Energy sensor | G19 |  |  |  | MC014 | Bowland Hall |  |  | 0 | 0
MC014-B13 | MC014-B13/G2 | Logic 2 |  |  |  |  | Energy sensor | G2 |  |  |  | MC014 | Bowland Hall |  |  | 0 | 0
MC014-B13 | MC014-B13/G20 | 2nd stage frost protection enabled |  |  |  |  | Energy sensor | G20 |  |  |  | MC014 | Bowland Hall |  |  | 0 | 0
MC014-B13 | MC014-B13/G21 | Logic 21 |  |  |  |  | Energy sensor | G21 |  |  |  | MC014 | Bowland Hall |  |  | 0 | 0
MC014-B13 | MC014-B13/G22 | Hot water service enable |  |  | 0 = Off, 1 = On |  | Energy sensor | G22 |  |  |  | MC014 | Bowland Hall |  |  | 0 | 0
MC014-B13 | MC014-B13/G23 | Heating enable |  |  | 0 = Off, 1 = On |  | Energy sensor | G23 |  |  |  | MC014 | Bowland Hall |  |  | 0 | 0
MC014-B13 | MC014-B13/G24 | Logic 24 |  |  |  |  | Energy sensor | G24 |  |  |  | MC014 | Bowland Hall |  |  | 0 | 0
MC014-B13 | MC014-B13/G25 | Logic 25 |  |  |  |  | Energy sensor | G25 |  |  |  | MC014 | Bowland Hall |  |  | 0 | 0
MC014-B13 | MC014-B13/G26 | Logic 26 |  |  |  |  | Energy sensor | G26 |  |  |  | MC014 | Bowland Hall |  |  | 0 | 0
MC014-B13 | MC014-B13/G27 | Logic 27 |  |  |  |  | Energy sensor | G27 |  |  |  | MC014 | Bowland Hall |  |  | 0 | 0
MC014-B13 | MC014-B13/G28 | Logic 28 |  |  |  |  | Energy sensor | G28 |  |  |  | MC014 | Bowland Hall |  |  | 0 | 0
MC014-B13 | MC014-B13/G3 | Logic 3 |  |  |  |  | Energy sensor | G3 |  |  |  | MC014 | Bowland Hall |  |  | 0 | 0
MC014-B13 | MC014-B13/G4 | Logic 4 |  |  |  |  | Energy sensor | G4 |  |  |  | MC014 | Bowland Hall |  |  | 0 | 0
MC014-B13 | MC014-B13/G5 | Logic 5 |  |  |  |  | Energy sensor | G5 |  |  |  | MC014 | Bowland Hall |  |  | 0 | 0
MC014-B13 | MC014-B13/G6 | Logic 6 |  |  |  |  | Energy sensor | G6 |  |  |  | MC014 | Bowland Hall |  |  | 0 | 0
MC014-B13 | MC014-B13/G7 | boiler start delay for HWS val |  |  |  |  | Energy sensor | G7 |  |  |  | MC014 | Bowland Hall |  |  | 0 | 0
MC014-B13 | MC014-B13/G8 | Logic 8 |  |  |  |  | Energy sensor | G8 |  |  |  | MC014 | Bowland Hall |  |  | 0 | 0
MC014-B13 | MC014-B13/G9 | Boost |  |  | 0 = Off, 1 = On |  | Energy sensor | G9 |  |  |  | MC014 | Bowland Hall |  |  | 0 | 0
MC014-B13 | MC014-B13/I1 | Bowland Hall 14 Boiler Failed |  |  |  |  | Energy sensor | I1 |  |  |  | MC014 | Bowland Hall |  |  | 0 | 0
MC014-B13 | MC014-B13/I2 | Boiler 1 ON |  |  |  |  | Energy sensor | I2 |  |  |  | MC014 | Bowland Hall |  |  | 0 | 0
MC014-B13 | MC014-B13/I3 | Boiler 2 ON |  |  |  |  | Energy sensor | I3 |  |  |  | MC014 | Bowland Hall |  |  | 0 | 0
MC014-B13 | MC014-B13/K1 | 1st stage frost setpoint |  |  |  |  | Energy sensor | K1 |  |  |  | MC014 | Bowland Hall |  |  | 0 | 0
MC014-B13 | MC014-B13/K10 | Boiler Valve Diff |  |  |  |  | Energy sensor | K10 |  |  |  | MC014 | Bowland Hall |  |  | 0 | 0
MC014-B13 | MC014-B13/K11 | Boiler fail alarm limit |  |  |  |  | Energy sensor | K11 |  |  |  | MC014 | Bowland Hall |  |  | 0 | 0
MC014-B13 | MC014-B13/K12 | Boiler fail alarm timer |  |  |  |  | Energy sensor | K12 |  |  |  | MC014 | Bowland Hall |  |  | 0 | 0
MC014-B13 | MC014-B13/K13 | Domestic hot water servvice setpoint |  |  |  |  | Energy sensor | K13 |  |  |  | MC014 | Bowland Hall |  |  | 0 | 0
MC014-B13 | MC014-B13/K14 | Space Hil Limit Diff |  |  |  |  | Energy sensor | K14 |  |  |  | MC014 | Bowland Hall |  |  | 0 | 0
MC014-B13 | MC014-B13/K16 | Hot water service dead band |  |  |  |  | Energy sensor | K16 |  |  |  | MC014 | Bowland Hall |  |  | 0 | 0
MC014-B13 | MC014-B13/K17 | Space Setpoint |  |  |  |  | Energy sensor | K17 |  |  |  | MC014 | Bowland Hall |  |  | 0 | 0
MC014-B13 | MC014-B13/K2 | 2nd stage frost setpoint |  |  | Degrees Celsius |  | Energy sensor | K2 |  |  |  | MC014 | Bowland Hall |  |  | 0 | 0
MC014-B13 | MC014-B13/K3 | 3rd stage frost setpoint |  |  | 0 = Off, 1 = On |  | Energy sensor | K3 |  |  |  | MC014 | Bowland Hall |  |  | 0 | 0
MC014-B13 | MC014-B13/K4 | Outside air temperature economy off setpoint |  |  |  |  | Energy sensor | K4 |  |  |  | MC014 | Bowland Hall |  |  | 0 | 0
MC014-B13 | MC014-B13/K5 | Occupied setpoint |  |  |  |  | Energy sensor | K5 |  |  |  | MC014 | Bowland Hall |  |  | 0 | 0
MC014-B13 | MC014-B13/K6 | VT Flow@0 degC |  |  |  |  | Energy sensor | K6 |  |  |  | MC014 | Bowland Hall |  |  | 0 | 0
MC014-B13 | MC014-B13/K7 | VT Flow@ 20oC OAT |  |  |  |  | Energy sensor | K7 |  |  |  | MC014 | Bowland Hall |  |  | 0 | 0
MC014-B13 | MC014-B13/K8 | Room influence |  |  |  |  | Energy sensor | K8 |  |  |  | MC014 | Bowland Hall |  |  | 0 | 0
MC014-B13 | MC014-B13/K9 | Boiler hot water service diff |  |  |  |  | Energy sensor | K9 |  |  |  | MC014 | Bowland Hall |  |  | 0 | 0
MC014-B13 | MC014-B13/L1 | Loop 1 |  |  |  |  | Energy sensor | L1 |  |  |  | MC014 | Bowland Hall |  |  | 0 | 0
MC014-B13 | MC014-B13/L3 | compensator |  |  |  |  | Energy sensor | L3 |  |  |  | MC014 | Bowland Hall |  |  | 0 | 0
MC014-B13 | MC014-B13/L4 | [5 empty] | Energy sensor | L4 |  |  |  | MC014 | Bowland Hall |  |  | 0 | 0
MC014-B13 | MC014-B13/n1 | TREND_0E_1E_94 |  |  |  |  | Energy sensor | n1 |  |  |  | MC014 | Bowland Hall |  |  | 0 | 0
MC014-B13 | MC014-B13/O1 | Heating times |  |  |  |  | Energy sensor | O1 |  |  |  | MC014 | Bowland Hall |  |  | 0 | 0
MC014-B13 | MC014-B13/o1 | Alarm Route 1 |  |  |  |  | Energy sensor | o1 |  |  |  | MC014 | Bowland Hall |  |  | 0 | 0
MC014-B13 | MC014-B13/o2 | Alarm Route 2 |  |  |  |  | Energy sensor | o2 |  |  |  | MC014 | Bowland Hall |  |  | 0 | 0
MC014-B13 | MC014-B13/o3 | Alarm Route 3 |  |  |  |  | Energy sensor | o3 |  |  |  | MC014 | Bowland Hall |  |  | 0 | 0
MC014-B13 | MC014-B13/P1 | Outside air temperature |  |  | Degrees Celsius |  | Energy sensor | P1 |  |  |  | MC014 | Bowland Hall |  |  | 0 | 0
MC014-B13 | MC014-B13/P2 | Room temperature |  |  | Degrees Celsius |  | Energy sensor | P2 |  |  |  | MC014 | Bowland Hall |  |  | 0 | 0
MC014-B13 | MC014-B13/P3 | Variable temperature circuit flow temperature |  |  | Degrees Celsius |  | Energy sensor | P3 |  |  |  | MC014 | Bowland Hall |  |  | 0 | 0
MC014-B13 | MC014-B13/P4 | Domestic hot water service temperature |  |  | Degrees Celsius |  | Energy sensor | P4 |  |  |  | MC014 | Bowland Hall |  |  | 0 | 0
MC014-B13 | MC014-B13/P5 | Boiler on |  |  | 0 = Off, 1 = On |  | Energy sensor | P5 |  |  |  | MC014 | Bowland Hall |  |  | 0 | 0
MC014-B13 | MC014-B13/P6 | Boiler temperature |  |  | Degrees Celsius |  | Energy sensor | P6 |  |  |  | MC014 | Bowland Hall |  |  | 0 | 0
MC014-B13 | MC014-B13/P7 | Boiler on |  |  | 0 = Off, 1 = On |  | Energy sensor | P7 |  |  |  | MC014 | Bowland Hall |  |  | 0 | 0
MC014-B13 | MC014-B13/Q1 | Sequence Table 1 |  |  |  |  | Energy sensor | Q1 |  |  |  | MC014 | Bowland Hall |  |  | 0 | 0
MC014-B13 | MC014-B13/S1 | Outside air temperature |  |  | Degrees Celsius |  | Energy sensor | S1 |  |  |  | MC014 | Bowland Hall |  |  | 0 | 0
MC014-B13 | MC014-B13/S10 | Calculated temperature variable temperature circuit flow |  |  |  |  | Energy sensor | S10 |  |  |  | MC014 | Bowland Hall |  |  | 0 | 0
MC014-B13 | MC014-B13/S2 | Room temperature |  |  | Degrees Celsius |  | Energy sensor | S2 |  |  |  | MC014 | Bowland Hall |  |  | 0 | 0
MC014-B13 | MC014-B13/S3 | Variable temperature circuit flow temperature |  |  | Degrees Celsius |  | Energy sensor | S3 |  |  |  | MC014 | Bowland Hall |  |  | 0 | 0
MC014-B13 | MC014-B13/S4 | Domestic hot water service temperature |  |  | Degrees Celsius |  | Energy sensor | S4 |  |  |  | MC014 | Bowland Hall |  |  | 0 | 0
MC014-B13 | MC014-B13/S5 | Boiler temperature |  |  | Degrees Celsius |  | Energy sensor | S5 |  |  |  | MC014 | Bowland Hall |  |  | 0 | 0
MC014-B13 | MC014-B13/S6 | Boiler 1 ON |  |  |  |  | Energy sensor | S6 |  |  |  | MC014 | Bowland Hall |  |  | 0 | 0
MC014-B13 | MC014-B13/S7 | Boiler 2 ON |  |  |  |  | Energy sensor | S7 |  |  |  | MC014 | Bowland Hall |  |  | 0 | 0
MC014-B13 | MC014-B13/V1 | [5 empty] | Energy sensor | V1 |  |  |  | MC014 | Bowland Hall |  |  | 0 | 0
MC014-B13 | MC014-B13/W1 | Lead Boiler |  |  |  |  | Energy sensor | W1 |  |  |  | MC014 | Bowland Hall |  |  | 0 | 0
MC014-B13 | MC014-B13/W2 | Summer winter switch |  |  | S = Summer, W = Winter |  | Energy sensor | W2 |  |  |  | MC014 | Bowland Hall |  |  | 0 | 0
MC014-B13 | MC014-B13/W3 | Hol Auto A=On |  |  |  |  | Energy sensor | W3 |  |  |  | MC014 | Bowland Hall |  |  | 0 | 0
MC014-B13 | MC014-B13/W4 | Enable If 2 Blrs Installed |  |  |  |  | Energy sensor | W4 |  |  |  | MC014 | Bowland Hall |  |  | 0 | 0
MC014-B13 | MC014-B13/Y1 | Satchwell T Range |  |  |  |  | Energy sensor | Y1 |  |  |  | MC014 | Bowland Hall |  |  | 0 | 0
MC014-B13 | MC014-B13/Y2 | Thermistor TBTC |  |  |  |  | Energy sensor | Y2 |  |  |  | MC014 | Bowland Hall |  |  | 0 | 0
MC014-B13 | MC014-B13/Z1 | Heating times |  |  |  |  | Energy sensor | Z1 |  |  |  | MC014 | Bowland Hall |  |  | 0 | 0
MC014-B13 | MC014-B13/Z2 | Domestic hot water service times |  |  |  |  | Energy sensor | Z2 |  |  |  | MC014 | Bowland Hall |  |  | 0 | 0
MC204-B06 | MC204-B06/A1 | o13 n1 |  |  |  |  | Energy sensor | A1 |  |  |  | MC204 | Sports Centre |  |  | 0 | 0
MC204-B06 | MC204-B06/A2 | Outside air temperature |  |  | Degrees Celsius |  | Energy sensor | A2 |  |  |  | MC204 | Sports Centre |  |  | 0 | 0
MC204-B06 | MC204-B06/C1 | Virtual CNC 1 |  |  |  |  | Energy sensor | C1 |  |  |  | MC204 | Sports Centre |  |  | 0 | 0
MC204-B06 | MC204-B06/D1 | AHU4 Sply Fan En |  |  |  |  | Energy sensor | D1 |  |  |  | MC204 | Sports Centre |  |  | 0 | 0
MC204-B06 | MC204-B06/D10 | Change Ext Fan 5A En |  |  |  |  | Energy sensor | D10 |  |  |  | MC204 | Sports Centre |  |  | 0 | 0
MC204-B06 | MC204-B06/D11 | Change Ext Fan 5A Dmd |  |  |  |  | Energy sensor | D11 |  |  |  | MC204 | Sports Centre |  |  | 0 | 0
MC204-B06 | MC204-B06/D12 | Change Ext Fan 5B En |  |  |  |  | Energy sensor | D12 |  |  |  | MC204 | Sports Centre |  |  | 0 | 0
MC204-B06 | MC204-B06/D13 | Change Ext Fan 5B Dmd |  |  |  |  | Energy sensor | D13 |  |  |  | MC204 | Sports Centre |  |  | 0 | 0
MC204-B06 | MC204-B06/D14 | AHU5 Frost Valve |  |  |  |  | Energy sensor | D14 |  |  |  | MC204 | Sports Centre |  |  | 0 | 0
MC204-B06 | MC204-B06/D15 | AHU5 Heating Valve |  |  |  |  | Energy sensor | D15 |  |  |  | MC204 | Sports Centre |  |  | 0 | 0
MC204-B06 | MC204-B06/D16 | Sports Hall Ext Fan 1 En |  |  |  |  | Energy sensor | D16 |  |  |  | MC204 | Sports Centre |  |  | 0 | 0
MC204-B06 | MC204-B06/D17 | Sports Hall Ext Fan 2 En |  |  |  |  | Energy sensor | D17 |  |  |  | MC204 | Sports Centre |  |  | 0 | 0
MC204-B06 | MC204-B06/D18 | Sports Hall Louvres 1 |  |  |  |  | Energy sensor | D18 |  |  |  | MC204 | Sports Centre |  |  | 0 | 0
MC204-B06 | MC204-B06/D19 | Sports Hall Louvres 2 |  |  |  |  | Energy sensor | D19 |  |  |  | MC204 | Sports Centre |  |  | 0 | 0
MC204-B06 | MC204-B06/D2 | AHU4 Sply Fan Dmd |  |  |  |  | Energy sensor | D2 |  |  |  | MC204 | Sports Centre |  |  | 0 | 0
MC204-B06 | MC204-B06/D20 | Basement Extr En |  |  |  |  | Energy sensor | D20 |  |  |  | MC204 | Sports Centre |  |  | 0 | 0
MC204-B06 | MC204-B06/D21 | Cen Batt Rm Extr En |  |  |  |  | Energy sensor | D21 |  |  |  | MC204 | Sports Centre |  |  | 0 | 0
MC204-B06 | MC204-B06/D22 | Chem Store Extr En |  |  |  |  | Energy sensor | D22 |  |  |  | MC204 | Sports Centre |  |  | 0 | 0
MC204-B06 | MC204-B06/D23 | Sauna Extr En |  |  |  |  | Energy sensor | D23 |  |  |  | MC204 | Sports Centre |  |  | 0 | 0
MC204-B06 | MC204-B06/D24 | Steam Rm Extr En |  |  |  |  | Energy sensor | D24 |  |  |  | MC204 | Sports Centre |  |  | 0 | 0
MC204-B06 | MC204-B06/D25 | SportHall Rad Htg |  |  |  |  | Energy sensor | D25 |  |  |  | MC204 | Sports Centre |  |  | 0 | 0
MC204-B06 | MC204-B06/D26 | Sports Hall Ext Fan 1 Dmd |  |  |  |  | Energy sensor | D26 |  |  |  | MC204 | Sports Centre |  |  | 0 | 0
MC204-B06 | MC204-B06/D27 | Sports Hall Ext Fan 2 Dmd |  |  |  |  | Energy sensor | D27 |  |  |  | MC204 | Sports Centre |  |  | 0 | 0
MC204-B06 | MC204-B06/D28 | Sports Hall Louvres 1 Op |  |  |  |  | Energy sensor | D28 |  |  |  | MC204 | Sports Centre |  |  | 0 | 0
MC204-B06 | MC204-B06/D29 | Sports Hall Louvres 1 Cl |  |  |  |  | Energy sensor | D29 |  |  |  | MC204 | Sports Centre |  |  | 0 | 0
MC204-B06 | MC204-B06/D3 | AHU4 Extr Fan En |  |  |  |  | Energy sensor | D3 |  |  |  | MC204 | Sports Centre |  |  | 0 | 0
MC204-B06 | MC204-B06/D30 | Sports Hall Louvres 2 Op |  |  |  |  | Energy sensor | D30 |  |  |  | MC204 | Sports Centre |  |  | 0 | 0
MC204-B06 | MC204-B06/D31 | Sports Hall Louvres 2 Cl |  |  |  |  | Energy sensor | D31 |  |  |  | MC204 | Sports Centre |  |  | 0 | 0
MC204-B06 | MC204-B06/D4 | AHU4 Extr Fan Dmd |  |  |  |  | Energy sensor | D4 |  |  |  | MC204 | Sports Centre |  |  | 0 | 0
MC204-B06 | MC204-B06/D5 | AHU4 Frost Valve |  |  |  |  | Energy sensor | D5 |  |  |  | MC204 | Sports Centre |  |  | 0 | 0
MC204-B06 | MC204-B06/D6 | AHU4 Recoup Dmpr |  |  |  |  | Energy sensor | D6 |  |  |  | MC204 | Sports Centre |  |  | 0 | 0
MC204-B06 | MC204-B06/D7 | AHU4 Heating Valve |  |  |  |  | Energy sensor | D7 |  |  |  | MC204 | Sports Centre |  |  | 0 | 0
MC204-B06 | MC204-B06/D8 | AHU5 Sply Fan En |  |  |  |  | Energy sensor | D8 |  |  |  | MC204 | Sports Centre |  |  | 0 | 0
MC204-B06 | MC204-B06/D9 | AHU5 Sply Fan Dmd |  |  |  |  | Energy sensor | D9 |  |  |  | MC204 | Sports Centre |  |  | 0 | 0
MC204-B06 | MC204-B06/e1 | Supervisor |  |  |  |  | Energy sensor | e1 |  |  |  | MC204 | Sports Centre |  |  | 0 | 0
MC204-B06 | MC204-B06/e2 | IQ View |  |  |  |  | Energy sensor | e2 |  |  |  | MC204 | Sports Centre |  |  | 0 | 0
MC204-B06 | MC204-B06/F1 | AHU5 Winter |  |  |  |  | Energy sensor | F1 |  |  |  | MC204 | Sports Centre |  |  | 0 | 0
MC204-B06 | MC204-B06/F10 | o13 n1 |  |  |  |  | Energy sensor | F10 |  |  |  | MC204 | Sports Centre |  |  | 0 | 0
MC204-B06 | MC204-B06/F11 | Function 11 |  |  |  |  | Energy sensor | F11 |  |  |  | MC204 | Sports Centre |  |  | 0 | 0
MC204-B06 | MC204-B06/F12 | AHU4 Winter |  |  |  |  | Energy sensor | F12 |  |  |  | MC204 | Sports Centre |  |  | 0 | 0
MC204-B06 | MC204-B06/F13 | AHU4 NOT Summer |  |  |  |  | Energy sensor | F13 |  |  |  | MC204 | Sports Centre |  |  | 0 | 0
MC204-B06 | MC204-B06/F14 | Function 14 |  |  |  |  | Energy sensor | F14 |  |  |  | MC204 | Sports Centre |  |  | 0 | 0
MC204-B06 | MC204-B06/F15 | Function 15 |  |  |  |  | Energy sensor | F15 |  |  |  | MC204 | Sports Centre |  |  | 0 | 0
MC204-B06 | MC204-B06/F16 | Function 16 |  |  |  |  | Energy sensor | F16 |  |  |  | MC204 | Sports Centre |  |  | 0 | 0
MC204-B06 | MC204-B06/F17 | Function 17 |  |  |  |  | Energy sensor | F17 |  |  |  | MC204 | Sports Centre |  |  | 0 | 0
MC204-B06 | MC204-B06/F18 | Function 18 |  |  |  |  | Energy sensor | F18 |  |  |  | MC204 | Sports Centre |  |  | 0 | 0
MC204-B06 | MC204-B06/F19 | Function 19 |  |  |  |  | Energy sensor | F19 |  |  |  | MC204 | Sports Centre |  |  | 0 | 0
MC204-B06 | MC204-B06/F2 | AHU5 NOT Summer |  |  |  |  | Energy sensor | F2 |  |  |  | MC204 | Sports Centre |  |  | 0 | 0
MC204-B06 | MC204-B06/F20 | Function 20 |  |  |  |  | Energy sensor | F20 |  |  |  | MC204 | Sports Centre |  |  | 0 | 0
MC204-B06 | MC204-B06/F21 | Function 21 |  |  |  |  | Energy sensor | F21 |  |  |  | MC204 | Sports Centre |  |  | 0 | 0
MC204-B06 | MC204-B06/F22 | Function 22 |  |  |  |  | Energy sensor | F22 |  |  |  | MC204 | Sports Centre |  |  | 0 | 0
MC204-B06 | MC204-B06/F23 | Function 23 |  |  |  |  | Energy sensor | F23 |  |  |  | MC204 | Sports Centre |  |  | 0 | 0
MC204-B06 | MC204-B06/F24 | Function 24 |  |  |  |  | Energy sensor | F24 |  |  |  | MC204 | Sports Centre |  |  | 0 | 0
MC204-B06 | MC204-B06/F25 | Function 25 |  |  |  |  | Energy sensor | F25 |  |  |  | MC204 | Sports Centre |  |  | 0 | 0
MC204-B06 | MC204-B06/F26 | AHU4 HtgClg Dmd |  |  |  |  | Energy sensor | F26 |  |  |  | MC204 | Sports Centre |  |  | 0 | 0
MC204-B06 | MC204-B06/F27 | Function 27 |  |  |  |  | Energy sensor | F27 |  |  |  | MC204 | Sports Centre |  |  | 0 | 0
MC204-B06 | MC204-B06/F28 | Function 28 |  |  |  |  | Energy sensor | F28 |  |  |  | MC204 | Sports Centre |  |  | 0 | 0
MC204-B06 | MC204-B06/F29 | Function 29 |  |  |  |  | Energy sensor | F29 |  |  |  | MC204 | Sports Centre |  |  | 0 | 0
MC204-B06 | MC204-B06/F3 | Function 3 |  |  |  |  | Energy sensor | F3 |  |  |  | MC204 | Sports Centre |  |  | 0 | 0
MC204-B06 | MC204-B06/F30 | Function 30 |  |  |  |  | Energy sensor | F30 |  |  |  | MC204 | Sports Centre |  |  | 0 | 0
MC204-B06 | MC204-B06/F31 | AHU4 Htg |  |  |  |  | Energy sensor | F31 |  |  |  | MC204 | Sports Centre |  |  | 0 | 0
MC204-B06 | MC204-B06/F32 | Function 32 |  |  |  |  | Energy sensor | F32 |  |  |  | MC204 | Sports Centre |  |  | 0 | 0
MC204-B06 | MC204-B06/F33 | AHU4 Ht Reclaim |  |  |  |  | Energy sensor | F33 |  |  |  | MC204 | Sports Centre |  |  | 0 | 0
MC204-B06 | MC204-B06/F34 | Function 34 |  |  |  |  | Energy sensor | F34 |  |  |  | MC204 | Sports Centre |  |  | 0 | 0
MC204-B06 | MC204-B06/F35 | AHU4 Htg Dmd |  |  |  |  | Energy sensor | F35 |  |  |  | MC204 | Sports Centre |  |  | 0 | 0
MC204-B06 | MC204-B06/F36 | AHU4 Clg |  |  |  |  | Energy sensor | F36 |  |  |  | MC204 | Sports Centre |  |  | 0 | 0
MC204-B06 | MC204-B06/F37 | AHU4 Ht Reject |  |  |  |  | Energy sensor | F37 |  |  |  | MC204 | Sports Centre |  |  | 0 | 0
MC204-B06 | MC204-B06/F38 | Function 38 |  |  |  |  | Energy sensor | F38 |  |  |  | MC204 | Sports Centre |  |  | 0 | 0
MC204-B06 | MC204-B06/F39 | Function 39 |  |  |  |  | Energy sensor | F39 |  |  |  | MC204 | Sports Centre |  |  | 0 | 0
MC204-B06 | MC204-B06/F4 | Function 4 |  |  |  |  | Energy sensor | F4 |  |  |  | MC204 | Sports Centre |  |  | 0 | 0
MC204-B06 | MC204-B06/F40 | Function 40 |  |  |  |  | Energy sensor | F40 |  |  |  | MC204 | Sports Centre |  |  | 0 | 0
MC204-B06 | MC204-B06/F41 | Function 41 |  |  |  |  | Energy sensor | F41 |  |  |  | MC204 | Sports Centre |  |  | 0 | 0
MC204-B06 | MC204-B06/F42 | AHU5 Htg Dmd |  |  |  |  | Energy sensor | F42 |  |  |  | MC204 | Sports Centre |  |  | 0 | 0
MC204-B06 | MC204-B06/F43 | AHU5 Frost Dmd |  |  |  |  | Energy sensor | F43 |  |  |  | MC204 | Sports Centre |  |  | 0 | 0
MC204-B06 | MC204-B06/F44 | AHU5 Htg Dmd |  |  |  |  | Energy sensor | F44 |  |  |  | MC204 | Sports Centre |  |  | 0 | 0
MC204-B06 | MC204-B06/F45 | Function 45 |  |  |  |  | Energy sensor | F45 |  |  |  | MC204 | Sports Centre |  |  | 0 | 0
MC204-B06 | MC204-B06/F46 | Function 46 |  |  |  |  | Energy sensor | F46 |  |  |  | MC204 | Sports Centre |  |  | 0 | 0
MC204-B06 | MC204-B06/F47 | Sports Hall Temp Min |  |  | Degrees Celsius |  | Energy sensor | F47 |  |  |  | MC204 | Sports Centre |  |  | 0 | 0
MC204-B06 | MC204-B06/F48 | Ave Space Temp Hall |  |  | Degrees Celsius |  | Energy sensor | F48 |  |  |  | MC204 | Sports Centre |  |  | 0 | 0
MC204-B06 | MC204-B06/F49 | Function 49 |  |  |  |  | Energy sensor | F49 |  |  |  | MC204 | Sports Centre |  |  | 0 | 0
MC204-B06 | MC204-B06/F5 | Function 5 |  |  |  |  | Energy sensor | F5 |  |  |  | MC204 | Sports Centre |  |  | 0 | 0
MC204-B06 | MC204-B06/F50 | Function 50 |  |  |  |  | Energy sensor | F50 |  |  |  | MC204 | Sports Centre |  |  | 0 | 0
MC204-B06 | MC204-B06/F51 | Function 51 |  |  |  |  | Energy sensor | F51 |  |  |  | MC204 | Sports Centre |  |  | 0 | 0
MC204-B06 | MC204-B06/F52 | Function 52 |  |  |  |  | Energy sensor | F52 |  |  |  | MC204 | Sports Centre |  |  | 0 | 0
MC204-B06 | MC204-B06/F53 | Sports Hall Dmpr SP |  |  |  |  | Energy sensor | F53 |  |  |  | MC204 | Sports Centre |  |  | 0 | 0
MC204-B06 | MC204-B06/F54 | Ave CO2 Hall |  |  |  |  | Energy sensor | F54 |  |  |  | MC204 | Sports Centre |  |  | 0 | 0
MC204-B06 | MC204-B06/F55 | Function 55 |  |  |  |  | Energy sensor | F55 |  |  |  | MC204 | Sports Centre |  |  | 0 | 0
MC204-B06 | MC204-B06/F56 | Sports Hall Extr SP |  |  |  |  | Energy sensor | F56 |  |  |  | MC204 | Sports Centre |  |  | 0 | 0
MC204-B06 | MC204-B06/F57 | Function 57 |  |  |  |  | Energy sensor | F57 |  |  |  | MC204 | Sports Centre |  |  | 0 | 0
MC204-B06 | MC204-B06/F58 | Sports Hall Extr Dmd |  |  |  |  | Energy sensor | F58 |  |  |  | MC204 | Sports Centre |  |  | 0 | 0
MC204-B06 | MC204-B06/F59 | Sports Hall Louver 1 Demand |  |  |  |  | Energy sensor | F59 |  |  |  | MC204 | Sports Centre |  |  | 0 | 0
MC204-B06 | MC204-B06/F6 | Function 6 |  |  |  |  | Energy sensor | F6 |  |  |  | MC204 | Sports Centre |  |  | 0 | 0
MC204-B06 | MC204-B06/F60 | Sports Hall Extr Boost |  |  |  |  | Energy sensor | F60 |  |  |  | MC204 | Sports Centre |  |  | 0 | 0
MC204-B06 | MC204-B06/F61 | Sports Hall Extr En |  |  |  |  | Energy sensor | F61 |  |  |  | MC204 | Sports Centre |  |  | 0 | 0
MC204-B06 | MC204-B06/F62 | Function 62 |  |  |  |  | Energy sensor | F62 |  |  |  | MC204 | Sports Centre |  |  | 0 | 0
MC204-B06 | MC204-B06/F63 | Function 63 |  |  |  |  | Energy sensor | F63 |  |  |  | MC204 | Sports Centre |  |  | 0 | 0
MC204-B06 | MC204-B06/F64 | Function 64 |  |  |  |  | Energy sensor | F64 |  |  |  | MC204 | Sports Centre |  |  | 0 | 0
MC204-B06 | MC204-B06/F65 | Function 65 |  |  |  |  | Energy sensor | F65 |  |  |  | MC204 | Sports Centre |  |  | 0 | 0
MC204-B06 | MC204-B06/F66 | Function 66 |  |  |  |  | Energy sensor | F66 |  |  |  | MC204 | Sports Centre |  |  | 0 | 0
MC204-B06 | MC204-B06/F67 | Function 67 |  |  |  |  | Energy sensor | F67 |  |  |  | MC204 | Sports Centre |  |  | 0 | 0
MC204-B06 | MC204-B06/F68 | Function 68 |  |  |  |  | Energy sensor | F68 |  |  |  | MC204 | Sports Centre |  |  | 0 | 0
MC204-B06 | MC204-B06/F69 | Function 69 |  |  |  |  | Energy sensor | F69 |  |  |  | MC204 | Sports Centre |  |  | 0 | 0
MC204-B06 | MC204-B06/F7 | Function 7 |  |  |  |  | Energy sensor | F7 |  |  |  | MC204 | Sports Centre |  |  | 0 | 0
MC204-B06 | MC204-B06/F70 | Function 70 |  |  |  |  | Energy sensor | F70 |  |  |  | MC204 | Sports Centre |  |  | 0 | 0
MC204-B06 | MC204-B06/F71 | Function 71 |  |  |  |  | Energy sensor | F71 |  |  |  | MC204 | Sports Centre |  |  | 0 | 0
MC204-B06 | MC204-B06/F72 | Function 72 |  |  |  |  | Energy sensor | F72 |  |  |  | MC204 | Sports Centre |  |  | 0 | 0
MC204-B06 | MC204-B06/F73 | Function 73 |  |  |  |  | Energy sensor | F73 |  |  |  | MC204 | Sports Centre |  |  | 0 | 0
MC204-B06 | MC204-B06/F74 | Function 74 |  |  |  |  | Energy sensor | F74 |  |  |  | MC204 | Sports Centre |  |  | 0 | 0
MC204-B06 | MC204-B06/F75 | Fault o14 |  |  |  |  | Energy sensor | F75 |  |  |  | MC204 | Sports Centre |  |  | 0 | 0
MC204-B06 | MC204-B06/F76 | Function 76 |  |  |  |  | Energy sensor | F76 |  |  |  | MC204 | Sports Centre |  |  | 0 | 0
MC204-B06 | MC204-B06/F77 | Function 77 |  |  |  |  | Energy sensor | F77 |  |  |  | MC204 | Sports Centre |  |  | 0 | 0
MC204-B06 | MC204-B06/F78 | Function 78 |  |  |  |  | Energy sensor | F78 |  |  |  | MC204 | Sports Centre |  |  | 0 | 0
MC204-B06 | MC204-B06/F79 | Function 79 |  |  |  |  | Energy sensor | F79 |  |  |  | MC204 | Sports Centre |  |  | 0 | 0
MC204-B06 | MC204-B06/F8 | Function 8 |  |  |  |  | Energy sensor | F8 |  |  |  | MC204 | Sports Centre |  |  | 0 | 0
MC204-B06 | MC204-B06/F9 | Function 9 |  |  |  |  | Energy sensor | F9 |  |  |  | MC204 | Sports Centre |  |  | 0 | 0
MC204-B06 | MC204-B06/G1 | Logic 1 |  |  |  |  | Energy sensor | G1 |  |  |  | MC204 | Sports Centre |  |  | 0 | 0
MC204-B06 | MC204-B06/G10 | Logic 10 |  |  |  |  | Energy sensor | G10 |  |  |  | MC204 | Sports Centre |  |  | 0 | 0
MC204-B06 | MC204-B06/G100 | Logic 100 |  |  |  |  | Energy sensor | G100 |  |  |  | MC204 | Sports Centre |  |  | 0 | 0
MC204-B06 | MC204-B06/G101 | Logic 101 |  |  |  |  | Energy sensor | G101 |  |  |  | MC204 | Sports Centre |  |  | 0 | 0
MC204-B06 | MC204-B06/G102 | Occupied or Day Extend |  |  |  |  | Energy sensor | G102 |  |  |  | MC204 | Sports Centre |  |  | 0 | 0
MC204-B06 | MC204-B06/G103 | Logic 103 |  |  |  |  | Energy sensor | G103 |  |  |  | MC204 | Sports Centre |  |  | 0 | 0
MC204-B06 | MC204-B06/G104 | Logic 104 |  |  |  |  | Energy sensor | G104 |  |  |  | MC204 | Sports Centre |  |  | 0 | 0
MC204-B06 | MC204-B06/G105 | OSS Warm up or Occupied |  |  |  |  | Energy sensor | G105 |  |  |  | MC204 | Sports Centre |  |  | 0 | 0
MC204-B06 | MC204-B06/G106 | Logic 106 |  |  |  |  | Energy sensor | G106 |  |  |  | MC204 | Sports Centre |  |  | 0 | 0
MC204-B06 | MC204-B06/G107 | Logic 107 |  |  |  |  | Energy sensor | G107 |  |  |  | MC204 | Sports Centre |  |  | 0 | 0
MC204-B06 | MC204-B06/G108 | Logic 108 |  |  |  |  | Energy sensor | G108 |  |  |  | MC204 | Sports Centre |  |  | 0 | 0
MC204-B06 | MC204-B06/G109 | Logic 109 |  |  |  |  | Energy sensor | G109 |  |  |  | MC204 | Sports Centre |  |  | 0 | 0
MC204-B06 | MC204-B06/G11 | Logic 11 |  |  |  |  | Energy sensor | G11 |  |  |  | MC204 | Sports Centre |  |  | 0 | 0
MC204-B06 | MC204-B06/G110 | Logic 110 |  |  |  |  | Energy sensor | G110 |  |  |  | MC204 | Sports Centre |  |  | 0 | 0
MC204-B06 | MC204-B06/G111 | Logic 111 |  |  |  |  | Energy sensor | G111 |  |  |  | MC204 | Sports Centre |  |  | 0 | 0
MC204-B06 | MC204-B06/G112 | Sports Hall Extr Fan 1 Fail |  |  |  |  | Energy sensor | G112 |  |  |  | MC204 | Sports Centre |  |  | 0 | 0
MC204-B06 | MC204-B06/G113 | Logic 113 |  |  |  |  | Energy sensor | G113 |  |  |  | MC204 | Sports Centre |  |  | 0 | 0
MC204-B06 | MC204-B06/G114 | Logic 114 |  |  |  |  | Energy sensor | G114 |  |  |  | MC204 | Sports Centre |  |  | 0 | 0
MC204-B06 | MC204-B06/G115 | Sports Hall Extr Fan 2 Fail |  |  |  |  | Energy sensor | G115 |  |  |  | MC204 | Sports Centre |  |  | 0 | 0
MC204-B06 | MC204-B06/G116 | Logic 116 |  |  |  |  | Energy sensor | G116 |  |  |  | MC204 | Sports Centre |  |  | 0 | 0
MC204-B06 | MC204-B06/G117 | Sports Hall EF Duty |  |  |  |  | Energy sensor | G117 |  |  |  | MC204 | Sports Centre |  |  | 0 | 0
MC204-B06 | MC204-B06/G118 | Sports Hall EF1 Lead |  |  |  |  | Energy sensor | G118 |  |  |  | MC204 | Sports Centre |  |  | 0 | 0
MC204-B06 | MC204-B06/G119 | Logic 119 |  |  |  |  | Energy sensor | G119 |  |  |  | MC204 | Sports Centre |  |  | 0 | 0
MC204-B06 | MC204-B06/G12 | Logic 12 |  |  |  |  | Energy sensor | G12 |  |  |  | MC204 | Sports Centre |  |  | 0 | 0
MC204-B06 | MC204-B06/G120 | Logic 120 |  |  |  |  | Energy sensor | G120 |  |  |  | MC204 | Sports Centre |  |  | 0 | 0
MC204-B06 | MC204-B06/G121 | Sports Hall EF1 En |  |  |  |  | Energy sensor | G121 |  |  |  | MC204 | Sports Centre |  |  | 0 | 0
MC204-B06 | MC204-B06/G122 | Logic 122 |  |  |  |  | Energy sensor | G122 |  |  |  | MC204 | Sports Centre |  |  | 0 | 0
MC204-B06 | MC204-B06/G123 | Logic 123 |  |  |  |  | Energy sensor | G123 |  |  |  | MC204 | Sports Centre |  |  | 0 | 0
MC204-B06 | MC204-B06/G124 | Sports Hall EF2 En |  |  |  |  | Energy sensor | G124 |  |  |  | MC204 | Sports Centre |  |  | 0 | 0
MC204-B06 | MC204-B06/G125 | Logic 125 |  |  |  |  | Energy sensor | G125 |  |  |  | MC204 | Sports Centre |  |  | 0 | 0
MC204-B06 | MC204-B06/G126 | Logic 126 |  |  |  |  | Energy sensor | G126 |  |  |  | MC204 | Sports Centre |  |  | 0 | 0
MC204-B06 | MC204-B06/G127 | Logic 127 |  |  |  |  | Energy sensor | G127 |  |  |  | MC204 | Sports Centre |  |  | 0 | 0
MC204-B06 | MC204-B06/G128 | Logic 128 |  |  |  |  | Energy sensor | G128 |  |  |  | MC204 | Sports Centre |  |  | 0 | 0
MC204-B06 | MC204-B06/G129 | Logic 129 |  |  |  |  | Energy sensor | G129 |  |  |  | MC204 | Sports Centre |  |  | 0 | 0
MC204-B06 | MC204-B06/G13 | Logic 13 |  |  |  |  | Energy sensor | G13 |  |  |  | MC204 | Sports Centre |  |  | 0 | 0
MC204-B06 | MC204-B06/G130 | Logic 130 |  |  |  |  | Energy sensor | G130 |  |  |  | MC204 | Sports Centre |  |  | 0 | 0
MC204-B06 | MC204-B06/G131 | Logic 131 |  |  |  |  | Energy sensor | G131 |  |  |  | MC204 | Sports Centre |  |  | 0 | 0
MC204-B06 | MC204-B06/G132 | EF1 Occ |  |  |  |  | Energy sensor | G132 |  |  |  | MC204 | Sports Centre |  |  | 0 | 0
MC204-B06 | MC204-B06/G133 | Logic 133 |  |  |  |  | Energy sensor | G133 |  |  |  | MC204 | Sports Centre |  |  | 0 | 0
MC204-B06 | MC204-B06/G134 | Logic 134 |  |  |  |  | Energy sensor | G134 |  |  |  | MC204 | Sports Centre |  |  | 0 | 0
MC204-B06 | MC204-B06/G135 | EF Fire OK |  |  |  |  | Energy sensor | G135 |  |  |  | MC204 | Sports Centre |  |  | 0 | 0
MC204-B06 | MC204-B06/G136 | Logic 136 |  |  |  |  | Energy sensor | G136 |  |  |  | MC204 | Sports Centre |  |  | 0 | 0
MC204-B06 | MC204-B06/G137 | Logic 137 |  |  |  |  | Energy sensor | G137 |  |  |  | MC204 | Sports Centre |  |  | 0 | 0
MC204-B06 | MC204-B06/G138 | Logic 138 |  |  |  |  | Energy sensor | G138 |  |  |  | MC204 | Sports Centre |  |  | 0 | 0
MC204-B06 | MC204-B06/G139 | Logic 139 |  |  |  |  | Energy sensor | G139 |  |  |  | MC204 | Sports Centre |  |  | 0 | 0
MC204-B06 | MC204-B06/G14 | Logic 14 |  |  |  |  | Energy sensor | G14 |  |  |  | MC204 | Sports Centre |  |  | 0 | 0
MC204-B06 | MC204-B06/G140 | Logic 140 |  |  |  |  | Energy sensor | G140 |  |  |  | MC204 | Sports Centre |  |  | 0 | 0
MC204-B06 | MC204-B06/G141 | Logic 141 |  |  |  |  | Energy sensor | G141 |  |  |  | MC204 | Sports Centre |  |  | 0 | 0
MC204-B06 | MC204-B06/G142 | Logic 142 |  |  |  |  | Energy sensor | G142 |  |  |  | MC204 | Sports Centre |  |  | 0 | 0
MC204-B06 | MC204-B06/G143 | EF4 Occ |  |  |  |  | Energy sensor | G143 |  |  |  | MC204 | Sports Centre |  |  | 0 | 0
MC204-B06 | MC204-B06/G144 | Logic 144 |  |  |  |  | Energy sensor | G144 |  |  |  | MC204 | Sports Centre |  |  | 0 | 0
MC204-B06 | MC204-B06/G145 | Logic 145 |  |  |  |  | Energy sensor | G145 |  |  |  | MC204 | Sports Centre |  |  | 0 | 0
MC204-B06 | MC204-B06/G146 | Logic 146 |  |  |  |  | Energy sensor | G146 |  |  |  | MC204 | Sports Centre |  |  | 0 | 0
MC204-B06 | MC204-B06/G147 | Logic 147 |  |  |  |  | Energy sensor | G147 |  |  |  | MC204 | Sports Centre |  |  | 0 | 0
MC204-B06 | MC204-B06/G148 | Logic 148 |  |  |  |  | Energy sensor | G148 |  |  |  | MC204 | Sports Centre |  |  | 0 | 0
MC204-B06 | MC204-B06/G149 | Logic 149 |  |  |  |  | Energy sensor | G149 |  |  |  | MC204 | Sports Centre |  |  | 0 | 0
MC204-B06 | MC204-B06/G15 | Logic 15 |  |  |  |  | Energy sensor | G15 |  |  |  | MC204 | Sports Centre |  |  | 0 | 0
MC204-B06 | MC204-B06/G150 | Logic 150 |  |  |  |  | Energy sensor | G150 |  |  |  | MC204 | Sports Centre |  |  | 0 | 0
MC204-B06 | MC204-B06/G151 | Logic 151 |  |  |  |  | Energy sensor | G151 |  |  |  | MC204 | Sports Centre |  |  | 0 | 0
MC204-B06 | MC204-B06/G152 | Logic 152 |  |  |  |  | Energy sensor | G152 |  |  |  | MC204 | Sports Centre |  |  | 0 | 0
MC204-B06 | MC204-B06/G153 | EF5 Occ |  |  |  |  | Energy sensor | G153 |  |  |  | MC204 | Sports Centre |  |  | 0 | 0
MC204-B06 | MC204-B06/G154 | Logic 154 |  |  |  |  | Energy sensor | G154 |  |  |  | MC204 | Sports Centre |  |  | 0 | 0
MC204-B06 | MC204-B06/G155 | Logic 155 |  |  |  |  | Energy sensor | G155 |  |  |  | MC204 | Sports Centre |  |  | 0 | 0
MC204-B06 | MC204-B06/G156 | Logic 156 |  |  |  |  | Energy sensor | G156 |  |  |  | MC204 | Sports Centre |  |  | 0 | 0
MC204-B06 | MC204-B06/G157 | Logic 157 |  |  |  |  | Energy sensor | G157 |  |  |  | MC204 | Sports Centre |  |  | 0 | 0
MC204-B06 | MC204-B06/G158 | Logic 158 |  |  |  |  | Energy sensor | G158 |  |  |  | MC204 | Sports Centre |  |  | 0 | 0
MC204-B06 | MC204-B06/G159 | Logic 159 |  |  |  |  | Energy sensor | G159 |  |  |  | MC204 | Sports Centre |  |  | 0 | 0
MC204-B06 | MC204-B06/G16 | AHU4 CT Dmd |  |  |  |  | Energy sensor | G16 |  |  |  | MC204 | Sports Centre |  |  | 0 | 0
MC204-B06 | MC204-B06/G160 | Logic 160 |  |  |  |  | Energy sensor | G160 |  |  |  | MC204 | Sports Centre |  |  | 0 | 0
MC204-B06 | MC204-B06/G161 | Logic 161 |  |  |  |  | Energy sensor | G161 |  |  |  | MC204 | Sports Centre |  |  | 0 | 0
MC204-B06 | MC204-B06/G162 | Logic 162 |  |  |  |  | Energy sensor | G162 |  |  |  | MC204 | Sports Centre |  |  | 0 | 0
MC204-B06 | MC204-B06/G163 | EF6 Occ |  |  |  |  | Energy sensor | G163 |  |  |  | MC204 | Sports Centre |  |  | 0 | 0
MC204-B06 | MC204-B06/G164 | Logic 164 |  |  |  |  | Energy sensor | G164 |  |  |  | MC204 | Sports Centre |  |  | 0 | 0
MC204-B06 | MC204-B06/G165 | Logic 165 |  |  |  |  | Energy sensor | G165 |  |  |  | MC204 | Sports Centre |  |  | 0 | 0
MC204-B06 | MC204-B06/G166 | Logic 166 |  |  |  |  | Energy sensor | G166 |  |  |  | MC204 | Sports Centre |  |  | 0 | 0
MC204-B06 | MC204-B06/G167 | Logic 167 |  |  |  |  | Energy sensor | G167 |  |  |  | MC204 | Sports Centre |  |  | 0 | 0
MC204-B06 | MC204-B06/G168 | Logic 168 |  |  |  |  | Energy sensor | G168 |  |  |  | MC204 | Sports Centre |  |  | 0 | 0
MC204-B06 | MC204-B06/G169 | Logic 169 |  |  |  |  | Energy sensor | G169 |  |  |  | MC204 | Sports Centre |  |  | 0 | 0
MC204-B06 | MC204-B06/G17 | Logic 17 |  |  |  |  | Energy sensor | G17 |  |  |  | MC204 | Sports Centre |  |  | 0 | 0
MC204-B06 | MC204-B06/G170 | Logic 170 |  |  |  |  | Energy sensor | G170 |  |  |  | MC204 | Sports Centre |  |  | 0 | 0
MC204-B06 | MC204-B06/G171 | Logic 171 |  |  |  |  | Energy sensor | G171 |  |  |  | MC204 | Sports Centre |  |  | 0 | 0
MC204-B06 | MC204-B06/G172 | Logic 172 |  |  |  |  | Energy sensor | G172 |  |  |  | MC204 | Sports Centre |  |  | 0 | 0
MC204-B06 | MC204-B06/G173 | EF7 Occ |  |  |  |  | Energy sensor | G173 |  |  |  | MC204 | Sports Centre |  |  | 0 | 0
MC204-B06 | MC204-B06/G174 | Logic 174 |  |  |  |  | Energy sensor | G174 |  |  |  | MC204 | Sports Centre |  |  | 0 | 0
MC204-B06 | MC204-B06/G175 | Logic 175 |  |  |  |  | Energy sensor | G175 |  |  |  | MC204 | Sports Centre |  |  | 0 | 0
MC204-B06 | MC204-B06/G176 | Logic 176 |  |  |  |  | Energy sensor | G176 |  |  |  | MC204 | Sports Centre |  |  | 0 | 0
MC204-B06 | MC204-B06/G177 | Logic 177 |  |  |  |  | Energy sensor | G177 |  |  |  | MC204 | Sports Centre |  |  | 0 | 0
MC204-B06 | MC204-B06/G178 | Logic 178 |  |  |  |  | Energy sensor | G178 |  |  |  | MC204 | Sports Centre |  |  | 0 | 0
MC204-B06 | MC204-B06/G179 | Logic 179 |  |  |  |  | Energy sensor | G179 |  |  |  | MC204 | Sports Centre |  |  | 0 | 0
MC204-B06 | MC204-B06/G18 | AHU4 Cold Start |  |  |  |  | Energy sensor | G18 |  |  |  | MC204 | Sports Centre |  |  | 0 | 0
MC204-B06 | MC204-B06/G180 | Logic 180 |  |  |  |  | Energy sensor | G180 |  |  |  | MC204 | Sports Centre |  |  | 0 | 0
MC204-B06 | MC204-B06/G181 | Logic 181 |  |  |  |  | Energy sensor | G181 |  |  |  | MC204 | Sports Centre |  |  | 0 | 0
MC204-B06 | MC204-B06/G182 | Logic 182 |  |  |  |  | Energy sensor | G182 |  |  |  | MC204 | Sports Centre |  |  | 0 | 0
MC204-B06 | MC204-B06/G183 | Logic 183 |  |  |  |  | Energy sensor | G183 |  |  |  | MC204 | Sports Centre |  |  | 0 | 0
MC204-B06 | MC204-B06/G184 | Logic 184 |  |  |  |  | Energy sensor | G184 |  |  |  | MC204 | Sports Centre |  |  | 0 | 0
MC204-B06 | MC204-B06/G185 | Logic 185 |  |  |  |  | Energy sensor | G185 |  |  |  | MC204 | Sports Centre |  |  | 0 | 0
MC204-B06 | MC204-B06/G186 | Logic 186 |  |  |  |  | Energy sensor | G186 |  |  |  | MC204 | Sports Centre |  |  | 0 | 0
MC204-B06 | MC204-B06/G187 | Logic 187 |  |  |  |  | Energy sensor | G187 |  |  |  | MC204 | Sports Centre |  |  | 0 | 0
MC204-B06 | MC204-B06/G188 | Logic 188 |  |  |  |  | Energy sensor | G188 |  |  |  | MC204 | Sports Centre |  |  | 0 | 0
MC204-B06 | MC204-B06/G189 | Logic 189 |  |  |  |  | Energy sensor | G189 |  |  |  | MC204 | Sports Centre |  |  | 0 | 0
MC204-B06 | MC204-B06/G19 | AHU4 Cold Start Vlvs |  |  |  |  | Energy sensor | G19 |  |  |  | MC204 | Sports Centre |  |  | 0 | 0
MC204-B06 | MC204-B06/G190 | Logic 190 |  |  |  |  | Energy sensor | G190 |  |  |  | MC204 | Sports Centre |  |  | 0 | 0
MC204-B06 | MC204-B06/G191 | Logic 191 |  |  |  |  | Energy sensor | G191 |  |  |  | MC204 | Sports Centre |  |  | 0 | 0
MC204-B06 | MC204-B06/G192 | Logic 192 |  |  |  |  | Energy sensor | G192 |  |  |  | MC204 | Sports Centre |  |  | 0 | 0
MC204-B06 | MC204-B06/G193 | Logic 193 |  |  |  |  | Energy sensor | G193 |  |  |  | MC204 | Sports Centre |  |  | 0 | 0
MC204-B06 | MC204-B06/G194 | Logic 194 |  |  |  |  | Energy sensor | G194 |  |  |  | MC204 | Sports Centre |  |  | 0 | 0
MC204-B06 | MC204-B06/G2 | Logic 2 |  |  |  |  | Energy sensor | G2 |  |  |  | MC204 | Sports Centre |  |  | 0 | 0
MC204-B06 | MC204-B06/G20 | AHU4 Sply Dmpr |  |  |  |  | Energy sensor | G20 |  |  |  | MC204 | Sports Centre |  |  | 0 | 0
MC204-B06 | MC204-B06/G21 | Logic 21 |  |  |  |  | Energy sensor | G21 |  |  |  | MC204 | Sports Centre |  |  | 0 | 0
MC204-B06 | MC204-B06/G22 | Logic 22 |  |  |  |  | Energy sensor | G22 |  |  |  | MC204 | Sports Centre |  |  | 0 | 0
MC204-B06 | MC204-B06/G23 | Logic 23 |  |  |  |  | Energy sensor | G23 |  |  |  | MC204 | Sports Centre |  |  | 0 | 0
MC204-B06 | MC204-B06/G24 | Logic 24 |  |  |  |  | Energy sensor | G24 |  |  |  | MC204 | Sports Centre |  |  | 0 | 0
MC204-B06 | MC204-B06/G25 | Logic 25 |  |  |  |  | Energy sensor | G25 |  |  |  | MC204 | Sports Centre |  |  | 0 | 0
MC204-B06 | MC204-B06/G26 | AHU4 Sply Fan Fail |  |  |  |  | Energy sensor | G26 |  |  |  | MC204 | Sports Centre |  |  | 0 | 0
MC204-B06 | MC204-B06/G27 | AHU4 Extr Dmpr |  |  |  |  | Energy sensor | G27 |  |  |  | MC204 | Sports Centre |  |  | 0 | 0
MC204-B06 | MC204-B06/G28 | Logic 28 |  |  |  |  | Energy sensor | G28 |  |  |  | MC204 | Sports Centre |  |  | 0 | 0
MC204-B06 | MC204-B06/G29 | Logic 29 |  |  |  |  | Energy sensor | G29 |  |  |  | MC204 | Sports Centre |  |  | 0 | 0
MC204-B06 | MC204-B06/G3 | Reset |  |  |  |  | Energy sensor | G3 |  |  |  | MC204 | Sports Centre |  |  | 0 | 0
MC204-B06 | MC204-B06/G30 | Logic 30 |  |  |  |  | Energy sensor | G30 |  |  |  | MC204 | Sports Centre |  |  | 0 | 0
MC204-B06 | MC204-B06/G31 | Logic 31 |  |  |  |  | Energy sensor | G31 |  |  |  | MC204 | Sports Centre |  |  | 0 | 0
MC204-B06 | MC204-B06/G32 | Logic 32 |  |  |  |  | Energy sensor | G32 |  |  |  | MC204 | Sports Centre |  |  | 0 | 0
MC204-B06 | MC204-B06/G33 | AHU4 Extr Fan Fail |  |  |  |  | Energy sensor | G33 |  |  |  | MC204 | Sports Centre |  |  | 0 | 0
MC204-B06 | MC204-B06/G34 | AHU4 Fire OK |  |  |  |  | Energy sensor | G34 |  |  |  | MC204 | Sports Centre |  |  | 0 | 0
MC204-B06 | MC204-B06/G35 | AHU4 Reqd |  |  |  |  | Energy sensor | G35 |  |  |  | MC204 | Sports Centre |  |  | 0 | 0
MC204-B06 | MC204-B06/G36 | Logic 36 |  |  |  |  | Energy sensor | G36 |  |  |  | MC204 | Sports Centre |  |  | 0 | 0
MC204-B06 | MC204-B06/G37 | Logic 37 |  |  |  |  | Energy sensor | G37 |  |  |  | MC204 | Sports Centre |  |  | 0 | 0
MC204-B06 | MC204-B06/G38 | Logic 38 |  |  |  |  | Energy sensor | G38 |  |  |  | MC204 | Sports Centre |  |  | 0 | 0
MC204-B06 | MC204-B06/G39 | Logic 39 |  |  |  |  | Energy sensor | G39 |  |  |  | MC204 | Sports Centre |  |  | 0 | 0
MC204-B06 | MC204-B06/G4 | Logic 4 |  |  |  |  | Energy sensor | G4 |  |  |  | MC204 | Sports Centre |  |  | 0 | 0
MC204-B06 | MC204-B06/G40 | Logic 40 |  |  |  |  | Energy sensor | G40 |  |  |  | MC204 | Sports Centre |  |  | 0 | 0
MC204-B06 | MC204-B06/G41 | Logic 41 |  |  |  |  | Energy sensor | G41 |  |  |  | MC204 | Sports Centre |  |  | 0 | 0
MC204-B06 | MC204-B06/G42 | AHU4 Ctrl |  |  |  |  | Energy sensor | G42 |  |  |  | MC204 | Sports Centre |  |  | 0 | 0
MC204-B06 | MC204-B06/G43 | Logic 43 |  |  |  |  | Energy sensor | G43 |  |  |  | MC204 | Sports Centre |  |  | 0 | 0
MC204-B06 | MC204-B06/G44 | Ht Rclaim Avail |  |  |  |  | Energy sensor | G44 |  |  |  | MC204 | Sports Centre |  |  | 0 | 0
MC204-B06 | MC204-B06/G45 | Ht Reject Avail |  |  |  |  | Energy sensor | G45 |  |  |  | MC204 | Sports Centre |  |  | 0 | 0
MC204-B06 | MC204-B06/G46 | Logic 46 |  |  |  |  | Energy sensor | G46 |  |  |  | MC204 | Sports Centre |  |  | 0 | 0
MC204-B06 | MC204-B06/G47 | Logic 47 |  |  |  |  | Energy sensor | G47 |  |  |  | MC204 | Sports Centre |  |  | 0 | 0
MC204-B06 | MC204-B06/G48 | Logic 48 |  |  |  |  | Energy sensor | G48 |  |  |  | MC204 | Sports Centre |  |  | 0 | 0
MC204-B06 | MC204-B06/G49 | Logic 49 |  |  |  |  | Energy sensor | G49 |  |  |  | MC204 | Sports Centre |  |  | 0 | 0
MC204-B06 | MC204-B06/G5 | Logic 5 |  |  |  |  | Energy sensor | G5 |  |  |  | MC204 | Sports Centre |  |  | 0 | 0
MC204-B06 | MC204-B06/G50 | Logic 50 |  |  |  |  | Energy sensor | G50 |  |  |  | MC204 | Sports Centre |  |  | 0 | 0
MC204-B06 | MC204-B06/G51 | Logic 51 |  |  |  |  | Energy sensor | G51 |  |  |  | MC204 | Sports Centre |  |  | 0 | 0
MC204-B06 | MC204-B06/G52 | AHU5 Occ |  |  |  |  | Energy sensor | G52 |  |  |  | MC204 | Sports Centre |  |  | 0 | 0
MC204-B06 | MC204-B06/G53 | Logic 53 |  |  |  |  | Energy sensor | G53 |  |  |  | MC204 | Sports Centre |  |  | 0 | 0
MC204-B06 | MC204-B06/G54 | Logic 54 |  |  |  |  | Energy sensor | G54 |  |  |  | MC204 | Sports Centre |  |  | 0 | 0
MC204-B06 | MC204-B06/G55 | Logic 55 |  |  |  |  | Energy sensor | G55 |  |  |  | MC204 | Sports Centre |  |  | 0 | 0
MC204-B06 | MC204-B06/G56 | Logic 56 |  |  |  |  | Energy sensor | G56 |  |  |  | MC204 | Sports Centre |  |  | 0 | 0
MC204-B06 | MC204-B06/G57 | AHU5 CT Dmd |  |  |  |  | Energy sensor | G57 |  |  |  | MC204 | Sports Centre |  |  | 0 | 0
MC204-B06 | MC204-B06/G58 | Logic 58 |  |  |  |  | Energy sensor | G58 |  |  |  | MC204 | Sports Centre |  |  | 0 | 0
MC204-B06 | MC204-B06/G59 | AHU5 Cold Start |  |  |  |  | Energy sensor | G59 |  |  |  | MC204 | Sports Centre |  |  | 0 | 0
MC204-B06 | MC204-B06/G6 | Logic 6 |  |  |  |  | Energy sensor | G6 |  |  |  | MC204 | Sports Centre |  |  | 0 | 0
MC204-B06 | MC204-B06/G60 | AHU5 Cold Start Vlvs |  |  |  |  | Energy sensor | G60 |  |  |  | MC204 | Sports Centre |  |  | 0 | 0
MC204-B06 | MC204-B06/G61 | AHU5 Sply Dmpr |  |  |  |  | Energy sensor | G61 |  |  |  | MC204 | Sports Centre |  |  | 0 | 0
MC204-B06 | MC204-B06/G62 | Logic 62 |  |  |  |  | Energy sensor | G62 |  |  |  | MC204 | Sports Centre |  |  | 0 | 0
MC204-B06 | MC204-B06/G63 | Logic 63 |  |  |  |  | Energy sensor | G63 |  |  |  | MC204 | Sports Centre |  |  | 0 | 0
MC204-B06 | MC204-B06/G64 | Logic 64 |  |  |  |  | Energy sensor | G64 |  |  |  | MC204 | Sports Centre |  |  | 0 | 0
MC204-B06 | MC204-B06/G65 | Logic 65 |  |  |  |  | Energy sensor | G65 |  |  |  | MC204 | Sports Centre |  |  | 0 | 0
MC204-B06 | MC204-B06/G66 | Logic 66 |  |  |  |  | Energy sensor | G66 |  |  |  | MC204 | Sports Centre |  |  | 0 | 0
MC204-B06 | MC204-B06/G67 | AHU5 Sply Fan Fail |  |  |  |  | Energy sensor | G67 |  |  |  | MC204 | Sports Centre |  |  | 0 | 0
MC204-B06 | MC204-B06/G68 | AHU5 Ext Dmpr |  |  |  |  | Energy sensor | G68 |  |  |  | MC204 | Sports Centre |  |  | 0 | 0
MC204-B06 | MC204-B06/G69 | AHU5 Ext Dmpr |  |  |  |  | Energy sensor | G69 |  |  |  | MC204 | Sports Centre |  |  | 0 | 0
MC204-B06 | MC204-B06/G7 | Logic 7 |  |  |  |  | Energy sensor | G7 |  |  |  | MC204 | Sports Centre |  |  | 0 | 0
MC204-B06 | MC204-B06/G70 | Logic 70 |  |  |  |  | Energy sensor | G70 |  |  |  | MC204 | Sports Centre |  |  | 0 | 0
MC204-B06 | MC204-B06/G71 | Logic 71 |  |  |  |  | Energy sensor | G71 |  |  |  | MC204 | Sports Centre |  |  | 0 | 0
MC204-B06 | MC204-B06/G72 | Logic 72 |  |  |  |  | Energy sensor | G72 |  |  |  | MC204 | Sports Centre |  |  | 0 | 0
MC204-B06 | MC204-B06/G73 | Logic 73 |  |  |  |  | Energy sensor | G73 |  |  |  | MC204 | Sports Centre |  |  | 0 | 0
MC204-B06 | MC204-B06/G74 | Logic 74 |  |  |  |  | Energy sensor | G74 |  |  |  | MC204 | Sports Centre |  |  | 0 | 0
MC204-B06 | MC204-B06/G75 | Logic 75 |  |  |  |  | Energy sensor | G75 |  |  |  | MC204 | Sports Centre |  |  | 0 | 0
MC204-B06 | MC204-B06/G76 | Change Ext Fan 5A Fail |  |  |  |  | Energy sensor | G76 |  |  |  | MC204 | Sports Centre |  |  | 0 | 0
MC204-B06 | MC204-B06/G77 | Logic 77 |  |  |  |  | Energy sensor | G77 |  |  |  | MC204 | Sports Centre |  |  | 0 | 0
MC204-B06 | MC204-B06/G78 | Logic 78 |  |  |  |  | Energy sensor | G78 |  |  |  | MC204 | Sports Centre |  |  | 0 | 0
MC204-B06 | MC204-B06/G79 | Logic 79 |  |  |  |  | Energy sensor | G79 |  |  |  | MC204 | Sports Centre |  |  | 0 | 0
MC204-B06 | MC204-B06/G8 | Logic 8 |  |  |  |  | Energy sensor | G8 |  |  |  | MC204 | Sports Centre |  |  | 0 | 0
MC204-B06 | MC204-B06/G80 | Change Ext Fan 5B Fail |  |  |  |  | Energy sensor | G80 |  |  |  | MC204 | Sports Centre |  |  | 0 | 0
MC204-B06 | MC204-B06/G81 | Change Ext Fan Fail |  |  |  |  | Energy sensor | G81 |  |  |  | MC204 | Sports Centre |  |  | 0 | 0
MC204-B06 | MC204-B06/G82 | AHU5 Fire OK |  |  |  |  | Energy sensor | G82 |  |  |  | MC204 | Sports Centre |  |  | 0 | 0
MC204-B06 | MC204-B06/G83 | AHU5 Reqd |  |  |  |  | Energy sensor | G83 |  |  |  | MC204 | Sports Centre |  |  | 0 | 0
MC204-B06 | MC204-B06/G84 | Logic 84 |  |  |  |  | Energy sensor | G84 |  |  |  | MC204 | Sports Centre |  |  | 0 | 0
MC204-B06 | MC204-B06/G85 | Logic 85 |  |  |  |  | Energy sensor | G85 |  |  |  | MC204 | Sports Centre |  |  | 0 | 0
MC204-B06 | MC204-B06/G86 | Logic 86 |  |  |  |  | Energy sensor | G86 |  |  |  | MC204 | Sports Centre |  |  | 0 | 0
MC204-B06 | MC204-B06/G87 | Logic 87 |  |  |  |  | Energy sensor | G87 |  |  |  | MC204 | Sports Centre |  |  | 0 | 0
MC204-B06 | MC204-B06/G88 | AHU5 Extr Fan En |  |  |  |  | Energy sensor | G88 |  |  |  | MC204 | Sports Centre |  |  | 0 | 0
MC204-B06 | MC204-B06/G89 | AHU5 Ctrl |  |  |  |  | Energy sensor | G89 |  |  |  | MC204 | Sports Centre |  |  | 0 | 0
MC204-B06 | MC204-B06/G9 | AHU4 Occ |  |  |  |  | Energy sensor | G9 |  |  |  | MC204 | Sports Centre |  |  | 0 | 0
MC204-B06 | MC204-B06/G90 | Logic 90 |  |  |  |  | Energy sensor | G90 |  |  |  | MC204 | Sports Centre |  |  | 0 | 0
MC204-B06 | MC204-B06/G91 | Change Extr Fan Duty |  |  |  |  | Energy sensor | G91 |  |  |  | MC204 | Sports Centre |  |  | 0 | 0
MC204-B06 | MC204-B06/G92 | F1 |  |  |  |  | Energy sensor | G92 |  |  |  | MC204 | Sports Centre |  |  | 0 | 0
MC204-B06 | MC204-B06/G93 | F2 |  |  |  |  | Energy sensor | G93 |  |  |  | MC204 | Sports Centre |  |  | 0 | 0
MC204-B06 | MC204-B06/G94 | Logic 94 |  |  |  |  | Energy sensor | G94 |  |  |  | MC204 | Sports Centre |  |  | 0 | 0
MC204-B06 | MC204-B06/G95 | Logic 95 |  |  |  |  | Energy sensor | G95 |  |  |  | MC204 | Sports Centre |  |  | 0 | 0
MC204-B06 | MC204-B06/G96 | Space Frost |  |  |  |  | Energy sensor | G96 |  |  |  | MC204 | Sports Centre |  |  | 0 | 0
MC204-B06 | MC204-B06/G97 | Logic 97 |  |  |  |  | Energy sensor | G97 |  |  |  | MC204 | Sports Centre |  |  | 0 | 0
MC204-B06 | MC204-B06/G98 | Logic 98 |  |  |  |  | Energy sensor | G98 |  |  |  | MC204 | Sports Centre |  |  | 0 | 0
MC204-B06 | MC204-B06/G99 | Logic 99 |  |  |  |  | Energy sensor | G99 |  |  |  | MC204 | Sports Centre |  |  | 0 | 0
MC204-B06 | MC204-B06/H1 | Schedule 1 |  |  |  |  | Energy sensor | H1 |  |  |  | MC204 | Sports Centre |  |  | 0 | 0
MC204-B06 | MC204-B06/H2 | Schedule 2 |  |  |  |  | Energy sensor | H2 |  |  |  | MC204 | Sports Centre |  |  | 0 | 0
MC204-B06 | MC204-B06/i1 | Module 1 |  |  |  |  | Energy sensor | i1 |  |  |  | MC204 | Sports Centre |  |  | 0 | 0
MC204-B06 | MC204-B06/I1 | AHU4 Frost Trip |  |  |  |  | Energy sensor | I1 |  |  |  | MC204 | Sports Centre |  |  | 0 | 0
MC204-B06 | MC204-B06/I10 | AHU4 Extr Fltr Dirty |  |  |  |  | Energy sensor | I10 |  |  |  | MC204 | Sports Centre |  |  | 0 | 0
MC204-B06 | MC204-B06/I11 | AHU5 Frost Trip |  |  |  |  | Energy sensor | I11 |  |  |  | MC204 | Sports Centre |  |  | 0 | 0
MC204-B06 | MC204-B06/I12 | AHU5 FA Dmpr Open |  |  |  |  | Energy sensor | I12 |  |  |  | MC204 | Sports Centre |  |  | 0 | 0
MC204-B06 | MC204-B06/I13 | AHU5 Sply Fan Fault |  |  |  |  | Energy sensor | I13 |  |  |  | MC204 | Sports Centre |  |  | 0 | 0
MC204-B06 | MC204-B06/I14 | AHU5 Sply Fan Flow |  |  |  |  | Energy sensor | I14 |  |  |  | MC204 | Sports Centre |  |  | 0 | 0
MC204-B06 | MC204-B06/I15 | AHU5 EA Dmpr Open |  |  |  |  | Energy sensor | I15 |  |  |  | MC204 | Sports Centre |  |  | 0 | 0
MC204-B06 | MC204-B06/I16 | Change Ext Fan 5A Fault |  |  |  |  | Energy sensor | I16 |  |  |  | MC204 | Sports Centre |  |  | 0 | 0
MC204-B06 | MC204-B06/I17 | Change Ext Fan 5B Fault |  |  |  |  | Energy sensor | I17 |  |  |  | MC204 | Sports Centre |  |  | 0 | 0
MC204-B06 | MC204-B06/I18 | Change Ext Fans 5 Flow |  |  |  |  | Energy sensor | I18 |  |  |  | MC204 | Sports Centre |  |  | 0 | 0
MC204-B06 | MC204-B06/I19 | AHU5 Fltr Dirty |  |  |  |  | Energy sensor | I19 |  |  |  | MC204 | Sports Centre |  |  | 0 | 0
MC204-B06 | MC204-B06/i2 | Module 2 |  |  |  |  | Energy sensor | i2 |  |  |  | MC204 | Sports Centre |  |  | 0 | 0
MC204-B06 | MC204-B06/I2 | AHU4 FA Dmpr Open |  |  |  |  | Energy sensor | I2 |  |  |  | MC204 | Sports Centre |  |  | 0 | 0
MC204-B06 | MC204-B06/I20 | Sports Hall Extr Fan 1 Fault |  |  |  |  | Energy sensor | I20 |  |  |  | MC204 | Sports Centre |  |  | 0 | 0
MC204-B06 | MC204-B06/I21 | Sports Hall Extr Fan 1 Flow |  |  |  |  | Energy sensor | I21 |  |  |  | MC204 | Sports Centre |  |  | 0 | 0
MC204-B06 | MC204-B06/I22 | Sports Hall Extr Fan 2 Fault |  |  |  |  | Energy sensor | I22 |  |  |  | MC204 | Sports Centre |  |  | 0 | 0
MC204-B06 | MC204-B06/I23 | Sports Hall Extr Fan 2 Flow |  |  |  |  | Energy sensor | I23 |  |  |  | MC204 | Sports Centre |  |  | 0 | 0
MC204-B06 | MC204-B06/I24 | Basement Extr Fault |  |  |  |  | Energy sensor | I24 |  |  |  | MC204 | Sports Centre |  |  | 0 | 0
MC204-B06 | MC204-B06/I25 | Basement Extr Flow |  |  |  |  | Energy sensor | I25 |  |  |  | MC204 | Sports Centre |  |  | 0 | 0
MC204-B06 | MC204-B06/I26 | Cen Batt Rm Extr Fault |  |  |  |  | Energy sensor | I26 |  |  |  | MC204 | Sports Centre |  |  | 0 | 0
MC204-B06 | MC204-B06/I27 | Cen Batt Rm Extr Flow |  |  |  |  | Energy sensor | I27 |  |  |  | MC204 | Sports Centre |  |  | 0 | 0
MC204-B06 | MC204-B06/I28 | Chem Store Extr Fault |  |  |  |  | Energy sensor | I28 |  |  |  | MC204 | Sports Centre |  |  | 0 | 0
MC204-B06 | MC204-B06/I29 | Chem Store Extr Flow |  |  |  |  | Energy sensor | I29 |  |  |  | MC204 | Sports Centre |  |  | 0 | 0
MC204-B06 | MC204-B06/i3 | Module 3 |  |  |  |  | Energy sensor | i3 |  |  |  | MC204 | Sports Centre |  |  | 0 | 0
MC204-B06 | MC204-B06/I3 | AHU4 Sply Fan Fault |  |  |  |  | Energy sensor | I3 |  |  |  | MC204 | Sports Centre |  |  | 0 | 0
MC204-B06 | MC204-B06/I30 | Store Smoke Extr Fault |  |  |  |  | Energy sensor | I30 |  |  |  | MC204 | Sports Centre |  |  | 0 | 0
MC204-B06 | MC204-B06/I31 | Store Smoke Extr Flow |  |  |  |  | Energy sensor | I31 |  |  |  | MC204 | Sports Centre |  |  | 0 | 0
MC204-B06 | MC204-B06/I32 | SportsHall Rad Htg Fault |  |  |  |  | Energy sensor | I32 |  |  |  | MC204 | Sports Centre |  |  | 0 | 0
MC204-B06 | MC204-B06/i4 | Module 4 |  |  |  |  | Energy sensor | i4 |  |  |  | MC204 | Sports Centre |  |  | 0 | 0
MC204-B06 | MC204-B06/I4 | AHU4 Sply Fan Flow |  |  |  |  | Energy sensor | I4 |  |  |  | MC204 | Sports Centre |  |  | 0 | 0
MC204-B06 | MC204-B06/I41 | AHU4 FA Dmpr Fail |  |  |  |  | Energy sensor | I41 |  |  |  | MC204 | Sports Centre |  |  | 0 | 0
MC204-B06 | MC204-B06/I42 | AHU4 Sply Flow Fail |  |  |  |  | Energy sensor | I42 |  |  |  | MC204 | Sports Centre |  |  | 0 | 0
MC204-B06 | MC204-B06/I43 | AHU4 EA Dmpr Fail |  |  |  |  | Energy sensor | I43 |  |  |  | MC204 | Sports Centre |  |  | 0 | 0
MC204-B06 | MC204-B06/I44 | AHU4 Extr Flow Fail |  |  |  |  | Energy sensor | I44 |  |  |  | MC204 | Sports Centre |  |  | 0 | 0
MC204-B06 | MC204-B06/I45 | AHU5 FA Dmpr Fail |  |  |  |  | Energy sensor | I45 |  |  |  | MC204 | Sports Centre |  |  | 0 | 0
MC204-B06 | MC204-B06/I46 | AHU5 Sply Flow Fail |  |  |  |  | Energy sensor | I46 |  |  |  | MC204 | Sports Centre |  |  | 0 | 0
MC204-B06 | MC204-B06/I47 | AHU5 EA Dmpr Fail |  |  |  |  | Energy sensor | I47 |  |  |  | MC204 | Sports Centre |  |  | 0 | 0
MC204-B06 | MC204-B06/I48 | Change Ext 5A Flow Fail |  |  |  |  | Energy sensor | I48 |  |  |  | MC204 | Sports Centre |  |  | 0 | 0
MC204-B06 | MC204-B06/I49 | Change Ext 5B Flow Fail |  |  |  |  | Energy sensor | I49 |  |  |  | MC204 | Sports Centre |  |  | 0 | 0
MC204-B06 | MC204-B06/I5 | AHU4 EA Dmpr Open |  |  |  |  | Energy sensor | I5 |  |  |  | MC204 | Sports Centre |  |  | 0 | 0
MC204-B06 | MC204-B06/i5 | Module 5 |  |  |  |  | Energy sensor | i5 |  |  |  | MC204 | Sports Centre |  |  | 0 | 0
MC204-B06 | MC204-B06/I50 | Sports Hall EF1 Flow Fail |  |  |  |  | Energy sensor | I50 |  |  |  | MC204 | Sports Centre |  |  | 0 | 0
MC204-B06 | MC204-B06/I51 | Sports Hall EF2 Flow Fail |  |  |  |  | Energy sensor | I51 |  |  |  | MC204 | Sports Centre |  |  | 0 | 0
MC204-B06 | MC204-B06/I52 | EF1 Extr Flow Fail |  |  |  |  | Energy sensor | I52 |  |  |  | MC204 | Sports Centre |  |  | 0 | 0
MC204-B06 | MC204-B06/I53 | EF4 Extr Flow Fail |  |  |  |  | Energy sensor | I53 |  |  |  | MC204 | Sports Centre |  |  | 0 | 0
MC204-B06 | MC204-B06/I54 | EF5 Extr Flow Fail |  |  |  |  | Energy sensor | I54 |  |  |  | MC204 | Sports Centre |  |  | 0 | 0
MC204-B06 | MC204-B06/I55 | EF6 Extr Flow Fail |  |  |  |  | Energy sensor | I55 |  |  |  | MC204 | Sports Centre |  |  | 0 | 0
MC204-B06 | MC204-B06/I56 | EF7 Extr Flow Fail |  |  |  |  | Energy sensor | I56 |  |  |  | MC204 | Sports Centre |  |  | 0 | 0
MC204-B06 | MC204-B06/I6 | AHU4 Extr Fan Fault |  |  |  |  | Energy sensor | I6 |  |  |  | MC204 | Sports Centre |  |  | 0 | 0
MC204-B06 | MC204-B06/I7 | AHU4 Extr Fan Flow |  |  |  |  | Energy sensor | I7 |  |  |  | MC204 | Sports Centre |  |  | 0 | 0
MC204-B06 | MC204-B06/I8 | AHU4 Panel Fltr Dirty |  |  |  |  | Energy sensor | I8 |  |  |  | MC204 | Sports Centre |  |  | 0 | 0
MC204-B06 | MC204-B06/I9 | AHU4 Bag Fltr Dirty |  |  |  |  | Energy sensor | I9 |  |  |  | MC204 | Sports Centre |  |  | 0 | 0
MC204-B06 | MC204-B06/K1 | AHU4 DET |  |  |  |  | Energy sensor | K1 |  |  |  | MC204 | Sports Centre |  |  | 0 | 0
MC204-B06 | MC204-B06/K10 | AHU5 DET |  |  |  |  | Energy sensor | K10 |  |  |  | MC204 | Sports Centre |  |  | 0 | 0
MC204-B06 | MC204-B06/K11 | AHU5 Winter OAT |  |  |  |  | Energy sensor | K11 |  |  |  | MC204 | Sports Centre |  |  | 0 | 0
MC204-B06 | MC204-B06/K12 | AHU5 Summer OAT |  |  |  |  | Energy sensor | K12 |  |  |  | MC204 | Sports Centre |  |  | 0 | 0
MC204-B06 | MC204-B06/K13 | AHU5 Sply Fan Dmd |  |  |  |  | Energy sensor | K13 |  |  |  | MC204 | Sports Centre |  |  | 0 | 0
MC204-B06 | MC204-B06/K14 | Change Extr Fan Dmd |  |  |  |  | Energy sensor | K14 |  |  |  | MC204 | Sports Centre |  |  | 0 | 0
MC204-B06 | MC204-B06/K15 | AHU5 Space SP |  |  |  |  | Energy sensor | K15 |  |  |  | MC204 | Sports Centre |  |  | 0 | 0
MC204-B06 | MC204-B06/K16 | AHU5 HI Sply Temp |  |  | Degrees Celsius |  | Energy sensor | K16 |  |  |  | MC204 | Sports Centre |  |  | 0 | 0
MC204-B06 | MC204-B06/K17 | AHU5 LO Sply Temp |  |  | Degrees Celsius |  | Energy sensor | K17 |  |  |  | MC204 | Sports Centre |  |  | 0 | 0
MC204-B06 | MC204-B06/K18 | Sports Hall Temp SP |  |  | Degrees Celsius |  | Energy sensor | K18 |  |  |  | MC204 | Sports Centre |  |  | 0 | 0
MC204-B06 | MC204-B06/K19 | Sports Hall Frost Protect |  |  |  |  | Energy sensor | K19 |  |  |  | MC204 | Sports Centre |  |  | 0 | 0
MC204-B06 | MC204-B06/K2 | AHU4 Winter OAT |  |  |  |  | Energy sensor | K2 |  |  |  | MC204 | Sports Centre |  |  | 0 | 0
MC204-B06 | MC204-B06/K20 | Sports Hall DET |  |  |  |  | Energy sensor | K20 |  |  |  | MC204 | Sports Centre |  |  | 0 | 0
MC204-B06 | MC204-B06/K21 | Sports Hall Dmpr DB |  |  |  |  | Energy sensor | K21 |  |  |  | MC204 | Sports Centre |  |  | 0 | 0
MC204-B06 | MC204-B06/K22 | Sports Hall Extr DB |  |  |  |  | Energy sensor | K22 |  |  |  | MC204 | Sports Centre |  |  | 0 | 0
MC204-B06 | MC204-B06/K23 | Sports Hall Co2 SP |  |  |  |  | Energy sensor | K23 |  |  |  | MC204 | Sports Centre |  |  | 0 | 0
MC204-B06 | MC204-B06/K24 | Sport Hall Temp Band |  |  | Degrees Celsius |  | Energy sensor | K24 |  |  |  | MC204 | Sports Centre |  |  | 0 | 0
MC204-B06 | MC204-B06/K25 | Sport Hall Co2 Band |  |  |  |  | Energy sensor | K25 |  |  |  | MC204 | Sports Centre |  |  | 0 | 0
MC204-B06 | MC204-B06/K26 | EF1 DET |  |  |  |  | Energy sensor | K26 |  |  |  | MC204 | Sports Centre |  |  | 0 | 0
MC204-B06 | MC204-B06/K27 | EF4 DET |  |  |  |  | Energy sensor | K27 |  |  |  | MC204 | Sports Centre |  |  | 0 | 0
MC204-B06 | MC204-B06/K28 | EF5 DET |  |  |  |  | Energy sensor | K28 |  |  |  | MC204 | Sports Centre |  |  | 0 | 0
MC204-B06 | MC204-B06/K29 | EF6 DET |  |  |  |  | Energy sensor | K29 |  |  |  | MC204 | Sports Centre |  |  | 0 | 0
MC204-B06 | MC204-B06/K3 | AHU4 Summer OAT |  |  |  |  | Energy sensor | K3 |  |  |  | MC204 | Sports Centre |  |  | 0 | 0
MC204-B06 | MC204-B06/K30 | EF7 DET |  |  |  |  | Energy sensor | K30 |  |  |  | MC204 | Sports Centre |  |  | 0 | 0
MC204-B06 | MC204-B06/K31 | Sports Hall EF FIRE Dmd |  |  |  |  | Energy sensor | K31 |  |  |  | MC204 | Sports Centre |  |  | 0 | 0
MC204-B06 | MC204-B06/K33 | AHU4 Htg Clg Band |  |  |  |  | Energy sensor | K33 |  |  |  | MC204 | Sports Centre |  |  | 0 | 0
MC204-B06 | MC204-B06/K4 | AHU4 Sply Fan Dmd |  |  |  |  | Energy sensor | K4 |  |  |  | MC204 | Sports Centre |  |  | 0 | 0
MC204-B06 | MC204-B06/K5 | AHU4 Extr Fan Dmd |  |  |  |  | Energy sensor | K5 |  |  |  | MC204 | Sports Centre |  |  | 0 | 0
MC204-B06 | MC204-B06/K6 | AHU4 Frost SP |  |  |  |  | Energy sensor | K6 |  |  |  | MC204 | Sports Centre |  |  | 0 | 0
MC204-B06 | MC204-B06/K7 | AHU4 Space SP |  |  |  |  | Energy sensor | K7 |  |  |  | MC204 | Sports Centre |  |  | 0 | 0
MC204-B06 | MC204-B06/K8 | AHU4 HI Sply Temp |  |  | Degrees Celsius |  | Energy sensor | K8 |  |  |  | MC204 | Sports Centre |  |  | 0 | 0
MC204-B06 | MC204-B06/K9 | AHU4 LO Sply Temp |  |  | Degrees Celsius |  | Energy sensor | K9 |  |  |  | MC204 | Sports Centre |  |  | 0 | 0
MC204-B06 | MC204-B06/L1 | AHU4 Frost Dmd |  |  |  |  | Energy sensor | L1 |  |  |  | MC204 | Sports Centre |  |  | 0 | 0
MC204-B06 | MC204-B06/L10 | Loop 10 |  |  |  |  | Energy sensor | L10 |  |  |  | MC204 | Sports Centre |  |  | 0 | 0
MC204-B06 | MC204-B06/L11 | Loop 11 |  |  |  |  | Energy sensor | L11 |  |  |  | MC204 | Sports Centre |  |  | 0 | 0
MC204-B06 | MC204-B06/L2 | [5 empty] | Energy sensor | L2 |  |  |  | MC204 | Sports Centre |  |  | 0 | 0
MC204-B06 | MC204-B06/L3 | [5 empty] | Energy sensor | L3 |  |  |  | MC204 | Sports Centre |  |  | 0 | 0
MC204-B06 | MC204-B06/L4 | [5 empty] | Energy sensor | L4 |  |  |  | MC204 | Sports Centre |  |  | 0 | 0
MC204-B06 | MC204-B06/L5 | [5 empty] | Energy sensor | L5 |  |  |  | MC204 | Sports Centre |  |  | 0 | 0
MC204-B06 | MC204-B06/L6 | [5 empty] | Energy sensor | L6 |  |  |  | MC204 | Sports Centre |  |  | 0 | 0
MC204-B06 | MC204-B06/L7 | [5 empty] | Energy sensor | L7 |  |  |  | MC204 | Sports Centre |  |  | 0 | 0
MC204-B06 | MC204-B06/L8 | [5 empty] | Energy sensor | L8 |  |  |  | MC204 | Sports Centre |  |  | 0 | 0
MC204-B06 | MC204-B06/L9 | Loop 9 |  |  |  |  | Energy sensor | L9 |  |  |  | MC204 | Sports Centre |  |  | 0 | 0
MC204-B06 | MC204-B06/n1 | TREND_00_84_CB |  |  |  |  | Energy sensor | n1 |  |  |  | MC204 | Sports Centre |  |  | 0 | 0
MC204-B06 | MC204-B06/N1 | IC Comms 1 |  |  |  |  | Energy sensor | N1 |  |  |  | MC204 | Sports Centre |  |  | 0 | 0
MC204-B06 | MC204-B06/N2 | IC Comms 2 |  |  |  |  | Energy sensor | N2 |  |  |  | MC204 | Sports Centre |  |  | 0 | 0
MC204-B06 | MC204-B06/N3 | Fault o14 |  |  |  |  | Energy sensor | N3 |  |  |  | MC204 | Sports Centre |  |  | 0 | 0
MC204-B06 | MC204-B06/o1 | Alarm Route 1 |  |  |  |  | Energy sensor | o1 |  |  |  | MC204 | Sports Centre |  |  | 0 | 0
MC204-B06 | MC204-B06/o2 | Alarm Route 2 |  |  |  |  | Energy sensor | o2 |  |  |  | MC204 | Sports Centre |  |  | 0 | 0
MC204-B06 | MC204-B06/o3 | Alarm Route 3 |  |  |  |  | Energy sensor | o3 |  |  |  | MC204 | Sports Centre |  |  | 0 | 0
MC204-B06 | MC204-B06/O3 | Sports Hall |  |  |  |  | Energy sensor | O3 |  |  |  | MC204 | Sports Centre |  |  | 0 | 0
MC204-B06 | MC204-B06/o4 | Alarm Route 4 |  |  |  |  | Energy sensor | o4 |  |  |  | MC204 | Sports Centre |  |  | 0 | 0
MC204-B06 | MC204-B06/o5 | Alarm Route 5 |  |  |  |  | Energy sensor | o5 |  |  |  | MC204 | Sports Centre |  |  | 0 | 0
MC204-B06 | MC204-B06/o6 | Alarm Route 6 |  |  |  |  | Energy sensor | o6 |  |  |  | MC204 | Sports Centre |  |  | 0 | 0
MC204-B06 | MC204-B06/P1 | AHU4 Frost Temp |  |  | Degrees Celsius |  | Energy sensor | P1 |  |  |  | MC204 | Sports Centre |  |  | 0 | 0
MC204-B06 | MC204-B06/P2 | AHU4 Supply Temp |  |  | Degrees Celsius |  | Energy sensor | P2 |  |  |  | MC204 | Sports Centre |  |  | 0 | 0
MC204-B06 | MC204-B06/P3 | AHU4 Extract Temp |  |  | Degrees Celsius |  | Energy sensor | P3 |  |  |  | MC204 | Sports Centre |  |  | 0 | 0
MC204-B06 | MC204-B06/P4 | AHU5 Supply Temp |  |  | Degrees Celsius |  | Energy sensor | P4 |  |  |  | MC204 | Sports Centre |  |  | 0 | 0
MC204-B06 | MC204-B06/P5 | AHU5 Extract Temp |  |  | Degrees Celsius |  | Energy sensor | P5 |  |  |  | MC204 | Sports Centre |  |  | 0 | 0
MC204-B06 | MC204-B06/P6 | Sports Hall Co2 1 |  |  |  |  | Energy sensor | P6 |  |  |  | MC204 | Sports Centre |  |  | 0 | 0
MC204-B06 | MC204-B06/P7 | Sports Hall Temp 1 |  |  | Degrees Celsius |  | Energy sensor | P7 |  |  |  | MC204 | Sports Centre |  |  | 0 | 0
MC204-B06 | MC204-B06/P8 | Sports Hall Co2 2 |  |  |  |  | Energy sensor | P8 |  |  |  | MC204 | Sports Centre |  |  | 0 | 0
MC204-B06 | MC204-B06/P9 | Sports Hall Temp 2 |  |  | Degrees Celsius |  | Energy sensor | P9 |  |  |  | MC204 | Sports Centre |  |  | 0 | 0
MC204-B06 | MC204-B06/Q1 | Sequence Table 1 |  |  |  |  | Energy sensor | Q1 |  |  |  | MC204 | Sports Centre |  |  | 0 | 0
MC204-B06 | MC204-B06/S1 | AHU4 Frost Temp |  |  | Degrees Celsius |  | Energy sensor | S1 |  |  |  | MC204 | Sports Centre |  |  | 0 | 0
MC204-B06 | MC204-B06/S2 | AHU4 Supply Temp |  |  | Degrees Celsius |  | Energy sensor | S2 |  |  |  | MC204 | Sports Centre |  |  | 0 | 0
MC204-B06 | MC204-B06/S3 | AHU4 Extract Temp |  |  | Degrees Celsius |  | Energy sensor | S3 |  |  |  | MC204 | Sports Centre |  |  | 0 | 0
MC204-B06 | MC204-B06/S4 | AHU5 Supply Temp |  |  | Degrees Celsius |  | Energy sensor | S4 |  |  |  | MC204 | Sports Centre |  |  | 0 | 0
MC204-B06 | MC204-B06/S5 | AHU5 Extract Temp |  |  | Degrees Celsius |  | Energy sensor | S5 |  |  |  | MC204 | Sports Centre |  |  | 0 | 0
MC204-B06 | MC204-B06/S6 | Sports Hall Co2 1 |  |  |  |  | Energy sensor | S6 |  |  |  | MC204 | Sports Centre |  |  | 0 | 0
MC204-B06 | MC204-B06/S7 | Sports Hall Temp 1 |  |  | Degrees Celsius |  | Energy sensor | S7 |  |  |  | MC204 | Sports Centre |  |  | 0 | 0
MC204-B06 | MC204-B06/S8 | Sports Hall Co2 2 |  |  |  |  | Energy sensor | S8 |  |  |  | MC204 | Sports Centre |  |  | 0 | 0
MC204-B06 | MC204-B06/S9 | Sports Hall Temp 2 |  |  | Degrees Celsius |  | Energy sensor | S9 |  |  |  | MC204 | Sports Centre |  |  | 0 | 0
MC204-B06 | MC204-B06/V1 | [5 empty] | Energy sensor | V1 |  |  |  | MC204 | Sports Centre |  |  | 0 | 0
MC204-B06 | MC204-B06/W1 | AHU4 Fault Reset |  |  |  |  | Energy sensor | W1 |  |  |  | MC204 | Sports Centre |  |  | 0 | 0
MC204-B06 | MC204-B06/W10 | EF4 DET |  |  |  |  | Energy sensor | W10 |  |  |  | MC204 | Sports Centre |  |  | 0 | 0
MC204-B06 | MC204-B06/W11 | EF5 DET |  |  |  |  | Energy sensor | W11 |  |  |  | MC204 | Sports Centre |  |  | 0 | 0
MC204-B06 | MC204-B06/W12 | EF6 DET |  |  |  |  | Energy sensor | W12 |  |  |  | MC204 | Sports Centre |  |  | 0 | 0
MC204-B06 | MC204-B06/W13 | EF7 DET |  |  |  |  | Energy sensor | W13 |  |  |  | MC204 | Sports Centre |  |  | 0 | 0
MC204-B06 | MC204-B06/W14 | Sports Hall Ext Fan 1 OR |  |  |  |  | Energy sensor | W14 |  |  |  | MC204 | Sports Centre |  |  | 0 | 0
MC204-B06 | MC204-B06/W15 | Sports Hall Ext Fan 2 OR |  |  |  |  | Energy sensor | W15 |  |  |  | MC204 | Sports Centre |  |  | 0 | 0
MC204-B06 | MC204-B06/W2 | AHU4 DET |  |  |  |  | Energy sensor | W2 |  |  |  | MC204 | Sports Centre |  |  | 0 | 0
MC204-B06 | MC204-B06/W3 | AHU5 Fault Reset |  |  |  |  | Energy sensor | W3 |  |  |  | MC204 | Sports Centre |  |  | 0 | 0
MC204-B06 | MC204-B06/W4 | AHU5 DET |  |  |  |  | Energy sensor | W4 |  |  |  | MC204 | Sports Centre |  |  | 0 | 0
MC204-B06 | MC204-B06/W5 | Change Extr Fan Duty |  |  |  |  | Energy sensor | W5 |  |  |  | MC204 | Sports Centre |  |  | 0 | 0
MC204-B06 | MC204-B06/W6 | Sports EF Fault Reset |  |  |  |  | Energy sensor | W6 |  |  |  | MC204 | Sports Centre |  |  | 0 | 0
MC204-B06 | MC204-B06/W7 | Sports Hall DET |  |  |  |  | Energy sensor | W7 |  |  |  | MC204 | Sports Centre |  |  | 0 | 0
MC204-B06 | MC204-B06/W8 | Sports Hall EF Duty |  |  |  |  | Energy sensor | W8 |  |  |  | MC204 | Sports Centre |  |  | 0 | 0
MC204-B06 | MC204-B06/W9 | EF1 DET |  |  |  |  | Energy sensor | W9 |  |  |  | MC204 | Sports Centre |  |  | 0 | 0
MC204-B06 | MC204-B06/Y1 | Trend T -20+50 |  |  |  |  | Energy sensor | Y1 |  |  |  | MC204 | Sports Centre |  |  | 0 | 0
MC204-B06 | MC204-B06/Y2 | Temp V 0+50 |  |  | Degrees Celsius |  | Energy sensor | Y2 |  |  |  | MC204 | Sports Centre |  |  | 0 | 0
MC204-B06 | MC204-B06/Y3 | CO2 V |  |  |  |  | Energy sensor | Y3 |  |  |  | MC204 | Sports Centre |  |  | 0 | 0
MC204-B06 | MC204-B06/Z1 | AHU4-Dry Change |  |  |  |  | Energy sensor | Z1 |  |  |  | MC204 | Sports Centre |  |  | 0 | 0
MC204-B06 | MC204-B06/Z2 | AHU5-Outdoor Change |  |  |  |  | Energy sensor | Z2 |  |  |  | MC204 | Sports Centre |  |  | 0 | 0
MC204-B06 | MC204-B06/Z3 | Sports Hall |  |  |  |  | Energy sensor | Z3 |  |  |  | MC204 | Sports Centre |  |  | 0 | 0
MC204-B06 | MC204-B06/Z4 | Basement Extract EF1 |  |  |  |  | Energy sensor | Z4 |  |  |  | MC204 | Sports Centre |  |  | 0 | 0
MC204-B06 | MC204-B06/Z5 | Battery Rm Extract EF4 |  |  |  |  | Energy sensor | Z5 |  |  |  | MC204 | Sports Centre |  |  | 0 | 0
MC204-B06 | MC204-B06/Z6 | Chem Store Extract EF5 |  |  |  |  | Energy sensor | Z6 |  |  |  | MC204 | Sports Centre |  |  | 0 | 0
MC204-B06 | MC204-B06/Z7 | Sauna Extract EF6 |  |  |  |  | Energy sensor | Z7 |  |  |  | MC204 | Sports Centre |  |  | 0 | 0
MC204-B06 | MC204-B06/Z8 | Steam Rm Extract EF7 |  |  |  |  | Energy sensor | Z8 |  |  |  | MC204 | Sports Centre |  |  | 0 | 0
MC103-B01 | MC103-B01/C1 | Virtual CNC 1 |  |  |  |  | Energy sensor | C1 |  |  |  | MC103 | Lancaster House Hotel |  |  | 0 | 0
MC103-B01 | MC103-B01/C2 | Virtual CNC 2 |  |  |  |  | Energy sensor | C2 |  |  |  | MC103 | Lancaster House Hotel |  |  | 0 | 0
MC103-B01 | MC103-B01/C3 | Virtual CNC 3 |  |  |  |  | Energy sensor | C3 |  |  |  | MC103 | Lancaster House Hotel |  |  | 0 | 0
MC103-B01 | MC103-B01/D1 | HeatingPumpsEnable |  |  |  |  | Energy sensor | D1 |  |  |  | MC103 | Lancaster House Hotel |  |  | 0 | 0
MC103-B01 | MC103-B01/D10 | Common heating Fault |  |  |  |  | Energy sensor | D10 |  |  |  | MC103 | Lancaster House Hotel |  |  | 0 | 0
MC103-B01 | MC103-B01/D11 | Pump Fault Lt |  |  |  |  | Energy sensor | D11 |  |  |  | MC103 | Lancaster House Hotel |  |  | 0 | 0
MC103-B01 | MC103-B01/D12 | Boiler 1 Enable |  |  |  |  | Energy sensor | D12 |  |  |  | MC103 | Lancaster House Hotel |  |  | 0 | 0
MC103-B01 | MC103-B01/D13 | Boiler 2 Enable |  |  |  |  | Energy sensor | D13 |  |  |  | MC103 | Lancaster House Hotel |  |  | 0 | 0
MC103-B01 | MC103-B01/D2 | ChilledPumps |  |  |  |  | Energy sensor | D2 |  |  |  | MC103 | Lancaster House Hotel |  |  | 0 | 0
MC103-B01 | MC103-B01/D3 | HWS Secondary Pumps |  |  |  |  | Energy sensor | D3 |  |  |  | MC103 | Lancaster House Hotel |  |  | 0 | 0
MC103-B01 | MC103-B01/D4 | Condensor |  |  |  |  | Energy sensor | D4 |  |  |  | MC103 | Lancaster House Hotel |  |  | 0 | 0
MC103-B01 | MC103-B01/D5 | Driver 5 |  |  |  |  | Energy sensor | D5 |  |  |  | MC103 | Lancaster House Hotel |  |  | 0 | 0
MC103-B01 | MC103-B01/D6 | HWS Generator |  |  |  |  | Energy sensor | D6 |  |  |  | MC103 | Lancaster House Hotel |  |  | 0 | 0
MC103-B01 | MC103-B01/D7 | Toilet Xtract Fans |  |  |  |  | Energy sensor | D7 |  |  |  | MC103 | Lancaster House Hotel |  |  | 0 | 0
MC103-B01 | MC103-B01/D8 | End Room AHU aircon |  |  |  |  | Energy sensor | D8 |  |  |  | MC103 | Lancaster House Hotel |  |  | 0 | 0
MC103-B01 | MC103-B01/D9 | Kitchen&amp;PhotoExtract |  |  |  |  | Energy sensor | D9 |  |  |  | MC103 | Lancaster House Hotel |  |  | 0 | 0
MC103-B01 | MC103-B01/e1 | Alarm Dest 1 |  |  |  |  | Energy sensor | e1 |  |  |  | MC103 | Lancaster House Hotel |  |  | 0 | 0
MC103-B01 | MC103-B01/F10 | Function 10 |  |  |  |  | Energy sensor | F10 |  |  |  | MC103 | Lancaster House Hotel |  |  | 0 | 0
MC103-B01 | MC103-B01/F11 | Function 11 |  |  |  |  | Energy sensor | F11 |  |  |  | MC103 | Lancaster House Hotel |  |  | 0 | 0
MC103-B01 | MC103-B01/F12 | Function 12 |  |  |  |  | Energy sensor | F12 |  |  |  | MC103 | Lancaster House Hotel |  |  | 0 | 0
MC103-B01 | MC103-B01/F16 | Function 16 |  |  |  |  | Energy sensor | F16 |  |  |  | MC103 | Lancaster House Hotel |  |  | 0 | 0
MC103-B01 | MC103-B01/F17 | Function 17 |  |  |  |  | Energy sensor | F17 |  |  |  | MC103 | Lancaster House Hotel |  |  | 0 | 0
MC103-B01 | MC103-B01/F18 | Function 18 |  |  |  |  | Energy sensor | F18 |  |  |  | MC103 | Lancaster House Hotel |  |  | 0 | 0
MC103-B01 | MC103-B01/F19 | Function 19 |  |  |  |  | Energy sensor | F19 |  |  |  | MC103 | Lancaster House Hotel |  |  | 0 | 0
MC103-B01 | MC103-B01/F20 | Function 20 |  |  |  |  | Energy sensor | F20 |  |  |  | MC103 | Lancaster House Hotel |  |  | 0 | 0
MC103-B01 | MC103-B01/F21 | Function 21 |  |  |  |  | Energy sensor | F21 |  |  |  | MC103 | Lancaster House Hotel |  |  | 0 | 0
MC103-B01 | MC103-B01/F22 | Function 22 |  |  |  |  | Energy sensor | F22 |  |  |  | MC103 | Lancaster House Hotel |  |  | 0 | 0
MC103-B01 | MC103-B01/F23 | Function 23 |  |  |  |  | Energy sensor | F23 |  |  |  | MC103 | Lancaster House Hotel |  |  | 0 | 0
MC103-B01 | MC103-B01/F24 | Function 24 |  |  |  |  | Energy sensor | F24 |  |  |  | MC103 | Lancaster House Hotel |  |  | 0 | 0
MC103-B01 | MC103-B01/F25 | Function 25 |  |  |  |  | Energy sensor | F25 |  |  |  | MC103 | Lancaster House Hotel |  |  | 0 | 0
MC103-B01 | MC103-B01/F26 | Function 26 |  |  |  |  | Energy sensor | F26 |  |  |  | MC103 | Lancaster House Hotel |  |  | 0 | 0
MC103-B01 | MC103-B01/F27 | Function 27 |  |  |  |  | Energy sensor | F27 |  |  |  | MC103 | Lancaster House Hotel |  |  | 0 | 0
MC103-B01 | MC103-B01/F28 | Function 28 |  |  |  |  | Energy sensor | F28 |  |  |  | MC103 | Lancaster House Hotel |  |  | 0 | 0
MC103-B01 | MC103-B01/F29 | Function 29 |  |  |  |  | Energy sensor | F29 |  |  |  | MC103 | Lancaster House Hotel |  |  | 0 | 0
MC103-B01 | MC103-B01/F3 | OAT Frost Active |  |  |  |  | Energy sensor | F3 |  |  |  | MC103 | Lancaster House Hotel |  |  | 0 | 0
MC103-B01 | MC103-B01/F4 | Water Frost Active |  |  |  |  | Energy sensor | F4 |  |  |  | MC103 | Lancaster House Hotel |  |  | 0 | 0
MC103-B01 | MC103-B01/F5 | Space Frost Active |  |  |  |  | Energy sensor | F5 |  |  |  | MC103 | Lancaster House Hotel |  |  | 0 | 0
MC103-B01 | MC103-B01/F6 | Function 6 |  |  |  |  | Energy sensor | F6 |  |  |  | MC103 | Lancaster House Hotel |  |  | 0 | 0
MC103-B01 | MC103-B01/F7 | Function 7 |  |  |  |  | Energy sensor | F7 |  |  |  | MC103 | Lancaster House Hotel |  |  | 0 | 0
MC103-B01 | MC103-B01/F8 | Function 8 |  |  |  |  | Energy sensor | F8 |  |  |  | MC103 | Lancaster House Hotel |  |  | 0 | 0
MC103-B01 | MC103-B01/F9 | Function 9 |  |  |  |  | Energy sensor | F9 |  |  |  | MC103 | Lancaster House Hotel |  |  | 0 | 0
MC103-B01 | MC103-B01/G1 | Summer ECO active |  |  |  |  | Energy sensor | G1 |  |  |  | MC103 | Lancaster House Hotel |  |  | 0 | 0
MC103-B01 | MC103-B01/G10 | Logic 10 |  |  |  |  | Energy sensor | G10 |  |  |  | MC103 | Lancaster House Hotel |  |  | 0 | 0
MC103-B01 | MC103-B01/G11 | Logic 11 |  |  |  |  | Energy sensor | G11 |  |  |  | MC103 | Lancaster House Hotel |  |  | 0 | 0
MC103-B01 | MC103-B01/G12 | Logic 12 |  |  |  |  | Energy sensor | G12 |  |  |  | MC103 | Lancaster House Hotel |  |  | 0 | 0
MC103-B01 | MC103-B01/G13 | CHW Pumps Enable |  |  |  |  | Energy sensor | G13 |  |  |  | MC103 | Lancaster House Hotel |  |  | 0 | 0
MC103-B01 | MC103-B01/G14 | Logic 14 |  |  |  |  | Energy sensor | G14 |  |  |  | MC103 | Lancaster House Hotel |  |  | 0 | 0
MC103-B01 | MC103-B01/G15 | Ventilation Required |  |  |  |  | Energy sensor | G15 |  |  |  | MC103 | Lancaster House Hotel |  |  | 0 | 0
MC103-B01 | MC103-B01/G16 | Logic 16 |  |  |  |  | Energy sensor | G16 |  |  |  | MC103 | Lancaster House Hotel |  |  | 0 | 0
MC103-B01 | MC103-B01/G17 | Logic 17 |  |  |  |  | Energy sensor | G17 |  |  |  | MC103 | Lancaster House Hotel |  |  | 0 | 0
MC103-B01 | MC103-B01/G18 | Logic 18 |  |  |  |  | Energy sensor | G18 |  |  |  | MC103 | Lancaster House Hotel |  |  | 0 | 0
MC103-B01 | MC103-B01/G2 | Heating enable |  |  | 0 = Off, 1 = On |  | Energy sensor | G2 |  |  |  | MC103 | Lancaster House Hotel |  |  | 0 | 0
MC103-B01 | MC103-B01/G21 | Logic 21 |  |  |  |  | Energy sensor | G21 |  |  |  | MC103 | Lancaster House Hotel |  |  | 0 | 0
MC103-B01 | MC103-B01/G23 | Logic 23 |  |  |  |  | Energy sensor | G23 |  |  |  | MC103 | Lancaster House Hotel |  |  | 0 | 0
MC103-B01 | MC103-B01/G24 | Logic 24 |  |  |  |  | Energy sensor | G24 |  |  |  | MC103 | Lancaster House Hotel |  |  | 0 | 0
MC103-B01 | MC103-B01/G25 | Logic 25 |  |  |  |  | Energy sensor | G25 |  |  |  | MC103 | Lancaster House Hotel |  |  | 0 | 0
MC103-B01 | MC103-B01/G26 | Logic 26 |  |  |  |  | Energy sensor | G26 |  |  |  | MC103 | Lancaster House Hotel |  |  | 0 | 0
MC103-B01 | MC103-B01/G28 | Logic 28 |  |  |  |  | Energy sensor | G28 |  |  |  | MC103 | Lancaster House Hotel |  |  | 0 | 0
MC103-B01 | MC103-B01/G29 | Logic 29 |  |  |  |  | Energy sensor | G29 |  |  |  | MC103 | Lancaster House Hotel |  |  | 0 | 0
MC103-B01 | MC103-B01/G3 | Logic 3 |  |  |  |  | Energy sensor | G3 |  |  |  | MC103 | Lancaster House Hotel |  |  | 0 | 0
MC103-B01 | MC103-B01/G30 | Logic 30 |  |  |  |  | Energy sensor | G30 |  |  |  | MC103 | Lancaster House Hotel |  |  | 0 | 0
MC103-B01 | MC103-B01/G31 | Logic 31 |  |  |  |  | Energy sensor | G31 |  |  |  | MC103 | Lancaster House Hotel |  |  | 0 | 0
MC103-B01 | MC103-B01/G32 | Logic 32 |  |  |  |  | Energy sensor | G32 |  |  |  | MC103 | Lancaster House Hotel |  |  | 0 | 0
MC103-B01 | MC103-B01/G33 | Logic 33 |  |  |  |  | Energy sensor | G33 |  |  |  | MC103 | Lancaster House Hotel |  |  | 0 | 0
MC103-B01 | MC103-B01/G34 | Logic 34 |  |  |  |  | Energy sensor | G34 |  |  |  | MC103 | Lancaster House Hotel |  |  | 0 | 0
MC103-B01 | MC103-B01/G35 | Logic 35 |  |  |  |  | Energy sensor | G35 |  |  |  | MC103 | Lancaster House Hotel |  |  | 0 | 0
MC103-B01 | MC103-B01/G36 | Logic 36 |  |  |  |  | Energy sensor | G36 |  |  |  | MC103 | Lancaster House Hotel |  |  | 0 | 0
MC103-B01 | MC103-B01/G37 | Logic 37 |  |  |  |  | Energy sensor | G37 |  |  |  | MC103 | Lancaster House Hotel |  |  | 0 | 0
MC103-B01 | MC103-B01/G38 | Logic 38 |  |  |  |  | Energy sensor | G38 |  |  |  | MC103 | Lancaster House Hotel |  |  | 0 | 0
MC103-B01 | MC103-B01/G39 | Logic 39 |  |  |  |  | Energy sensor | G39 |  |  |  | MC103 | Lancaster House Hotel |  |  | 0 | 0
MC103-B01 | MC103-B01/G4 | Logic 4 |  |  |  |  | Energy sensor | G4 |  |  |  | MC103 | Lancaster House Hotel |  |  | 0 | 0
MC103-B01 | MC103-B01/G40 | Logic 40 |  |  |  |  | Energy sensor | G40 |  |  |  | MC103 | Lancaster House Hotel |  |  | 0 | 0
MC103-B01 | MC103-B01/G41 | Logic 41 |  |  |  |  | Energy sensor | G41 |  |  |  | MC103 | Lancaster House Hotel |  |  | 0 | 0
MC103-B01 | MC103-B01/G42 | Logic 42 |  |  |  |  | Energy sensor | G42 |  |  |  | MC103 | Lancaster House Hotel |  |  | 0 | 0
MC103-B01 | MC103-B01/G43 | Logic 43 |  |  |  |  | Energy sensor | G43 |  |  |  | MC103 | Lancaster House Hotel |  |  | 0 | 0
MC103-B01 | MC103-B01/G44 | Logic 44 |  |  |  |  | Energy sensor | G44 |  |  |  | MC103 | Lancaster House Hotel |  |  | 0 | 0
MC103-B01 | MC103-B01/G45 | Logic 45 |  |  |  |  | Energy sensor | G45 |  |  |  | MC103 | Lancaster House Hotel |  |  | 0 | 0
MC103-B01 | MC103-B01/G46 | Logic 46 |  |  |  |  | Energy sensor | G46 |  |  |  | MC103 | Lancaster House Hotel |  |  | 0 | 0
MC103-B01 | MC103-B01/G47 | Logic 47 |  |  |  |  | Energy sensor | G47 |  |  |  | MC103 | Lancaster House Hotel |  |  | 0 | 0
MC103-B01 | MC103-B01/G48 | Logic 48 |  |  |  |  | Energy sensor | G48 |  |  |  | MC103 | Lancaster House Hotel |  |  | 0 | 0
MC103-B01 | MC103-B01/G49 | Logic 49 |  |  |  |  | Energy sensor | G49 |  |  |  | MC103 | Lancaster House Hotel |  |  | 0 | 0
MC103-B01 | MC103-B01/G5 | Heating Pumps Enable |  |  |  |  | Energy sensor | G5 |  |  |  | MC103 | Lancaster House Hotel |  |  | 0 | 0
MC103-B01 | MC103-B01/G50 | Logic 50 |  |  |  |  | Energy sensor | G50 |  |  |  | MC103 | Lancaster House Hotel |  |  | 0 | 0
MC103-B01 | MC103-B01/G52 | Logic 52 |  |  |  |  | Energy sensor | G52 |  |  |  | MC103 | Lancaster House Hotel |  |  | 0 | 0
MC103-B01 | MC103-B01/G53 | Logic 53 |  |  |  |  | Energy sensor | G53 |  |  |  | MC103 | Lancaster House Hotel |  |  | 0 | 0
MC103-B01 | MC103-B01/G54 | Logic 54 |  |  |  |  | Energy sensor | G54 |  |  |  | MC103 | Lancaster House Hotel |  |  | 0 | 0
MC103-B01 | MC103-B01/G55 | Logic 55 |  |  |  |  | Energy sensor | G55 |  |  |  | MC103 | Lancaster House Hotel |  |  | 0 | 0
MC103-B01 | MC103-B01/G57 | Logic 57 |  |  |  |  | Energy sensor | G57 |  |  |  | MC103 | Lancaster House Hotel |  |  | 0 | 0
MC103-B01 | MC103-B01/G58 | Logic 58 |  |  |  |  | Energy sensor | G58 |  |  |  | MC103 | Lancaster House Hotel |  |  | 0 | 0
MC103-B01 | MC103-B01/G59 | Logic 59 |  |  |  |  | Energy sensor | G59 |  |  |  | MC103 | Lancaster House Hotel |  |  | 0 | 0
MC103-B01 | MC103-B01/G6 | Logic 6 |  |  |  |  | Energy sensor | G6 |  |  |  | MC103 | Lancaster House Hotel |  |  | 0 | 0
MC103-B01 | MC103-B01/G61 | Logic 61 |  |  |  |  | Energy sensor | G61 |  |  |  | MC103 | Lancaster House Hotel |  |  | 0 | 0
MC103-B01 | MC103-B01/G62 | Logic 62 |  |  |  |  | Energy sensor | G62 |  |  |  | MC103 | Lancaster House Hotel |  |  | 0 | 0
MC103-B01 | MC103-B01/G63 | Logic 63 |  |  |  |  | Energy sensor | G63 |  |  |  | MC103 | Lancaster House Hotel |  |  | 0 | 0
MC103-B01 | MC103-B01/G68 | Logic 68 |  |  |  |  | Energy sensor | G68 |  |  |  | MC103 | Lancaster House Hotel |  |  | 0 | 0
MC103-B01 | MC103-B01/G69 | Logic 69 |  |  |  |  | Energy sensor | G69 |  |  |  | MC103 | Lancaster House Hotel |  |  | 0 | 0
MC103-B01 | MC103-B01/G7 | Logic 7 |  |  |  |  | Energy sensor | G7 |  |  |  | MC103 | Lancaster House Hotel |  |  | 0 | 0
MC103-B01 | MC103-B01/G8 | Logic 8 |  |  |  |  | Energy sensor | G8 |  |  |  | MC103 | Lancaster House Hotel |  |  | 0 | 0
MC103-B01 | MC103-B01/G9 | HWS Pumps Enable |  |  |  |  | Energy sensor | G9 |  |  |  | MC103 | Lancaster House Hotel |  |  | 0 | 0
MC103-B01 | MC103-B01/I1 | Heating Failed |  |  |  |  | Energy sensor | I1 |  |  |  | MC103 | Lancaster House Hotel |  |  | 0 | 0
MC103-B01 | MC103-B01/i1 | IQ4/IO/16DI |  |  |  |  | Energy sensor | i1 |  |  |  | MC103 | Lancaster House Hotel |  |  | 0 | 0
MC103-B01 | MC103-B01/I10 | HWSBurnerFault |  |  |  |  | Energy sensor | I10 |  |  |  | MC103 | Lancaster House Hotel |  |  | 0 | 0
MC103-B01 | MC103-B01/I11 | Spare |  |  |  |  | Energy sensor | I11 |  |  |  | MC103 | Lancaster House Hotel |  |  | 0 | 0
MC103-B01 | MC103-B01/I12 | CommonExtFanFault |  |  |  |  | Energy sensor | I12 |  |  |  | MC103 | Lancaster House Hotel |  |  | 0 | 0
MC103-B01 | MC103-B01/I13 | Boiler 1 fault |  |  |  |  | Energy sensor | I13 |  |  |  | MC103 | Lancaster House Hotel |  |  | 0 | 0
MC103-B01 | MC103-B01/I14 | Boiler 2 Running |  |  |  |  | Energy sensor | I14 |  |  |  | MC103 | Lancaster House Hotel |  |  | 0 | 0
MC103-B01 | MC103-B01/I15 | Boiler 2 fault |  |  |  |  | Energy sensor | I15 |  |  |  | MC103 | Lancaster House Hotel |  |  | 0 | 0
MC103-B01 | MC103-B01/I2 | HWS Failed |  |  |  |  | Energy sensor | I2 |  |  |  | MC103 | Lancaster House Hotel |  |  | 0 | 0
MC103-B01 | MC103-B01/i2 | IQ4/IO/8DO |  |  |  |  | Energy sensor | i2 |  |  |  | MC103 | Lancaster House Hotel |  |  | 0 | 0
MC103-B01 | MC103-B01/I20 | HeatingPump2 Fault |  |  |  |  | Energy sensor | I20 |  |  |  | MC103 | Lancaster House Hotel |  |  | 0 | 0
MC103-B01 | MC103-B01/I3 | Boiler 1 Running |  |  |  |  | Energy sensor | I3 |  |  |  | MC103 | Lancaster House Hotel |  |  | 0 | 0
MC103-B01 | MC103-B01/I4 | HeatingPump1 Fault |  |  |  |  | Energy sensor | I4 |  |  |  | MC103 | Lancaster House Hotel |  |  | 0 | 0
MC103-B01 | MC103-B01/I5 | ChillWaterPumpStatus |  |  |  |  | Energy sensor | I5 |  |  |  | MC103 | Lancaster House Hotel |  |  | 0 | 0
MC103-B01 | MC103-B01/I6 | HWSSecPumpStatus |  |  |  |  | Energy sensor | I6 |  |  |  | MC103 | Lancaster House Hotel |  |  | 0 | 0
MC103-B01 | MC103-B01/I7 | CondensorFault |  |  |  |  | Energy sensor | I7 |  |  |  | MC103 | Lancaster House Hotel |  |  | 0 | 0
MC103-B01 | MC103-B01/I8 | CommonBoilerFault |  |  |  |  | Energy sensor | I8 |  |  |  | MC103 | Lancaster House Hotel |  |  | 0 | 0
MC103-B01 | MC103-B01/I9 | PressurisationFault |  |  |  |  | Energy sensor | I9 |  |  |  | MC103 | Lancaster House Hotel |  |  | 0 | 0
MC103-B01 | MC103-B01/K1 | OAT ECO SetPoint |  |  |  |  | Energy sensor | K1 |  |  |  | MC103 | Lancaster House Hotel |  |  | 0 | 0
MC103-B01 | MC103-B01/K10 | Boiler Fail Alarm Li |  |  |  |  | Energy sensor | K10 |  |  |  | MC103 | Lancaster House Hotel |  |  | 0 | 0
MC103-B01 | MC103-B01/K11 | Boiler Fail Alarm Ti |  |  |  |  | Energy sensor | K11 |  |  |  | MC103 | Lancaster House Hotel |  |  | 0 | 0
MC103-B01 | MC103-B01/K12 | Boiler Fail Alarm Li |  |  |  |  | Energy sensor | K12 |  |  |  | MC103 | Lancaster House Hotel |  |  | 0 | 0
MC103-B01 | MC103-B01/K13 | HWSGenFailAlarmTime |  |  |  |  | Energy sensor | K13 |  |  |  | MC103 | Lancaster House Hotel |  |  | 0 | 0
MC103-B01 | MC103-B01/K2 | SpaceECOSetPoint |  |  |  |  | Energy sensor | K2 |  |  |  | MC103 | Lancaster House Hotel |  |  | 0 | 0
MC103-B01 | MC103-B01/K3 | OATFrostSetPoint |  |  |  |  | Energy sensor | K3 |  |  |  | MC103 | Lancaster House Hotel |  |  | 0 | 0
MC103-B01 | MC103-B01/K4 | WaterFrostSetPoint |  |  |  |  | Energy sensor | K4 |  |  |  | MC103 | Lancaster House Hotel |  |  | 0 | 0
MC103-B01 | MC103-B01/K5 | SpaceFrostSetPoint |  |  |  |  | Energy sensor | K5 |  |  |  | MC103 | Lancaster House Hotel |  |  | 0 | 0
MC103-B01 | MC103-B01/K6 | OSS Setpoint |  |  |  |  | Energy sensor | K6 |  |  |  | MC103 | Lancaster House Hotel |  |  | 0 | 0
MC103-B01 | MC103-B01/K7 | BoilerSetPoint |  |  |  |  | Energy sensor | K7 |  |  |  | MC103 | Lancaster House Hotel |  |  | 0 | 0
MC103-B01 | MC103-B01/L1 | [5 empty] | Energy sensor | L1 |  |  |  | MC103 | Lancaster House Hotel |  |  | 0 | 0
MC103-B01 | MC103-B01/n1 | TREND_0B_EF_86 |  |  |  |  | Energy sensor | n1 |  |  |  | MC103 | Lancaster House Hotel |  |  | 0 | 0
MC103-B01 | MC103-B01/n10 | Network 10 |  |  |  |  | Energy sensor | n10 |  |  |  | MC103 | Lancaster House Hotel |  |  | 0 | 0
MC103-B01 | MC103-B01/n11 | Network 11 |  |  |  |  | Energy sensor | n11 |  |  |  | MC103 | Lancaster House Hotel |  |  | 0 | 0
MC103-B01 | MC103-B01/n3 | BACnet IP |  |  |  |  | Energy sensor | n3 |  |  |  | MC103 | Lancaster House Hotel |  |  | 0 | 0
MC103-B01 | MC103-B01/n6 | BACnet Application |  |  |  |  | Energy sensor | n6 |  |  |  | MC103 | Lancaster House Hotel |  |  | 0 | 0
MC103-B01 | MC103-B01/O1 | [5 empty] | Energy sensor | O1 |  |  |  | MC103 | Lancaster House Hotel |  |  | 0 | 0
MC103-B01 | MC103-B01/o1 | Alarm Route 1 |  |  |  |  | Energy sensor | o1 |  |  |  | MC103 | Lancaster House Hotel |  |  | 0 | 0
MC103-B01 | MC103-B01/P1 | Outside air temperature |  |  | Degrees Celsius |  | Energy sensor | P1 |  |  |  | MC103 | Lancaster House Hotel |  |  | 0 | 0
MC103-B01 | MC103-B01/P10 | Unknown 3 |  |  |  |  | Energy sensor | P10 |  |  |  | MC103 | Lancaster House Hotel |  |  | 0 | 0
MC103-B01 | MC103-B01/P2 | Not Working |  |  |  |  | Energy sensor | P2 |  |  |  | MC103 | Lancaster House Hotel |  |  | 0 | 0
MC103-B01 | MC103-B01/P3 | RoomSpaceTemp |  |  | Degrees Celsius |  | Energy sensor | P3 |  |  |  | MC103 | Lancaster House Hotel |  |  | 0 | 0
MC103-B01 | MC103-B01/P4 | CHW Flow |  |  |  |  | Energy sensor | P4 |  |  |  | MC103 | Lancaster House Hotel |  |  | 0 | 0
MC103-B01 | MC103-B01/P5 | CHW Return |  |  |  |  | Energy sensor | P5 |  |  |  | MC103 | Lancaster House Hotel |  |  | 0 | 0
MC103-B01 | MC103-B01/P6 | Hot water service flow |  |  | Degrees Celsius |  | Energy sensor | P6 |  |  |  | MC103 | Lancaster House Hotel |  |  | 0 | 0
MC103-B01 | MC103-B01/P7 | HWS Return |  |  |  |  | Energy sensor | P7 |  |  |  | MC103 | Lancaster House Hotel |  |  | 0 | 0
MC103-B01 | MC103-B01/P8 | Boiler Return Temp |  |  | Degrees Celsius |  | Energy sensor | P8 |  |  |  | MC103 | Lancaster House Hotel |  |  | 0 | 0
MC103-B01 | MC103-B01/P9 | Heating Flow |  |  |  |  | Energy sensor | P9 |  |  |  | MC103 | Lancaster House Hotel |  |  | 0 | 0
MC103-B01 | MC103-B01/Q1 | Sequence Table 1 |  |  |  |  | Energy sensor | Q1 |  |  |  | MC103 | Lancaster House Hotel |  |  | 0 | 0
MC103-B01 | MC103-B01/S1 | Outside air temperature |  |  | Degrees Celsius |  | Energy sensor | S1 |  |  |  | MC103 | Lancaster House Hotel |  |  | 0 | 0
MC103-B01 | MC103-B01/S10 | Max Inside VT Space |  |  |  |  | Energy sensor | S10 |  |  |  | MC103 | Lancaster House Hotel |  |  | 0 | 0
MC103-B01 | MC103-B01/S13 | CHW Flow |  |  |  |  | Energy sensor | S13 |  |  |  | MC103 | Lancaster House Hotel |  |  | 0 | 0
MC103-B01 | MC103-B01/S14 | CHW Return |  |  |  |  | Energy sensor | S14 |  |  |  | MC103 | Lancaster House Hotel |  |  | 0 | 0
MC103-B01 | MC103-B01/S15 | Hot water service flow |  |  | Degrees Celsius |  | Energy sensor | S15 |  |  |  | MC103 | Lancaster House Hotel |  |  | 0 | 0
MC103-B01 | MC103-B01/S16 | HWS Return |  |  |  |  | Energy sensor | S16 |  |  |  | MC103 | Lancaster House Hotel |  |  | 0 | 0
MC103-B01 | MC103-B01/S17 | Boiler Return Temp |  |  | Degrees Celsius |  | Energy sensor | S17 |  |  |  | MC103 | Lancaster House Hotel |  |  | 0 | 0
MC103-B01 | MC103-B01/S18 | Heating Flow |  |  |  |  | Energy sensor | S18 |  |  |  | MC103 | Lancaster House Hotel |  |  | 0 | 0
MC103-B01 | MC103-B01/S19 | Unknown 3 |  |  |  |  | Energy sensor | S19 |  |  |  | MC103 | Lancaster House Hotel |  |  | 0 | 0
MC103-B01 | MC103-B01/S2 | Not Working |  |  |  |  | Energy sensor | S2 |  |  |  | MC103 | Lancaster House Hotel |  |  | 0 | 0
MC103-B01 | MC103-B01/S3 | RoomSpaceTemp |  |  | Degrees Celsius |  | Energy sensor | S3 |  |  |  | MC103 | Lancaster House Hotel |  |  | 0 | 0
MC103-B01 | MC103-B01/S8 | Boiler 1 Enabled |  |  |  |  | Energy sensor | S8 |  |  |  | MC103 | Lancaster House Hotel |  |  | 0 | 0
MC103-B01 | MC103-B01/S9 | Boiler 2 Enabled |  |  |  |  | Energy sensor | S9 |  |  |  | MC103 | Lancaster House Hotel |  |  | 0 | 0
MC103-B01 | MC103-B01/U1 | [5 empty] | Energy sensor | U1 |  |  |  | MC103 | Lancaster House Hotel |  |  | 0 | 0
MC103-B01 | MC103-B01/U2 | [5 empty] | Energy sensor | U2 |  |  |  | MC103 | Lancaster House Hotel |  |  | 0 | 0
MC103-B01 | MC103-B01/V1 | [5 empty] | Energy sensor | V1 |  |  |  | MC103 | Lancaster House Hotel |  |  | 0 | 0
MC103-B01 | MC103-B01/V2 | [5 empty] | Energy sensor | V2 |  |  |  | MC103 | Lancaster House Hotel |  |  | 0 | 0
MC103-B01 | MC103-B01/W1 | SummerSwitch |  |  |  |  | Energy sensor | W1 |  |  |  | MC103 | Lancaster House Hotel |  |  | 0 | 0
MC103-B01 | MC103-B01/W3 | ChilledPumpsRotate |  |  |  |  | Energy sensor | W3 |  |  |  | MC103 | Lancaster House Hotel |  |  | 0 | 0
MC103-B01 | MC103-B01/W4 | SecPumpRotate |  |  |  |  | Energy sensor | W4 |  |  |  | MC103 | Lancaster House Hotel |  |  | 0 | 0
MC103-B01 | MC103-B01/W6 | HeatPumpRotate |  |  |  |  | Energy sensor | W6 |  |  |  | MC103 | Lancaster House Hotel |  |  | 0 | 0
MC103-B01 | MC103-B01/W7 | Auto Summer |  |  |  |  | Energy sensor | W7 |  |  |  | MC103 | Lancaster House Hotel |  |  | 0 | 0
MC103-B01 | MC103-B01/Y1 | Trend Thermistor |  |  |  |  | Energy sensor | Y1 |  |  |  | MC103 | Lancaster House Hotel |  |  | 0 | 0
MC103-B01 | MC103-B01/Y10 | 4DIX I |  |  |  |  | Energy sensor | Y10 |  |  |  | MC103 | Lancaster House Hotel |  |  | 0 | 0
MC103-B01 | MC103-B01/Y11 | Type 11 |  |  |  |  | Energy sensor | Y11 |  |  |  | MC103 | Lancaster House Hotel |  |  | 0 | 0
MC103-B01 | MC103-B01/Y12 | Type 12 |  |  |  |  | Energy sensor | Y12 |  |  |  | MC103 | Lancaster House Hotel |  |  | 0 | 0
MC103-B01 | MC103-B01/Y13 | Type 13 |  |  |  |  | Energy sensor | Y13 |  |  |  | MC103 | Lancaster House Hotel |  |  | 0 | 0
MC103-B01 | MC103-B01/Y2 | Trend Thermistor |  |  |  |  | Energy sensor | Y2 |  |  |  | MC103 | Lancaster House Hotel |  |  | 0 | 0
MC103-B01 | MC103-B01/Y3 | Type 3 |  |  |  |  | Energy sensor | Y3 |  |  |  | MC103 | Lancaster House Hotel |  |  | 0 | 0
MC103-B01 | MC103-B01/Y4 | Type 4 |  |  |  |  | Energy sensor | Y4 |  |  |  | MC103 | Lancaster House Hotel |  |  | 0 | 0
MC103-B01 | MC103-B01/Y5 | 4DIX I |  |  |  |  | Energy sensor | Y5 |  |  |  | MC103 | Lancaster House Hotel |  |  | 0 | 0
MC103-B01 | MC103-B01/Y6 | Type 6 |  |  |  |  | Energy sensor | Y6 |  |  |  | MC103 | Lancaster House Hotel |  |  | 0 | 0
MC103-B01 | MC103-B01/Y7 | Type 7 |  |  |  |  | Energy sensor | Y7 |  |  |  | MC103 | Lancaster House Hotel |  |  | 0 | 0
MC103-B01 | MC103-B01/Y8 | Type 8 |  |  |  |  | Energy sensor | Y8 |  |  |  | MC103 | Lancaster House Hotel |  |  | 0 | 0
MC103-B01 | MC103-B01/Z1 | Heating pumps |  |  |  |  | Energy sensor | Z1 |  |  |  | MC103 | Lancaster House Hotel |  |  | 0 | 0
MC103-B01 | MC103-B01/Z2 | HWS &amp; SecondaryPumps |  |  |  |  | Energy sensor | Z2 |  |  |  | MC103 | Lancaster House Hotel |  |  | 0 | 0
MC103-B01 | MC103-B01/Z3 | Chiller Pumps |  |  |  |  | Energy sensor | Z3 |  |  |  | MC103 | Lancaster House Hotel |  |  | 0 | 0
MC103-B01 | MC103-B01/Z4 | FCU |  |  |  |  | Energy sensor | Z4 |  |  |  | MC103 | Lancaster House Hotel |  |  | 0 | 0
MC103-B01 | MC103-B01/Z5 | Extract Fans |  |  |  |  | Energy sensor | Z5 |  |  |  | MC103 | Lancaster House Hotel |  |  | 0 | 0
OC005-B01 | OC005-B01/C1 | Virtual CNC 1 |  |  |  |  | Energy sensor | C1 |  |  |  | OC005 | Chancellor's Wharf, Lune House |  |  | 0 | 0
OC005-B01 | OC005-B01/D1 | 4DOMNo.1 |  |  |  |  | Energy sensor | D1 |  |  |  | OC005 | Chancellor's Wharf, Lune House |  |  | 0 | 0
OC005-B01 | OC005-B01/D2 | PrimaryPumpsEnable |  |  |  |  | Energy sensor | D2 |  |  |  | OC005 | Chancellor's Wharf, Lune House |  |  | 0 | 0
OC005-B01 | OC005-B01/D3 | ShuntPumpsEnable |  |  |  |  | Energy sensor | D3 |  |  |  | OC005 | Chancellor's Wharf, Lune House |  |  | 0 | 0
OC005-B01 | OC005-B01/D4 | HeatingPumpsEnable |  |  |  |  | Energy sensor | D4 |  |  |  | OC005 | Chancellor's Wharf, Lune House |  |  | 0 | 0
OC005-B01 | OC005-B01/D5 | Secondary &amp; Immersion |  |  |  |  | Energy sensor | D5 |  |  |  | OC005 | Chancellor's Wharf, Lune House |  |  | 0 | 0
OC005-B01 | OC005-B01/D6 | Variable temperature circuit valve |  |  | 0 = Closed , 1 = Open |  | Energy sensor | D6 |  |  |  | OC005 | Chancellor's Wharf, Lune House |  |  | 0 | 0
OC005-B01 | OC005-B01/F1 | Function 1 |  |  |  |  | Energy sensor | F1 |  |  |  | OC005 | Chancellor's Wharf, Lune House |  |  | 0 | 0
OC005-B01 | OC005-B01/F10 | Function 10 |  |  |  |  | Energy sensor | F10 |  |  |  | OC005 | Chancellor's Wharf, Lune House |  |  | 0 | 0
OC005-B01 | OC005-B01/F11 | Function 11 |  |  |  |  | Energy sensor | F11 |  |  |  | OC005 | Chancellor's Wharf, Lune House |  |  | 0 | 0
OC005-B01 | OC005-B01/F12 | Function 12 |  |  |  |  | Energy sensor | F12 |  |  |  | OC005 | Chancellor's Wharf, Lune House |  |  | 0 | 0
OC005-B01 | OC005-B01/F13 | stage 2 diff |  |  |  |  | Energy sensor | F13 |  |  |  | OC005 | Chancellor's Wharf, Lune House |  |  | 0 | 0
OC005-B01 | OC005-B01/F14 | stage 3 diff |  |  |  |  | Energy sensor | F14 |  |  |  | OC005 | Chancellor's Wharf, Lune House |  |  | 0 | 0
OC005-B01 | OC005-B01/F15 | stage 4diff |  |  |  |  | Energy sensor | F15 |  |  |  | OC005 | Chancellor's Wharf, Lune House |  |  | 0 | 0
OC005-B01 | OC005-B01/F16 | Function 16 |  |  |  |  | Energy sensor | F16 |  |  |  | OC005 | Chancellor's Wharf, Lune House |  |  | 0 | 0
OC005-B01 | OC005-B01/F17 | Function 17 |  |  |  |  | Energy sensor | F17 |  |  |  | OC005 | Chancellor's Wharf, Lune House |  |  | 0 | 0
OC005-B01 | OC005-B01/F18 | Function 18 |  |  |  |  | Energy sensor | F18 |  |  |  | OC005 | Chancellor's Wharf, Lune House |  |  | 0 | 0
OC005-B01 | OC005-B01/F19 | Function 19 |  |  |  |  | Energy sensor | F19 |  |  |  | OC005 | Chancellor's Wharf, Lune House |  |  | 0 | 0
OC005-B01 | OC005-B01/F2 | 1st Stage Frost ON when 1 |  |  |  |  | Energy sensor | F2 |  |  |  | OC005 | Chancellor's Wharf, Lune House |  |  | 0 | 0
OC005-B01 | OC005-B01/F20 | Function 20 |  |  |  |  | Energy sensor | F20 |  |  |  | OC005 | Chancellor's Wharf, Lune House |  |  | 0 | 0
OC005-B01 | OC005-B01/F21 | Function 21 |  |  |  |  | Energy sensor | F21 |  |  |  | OC005 | Chancellor's Wharf, Lune House |  |  | 0 | 0
OC005-B01 | OC005-B01/F22 | Function 22 |  |  |  |  | Energy sensor | F22 |  |  |  | OC005 | Chancellor's Wharf, Lune House |  |  | 0 | 0
OC005-B01 | OC005-B01/F23 | Function 23 |  |  |  |  | Energy sensor | F23 |  |  |  | OC005 | Chancellor's Wharf, Lune House |  |  | 0 | 0
OC005-B01 | OC005-B01/F24 | Function 24 |  |  |  |  | Energy sensor | F24 |  |  |  | OC005 | Chancellor's Wharf, Lune House |  |  | 0 | 0
OC005-B01 | OC005-B01/F25 | Function 25 |  |  |  |  | Energy sensor | F25 |  |  |  | OC005 | Chancellor's Wharf, Lune House |  |  | 0 | 0
OC005-B01 | OC005-B01/F26 | Function 26 |  |  |  |  | Energy sensor | F26 |  |  |  | OC005 | Chancellor's Wharf, Lune House |  |  | 0 | 0
OC005-B01 | OC005-B01/F27 | Function 27 |  |  |  |  | Energy sensor | F27 |  |  |  | OC005 | Chancellor's Wharf, Lune House |  |  | 0 | 0
OC005-B01 | OC005-B01/F28 | Hot water service setpoint |  |  | Degrees Celsius |  | Energy sensor | F28 |  |  |  | OC005 | Chancellor's Wharf, Lune House |  |  | 0 | 0
OC005-B01 | OC005-B01/F29 | Function 29 |  |  |  |  | Energy sensor | F29 |  |  |  | OC005 | Chancellor's Wharf, Lune House |  |  | 0 | 0
OC005-B01 | OC005-B01/F3 | Function 3 |  |  |  |  | Energy sensor | F3 |  |  |  | OC005 | Chancellor's Wharf, Lune House |  |  | 0 | 0
OC005-B01 | OC005-B01/F30 | Function 30 |  |  |  |  | Energy sensor | F30 |  |  |  | OC005 | Chancellor's Wharf, Lune House |  |  | 0 | 0
OC005-B01 | OC005-B01/F31 | Function 31 |  |  |  |  | Energy sensor | F31 |  |  |  | OC005 | Chancellor's Wharf, Lune House |  |  | 0 | 0
OC005-B01 | OC005-B01/F32 | Function 32 |  |  |  |  | Energy sensor | F32 |  |  |  | OC005 | Chancellor's Wharf, Lune House |  |  | 0 | 0
OC005-B01 | OC005-B01/F33 | Function 33 |  |  |  |  | Energy sensor | F33 |  |  |  | OC005 | Chancellor's Wharf, Lune House |  |  | 0 | 0
OC005-B01 | OC005-B01/F34 | Function 34 |  |  |  |  | Energy sensor | F34 |  |  |  | OC005 | Chancellor's Wharf, Lune House |  |  | 0 | 0
OC005-B01 | OC005-B01/F35 | Function 35 |  |  |  |  | Energy sensor | F35 |  |  |  | OC005 | Chancellor's Wharf, Lune House |  |  | 0 | 0
OC005-B01 | OC005-B01/F36 | Function 36 |  |  |  |  | Energy sensor | F36 |  |  |  | OC005 | Chancellor's Wharf, Lune House |  |  | 0 | 0
OC005-B01 | OC005-B01/F37 | Function 37 |  |  |  |  | Energy sensor | F37 |  |  |  | OC005 | Chancellor's Wharf, Lune House |  |  | 0 | 0
OC005-B01 | OC005-B01/F38 | Function 38 |  |  |  |  | Energy sensor | F38 |  |  |  | OC005 | Chancellor's Wharf, Lune House |  |  | 0 | 0
OC005-B01 | OC005-B01/F39 | Function 39 |  |  |  |  | Energy sensor | F39 |  |  |  | OC005 | Chancellor's Wharf, Lune House |  |  | 0 | 0
OC005-B01 | OC005-B01/F4 | 2nd stage frost |  |  | 0 = Off, 1 = On |  | Energy sensor | F4 |  |  |  | OC005 | Chancellor's Wharf, Lune House |  |  | 0 | 0
OC005-B01 | OC005-B01/F40 | Function 40 |  |  |  |  | Energy sensor | F40 |  |  |  | OC005 | Chancellor's Wharf, Lune House |  |  | 0 | 0
OC005-B01 | OC005-B01/F41 | Function 41 |  |  |  |  | Energy sensor | F41 |  |  |  | OC005 | Chancellor's Wharf, Lune House |  |  | 0 | 0
OC005-B01 | OC005-B01/F42 | Function 42 |  |  |  |  | Energy sensor | F42 |  |  |  | OC005 | Chancellor's Wharf, Lune House |  |  | 0 | 0
OC005-B01 | OC005-B01/F43 | Function 43 |  |  |  |  | Energy sensor | F43 |  |  |  | OC005 | Chancellor's Wharf, Lune House |  |  | 0 | 0
OC005-B01 | OC005-B01/F44 | Function 44 |  |  |  |  | Energy sensor | F44 |  |  |  | OC005 | Chancellor's Wharf, Lune House |  |  | 0 | 0
OC005-B01 | OC005-B01/F45 | Function 45 |  |  |  |  | Energy sensor | F45 |  |  |  | OC005 | Chancellor's Wharf, Lune House |  |  | 0 | 0
OC005-B01 | OC005-B01/F46 | Function 46 |  |  |  |  | Energy sensor | F46 |  |  |  | OC005 | Chancellor's Wharf, Lune House |  |  | 0 | 0
OC005-B01 | OC005-B01/F47 | Function 47 |  |  |  |  | Energy sensor | F47 |  |  |  | OC005 | Chancellor's Wharf, Lune House |  |  | 0 | 0
OC005-B01 | OC005-B01/F48 | Function 48 |  |  |  |  | Energy sensor | F48 |  |  |  | OC005 | Chancellor's Wharf, Lune House |  |  | 0 | 0
OC005-B01 | OC005-B01/F49 | Function 49 |  |  |  |  | Energy sensor | F49 |  |  |  | OC005 | Chancellor's Wharf, Lune House |  |  | 0 | 0
OC005-B01 | OC005-B01/F5 | Function 5 |  |  |  |  | Energy sensor | F5 |  |  |  | OC005 | Chancellor's Wharf, Lune House |  |  | 0 | 0
OC005-B01 | OC005-B01/F55 | Function 55 |  |  |  |  | Energy sensor | F55 |  |  |  | OC005 | Chancellor's Wharf, Lune House |  |  | 0 | 0
OC005-B01 | OC005-B01/F56 | Function 56 |  |  |  |  | Energy sensor | F56 |  |  |  | OC005 | Chancellor's Wharf, Lune House |  |  | 0 | 0
OC005-B01 | OC005-B01/F57 | Function 57 |  |  |  |  | Energy sensor | F57 |  |  |  | OC005 | Chancellor's Wharf, Lune House |  |  | 0 | 0
OC005-B01 | OC005-B01/F58 | Function 58 |  |  |  |  | Energy sensor | F58 |  |  |  | OC005 | Chancellor's Wharf, Lune House |  |  | 0 | 0
OC005-B01 | OC005-B01/F59 | Function 59 |  |  |  |  | Energy sensor | F59 |  |  |  | OC005 | Chancellor's Wharf, Lune House |  |  | 0 | 0
OC005-B01 | OC005-B01/F6 | Space low limit On when =1 |  |  |  |  | Energy sensor | F6 |  |  |  | OC005 | Chancellor's Wharf, Lune House |  |  | 0 | 0
OC005-B01 | OC005-B01/F60 | Function 60 |  |  |  |  | Energy sensor | F60 |  |  |  | OC005 | Chancellor's Wharf, Lune House |  |  | 0 | 0
OC005-B01 | OC005-B01/F61 | Function 61 |  |  |  |  | Energy sensor | F61 |  |  |  | OC005 | Chancellor's Wharf, Lune House |  |  | 0 | 0
OC005-B01 | OC005-B01/F62 | Function 62 |  |  |  |  | Energy sensor | F62 |  |  |  | OC005 | Chancellor's Wharf, Lune House |  |  | 0 | 0
OC005-B01 | OC005-B01/F7 | Function 7 |  |  |  |  | Energy sensor | F7 |  |  |  | OC005 | Chancellor's Wharf, Lune House |  |  | 0 | 0
OC005-B01 | OC005-B01/F8 | Economy Off when 1 |  |  |  |  | Energy sensor | F8 |  |  |  | OC005 | Chancellor's Wharf, Lune House |  |  | 0 | 0
OC005-B01 | OC005-B01/F9 | 1ST BOILER DEMAND |  |  |  |  | Energy sensor | F9 |  |  |  | OC005 | Chancellor's Wharf, Lune House |  |  | 0 | 0
OC005-B01 | OC005-B01/G1 | 2nd stage frost |  |  | 0 = Off, 1 = On |  | Energy sensor | G1 |  |  |  | OC005 | Chancellor's Wharf, Lune House |  |  | 0 | 0
OC005-B01 | OC005-B01/G10 | blr 3 lead |  |  |  |  | Energy sensor | G10 |  |  |  | OC005 | Chancellor's Wharf, Lune House |  |  | 0 | 0
OC005-B01 | OC005-B01/G100 | Logic 100 |  |  |  |  | Energy sensor | G100 |  |  |  | OC005 | Chancellor's Wharf, Lune House |  |  | 0 | 0
OC005-B01 | OC005-B01/G101 | Logic 101 |  |  |  |  | Energy sensor | G101 |  |  |  | OC005 | Chancellor's Wharf, Lune House |  |  | 0 | 0
OC005-B01 | OC005-B01/G102 | Logic 102 |  |  |  |  | Energy sensor | G102 |  |  |  | OC005 | Chancellor's Wharf, Lune House |  |  | 0 | 0
OC005-B01 | OC005-B01/G103 | Logic 103 |  |  |  |  | Energy sensor | G103 |  |  |  | OC005 | Chancellor's Wharf, Lune House |  |  | 0 | 0
OC005-B01 | OC005-B01/G104 | Logic 104 |  |  |  |  | Energy sensor | G104 |  |  |  | OC005 | Chancellor's Wharf, Lune House |  |  | 0 | 0
OC005-B01 | OC005-B01/G105 | Logic 105 |  |  |  |  | Energy sensor | G105 |  |  |  | OC005 | Chancellor's Wharf, Lune House |  |  | 0 | 0
OC005-B01 | OC005-B01/G106 | Logic 106 |  |  |  |  | Energy sensor | G106 |  |  |  | OC005 | Chancellor's Wharf, Lune House |  |  | 0 | 0
OC005-B01 | OC005-B01/G107 | Logic 107 |  |  |  |  | Energy sensor | G107 |  |  |  | OC005 | Chancellor's Wharf, Lune House |  |  | 0 | 0
OC005-B01 | OC005-B01/G108 | Logic 108 |  |  |  |  | Energy sensor | G108 |  |  |  | OC005 | Chancellor's Wharf, Lune House |  |  | 0 | 0
OC005-B01 | OC005-B01/G109 | ECO |  |  |  |  | Energy sensor | G109 |  |  |  | OC005 | Chancellor's Wharf, Lune House |  |  | 0 | 0
OC005-B01 | OC005-B01/G11 | blr 2 lead |  |  |  |  | Energy sensor | G11 |  |  |  | OC005 | Chancellor's Wharf, Lune House |  |  | 0 | 0
OC005-B01 | OC005-B01/G110 | eco |  |  |  |  | Energy sensor | G110 |  |  |  | OC005 | Chancellor's Wharf, Lune House |  |  | 0 | 0
OC005-B01 | OC005-B01/G12 | blr 1 lead |  |  |  |  | Energy sensor | G12 |  |  |  | OC005 | Chancellor's Wharf, Lune House |  |  | 0 | 0
OC005-B01 | OC005-B01/G13 | Logic 13 |  |  |  |  | Energy sensor | G13 |  |  |  | OC005 | Chancellor's Wharf, Lune House |  |  | 0 | 0
OC005-B01 | OC005-B01/G14 | Logic 14 |  |  |  |  | Energy sensor | G14 |  |  |  | OC005 | Chancellor's Wharf, Lune House |  |  | 0 | 0
OC005-B01 | OC005-B01/G15 | Logic 15 |  |  |  |  | Energy sensor | G15 |  |  |  | OC005 | Chancellor's Wharf, Lune House |  |  | 0 | 0
OC005-B01 | OC005-B01/G16 | Logic 16 |  |  |  |  | Energy sensor | G16 |  |  |  | OC005 | Chancellor's Wharf, Lune House |  |  | 0 | 0
OC005-B01 | OC005-B01/G17 | Logic 17 |  |  |  |  | Energy sensor | G17 |  |  |  | OC005 | Chancellor's Wharf, Lune House |  |  | 0 | 0
OC005-B01 | OC005-B01/G18 | Logic 18 |  |  |  |  | Energy sensor | G18 |  |  |  | OC005 | Chancellor's Wharf, Lune House |  |  | 0 | 0
OC005-B01 | OC005-B01/G19 | Boiler No1 Enable |  |  |  |  | Energy sensor | G19 |  |  |  | OC005 | Chancellor's Wharf, Lune House |  |  | 0 | 0
OC005-B01 | OC005-B01/G2 | Logic 2 |  |  |  |  | Energy sensor | G2 |  |  |  | OC005 | Chancellor's Wharf, Lune House |  |  | 0 | 0
OC005-B01 | OC005-B01/G20 | Logic 20 |  |  |  |  | Energy sensor | G20 |  |  |  | OC005 | Chancellor's Wharf, Lune House |  |  | 0 | 0
OC005-B01 | OC005-B01/G21 | Logic 21 |  |  |  |  | Energy sensor | G21 |  |  |  | OC005 | Chancellor's Wharf, Lune House |  |  | 0 | 0
OC005-B01 | OC005-B01/G22 | Logic 22 |  |  |  |  | Energy sensor | G22 |  |  |  | OC005 | Chancellor's Wharf, Lune House |  |  | 0 | 0
OC005-B01 | OC005-B01/G23 | Logic 23 |  |  |  |  | Energy sensor | G23 |  |  |  | OC005 | Chancellor's Wharf, Lune House |  |  | 0 | 0
OC005-B01 | OC005-B01/G24 | Logic 24 |  |  |  |  | Energy sensor | G24 |  |  |  | OC005 | Chancellor's Wharf, Lune House |  |  | 0 | 0
OC005-B01 | OC005-B01/G25 | Logic 25 |  |  |  |  | Energy sensor | G25 |  |  |  | OC005 | Chancellor's Wharf, Lune House |  |  | 0 | 0
OC005-B01 | OC005-B01/G26 | Logic 26 |  |  |  |  | Energy sensor | G26 |  |  |  | OC005 | Chancellor's Wharf, Lune House |  |  | 0 | 0
OC005-B01 | OC005-B01/G27 | Boiler No2 Enable |  |  |  |  | Energy sensor | G27 |  |  |  | OC005 | Chancellor's Wharf, Lune House |  |  | 0 | 0
OC005-B01 | OC005-B01/G28 | Logic 28 |  |  |  |  | Energy sensor | G28 |  |  |  | OC005 | Chancellor's Wharf, Lune House |  |  | 0 | 0
OC005-B01 | OC005-B01/G29 | Logic 29 |  |  |  |  | Energy sensor | G29 |  |  |  | OC005 | Chancellor's Wharf, Lune House |  |  | 0 | 0
OC005-B01 | OC005-B01/G3 | 2nd boiler demand |  |  |  |  | Energy sensor | G3 |  |  |  | OC005 | Chancellor's Wharf, Lune House |  |  | 0 | 0
OC005-B01 | OC005-B01/G30 | Logic 30 |  |  |  |  | Energy sensor | G30 |  |  |  | OC005 | Chancellor's Wharf, Lune House |  |  | 0 | 0
OC005-B01 | OC005-B01/G31 | Logic 31 |  |  |  |  | Energy sensor | G31 |  |  |  | OC005 | Chancellor's Wharf, Lune House |  |  | 0 | 0
OC005-B01 | OC005-B01/G32 | Logic 32 |  |  |  |  | Energy sensor | G32 |  |  |  | OC005 | Chancellor's Wharf, Lune House |  |  | 0 | 0
OC005-B01 | OC005-B01/G33 | Boiler No3 Enable |  |  |  |  | Energy sensor | G33 |  |  |  | OC005 | Chancellor's Wharf, Lune House |  |  | 0 | 0
OC005-B01 | OC005-B01/G34 | Logic 34 |  |  |  |  | Energy sensor | G34 |  |  |  | OC005 | Chancellor's Wharf, Lune House |  |  | 0 | 0
OC005-B01 | OC005-B01/G35 | Logic 35 |  |  |  |  | Energy sensor | G35 |  |  |  | OC005 | Chancellor's Wharf, Lune House |  |  | 0 | 0
OC005-B01 | OC005-B01/G36 | Logic 36 |  |  |  |  | Energy sensor | G36 |  |  |  | OC005 | Chancellor's Wharf, Lune House |  |  | 0 | 0
OC005-B01 | OC005-B01/G37 | Logic 37 |  |  |  |  | Energy sensor | G37 |  |  |  | OC005 | Chancellor's Wharf, Lune House |  |  | 0 | 0
OC005-B01 | OC005-B01/G38 | Logic 38 |  |  |  |  | Energy sensor | G38 |  |  |  | OC005 | Chancellor's Wharf, Lune House |  |  | 0 | 0
OC005-B01 | OC005-B01/G39 | Boiler No4 Enable |  |  |  |  | Energy sensor | G39 |  |  |  | OC005 | Chancellor's Wharf, Lune House |  |  | 0 | 0
OC005-B01 | OC005-B01/G4 | Logic 4 |  |  |  |  | Energy sensor | G4 |  |  |  | OC005 | Chancellor's Wharf, Lune House |  |  | 0 | 0
OC005-B01 | OC005-B01/G40 | Boiler Enable |  |  |  |  | Energy sensor | G40 |  |  |  | OC005 | Chancellor's Wharf, Lune House |  |  | 0 | 0
OC005-B01 | OC005-B01/G41 | Pump Enable &amp; Runon |  |  |  |  | Energy sensor | G41 |  |  |  | OC005 | Chancellor's Wharf, Lune House |  |  | 0 | 0
OC005-B01 | OC005-B01/G42 | Logic 42 |  |  |  |  | Energy sensor | G42 |  |  |  | OC005 | Chancellor's Wharf, Lune House |  |  | 0 | 0
OC005-B01 | OC005-B01/G43 | Logic 43 |  |  |  |  | Energy sensor | G43 |  |  |  | OC005 | Chancellor's Wharf, Lune House |  |  | 0 | 0
OC005-B01 | OC005-B01/G44 | Immersion |  |  |  |  | Energy sensor | G44 |  |  |  | OC005 | Chancellor's Wharf, Lune House |  |  | 0 | 0
OC005-B01 | OC005-B01/G45 | Logic 45 |  |  |  |  | Energy sensor | G45 |  |  |  | OC005 | Chancellor's Wharf, Lune House |  |  | 0 | 0
OC005-B01 | OC005-B01/G46 | Logic 46 |  |  |  |  | Energy sensor | G46 |  |  |  | OC005 | Chancellor's Wharf, Lune House |  |  | 0 | 0
OC005-B01 | OC005-B01/G47 | Logic 47 |  |  |  |  | Energy sensor | G47 |  |  |  | OC005 | Chancellor's Wharf, Lune House |  |  | 0 | 0
OC005-B01 | OC005-B01/G48 | Logic 48 |  |  |  |  | Energy sensor | G48 |  |  |  | OC005 | Chancellor's Wharf, Lune House |  |  | 0 | 0
OC005-B01 | OC005-B01/G49 | Heating pump1 Hrs run |  |  |  |  | Energy sensor | G49 |  |  |  | OC005 | Chancellor's Wharf, Lune House |  |  | 0 | 0
OC005-B01 | OC005-B01/G5 | 3rd boiler demand |  |  |  |  | Energy sensor | G5 |  |  |  | OC005 | Chancellor's Wharf, Lune House |  |  | 0 | 0
OC005-B01 | OC005-B01/G50 | Boiler No.1 |  |  |  |  | Energy sensor | G50 |  |  |  | OC005 | Chancellor's Wharf, Lune House |  |  | 0 | 0
OC005-B01 | OC005-B01/G51 | Boiler No.2 |  |  |  |  | Energy sensor | G51 |  |  |  | OC005 | Chancellor's Wharf, Lune House |  |  | 0 | 0
OC005-B01 | OC005-B01/G52 | Boiler No.3 |  |  |  |  | Energy sensor | G52 |  |  |  | OC005 | Chancellor's Wharf, Lune House |  |  | 0 | 0
OC005-B01 | OC005-B01/G53 | Boiler No.4 |  |  |  |  | Energy sensor | G53 |  |  |  | OC005 | Chancellor's Wharf, Lune House |  |  | 0 | 0
OC005-B01 | OC005-B01/G54 | Boiler 1 |  |  |  |  | Energy sensor | G54 |  |  |  | OC005 | Chancellor's Wharf, Lune House |  |  | 0 | 0
OC005-B01 | OC005-B01/G55 | Boiler 2 |  |  |  |  | Energy sensor | G55 |  |  |  | OC005 | Chancellor's Wharf, Lune House |  |  | 0 | 0
OC005-B01 | OC005-B01/G56 | Boiler 1 &amp; 2 |  |  |  |  | Energy sensor | G56 |  |  |  | OC005 | Chancellor's Wharf, Lune House |  |  | 0 | 0
OC005-B01 | OC005-B01/G57 | Boiler 3 |  |  |  |  | Energy sensor | G57 |  |  |  | OC005 | Chancellor's Wharf, Lune House |  |  | 0 | 0
OC005-B01 | OC005-B01/G58 | Boiler 1 &amp; 3 |  |  |  |  | Energy sensor | G58 |  |  |  | OC005 | Chancellor's Wharf, Lune House |  |  | 0 | 0
OC005-B01 | OC005-B01/G59 | Boiler 2 &amp; 3 |  |  |  |  | Energy sensor | G59 |  |  |  | OC005 | Chancellor's Wharf, Lune House |  |  | 0 | 0
OC005-B01 | OC005-B01/G6 | Logic 6 |  |  |  |  | Energy sensor | G6 |  |  |  | OC005 | Chancellor's Wharf, Lune House |  |  | 0 | 0
OC005-B01 | OC005-B01/G60 | Boiler 1 2 &amp; 3 |  |  |  |  | Energy sensor | G60 |  |  |  | OC005 | Chancellor's Wharf, Lune House |  |  | 0 | 0
OC005-B01 | OC005-B01/G61 | Boiler 4 |  |  |  |  | Energy sensor | G61 |  |  |  | OC005 | Chancellor's Wharf, Lune House |  |  | 0 | 0
OC005-B01 | OC005-B01/G62 | Boiler 1 &amp; 4 |  |  |  |  | Energy sensor | G62 |  |  |  | OC005 | Chancellor's Wharf, Lune House |  |  | 0 | 0
OC005-B01 | OC005-B01/G63 | Boiler 2 &amp; 4 |  |  |  |  | Energy sensor | G63 |  |  |  | OC005 | Chancellor's Wharf, Lune House |  |  | 0 | 0
OC005-B01 | OC005-B01/G64 | Boiler 1 2 &amp; 4 |  |  |  |  | Energy sensor | G64 |  |  |  | OC005 | Chancellor's Wharf, Lune House |  |  | 0 | 0
OC005-B01 | OC005-B01/G65 | Boiler 3 &amp; 4 |  |  |  |  | Energy sensor | G65 |  |  |  | OC005 | Chancellor's Wharf, Lune House |  |  | 0 | 0
OC005-B01 | OC005-B01/G66 | Boiler 1 3 &amp; 4 |  |  |  |  | Energy sensor | G66 |  |  |  | OC005 | Chancellor's Wharf, Lune House |  |  | 0 | 0
OC005-B01 | OC005-B01/G67 | Boiler 2 3 &amp; 4 |  |  |  |  | Energy sensor | G67 |  |  |  | OC005 | Chancellor's Wharf, Lune House |  |  | 0 | 0
OC005-B01 | OC005-B01/G68 | Boiler 1 2 3 &amp; 4 |  |  |  |  | Energy sensor | G68 |  |  |  | OC005 | Chancellor's Wharf, Lune House |  |  | 0 | 0
OC005-B01 | OC005-B01/G69 | Heating pump2 Hrs run |  |  |  |  | Energy sensor | G69 |  |  |  | OC005 | Chancellor's Wharf, Lune House |  |  | 0 | 0
OC005-B01 | OC005-B01/G7 | 4th boiler demand |  |  |  |  | Energy sensor | G7 |  |  |  | OC005 | Chancellor's Wharf, Lune House |  |  | 0 | 0
OC005-B01 | OC005-B01/G70 | Day immersion heater hours run |  |  | Hours |  | Energy sensor | G70 |  |  |  | OC005 | Chancellor's Wharf, Lune House |  |  | 0 | 0
OC005-B01 | OC005-B01/G71 | Logic 71 |  |  |  |  | Energy sensor | G71 |  |  |  | OC005 | Chancellor's Wharf, Lune House |  |  | 0 | 0
OC005-B01 | OC005-B01/G72 | Week immersion hours run |  |  | Hours |  | Energy sensor | G72 |  |  |  | OC005 | Chancellor's Wharf, Lune House |  |  | 0 | 0
OC005-B01 | OC005-B01/G73 | Boiler Shunt Pump C O |  |  |  |  | Energy sensor | G73 |  |  |  | OC005 | Chancellor's Wharf, Lune House |  |  | 0 | 0
OC005-B01 | OC005-B01/G74 | Logic 74 |  |  |  |  | Energy sensor | G74 |  |  |  | OC005 | Chancellor's Wharf, Lune House |  |  | 0 | 0
OC005-B01 | OC005-B01/G75 | Logic 75 |  |  |  |  | Energy sensor | G75 |  |  |  | OC005 | Chancellor's Wharf, Lune House |  |  | 0 | 0
OC005-B01 | OC005-B01/G76 | Logic 76 |  |  |  |  | Energy sensor | G76 |  |  |  | OC005 | Chancellor's Wharf, Lune House |  |  | 0 | 0
OC005-B01 | OC005-B01/G77 | BoilerShuntPump1 Enable |  |  |  |  | Energy sensor | G77 |  |  |  | OC005 | Chancellor's Wharf, Lune House |  |  | 0 | 0
OC005-B01 | OC005-B01/G78 | BoilerShuntPump2 Enable |  |  |  |  | Energy sensor | G78 |  |  |  | OC005 | Chancellor's Wharf, Lune House |  |  | 0 | 0
OC005-B01 | OC005-B01/G79 | Logic 79 |  |  |  |  | Energy sensor | G79 |  |  |  | OC005 | Chancellor's Wharf, Lune House |  |  | 0 | 0
OC005-B01 | OC005-B01/G8 | BOILER DEMAND |  |  |  |  | Energy sensor | G8 |  |  |  | OC005 | Chancellor's Wharf, Lune House |  |  | 0 | 0
OC005-B01 | OC005-B01/G80 | Enable &amp; summer winter |  |  |  |  | Energy sensor | G80 |  |  |  | OC005 | Chancellor's Wharf, Lune House |  |  | 0 | 0
OC005-B01 | OC005-B01/G81 | Logic 81 |  |  |  |  | Energy sensor | G81 |  |  |  | OC005 | Chancellor's Wharf, Lune House |  |  | 0 | 0
OC005-B01 | OC005-B01/G82 | Boiler Shunt Pump C O |  |  |  |  | Energy sensor | G82 |  |  |  | OC005 | Chancellor's Wharf, Lune House |  |  | 0 | 0
OC005-B01 | OC005-B01/G83 | Logic 83 |  |  |  |  | Energy sensor | G83 |  |  |  | OC005 | Chancellor's Wharf, Lune House |  |  | 0 | 0
OC005-B01 | OC005-B01/G84 | Logic 84 |  |  |  |  | Energy sensor | G84 |  |  |  | OC005 | Chancellor's Wharf, Lune House |  |  | 0 | 0
OC005-B01 | OC005-B01/G85 | Logic 85 |  |  |  |  | Energy sensor | G85 |  |  |  | OC005 | Chancellor's Wharf, Lune House |  |  | 0 | 0
OC005-B01 | OC005-B01/G86 | BoilerShuntPump1 Enable |  |  |  |  | Energy sensor | G86 |  |  |  | OC005 | Chancellor's Wharf, Lune House |  |  | 0 | 0
OC005-B01 | OC005-B01/G87 | BoilerShuntPump2 Enable |  |  |  |  | Energy sensor | G87 |  |  |  | OC005 | Chancellor's Wharf, Lune House |  |  | 0 | 0
OC005-B01 | OC005-B01/G88 | Boiler Shunt Pump C O |  |  |  |  | Energy sensor | G88 |  |  |  | OC005 | Chancellor's Wharf, Lune House |  |  | 0 | 0
OC005-B01 | OC005-B01/G89 | Manual Duty Changeover |  |  |  |  | Energy sensor | G89 |  |  |  | OC005 | Chancellor's Wharf, Lune House |  |  | 0 | 0
OC005-B01 | OC005-B01/G9 | blr 4 lead |  |  |  |  | Energy sensor | G9 |  |  |  | OC005 | Chancellor's Wharf, Lune House |  |  | 0 | 0
OC005-B01 | OC005-B01/G90 | Manual Duty Changeover |  |  |  |  | Energy sensor | G90 |  |  |  | OC005 | Chancellor's Wharf, Lune House |  |  | 0 | 0
OC005-B01 | OC005-B01/G91 | Time pulse |  |  |  |  | Energy sensor | G91 |  |  |  | OC005 | Chancellor's Wharf, Lune House |  |  | 0 | 0
OC005-B01 | OC005-B01/G92 | BoilerShuntPump1 Enable |  |  |  |  | Energy sensor | G92 |  |  |  | OC005 | Chancellor's Wharf, Lune House |  |  | 0 | 0
OC005-B01 | OC005-B01/G93 | BoilerShuntPump2 Enable |  |  |  |  | Energy sensor | G93 |  |  |  | OC005 | Chancellor's Wharf, Lune House |  |  | 0 | 0
OC005-B01 | OC005-B01/G94 | Logic 94 |  |  |  |  | Energy sensor | G94 |  |  |  | OC005 | Chancellor's Wharf, Lune House |  |  | 0 | 0
OC005-B01 | OC005-B01/G95 | Logic 95 |  |  |  |  | Energy sensor | G95 |  |  |  | OC005 | Chancellor's Wharf, Lune House |  |  | 0 | 0
OC005-B01 | OC005-B01/G96 | Logic 96 |  |  |  |  | Energy sensor | G96 |  |  |  | OC005 | Chancellor's Wharf, Lune House |  |  | 0 | 0
OC005-B01 | OC005-B01/G97 | Logic 97 |  |  |  |  | Energy sensor | G97 |  |  |  | OC005 | Chancellor's Wharf, Lune House |  |  | 0 | 0
OC005-B01 | OC005-B01/G98 | Logic 98 |  |  |  |  | Energy sensor | G98 |  |  |  | OC005 | Chancellor's Wharf, Lune House |  |  | 0 | 0
OC005-B01 | OC005-B01/G99 | Logic 99 |  |  |  |  | Energy sensor | G99 |  |  |  | OC005 | Chancellor's Wharf, Lune House |  |  | 0 | 0
OC005-B01 | OC005-B01/I1 | Boiler 1 fault |  |  |  |  | Energy sensor | I1 |  |  |  | OC005 | Chancellor's Wharf, Lune House |  |  | 0 | 0
OC005-B01 | OC005-B01/I2 | Boiler 2 fault |  |  |  |  | Energy sensor | I2 |  |  |  | OC005 | Chancellor's Wharf, Lune House |  |  | 0 | 0
OC005-B01 | OC005-B01/I3 | Boiler 3 Fault |  |  |  |  | Energy sensor | I3 |  |  |  | OC005 | Chancellor's Wharf, Lune House |  |  | 0 | 0
OC005-B01 | OC005-B01/I4 | Boiler 4 Fault |  |  |  |  | Energy sensor | I4 |  |  |  | OC005 | Chancellor's Wharf, Lune House |  |  | 0 | 0
OC005-B01 | OC005-B01/K1 | 1st stage frost protection |  |  |  |  | Energy sensor | K1 |  |  |  | OC005 | Chancellor's Wharf, Lune House |  |  | 0 | 0
OC005-B01 | OC005-B01/K10 | Immerion Override Time |  |  |  |  | Energy sensor | K10 |  |  |  | OC005 | Chancellor's Wharf, Lune House |  |  | 0 | 0
OC005-B01 | OC005-B01/K11 | Immerion Low Limit |  |  |  |  | Energy sensor | K11 |  |  |  | OC005 | Chancellor's Wharf, Lune House |  |  | 0 | 0
OC005-B01 | OC005-B01/K12 | Hot water service setpoint |  |  | Degrees Celsius |  | Energy sensor | K12 |  |  |  | OC005 | Chancellor's Wharf, Lune House |  |  | 0 | 0
OC005-B01 | OC005-B01/K13 | Outside air temperature eco override |  |  | 0 = Off, 1 = On |  | Energy sensor | K13 |  |  |  | OC005 | Chancellor's Wharf, Lune House |  |  | 0 | 0
OC005-B01 | OC005-B01/K2 | Space low limit |  |  |  |  | Energy sensor | K2 |  |  |  | OC005 | Chancellor's Wharf, Lune House |  |  | 0 | 0
OC005-B01 | OC005-B01/K3 | Water Frost Level |  |  |  |  | Energy sensor | K3 |  |  |  | OC005 | Chancellor's Wharf, Lune House |  |  | 0 | 0
OC005-B01 | OC005-B01/K4 | Boiler Sequence SP |  |  |  |  | Energy sensor | K4 |  |  |  | OC005 | Chancellor's Wharf, Lune House |  |  | 0 | 0
OC005-B01 | OC005-B01/K5 | Boiler Stage Diff |  |  |  |  | Energy sensor | K5 |  |  |  | OC005 | Chancellor's Wharf, Lune House |  |  | 0 | 0
OC005-B01 | OC005-B01/K6 | Space Setpoint |  |  |  |  | Energy sensor | K6 |  |  |  | OC005 | Chancellor's Wharf, Lune House |  |  | 0 | 0
OC005-B01 | OC005-B01/K7 | Max Vt Flow |  |  |  |  | Energy sensor | K7 |  |  |  | OC005 | Chancellor's Wharf, Lune House |  |  | 0 | 0
OC005-B01 | OC005-B01/K8 | Min VT Flow |  |  |  |  | Energy sensor | K8 |  |  |  | OC005 | Chancellor's Wharf, Lune House |  |  | 0 | 0
OC005-B01 | OC005-B01/K9 | Immersion On Delay |  |  |  |  | Energy sensor | K9 |  |  |  | OC005 | Chancellor's Wharf, Lune House |  |  | 0 | 0
OC005-B01 | OC005-B01/L1 | [5 empty] | Energy sensor | L1 |  |  |  | OC005 | Chancellor's Wharf, Lune House |  |  | 0 | 0
OC005-B01 | OC005-B01/L2 | [5 empty] | Energy sensor | L2 |  |  |  | OC005 | Chancellor's Wharf, Lune House |  |  | 0 | 0
OC005-B01 | OC005-B01/L3 | [5 empty] | Energy sensor | L3 |  |  |  | OC005 | Chancellor's Wharf, Lune House |  |  | 0 | 0
OC005-B01 | OC005-B01/L4 | Loop 4 |  |  |  |  | Energy sensor | L4 |  |  |  | OC005 | Chancellor's Wharf, Lune House |  |  | 0 | 0
OC005-B01 | OC005-B01/n1 | TREND_0A_11_B2 |  |  |  |  | Energy sensor | n1 |  |  |  | OC005 | Chancellor's Wharf, Lune House |  |  | 0 | 0
OC005-B01 | OC005-B01/P1 | Outside Air |  |  |  |  | Energy sensor | P1 |  |  |  | OC005 | Chancellor's Wharf, Lune House |  |  | 0 | 0
OC005-B01 | OC005-B01/P10 | Boiler 2 fault |  |  |  |  | Energy sensor | P10 |  |  |  | OC005 | Chancellor's Wharf, Lune House |  |  | 0 | 0
OC005-B01 | OC005-B01/P11 | Boiler 1 fault |  |  |  |  | Energy sensor | P11 |  |  |  | OC005 | Chancellor's Wharf, Lune House |  |  | 0 | 0
OC005-B01 | OC005-B01/P12 | Boiler 4 Stat |  |  |  |  | Energy sensor | P12 |  |  |  | OC005 | Chancellor's Wharf, Lune House |  |  | 0 | 0
OC005-B01 | OC005-B01/P13 | Boiler 3 Stat |  |  |  |  | Energy sensor | P13 |  |  |  | OC005 | Chancellor's Wharf, Lune House |  |  | 0 | 0
OC005-B01 | OC005-B01/P14 | Boiler 2 Stat |  |  |  |  | Energy sensor | P14 |  |  |  | OC005 | Chancellor's Wharf, Lune House |  |  | 0 | 0
OC005-B01 | OC005-B01/P15 | Boiler 1 Stat |  |  |  |  | Energy sensor | P15 |  |  |  | OC005 | Chancellor's Wharf, Lune House |  |  | 0 | 0
OC005-B01 | OC005-B01/P2 | Boiler Return Sensor |  |  |  |  | Energy sensor | P2 |  |  |  | OC005 | Chancellor's Wharf, Lune House |  |  | 0 | 0
OC005-B01 | OC005-B01/P3 | VT Flow Sensor |  |  |  |  | Energy sensor | P3 |  |  |  | OC005 | Chancellor's Wharf, Lune House |  |  | 0 | 0
OC005-B01 | OC005-B01/P4 | Space Sensor |  |  |  |  | Energy sensor | P4 |  |  |  | OC005 | Chancellor's Wharf, Lune House |  |  | 0 | 0
OC005-B01 | OC005-B01/P5 | DHWS Flow |  |  |  |  | Energy sensor | P5 |  |  |  | OC005 | Chancellor's Wharf, Lune House |  |  | 0 | 0
OC005-B01 | OC005-B01/P6 | Calc VT Temp |  |  | Degrees Celsius |  | Energy sensor | P6 |  |  |  | OC005 | Chancellor's Wharf, Lune House |  |  | 0 | 0
OC005-B01 | OC005-B01/P7 | VT Loop Output |  |  |  |  | Energy sensor | P7 |  |  |  | OC005 | Chancellor's Wharf, Lune House |  |  | 0 | 0
OC005-B01 | OC005-B01/P8 | Boiler 4 Fault |  |  |  |  | Energy sensor | P8 |  |  |  | OC005 | Chancellor's Wharf, Lune House |  |  | 0 | 0
OC005-B01 | OC005-B01/P9 | Boiler 3 Fault |  |  |  |  | Energy sensor | P9 |  |  |  | OC005 | Chancellor's Wharf, Lune House |  |  | 0 | 0
OC005-B01 | OC005-B01/Q1 | Sequence Table 1 |  |  |  |  | Energy sensor | Q1 |  |  |  | OC005 | Chancellor's Wharf, Lune House |  |  | 0 | 0
OC005-B01 | OC005-B01/S1 | Outside Air |  |  |  |  | Energy sensor | S1 |  |  |  | OC005 | Chancellor's Wharf, Lune House |  |  | 0 | 0
OC005-B01 | OC005-B01/S10 | Primary Pump 2 Hrs Run |  |  |  |  | Energy sensor | S10 |  |  |  | OC005 | Chancellor's Wharf, Lune House |  |  | 0 | 0
OC005-B01 | OC005-B01/S11 | Primary Pump 1 Hrs Run |  |  |  |  | Energy sensor | S11 |  |  |  | OC005 | Chancellor's Wharf, Lune House |  |  | 0 | 0
OC005-B01 | OC005-B01/S12 | Shunt pump 1 Hrs run |  |  |  |  | Energy sensor | S12 |  |  |  | OC005 | Chancellor's Wharf, Lune House |  |  | 0 | 0
OC005-B01 | OC005-B01/S13 | Shunt pump 2 Hrs run |  |  |  |  | Energy sensor | S13 |  |  |  | OC005 | Chancellor's Wharf, Lune House |  |  | 0 | 0
OC005-B01 | OC005-B01/S14 | Heating pump1 Hrs run |  |  |  |  | Energy sensor | S14 |  |  |  | OC005 | Chancellor's Wharf, Lune House |  |  | 0 | 0
OC005-B01 | OC005-B01/S15 | Heating pump 2 Hrs run |  |  |  |  | Energy sensor | S15 |  |  |  | OC005 | Chancellor's Wharf, Lune House |  |  | 0 | 0
OC005-B01 | OC005-B01/S16 | Day immersion heater hours run |  |  | Hours |  | Energy sensor | S16 |  |  |  | OC005 | Chancellor's Wharf, Lune House |  |  | 0 | 0
OC005-B01 | OC005-B01/S17 | Week immersion hours run |  |  | Hours |  | Energy sensor | S17 |  |  |  | OC005 | Chancellor's Wharf, Lune House |  |  | 0 | 0
OC005-B01 | OC005-B01/S18 | Boiler 3 Fault |  |  |  |  | Energy sensor | S18 |  |  |  | OC005 | Chancellor's Wharf, Lune House |  |  | 0 | 0
OC005-B01 | OC005-B01/S19 | Boiler 2 fault |  |  |  |  | Energy sensor | S19 |  |  |  | OC005 | Chancellor's Wharf, Lune House |  |  | 0 | 0
OC005-B01 | OC005-B01/S2 | Boiler Return Sensor |  |  |  |  | Energy sensor | S2 |  |  |  | OC005 | Chancellor's Wharf, Lune House |  |  | 0 | 0
OC005-B01 | OC005-B01/S20 | Boiler 1 fault |  |  |  |  | Energy sensor | S20 |  |  |  | OC005 | Chancellor's Wharf, Lune House |  |  | 0 | 0
OC005-B01 | OC005-B01/S21 | Boiler 4 Stat |  |  |  |  | Energy sensor | S21 |  |  |  | OC005 | Chancellor's Wharf, Lune House |  |  | 0 | 0
OC005-B01 | OC005-B01/S22 | Boiler 3 Stat |  |  |  |  | Energy sensor | S22 |  |  |  | OC005 | Chancellor's Wharf, Lune House |  |  | 0 | 0
OC005-B01 | OC005-B01/S23 | Boiler 2 Stat |  |  |  |  | Energy sensor | S23 |  |  |  | OC005 | Chancellor's Wharf, Lune House |  |  | 0 | 0
OC005-B01 | OC005-B01/S24 | Boiler 1 Stat |  |  |  |  | Energy sensor | S24 |  |  |  | OC005 | Chancellor's Wharf, Lune House |  |  | 0 | 0
OC005-B01 | OC005-B01/S25 | Outside air temperature eco override |  |  | 0 = Off, 1 = On |  | Energy sensor | S25 |  |  |  | OC005 | Chancellor's Wharf, Lune House |  |  | 0 | 0
OC005-B01 | OC005-B01/S3 | VT Flow Sensor |  |  |  |  | Energy sensor | S3 |  |  |  | OC005 | Chancellor's Wharf, Lune House |  |  | 0 | 0
OC005-B01 | OC005-B01/S4 | Space Sensor |  |  |  |  | Energy sensor | S4 |  |  |  | OC005 | Chancellor's Wharf, Lune House |  |  | 0 | 0
OC005-B01 | OC005-B01/S5 | DHWS Flow |  |  |  |  | Energy sensor | S5 |  |  |  | OC005 | Chancellor's Wharf, Lune House |  |  | 0 | 0
OC005-B01 | OC005-B01/S6 | Diix 4 Boiler Faults |  |  |  |  | Energy sensor | S6 |  |  |  | OC005 | Chancellor's Wharf, Lune House |  |  | 0 | 0
OC005-B01 | OC005-B01/S7 | Boiler 4 Fault |  |  |  |  | Energy sensor | S7 |  |  |  | OC005 | Chancellor's Wharf, Lune House |  |  | 0 | 0
OC005-B01 | OC005-B01/S8 | Calc VT Temp |  |  | Degrees Celsius |  | Energy sensor | S8 |  |  |  | OC005 | Chancellor's Wharf, Lune House |  |  | 0 | 0
OC005-B01 | OC005-B01/S9 | VT Loop Output |  |  |  |  | Energy sensor | S9 |  |  |  | OC005 | Chancellor's Wharf, Lune House |  |  | 0 | 0
OC005-B01 | OC005-B01/V1 | [5 empty] | Energy sensor | V1 |  |  |  | OC005 | Chancellor's Wharf, Lune House |  |  | 0 | 0
OC005-B01 | OC005-B01/W1 | Rotate Boilers |  |  |  |  | Energy sensor | W1 |  |  |  | OC005 | Chancellor's Wharf, Lune House |  |  | 0 | 0
OC005-B01 | OC005-B01/W10 | Elecric IMM override Turn OFF |  |  |  |  | Energy sensor | W10 |  |  |  | OC005 | Chancellor's Wharf, Lune House |  |  | 0 | 0
OC005-B01 | OC005-B01/W2 | SummerWinter Winter=1 |  |  |  |  | Energy sensor | W2 |  |  |  | OC005 | Chancellor's Wharf, Lune House |  |  | 0 | 0
OC005-B01 | OC005-B01/W3 | PrimaryPumpRotate |  |  |  |  | Energy sensor | W3 |  |  |  | OC005 | Chancellor's Wharf, Lune House |  |  | 0 | 0
OC005-B01 | OC005-B01/W4 | ShuntPumpRotate |  |  |  |  | Energy sensor | W4 |  |  |  | OC005 | Chancellor's Wharf, Lune House |  |  | 0 | 0
OC005-B01 | OC005-B01/W5 | Manual Duty Changeover |  |  |  |  | Energy sensor | W5 |  |  |  | OC005 | Chancellor's Wharf, Lune House |  |  | 0 | 0
OC005-B01 | OC005-B01/Y1 | Outside air temperature |  |  | Degrees Celsius |  | Energy sensor | Y1 |  |  |  | OC005 | Chancellor's Wharf, Lune House |  |  | 0 | 0
OC005-B01 | OC005-B01/Y2 | Immersion Sensor |  |  |  |  | Energy sensor | Y2 |  |  |  | OC005 | Chancellor's Wharf, Lune House |  |  | 0 | 0
OC005-B01 | OC005-B01/Y3 | Thermistor TBTC |  |  |  |  | Energy sensor | Y3 |  |  |  | OC005 | Chancellor's Wharf, Lune House |  |  | 0 | 0
OC005-B01 | OC005-B01/Y4 | Room temperature |  |  | Degrees Celsius |  | Energy sensor | Y4 |  |  |  | OC005 | Chancellor's Wharf, Lune House |  |  | 0 | 0
OC005-B01 | OC005-B01/Y5 | Thermistor TBTI |  |  | Degrees Celsius |  | Energy sensor | Y5 |  |  |  | OC005 | Chancellor's Wharf, Lune House |  |  | 0 | 0
OC005-B01 | OC005-B01/Y6 | 4DIX V |  |  |  |  | Energy sensor | Y6 |  |  |  | OC005 | Chancellor's Wharf, Lune House |  |  | 0 | 0
OC005-B01 | OC005-B01/Z1 | Heating Boilers |  |  |  |  | Energy sensor | Z1 |  |  |  | OC005 | Chancellor's Wharf, Lune House |  |  | 0 | 0
OC005-B01 | OC005-B01/Z2 | DHWS Immersion |  |  |  |  | Energy sensor | Z2 |  |  |  | OC005 | Chancellor's Wharf, Lune House |  |  | 0 | 0
MC065-B07 | MC065-B07/C1 | Virtual CNC 1 |  |  |  |  | Energy sensor | C1 |  |  |  | MC065 | Library |  |  | 0 | 0
MC065-B07 | MC065-B07/D1 | AHU-NE Supply Fan Enable |  |  |  |  | Energy sensor | D1 |  |  |  | MC065 | Library |  |  | 0 | 0
MC065-B07 | MC065-B07/D10 | Lev B HB-B020B Valve |  |  |  |  | Energy sensor | D10 |  |  |  | MC065 | Library |  |  | 0 | 0
MC065-B07 | MC065-B07/D11 | Level B HB C030 Valve |  |  |  |  | Energy sensor | D11 |  |  |  | MC065 | Library |  |  | 0 | 0
MC065-B07 | MC065-B07/D12 | Level A Rad V2-A-04 Valve |  |  |  |  | Energy sensor | D12 |  |  |  | MC065 | Library |  |  | 0 | 0
MC065-B07 | MC065-B07/D13 | Level B Rad V2-A-05 Valve |  |  |  |  | Energy sensor | D13 |  |  |  | MC065 | Library |  |  | 0 | 0
MC065-B07 | MC065-B07/D14 | Level C Rad V2-B-03 Valve |  |  |  |  | Energy sensor | D14 |  |  |  | MC065 | Library |  |  | 0 | 0
MC065-B07 | MC065-B07/D2 | AHU-NE Extract Fan Enable |  |  |  |  | Energy sensor | D2 |  |  |  | MC065 | Library |  |  | 0 | 0
MC065-B07 | MC065-B07/D3 | AHU-NE Recoup Damper |  |  |  |  | Energy sensor | D3 |  |  |  | MC065 | Library |  |  | 0 | 0
MC065-B07 | MC065-B07/D4 | AHU-NE Heater Battery |  |  |  |  | Energy sensor | D4 |  |  |  | MC065 | Library |  |  | 0 | 0
MC065-B07 | MC065-B07/D5 | AHU-NE Mixing Damper |  |  |  |  | Energy sensor | D5 |  |  |  | MC065 | Library |  |  | 0 | 0
MC065-B07 | MC065-B07/D6 | AHU-NE Sply Fan Speed |  |  |  |  | Energy sensor | D6 |  |  |  | MC065 | Library |  |  | 0 | 0
MC065-B07 | MC065-B07/D7 | AHU-NE Ext Fan Speed |  |  |  |  | Energy sensor | D7 |  |  |  | MC065 | Library |  |  | 0 | 0
MC065-B07 | MC065-B07/D8 | Level A HB A010 Valve |  |  |  |  | Energy sensor | D8 |  |  |  | MC065 | Library |  |  | 0 | 0
MC065-B07 | MC065-B07/D9 | Lev B HB-B020A Valve |  |  |  |  | Energy sensor | D9 |  |  |  | MC065 | Library |  |  | 0 | 0
MC065-B07 | MC065-B07/e1 | General Alarms |  |  |  |  | Energy sensor | e1 |  |  |  | MC065 | Library |  |  | 0 | 0
MC065-B07 | MC065-B07/F1 | Is 4Dix Value Changing |  |  |  |  | Energy sensor | F1 |  |  |  | MC065 | Library |  |  | 0 | 0
MC065-B07 | MC065-B07/F10 | Function 10 |  |  |  |  | Energy sensor | F10 |  |  |  | MC065 | Library |  |  | 0 | 0
MC065-B07 | MC065-B07/F11 | Function 11 |  |  |  |  | Energy sensor | F11 |  |  |  | MC065 | Library |  |  | 0 | 0
MC065-B07 | MC065-B07/F12 | Function 12 |  |  |  |  | Energy sensor | F12 |  |  |  | MC065 | Library |  |  | 0 | 0
MC065-B07 | MC065-B07/F13 | Function 13 |  |  |  |  | Energy sensor | F13 |  |  |  | MC065 | Library |  |  | 0 | 0
MC065-B07 | MC065-B07/F14 | Function 14 |  |  |  |  | Energy sensor | F14 |  |  |  | MC065 | Library |  |  | 0 | 0
MC065-B07 | MC065-B07/F15 | Function 15 |  |  |  |  | Energy sensor | F15 |  |  |  | MC065 | Library |  |  | 0 | 0
MC065-B07 | MC065-B07/F16 | Function 16 |  |  |  |  | Energy sensor | F16 |  |  |  | MC065 | Library |  |  | 0 | 0
MC065-B07 | MC065-B07/F17 | Function 17 |  |  |  |  | Energy sensor | F17 |  |  |  | MC065 | Library |  |  | 0 | 0
MC065-B07 | MC065-B07/F18 | Function 18 |  |  |  |  | Energy sensor | F18 |  |  |  | MC065 | Library |  |  | 0 | 0
MC065-B07 | MC065-B07/F19 | Function 19 |  |  |  |  | Energy sensor | F19 |  |  |  | MC065 | Library |  |  | 0 | 0
MC065-B07 | MC065-B07/F2 | 4Dix Previous Value |  |  |  |  | Energy sensor | F2 |  |  |  | MC065 | Library |  |  | 0 | 0
MC065-B07 | MC065-B07/F20 | Function 20 |  |  |  |  | Energy sensor | F20 |  |  |  | MC065 | Library |  |  | 0 | 0
MC065-B07 | MC065-B07/F21 | AHU Heat Recovery Active |  |  |  |  | Energy sensor | F21 |  |  |  | MC065 | Library |  |  | 0 | 0
MC065-B07 | MC065-B07/F22 | AHU-NE Recoup Dmnd |  |  |  |  | Energy sensor | F22 |  |  |  | MC065 | Library |  |  | 0 | 0
MC065-B07 | MC065-B07/F23 | Function 23 |  |  |  |  | Energy sensor | F23 |  |  |  | MC065 | Library |  |  | 0 | 0
MC065-B07 | MC065-B07/F24 | AHU-NE Htg Dmd |  |  |  |  | Energy sensor | F24 |  |  |  | MC065 | Library |  |  | 0 | 0
MC065-B07 | MC065-B07/F25 | Function 25 |  |  |  |  | Energy sensor | F25 |  |  |  | MC065 | Library |  |  | 0 | 0
MC065-B07 | MC065-B07/F26 | HD |  |  |  |  | Energy sensor | F26 |  |  |  | MC065 | Library |  |  | 0 | 0
MC065-B07 | MC065-B07/F27 | Function 27 |  |  |  |  | Energy sensor | F27 |  |  |  | MC065 | Library |  |  | 0 | 0
MC065-B07 | MC065-B07/F28 | HD |  |  |  |  | Energy sensor | F28 |  |  |  | MC065 | Library |  |  | 0 | 0
MC065-B07 | MC065-B07/F3 | 4Dix Stable Value |  |  |  |  | Energy sensor | F3 |  |  |  | MC065 | Library |  |  | 0 | 0
MC065-B07 | MC065-B07/F32 | Function 32 |  |  |  |  | Energy sensor | F32 |  |  |  | MC065 | Library |  |  | 0 | 0
MC065-B07 | MC065-B07/F33 | Function 33 |  |  |  |  | Energy sensor | F33 |  |  |  | MC065 | Library |  |  | 0 | 0
MC065-B07 | MC065-B07/F34 | Function 34 |  |  |  |  | Energy sensor | F34 |  |  |  | MC065 | Library |  |  | 0 | 0
MC065-B07 | MC065-B07/F35 | Function 35 |  |  |  |  | Energy sensor | F35 |  |  |  | MC065 | Library |  |  | 0 | 0
MC065-B07 | MC065-B07/F36 | Function 36 |  |  |  |  | Energy sensor | F36 |  |  |  | MC065 | Library |  |  | 0 | 0
MC065-B07 | MC065-B07/F37 | Function 37 |  |  |  |  | Energy sensor | F37 |  |  |  | MC065 | Library |  |  | 0 | 0
MC065-B07 | MC065-B07/F38 | Function 38 |  |  |  |  | Energy sensor | F38 |  |  |  | MC065 | Library |  |  | 0 | 0
MC065-B07 | MC065-B07/F39 | HB A010 Htg Dmd |  |  |  |  | Energy sensor | F39 |  |  |  | MC065 | Library |  |  | 0 | 0
MC065-B07 | MC065-B07/F4 | 4Dix Value Decoder |  |  |  |  | Energy sensor | F4 |  |  |  | MC065 | Library |  |  | 0 | 0
MC065-B07 | MC065-B07/F40 | Function 40 |  |  |  |  | Energy sensor | F40 |  |  |  | MC065 | Library |  |  | 0 | 0
MC065-B07 | MC065-B07/F41 | HB B020A Htg Dmd |  |  |  |  | Energy sensor | F41 |  |  |  | MC065 | Library |  |  | 0 | 0
MC065-B07 | MC065-B07/F42 | Function 42 |  |  |  |  | Energy sensor | F42 |  |  |  | MC065 | Library |  |  | 0 | 0
MC065-B07 | MC065-B07/F43 | HB B020B Htg Dmd |  |  |  |  | Energy sensor | F43 |  |  |  | MC065 | Library |  |  | 0 | 0
MC065-B07 | MC065-B07/F44 | Function 44 |  |  |  |  | Energy sensor | F44 |  |  |  | MC065 | Library |  |  | 0 | 0
MC065-B07 | MC065-B07/F45 | Function 45 |  |  |  |  | Energy sensor | F45 |  |  |  | MC065 | Library |  |  | 0 | 0
MC065-B07 | MC065-B07/F46 | HB C030 Htg Dmd |  |  |  |  | Energy sensor | F46 |  |  |  | MC065 | Library |  |  | 0 | 0
MC065-B07 | MC065-B07/F47 | Function 47 |  |  |  |  | Energy sensor | F47 |  |  |  | MC065 | Library |  |  | 0 | 0
MC065-B07 | MC065-B07/F48 | Function 48 |  |  |  |  | Energy sensor | F48 |  |  |  | MC065 | Library |  |  | 0 | 0
MC065-B07 | MC065-B07/F49 | Function 49 |  |  |  |  | Energy sensor | F49 |  |  |  | MC065 | Library |  |  | 0 | 0
MC065-B07 | MC065-B07/F5 | Function 5 |  |  |  |  | Energy sensor | F5 |  |  |  | MC065 | Library |  |  | 0 | 0
MC065-B07 | MC065-B07/F50 | Function 50 |  |  |  |  | Energy sensor | F50 |  |  |  | MC065 | Library |  |  | 0 | 0
MC065-B07 | MC065-B07/F51 | Function 51 |  |  |  |  | Energy sensor | F51 |  |  |  | MC065 | Library |  |  | 0 | 0
MC065-B07 | MC065-B07/F52 | Function 52 |  |  |  |  | Energy sensor | F52 |  |  |  | MC065 | Library |  |  | 0 | 0
MC065-B07 | MC065-B07/F53 | Function 53 |  |  |  |  | Energy sensor | F53 |  |  |  | MC065 | Library |  |  | 0 | 0
MC065-B07 | MC065-B07/F54 | Function 54 |  |  |  |  | Energy sensor | F54 |  |  |  | MC065 | Library |  |  | 0 | 0
MC065-B07 | MC065-B07/F55 | Function 55 |  |  |  |  | Energy sensor | F55 |  |  |  | MC065 | Library |  |  | 0 | 0
MC065-B07 | MC065-B07/F56 | Function 56 |  |  |  |  | Energy sensor | F56 |  |  |  | MC065 | Library |  |  | 0 | 0
MC065-B07 | MC065-B07/F57 | Function 57 |  |  |  |  | Energy sensor | F57 |  |  |  | MC065 | Library |  |  | 0 | 0
MC065-B07 | MC065-B07/F58 | Function 58 |  |  |  |  | Energy sensor | F58 |  |  |  | MC065 | Library |  |  | 0 | 0
MC065-B07 | MC065-B07/F59 | Function 59 |  |  |  |  | Energy sensor | F59 |  |  |  | MC065 | Library |  |  | 0 | 0
MC065-B07 | MC065-B07/F60 | Function 60 |  |  |  |  | Energy sensor | F60 |  |  |  | MC065 | Library |  |  | 0 | 0
MC065-B07 | MC065-B07/F61 | Function 61 |  |  |  |  | Energy sensor | F61 |  |  |  | MC065 | Library |  |  | 0 | 0
MC065-B07 | MC065-B07/F62 | Function 62 |  |  |  |  | Energy sensor | F62 |  |  |  | MC065 | Library |  |  | 0 | 0
MC065-B07 | MC065-B07/F63 | Function 63 |  |  |  |  | Energy sensor | F63 |  |  |  | MC065 | Library |  |  | 0 | 0
MC065-B07 | MC065-B07/F64 | Function 64 |  |  |  |  | Energy sensor | F64 |  |  |  | MC065 | Library |  |  | 0 | 0
MC065-B07 | MC065-B07/F65 | Function 65 |  |  |  |  | Energy sensor | F65 |  |  |  | MC065 | Library |  |  | 0 | 0
MC065-B07 | MC065-B07/F66 | Function 66 |  |  |  |  | Energy sensor | F66 |  |  |  | MC065 | Library |  |  | 0 | 0
MC065-B07 | MC065-B07/F67 | Function 67 |  |  |  |  | Energy sensor | F67 |  |  |  | MC065 | Library |  |  | 0 | 0
MC065-B07 | MC065-B07/F8 | Outside air temperature frost |  |  | Degrees Celsius |  | Energy sensor | F8 |  |  |  | MC065 | Library |  |  | 0 | 0
MC065-B07 | MC065-B07/F9 | Function 9 |  |  |  |  | Energy sensor | F9 |  |  |  | MC065 | Library |  |  | 0 | 0
MC065-B07 | MC065-B07/G1 | 3rd Stage Frost Protect |  |  |  |  | Energy sensor | G1 |  |  |  | MC065 | Library |  |  | 0 | 0
MC065-B07 | MC065-B07/G10 | Logic 10 |  |  |  |  | Energy sensor | G10 |  |  |  | MC065 | Library |  |  | 0 | 0
MC065-B07 | MC065-B07/G11 | AHU-NE Temp Ctrl Active |  |  | Degrees Celsius |  | Energy sensor | G11 |  |  |  | MC065 | Library |  |  | 0 | 0
MC065-B07 | MC065-B07/G12 | Logic 12 |  |  |  |  | Energy sensor | G12 |  |  |  | MC065 | Library |  |  | 0 | 0
MC065-B07 | MC065-B07/G13 | AHU-NE Speed Enable |  |  |  |  | Energy sensor | G13 |  |  |  | MC065 | Library |  |  | 0 | 0
MC065-B07 | MC065-B07/G14 | Logic 14 |  |  |  |  | Energy sensor | G14 |  |  |  | MC065 | Library |  |  | 0 | 0
MC065-B07 | MC065-B07/G15 | Logic 15 |  |  |  |  | Energy sensor | G15 |  |  |  | MC065 | Library |  |  | 0 | 0
MC065-B07 | MC065-B07/G16 | Logic 16 |  |  |  |  | Energy sensor | G16 |  |  |  | MC065 | Library |  |  | 0 | 0
MC065-B07 | MC065-B07/G17 | Logic 17 |  |  |  |  | Energy sensor | G17 |  |  |  | MC065 | Library |  |  | 0 | 0
MC065-B07 | MC065-B07/G18 | Logic 18 |  |  |  |  | Energy sensor | G18 |  |  |  | MC065 | Library |  |  | 0 | 0
MC065-B07 | MC065-B07/G19 | Logic 19 |  |  |  |  | Energy sensor | G19 |  |  |  | MC065 | Library |  |  | 0 | 0
MC065-B07 | MC065-B07/G2 | Summer Eco mode |  |  |  |  | Energy sensor | G2 |  |  |  | MC065 | Library |  |  | 0 | 0
MC065-B07 | MC065-B07/G20 | Logic 20 |  |  |  |  | Energy sensor | G20 |  |  |  | MC065 | Library |  |  | 0 | 0
MC065-B07 | MC065-B07/G21 | Logic 21 |  |  |  |  | Energy sensor | G21 |  |  |  | MC065 | Library |  |  | 0 | 0
MC065-B07 | MC065-B07/G22 | Logic 22 |  |  |  |  | Energy sensor | G22 |  |  |  | MC065 | Library |  |  | 0 | 0
MC065-B07 | MC065-B07/G23 | Logic 23 |  |  |  |  | Energy sensor | G23 |  |  |  | MC065 | Library |  |  | 0 | 0
MC065-B07 | MC065-B07/G24 | Logic 24 |  |  |  |  | Energy sensor | G24 |  |  |  | MC065 | Library |  |  | 0 | 0
MC065-B07 | MC065-B07/G25 | Logic 25 |  |  |  |  | Energy sensor | G25 |  |  |  | MC065 | Library |  |  | 0 | 0
MC065-B07 | MC065-B07/G26 | Logic 26 |  |  |  |  | Energy sensor | G26 |  |  |  | MC065 | Library |  |  | 0 | 0
MC065-B07 | MC065-B07/G27 | Winter Mode |  |  |  |  | Energy sensor | G27 |  |  |  | MC065 | Library |  |  | 0 | 0
MC065-B07 | MC065-B07/G28 | Summer Mode |  |  |  |  | Energy sensor | G28 |  |  |  | MC065 | Library |  |  | 0 | 0
MC065-B07 | MC065-B07/G29 | Logic 29 |  |  |  |  | Energy sensor | G29 |  |  |  | MC065 | Library |  |  | 0 | 0
MC065-B07 | MC065-B07/G3 | Low Occupancy |  |  |  |  | Energy sensor | G3 |  |  |  | MC065 | Library |  |  | 0 | 0
MC065-B07 | MC065-B07/G4 | AHU Enable |  |  |  |  | Energy sensor | G4 |  |  |  | MC065 | Library |  |  | 0 | 0
MC065-B07 | MC065-B07/G5 | Logic 5 |  |  |  |  | Energy sensor | G5 |  |  |  | MC065 | Library |  |  | 0 | 0
MC065-B07 | MC065-B07/G6 | Logic 6 |  |  |  |  | Energy sensor | G6 |  |  |  | MC065 | Library |  |  | 0 | 0
MC065-B07 | MC065-B07/G7 | Extract Delay On |  |  |  |  | Energy sensor | G7 |  |  |  | MC065 | Library |  |  | 0 | 0
MC065-B07 | MC065-B07/G8 | Logic 8 |  |  |  |  | Energy sensor | G8 |  |  |  | MC065 | Library |  |  | 0 | 0
MC065-B07 | MC065-B07/G9 | Logic 9 |  |  |  |  | Energy sensor | G9 |  |  |  | MC065 | Library |  |  | 0 | 0
MC065-B07 | MC065-B07/i1 | xcite/IO/8UI |  |  |  |  | Energy sensor | i1 |  |  |  | MC065 | Library |  |  | 0 | 0
MC065-B07 | MC065-B07/I1 | AHU-NE Supply VSD Fault |  |  |  |  | Energy sensor | I1 |  |  |  | MC065 | Library |  |  | 0 | 0
MC065-B07 | MC065-B07/I13 | OAT Frost Condition |  |  |  |  | Energy sensor | I13 |  |  |  | MC065 | Library |  |  | 0 | 0
MC065-B07 | MC065-B07/I14 | Space Frost Cond |  |  |  |  | Energy sensor | I14 |  |  |  | MC065 | Library |  |  | 0 | 0
MC065-B07 | MC065-B07/I15 | Summer Eco mode |  |  |  |  | Energy sensor | I15 |  |  |  | MC065 | Library |  |  | 0 | 0
MC065-B07 | MC065-B07/I16 | NE Zone 2 Low Occupancy |  |  |  |  | Energy sensor | I16 |  |  |  | MC065 | Library |  |  | 0 | 0
MC065-B07 | MC065-B07/I19 | AHU-NE Supply Fan No Flow |  |  |  |  | Energy sensor | I19 |  |  |  | MC065 | Library |  |  | 0 | 0
MC065-B07 | MC065-B07/I2 | AHU-NE Supply Flow STS |  |  |  |  | Energy sensor | I2 |  |  |  | MC065 | Library |  |  | 0 | 0
MC065-B07 | MC065-B07/i2 | xcite/IO/8UI |  |  |  |  | Energy sensor | i2 |  |  |  | MC065 | Library |  |  | 0 | 0
MC065-B07 | MC065-B07/I20 | AHU-NE Extract Fan No Flow |  |  |  |  | Energy sensor | I20 |  |  |  | MC065 | Library |  |  | 0 | 0
MC065-B07 | MC065-B07/I21 | OS13 Heating Demand |  |  |  |  | Energy sensor | I21 |  |  |  | MC065 | Library |  |  | 0 | 0
MC065-B07 | MC065-B07/I22 | Level A Rad V2-A-04 Valve HD |  |  |  |  | Energy sensor | I22 |  |  |  | MC065 | Library |  |  | 0 | 0
MC065-B07 | MC065-B07/I24 | Level A Rad V2-A-04 Valve HD |  |  |  |  | Energy sensor | I24 |  |  |  | MC065 | Library |  |  | 0 | 0
MC065-B07 | MC065-B07/I25 | Level C Rad V2-B-03 Valve HD |  |  |  |  | Energy sensor | I25 |  |  |  | MC065 | Library |  |  | 0 | 0
MC065-B07 | MC065-B07/I27 | Winter Vent Mode |  |  |  |  | Energy sensor | I27 |  |  |  | MC065 | Library |  |  | 0 | 0
MC065-B07 | MC065-B07/I28 | Summer Vent Mode |  |  |  |  | Energy sensor | I28 |  |  |  | MC065 | Library |  |  | 0 | 0
MC065-B07 | MC065-B07/i3 | xcite/IO/8AO |  |  |  |  | Energy sensor | i3 |  |  |  | MC065 | Library |  |  | 0 | 0
MC065-B07 | MC065-B07/I3 | AHU-NE Extract VSD Fault |  |  |  |  | Energy sensor | I3 |  |  |  | MC065 | Library |  |  | 0 | 0
MC065-B07 | MC065-B07/I4 | AHU-NE Extract Flow STS |  |  |  |  | Energy sensor | I4 |  |  |  | MC065 | Library |  |  | 0 | 0
MC065-B07 | MC065-B07/I5 | AHU-NE Frost Stat |  |  |  |  | Energy sensor | I5 |  |  |  | MC065 | Library |  |  | 0 | 0
MC065-B07 | MC065-B07/I6 | AHU-NESupplyPanelFilterSTS |  |  |  |  | Energy sensor | I6 |  |  |  | MC065 | Library |  |  | 0 | 0
MC065-B07 | MC065-B07/I7 | AHU-NE BagPanelFilterSTS |  |  |  |  | Energy sensor | I7 |  |  |  | MC065 | Library |  |  | 0 | 0
MC065-B07 | MC065-B07/I8 | AHU-NEExtractlFilterSTS |  |  |  |  | Energy sensor | I8 |  |  |  | MC065 | Library |  |  | 0 | 0
MC065-B07 | MC065-B07/I9 | 4Dix Input D |  |  |  |  | Energy sensor | I9 |  |  |  | MC065 | Library |  |  | 0 | 0
MC065-B07 | MC065-B07/K1 | Heating Valve OR |  |  |  |  | Energy sensor | K1 |  |  |  | MC065 | Library |  |  | 0 | 0
MC065-B07 | MC065-B07/K10 | Level A HB A010 SP |  |  |  |  | Energy sensor | K10 |  |  |  | MC065 | Library |  |  | 0 | 0
MC065-B07 | MC065-B07/K11 | Lev B HB-B020A SP |  |  |  |  | Energy sensor | K11 |  |  |  | MC065 | Library |  |  | 0 | 0
MC065-B07 | MC065-B07/K12 | Lev B HB-B020B SP |  |  |  |  | Energy sensor | K12 |  |  |  | MC065 | Library |  |  | 0 | 0
MC065-B07 | MC065-B07/K13 | Lev C HB-C030 SP |  |  |  |  | Energy sensor | K13 |  |  |  | MC065 | Library |  |  | 0 | 0
MC065-B07 | MC065-B07/K2 | LowCO2=LowOccupancySP |  |  |  |  | Energy sensor | K2 |  |  |  | MC065 | Library |  |  | 0 | 0
MC065-B07 | MC065-B07/K3 | AHU-NE Min Sply Temp SP |  |  | Degrees Celsius |  | Energy sensor | K3 |  |  |  | MC065 | Library |  |  | 0 | 0
MC065-B07 | MC065-B07/K4 | AHU-NE Max Sply Temp SP |  |  | Degrees Celsius |  | Energy sensor | K4 |  |  |  | MC065 | Library |  |  | 0 | 0
MC065-B07 | MC065-B07/K5 | AHU-NE Return Temp SP |  |  | Degrees Celsius |  | Energy sensor | K5 |  |  |  | MC065 | Library |  |  | 0 | 0
MC065-B07 | MC065-B07/K6 | AHU-NE Supply Pressure SP |  |  |  |  | Energy sensor | K6 |  |  |  | MC065 | Library |  |  | 0 | 0
MC065-B07 | MC065-B07/K7 | AHU-NE Minimum Sup Fan Speed |  |  |  |  | Energy sensor | K7 |  |  |  | MC065 | Library |  |  | 0 | 0
MC065-B07 | MC065-B07/K8 | AHU-NE Extract Pressure SP |  |  |  |  | Energy sensor | K8 |  |  |  | MC065 | Library |  |  | 0 | 0
MC065-B07 | MC065-B07/K9 | AHU-NE Minimum Ex Fan Speed |  |  |  |  | Energy sensor | K9 |  |  |  | MC065 | Library |  |  | 0 | 0
MC065-B07 | MC065-B07/L1 | AHU-NE Heating |  |  |  |  | Energy sensor | L1 |  |  |  | MC065 | Library |  |  | 0 | 0
MC065-B07 | MC065-B07/L2 | Loop 2 |  |  |  |  | Energy sensor | L2 |  |  |  | MC065 | Library |  |  | 0 | 0
MC065-B07 | MC065-B07/L3 | [5 empty] | Energy sensor | L3 |  |  |  | MC065 | Library |  |  | 0 | 0
MC065-B07 | MC065-B07/L4 | [5 empty] | Energy sensor | L4 |  |  |  | MC065 | Library |  |  | 0 | 0
MC065-B07 | MC065-B07/L5 | Loop 5 |  |  |  |  | Energy sensor | L5 |  |  |  | MC065 | Library |  |  | 0 | 0
MC065-B07 | MC065-B07/L6 | Loop 6 |  |  |  |  | Energy sensor | L6 |  |  |  | MC065 | Library |  |  | 0 | 0
MC065-B07 | MC065-B07/L7 | Loop 7 |  |  |  |  | Energy sensor | L7 |  |  |  | MC065 | Library |  |  | 0 | 0
MC065-B07 | MC065-B07/L8 | Loop 8 |  |  |  |  | Energy sensor | L8 |  |  |  | MC065 | Library |  |  | 0 | 0
MC065-B07 | MC065-B07/L9 | Loop 9 |  |  |  |  | Energy sensor | L9 |  |  |  | MC065 | Library |  |  | 0 | 0
MC065-B07 | MC065-B07/n1 | TREND_0C_C1_8C |  |  |  |  | Energy sensor | n1 |  |  |  | MC065 | Library |  |  | 0 | 0
MC065-B07 | MC065-B07/N1 | OAT Frost Setpoint |  |  |  |  | Energy sensor | N1 |  |  |  | MC065 | Library |  |  | 0 | 0
MC065-B07 | MC065-B07/N10 | Duct Frost Setpoint |  |  |  |  | Energy sensor | N10 |  |  |  | MC065 | Library |  |  | 0 | 0
MC065-B07 | MC065-B07/N2 | Space frost protection setpoint |  |  | Degrees Celsius |  | Energy sensor | N2 |  |  |  | MC065 | Library |  |  | 0 | 0
MC065-B07 | MC065-B07/N3 | Fire Alarm STS |  |  |  |  | Energy sensor | N3 |  |  |  | MC065 | Library |  |  | 0 | 0
MC065-B07 | MC065-B07/N7 | OAT Summer Eco Setpoint |  |  |  |  | Energy sensor | N7 |  |  |  | MC065 | Library |  |  | 0 | 0
MC065-B07 | MC065-B07/N8 | Space Summer Eco Setpoint |  |  |  |  | Energy sensor | N8 |  |  |  | MC065 | Library |  |  | 0 | 0
MC065-B07 | MC065-B07/N9 | IC Comms 9 |  |  |  |  | Energy sensor | N9 |  |  |  | MC065 | Library |  |  | 0 | 0
MC065-B07 | MC065-B07/O1 | NE Zone 2 Floor A OSS |  |  |  |  | Energy sensor | O1 |  |  |  | MC065 | Library |  |  | 0 | 0
MC065-B07 | MC065-B07/o1 | Alarm Route 1 |  |  |  |  | Energy sensor | o1 |  |  |  | MC065 | Library |  |  | 0 | 0
MC065-B07 | MC065-B07/o2 | Alarm Route 1 |  |  |  |  | Energy sensor | o2 |  |  |  | MC065 | Library |  |  | 0 | 0
MC065-B07 | MC065-B07/O2 | NE Zone 2 Floor B OSS |  |  |  |  | Energy sensor | O2 |  |  |  | MC065 | Library |  |  | 0 | 0
MC065-B07 | MC065-B07/o3 | Alarm Route 1 |  |  |  |  | Energy sensor | o3 |  |  |  | MC065 | Library |  |  | 0 | 0
MC065-B07 | MC065-B07/O3 | NE Zone 2 Floor C OSS |  |  |  |  | Energy sensor | O3 |  |  |  | MC065 | Library |  |  | 0 | 0
MC065-B07 | MC065-B07/P1 | AHU-NE Supply Air Temp |  |  | Degrees Celsius |  | Energy sensor | P1 |  |  |  | MC065 | Library |  |  | 0 | 0
MC065-B07 | MC065-B07/P10 | S22 Lev B HB-B020B Space CO2 |  |  |  |  | Energy sensor | P10 |  |  |  | MC065 | Library |  |  | 0 | 0
MC065-B07 | MC065-B07/P11 | S32 Lev C HB-C030 Space Temp |  |  | Degrees Celsius |  | Energy sensor | P11 |  |  |  | MC065 | Library |  |  | 0 | 0
MC065-B07 | MC065-B07/P12 | S32 Lev C HB-C030 Space CO2 |  |  |  |  | Energy sensor | P12 |  |  |  | MC065 | Library |  |  | 0 | 0
MC065-B07 | MC065-B07/P13 | AHU-NE Supply Damper Feedback |  |  |  |  | Energy sensor | P13 |  |  |  | MC065 | Library |  |  | 0 | 0
MC065-B07 | MC065-B07/P14 | AHU-NE Recirc Damper Feedback |  |  |  |  | Energy sensor | P14 |  |  |  | MC065 | Library |  |  | 0 | 0
MC065-B07 | MC065-B07/P15 | AHU-NE Extract Damper Feedback |  |  |  |  | Energy sensor | P15 |  |  |  | MC065 | Library |  |  | 0 | 0
MC065-B07 | MC065-B07/P16 | AHU-NE Recoup Damper Feedback |  |  |  |  | Energy sensor | P16 |  |  |  | MC065 | Library |  |  | 0 | 0
MC065-B07 | MC065-B07/P17 | Outside air temperature |  |  | Degrees Celsius |  | Energy sensor | P17 |  |  |  | MC065 | Library |  |  | 0 | 0
MC065-B07 | MC065-B07/P18 | NE Zone 2 Maz CO2 |  |  |  |  | Energy sensor | P18 |  |  |  | MC065 | Library |  |  | 0 | 0
MC065-B07 | MC065-B07/P19 | NW Zone 1 Low Occupancy |  |  |  |  | Energy sensor | P19 |  |  |  | MC065 | Library |  |  | 0 | 0
MC065-B07 | MC065-B07/P2 | AHU-NE Extract Air Temp |  |  | Degrees Celsius |  | Energy sensor | P2 |  |  |  | MC065 | Library |  |  | 0 | 0
MC065-B07 | MC065-B07/P20 | AHU-NE Calc Sply Temp SP |  |  | Degrees Celsius |  | Energy sensor | P20 |  |  |  | MC065 | Library |  |  | 0 | 0
MC065-B07 | MC065-B07/P21 | AHU-NE Recoup Dmnd |  |  |  |  | Energy sensor | P21 |  |  |  | MC065 | Library |  |  | 0 | 0
MC065-B07 | MC065-B07/P22 | AHU-NE Heating Coil Dmnd |  |  |  |  | Energy sensor | P22 |  |  |  | MC065 | Library |  |  | 0 | 0
MC065-B07 | MC065-B07/P23 | AHU-NE Mixing Dampers Ctrl |  |  |  |  | Energy sensor | P23 |  |  |  | MC065 | Library |  |  | 0 | 0
MC065-B07 | MC065-B07/P24 | AHU-NE Sply Fan Speed |  |  |  |  | Energy sensor | P24 |  |  |  | MC065 | Library |  |  | 0 | 0
MC065-B07 | MC065-B07/P25 | AHU-NE Ext Fan Speed |  |  |  |  | Energy sensor | P25 |  |  |  | MC065 | Library |  |  | 0 | 0
MC065-B07 | MC065-B07/P26 | Level A HB A010 Valve |  |  |  |  | Energy sensor | P26 |  |  |  | MC065 | Library |  |  | 0 | 0
MC065-B07 | MC065-B07/P27 | Lev B HB-B020A Valve |  |  |  |  | Energy sensor | P27 |  |  |  | MC065 | Library |  |  | 0 | 0
MC065-B07 | MC065-B07/P28 | Lev B HB-B020B Valve |  |  |  |  | Energy sensor | P28 |  |  |  | MC065 | Library |  |  | 0 | 0
MC065-B07 | MC065-B07/P29 | NE Water Pressure |  |  |  |  | Energy sensor | P29 |  |  |  | MC065 | Library |  |  | 0 | 0
MC065-B07 | MC065-B07/P3 | AHU-NE Extract Air Pressure |  |  |  |  | Energy sensor | P3 |  |  |  | MC065 | Library |  |  | 0 | 0
MC065-B07 | MC065-B07/P30 | Level C HB C039 Valve |  |  |  |  | Energy sensor | P30 |  |  |  | MC065 | Library |  |  | 0 | 0
MC065-B07 | MC065-B07/P33 | Actual AHU-NE Supply Press SP |  |  |  |  | Energy sensor | P33 |  |  |  | MC065 | Library |  |  | 0 | 0
MC065-B07 | MC065-B07/P34 | Actual AHU-NE Extract Press SP |  |  |  |  | Energy sensor | P34 |  |  |  | MC065 | Library |  |  | 0 | 0
MC065-B07 | MC065-B07/P4 | AHU-NE Supply Air Pressure |  |  |  |  | Energy sensor | P4 |  |  |  | MC065 | Library |  |  | 0 | 0
MC065-B07 | MC065-B07/P5 | S5 Lev A HB-A010 Space Temp |  |  | Degrees Celsius |  | Energy sensor | P5 |  |  |  | MC065 | Library |  |  | 0 | 0
MC065-B07 | MC065-B07/P6 | S5 Lev A HB-A010 Space CO2 |  |  |  |  | Energy sensor | P6 |  |  |  | MC065 | Library |  |  | 0 | 0
MC065-B07 | MC065-B07/P7 | S18 Lev B HB-B020A Space Temp |  |  | Degrees Celsius |  | Energy sensor | P7 |  |  |  | MC065 | Library |  |  | 0 | 0
MC065-B07 | MC065-B07/P8 | S18 Lev B HB-B020A Space CO2 |  |  |  |  | Energy sensor | P8 |  |  |  | MC065 | Library |  |  | 0 | 0
MC065-B07 | MC065-B07/P9 | S22 Lev B HB-B020B Space Temp |  |  | Degrees Celsius |  | Energy sensor | P9 |  |  |  | MC065 | Library |  |  | 0 | 0
MC065-B07 | MC065-B07/Q1 | Sequence Table 1 |  |  |  |  | Energy sensor | Q1 |  |  |  | MC065 | Library |  |  | 0 | 0
MC065-B07 | MC065-B07/S1 | AHU-NE Supply Air Temp |  |  | Degrees Celsius |  | Energy sensor | S1 |  |  |  | MC065 | Library |  |  | 0 | 0
MC065-B07 | MC065-B07/S10 | S22 Lev B HB-B020B Space CO2 |  |  |  |  | Energy sensor | S10 |  |  |  | MC065 | Library |  |  | 0 | 0
MC065-B07 | MC065-B07/S11 | S32 Lev C HB-C030 Space Temp |  |  | Degrees Celsius |  | Energy sensor | S11 |  |  |  | MC065 | Library |  |  | 0 | 0
MC065-B07 | MC065-B07/S12 | S32 Lev C HB-C030 Space CO2 |  |  |  |  | Energy sensor | S12 |  |  |  | MC065 | Library |  |  | 0 | 0
MC065-B07 | MC065-B07/S13 | 4DIX No.1 |  |  |  |  | Energy sensor | S13 |  |  |  | MC065 | Library |  |  | 0 | 0
MC065-B07 | MC065-B07/S14 | AHU-NE Supply Damper Feedback |  |  |  |  | Energy sensor | S14 |  |  |  | MC065 | Library |  |  | 0 | 0
MC065-B07 | MC065-B07/S15 | AHU-NE Recirc Damper Feedback |  |  |  |  | Energy sensor | S15 |  |  |  | MC065 | Library |  |  | 0 | 0
MC065-B07 | MC065-B07/S16 | AHU-NE Extract Damper Feedback |  |  |  |  | Energy sensor | S16 |  |  |  | MC065 | Library |  |  | 0 | 0
MC065-B07 | MC065-B07/S17 | AHU-NE Recoup Damper Feedback |  |  |  |  | Energy sensor | S17 |  |  |  | MC065 | Library |  |  | 0 | 0
MC065-B07 | MC065-B07/S18 | Outside air temperature |  |  | Degrees Celsius |  | Energy sensor | S18 |  |  |  | MC065 | Library |  |  | 0 | 0
MC065-B07 | MC065-B07/S2 | AHU-NE Extract Air Temp |  |  | Degrees Celsius |  | Energy sensor | S2 |  |  |  | MC065 | Library |  |  | 0 | 0
MC065-B07 | MC065-B07/S21 | NE Zone 2 Max CO2 |  |  |  |  | Energy sensor | S21 |  |  |  | MC065 | Library |  |  | 0 | 0
MC065-B07 | MC065-B07/S22 | AHU-NE Recoup Dmnd |  |  |  |  | Energy sensor | S22 |  |  |  | MC065 | Library |  |  | 0 | 0
MC065-B07 | MC065-B07/S23 | AHU-NE Heating Coil Dmnd |  |  |  |  | Energy sensor | S23 |  |  |  | MC065 | Library |  |  | 0 | 0
MC065-B07 | MC065-B07/S24 | AHU-NE Mixing Dampers Ctrl |  |  |  |  | Energy sensor | S24 |  |  |  | MC065 | Library |  |  | 0 | 0
MC065-B07 | MC065-B07/S25 | AHU-NE Calc Sply Temp SP |  |  | Degrees Celsius |  | Energy sensor | S25 |  |  |  | MC065 | Library |  |  | 0 | 0
MC065-B07 | MC065-B07/S27 | AHU-NE Sply Fan Speed |  |  |  |  | Energy sensor | S27 |  |  |  | MC065 | Library |  |  | 0 | 0
MC065-B07 | MC065-B07/S28 | AHU-NE Ext Fan Speed |  |  |  |  | Energy sensor | S28 |  |  |  | MC065 | Library |  |  | 0 | 0
MC065-B07 | MC065-B07/S29 | Level A HB A010 Valve |  |  |  |  | Energy sensor | S29 |  |  |  | MC065 | Library |  |  | 0 | 0
MC065-B07 | MC065-B07/S3 | AHU-NE Extract Air Pressure |  |  |  |  | Energy sensor | S3 |  |  |  | MC065 | Library |  |  | 0 | 0
MC065-B07 | MC065-B07/S30 | Lev B HB-B020A Valve |  |  |  |  | Energy sensor | S30 |  |  |  | MC065 | Library |  |  | 0 | 0
MC065-B07 | MC065-B07/S31 | Lev B HB-B020B Valve |  |  |  |  | Energy sensor | S31 |  |  |  | MC065 | Library |  |  | 0 | 0
MC065-B07 | MC065-B07/S32 | Actual AHU-NE Supply Press SP |  |  |  |  | Energy sensor | S32 |  |  |  | MC065 | Library |  |  | 0 | 0
MC065-B07 | MC065-B07/S33 | Actual AHU-NE Extract Press SP |  |  |  |  | Energy sensor | S33 |  |  |  | MC065 | Library |  |  | 0 | 0
MC065-B07 | MC065-B07/S34 | Z2 Open Plan Ave Temp |  |  | Degrees Celsius |  | Energy sensor | S34 |  |  |  | MC065 | Library |  |  | 0 | 0
MC065-B07 | MC065-B07/S35 | Level C HB C030 Valve |  |  |  |  | Energy sensor | S35 |  |  |  | MC065 | Library |  |  | 0 | 0
MC065-B07 | MC065-B07/S36 | NE Water Pressure |  |  |  |  | Energy sensor | S36 |  |  |  | MC065 | Library |  |  | 0 | 0
MC065-B07 | MC065-B07/S4 | AHU-NE Supply Air Pressure |  |  |  |  | Energy sensor | S4 |  |  |  | MC065 | Library |  |  | 0 | 0
MC065-B07 | MC065-B07/S5 | S5 Lev A HB-A010 Space Temp |  |  | Degrees Celsius |  | Energy sensor | S5 |  |  |  | MC065 | Library |  |  | 0 | 0
MC065-B07 | MC065-B07/S6 | S5 Lev A HB-A010 Space CO2 |  |  |  |  | Energy sensor | S6 |  |  |  | MC065 | Library |  |  | 0 | 0
MC065-B07 | MC065-B07/S7 | S18 Lev B HB-B020A Space Temp |  |  | Degrees Celsius |  | Energy sensor | S7 |  |  |  | MC065 | Library |  |  | 0 | 0
MC065-B07 | MC065-B07/S8 | S18 Lev B HB-B020A Space CO2 |  |  |  |  | Energy sensor | S8 |  |  |  | MC065 | Library |  |  | 0 | 0
MC065-B07 | MC065-B07/S9 | S22 Lev B HB-B020B Space Temp |  |  | Degrees Celsius |  | Energy sensor | S9 |  |  |  | MC065 | Library |  |  | 0 | 0
MC065-B07 | MC065-B07/V1 | [5 empty] | Energy sensor | V1 |  |  |  | MC065 | Library |  |  | 0 | 0
MC065-B07 | MC065-B07/W1 | Manual Summer On-1 Auto-0 |  |  |  |  | Energy sensor | W1 |  |  |  | MC065 | Library |  |  | 0 | 0
MC065-B07 | MC065-B07/W2 | Summer ECO Detect Auto-1 Off-0 |  |  |  |  | Energy sensor | W2 |  |  |  | MC065 | Library |  |  | 0 | 0
MC065-B07 | MC065-B07/W3 | AHU-NE Off-Auto |  |  |  |  | Energy sensor | W3 |  |  |  | MC065 | Library |  |  | 0 | 0
MC065-B07 | MC065-B07/W4 | Heating Valve OR |  |  |  |  | Energy sensor | W4 |  |  |  | MC065 | Library |  |  | 0 | 0
MC065-B07 | MC065-B07/Y1 | Trend Thermistor |  |  |  |  | Energy sensor | Y1 |  |  |  | MC065 | Library |  |  | 0 | 0
MC065-B07 | MC065-B07/Y10 | Pressure V 25bar |  |  |  |  | Energy sensor | Y10 |  |  |  | MC065 | Library |  |  | 0 | 0
MC065-B07 | MC065-B07/Y2 | Pressure I 1000Pa |  |  |  |  | Energy sensor | Y2 |  |  |  | MC065 | Library |  |  | 0 | 0
MC065-B07 | MC065-B07/Y3 | Temp V 0+40 |  |  | Degrees Celsius |  | Energy sensor | Y3 |  |  |  | MC065 | Library |  |  | 0 | 0
MC065-B07 | MC065-B07/Y4 | CO2 V |  |  |  |  | Energy sensor | Y4 |  |  |  | MC065 | Library |  |  | 0 | 0
MC065-B07 | MC065-B07/Y5 | Feedback V +2+10 |  |  |  |  | Energy sensor | Y5 |  |  |  | MC065 | Library |  |  | 0 | 0
MC065-B07 | MC065-B07/Y6 | Outside air temperature |  |  | Degrees Celsius |  | Energy sensor | Y6 |  |  |  | MC065 | Library |  |  | 0 | 0
MC065-B07 | MC065-B07/Y7 | 4DIX V |  |  |  |  | Energy sensor | Y7 |  |  |  | MC065 | Library |  |  | 0 | 0
MC065-B07 | MC065-B07/Y8 | Feedback V +10+2 |  |  |  |  | Energy sensor | Y8 |  |  |  | MC065 | Library |  |  | 0 | 0
MC065-B07 | MC065-B07/Y9 | Pressure I 2.5bar |  |  |  |  | Energy sensor | Y9 |  |  |  | MC065 | Library |  |  | 0 | 0
MC065-B07 | MC065-B07/Z1 | NE Zone 2 Floor A OSS |  |  |  |  | Energy sensor | Z1 |  |  |  | MC065 | Library |  |  | 0 | 0
MC065-B07 | MC065-B07/Z2 | NE Zone 2 Floor B OSS |  |  |  |  | Energy sensor | Z2 |  |  |  | MC065 | Library |  |  | 0 | 0
MC065-B07 | MC065-B07/Z3 | NE Zone 2 Floor C OSS |  |  |  |  | Energy sensor | Z3 |  |  |  | MC065 | Library |  |  | 0 | 0
MC072-B05 | MC072-B05/C1 | Virtual CNC 1 |  |  |  |  | Energy sensor | C1 |  |  |  | MC072 | Fylde College |  |  | 0 | 0
MC072-B05 | MC072-B05/D1 | Alarm Lamp |  |  |  |  | Energy sensor | D1 |  |  |  | MC072 | Fylde College |  |  | 0 | 0
MC072-B05 | MC072-B05/D2 | Alarm Sounder |  |  |  |  | Energy sensor | D2 |  |  |  | MC072 | Fylde College |  |  | 0 | 0
MC072-B05 | MC072-B05/D3 | Sump NO1 Pumps En |  |  |  |  | Energy sensor | D3 |  |  |  | MC072 | Fylde College |  |  | 0 | 0
MC072-B05 | MC072-B05/D4 | Sump NO2 Pumps En |  |  |  |  | Energy sensor | D4 |  |  |  | MC072 | Fylde College |  |  | 0 | 0
MC072-B05 | MC072-B05/e1 | 963 |  |  |  |  | Energy sensor | e1 |  |  |  | MC072 | Fylde College |  |  | 0 | 0
MC072-B05 | MC072-B05/F1 | Is 4Dix Value Changing |  |  |  |  | Energy sensor | F1 |  |  |  | MC072 | Fylde College |  |  | 0 | 0
MC072-B05 | MC072-B05/F10 | Function 10 |  |  |  |  | Energy sensor | F10 |  |  |  | MC072 | Fylde College |  |  | 0 | 0
MC072-B05 | MC072-B05/F11 | Function 11 |  |  |  |  | Energy sensor | F11 |  |  |  | MC072 | Fylde College |  |  | 0 | 0
MC072-B05 | MC072-B05/F12 | Function 12 |  |  |  |  | Energy sensor | F12 |  |  |  | MC072 | Fylde College |  |  | 0 | 0
MC072-B05 | MC072-B05/F13 | Function 13 |  |  |  |  | Energy sensor | F13 |  |  |  | MC072 | Fylde College |  |  | 0 | 0
MC072-B05 | MC072-B05/F2 | 4Dix Previous Value |  |  |  |  | Energy sensor | F2 |  |  |  | MC072 | Fylde College |  |  | 0 | 0
MC072-B05 | MC072-B05/F3 | 4Dix Stable Value |  |  |  |  | Energy sensor | F3 |  |  |  | MC072 | Fylde College |  |  | 0 | 0
MC072-B05 | MC072-B05/F4 | 4Dix Value Decoder |  |  |  |  | Energy sensor | F4 |  |  |  | MC072 | Fylde College |  |  | 0 | 0
MC072-B05 | MC072-B05/F5 | Function 5 |  |  |  |  | Energy sensor | F5 |  |  |  | MC072 | Fylde College |  |  | 0 | 0
MC072-B05 | MC072-B05/F6 | Function 6 |  |  |  |  | Energy sensor | F6 |  |  |  | MC072 | Fylde College |  |  | 0 | 0
MC072-B05 | MC072-B05/F7 | Function 7 |  |  |  |  | Energy sensor | F7 |  |  |  | MC072 | Fylde College |  |  | 0 | 0
MC072-B05 | MC072-B05/F8 | Function 8 |  |  |  |  | Energy sensor | F8 |  |  |  | MC072 | Fylde College |  |  | 0 | 0
MC072-B05 | MC072-B05/F9 | Function 9 |  |  |  |  | Energy sensor | F9 |  |  |  | MC072 | Fylde College |  |  | 0 | 0
MC072-B05 | MC072-B05/G1 | Logic 1 |  |  |  |  | Energy sensor | G1 |  |  |  | MC072 | Fylde College |  |  | 0 | 0
MC072-B05 | MC072-B05/G10 | Sump NO1 Pump Duty |  |  |  |  | Energy sensor | G10 |  |  |  | MC072 | Fylde College |  |  | 0 | 0
MC072-B05 | MC072-B05/G11 | Sump NO1 Pump 1 Lead |  |  |  |  | Energy sensor | G11 |  |  |  | MC072 | Fylde College |  |  | 0 | 0
MC072-B05 | MC072-B05/G12 | Logic 12 |  |  |  |  | Energy sensor | G12 |  |  |  | MC072 | Fylde College |  |  | 0 | 0
MC072-B05 | MC072-B05/G13 | Standby pump |  |  |  |  | Energy sensor | G13 |  |  |  | MC072 | Fylde College |  |  | 0 | 0
MC072-B05 | MC072-B05/G14 | Duty pump |  |  |  |  | Energy sensor | G14 |  |  |  | MC072 | Fylde College |  |  | 0 | 0
MC072-B05 | MC072-B05/G15 | Logic 15 |  |  |  |  | Energy sensor | G15 |  |  |  | MC072 | Fylde College |  |  | 0 | 0
MC072-B05 | MC072-B05/G16 | Logic 16 |  |  |  |  | Energy sensor | G16 |  |  |  | MC072 | Fylde College |  |  | 0 | 0
MC072-B05 | MC072-B05/G17 | Logic 17 |  |  |  |  | Energy sensor | G17 |  |  |  | MC072 | Fylde College |  |  | 0 | 0
MC072-B05 | MC072-B05/G18 | Logic 18 |  |  |  |  | Energy sensor | G18 |  |  |  | MC072 | Fylde College |  |  | 0 | 0
MC072-B05 | MC072-B05/G19 | Sump NO2 Pump Duty |  |  |  |  | Energy sensor | G19 |  |  |  | MC072 | Fylde College |  |  | 0 | 0
MC072-B05 | MC072-B05/G2 | Logic 2 |  |  |  |  | Energy sensor | G2 |  |  |  | MC072 | Fylde College |  |  | 0 | 0
MC072-B05 | MC072-B05/G20 | Sump NO2 Pump 1 Lead |  |  |  |  | Energy sensor | G20 |  |  |  | MC072 | Fylde College |  |  | 0 | 0
MC072-B05 | MC072-B05/G21 | Logic 21 |  |  |  |  | Energy sensor | G21 |  |  |  | MC072 | Fylde College |  |  | 0 | 0
MC072-B05 | MC072-B05/G22 | Standby pump |  |  |  |  | Energy sensor | G22 |  |  |  | MC072 | Fylde College |  |  | 0 | 0
MC072-B05 | MC072-B05/G23 | Duty pump |  |  |  |  | Energy sensor | G23 |  |  |  | MC072 | Fylde College |  |  | 0 | 0
MC072-B05 | MC072-B05/G24 | Logic 24 |  |  |  |  | Energy sensor | G24 |  |  |  | MC072 | Fylde College |  |  | 0 | 0
MC072-B05 | MC072-B05/G25 | Logic 25 |  |  |  |  | Energy sensor | G25 |  |  |  | MC072 | Fylde College |  |  | 0 | 0
MC072-B05 | MC072-B05/G26 | Logic 26 |  |  |  |  | Energy sensor | G26 |  |  |  | MC072 | Fylde College |  |  | 0 | 0
MC072-B05 | MC072-B05/G3 | Logic 3 |  |  |  |  | Energy sensor | G3 |  |  |  | MC072 | Fylde College |  |  | 0 | 0
MC072-B05 | MC072-B05/G4 | Logic 4 |  |  |  |  | Energy sensor | G4 |  |  |  | MC072 | Fylde College |  |  | 0 | 0
MC072-B05 | MC072-B05/G5 | Logic 5 |  |  |  |  | Energy sensor | G5 |  |  |  | MC072 | Fylde College |  |  | 0 | 0
MC072-B05 | MC072-B05/G6 | Logic 6 |  |  |  |  | Energy sensor | G6 |  |  |  | MC072 | Fylde College |  |  | 0 | 0
MC072-B05 | MC072-B05/G7 | Logic 7 |  |  |  |  | Energy sensor | G7 |  |  |  | MC072 | Fylde College |  |  | 0 | 0
MC072-B05 | MC072-B05/G8 | Logic 8 |  |  |  |  | Energy sensor | G8 |  |  |  | MC072 | Fylde College |  |  | 0 | 0
MC072-B05 | MC072-B05/G9 | Logic 9 |  |  |  |  | Energy sensor | G9 |  |  |  | MC072 | Fylde College |  |  | 0 | 0
MC072-B05 | MC072-B05/i1 | Module 1 |  |  |  |  | Energy sensor | i1 |  |  |  | MC072 | Fylde College |  |  | 0 | 0
MC072-B05 | MC072-B05/I1 | Alarm Mute Pb |  |  |  |  | Energy sensor | I1 |  |  |  | MC072 | Fylde College |  |  | 0 | 0
MC072-B05 | MC072-B05/I10 | Sump NO2 1st Pump Start |  |  |  |  | Energy sensor | I10 |  |  |  | MC072 | Fylde College |  |  | 0 | 0
MC072-B05 | MC072-B05/I11 | Sump NO2 2nd Pump Start |  |  |  |  | Energy sensor | I11 |  |  |  | MC072 | Fylde College |  |  | 0 | 0
MC072-B05 | MC072-B05/I12 | Sump NO2 Common Stop = 0 |  |  |  |  | Energy sensor | I12 |  |  |  | MC072 | Fylde College |  |  | 0 | 0
MC072-B05 | MC072-B05/I13 | Sump NO2 High Level |  |  |  |  | Energy sensor | I13 |  |  |  | MC072 | Fylde College |  |  | 0 | 0
MC072-B05 | MC072-B05/I14 | CP1 Power ON |  |  |  |  | Energy sensor | I14 |  |  |  | MC072 | Fylde College |  |  | 0 | 0
MC072-B05 | MC072-B05/I2 | Sump NO1 Pump 1 Trip |  |  |  |  | Energy sensor | I2 |  |  |  | MC072 | Fylde College |  |  | 0 | 0
MC072-B05 | MC072-B05/I3 | Sump NO1 Pump 2 Trip |  |  |  |  | Energy sensor | I3 |  |  |  | MC072 | Fylde College |  |  | 0 | 0
MC072-B05 | MC072-B05/I4 | Sump NO1 1st Pump Start |  |  |  |  | Energy sensor | I4 |  |  |  | MC072 | Fylde College |  |  | 0 | 0
MC072-B05 | MC072-B05/I5 | Sump NO1 2nd Pump Start |  |  |  |  | Energy sensor | I5 |  |  |  | MC072 | Fylde College |  |  | 0 | 0
MC072-B05 | MC072-B05/I6 | Sump NO1 Common Stop = 0 |  |  |  |  | Energy sensor | I6 |  |  |  | MC072 | Fylde College |  |  | 0 | 0
MC072-B05 | MC072-B05/I7 | Sump NO1 High Level |  |  |  |  | Energy sensor | I7 |  |  |  | MC072 | Fylde College |  |  | 0 | 0
MC072-B05 | MC072-B05/I8 | Sump NO2 Pump 1 Trip |  |  |  |  | Energy sensor | I8 |  |  |  | MC072 | Fylde College |  |  | 0 | 0
MC072-B05 | MC072-B05/I9 | Sump NO2 Pump 2 Trip |  |  |  |  | Energy sensor | I9 |  |  |  | MC072 | Fylde College |  |  | 0 | 0
MC072-B05 | MC072-B05/n1 | TREND_0C_F3_4A |  |  |  |  | Energy sensor | n1 |  |  |  | MC072 | Fylde College |  |  | 0 | 0
MC072-B05 | MC072-B05/o1 | Alarm Route 1 |  |  |  |  | Energy sensor | o1 |  |  |  | MC072 | Fylde College |  |  | 0 | 0
MC072-B05 | MC072-B05/o2 | Alarm Route 2 |  |  |  |  | Energy sensor | o2 |  |  |  | MC072 | Fylde College |  |  | 0 | 0
MC072-B05 | MC072-B05/o3 | Alarm Route 3 |  |  |  |  | Energy sensor | o3 |  |  |  | MC072 | Fylde College |  |  | 0 | 0
MC072-B05 | MC072-B05/P1 | Sump NO1 Pumps En |  |  |  |  | Energy sensor | P1 |  |  |  | MC072 | Fylde College |  |  | 0 | 0
MC072-B05 | MC072-B05/P2 | Sump NO2 Pumps En |  |  |  |  | Energy sensor | P2 |  |  |  | MC072 | Fylde College |  |  | 0 | 0
MC072-B05 | MC072-B05/Q1 | Sequence Table 1 |  |  |  |  | Energy sensor | Q1 |  |  |  | MC072 | Fylde College |  |  | 0 | 0
MC072-B05 | MC072-B05/S1 | 4DIX Module 1 |  |  |  |  | Energy sensor | S1 |  |  |  | MC072 | Fylde College |  |  | 0 | 0
MC072-B05 | MC072-B05/V1 | [5 empty] | Energy sensor | V1 |  |  |  | MC072 | Fylde College |  |  | 0 | 0
MC072-B05 | MC072-B05/W1 | Sump NO1 Pump Duty |  |  |  |  | Energy sensor | W1 |  |  |  | MC072 | Fylde College |  |  | 0 | 0
MC072-B05 | MC072-B05/W2 | Sump NO2 Pump Duty |  |  |  |  | Energy sensor | W2 |  |  |  | MC072 | Fylde College |  |  | 0 | 0
MC072-B05 | MC072-B05/Y1 | 4DIX V |  |  |  |  | Energy sensor | Y1 |  |  |  | MC072 | Fylde College |  |  | 0 | 0
MC202-B05 | MC202-B05/~1 | [5 empty] | Energy sensor | ~1 |  |  |  | MC202 | Charles Carter Building |  |  | 0 | 0
MC202-B05 | MC202-B05/~10 | [5 empty] | Energy sensor | ~10 |  |  |  | MC202 | Charles Carter Building |  |  | 0 | 0
MC202-B05 | MC202-B05/~11 | [5 empty] | Energy sensor | ~11 |  |  |  | MC202 | Charles Carter Building |  |  | 0 | 0
MC202-B05 | MC202-B05/~12 | [5 empty] | Energy sensor | ~12 |  |  |  | MC202 | Charles Carter Building |  |  | 0 | 0
MC202-B05 | MC202-B05/~13 | [5 empty] | Energy sensor | ~13 |  |  |  | MC202 | Charles Carter Building |  |  | 0 | 0
MC202-B05 | MC202-B05/~14 | [5 empty] | Energy sensor | ~14 |  |  |  | MC202 | Charles Carter Building |  |  | 0 | 0
MC202-B05 | MC202-B05/~15 | [5 empty] | Energy sensor | ~15 |  |  |  | MC202 | Charles Carter Building |  |  | 0 | 0
MC202-B05 | MC202-B05/~16 | [5 empty] | Energy sensor | ~16 |  |  |  | MC202 | Charles Carter Building |  |  | 0 | 0
MC202-B05 | MC202-B05/~17 | [5 empty] | Energy sensor | ~17 |  |  |  | MC202 | Charles Carter Building |  |  | 0 | 0
MC202-B05 | MC202-B05/~18 | [5 empty] | Energy sensor | ~18 |  |  |  | MC202 | Charles Carter Building |  |  | 0 | 0
MC202-B05 | MC202-B05/~19 | [5 empty] | Energy sensor | ~19 |  |  |  | MC202 | Charles Carter Building |  |  | 0 | 0
MC202-B05 | MC202-B05/~2 | [5 empty] | Energy sensor | ~2 |  |  |  | MC202 | Charles Carter Building |  |  | 0 | 0
MC202-B05 | MC202-B05/~20 | [5 empty] | Energy sensor | ~20 |  |  |  | MC202 | Charles Carter Building |  |  | 0 | 0
MC202-B05 | MC202-B05/~21 | [5 empty] | Energy sensor | ~21 |  |  |  | MC202 | Charles Carter Building |  |  | 0 | 0
MC202-B05 | MC202-B05/~22 | [5 empty] | Energy sensor | ~22 |  |  |  | MC202 | Charles Carter Building |  |  | 0 | 0
MC202-B05 | MC202-B05/~23 | [5 empty] | Energy sensor | ~23 |  |  |  | MC202 | Charles Carter Building |  |  | 0 | 0
MC202-B05 | MC202-B05/~24 | [5 empty] | Energy sensor | ~24 |  |  |  | MC202 | Charles Carter Building |  |  | 0 | 0
MC202-B05 | MC202-B05/~25 | [5 empty] | Energy sensor | ~25 |  |  |  | MC202 | Charles Carter Building |  |  | 0 | 0
MC202-B05 | MC202-B05/~26 | [5 empty] | Energy sensor | ~26 |  |  |  | MC202 | Charles Carter Building |  |  | 0 | 0
MC202-B05 | MC202-B05/~27 | [5 empty] | Energy sensor | ~27 |  |  |  | MC202 | Charles Carter Building |  |  | 0 | 0
MC202-B05 | MC202-B05/~28 | [5 empty] | Energy sensor | ~28 |  |  |  | MC202 | Charles Carter Building |  |  | 0 | 0
MC202-B05 | MC202-B05/~29 | [5 empty] | Energy sensor | ~29 |  |  |  | MC202 | Charles Carter Building |  |  | 0 | 0
MC202-B05 | MC202-B05/~3 | [5 empty] | Energy sensor | ~3 |  |  |  | MC202 | Charles Carter Building |  |  | 0 | 0
MC202-B05 | MC202-B05/~30 | [5 empty] | Energy sensor | ~30 |  |  |  | MC202 | Charles Carter Building |  |  | 0 | 0
MC202-B05 | MC202-B05/~31 | [5 empty] | Energy sensor | ~31 |  |  |  | MC202 | Charles Carter Building |  |  | 0 | 0
MC202-B05 | MC202-B05/~32 | [5 empty] | Energy sensor | ~32 |  |  |  | MC202 | Charles Carter Building |  |  | 0 | 0
MC202-B05 | MC202-B05/~33 | [5 empty] | Energy sensor | ~33 |  |  |  | MC202 | Charles Carter Building |  |  | 0 | 0
MC202-B05 | MC202-B05/~34 | [5 empty] | Energy sensor | ~34 |  |  |  | MC202 | Charles Carter Building |  |  | 0 | 0
MC202-B05 | MC202-B05/~35 | [5 empty] | Energy sensor | ~35 |  |  |  | MC202 | Charles Carter Building |  |  | 0 | 0
MC202-B05 | MC202-B05/~36 | [5 empty] | Energy sensor | ~36 |  |  |  | MC202 | Charles Carter Building |  |  | 0 | 0
MC202-B05 | MC202-B05/~37 | [5 empty] | Energy sensor | ~37 |  |  |  | MC202 | Charles Carter Building |  |  | 0 | 0
MC202-B05 | MC202-B05/~38 | [5 empty] | Energy sensor | ~38 |  |  |  | MC202 | Charles Carter Building |  |  | 0 | 0
MC202-B05 | MC202-B05/~39 | [5 empty] | Energy sensor | ~39 |  |  |  | MC202 | Charles Carter Building |  |  | 0 | 0
MC202-B05 | MC202-B05/~4 | [5 empty] | Energy sensor | ~4 |  |  |  | MC202 | Charles Carter Building |  |  | 0 | 0
MC202-B05 | MC202-B05/~40 | [5 empty] | Energy sensor | ~40 |  |  |  | MC202 | Charles Carter Building |  |  | 0 | 0
MC202-B05 | MC202-B05/~41 | [5 empty] | Energy sensor | ~41 |  |  |  | MC202 | Charles Carter Building |  |  | 0 | 0
MC202-B05 | MC202-B05/~42 | [5 empty] | Energy sensor | ~42 |  |  |  | MC202 | Charles Carter Building |  |  | 0 | 0
MC202-B05 | MC202-B05/~43 | [5 empty] | Energy sensor | ~43 |  |  |  | MC202 | Charles Carter Building |  |  | 0 | 0
MC202-B05 | MC202-B05/~44 | [5 empty] | Energy sensor | ~44 |  |  |  | MC202 | Charles Carter Building |  |  | 0 | 0
MC202-B05 | MC202-B05/~45 | [5 empty] | Energy sensor | ~45 |  |  |  | MC202 | Charles Carter Building |  |  | 0 | 0
MC202-B05 | MC202-B05/~46 | Adjustments (knobs) |  |  |  |  | Energy sensor | ~46 |  |  |  | MC202 | Charles Carter Building |  |  | 0 | 0
MC202-B05 | MC202-B05/~47 | Adjustments (switches) |  |  |  |  | Energy sensor | ~47 |  |  |  | MC202 | Charles Carter Building |  |  | 0 | 0
MC202-B05 | MC202-B05/~48 | [5 empty] | Energy sensor | ~48 |  |  |  | MC202 | Charles Carter Building |  |  | 0 | 0
MC202-B05 | MC202-B05/~49 | [5 empty] | Energy sensor | ~49 |  |  |  | MC202 | Charles Carter Building |  |  | 0 | 0
MC202-B05 | MC202-B05/~5 | [5 empty] | Energy sensor | ~5 |  |  |  | MC202 | Charles Carter Building |  |  | 0 | 0
MC202-B05 | MC202-B05/~50 | [5 empty] | Energy sensor | ~50 |  |  |  | MC202 | Charles Carter Building |  |  | 0 | 0
MC202-B05 | MC202-B05/~51 | [5 empty] | Energy sensor | ~51 |  |  |  | MC202 | Charles Carter Building |  |  | 0 | 0
MC202-B05 | MC202-B05/~52 | [5 empty] | Energy sensor | ~52 |  |  |  | MC202 | Charles Carter Building |  |  | 0 | 0
MC202-B05 | MC202-B05/~53 | Adjustments (night cool knobs) |  |  |  |  | Energy sensor | ~53 |  |  |  | MC202 | Charles Carter Building |  |  | 0 | 0
MC202-B05 | MC202-B05/~54 | [5 empty] | Energy sensor | ~54 |  |  |  | MC202 | Charles Carter Building |  |  | 0 | 0
MC202-B05 | MC202-B05/~55 | Adjustments |  |  |  |  | Energy sensor | ~55 |  |  |  | MC202 | Charles Carter Building |  |  | 0 | 0
MC202-B05 | MC202-B05/~56 | Knobs |  |  |  |  | Energy sensor | ~56 |  |  |  | MC202 | Charles Carter Building |  |  | 0 | 0
MC202-B05 | MC202-B05/~57 | Switches |  |  |  |  | Energy sensor | ~57 |  |  |  | MC202 | Charles Carter Building |  |  | 0 | 0
MC202-B05 | MC202-B05/~58 | [5 empty] | Energy sensor | ~58 |  |  |  | MC202 | Charles Carter Building |  |  | 0 | 0
MC202-B05 | MC202-B05/~59 | [5 empty] | Energy sensor | ~59 |  |  |  | MC202 | Charles Carter Building |  |  | 0 | 0
MC202-B05 | MC202-B05/~6 | [5 empty] | Energy sensor | ~6 |  |  |  | MC202 | Charles Carter Building |  |  | 0 | 0
MC202-B05 | MC202-B05/~60 | [5 empty] | Energy sensor | ~60 |  |  |  | MC202 | Charles Carter Building |  |  | 0 | 0
MC202-B05 | MC202-B05/~7 | [5 empty] | Energy sensor | ~7 |  |  |  | MC202 | Charles Carter Building |  |  | 0 | 0
MC202-B05 | MC202-B05/~8 | [5 empty] | Energy sensor | ~8 |  |  |  | MC202 | Charles Carter Building |  |  | 0 | 0
MC202-B05 | MC202-B05/~9 | [5 empty] | Energy sensor | ~9 |  |  |  | MC202 | Charles Carter Building |  |  | 0 | 0
MC202-B05 | MC202-B05/A14 | Outside air temperature |  |  | Degrees Celsius |  | Energy sensor | A14 |  |  |  | MC202 | Charles Carter Building |  |  | 0 | 0
MC202-B05 | MC202-B05/B1 | Frost from MCP |  |  |  |  | Energy sensor | B1 |  |  |  | MC202 | Charles Carter Building |  |  | 0 | 0
MC202-B05 | MC202-B05/B2 | Remote signals |  |  |  |  | Energy sensor | B2 |  |  |  | MC202 | Charles Carter Building |  |  | 0 | 0
MC202-B05 | MC202-B05/C1 | Virtual CNC 1 |  |  |  |  | Energy sensor | C1 |  |  |  | MC202 | Charles Carter Building |  |  | 0 | 0
MC202-B05 | MC202-B05/D1 | Unit enable and fresh air damper |  |  |  |  | Energy sensor | D1 |  |  |  | MC202 | Charles Carter Building | A15 |  | 0 | 0
MC202-B05 | MC202-B05/D2 | Bypass damper |  |  | 0 = Closed , 1 = Open |  | Energy sensor | D2 |  |  |  | MC202 | Charles Carter Building | A15 |  | 0 | 0
MC202-B05 | MC202-B05/D4 | Heating valve |  |  |  |  | Energy sensor | D4 |  |  |  | MC202 | Charles Carter Building | A15 |  | 0 | 0
MC202-B05 | MC202-B05/D5 | Supply fan speed |  |  | RPM |  | Energy sensor | D5 |  |  |  | MC202 | Charles Carter Building | A15 |  | 0 | 0
MC202-B05 | MC202-B05/D6 | Extract fan speed |  |  | RPM |  | Energy sensor | D6 |  |  |  | MC202 | Charles Carter Building | A15 |  | 0 | 0
MC202-B05 | MC202-B05/e1 | 963 Supervisor |  |  |  |  | Energy sensor | e1 |  |  |  | MC202 | Charles Carter Building |  |  | 0 | 0
MC202-B05 | MC202-B05/F1 | Function 1 |  |  |  |  | Energy sensor | F1 |  |  |  | MC202 | Charles Carter Building |  |  | 0 | 0
MC202-B05 | MC202-B05/F10 | Function 10 |  |  |  |  | Energy sensor | F10 |  |  |  | MC202 | Charles Carter Building |  |  | 0 | 0
MC202-B05 | MC202-B05/F11 | Function 11 |  |  |  |  | Energy sensor | F11 |  |  |  | MC202 | Charles Carter Building |  |  | 0 | 0
MC202-B05 | MC202-B05/F12 | Function 12 |  |  |  |  | Energy sensor | F12 |  |  |  | MC202 | Charles Carter Building |  |  | 0 | 0
MC202-B05 | MC202-B05/F13 | Function 13 |  |  |  |  | Energy sensor | F13 |  |  |  | MC202 | Charles Carter Building |  |  | 0 | 0
MC202-B05 | MC202-B05/F14 | Auto boost setpoint exceeded |  |  |  |  | Energy sensor | F14 |  |  |  | MC202 | Charles Carter Building |  |  | 0 | 0
MC202-B05 | MC202-B05/F15 | Function 15 |  |  |  |  | Energy sensor | F15 |  |  |  | MC202 | Charles Carter Building |  |  | 0 | 0
MC202-B05 | MC202-B05/F16 | Function 16 |  |  |  |  | Energy sensor | F16 |  |  |  | MC202 | Charles Carter Building |  |  | 0 | 0
MC202-B05 | MC202-B05/F17 | Function 17 |  |  |  |  | Energy sensor | F17 |  |  |  | MC202 | Charles Carter Building |  |  | 0 | 0
MC202-B05 | MC202-B05/F18 | Function 18 |  |  |  |  | Energy sensor | F18 |  |  |  | MC202 | Charles Carter Building |  |  | 0 | 0
MC202-B05 | MC202-B05/F19 | Supply fan speed |  |  | RPM |  | Energy sensor | F19 |  |  |  | MC202 | Charles Carter Building |  |  | 0 | 0
MC202-B05 | MC202-B05/F2 | Function 2 |  |  |  |  | Energy sensor | F2 |  |  |  | MC202 | Charles Carter Building |  |  | 0 | 0
MC202-B05 | MC202-B05/F20 | Function 20 |  |  |  |  | Energy sensor | F20 |  |  |  | MC202 | Charles Carter Building |  |  | 0 | 0
MC202-B05 | MC202-B05/F21 | Function 21 |  |  |  |  | Energy sensor | F21 |  |  |  | MC202 | Charles Carter Building |  |  | 0 | 0
MC202-B05 | MC202-B05/F22 | Function 22 |  |  |  |  | Energy sensor | F22 |  |  |  | MC202 | Charles Carter Building |  |  | 0 | 0
MC202-B05 | MC202-B05/F23 | Function 23 |  |  |  |  | Energy sensor | F23 |  |  |  | MC202 | Charles Carter Building |  |  | 0 | 0
MC202-B05 | MC202-B05/F24 | Function 24 |  |  |  |  | Energy sensor | F24 |  |  |  | MC202 | Charles Carter Building |  |  | 0 | 0
MC202-B05 | MC202-B05/F25 | Function 25 |  |  |  |  | Energy sensor | F25 |  |  |  | MC202 | Charles Carter Building |  |  | 0 | 0
MC202-B05 | MC202-B05/F26 | Function 26 |  |  |  |  | Energy sensor | F26 |  |  |  | MC202 | Charles Carter Building |  |  | 0 | 0
MC202-B05 | MC202-B05/F27 | Function 27 |  |  |  |  | Energy sensor | F27 |  |  |  | MC202 | Charles Carter Building |  |  | 0 | 0
MC202-B05 | MC202-B05/F28 | Function 28 |  |  |  |  | Energy sensor | F28 |  |  |  | MC202 | Charles Carter Building |  |  | 0 | 0
MC202-B05 | MC202-B05/F29 | Full Fresh Air [Clg] |  |  |  |  | Energy sensor | F29 |  |  |  | MC202 | Charles Carter Building |  |  | 0 | 0
MC202-B05 | MC202-B05/F3 | Function 3 |  |  |  |  | Energy sensor | F3 |  |  |  | MC202 | Charles Carter Building |  |  | 0 | 0
MC202-B05 | MC202-B05/F30 | Function 30 |  |  |  |  | Energy sensor | F30 |  |  |  | MC202 | Charles Carter Building |  |  | 0 | 0
MC202-B05 | MC202-B05/F31 | Function 31 |  |  |  |  | Energy sensor | F31 |  |  |  | MC202 | Charles Carter Building |  |  | 0 | 0
MC202-B05 | MC202-B05/F32 | Function 32 |  |  |  |  | Energy sensor | F32 |  |  |  | MC202 | Charles Carter Building |  |  | 0 | 0
MC202-B05 | MC202-B05/F33 | Function 33 |  |  |  |  | Energy sensor | F33 |  |  |  | MC202 | Charles Carter Building |  |  | 0 | 0
MC202-B05 | MC202-B05/F34 | Function 34 |  |  |  |  | Energy sensor | F34 |  |  |  | MC202 | Charles Carter Building |  |  | 0 | 0
MC202-B05 | MC202-B05/F35 | Function 35 |  |  |  |  | Energy sensor | F35 |  |  |  | MC202 | Charles Carter Building |  |  | 0 | 0
MC202-B05 | MC202-B05/F36 | Function 36 |  |  |  |  | Energy sensor | F36 |  |  |  | MC202 | Charles Carter Building |  |  | 0 | 0
MC202-B05 | MC202-B05/F37 | Function 37 |  |  |  |  | Energy sensor | F37 |  |  |  | MC202 | Charles Carter Building |  |  | 0 | 0
MC202-B05 | MC202-B05/F38 | Function 38 |  |  |  |  | Energy sensor | F38 |  |  |  | MC202 | Charles Carter Building |  |  | 0 | 0
MC202-B05 | MC202-B05/F39 | Extract fan speed |  |  | RPM |  | Energy sensor | F39 |  |  |  | MC202 | Charles Carter Building |  |  | 0 | 0
MC202-B05 | MC202-B05/F4 | Function 4 |  |  |  |  | Energy sensor | F4 |  |  |  | MC202 | Charles Carter Building |  |  | 0 | 0
MC202-B05 | MC202-B05/F40 | Function 40 |  |  |  |  | Energy sensor | F40 |  |  |  | MC202 | Charles Carter Building |  |  | 0 | 0
MC202-B05 | MC202-B05/F41 | Function 41 |  |  |  |  | Energy sensor | F41 |  |  |  | MC202 | Charles Carter Building |  |  | 0 | 0
MC202-B05 | MC202-B05/F42 | Function 42 |  |  |  |  | Energy sensor | F42 |  |  |  | MC202 | Charles Carter Building |  |  | 0 | 0
MC202-B05 | MC202-B05/F43 | Function 43 |  |  |  |  | Energy sensor | F43 |  |  |  | MC202 | Charles Carter Building |  |  | 0 | 0
MC202-B05 | MC202-B05/F44 | Function 44 |  |  |  |  | Energy sensor | F44 |  |  |  | MC202 | Charles Carter Building |  |  | 0 | 0
MC202-B05 | MC202-B05/F45 | Function 45 |  |  |  |  | Energy sensor | F45 |  |  |  | MC202 | Charles Carter Building |  |  | 0 | 0
MC202-B05 | MC202-B05/F47 | Function 47 |  |  |  |  | Energy sensor | F47 |  |  |  | MC202 | Charles Carter Building |  |  | 0 | 0
MC202-B05 | MC202-B05/F48 | Function 48 |  |  |  |  | Energy sensor | F48 |  |  |  | MC202 | Charles Carter Building |  |  | 0 | 0
MC202-B05 | MC202-B05/F6 | Function 6 |  |  |  |  | Energy sensor | F6 |  |  |  | MC202 | Charles Carter Building |  |  | 0 | 0
MC202-B05 | MC202-B05/F7 | Function 7 |  |  |  |  | Energy sensor | F7 |  |  |  | MC202 | Charles Carter Building |  |  | 0 | 0
MC202-B05 | MC202-B05/F8 | Fan speed (heating) |  |  |  |  | Energy sensor | F8 |  |  |  | MC202 | Charles Carter Building |  |  | 0 | 0
MC202-B05 | MC202-B05/F9 | Function 9 |  |  |  |  | Energy sensor | F9 |  |  |  | MC202 | Charles Carter Building |  |  | 0 | 0
MC202-B05 | MC202-B05/G1 | Logic 1 |  |  |  |  | Energy sensor | G1 |  |  |  | MC202 | Charles Carter Building |  |  | 0 | 0
MC202-B05 | MC202-B05/G10 | Logic 10 |  |  |  |  | Energy sensor | G10 |  |  |  | MC202 | Charles Carter Building |  |  | 0 | 0
MC202-B05 | MC202-B05/G11 | Logic 11 |  |  |  |  | Energy sensor | G11 |  |  |  | MC202 | Charles Carter Building |  |  | 0 | 0
MC202-B05 | MC202-B05/G12 | Logic 12 |  |  |  |  | Energy sensor | G12 |  |  |  | MC202 | Charles Carter Building |  |  | 0 | 0
MC202-B05 | MC202-B05/G13 | Logic 13 |  |  |  |  | Energy sensor | G13 |  |  |  | MC202 | Charles Carter Building |  |  | 0 | 0
MC202-B05 | MC202-B05/G14 | Boost mode |  |  |  |  | Energy sensor | G14 |  |  |  | MC202 | Charles Carter Building |  |  | 0 | 0
MC202-B05 | MC202-B05/G15 | Logic 15 |  |  |  |  | Energy sensor | G15 |  |  |  | MC202 | Charles Carter Building |  |  | 0 | 0
MC202-B05 | MC202-B05/G16 | Logic 16 |  |  |  |  | Energy sensor | G16 |  |  |  | MC202 | Charles Carter Building |  |  | 0 | 0
MC202-B05 | MC202-B05/G17 | Occ Htg SP Achieved [Full FA] |  |  |  |  | Energy sensor | G17 |  |  |  | MC202 | Charles Carter Building |  |  | 0 | 0
MC202-B05 | MC202-B05/G18 | Logic 18 |  |  |  |  | Energy sensor | G18 |  |  |  | MC202 | Charles Carter Building |  |  | 0 | 0
MC202-B05 | MC202-B05/G19 | Logic 19 |  |  |  |  | Energy sensor | G19 |  |  |  | MC202 | Charles Carter Building |  |  | 0 | 0
MC202-B05 | MC202-B05/G2 | Logic 2 |  |  |  |  | Energy sensor | G2 |  |  |  | MC202 | Charles Carter Building |  |  | 0 | 0
MC202-B05 | MC202-B05/G20 | Logic 20 |  |  |  |  | Energy sensor | G20 |  |  |  | MC202 | Charles Carter Building |  |  | 0 | 0
MC202-B05 | MC202-B05/G21 | Logic 21 |  |  |  |  | Energy sensor | G21 |  |  |  | MC202 | Charles Carter Building |  |  | 0 | 0
MC202-B05 | MC202-B05/G22 | Logic 22 |  |  |  |  | Energy sensor | G22 |  |  |  | MC202 | Charles Carter Building |  |  | 0 | 0
MC202-B05 | MC202-B05/G23 | Logic 23 |  |  |  |  | Energy sensor | G23 |  |  |  | MC202 | Charles Carter Building |  |  | 0 | 0
MC202-B05 | MC202-B05/G24 | Bypass damper control |  |  | 0 = Closed , 1 = Open |  | Energy sensor | G24 |  |  |  | MC202 | Charles Carter Building |  |  | 0 | 0
MC202-B05 | MC202-B05/G25 | Logic 25 |  |  |  |  | Energy sensor | G25 |  |  |  | MC202 | Charles Carter Building |  |  | 0 | 0
MC202-B05 | MC202-B05/G26 | Supply fan max speed |  |  | RPM |  | Energy sensor | G26 |  |  |  | MC202 | Charles Carter Building |  |  | 0 | 0
MC202-B05 | MC202-B05/G27 | Logic 27 |  |  |  |  | Energy sensor | G27 |  |  |  | MC202 | Charles Carter Building |  |  | 0 | 0
MC202-B05 | MC202-B05/G28 | Logic 28 |  |  |  |  | Energy sensor | G28 |  |  |  | MC202 | Charles Carter Building |  |  | 0 | 0
MC202-B05 | MC202-B05/G29 | Logic 29 |  |  |  |  | Energy sensor | G29 |  |  |  | MC202 | Charles Carter Building |  |  | 0 | 0
MC202-B05 | MC202-B05/G3 | Logic 3 |  |  |  |  | Energy sensor | G3 |  |  |  | MC202 | Charles Carter Building |  |  | 0 | 0
MC202-B05 | MC202-B05/G30 | Logic 30 |  |  |  |  | Energy sensor | G30 |  |  |  | MC202 | Charles Carter Building |  |  | 0 | 0
MC202-B05 | MC202-B05/G31 | Logic 31 |  |  |  |  | Energy sensor | G31 |  |  |  | MC202 | Charles Carter Building |  |  | 0 | 0
MC202-B05 | MC202-B05/G32 | Logic 32 |  |  |  |  | Energy sensor | G32 |  |  |  | MC202 | Charles Carter Building |  |  | 0 | 0
MC202-B05 | MC202-B05/G33 | Logic 33 |  |  |  |  | Energy sensor | G33 |  |  |  | MC202 | Charles Carter Building |  |  | 0 | 0
MC202-B05 | MC202-B05/G34 | Logic 34 |  |  |  |  | Energy sensor | G34 |  |  |  | MC202 | Charles Carter Building |  |  | 0 | 0
MC202-B05 | MC202-B05/G35 | Remote night cooling available |  |  | 0 = No, 1 = Yes |  | Energy sensor | G35 |  |  |  | MC202 | Charles Carter Building |  |  | 0 | 0
MC202-B05 | MC202-B05/G36 | Logic 36 |  |  |  |  | Energy sensor | G36 |  |  |  | MC202 | Charles Carter Building |  |  | 0 | 0
MC202-B05 | MC202-B05/G37 | Logic 37 |  |  |  |  | Energy sensor | G37 |  |  |  | MC202 | Charles Carter Building |  |  | 0 | 0
MC202-B05 | MC202-B05/G38 | Logic 38 |  |  |  |  | Energy sensor | G38 |  |  |  | MC202 | Charles Carter Building |  |  | 0 | 0
MC202-B05 | MC202-B05/G4 | Logic 4 |  |  |  |  | Energy sensor | G4 |  |  |  | MC202 | Charles Carter Building |  |  | 0 | 0
MC202-B05 | MC202-B05/G5 | Timeclock enable |  |  | 0 = No, 1 = Yes |  | Energy sensor | G5 |  |  |  | MC202 | Charles Carter Building |  |  | 0 | 0
MC202-B05 | MC202-B05/G6 | Class vent required |  |  | 0 = No, 1 = Yes |  | Energy sensor | G6 |  |  |  | MC202 | Charles Carter Building |  |  | 0 | 0
MC202-B05 | MC202-B05/G7 | Logic 7 |  |  |  |  | Energy sensor | G7 |  |  |  | MC202 | Charles Carter Building |  |  | 0 | 0
MC202-B05 | MC202-B05/G8 | Logic 8 |  |  |  |  | Energy sensor | G8 |  |  |  | MC202 | Charles Carter Building |  |  | 0 | 0
MC202-B05 | MC202-B05/G9 | Class vent enable |  |  | 0 = No, 1 = Yes |  | Energy sensor | G9 |  |  |  | MC202 | Charles Carter Building |  |  | 0 | 0
MC202-B05 | MC202-B05/I11 | Filter dirty |  |  | 0 = No, 1 = Yes |  | Energy sensor | I11 |  |  |  | MC202 | Charles Carter Building | A15 |  | 0 | 0
MC202-B05 | MC202-B05/I12 | Supply fan inverter status |  |  |  |  | Energy sensor | I12 |  |  |  | MC202 | Charles Carter Building | A15 |  | 0 | 0
MC202-B05 | MC202-B05/I13 | Extract fan inverter status |  |  |  |  | Energy sensor | I13 |  |  |  | MC202 | Charles Carter Building | A15 |  | 0 | 0
MC202-B05 | MC202-B05/I14 | Condensate pump alarm |  |  | 0 = No, 1 = Yes |  | Energy sensor | I14 |  |  |  | MC202 | Charles Carter Building | A15 |  | 0 | 0
MC202-B05 | MC202-B05/I15 | Unit occupancy |  |  |  |  | Energy sensor | I15 |  |  |  | MC202 | Charles Carter Building | A15 |  | 0 | 0
MC202-B05 | MC202-B05/I16 | Room frost protection |  |  |  |  | Energy sensor | I16 |  |  |  | MC202 | Charles Carter Building | A15 |  | 0 | 0
MC202-B05 | MC202-B05/I17 | Staff boost mode |  |  | 0 = Off, 1 = On |  | Energy sensor | I17 |  |  |  | MC202 | Charles Carter Building | A15 |  | 0 | 0
MC202-B05 | MC202-B05/I18 | Auto boost mode |  |  | 0 = Off, 1 = On |  | Energy sensor | I18 |  |  |  | MC202 | Charles Carter Building | A15 |  | 0 | 0
MC202-B05 | MC202-B05/I19 | Night cooling |  |  | 0 = Off, 1 = On |  | Energy sensor | I19 |  |  |  | MC202 | Charles Carter Building | A15 |  | 0 | 0
MC202-B05 | MC202-B05/I20 | Full fresh air |  |  | 0 = Off, 1 = On |  | Energy sensor | I20 |  |  |  | MC202 | Charles Carter Building | A15 |  | 0 | 0
MC202-B05 | MC202-B05/I21 | Open bypass damper |  |  | 0 = Closed , 1 = Open |  | Energy sensor | I21 |  |  |  | MC202 | Charles Carter Building | A15 |  | 0 | 0
MC202-B05 | MC202-B05/I22 | Unit freeze protection |  |  |  |  | Energy sensor | I22 |  |  |  | MC202 | Charles Carter Building | A15 |  | 0 | 0
MC202-B05 | MC202-B05/I23 | Supply fan fault |  |  | 0 = No, 1 = Yes |  | Energy sensor | I23 |  |  |  | MC202 | Charles Carter Building | A15 |  | 0 | 0
MC202-B05 | MC202-B05/I24 | Extract fan fault |  |  | 0 = No, 1 = Yes |  | Energy sensor | I24 |  |  |  | MC202 | Charles Carter Building | A15 |  | 0 | 0
MC202-B05 | MC202-B05/I25 | Class vent enable |  |  | 0 = Off, 1 = On |  | Energy sensor | I25 |  |  |  | MC202 | Charles Carter Building | A15 |  | 0 | 0
MC202-B05 | MC202-B05/I30 | Common fault signal |  |  | 0 = No fault, 1 = Fault |  | Energy sensor | I30 |  |  |  | MC202 | Charles Carter Building | A15 |  | 0 | 0
MC202-B05 | MC202-B05/I5 | On-Off selector |  |  | 0 = Off, 1 = On |  | Energy sensor | I5 |  |  |  | MC202 | Charles Carter Building | A15 |  | 0 | 0
MC202-B05 | MC202-B05/I6 | Frost thermostat trip |  |  |  |  | Energy sensor | I6 |  |  |  | MC202 | Charles Carter Building | A15 |  | 0 | 0
MC202-B05 | MC202-B05/K1 | Spare |  |  |  |  | Energy sensor | K1 |  |  |  | MC202 | Charles Carter Building | A15 |  | 0 | 0
MC202-B05 | MC202-B05/K10 | Extract fan min speed |  |  | RPM |  | Energy sensor | K10 |  |  |  | MC202 | Charles Carter Building | A15 |  | 0 | 0
MC202-B05 | MC202-B05/K11 | Extract fan max speed |  |  | RPM |  | Energy sensor | K11 |  |  |  | MC202 | Charles Carter Building | A15 |  | 0 | 0
MC202-B05 | MC202-B05/K12 | Spare |  |  |  |  | Energy sensor | K12 |  |  |  | MC202 | Charles Carter Building | A15 |  | 0 | 0
MC202-B05 | MC202-B05/K14 | Occupancy CO2 level |  |  | Parts per million |  | Energy sensor | K14 |  |  |  | MC202 | Charles Carter Building | A15 |  | 0 | 0
MC202-B05 | MC202-B05/K15 | Outside air night cooling level |  |  | Degrees Celsius |  | Energy sensor | K15 |  |  |  | MC202 | Charles Carter Building | A15 |  | 0 | 0
MC202-B05 | MC202-B05/K16 | Supply air high limit |  |  |  |  | Energy sensor | K16 |  |  |  | MC202 | Charles Carter Building | A15 |  | 0 | 0
MC202-B05 | MC202-B05/K17 | Supply fan minimum speed |  |  | RPM |  | Energy sensor | K17 |  |  |  | MC202 | Charles Carter Building | A15 |  | 0 | 0
MC202-B05 | MC202-B05/K18 | Supply fan max speed |  |  | RPM |  | Energy sensor | K18 |  |  |  | MC202 | Charles Carter Building | A15 |  | 0 | 0
MC202-B05 | MC202-B05/K19 | Supply fan startup speed |  |  | RPM |  | Energy sensor | K19 |  |  |  | MC202 | Charles Carter Building | A15 |  | 0 | 0
MC202-B05 | MC202-B05/K2 | Unit freeze protection |  |  |  |  | Energy sensor | K2 |  |  |  | MC202 | Charles Carter Building | A15 |  | 0 | 0
MC202-B05 | MC202-B05/K20 | Extract fan startup speed |  |  | RPM |  | Energy sensor | K20 |  |  |  | MC202 | Charles Carter Building | A15 |  | 0 | 0
MC202-B05 | MC202-B05/K21 | Night time cooling supply fan speed |  |  | RPM |  | Energy sensor | K21 |  |  |  | MC202 | Charles Carter Building | A15 |  | 0 | 0
MC202-B05 | MC202-B05/K22 | Night time cooling extract fan speed |  |  | RPM |  | Energy sensor | K22 |  |  |  | MC202 | Charles Carter Building | A15 |  | 0 | 0
MC202-B05 | MC202-B05/K23 | Night time cool temperature setpoint |  |  | Degrees Celsius |  | Energy sensor | K23 |  |  |  | MC202 | Charles Carter Building | A15 |  | 0 | 0
MC202-B05 | MC202-B05/K24 | Night cooling supply air low limit |  |  |  |  | Energy sensor | K24 |  |  |  | MC202 | Charles Carter Building | A15 |  | 0 | 0
MC202-B05 | MC202-B05/K3 | Room frost protection |  |  |  |  | Energy sensor | K3 |  |  |  | MC202 | Charles Carter Building | A15 |  | 0 | 0
MC202-B05 | MC202-B05/K4 | Spare |  |  |  |  | Energy sensor | K4 |  |  |  | MC202 | Charles Carter Building | A15 |  | 0 | 0
MC202-B05 | MC202-B05/K5 | Occupancy heating temperature setpoint |  |  | Degrees Celsius |  | Energy sensor | K5 |  |  |  | MC202 | Charles Carter Building | A15 |  | 0 | 0
MC202-B05 | MC202-B05/K6 | OccupancyClgTempSP |  |  | Degrees Celsius |  | Energy sensor | K6 |  |  |  | MC202 | Charles Carter Building | A15 |  | 0 | 0
MC202-B05 | MC202-B05/K7 | Free cooling temperature setpoint |  |  | Degrees Celsius |  | Energy sensor | K7 |  |  |  | MC202 | Charles Carter Building | A15 |  | 0 | 0
MC202-B05 | MC202-B05/K8 | Spare |  |  |  |  | Energy sensor | K8 |  |  |  | MC202 | Charles Carter Building | A15 |  | 0 | 0
MC202-B05 | MC202-B05/K9 | Supply air low limit |  |  |  |  | Energy sensor | K9 |  |  |  | MC202 | Charles Carter Building | A15 |  | 0 | 0
MC202-B05 | MC202-B05/L1 | Loop 1 |  |  |  |  | Energy sensor | L1 |  |  |  | MC202 | Charles Carter Building | A15 |  | 0 | 0
MC202-B05 | MC202-B05/L2 | Supply air low limit |  |  |  |  | Energy sensor | L2 |  |  |  | MC202 | Charles Carter Building | A15 |  | 0 | 0
MC202-B05 | MC202-B05/L3 | Fan Speed [CO2] |  |  |  |  | Energy sensor | L3 |  |  |  | MC202 | Charles Carter Building | A15 |  | 0 | 0
MC202-B05 | MC202-B05/L4 | Fan Speed [Clg] |  |  |  |  | Energy sensor | L4 |  |  |  | MC202 | Charles Carter Building | A15 |  | 0 | 0
MC202-B05 | MC202-B05/L5 | Loop 5 |  |  |  |  | Energy sensor | L5 |  |  |  | MC202 | Charles Carter Building | A15 |  | 0 | 0
MC202-B05 | MC202-B05/L6 | Loop 6 |  |  |  |  | Energy sensor | L6 |  |  |  | MC202 | Charles Carter Building | A15 |  | 0 | 0
MC202-B05 | MC202-B05/n1 | Waterside |  |  |  |  | Energy sensor | n1 |  |  |  | MC202 | Charles Carter Building |  |  | 0 | 0
MC202-B05 | MC202-B05/N1 | IC Comms 1 |  |  |  |  | Energy sensor | N1 |  |  |  | MC202 | Charles Carter Building |  |  | 0 | 0
MC202-B05 | MC202-B05/o1 | Alarm Route 1 |  |  |  |  | Energy sensor | o1 |  |  |  | MC202 | Charles Carter Building |  |  | 0 | 0
MC202-B05 | MC202-B05/P1 | Supply air temperature |  |  | Degrees Celsius |  | Energy sensor | P1 |  |  |  | MC202 | Charles Carter Building |  |  | 0 | 0
MC202-B05 | MC202-B05/P11 | Class vent heating demand |  |  |  |  | Energy sensor | P11 |  |  |  | MC202 | Charles Carter Building |  |  | 0 | 0
MC202-B05 | MC202-B05/P12 | Supply fan speed |  |  | RPM |  | Energy sensor | P12 |  |  |  | MC202 | Charles Carter Building |  |  | 0 | 0
MC202-B05 | MC202-B05/P13 | Extract fan speed |  |  | RPM |  | Energy sensor | P13 |  |  |  | MC202 | Charles Carter Building |  |  | 0 | 0
MC202-B05 | MC202-B05/P14 | Outside air temperature |  |  | Degrees Celsius |  | Energy sensor | P14 |  |  |  | MC202 | Charles Carter Building |  |  | 0 | 0
MC202-B05 | MC202-B05/P15 | Bypass damper |  |  | 0 = Closed , 1 = Open |  | Energy sensor | P15 |  |  |  | MC202 | Charles Carter Building |  |  | 0 | 0
MC202-B05 | MC202-B05/P2 | Return temperature |  |  | Degrees Celsius |  | Energy sensor | P2 |  |  |  | MC202 | Charles Carter Building |  |  | 0 | 0
MC202-B05 | MC202-B05/P3 | Extract CO2 level |  |  | Parts per million |  | Energy sensor | P3 |  |  |  | MC202 | Charles Carter Building |  |  | 0 | 0
MC202-B05 | MC202-B05/P4 | DIM Module |  |  |  |  | Energy sensor | P4 |  |  |  | MC202 | Charles Carter Building |  |  | 0 | 0
MC202-B05 | MC202-B05/P5 | Common fault signal |  |  | 0 = No fault, 1 = Fault |  | Energy sensor | P5 |  |  |  | MC202 | Charles Carter Building |  |  | 0 | 0
MC202-B05 | MC202-B05/P6 | Common fault signal |  |  | 0 = No fault, 1 = Fault |  | Energy sensor | P6 |  |  |  | MC202 | Charles Carter Building |  |  | 0 | 0
MC202-B05 | MC202-B05/Q1 | Sequence Table 1 |  |  |  |  | Energy sensor | Q1 |  |  |  | MC202 | Charles Carter Building |  |  | 0 | 0
MC202-B05 | MC202-B05/S1 | Supply air temperature |  |  | Degrees Celsius |  | Energy sensor | S1 |  |  |  | MC202 | Charles Carter Building | A15 |  | 0 | 0
MC202-B05 | MC202-B05/S11 | Class vent heating demand |  |  |  |  | Energy sensor | S11 |  |  |  | MC202 | Charles Carter Building | A15 |  | 0 | 0
MC202-B05 | MC202-B05/S12 | Supply fan speed |  |  | RPM |  | Energy sensor | S12 |  |  |  | MC202 | Charles Carter Building | A15 |  | 0 | 0
MC202-B05 | MC202-B05/S13 | Extract fan speed |  |  | RPM |  | Energy sensor | S13 |  |  |  | MC202 | Charles Carter Building | A15 |  | 0 | 0
MC202-B05 | MC202-B05/S14 | Outside air temperature |  |  | Degrees Celsius |  | Energy sensor | S14 |  |  |  | MC202 | Charles Carter Building | A15 |  | 0 | 0
MC202-B05 | MC202-B05/S15 | Bypass damper |  |  | 0 = Closed , 1 = Open |  | Energy sensor | S15 |  |  |  | MC202 | Charles Carter Building | A15 |  | 0 | 0
MC202-B05 | MC202-B05/S2 | Return temperature |  |  | Degrees Celsius |  | Energy sensor | S2 |  |  |  | MC202 | Charles Carter Building | A15 |  | 0 | 0
MC202-B05 | MC202-B05/S3 | Extract CO2 level |  |  | Parts per million |  | Energy sensor | S3 |  |  |  | MC202 | Charles Carter Building | A15 |  | 0 | 0
MC202-B05 | MC202-B05/S4 | DIM Module |  |  |  |  | Energy sensor | S4 |  |  |  | MC202 | Charles Carter Building | A15 |  | 0 | 0
MC202-B05 | MC202-B05/V1 | [5 empty] | Energy sensor | V1 |  |  |  | MC202 | Charles Carter Building |  |  | 0 | 0
MC202-B05 | MC202-B05/W2 | Commissioning mode |  |  | 0 = Off, 1 = On |  | Energy sensor | W2 |  |  |  | MC202 | Charles Carter Building | A15 |  | 0 | 0
MC202-B05 | MC202-B05/W3 | Enable boost mode |  |  | 0 = Off, 1 = On |  | Energy sensor | W3 |  |  |  | MC202 | Charles Carter Building | A15 |  | 0 | 0
MC202-B05 | MC202-B05/W4 | Freeze protection reset |  |  | 0 = Off, 1 = On |  | Energy sensor | W4 |  |  |  | MC202 | Charles Carter Building | A15 |  | 0 | 0
MC202-B05 | MC202-B05/W5 | Enable alarms |  |  | 0 = Off, 1 = On |  | Energy sensor | W5 |  |  |  | MC202 | Charles Carter Building | A15 |  | 0 | 0
MC202-B05 | MC202-B05/W6 | Manual off |  |  |  |  | Energy sensor | W6 |  |  |  | MC202 | Charles Carter Building | A15 |  | 0 | 0
MC202-B05 | MC202-B05/Y1 | Trend Thermistor |  |  |  |  | Energy sensor | Y1 |  |  |  | MC202 | Charles Carter Building |  |  | 0 | 0
MC202-B05 | MC202-B05/Y2 | CO2 V |  |  |  |  | Energy sensor | Y2 |  |  |  | MC202 | Charles Carter Building |  |  | 0 | 0
MC202-B05 | MC202-B05/Y3 | 4DIX V |  |  |  |  | Energy sensor | Y3 |  |  |  | MC202 | Charles Carter Building |  |  | 0 | 0
MC202-B05 | MC202-B05/Z1 | Local time clock |  |  |  |  | Energy sensor | Z1 |  |  |  | MC202 | Charles Carter Building | A15 |  | 0 | 0
MC063-B01 | MC063-B01/C1 | Virtual CNC 1 |  |  |  |  | Energy sensor | C1 |  |  |  | MC063 | Slaidburn House |  |  | 0 | 0
MC063-B01 | MC063-B01/D1 | VT Pump 1 En |  |  |  |  | Energy sensor | D1 |  |  |  | MC063 | Slaidburn House |  |  | 0 | 0
MC063-B01 | MC063-B01/D10 | Shower Extr Fan En |  |  |  |  | Energy sensor | D10 |  |  |  | MC063 | Slaidburn House |  |  | 0 | 0
MC063-B01 | MC063-B01/D11 | Door Heater Lever 1 LUSU |  |  |  |  | Energy sensor | D11 |  |  |  | MC063 | Slaidburn House |  |  | 0 | 0
MC063-B01 | MC063-B01/D12 | Door Heater Lever 2 |  |  |  |  | Energy sensor | D12 |  |  |  | MC063 | Slaidburn House |  |  | 0 | 0
MC063-B01 | MC063-B01/D13 | AC System En |  |  |  |  | Energy sensor | D13 |  |  |  | MC063 | Slaidburn House |  |  | 0 | 0
MC063-B01 | MC063-B01/D14 | Fire Alarm Lamp |  |  |  |  | Energy sensor | D14 |  |  |  | MC063 | Slaidburn House |  |  | 0 | 0
MC063-B01 | MC063-B01/D15 | Frost Reset |  |  |  |  | Energy sensor | D15 |  |  |  | MC063 | Slaidburn House |  |  | 0 | 0
MC063-B01 | MC063-B01/D16 | Panel Reset Button |  |  |  |  | Energy sensor | D16 |  |  |  | MC063 | Slaidburn House |  |  | 0 | 0
MC063-B01 | MC063-B01/D18 | AHU Supply Damper |  |  |  |  | Energy sensor | D18 |  |  |  | MC063 | Slaidburn House |  |  | 0 | 0
MC063-B01 | MC063-B01/D19 | Shower Ext Fault Light |  |  |  |  | Energy sensor | D19 |  |  |  | MC063 | Slaidburn House |  |  | 0 | 0
MC063-B01 | MC063-B01/D2 | VT Pump 2 En |  |  |  |  | Energy sensor | D2 |  |  |  | MC063 | Slaidburn House |  |  | 0 | 0
MC063-B01 | MC063-B01/D3 | VT Control Valve |  |  |  |  | Energy sensor | D3 |  |  |  | MC063 | Slaidburn House |  |  | 0 | 0
MC063-B01 | MC063-B01/D4 | AHU Sply Fan 1 En |  |  |  |  | Energy sensor | D4 |  |  |  | MC063 | Slaidburn House |  |  | 0 | 0
MC063-B01 | MC063-B01/D5 | AHU Sply Fan 2 En |  |  |  |  | Energy sensor | D5 |  |  |  | MC063 | Slaidburn House |  |  | 0 | 0
MC063-B01 | MC063-B01/D6 | AHU Extr Fan 1 En |  |  |  |  | Energy sensor | D6 |  |  |  | MC063 | Slaidburn House |  |  | 0 | 0
MC063-B01 | MC063-B01/D7 | AHU Extr Fan 2 En |  |  |  |  | Energy sensor | D7 |  |  |  | MC063 | Slaidburn House |  |  | 0 | 0
MC063-B01 | MC063-B01/D8 | AHU Heating Valve |  |  |  |  | Energy sensor | D8 |  |  |  | MC063 | Slaidburn House |  |  | 0 | 0
MC063-B01 | MC063-B01/D9 | Toilet Extr Level 1 En |  |  |  |  | Energy sensor | D9 |  |  |  | MC063 | Slaidburn House |  |  | 0 | 0
MC063-B01 | MC063-B01/e1 | Supervisor |  |  |  |  | Energy sensor | e1 |  |  |  | MC063 | Slaidburn House |  |  | 0 | 0
MC063-B01 | MC063-B01/F1 | VT OAT Htg Inhibit |  |  |  |  | Energy sensor | F1 |  |  |  | MC063 | Slaidburn House |  |  | 0 | 0
MC063-B01 | MC063-B01/F10 | Function 10 |  |  |  |  | Energy sensor | F10 |  |  |  | MC063 | Slaidburn House |  |  | 0 | 0
MC063-B01 | MC063-B01/F11 | AHU Htg Dmd |  |  |  |  | Energy sensor | F11 |  |  |  | MC063 | Slaidburn House |  |  | 0 | 0
MC063-B01 | MC063-B01/F12 | Function 12 |  |  |  |  | Energy sensor | F12 |  |  |  | MC063 | Slaidburn House |  |  | 0 | 0
MC063-B01 | MC063-B01/F13 | Panel Reset Button |  |  |  |  | Energy sensor | F13 |  |  |  | MC063 | Slaidburn House |  |  | 0 | 0
MC063-B01 | MC063-B01/F2 | Function 2 |  |  |  |  | Energy sensor | F2 |  |  |  | MC063 | Slaidburn House |  |  | 0 | 0
MC063-B01 | MC063-B01/F3 | Function 3 |  |  |  |  | Energy sensor | F3 |  |  |  | MC063 | Slaidburn House |  |  | 0 | 0
MC063-B01 | MC063-B01/F4 | Function 4 |  |  |  |  | Energy sensor | F4 |  |  |  | MC063 | Slaidburn House |  |  | 0 | 0
MC063-B01 | MC063-B01/F5 | Function 5 |  |  |  |  | Energy sensor | F5 |  |  |  | MC063 | Slaidburn House |  |  | 0 | 0
MC063-B01 | MC063-B01/F6 | Function 6 |  |  |  |  | Energy sensor | F6 |  |  |  | MC063 | Slaidburn House |  |  | 0 | 0
MC063-B01 | MC063-B01/F7 | Function 7 |  |  |  |  | Energy sensor | F7 |  |  |  | MC063 | Slaidburn House |  |  | 0 | 0
MC063-B01 | MC063-B01/F8 | Function 8 |  |  |  |  | Energy sensor | F8 |  |  |  | MC063 | Slaidburn House |  |  | 0 | 0
MC063-B01 | MC063-B01/F9 | Function 9 |  |  |  |  | Energy sensor | F9 |  |  |  | MC063 | Slaidburn House |  |  | 0 | 0
MC063-B01 | MC063-B01/G1 | Reset |  |  |  |  | Energy sensor | G1 |  |  |  | MC063 | Slaidburn House |  |  | 0 | 0
MC063-B01 | MC063-B01/G10 | Logic 10 |  |  |  |  | Energy sensor | G10 |  |  |  | MC063 | Slaidburn House |  |  | 0 | 0
MC063-B01 | MC063-B01/G11 | Logic 11 |  |  |  |  | Energy sensor | G11 |  |  |  | MC063 | Slaidburn House |  |  | 0 | 0
MC063-B01 | MC063-B01/G12 | Logic 12 |  |  |  |  | Energy sensor | G12 |  |  |  | MC063 | Slaidburn House |  |  | 0 | 0
MC063-B01 | MC063-B01/G13 | AHU Sply Fan En |  |  |  |  | Energy sensor | G13 |  |  |  | MC063 | Slaidburn House |  |  | 0 | 0
MC063-B01 | MC063-B01/G14 | Logic 14 |  |  |  |  | Energy sensor | G14 |  |  |  | MC063 | Slaidburn House |  |  | 0 | 0
MC063-B01 | MC063-B01/G15 | Logic 15 |  |  |  |  | Energy sensor | G15 |  |  |  | MC063 | Slaidburn House |  |  | 0 | 0
MC063-B01 | MC063-B01/G16 | Variable flow circuit pump duty |  |  |  |  | Energy sensor | G16 |  |  |  | MC063 | Slaidburn House |  |  | 0 | 0
MC063-B01 | MC063-B01/G17 | Logic 17 |  |  |  |  | Energy sensor | G17 |  |  |  | MC063 | Slaidburn House |  |  | 0 | 0
MC063-B01 | MC063-B01/G18 | Logic 18 |  |  |  |  | Energy sensor | G18 |  |  |  | MC063 | Slaidburn House |  |  | 0 | 0
MC063-B01 | MC063-B01/G19 | Logic 19 |  |  |  |  | Energy sensor | G19 |  |  |  | MC063 | Slaidburn House |  |  | 0 | 0
MC063-B01 | MC063-B01/G2 | Logic 2 |  |  |  |  | Energy sensor | G2 |  |  |  | MC063 | Slaidburn House |  |  | 0 | 0
MC063-B01 | MC063-B01/G20 | Logic 20 |  |  |  |  | Energy sensor | G20 |  |  |  | MC063 | Slaidburn House |  |  | 0 | 0
MC063-B01 | MC063-B01/G21 | Logic 21 |  |  |  |  | Energy sensor | G21 |  |  |  | MC063 | Slaidburn House |  |  | 0 | 0
MC063-B01 | MC063-B01/G22 | Logic 22 |  |  |  |  | Energy sensor | G22 |  |  |  | MC063 | Slaidburn House |  |  | 0 | 0
MC063-B01 | MC063-B01/G23 | Logic 23 |  |  |  |  | Energy sensor | G23 |  |  |  | MC063 | Slaidburn House |  |  | 0 | 0
MC063-B01 | MC063-B01/G24 | AHU Time |  |  |  |  | Energy sensor | G24 |  |  |  | MC063 | Slaidburn House |  |  | 0 | 0
MC063-B01 | MC063-B01/G25 | Logic 25 |  |  |  |  | Energy sensor | G25 |  |  |  | MC063 | Slaidburn House |  |  | 0 | 0
MC063-B01 | MC063-B01/G26 | AHU Extr Fan En |  |  |  |  | Energy sensor | G26 |  |  |  | MC063 | Slaidburn House |  |  | 0 | 0
MC063-B01 | MC063-B01/G27 | Logic 27 |  |  |  |  | Energy sensor | G27 |  |  |  | MC063 | Slaidburn House |  |  | 0 | 0
MC063-B01 | MC063-B01/G28 | Logic 28 |  |  |  |  | Energy sensor | G28 |  |  |  | MC063 | Slaidburn House |  |  | 0 | 0
MC063-B01 | MC063-B01/G29 | AHU Sply Fan Duty |  |  |  |  | Energy sensor | G29 |  |  |  | MC063 | Slaidburn House |  |  | 0 | 0
MC063-B01 | MC063-B01/G3 | Logic 3 |  |  |  |  | Energy sensor | G3 |  |  |  | MC063 | Slaidburn House |  |  | 0 | 0
MC063-B01 | MC063-B01/G30 | Logic 30 |  |  |  |  | Energy sensor | G30 |  |  |  | MC063 | Slaidburn House |  |  | 0 | 0
MC063-B01 | MC063-B01/G31 | Logic 31 |  |  |  |  | Energy sensor | G31 |  |  |  | MC063 | Slaidburn House |  |  | 0 | 0
MC063-B01 | MC063-B01/G32 | Logic 32 |  |  |  |  | Energy sensor | G32 |  |  |  | MC063 | Slaidburn House |  |  | 0 | 0
MC063-B01 | MC063-B01/G33 | Logic 33 |  |  |  |  | Energy sensor | G33 |  |  |  | MC063 | Slaidburn House |  |  | 0 | 0
MC063-B01 | MC063-B01/G34 | Logic 34 |  |  |  |  | Energy sensor | G34 |  |  |  | MC063 | Slaidburn House |  |  | 0 | 0
MC063-B01 | MC063-B01/G35 | Logic 35 |  |  |  |  | Energy sensor | G35 |  |  |  | MC063 | Slaidburn House |  |  | 0 | 0
MC063-B01 | MC063-B01/G37 | Logic 37 |  |  |  |  | Energy sensor | G37 |  |  |  | MC063 | Slaidburn House |  |  | 0 | 0
MC063-B01 | MC063-B01/G38 | Logic 38 |  |  |  |  | Energy sensor | G38 |  |  |  | MC063 | Slaidburn House |  |  | 0 | 0
MC063-B01 | MC063-B01/G39 | Logic 39 |  |  |  |  | Energy sensor | G39 |  |  |  | MC063 | Slaidburn House |  |  | 0 | 0
MC063-B01 | MC063-B01/G4 | VT Summer ECO |  |  |  |  | Energy sensor | G4 |  |  |  | MC063 | Slaidburn House |  |  | 0 | 0
MC063-B01 | MC063-B01/G40 | AHU Extr Fan Duty |  |  |  |  | Energy sensor | G40 |  |  |  | MC063 | Slaidburn House |  |  | 0 | 0
MC063-B01 | MC063-B01/G41 | Logic 41 |  |  |  |  | Energy sensor | G41 |  |  |  | MC063 | Slaidburn House |  |  | 0 | 0
MC063-B01 | MC063-B01/G42 | Logic 42 |  |  |  |  | Energy sensor | G42 |  |  |  | MC063 | Slaidburn House |  |  | 0 | 0
MC063-B01 | MC063-B01/G43 | Logic 43 |  |  |  |  | Energy sensor | G43 |  |  |  | MC063 | Slaidburn House |  |  | 0 | 0
MC063-B01 | MC063-B01/G44 | Logic 44 |  |  |  |  | Energy sensor | G44 |  |  |  | MC063 | Slaidburn House |  |  | 0 | 0
MC063-B01 | MC063-B01/G45 | Logic 45 |  |  |  |  | Energy sensor | G45 |  |  |  | MC063 | Slaidburn House |  |  | 0 | 0
MC063-B01 | MC063-B01/G46 | Logic 46 |  |  |  |  | Energy sensor | G46 |  |  |  | MC063 | Slaidburn House |  |  | 0 | 0
MC063-B01 | MC063-B01/G47 | Logic 47 |  |  |  |  | Energy sensor | G47 |  |  |  | MC063 | Slaidburn House |  |  | 0 | 0
MC063-B01 | MC063-B01/G48 | Logic 48 |  |  |  |  | Energy sensor | G48 |  |  |  | MC063 | Slaidburn House |  |  | 0 | 0
MC063-B01 | MC063-B01/G49 | WC Time |  |  |  |  | Energy sensor | G49 |  |  |  | MC063 | Slaidburn House |  |  | 0 | 0
MC063-B01 | MC063-B01/G5 | Logic 5 |  |  |  |  | Energy sensor | G5 |  |  |  | MC063 | Slaidburn House |  |  | 0 | 0
MC063-B01 | MC063-B01/G50 | Logic 50 |  |  |  |  | Energy sensor | G50 |  |  |  | MC063 | Slaidburn House |  |  | 0 | 0
MC063-B01 | MC063-B01/G51 | Logic 51 |  |  |  |  | Energy sensor | G51 |  |  |  | MC063 | Slaidburn House |  |  | 0 | 0
MC063-B01 | MC063-B01/G52 | Shower Time |  |  |  |  | Energy sensor | G52 |  |  |  | MC063 | Slaidburn House |  |  | 0 | 0
MC063-B01 | MC063-B01/G53 | Logic 53 |  |  |  |  | Energy sensor | G53 |  |  |  | MC063 | Slaidburn House |  |  | 0 | 0
MC063-B01 | MC063-B01/G54 | Flow Fail Alarm delay |  |  |  |  | Energy sensor | G54 |  |  |  | MC063 | Slaidburn House |  |  | 0 | 0
MC063-B01 | MC063-B01/G55 | Door Htr L1 Time |  |  |  |  | Energy sensor | G55 |  |  |  | MC063 | Slaidburn House |  |  | 0 | 0
MC063-B01 | MC063-B01/G56 | Logic 56 |  |  |  |  | Energy sensor | G56 |  |  |  | MC063 | Slaidburn House |  |  | 0 | 0
MC063-B01 | MC063-B01/G57 | Logic 57 |  |  |  |  | Energy sensor | G57 |  |  |  | MC063 | Slaidburn House |  |  | 0 | 0
MC063-B01 | MC063-B01/G58 | Door Htr L2 Time |  |  |  |  | Energy sensor | G58 |  |  |  | MC063 | Slaidburn House |  |  | 0 | 0
MC063-B01 | MC063-B01/G59 | Logic 59 |  |  |  |  | Energy sensor | G59 |  |  |  | MC063 | Slaidburn House |  |  | 0 | 0
MC063-B01 | MC063-B01/G6 | VT Time |  |  |  |  | Energy sensor | G6 |  |  |  | MC063 | Slaidburn House |  |  | 0 | 0
MC063-B01 | MC063-B01/G60 | Logic 60 |  |  |  |  | Energy sensor | G60 |  |  |  | MC063 | Slaidburn House |  |  | 0 | 0
MC063-B01 | MC063-B01/G61 | AC Time |  |  |  |  | Energy sensor | G61 |  |  |  | MC063 | Slaidburn House |  |  | 0 | 0
MC063-B01 | MC063-B01/G62 | Logic 62 |  |  |  |  | Energy sensor | G62 |  |  |  | MC063 | Slaidburn House |  |  | 0 | 0
MC063-B01 | MC063-B01/G63 | Logic 63 |  |  |  |  | Energy sensor | G63 |  |  |  | MC063 | Slaidburn House |  |  | 0 | 0
MC063-B01 | MC063-B01/G64 | Logic 64 |  |  |  |  | Energy sensor | G64 |  |  |  | MC063 | Slaidburn House |  |  | 0 | 0
MC063-B01 | MC063-B01/G65 | Logic 65 |  |  |  |  | Energy sensor | G65 |  |  |  | MC063 | Slaidburn House |  |  | 0 | 0
MC063-B01 | MC063-B01/G66 | Logic 66 |  |  |  |  | Energy sensor | G66 |  |  |  | MC063 | Slaidburn House |  |  | 0 | 0
MC063-B01 | MC063-B01/G67 | Logic 67 |  |  |  |  | Energy sensor | G67 |  |  |  | MC063 | Slaidburn House |  |  | 0 | 0
MC063-B01 | MC063-B01/G7 | VT Reqd |  |  |  |  | Energy sensor | G7 |  |  |  | MC063 | Slaidburn House |  |  | 0 | 0
MC063-B01 | MC063-B01/G8 | VT Pumps |  |  |  |  | Energy sensor | G8 |  |  |  | MC063 | Slaidburn House |  |  | 0 | 0
MC063-B01 | MC063-B01/G9 | AHU Ctrl |  |  |  |  | Energy sensor | G9 |  |  |  | MC063 | Slaidburn House |  |  | 0 | 0
MC063-B01 | MC063-B01/i1 | Module 1 |  |  |  |  | Energy sensor | i1 |  |  |  | MC063 | Slaidburn House |  |  | 0 | 0
MC063-B01 | MC063-B01/I1 | Fire alarm active |  |  | 0 = Off, 1 = On |  | Energy sensor | I1 |  |  |  | MC063 | Slaidburn House |  |  | 0 | 0
MC063-B01 | MC063-B01/I10 | AHU Frost Trip |  |  |  |  | Energy sensor | I10 |  |  |  | MC063 | Slaidburn House |  |  | 0 | 0
MC063-B01 | MC063-B01/I11 | VT Pumps Flow |  |  |  |  | Energy sensor | I11 |  |  |  | MC063 | Slaidburn House |  |  | 0 | 0
MC063-B01 | MC063-B01/I12 | Press Unit Fault |  |  |  |  | Energy sensor | I12 |  |  |  | MC063 | Slaidburn House |  |  | 0 | 0
MC063-B01 | MC063-B01/I13 | DX Clg Fault |  |  |  |  | Energy sensor | I13 |  |  |  | MC063 | Slaidburn House |  |  | 0 | 0
MC063-B01 | MC063-B01/I14 | Spare |  |  |  |  | Energy sensor | I14 |  |  |  | MC063 | Slaidburn House |  |  | 0 | 0
MC063-B01 | MC063-B01/I15 | AHU Hold off |  |  |  |  | Energy sensor | I15 |  |  |  | MC063 | Slaidburn House |  |  | 0 | 0
MC063-B01 | MC063-B01/i2 | Module 2 |  |  |  |  | Energy sensor | i2 |  |  |  | MC063 | Slaidburn House |  |  | 0 | 0
MC063-B01 | MC063-B01/I2 | Shower Fans North Fault |  |  |  |  | Energy sensor | I2 |  |  |  | MC063 | Slaidburn House |  |  | 0 | 0
MC063-B01 | MC063-B01/I21 | VT Summer ECO |  |  |  |  | Energy sensor | I21 |  |  |  | MC063 | Slaidburn House |  |  | 0 | 0
MC063-B01 | MC063-B01/I22 | VT Pump 1 Flow Fail |  |  |  |  | Energy sensor | I22 |  |  |  | MC063 | Slaidburn House |  |  | 0 | 0
MC063-B01 | MC063-B01/I23 | VT Pump 2 Flow Fail |  |  |  |  | Energy sensor | I23 |  |  |  | MC063 | Slaidburn House |  |  | 0 | 0
MC063-B01 | MC063-B01/I24 | AHU Sply Fan1 Flow Fail |  |  |  |  | Energy sensor | I24 |  |  |  | MC063 | Slaidburn House |  |  | 0 | 0
MC063-B01 | MC063-B01/I25 | AHU Sply Fan2 Flow Fail |  |  |  |  | Energy sensor | I25 |  |  |  | MC063 | Slaidburn House |  |  | 0 | 0
MC063-B01 | MC063-B01/I26 | AHU Extr Fan1 Flow Fail |  |  |  |  | Energy sensor | I26 |  |  |  | MC063 | Slaidburn House |  |  | 0 | 0
MC063-B01 | MC063-B01/I27 | AHU Extr Fan2 Flow Fail |  |  |  |  | Energy sensor | I27 |  |  |  | MC063 | Slaidburn House |  |  | 0 | 0
MC063-B01 | MC063-B01/I3 | Shower Fans South Fault |  |  |  |  | Energy sensor | I3 |  |  |  | MC063 | Slaidburn House |  |  | 0 | 0
MC063-B01 | MC063-B01/i3 | Module 3 |  |  |  |  | Energy sensor | i3 |  |  |  | MC063 | Slaidburn House |  |  | 0 | 0
MC063-B01 | MC063-B01/I4 | Toilet Extr Fault |  |  |  |  | Energy sensor | I4 |  |  |  | MC063 | Slaidburn House |  |  | 0 | 0
MC063-B01 | MC063-B01/I5 | FOR Sply OFF |  |  |  |  | Energy sensor | I5 |  |  |  | MC063 | Slaidburn House |  |  | 0 | 0
MC063-B01 | MC063-B01/I6 | Fire Alarm Reset |  |  |  |  | Energy sensor | I6 |  |  |  | MC063 | Slaidburn House |  |  | 0 | 0
MC063-B01 | MC063-B01/I7 | AHU Bag Fltr Dirty |  |  |  |  | Energy sensor | I7 |  |  |  | MC063 | Slaidburn House |  |  | 0 | 0
MC063-B01 | MC063-B01/I8 | AHU Supply Fan Flow |  |  |  |  | Energy sensor | I8 |  |  |  | MC063 | Slaidburn House |  |  | 0 | 0
MC063-B01 | MC063-B01/I9 | AHU Extract Fan Flow |  |  |  |  | Energy sensor | I9 |  |  |  | MC063 | Slaidburn House |  |  | 0 | 0
MC063-B01 | MC063-B01/K1 | VT OAT Htg Inhibit |  |  |  |  | Energy sensor | K1 |  |  |  | MC063 | Slaidburn House |  |  | 0 | 0
MC063-B01 | MC063-B01/K10 | AHU HI Sply Temp |  |  | Degrees Celsius |  | Energy sensor | K10 |  |  |  | MC063 | Slaidburn House |  |  | 0 | 0
MC063-B01 | MC063-B01/K11 | AHU LO Sply Temp |  |  | Degrees Celsius |  | Energy sensor | K11 |  |  |  | MC063 | Slaidburn House |  |  | 0 | 0
MC063-B01 | MC063-B01/K12 | Panel Reset Button |  |  |  |  | Energy sensor | K12 |  |  |  | MC063 | Slaidburn House |  |  | 0 | 0
MC063-B01 | MC063-B01/K2 | Variable flow circuit pump duty |  |  |  |  | Energy sensor | K2 |  |  |  | MC063 | Slaidburn House |  |  | 0 | 0
MC063-B01 | MC063-B01/K3 | Min VT Flow At |  |  |  |  | Energy sensor | K3 |  |  |  | MC063 | Slaidburn House |  |  | 0 | 0
MC063-B01 | MC063-B01/K4 | Max VT Flow At |  |  |  |  | Energy sensor | K4 |  |  |  | MC063 | Slaidburn House |  |  | 0 | 0
MC063-B01 | MC063-B01/K5 | Min VT Flow SP |  |  |  |  | Energy sensor | K5 |  |  |  | MC063 | Slaidburn House |  |  | 0 | 0
MC063-B01 | MC063-B01/K6 | Max VT Flow SP |  |  |  |  | Energy sensor | K6 |  |  |  | MC063 | Slaidburn House |  |  | 0 | 0
MC063-B01 | MC063-B01/K7 | AHU Sply Fan Duty |  |  |  |  | Energy sensor | K7 |  |  |  | MC063 | Slaidburn House |  |  | 0 | 0
MC063-B01 | MC063-B01/K8 | AHU Extr Fan Duty |  |  |  |  | Energy sensor | K8 |  |  |  | MC063 | Slaidburn House |  |  | 0 | 0
MC063-B01 | MC063-B01/K9 | AHU Return SP |  |  |  |  | Energy sensor | K9 |  |  |  | MC063 | Slaidburn House |  |  | 0 | 0
MC063-B01 | MC063-B01/L1 | Variable temperature circuit valve |  |  | 0 = Closed , 1 = Open |  | Energy sensor | L1 |  |  |  | MC063 | Slaidburn House |  |  | 0 | 0
MC063-B01 | MC063-B01/L2 | [5 empty] | Energy sensor | L2 |  |  |  | MC063 | Slaidburn House |  |  | 0 | 0
MC063-B01 | MC063-B01/L3 | [5 empty] | Energy sensor | L3 |  |  |  | MC063 | Slaidburn House |  |  | 0 | 0
MC063-B01 | MC063-B01/L4 | [5 empty] | Energy sensor | L4 |  |  |  | MC063 | Slaidburn House |  |  | 0 | 0
MC063-B01 | MC063-B01/n1 | TREND_0A_0B_36 |  |  |  |  | Energy sensor | n1 |  |  |  | MC063 | Slaidburn House |  |  | 0 | 0
MC063-B01 | MC063-B01/o1 | Alarm Route 1 |  |  |  |  | Energy sensor | o1 |  |  |  | MC063 | Slaidburn House |  |  | 0 | 0
MC063-B01 | MC063-B01/o2 | Alarm Route 2 |  |  |  |  | Energy sensor | o2 |  |  |  | MC063 | Slaidburn House |  |  | 0 | 0
MC063-B01 | MC063-B01/o3 | Alarm Route 3 |  |  |  |  | Energy sensor | o3 |  |  |  | MC063 | Slaidburn House |  |  | 0 | 0
MC063-B01 | MC063-B01/P1 | Outside air temperature |  |  | Degrees Celsius |  | Energy sensor | P1 |  |  |  | MC063 | Slaidburn House |  |  | 0 | 0
MC063-B01 | MC063-B01/P10 | AHU Return Temp |  |  | Degrees Celsius |  | Energy sensor | P10 |  |  |  | MC063 | Slaidburn House |  |  | 0 | 0
MC063-B01 | MC063-B01/P11 | LTHW Flow Temp |  |  | Degrees Celsius |  | Energy sensor | P11 |  |  |  | MC063 | Slaidburn House |  |  | 0 | 0
MC063-B01 | MC063-B01/P12 | Calculated variable temperature circuit flow setpoint |  |  |  |  | Energy sensor | P12 |  |  |  | MC063 | Slaidburn House |  |  | 0 | 0
MC063-B01 | MC063-B01/P2 | Variable temperature circuit flow temperature |  |  | Degrees Celsius |  | Energy sensor | P2 |  |  |  | MC063 | Slaidburn House |  |  | 0 | 0
MC063-B01 | MC063-B01/P3 | MTHW Ret Temp |  |  | Degrees Celsius |  | Energy sensor | P3 |  |  |  | MC063 | Slaidburn House |  |  | 0 | 0
MC063-B01 | MC063-B01/P4 | Medium temperature hot water flow temperature |  |  | Degrees Celsius |  | Energy sensor | P4 |  |  |  | MC063 | Slaidburn House |  |  | 0 | 0
MC063-B01 | MC063-B01/P5 | Lvl 3 Space Temp 1 |  |  | Degrees Celsius |  | Energy sensor | P5 |  |  |  | MC063 | Slaidburn House |  |  | 0 | 0
MC063-B01 | MC063-B01/P6 | Lvl 3 Space Temp 2 |  |  | Degrees Celsius |  | Energy sensor | P6 |  |  |  | MC063 | Slaidburn House |  |  | 0 | 0
MC063-B01 | MC063-B01/P7 | Lvl 6 Space Temp 1 |  |  | Degrees Celsius |  | Energy sensor | P7 |  |  |  | MC063 | Slaidburn House |  |  | 0 | 0
MC063-B01 | MC063-B01/P8 | Lvl 6 Space Temp 2 |  |  | Degrees Celsius |  | Energy sensor | P8 |  |  |  | MC063 | Slaidburn House |  |  | 0 | 0
MC063-B01 | MC063-B01/P9 | AHU Supply Temp |  |  | Degrees Celsius |  | Energy sensor | P9 |  |  |  | MC063 | Slaidburn House |  |  | 0 | 0
MC063-B01 | MC063-B01/Q1 | Sequence Table 1 |  |  |  |  | Energy sensor | Q1 |  |  |  | MC063 | Slaidburn House |  |  | 0 | 0
MC063-B01 | MC063-B01/S1 | Outside air temperature |  |  | Degrees Celsius |  | Energy sensor | S1 |  |  |  | MC063 | Slaidburn House |  |  | 0 | 0
MC063-B01 | MC063-B01/S10 | AHU Return Temp |  |  | Degrees Celsius |  | Energy sensor | S10 |  |  |  | MC063 | Slaidburn House |  |  | 0 | 0
MC063-B01 | MC063-B01/S11 | LTHW Temp |  |  | Degrees Celsius |  | Energy sensor | S11 |  |  |  | MC063 | Slaidburn House |  |  | 0 | 0
MC063-B01 | MC063-B01/S2 | Medium temperature hot water flow temperature |  |  | Degrees Celsius |  | Energy sensor | S2 |  |  |  | MC063 | Slaidburn House |  |  | 0 | 0
MC063-B01 | MC063-B01/S21 | Calculated variable temperature circuit flow setpoint |  |  |  |  | Energy sensor | S21 |  |  |  | MC063 | Slaidburn House |  |  | 0 | 0
MC063-B01 | MC063-B01/S3 | MTHW Ret Temp |  |  | Degrees Celsius |  | Energy sensor | S3 |  |  |  | MC063 | Slaidburn House |  |  | 0 | 0
MC063-B01 | MC063-B01/S4 | Level 3 Space Temp 1 |  |  | Degrees Celsius |  | Energy sensor | S4 |  |  |  | MC063 | Slaidburn House |  |  | 0 | 0
MC063-B01 | MC063-B01/S5 | Level 3 Space Temp 2 |  |  | Degrees Celsius |  | Energy sensor | S5 |  |  |  | MC063 | Slaidburn House |  |  | 0 | 0
MC063-B01 | MC063-B01/S6 | Level 6 Space Temp 1 |  |  | Degrees Celsius |  | Energy sensor | S6 |  |  |  | MC063 | Slaidburn House |  |  | 0 | 0
MC063-B01 | MC063-B01/S7 | Level 6 Space Temp 2 |  |  | Degrees Celsius |  | Energy sensor | S7 |  |  |  | MC063 | Slaidburn House |  |  | 0 | 0
MC063-B01 | MC063-B01/S8 | Level1 Computer Room Temp |  |  | Degrees Celsius |  | Energy sensor | S8 |  |  |  | MC063 | Slaidburn House |  |  | 0 | 0
MC063-B01 | MC063-B01/S9 | AHU Supply Temp |  |  | Degrees Celsius |  | Energy sensor | S9 |  |  |  | MC063 | Slaidburn House |  |  | 0 | 0
MC063-B01 | MC063-B01/U1 | Trevor |  |  |  |  | Energy sensor | U1 |  |  |  | MC063 | Slaidburn House |  |  | 0 | 0
MC063-B01 | MC063-B01/V1 | [5 empty] | Energy sensor | V1 |  |  |  | MC063 | Slaidburn House |  |  | 0 | 0
MC063-B01 | MC063-B01/W1 | Plant Fault Reset |  |  |  |  | Energy sensor | W1 |  |  |  | MC063 | Slaidburn House |  |  | 0 | 0
MC063-B01 | MC063-B01/W10 | Shower Oride ON |  |  |  |  | Energy sensor | W10 |  |  |  | MC063 | Slaidburn House |  |  | 0 | 0
MC063-B01 | MC063-B01/W11 | Shower Oride OFF |  |  |  |  | Energy sensor | W11 |  |  |  | MC063 | Slaidburn House |  |  | 0 | 0
MC063-B01 | MC063-B01/W12 | Door Htr L1 Oride ON |  |  |  |  | Energy sensor | W12 |  |  |  | MC063 | Slaidburn House |  |  | 0 | 0
MC063-B01 | MC063-B01/W13 | Door Htr L1 Oride OFF |  |  |  |  | Energy sensor | W13 |  |  |  | MC063 | Slaidburn House |  |  | 0 | 0
MC063-B01 | MC063-B01/W14 | Door Htr L2 Oride ON |  |  |  |  | Energy sensor | W14 |  |  |  | MC063 | Slaidburn House |  |  | 0 | 0
MC063-B01 | MC063-B01/W15 | Door Htr L2 Oride OFF |  |  |  |  | Energy sensor | W15 |  |  |  | MC063 | Slaidburn House |  |  | 0 | 0
MC063-B01 | MC063-B01/W16 | AC Oride ON |  |  |  |  | Energy sensor | W16 |  |  |  | MC063 | Slaidburn House |  |  | 0 | 0
MC063-B01 | MC063-B01/W17 | AC Oride OFF |  |  |  |  | Energy sensor | W17 |  |  |  | MC063 | Slaidburn House |  |  | 0 | 0
MC063-B01 | MC063-B01/W2 | VT Summer Override |  |  |  |  | Energy sensor | W2 |  |  |  | MC063 | Slaidburn House |  |  | 0 | 0
MC063-B01 | MC063-B01/W3 | VT Oride ON |  |  |  |  | Energy sensor | W3 |  |  |  | MC063 | Slaidburn House |  |  | 0 | 0
MC063-B01 | MC063-B01/W4 | VT Oride OFF |  |  |  |  | Energy sensor | W4 |  |  |  | MC063 | Slaidburn House |  |  | 0 | 0
MC063-B01 | MC063-B01/W5 | Fire Alarm Reset |  |  |  |  | Energy sensor | W5 |  |  |  | MC063 | Slaidburn House |  |  | 0 | 0
MC063-B01 | MC063-B01/W6 | AHU Oride ON |  |  |  |  | Energy sensor | W6 |  |  |  | MC063 | Slaidburn House |  |  | 0 | 0
MC063-B01 | MC063-B01/W7 | AHU Oride OFF |  |  |  |  | Energy sensor | W7 |  |  |  | MC063 | Slaidburn House |  |  | 0 | 0
MC063-B01 | MC063-B01/W8 | WC Oride ON |  |  |  |  | Energy sensor | W8 |  |  |  | MC063 | Slaidburn House |  |  | 0 | 0
MC063-B01 | MC063-B01/W9 | WC Oride OFF |  |  |  |  | Energy sensor | W9 |  |  |  | MC063 | Slaidburn House |  |  | 0 | 0
MC063-B01 | MC063-B01/Y1 | Trend T -20+50 |  |  |  |  | Energy sensor | Y1 |  |  |  | MC063 | Slaidburn House |  |  | 0 | 0
MC063-B01 | MC063-B01/Y2 | Trend Thermistor |  |  |  |  | Energy sensor | Y2 |  |  |  | MC063 | Slaidburn House |  |  | 0 | 0
MC063-B01 | MC063-B01/Y3 | Trend Thermistor |  |  |  |  | Energy sensor | Y3 |  |  |  | MC063 | Slaidburn House |  |  | 0 | 0
MC063-B01 | MC063-B01/Y4 | Thermistor TBTC |  |  |  |  | Energy sensor | Y4 |  |  |  | MC063 | Slaidburn House |  |  | 0 | 0
MC063-B01 | MC063-B01/Z1 | VT Heating |  |  |  |  | Energy sensor | Z1 |  |  |  | MC063 | Slaidburn House |  |  | 0 | 0
MC063-B01 | MC063-B01/Z2 | AHU Vent |  |  |  |  | Energy sensor | Z2 |  |  |  | MC063 | Slaidburn House |  |  | 0 | 0
MC063-B01 | MC063-B01/Z3 | Toilet Vent Level 1 |  |  |  |  | Energy sensor | Z3 |  |  |  | MC063 | Slaidburn House |  |  | 0 | 0
MC063-B01 | MC063-B01/Z4 | Resident Shower Extr |  |  |  |  | Energy sensor | Z4 |  |  |  | MC063 | Slaidburn House |  |  | 0 | 0
MC063-B01 | MC063-B01/Z5 | Door Htr Level 1 |  |  |  |  | Energy sensor | Z5 |  |  |  | MC063 | Slaidburn House |  |  | 0 | 0
MC063-B01 | MC063-B01/Z6 | Door Htr Level 2 |  |  |  |  | Energy sensor | Z6 |  |  |  | MC063 | Slaidburn House |  |  | 0 | 0
MC063-B01 | MC063-B01/Z7 | AC System |  |  |  |  | Energy sensor | Z7 |  |  |  | MC063 | Slaidburn House |  |  | 0 | 0
MC061-B01 | MC061-B01/A1 | IC Comms from FurnessHouse |  |  |  |  | Energy sensor | A1 |  |  |  | MC061 | Energy Centre |  |  | 0 | 0
MC061-B01 | MC061-B01/A100 | IC Comms from Fylde |  |  |  |  | Energy sensor | A100 |  |  |  | MC061 | Energy Centre |  |  | 0 | 0
MC061-B01 | MC061-B01/A101 | IC Comms from Fylde |  |  |  |  | Energy sensor | A101 |  |  |  | MC061 | Energy Centre |  |  | 0 | 0
MC061-B01 | MC061-B01/A2 | IC Comms from Fylde |  |  |  |  | Energy sensor | A2 |  |  |  | MC061 | Energy Centre |  |  | 0 | 0
MC061-B01 | MC061-B01/A3 | IC Comms from Fylde |  |  |  |  | Energy sensor | A3 |  |  |  | MC061 | Energy Centre |  |  | 0 | 0
MC061-B01 | MC061-B01/A99 | IC Comms from FurnessHouse |  |  |  |  | Energy sensor | A99 |  |  |  | MC061 | Energy Centre |  |  | 0 | 0
MC061-B01 | MC061-B01/B1 | IC Comms |  |  |  |  | Energy sensor | B1 |  |  |  | MC061 | Energy Centre |  |  | 0 | 0
MC061-B01 | MC061-B01/C1 | Virtual CNC 1 |  |  |  |  | Energy sensor | C1 |  |  |  | MC061 | Energy Centre |  |  | 0 | 0
MC061-B01 | MC061-B01/D1 | Boiler No.1 |  |  |  |  | Energy sensor | D1 |  |  |  | MC061 | Energy Centre |  |  | 0 | 0
MC061-B01 | MC061-B01/D10 | LPHW Pump 1 Speed |  |  |  |  | Energy sensor | D10 |  |  |  | MC061 | Energy Centre |  |  | 0 | 0
MC061-B01 | MC061-B01/D11 | LPHW Pump 1 Enable |  |  |  |  | Energy sensor | D11 |  |  |  | MC061 | Energy Centre |  |  | 0 | 0
MC061-B01 | MC061-B01/D12 | LPHW Pump 2 Speed |  |  |  |  | Energy sensor | D12 |  |  |  | MC061 | Energy Centre |  |  | 0 | 0
MC061-B01 | MC061-B01/D13 | LPHW Pump 2 Enable |  |  |  |  | Energy sensor | D13 |  |  |  | MC061 | Energy Centre |  |  | 0 | 0
MC061-B01 | MC061-B01/D14 | LPHW Pump 3 Speed |  |  |  |  | Energy sensor | D14 |  |  |  | MC061 | Energy Centre |  |  | 0 | 0
MC061-B01 | MC061-B01/D15 | LPHW Pump 3 Enable |  |  |  |  | Energy sensor | D15 |  |  |  | MC061 | Energy Centre |  |  | 0 | 0
MC061-B01 | MC061-B01/D16 | LPHW Pump 4 Speed |  |  |  |  | Energy sensor | D16 |  |  |  | MC061 | Energy Centre |  |  | 0 | 0
MC061-B01 | MC061-B01/D17 | LPHW Pump 4 Enable |  |  |  |  | Energy sensor | D17 |  |  |  | MC061 | Energy Centre |  |  | 0 | 0
MC061-B01 | MC061-B01/D18 | DPCV Valve |  |  |  |  | Energy sensor | D18 |  |  |  | MC061 | Energy Centre |  |  | 0 | 0
MC061-B01 | MC061-B01/D19 | Fuel Oil Pump No.2 P07 |  |  |  |  | Energy sensor | D19 |  |  |  | MC061 | Energy Centre |  |  | 0 | 0
MC061-B01 | MC061-B01/D2 | Boiler No.1 Control Signal |  |  |  |  | Energy sensor | D2 |  |  |  | MC061 | Energy Centre |  |  | 0 | 0
MC061-B01 | MC061-B01/D20 | Fuel Oil Pump No.1 P06 |  |  |  |  | Energy sensor | D20 |  |  |  | MC061 | Energy Centre |  |  | 0 | 0
MC061-B01 | MC061-B01/D21 | Fuel Oil Pump 1 Speed |  |  |  |  | Energy sensor | D21 |  |  |  | MC061 | Energy Centre |  |  | 0 | 0
MC061-B01 | MC061-B01/D22 | Fuel Oil Pump 2 Speed |  |  |  |  | Energy sensor | D22 |  |  |  | MC061 | Energy Centre |  |  | 0 | 0
MC061-B01 | MC061-B01/D23 | VT Pump No.1 |  |  |  |  | Energy sensor | D23 |  |  |  | MC061 | Energy Centre |  |  | 0 | 0
MC061-B01 | MC061-B01/D24 | VT Pump No.2 |  |  |  |  | Energy sensor | D24 |  |  |  | MC061 | Energy Centre |  |  | 0 | 0
MC061-B01 | MC061-B01/D25 | Variable temperature circuit valve |  |  | 0 = Closed , 1 = Open |  | Energy sensor | D25 |  |  |  | MC061 | Energy Centre |  |  | 0 | 0
MC061-B01 | MC061-B01/D26 | CHP Critical Alarm Output |  |  |  |  | Energy sensor | D26 |  |  |  | MC061 | Energy Centre |  |  | 0 | 0
MC061-B01 | MC061-B01/D27 | CHP Enable |  |  |  |  | Energy sensor | D27 |  |  |  | MC061 | Energy Centre |  |  | 0 | 0
MC061-B01 | MC061-B01/D3 | Boiler No.1 Isol Valve |  |  |  |  | Energy sensor | D3 |  |  |  | MC061 | Energy Centre |  |  | 0 | 0
MC061-B01 | MC061-B01/D4 | Boiler No.2 |  |  |  |  | Energy sensor | D4 |  |  |  | MC061 | Energy Centre |  |  | 0 | 0
MC061-B01 | MC061-B01/D5 | Boiler No.2 Control Signal |  |  |  |  | Energy sensor | D5 |  |  |  | MC061 | Energy Centre |  |  | 0 | 0
MC061-B01 | MC061-B01/D6 | Boiler No.2 Isol Valve |  |  |  |  | Energy sensor | D6 |  |  |  | MC061 | Energy Centre |  |  | 0 | 0
MC061-B01 | MC061-B01/D7 | Boiler No.3 |  |  |  |  | Energy sensor | D7 |  |  |  | MC061 | Energy Centre |  |  | 0 | 0
MC061-B01 | MC061-B01/D8 | Boiler No.3 Control Signal |  |  |  |  | Energy sensor | D8 |  |  |  | MC061 | Energy Centre |  |  | 0 | 0
MC061-B01 | MC061-B01/D9 | Boiler No.3 Isol Valve |  |  |  |  | Energy sensor | D9 |  |  |  | MC061 | Energy Centre |  |  | 0 | 0
MC061-B01 | MC061-B01/e2 | Supervisor |  |  |  |  | Energy sensor | e2 |  |  |  | MC061 | Energy Centre |  |  | 0 | 0
MC061-B01 | MC061-B01/F1 | Function 1 |  |  |  |  | Energy sensor | F1 |  |  |  | MC061 | Energy Centre |  |  | 0 | 0
MC061-B01 | MC061-B01/F10 | Function 10 |  |  |  |  | Energy sensor | F10 |  |  |  | MC061 | Energy Centre |  |  | 0 | 0
MC061-B01 | MC061-B01/F102 | Function 102 |  |  |  |  | Energy sensor | F102 |  |  |  | MC061 | Energy Centre |  |  | 0 | 0
MC061-B01 | MC061-B01/F107 | Setpoint if Fossil 1st Stage |  |  |  |  | Energy sensor | F107 |  |  |  | MC061 | Energy Centre |  |  | 0 | 0
MC061-B01 | MC061-B01/F108 | Function 108 |  |  |  |  | Energy sensor | F108 |  |  |  | MC061 | Energy Centre |  |  | 0 | 0
MC061-B01 | MC061-B01/F109 | Function 109 |  |  |  |  | Energy sensor | F109 |  |  |  | MC061 | Energy Centre |  |  | 0 | 0
MC061-B01 | MC061-B01/F11 | Function 11 |  |  |  |  | Energy sensor | F11 |  |  |  | MC061 | Energy Centre |  |  | 0 | 0
MC061-B01 | MC061-B01/F110 | Fossil Setpoint |  |  |  |  | Energy sensor | F110 |  |  |  | MC061 | Energy Centre |  |  | 0 | 0
MC061-B01 | MC061-B01/F12 | Function 12 |  |  |  |  | Energy sensor | F12 |  |  |  | MC061 | Energy Centre |  |  | 0 | 0
MC061-B01 | MC061-B01/F13 | Function 13 |  |  |  |  | Energy sensor | F13 |  |  |  | MC061 | Energy Centre |  |  | 0 | 0
MC061-B01 | MC061-B01/F14 | Function 14 |  |  |  |  | Energy sensor | F14 |  |  |  | MC061 | Energy Centre |  |  | 0 | 0
MC061-B01 | MC061-B01/F15 | Max VT Blr Setp |  |  |  |  | Energy sensor | F15 |  |  |  | MC061 | Energy Centre |  |  | 0 | 0
MC061-B01 | MC061-B01/F16 | Function 16 |  |  |  |  | Energy sensor | F16 |  |  |  | MC061 | Energy Centre |  |  | 0 | 0
MC061-B01 | MC061-B01/F17 | Function 17 |  |  |  |  | Energy sensor | F17 |  |  |  | MC061 | Energy Centre |  |  | 0 | 0
MC061-B01 | MC061-B01/F18 | 2nd Stage if Fossil 3rd |  |  |  |  | Energy sensor | F18 |  |  |  | MC061 | Energy Centre |  |  | 0 | 0
MC061-B01 | MC061-B01/F19 | Function 19 |  |  |  |  | Energy sensor | F19 |  |  |  | MC061 | Energy Centre |  |  | 0 | 0
MC061-B01 | MC061-B01/F2 | Function 2 |  |  |  |  | Energy sensor | F2 |  |  |  | MC061 | Energy Centre |  |  | 0 | 0
MC061-B01 | MC061-B01/F20 | Psi |  |  |  |  | Energy sensor | F20 |  |  |  | MC061 | Energy Centre |  |  | 0 | 0
MC061-B01 | MC061-B01/F21 | Psi |  |  |  |  | Energy sensor | F21 |  |  |  | MC061 | Energy Centre |  |  | 0 | 0
MC061-B01 | MC061-B01/F22 | Function 22 |  |  |  |  | Energy sensor | F22 |  |  |  | MC061 | Energy Centre |  |  | 0 | 0
MC061-B01 | MC061-B01/F23 | Function 23 |  |  |  |  | Energy sensor | F23 |  |  |  | MC061 | Energy Centre |  |  | 0 | 0
MC061-B01 | MC061-B01/F24 | Function 24 |  |  |  |  | Energy sensor | F24 |  |  |  | MC061 | Energy Centre |  |  | 0 | 0
MC061-B01 | MC061-B01/F25 | Function 25 |  |  |  |  | Energy sensor | F25 |  |  |  | MC061 | Energy Centre |  |  | 0 | 0
MC061-B01 | MC061-B01/F26 | Function 26 |  |  |  |  | Energy sensor | F26 |  |  |  | MC061 | Energy Centre |  |  | 0 | 0
MC061-B01 | MC061-B01/F27 | 4Dix Value Decoder |  |  |  |  | Energy sensor | F27 |  |  |  | MC061 | Energy Centre |  |  | 0 | 0
MC061-B01 | MC061-B01/F28 | Function 28 |  |  |  |  | Energy sensor | F28 |  |  |  | MC061 | Energy Centre |  |  | 0 | 0
MC061-B01 | MC061-B01/F29 | 1st stage frost protection |  |  |  |  | Energy sensor | F29 |  |  |  | MC061 | Energy Centre |  |  | 0 | 0
MC061-B01 | MC061-B01/F3 | Function 3 |  |  |  |  | Energy sensor | F3 |  |  |  | MC061 | Energy Centre |  |  | 0 | 0
MC061-B01 | MC061-B01/F30 | 2nd stage frost protection |  |  | Degrees Celsius |  | Energy sensor | F30 |  |  |  | MC061 | Energy Centre |  |  | 0 | 0
MC061-B01 | MC061-B01/F31 | Function 31 |  |  |  |  | Energy sensor | F31 |  |  |  | MC061 | Energy Centre |  |  | 0 | 0
MC061-B01 | MC061-B01/F32 | Function 32 |  |  |  |  | Energy sensor | F32 |  |  |  | MC061 | Energy Centre |  |  | 0 | 0
MC061-B01 | MC061-B01/F33 | Function 33 |  |  |  |  | Energy sensor | F33 |  |  |  | MC061 | Energy Centre |  |  | 0 | 0
MC061-B01 | MC061-B01/F34 | Function 34 |  |  |  |  | Energy sensor | F34 |  |  |  | MC061 | Energy Centre |  |  | 0 | 0
MC061-B01 | MC061-B01/F35 | VT OAT Rescale |  |  |  |  | Energy sensor | F35 |  |  |  | MC061 | Energy Centre |  |  | 0 | 0
MC061-B01 | MC061-B01/F36 | Blr VT Setp |  |  |  |  | Energy sensor | F36 |  |  |  | MC061 | Energy Centre |  |  | 0 | 0
MC061-B01 | MC061-B01/F37 | Function 37 |  |  |  |  | Energy sensor | F37 |  |  |  | MC061 | Energy Centre |  |  | 0 | 0
MC061-B01 | MC061-B01/F38 | Function 38 |  |  |  |  | Energy sensor | F38 |  |  |  | MC061 | Energy Centre |  |  | 0 | 0
MC061-B01 | MC061-B01/F39 | Function 39 |  |  |  |  | Energy sensor | F39 |  |  |  | MC061 | Energy Centre |  |  | 0 | 0
MC061-B01 | MC061-B01/F4 | Function 4 |  |  |  |  | Energy sensor | F4 |  |  |  | MC061 | Energy Centre |  |  | 0 | 0
MC061-B01 | MC061-B01/F40 | 2nd Stage if Fossil 1st |  |  |  |  | Energy sensor | F40 |  |  |  | MC061 | Energy Centre |  |  | 0 | 0
MC061-B01 | MC061-B01/F41 | Function 41 |  |  |  |  | Energy sensor | F41 |  |  |  | MC061 | Energy Centre |  |  | 0 | 0
MC061-B01 | MC061-B01/F42 | Function 42 |  |  |  |  | Energy sensor | F42 |  |  |  | MC061 | Energy Centre |  |  | 0 | 0
MC061-B01 | MC061-B01/F43 | Boiler 1 Demand 2-10V |  |  |  |  | Energy sensor | F43 |  |  |  | MC061 | Energy Centre |  |  | 0 | 0
MC061-B01 | MC061-B01/F44 | 3rd Stage if Fossil 1st |  |  |  |  | Energy sensor | F44 |  |  |  | MC061 | Energy Centre |  |  | 0 | 0
MC061-B01 | MC061-B01/F45 | Function 45 |  |  |  |  | Energy sensor | F45 |  |  |  | MC061 | Energy Centre |  |  | 0 | 0
MC061-B01 | MC061-B01/F46 | Function 46 |  |  |  |  | Energy sensor | F46 |  |  |  | MC061 | Energy Centre |  |  | 0 | 0
MC061-B01 | MC061-B01/F47 | Boiler 2 Demand 2-10v |  |  |  |  | Energy sensor | F47 |  |  |  | MC061 | Energy Centre |  |  | 0 | 0
MC061-B01 | MC061-B01/F48 | Function 48 |  |  |  |  | Energy sensor | F48 |  |  |  | MC061 | Energy Centre |  |  | 0 | 0
MC061-B01 | MC061-B01/F49 | Function 49 |  |  |  |  | Energy sensor | F49 |  |  |  | MC061 | Energy Centre |  |  | 0 | 0
MC061-B01 | MC061-B01/F5 | Boiler Modulation Setpoint |  |  |  |  | Energy sensor | F5 |  |  |  | MC061 | Energy Centre |  |  | 0 | 0
MC061-B01 | MC061-B01/F50 | Function 50 |  |  |  |  | Energy sensor | F50 |  |  |  | MC061 | Energy Centre |  |  | 0 | 0
MC061-B01 | MC061-B01/F51 | Function 51 |  |  |  |  | Energy sensor | F51 |  |  |  | MC061 | Energy Centre |  |  | 0 | 0
MC061-B01 | MC061-B01/F57 | Function 57 |  |  |  |  | Energy sensor | F57 |  |  |  | MC061 | Energy Centre |  |  | 0 | 0
MC061-B01 | MC061-B01/F58 | Blr VT Setp |  |  |  |  | Energy sensor | F58 |  |  |  | MC061 | Energy Centre |  |  | 0 | 0
MC061-B01 | MC061-B01/F59 | Function 59 |  |  |  |  | Energy sensor | F59 |  |  |  | MC061 | Energy Centre |  |  | 0 | 0
MC061-B01 | MC061-B01/F6 | Max Modulation |  |  |  |  | Energy sensor | F6 |  |  |  | MC061 | Energy Centre |  |  | 0 | 0
MC061-B01 | MC061-B01/F60 | Function 60 |  |  |  |  | Energy sensor | F60 |  |  |  | MC061 | Energy Centre |  |  | 0 | 0
MC061-B01 | MC061-B01/F61 | Function 61 |  |  |  |  | Energy sensor | F61 |  |  |  | MC061 | Energy Centre |  |  | 0 | 0
MC061-B01 | MC061-B01/F62 | Function 62 |  |  |  |  | Energy sensor | F62 |  |  |  | MC061 | Energy Centre |  |  | 0 | 0
MC061-B01 | MC061-B01/F63 | Function 63 |  |  |  |  | Energy sensor | F63 |  |  |  | MC061 | Energy Centre |  |  | 0 | 0
MC061-B01 | MC061-B01/F64 | Function 64 |  |  |  |  | Energy sensor | F64 |  |  |  | MC061 | Energy Centre |  |  | 0 | 0
MC061-B01 | MC061-B01/F65 | Boiler 3 Demand 2-10v |  |  |  |  | Energy sensor | F65 |  |  |  | MC061 | Energy Centre |  |  | 0 | 0
MC061-B01 | MC061-B01/F67 | Calc VT Blr Setpoint |  |  |  |  | Energy sensor | F67 |  |  |  | MC061 | Energy Centre |  |  | 0 | 0
MC061-B01 | MC061-B01/F68 | Function 68 |  |  |  |  | Energy sensor | F68 |  |  |  | MC061 | Energy Centre |  |  | 0 | 0
MC061-B01 | MC061-B01/F69 | Function 69 |  |  |  |  | Energy sensor | F69 |  |  |  | MC061 | Energy Centre |  |  | 0 | 0
MC061-B01 | MC061-B01/F7 | Function 7 |  |  |  |  | Energy sensor | F7 |  |  |  | MC061 | Energy Centre |  |  | 0 | 0
MC061-B01 | MC061-B01/F75 | Boost |  |  | 0 = Off, 1 = On |  | Energy sensor | F75 |  |  |  | MC061 | Energy Centre |  |  | 0 | 0
MC061-B01 | MC061-B01/F79 | Function 79 |  |  |  |  | Energy sensor | F79 |  |  |  | MC061 | Energy Centre |  |  | 0 | 0
MC061-B01 | MC061-B01/F8 | Function 8 |  |  |  |  | Energy sensor | F8 |  |  |  | MC061 | Energy Centre |  |  | 0 | 0
MC061-B01 | MC061-B01/F80 | Function 80 |  |  |  |  | Energy sensor | F80 |  |  |  | MC061 | Energy Centre |  |  | 0 | 0
MC061-B01 | MC061-B01/F81 | Function 81 |  |  |  |  | Energy sensor | F81 |  |  |  | MC061 | Energy Centre |  |  | 0 | 0
MC061-B01 | MC061-B01/F82 | Function 82 |  |  |  |  | Energy sensor | F82 |  |  |  | MC061 | Energy Centre |  |  | 0 | 0
MC061-B01 | MC061-B01/F83 | Function 83 |  |  |  |  | Energy sensor | F83 |  |  |  | MC061 | Energy Centre |  |  | 0 | 0
MC061-B01 | MC061-B01/F84 | Function 84 |  |  |  |  | Energy sensor | F84 |  |  |  | MC061 | Energy Centre |  |  | 0 | 0
MC061-B01 | MC061-B01/F85 | P 1st Stage Blr |  |  |  |  | Energy sensor | F85 |  |  |  | MC061 | Energy Centre |  |  | 0 | 0
MC061-B01 | MC061-B01/F86 | Function 86 |  |  |  |  | Energy sensor | F86 |  |  |  | MC061 | Energy Centre |  |  | 0 | 0
MC061-B01 | MC061-B01/F87 | Function 87 |  |  |  |  | Energy sensor | F87 |  |  |  | MC061 | Energy Centre |  |  | 0 | 0
MC061-B01 | MC061-B01/F88 | Function 88 |  |  |  |  | Energy sensor | F88 |  |  |  | MC061 | Energy Centre |  |  | 0 | 0
MC061-B01 | MC061-B01/F89 | Function 89 |  |  |  |  | Energy sensor | F89 |  |  |  | MC061 | Energy Centre |  |  | 0 | 0
MC061-B01 | MC061-B01/F9 | Function 9 |  |  |  |  | Energy sensor | F9 |  |  |  | MC061 | Energy Centre |  |  | 0 | 0
MC061-B01 | MC061-B01/F90 | Function 90 |  |  |  |  | Energy sensor | F90 |  |  |  | MC061 | Energy Centre |  |  | 0 | 0
MC061-B01 | MC061-B01/F92 | Function 92 |  |  |  |  | Energy sensor | F92 |  |  |  | MC061 | Energy Centre |  |  | 0 | 0
MC061-B01 | MC061-B01/F93 | On Delay Between Boiler Stages |  |  |  |  | Energy sensor | F93 |  |  |  | MC061 | Energy Centre |  |  | 0 | 0
MC061-B01 | MC061-B01/F94 | Function 94 |  |  |  |  | Energy sensor | F94 |  |  |  | MC061 | Energy Centre |  |  | 0 | 0
MC061-B01 | MC061-B01/F97 | Boost Enabled |  |  |  |  | Energy sensor | F97 |  |  |  | MC061 | Energy Centre |  |  | 0 | 0
MC061-B01 | MC061-B01/F99 | Max Winter Overide Enabled |  |  |  |  | Energy sensor | F99 |  |  |  | MC061 | Energy Centre |  |  | 0 | 0
MC061-B01 | MC061-B01/G1 | LPHW Enable |  |  |  |  | Energy sensor | G1 |  |  |  | MC061 | Energy Centre |  |  | 0 | 0
MC061-B01 | MC061-B01/G10 | Logic 10 |  |  |  |  | Energy sensor | G10 |  |  |  | MC061 | Energy Centre |  |  | 0 | 0
MC061-B01 | MC061-B01/G100 | 3 Boilers Enabled 85% run |  |  |  |  | Energy sensor | G100 |  |  |  | MC061 | Energy Centre |  |  | 0 | 0
MC061-B01 | MC061-B01/G101 | Logic 101 |  |  |  |  | Energy sensor | G101 |  |  |  | MC061 | Energy Centre |  |  | 0 | 0
MC061-B01 | MC061-B01/G102 | Logic 102 |  |  |  |  | Energy sensor | G102 |  |  |  | MC061 | Energy Centre |  |  | 0 | 0
MC061-B01 | MC061-B01/G103 | Logic 103 |  |  |  |  | Energy sensor | G103 |  |  |  | MC061 | Energy Centre |  |  | 0 | 0
MC061-B01 | MC061-B01/G104 | Logic 104 |  |  |  |  | Energy sensor | G104 |  |  |  | MC061 | Energy Centre |  |  | 0 | 0
MC061-B01 | MC061-B01/G105 | Logic 105 |  |  |  |  | Energy sensor | G105 |  |  |  | MC061 | Energy Centre |  |  | 0 | 0
MC061-B01 | MC061-B01/G106 | Logic 106 |  |  |  |  | Energy sensor | G106 |  |  |  | MC061 | Energy Centre |  |  | 0 | 0
MC061-B01 | MC061-B01/G107 | Pump 3 Hrs Run |  |  |  |  | Energy sensor | G107 |  |  |  | MC061 | Energy Centre |  |  | 0 | 0
MC061-B01 | MC061-B01/G108 | Boiler Fail Alarm |  |  |  |  | Energy sensor | G108 |  |  |  | MC061 | Energy Centre |  |  | 0 | 0
MC061-B01 | MC061-B01/G109 | Logic 109 |  |  |  |  | Energy sensor | G109 |  |  |  | MC061 | Energy Centre |  |  | 0 | 0
MC061-B01 | MC061-B01/G11 | Logic 11 |  |  |  |  | Energy sensor | G11 |  |  |  | MC061 | Energy Centre |  |  | 0 | 0
MC061-B01 | MC061-B01/G110 | Logic 110 |  |  |  |  | Energy sensor | G110 |  |  |  | MC061 | Energy Centre |  |  | 0 | 0
MC061-B01 | MC061-B01/G111 | Logic 111 |  |  |  |  | Energy sensor | G111 |  |  |  | MC061 | Energy Centre |  |  | 0 | 0
MC061-B01 | MC061-B01/G112 | Logic 112 |  |  |  |  | Energy sensor | G112 |  |  |  | MC061 | Energy Centre |  |  | 0 | 0
MC061-B01 | MC061-B01/G113 | Pump 4 Hrs Run |  |  |  |  | Energy sensor | G113 |  |  |  | MC061 | Energy Centre |  |  | 0 | 0
MC061-B01 | MC061-B01/G114 | Boiler 1 Run Hrs |  |  |  |  | Energy sensor | G114 |  |  |  | MC061 | Energy Centre |  |  | 0 | 0
MC061-B01 | MC061-B01/G115 | Boiler 2 Run Hrs |  |  |  |  | Energy sensor | G115 |  |  |  | MC061 | Energy Centre |  |  | 0 | 0
MC061-B01 | MC061-B01/G116 | Boiler 3 Run Hrs |  |  |  |  | Energy sensor | G116 |  |  |  | MC061 | Energy Centre |  |  | 0 | 0
MC061-B01 | MC061-B01/G117 | VT pump 1 Run Hrs |  |  |  |  | Energy sensor | G117 |  |  |  | MC061 | Energy Centre |  |  | 0 | 0
MC061-B01 | MC061-B01/G118 | VT pump 2 Run Hrs |  |  |  |  | Energy sensor | G118 |  |  |  | MC061 | Energy Centre |  |  | 0 | 0
MC061-B01 | MC061-B01/G119 | Boiler Hrs Reset |  |  |  |  | Energy sensor | G119 |  |  |  | MC061 | Energy Centre |  |  | 0 | 0
MC061-B01 | MC061-B01/G12 | Logic 12 |  |  |  |  | Energy sensor | G12 |  |  |  | MC061 | Energy Centre |  |  | 0 | 0
MC061-B01 | MC061-B01/G120 | Logic 120 |  |  |  |  | Energy sensor | G120 |  |  |  | MC061 | Energy Centre |  |  | 0 | 0
MC061-B01 | MC061-B01/G121 | how G208 was 06-10-15 |  |  |  |  | Energy sensor | G121 |  |  |  | MC061 | Energy Centre |  |  | 0 | 0
MC061-B01 | MC061-B01/G122 | Boilers in Fault |  |  |  |  | Energy sensor | G122 |  |  |  | MC061 | Energy Centre |  |  | 0 | 0
MC061-B01 | MC061-B01/G123 | Boilers in Fault |  |  |  |  | Energy sensor | G123 |  |  |  | MC061 | Energy Centre |  |  | 0 | 0
MC061-B01 | MC061-B01/G124 | Logic 124 |  |  |  |  | Energy sensor | G124 |  |  |  | MC061 | Energy Centre |  |  | 0 | 0
MC061-B01 | MC061-B01/G125 | Logic 125 |  |  |  |  | Energy sensor | G125 |  |  |  | MC061 | Energy Centre |  |  | 0 | 0
MC061-B01 | MC061-B01/G126 | Logic 126 |  |  |  |  | Energy sensor | G126 |  |  |  | MC061 | Energy Centre |  |  | 0 | 0
MC061-B01 | MC061-B01/G127 | CHP_running by Deduction |  |  |  |  | Energy sensor | G127 |  |  |  | MC061 | Energy Centre |  |  | 0 | 0
MC061-B01 | MC061-B01/G128 | Logic 128 |  |  |  |  | Energy sensor | G128 |  |  |  | MC061 | Energy Centre |  |  | 0 | 0
MC061-B01 | MC061-B01/G129 | Logic 129 |  |  |  |  | Energy sensor | G129 |  |  |  | MC061 | Energy Centre |  |  | 0 | 0
MC061-B01 | MC061-B01/G13 | Heating Pump Flow |  |  |  |  | Energy sensor | G13 |  |  |  | MC061 | Energy Centre |  |  | 0 | 0
MC061-B01 | MC061-B01/G130 | Logic 130 |  |  |  |  | Energy sensor | G130 |  |  |  | MC061 | Energy Centre |  |  | 0 | 0
MC061-B01 | MC061-B01/G131 | Logic 131 |  |  |  |  | Energy sensor | G131 |  |  |  | MC061 | Energy Centre |  |  | 0 | 0
MC061-B01 | MC061-B01/G132 | Logic 132 |  |  |  |  | Energy sensor | G132 |  |  |  | MC061 | Energy Centre |  |  | 0 | 0
MC061-B01 | MC061-B01/G133 | Logic 133 |  |  |  |  | Energy sensor | G133 |  |  |  | MC061 | Energy Centre |  |  | 0 | 0
MC061-B01 | MC061-B01/G134 | Logic 134 |  |  |  |  | Energy sensor | G134 |  |  |  | MC061 | Energy Centre |  |  | 0 | 0
MC061-B01 | MC061-B01/G135 | Logic 135 |  |  |  |  | Energy sensor | G135 |  |  |  | MC061 | Energy Centre |  |  | 0 | 0
MC061-B01 | MC061-B01/G136 | Logic 136 |  |  |  |  | Energy sensor | G136 |  |  |  | MC061 | Energy Centre |  |  | 0 | 0
MC061-B01 | MC061-B01/G137 | Logic 137 |  |  |  |  | Energy sensor | G137 |  |  |  | MC061 | Energy Centre |  |  | 0 | 0
MC061-B01 | MC061-B01/G138 | Logic 138 |  |  |  |  | Energy sensor | G138 |  |  |  | MC061 | Energy Centre |  |  | 0 | 0
MC061-B01 | MC061-B01/G139 | Logic 139 |  |  |  |  | Energy sensor | G139 |  |  |  | MC061 | Energy Centre |  |  | 0 | 0
MC061-B01 | MC061-B01/G14 | Logic 14 |  |  |  |  | Energy sensor | G14 |  |  |  | MC061 | Energy Centre |  |  | 0 | 0
MC061-B01 | MC061-B01/G140 | Logic 140 |  |  |  |  | Energy sensor | G140 |  |  |  | MC061 | Energy Centre |  |  | 0 | 0
MC061-B01 | MC061-B01/G141 | Logic 141 |  |  |  |  | Energy sensor | G141 |  |  |  | MC061 | Energy Centre |  |  | 0 | 0
MC061-B01 | MC061-B01/G142 | Logic 142 |  |  |  |  | Energy sensor | G142 |  |  |  | MC061 | Energy Centre |  |  | 0 | 0
MC061-B01 | MC061-B01/G143 | Logic 143 |  |  |  |  | Energy sensor | G143 |  |  |  | MC061 | Energy Centre |  |  | 0 | 0
MC061-B01 | MC061-B01/G144 | CHP Reqd |  |  |  |  | Energy sensor | G144 |  |  |  | MC061 | Energy Centre |  |  | 0 | 0
MC061-B01 | MC061-B01/G145 | Workshop VT Heating Reqd |  |  |  |  | Energy sensor | G145 |  |  |  | MC061 | Energy Centre |  |  | 0 | 0
MC061-B01 | MC061-B01/G146 | Logic 146 |  |  |  |  | Energy sensor | G146 |  |  |  | MC061 | Energy Centre |  |  | 0 | 0
MC061-B01 | MC061-B01/G147 | Logic 147 |  |  |  |  | Energy sensor | G147 |  |  |  | MC061 | Energy Centre |  |  | 0 | 0
MC061-B01 | MC061-B01/G148 | Logic 148 |  |  |  |  | Energy sensor | G148 |  |  |  | MC061 | Energy Centre |  |  | 0 | 0
MC061-B01 | MC061-B01/G149 | Biomass Demand |  |  |  |  | Energy sensor | G149 |  |  |  | MC061 | Energy Centre |  |  | 0 | 0
MC061-B01 | MC061-B01/G15 | Duty Pumps 123 |  |  |  |  | Energy sensor | G15 |  |  |  | MC061 | Energy Centre |  |  | 0 | 0
MC061-B01 | MC061-B01/G150 | MainCT_Pumps_Reqd |  |  |  |  | Energy sensor | G150 |  |  |  | MC061 | Energy Centre |  |  | 0 | 0
MC061-B01 | MC061-B01/G151 | Biomass_Univ_PumpDmnd |  |  |  |  | Energy sensor | G151 |  |  |  | MC061 | Energy Centre |  |  | 0 | 0
MC061-B01 | MC061-B01/G152 | Logic 152 |  |  |  |  | Energy sensor | G152 |  |  |  | MC061 | Energy Centre |  |  | 0 | 0
MC061-B01 | MC061-B01/G153 | Logic 153 |  |  |  |  | Energy sensor | G153 |  |  |  | MC061 | Energy Centre |  |  | 0 | 0
MC061-B01 | MC061-B01/G154 | Logic 154 |  |  |  |  | Energy sensor | G154 |  |  |  | MC061 | Energy Centre |  |  | 0 | 0
MC061-B01 | MC061-B01/G155 | Logic 155 |  |  |  |  | Energy sensor | G155 |  |  |  | MC061 | Energy Centre |  |  | 0 | 0
MC061-B01 | MC061-B01/G156 | Logic 156 |  |  |  |  | Energy sensor | G156 |  |  |  | MC061 | Energy Centre |  |  | 0 | 0
MC061-B01 | MC061-B01/G157 | CHP Enable |  |  |  |  | Energy sensor | G157 |  |  |  | MC061 | Energy Centre |  |  | 0 | 0
MC061-B01 | MC061-B01/G159 | Logic 159 |  |  |  |  | Energy sensor | G159 |  |  |  | MC061 | Energy Centre |  |  | 0 | 0
MC061-B01 | MC061-B01/G16 | Duty Pumps 234 |  |  |  |  | Energy sensor | G16 |  |  |  | MC061 | Energy Centre |  |  | 0 | 0
MC061-B01 | MC061-B01/G160 | Logic 160 |  |  |  |  | Energy sensor | G160 |  |  |  | MC061 | Energy Centre |  |  | 0 | 0
MC061-B01 | MC061-B01/G161 | Logic 161 |  |  |  |  | Energy sensor | G161 |  |  |  | MC061 | Energy Centre |  |  | 0 | 0
MC061-B01 | MC061-B01/G162 | Logic 162 |  |  |  |  | Energy sensor | G162 |  |  |  | MC061 | Energy Centre |  |  | 0 | 0
MC061-B01 | MC061-B01/G164 | Generator Running |  |  |  |  | Energy sensor | G164 |  |  |  | MC061 | Energy Centre |  |  | 0 | 0
MC061-B01 | MC061-B01/G165 | Logic 165 |  |  |  |  | Energy sensor | G165 |  |  |  | MC061 | Energy Centre |  |  | 0 | 0
MC061-B01 | MC061-B01/G166 | Logic 166 |  |  |  |  | Energy sensor | G166 |  |  |  | MC061 | Energy Centre |  |  | 0 | 0
MC061-B01 | MC061-B01/G167 | P 2nd Stage Blr |  |  |  |  | Energy sensor | G167 |  |  |  | MC061 | Energy Centre |  |  | 0 | 0
MC061-B01 | MC061-B01/G168 | P 3rd Stage Blr |  |  |  |  | Energy sensor | G168 |  |  |  | MC061 | Energy Centre |  |  | 0 | 0
MC061-B01 | MC061-B01/G17 | Duty pumps 341 |  |  |  |  | Energy sensor | G17 |  |  |  | MC061 | Energy Centre |  |  | 0 | 0
MC061-B01 | MC061-B01/G170 | Tuesday |  |  |  |  | Energy sensor | G170 |  |  |  | MC061 | Energy Centre |  |  | 0 | 0
MC061-B01 | MC061-B01/G171 | Tuesday_Rotation |  |  |  |  | Energy sensor | G171 |  |  |  | MC061 | Energy Centre |  |  | 0 | 0
MC061-B01 | MC061-B01/G172 | Logic 172 |  |  |  |  | Energy sensor | G172 |  |  |  | MC061 | Energy Centre |  |  | 0 | 0
MC061-B01 | MC061-B01/G173 | Logic 173 |  |  |  |  | Energy sensor | G173 |  |  |  | MC061 | Energy Centre |  |  | 0 | 0
MC061-B01 | MC061-B01/G174 | Blr Seq 123 |  |  |  |  | Energy sensor | G174 |  |  |  | MC061 | Energy Centre |  |  | 0 | 0
MC061-B01 | MC061-B01/G175 | Blr Seq 231 |  |  |  |  | Energy sensor | G175 |  |  |  | MC061 | Energy Centre |  |  | 0 | 0
MC061-B01 | MC061-B01/G176 | Blr Seq 312 |  |  |  |  | Energy sensor | G176 |  |  |  | MC061 | Energy Centre |  |  | 0 | 0
MC061-B01 | MC061-B01/G178 | Logic 178 |  |  |  |  | Energy sensor | G178 |  |  |  | MC061 | Energy Centre |  |  | 0 | 0
MC061-B01 | MC061-B01/G18 | Duty Pumps 412 |  |  |  |  | Energy sensor | G18 |  |  |  | MC061 | Energy Centre |  |  | 0 | 0
MC061-B01 | MC061-B01/G181 | Logic 181 |  |  |  |  | Energy sensor | G181 |  |  |  | MC061 | Energy Centre |  |  | 0 | 0
MC061-B01 | MC061-B01/G182 | Logic 182 |  |  |  |  | Energy sensor | G182 |  |  |  | MC061 | Energy Centre |  |  | 0 | 0
MC061-B01 | MC061-B01/G183 | Ble Seq Reset |  |  |  |  | Energy sensor | G183 |  |  |  | MC061 | Energy Centre |  |  | 0 | 0
MC061-B01 | MC061-B01/G184 | Logic 184 |  |  |  |  | Energy sensor | G184 |  |  |  | MC061 | Energy Centre |  |  | 0 | 0
MC061-B01 | MC061-B01/G185 | Logic 185 |  |  |  |  | Energy sensor | G185 |  |  |  | MC061 | Energy Centre |  |  | 0 | 0
MC061-B01 | MC061-B01/G186 | Logic 186 |  |  |  |  | Energy sensor | G186 |  |  |  | MC061 | Energy Centre |  |  | 0 | 0
MC061-B01 | MC061-B01/G187 | Logic 187 |  |  |  |  | Energy sensor | G187 |  |  |  | MC061 | Energy Centre |  |  | 0 | 0
MC061-B01 | MC061-B01/G188 | Boiler No1 Enable |  |  |  |  | Energy sensor | G188 |  |  |  | MC061 | Energy Centre |  |  | 0 | 0
MC061-B01 | MC061-B01/G189 | Logic 189 |  |  |  |  | Energy sensor | G189 |  |  |  | MC061 | Energy Centre |  |  | 0 | 0
MC061-B01 | MC061-B01/G19 | Pump 1 Hrs Run |  |  |  |  | Energy sensor | G19 |  |  |  | MC061 | Energy Centre |  |  | 0 | 0
MC061-B01 | MC061-B01/G190 | Boiler No3 Enable |  |  |  |  | Energy sensor | G190 |  |  |  | MC061 | Energy Centre |  |  | 0 | 0
MC061-B01 | MC061-B01/G191 | Logic 191 |  |  |  |  | Energy sensor | G191 |  |  |  | MC061 | Energy Centre |  |  | 0 | 0
MC061-B01 | MC061-B01/G192 | PI 1st Stage Blr |  |  |  |  | Energy sensor | G192 |  |  |  | MC061 | Energy Centre |  |  | 0 | 0
MC061-B01 | MC061-B01/G193 | Logic 193 |  |  |  |  | Energy sensor | G193 |  |  |  | MC061 | Energy Centre |  |  | 0 | 0
MC061-B01 | MC061-B01/G194 | Logic 194 |  |  |  |  | Energy sensor | G194 |  |  |  | MC061 | Energy Centre |  |  | 0 | 0
MC061-B01 | MC061-B01/G199 | Boiler No2 Enable |  |  |  |  | Energy sensor | G199 |  |  |  | MC061 | Energy Centre |  |  | 0 | 0
MC061-B01 | MC061-B01/G2 | Blr 1 Enable |  |  |  |  | Energy sensor | G2 |  |  |  | MC061 | Energy Centre |  |  | 0 | 0
MC061-B01 | MC061-B01/G20 | Pump 2 Hrs Run |  |  |  |  | Energy sensor | G20 |  |  |  | MC061 | Energy Centre |  |  | 0 | 0
MC061-B01 | MC061-B01/G207 | Logic 207 |  |  |  |  | Energy sensor | G207 |  |  |  | MC061 | Energy Centre |  |  | 0 | 0
MC061-B01 | MC061-B01/G208 | Logic 208 |  |  |  |  | Energy sensor | G208 |  |  |  | MC061 | Energy Centre |  |  | 0 | 0
MC061-B01 | MC061-B01/G209 | Logic 209 |  |  |  |  | Energy sensor | G209 |  |  |  | MC061 | Energy Centre |  |  | 0 | 0
MC061-B01 | MC061-B01/G21 | Logic 21 |  |  |  |  | Energy sensor | G21 |  |  |  | MC061 | Energy Centre |  |  | 0 | 0
MC061-B01 | MC061-B01/G210 | Logic 210 |  |  |  |  | Energy sensor | G210 |  |  |  | MC061 | Energy Centre |  |  | 0 | 0
MC061-B01 | MC061-B01/G211 | Logic 211 |  |  |  |  | Energy sensor | G211 |  |  |  | MC061 | Energy Centre |  |  | 0 | 0
MC061-B01 | MC061-B01/G212 | PI 2nd Stage Blr |  |  |  |  | Energy sensor | G212 |  |  |  | MC061 | Energy Centre |  |  | 0 | 0
MC061-B01 | MC061-B01/G213 | Logic 213 |  |  |  |  | Energy sensor | G213 |  |  |  | MC061 | Energy Centre |  |  | 0 | 0
MC061-B01 | MC061-B01/G214 | Logic 214 |  |  |  |  | Energy sensor | G214 |  |  |  | MC061 | Energy Centre |  |  | 0 | 0
MC061-B01 | MC061-B01/G215 | PI 3rd Stage Blr |  |  |  |  | Energy sensor | G215 |  |  |  | MC061 | Energy Centre |  |  | 0 | 0
MC061-B01 | MC061-B01/G216 | Lead boiler enable |  |  | 0 = Off, 1 = On |  | Energy sensor | G216 |  |  |  | MC061 | Energy Centre |  |  | 0 | 0
MC061-B01 | MC061-B01/G217 | Fossil Fuels CHP Biomass |  |  |  |  | Energy sensor | G217 |  |  |  | MC061 | Energy Centre |  |  | 0 | 0
MC061-B01 | MC061-B01/G218 | Biomass CHP Fossil Fuels |  |  |  |  | Energy sensor | G218 |  |  |  | MC061 | Energy Centre |  |  | 0 | 0
MC061-B01 | MC061-B01/G219 | Fossil Fuels Biomass CHP |  |  |  |  | Energy sensor | G219 |  |  |  | MC061 | Energy Centre |  |  | 0 | 0
MC061-B01 | MC061-B01/G22 | Logic 22 |  |  |  |  | Energy sensor | G22 |  |  |  | MC061 | Energy Centre |  |  | 0 | 0
MC061-B01 | MC061-B01/G220 | CHP Biomass Fossil Fuels |  |  |  |  | Energy sensor | G220 |  |  |  | MC061 | Energy Centre |  |  | 0 | 0
MC061-B01 | MC061-B01/G221 | CHP Enable Elec Gen |  |  |  |  | Energy sensor | G221 |  |  |  | MC061 | Energy Centre |  |  | 0 | 0
MC061-B01 | MC061-B01/G222 | Heating Pump For CHP Heat Diss |  |  |  |  | Energy sensor | G222 |  |  |  | MC061 | Energy Centre |  |  | 0 | 0
MC061-B01 | MC061-B01/G223 | Lag Boiler Enable |  |  |  |  | Energy sensor | G223 |  |  |  | MC061 | Energy Centre |  |  | 0 | 0
MC061-B01 | MC061-B01/G224 | Lag Lag Boiler Enable |  |  |  |  | Energy sensor | G224 |  |  |  | MC061 | Energy Centre |  |  | 0 | 0
MC061-B01 | MC061-B01/G23 | Logic 23 |  |  |  |  | Energy sensor | G23 |  |  |  | MC061 | Energy Centre |  |  | 0 | 0
MC061-B01 | MC061-B01/G24 | Logic 24 |  |  |  |  | Energy sensor | G24 |  |  |  | MC061 | Energy Centre |  |  | 0 | 0
MC061-B01 | MC061-B01/G25 | Pressure OK |  |  |  |  | Energy sensor | G25 |  |  |  | MC061 | Energy Centre |  |  | 0 | 0
MC061-B01 | MC061-B01/G26 | Logic 26 |  |  |  |  | Energy sensor | G26 |  |  |  | MC061 | Energy Centre |  |  | 0 | 0
MC061-B01 | MC061-B01/G27 | Logic 27 |  |  |  |  | Energy sensor | G27 |  |  |  | MC061 | Energy Centre |  |  | 0 | 0
MC061-B01 | MC061-B01/G28 | Logic 28 |  |  |  |  | Energy sensor | G28 |  |  |  | MC061 | Energy Centre |  |  | 0 | 0
MC061-B01 | MC061-B01/G29 | Logic 29 |  |  |  |  | Energy sensor | G29 |  |  |  | MC061 | Energy Centre |  |  | 0 | 0
MC061-B01 | MC061-B01/G3 | Logic 3 |  |  |  |  | Energy sensor | G3 |  |  |  | MC061 | Energy Centre |  |  | 0 | 0
MC061-B01 | MC061-B01/G30 | Logic 30 |  |  |  |  | Energy sensor | G30 |  |  |  | MC061 | Energy Centre |  |  | 0 | 0
MC061-B01 | MC061-B01/G31 | Logic 31 |  |  |  |  | Energy sensor | G31 |  |  |  | MC061 | Energy Centre |  |  | 0 | 0
MC061-B01 | MC061-B01/G32 | Logic 32 |  |  |  |  | Energy sensor | G32 |  |  |  | MC061 | Energy Centre |  |  | 0 | 0
MC061-B01 | MC061-B01/G33 | Logic 33 |  |  |  |  | Energy sensor | G33 |  |  |  | MC061 | Energy Centre |  |  | 0 | 0
MC061-B01 | MC061-B01/G34 | Logic 34 |  |  |  |  | Energy sensor | G34 |  |  |  | MC061 | Energy Centre |  |  | 0 | 0
MC061-B01 | MC061-B01/G35 | Logic 35 |  |  |  |  | Energy sensor | G35 |  |  |  | MC061 | Energy Centre |  |  | 0 | 0
MC061-B01 | MC061-B01/G36 | Any Pump Fail |  |  |  |  | Energy sensor | G36 |  |  |  | MC061 | Energy Centre |  |  | 0 | 0
MC061-B01 | MC061-B01/G37 | Boiler 1 in Overide |  |  |  |  | Energy sensor | G37 |  |  |  | MC061 | Energy Centre |  |  | 0 | 0
MC061-B01 | MC061-B01/G38 | Boiler 2 in Overide |  |  |  |  | Energy sensor | G38 |  |  |  | MC061 | Energy Centre |  |  | 0 | 0
MC061-B01 | MC061-B01/G39 | CHP Fault |  |  |  |  | Energy sensor | G39 |  |  |  | MC061 | Energy Centre |  |  | 0 | 0
MC061-B01 | MC061-B01/G4 | Htg or Frost Enable |  |  |  |  | Energy sensor | G4 |  |  |  | MC061 | Energy Centre |  |  | 0 | 0
MC061-B01 | MC061-B01/G40 | Oil Fill Point Alarm |  |  |  |  | Energy sensor | G40 |  |  |  | MC061 | Energy Centre |  |  | 0 | 0
MC061-B01 | MC061-B01/G41 | Logic 41 |  |  |  |  | Energy sensor | G41 |  |  |  | MC061 | Energy Centre |  |  | 0 | 0
MC061-B01 | MC061-B01/G42 | Logic 42 |  |  |  |  | Energy sensor | G42 |  |  |  | MC061 | Energy Centre |  |  | 0 | 0
MC061-B01 | MC061-B01/G43 | Logic 43 |  |  |  |  | Energy sensor | G43 |  |  |  | MC061 | Energy Centre |  |  | 0 | 0
MC061-B01 | MC061-B01/G44 | Logic 44 |  |  |  |  | Energy sensor | G44 |  |  |  | MC061 | Energy Centre |  |  | 0 | 0
MC061-B01 | MC061-B01/G45 | Logic 45 |  |  |  |  | Energy sensor | G45 |  |  |  | MC061 | Energy Centre |  |  | 0 | 0
MC061-B01 | MC061-B01/G46 | Logic 46 |  |  |  |  | Energy sensor | G46 |  |  |  | MC061 | Energy Centre |  |  | 0 | 0
MC061-B01 | MC061-B01/G47 | Logic 47 |  |  |  |  | Energy sensor | G47 |  |  |  | MC061 | Energy Centre |  |  | 0 | 0
MC061-B01 | MC061-B01/G48 | Logic 48 |  |  |  |  | Energy sensor | G48 |  |  |  | MC061 | Energy Centre |  |  | 0 | 0
MC061-B01 | MC061-B01/G49 | Logic 49 |  |  |  |  | Energy sensor | G49 |  |  |  | MC061 | Energy Centre |  |  | 0 | 0
MC061-B01 | MC061-B01/G5 | Logic 5 |  |  |  |  | Energy sensor | G5 |  |  |  | MC061 | Energy Centre |  |  | 0 | 0
MC061-B01 | MC061-B01/G50 | Logic 50 |  |  |  |  | Energy sensor | G50 |  |  |  | MC061 | Energy Centre |  |  | 0 | 0
MC061-B01 | MC061-B01/G51 | Logic 51 |  |  |  |  | Energy sensor | G51 |  |  |  | MC061 | Energy Centre |  |  | 0 | 0
MC061-B01 | MC061-B01/G52 | Logic 52 |  |  |  |  | Energy sensor | G52 |  |  |  | MC061 | Energy Centre |  |  | 0 | 0
MC061-B01 | MC061-B01/G53 | Logic 53 |  |  |  |  | Energy sensor | G53 |  |  |  | MC061 | Energy Centre |  |  | 0 | 0
MC061-B01 | MC061-B01/G54 | Logic 54 |  |  |  |  | Energy sensor | G54 |  |  |  | MC061 | Energy Centre |  |  | 0 | 0
MC061-B01 | MC061-B01/G55 | Fuel Oil Pump No.2 |  |  |  |  | Energy sensor | G55 |  |  |  | MC061 | Energy Centre |  |  | 0 | 0
MC061-B01 | MC061-B01/G56 | Fuel Oil Pump No.1 |  |  |  |  | Energy sensor | G56 |  |  |  | MC061 | Energy Centre |  |  | 0 | 0
MC061-B01 | MC061-B01/G57 | Oil Fuel Pumps Enable |  |  |  |  | Energy sensor | G57 |  |  |  | MC061 | Energy Centre |  |  | 0 | 0
MC061-B01 | MC061-B01/G58 | Logic 58 |  |  |  |  | Energy sensor | G58 |  |  |  | MC061 | Energy Centre |  |  | 0 | 0
MC061-B01 | MC061-B01/G59 | Logic 59 |  |  |  |  | Energy sensor | G59 |  |  |  | MC061 | Energy Centre |  |  | 0 | 0
MC061-B01 | MC061-B01/G6 | Blr 2 Enable |  |  |  |  | Energy sensor | G6 |  |  |  | MC061 | Energy Centre |  |  | 0 | 0
MC061-B01 | MC061-B01/G60 | Logic 60 |  |  |  |  | Energy sensor | G60 |  |  |  | MC061 | Energy Centre |  |  | 0 | 0
MC061-B01 | MC061-B01/G61 | Logic 61 |  |  |  |  | Energy sensor | G61 |  |  |  | MC061 | Energy Centre |  |  | 0 | 0
MC061-B01 | MC061-B01/G62 | Logic 62 |  |  |  |  | Energy sensor | G62 |  |  |  | MC061 | Energy Centre |  |  | 0 | 0
MC061-B01 | MC061-B01/G63 | Logic 63 |  |  |  |  | Energy sensor | G63 |  |  |  | MC061 | Energy Centre |  |  | 0 | 0
MC061-B01 | MC061-B01/G64 | Logic 64 |  |  |  |  | Energy sensor | G64 |  |  |  | MC061 | Energy Centre |  |  | 0 | 0
MC061-B01 | MC061-B01/G65 | Logic 65 |  |  |  |  | Energy sensor | G65 |  |  |  | MC061 | Energy Centre |  |  | 0 | 0
MC061-B01 | MC061-B01/G66 | Logic 66 |  |  |  |  | Energy sensor | G66 |  |  |  | MC061 | Energy Centre |  |  | 0 | 0
MC061-B01 | MC061-B01/G67 | Logic 67 |  |  |  |  | Energy sensor | G67 |  |  |  | MC061 | Energy Centre |  |  | 0 | 0
MC061-B01 | MC061-B01/G68 | VT Pump No.1 |  |  |  |  | Energy sensor | G68 |  |  |  | MC061 | Energy Centre |  |  | 0 | 0
MC061-B01 | MC061-B01/G69 | VT Pump No.2 |  |  |  |  | Energy sensor | G69 |  |  |  | MC061 | Energy Centre |  |  | 0 | 0
MC061-B01 | MC061-B01/G7 | Logic 7 |  |  |  |  | Energy sensor | G7 |  |  |  | MC061 | Energy Centre |  |  | 0 | 0
MC061-B01 | MC061-B01/G70 | Logic 70 |  |  |  |  | Energy sensor | G70 |  |  |  | MC061 | Energy Centre |  |  | 0 | 0
MC061-B01 | MC061-B01/G71 | Logic 71 |  |  |  |  | Energy sensor | G71 |  |  |  | MC061 | Energy Centre |  |  | 0 | 0
MC061-B01 | MC061-B01/G72 | Logic 72 |  |  |  |  | Energy sensor | G72 |  |  |  | MC061 | Energy Centre |  |  | 0 | 0
MC061-B01 | MC061-B01/G73 | Logic 73 |  |  |  |  | Energy sensor | G73 |  |  |  | MC061 | Energy Centre |  |  | 0 | 0
MC061-B01 | MC061-B01/G74 | Logic 74 |  |  |  |  | Energy sensor | G74 |  |  |  | MC061 | Energy Centre |  |  | 0 | 0
MC061-B01 | MC061-B01/G75 | Logic 75 |  |  |  |  | Energy sensor | G75 |  |  |  | MC061 | Energy Centre |  |  | 0 | 0
MC061-B01 | MC061-B01/G76 | Logic 76 |  |  |  |  | Energy sensor | G76 |  |  |  | MC061 | Energy Centre |  |  | 0 | 0
MC061-B01 | MC061-B01/G77 | Logic 77 |  |  |  |  | Energy sensor | G77 |  |  |  | MC061 | Energy Centre |  |  | 0 | 0
MC061-B01 | MC061-B01/G78 | Logic 78 |  |  |  |  | Energy sensor | G78 |  |  |  | MC061 | Energy Centre |  |  | 0 | 0
MC061-B01 | MC061-B01/G79 | Logic 79 |  |  |  |  | Energy sensor | G79 |  |  |  | MC061 | Energy Centre |  |  | 0 | 0
MC061-B01 | MC061-B01/G8 | Blr 3 Enable |  |  |  |  | Energy sensor | G8 |  |  |  | MC061 | Energy Centre |  |  | 0 | 0
MC061-B01 | MC061-B01/G80 | Logic 80 |  |  |  |  | Energy sensor | G80 |  |  |  | MC061 | Energy Centre |  |  | 0 | 0
MC061-B01 | MC061-B01/G81 | Logic 81 |  |  |  |  | Energy sensor | G81 |  |  |  | MC061 | Energy Centre |  |  | 0 | 0
MC061-B01 | MC061-B01/G82 | Logic 82 |  |  |  |  | Energy sensor | G82 |  |  |  | MC061 | Energy Centre |  |  | 0 | 0
MC061-B01 | MC061-B01/G83 | Logic 83 |  |  |  |  | Energy sensor | G83 |  |  |  | MC061 | Energy Centre |  |  | 0 | 0
MC061-B01 | MC061-B01/G84 | Logic 84 |  |  |  |  | Energy sensor | G84 |  |  |  | MC061 | Energy Centre |  |  | 0 | 0
MC061-B01 | MC061-B01/G85 | Logic 85 |  |  |  |  | Energy sensor | G85 |  |  |  | MC061 | Energy Centre |  |  | 0 | 0
MC061-B01 | MC061-B01/G86 | Logic 86 |  |  |  |  | Energy sensor | G86 |  |  |  | MC061 | Energy Centre |  |  | 0 | 0
MC061-B01 | MC061-B01/G87 | Logic 87 |  |  |  |  | Energy sensor | G87 |  |  |  | MC061 | Energy Centre |  |  | 0 | 0
MC061-B01 | MC061-B01/G88 | Logic 88 |  |  |  |  | Energy sensor | G88 |  |  |  | MC061 | Energy Centre |  |  | 0 | 0
MC061-B01 | MC061-B01/G89 | Logic 89 |  |  |  |  | Energy sensor | G89 |  |  |  | MC061 | Energy Centre |  |  | 0 | 0
MC061-B01 | MC061-B01/G9 | Logic 9 |  |  |  |  | Energy sensor | G9 |  |  |  | MC061 | Energy Centre |  |  | 0 | 0
MC061-B01 | MC061-B01/G90 | Logic 90 |  |  |  |  | Energy sensor | G90 |  |  |  | MC061 | Energy Centre |  |  | 0 | 0
MC061-B01 | MC061-B01/G91 | Pump4 Enable |  |  |  |  | Energy sensor | G91 |  |  |  | MC061 | Energy Centre |  |  | 0 | 0
MC061-B01 | MC061-B01/G92 | Logic 92 |  |  |  |  | Energy sensor | G92 |  |  |  | MC061 | Energy Centre |  |  | 0 | 0
MC061-B01 | MC061-B01/G93 | Logic 93 |  |  |  |  | Energy sensor | G93 |  |  |  | MC061 | Energy Centre |  |  | 0 | 0
MC061-B01 | MC061-B01/G94 | Logic 94 |  |  |  |  | Energy sensor | G94 |  |  |  | MC061 | Energy Centre |  |  | 0 | 0
MC061-B01 | MC061-B01/G95 | Logic 95 |  |  |  |  | Energy sensor | G95 |  |  |  | MC061 | Energy Centre |  |  | 0 | 0
MC061-B01 | MC061-B01/G96 | Logic 96 |  |  |  |  | Energy sensor | G96 |  |  |  | MC061 | Energy Centre |  |  | 0 | 0
MC061-B01 | MC061-B01/G97 | Enable CHP Buffer Vessel |  |  |  |  | Energy sensor | G97 |  |  |  | MC061 | Energy Centre |  |  | 0 | 0
MC061-B01 | MC061-B01/G98 | Logic 98 |  |  |  |  | Energy sensor | G98 |  |  |  | MC061 | Energy Centre |  |  | 0 | 0
MC061-B01 | MC061-B01/G99 | Logic 99 |  |  |  |  | Energy sensor | G99 |  |  |  | MC061 | Energy Centre |  |  | 0 | 0
MC061-B01 | MC061-B01/H1 | Schedule 1 |  |  |  |  | Energy sensor | H1 |  |  |  | MC061 | Energy Centre |  |  | 0 | 0
MC061-B01 | MC061-B01/I1 | Boiler No.1 Flow Switch |  |  |  |  | Energy sensor | I1 |  |  |  | MC061 | Energy Centre |  |  | 0 | 0
MC061-B01 | MC061-B01/i1 | xcite/IO/16DI |  |  |  |  | Energy sensor | i1 |  |  |  | MC061 | Energy Centre |  |  | 0 | 0
MC061-B01 | MC061-B01/I10 | Boiler No.2 Fault |  |  |  |  | Energy sensor | I10 |  |  |  | MC061 | Energy Centre |  |  | 0 | 0
MC061-B01 | MC061-B01/I11 | Boiler No.3 Flow Switch |  |  |  |  | Energy sensor | I11 |  |  |  | MC061 | Energy Centre |  |  | 0 | 0
MC061-B01 | MC061-B01/I12 | Main Heating Pump P01 Fault |  |  |  |  | Energy sensor | I12 |  |  |  | MC061 | Energy Centre |  |  | 0 | 0
MC061-B01 | MC061-B01/I13 | Boiler No.3 Gas Booster Switch |  |  |  |  | Energy sensor | I13 |  |  |  | MC061 | Energy Centre |  |  | 0 | 0
MC061-B01 | MC061-B01/I14 | Boiler No.3 Gas Booster Fault |  |  |  |  | Energy sensor | I14 |  |  |  | MC061 | Energy Centre |  |  | 0 | 0
MC061-B01 | MC061-B01/I15 | Boiler No.3 Running |  |  |  |  | Energy sensor | I15 |  |  |  | MC061 | Energy Centre |  |  | 0 | 0
MC061-B01 | MC061-B01/I16 | Boiler No.3 Fault |  |  |  |  | Energy sensor | I16 |  |  |  | MC061 | Energy Centre |  |  | 0 | 0
MC061-B01 | MC061-B01/I17 | Oil - Gas Changover Status |  |  |  |  | Energy sensor | I17 |  |  |  | MC061 | Energy Centre |  |  | 0 | 0
MC061-B01 | MC061-B01/I18 | Main Heating Pump P01 Running |  |  |  |  | Energy sensor | I18 |  |  |  | MC061 | Energy Centre |  |  | 0 | 0
MC061-B01 | MC061-B01/I19 | Main Heating Pump P01 in ORide |  |  |  |  | Energy sensor | I19 |  |  |  | MC061 | Energy Centre |  |  | 0 | 0
MC061-B01 | MC061-B01/I2 | Boiler No.1 Gas Booster Switch |  |  |  |  | Energy sensor | I2 |  |  |  | MC061 | Energy Centre |  |  | 0 | 0
MC061-B01 | MC061-B01/i2 | xcite/IO/16DI |  |  |  |  | Energy sensor | i2 |  |  |  | MC061 | Energy Centre |  |  | 0 | 0
MC061-B01 | MC061-B01/I20 | Main Heating Pump P02 Fault |  |  |  |  | Energy sensor | I20 |  |  |  | MC061 | Energy Centre |  |  | 0 | 0
MC061-B01 | MC061-B01/I21 | Main Heating Pump P02 Running |  |  |  |  | Energy sensor | I21 |  |  |  | MC061 | Energy Centre |  |  | 0 | 0
MC061-B01 | MC061-B01/I22 | Main Heating Pump P02 in ORide |  |  |  |  | Energy sensor | I22 |  |  |  | MC061 | Energy Centre |  |  | 0 | 0
MC061-B01 | MC061-B01/I23 | Main Heating Pump P03 Fault |  |  |  |  | Energy sensor | I23 |  |  |  | MC061 | Energy Centre |  |  | 0 | 0
MC061-B01 | MC061-B01/I24 | Main Heating Pump P03 Running |  |  |  |  | Energy sensor | I24 |  |  |  | MC061 | Energy Centre |  |  | 0 | 0
MC061-B01 | MC061-B01/I25 | Main Heating Pump P03 in ORide |  |  |  |  | Energy sensor | I25 |  |  |  | MC061 | Energy Centre |  |  | 0 | 0
MC061-B01 | MC061-B01/I26 | Main Heating Pump P04 Fault |  |  |  |  | Energy sensor | I26 |  |  |  | MC061 | Energy Centre |  |  | 0 | 0
MC061-B01 | MC061-B01/I27 | Main Heating Pump P04 Running |  |  |  |  | Energy sensor | I27 |  |  |  | MC061 | Energy Centre |  |  | 0 | 0
MC061-B01 | MC061-B01/I28 | Main Heating Pump P04 in ORide |  |  |  |  | Energy sensor | I28 |  |  |  | MC061 | Energy Centre |  |  | 0 | 0
MC061-B01 | MC061-B01/I29 | De-Gasser Unit Fault |  |  |  |  | Energy sensor | I29 |  |  |  | MC061 | Energy Centre |  |  | 0 | 0
MC061-B01 | MC061-B01/i3 | xcite/IO/16DI |  |  |  |  | Energy sensor | i3 |  |  |  | MC061 | Energy Centre |  |  | 0 | 0
MC061-B01 | MC061-B01/I3 | Boiler No.1 Gas Booster Fault |  |  |  |  | Energy sensor | I3 |  |  |  | MC061 | Energy Centre |  |  | 0 | 0
MC061-B01 | MC061-B01/I30 | CHP Critical Alarm |  |  |  |  | Energy sensor | I30 |  |  |  | MC061 | Energy Centre |  |  | 0 | 0
MC061-B01 | MC061-B01/I31 | Spare |  |  |  |  | Energy sensor | I31 |  |  |  | MC061 | Energy Centre |  |  | 0 | 0
MC061-B01 | MC061-B01/I32 | Spare |  |  |  |  | Energy sensor | I32 |  |  |  | MC061 | Energy Centre |  |  | 0 | 0
MC061-B01 | MC061-B01/I33 | VT Pump P05 Fault |  |  |  |  | Energy sensor | I33 |  |  |  | MC061 | Energy Centre |  |  | 0 | 0
MC061-B01 | MC061-B01/I34 | VT Pump P05 Running |  |  |  |  | Energy sensor | I34 |  |  |  | MC061 | Energy Centre |  |  | 0 | 0
MC061-B01 | MC061-B01/I35 | VT Pump P05 in ORide |  |  |  |  | Energy sensor | I35 |  |  |  | MC061 | Energy Centre |  |  | 0 | 0
MC061-B01 | MC061-B01/I36 | Fuel Oil Pump P06 Fault |  |  |  |  | Energy sensor | I36 |  |  |  | MC061 | Energy Centre |  |  | 0 | 0
MC061-B01 | MC061-B01/I37 | Fuel Oil Pump P06 Running |  |  |  |  | Energy sensor | I37 |  |  |  | MC061 | Energy Centre |  |  | 0 | 0
MC061-B01 | MC061-B01/I38 | Fuel Oil Pump P06 in ORide |  |  |  |  | Energy sensor | I38 |  |  |  | MC061 | Energy Centre |  |  | 0 | 0
MC061-B01 | MC061-B01/I39 | Fuel Oil Pump P07 Fault |  |  |  |  | Energy sensor | I39 |  |  |  | MC061 | Energy Centre |  |  | 0 | 0
MC061-B01 | MC061-B01/i4 | xcite/IO/16DI |  |  |  |  | Energy sensor | i4 |  |  |  | MC061 | Energy Centre |  |  | 0 | 0
MC061-B01 | MC061-B01/I4 | Boiler No.1 Running |  |  |  |  | Energy sensor | I4 |  |  |  | MC061 | Energy Centre |  |  | 0 | 0
MC061-B01 | MC061-B01/I40 | Fuel Oil Pump P07 Running |  |  |  |  | Energy sensor | I40 |  |  |  | MC061 | Energy Centre |  |  | 0 | 0
MC061-B01 | MC061-B01/I41 | Fuel Oil Pump P07 in ORide |  |  |  |  | Energy sensor | I41 |  |  |  | MC061 | Energy Centre |  |  | 0 | 0
MC061-B01 | MC061-B01/I42 | FurnessHousePressTest |  |  |  |  | Energy sensor | I42 |  |  |  | MC061 | Energy Centre |  |  | 0 | 0
MC061-B01 | MC061-B01/I43 | Spare |  |  |  |  | Energy sensor | I43 |  |  |  | MC061 | Energy Centre |  |  | 0 | 0
MC061-B01 | MC061-B01/I44 | PU Low Pressure = 0 |  |  |  |  | Energy sensor | I44 |  |  |  | MC061 | Energy Centre |  |  | 0 | 0
MC061-B01 | MC061-B01/I45 | PU High Pressure |  |  |  |  | Energy sensor | I45 |  |  |  | MC061 | Energy Centre |  |  | 0 | 0
MC061-B01 | MC061-B01/I46 | PU Low Level |  |  |  |  | Energy sensor | I46 |  |  |  | MC061 | Energy Centre |  |  | 0 | 0
MC061-B01 | MC061-B01/I47 | Fire Alarm Activated |  |  |  |  | Energy sensor | I47 |  |  |  | MC061 | Energy Centre |  |  | 0 | 0
MC061-B01 | MC061-B01/I48 | Spare |  |  |  |  | Energy sensor | I48 |  |  |  | MC061 | Energy Centre |  |  | 0 | 0
MC061-B01 | MC061-B01/I49 | Heating Pump P01 Flow |  |  |  |  | Energy sensor | I49 |  |  |  | MC061 | Energy Centre |  |  | 0 | 0
MC061-B01 | MC061-B01/i5 | xcite/IO/8UI |  |  |  |  | Energy sensor | i5 |  |  |  | MC061 | Energy Centre |  |  | 0 | 0
MC061-B01 | MC061-B01/I5 | Boiler No.1 Fault |  |  |  |  | Energy sensor | I5 |  |  |  | MC061 | Energy Centre |  |  | 0 | 0
MC061-B01 | MC061-B01/I50 | Heating Pump P02 Flow |  |  |  |  | Energy sensor | I50 |  |  |  | MC061 | Energy Centre |  |  | 0 | 0
MC061-B01 | MC061-B01/I51 | Heating Pump P03 Flow |  |  |  |  | Energy sensor | I51 |  |  |  | MC061 | Energy Centre |  |  | 0 | 0
MC061-B01 | MC061-B01/I52 | Heating Pump P04 Flow |  |  |  |  | Energy sensor | I52 |  |  |  | MC061 | Energy Centre |  |  | 0 | 0
MC061-B01 | MC061-B01/I53 | VT Pump P05 Flow |  |  |  |  | Energy sensor | I53 |  |  |  | MC061 | Energy Centre |  |  | 0 | 0
MC061-B01 | MC061-B01/I54 | Fuel Oil Pumps Flow |  |  |  |  | Energy sensor | I54 |  |  |  | MC061 | Energy Centre |  |  | 0 | 0
MC061-B01 | MC061-B01/I55 | Spare |  |  |  |  | Energy sensor | I55 |  |  |  | MC061 | Energy Centre |  |  | 0 | 0
MC061-B01 | MC061-B01/I56 | Gas Safety Valve Status |  |  |  |  | Energy sensor | I56 |  |  |  | MC061 | Energy Centre |  |  | 0 | 0
MC061-B01 | MC061-B01/I57 | CHP Gas Safety Valve Status |  |  |  |  | Energy sensor | I57 |  |  |  | MC061 | Energy Centre |  |  | 0 | 0
MC061-B01 | MC061-B01/I58 | Oil Safety Valve Status |  |  |  |  | Energy sensor | I58 |  |  |  | MC061 | Energy Centre |  |  | 0 | 0
MC061-B01 | MC061-B01/I59 | Oil Leak Detection System |  |  |  |  | Energy sensor | I59 |  |  |  | MC061 | Energy Centre |  |  | 0 | 0
MC061-B01 | MC061-B01/i6 | xcite/IO/8UI |  |  |  |  | Energy sensor | i6 |  |  |  | MC061 | Energy Centre |  |  | 0 | 0
MC061-B01 | MC061-B01/I6 | Boiler No.2 Flow Switch |  |  |  |  | Energy sensor | I6 |  |  |  | MC061 | Energy Centre |  |  | 0 | 0
MC061-B01 | MC061-B01/I60 | CWS Booster Set Fault |  |  |  |  | Energy sensor | I60 |  |  |  | MC061 | Energy Centre |  |  | 0 | 0
MC061-B01 | MC061-B01/I61 | CWS Tanks High Level |  |  |  |  | Energy sensor | I61 |  |  |  | MC061 | Energy Centre |  |  | 0 | 0
MC061-B01 | MC061-B01/I62 | CWS Tanks Low Level |  |  |  |  | Energy sensor | I62 |  |  |  | MC061 | Energy Centre |  |  | 0 | 0
MC061-B01 | MC061-B01/I63 | Panel Pump reset |  |  |  |  | Energy sensor | I63 |  |  |  | MC061 | Energy Centre |  |  | 0 | 0
MC061-B01 | MC061-B01/I64 | Gas Safety Circuit Status |  |  |  |  | Energy sensor | I64 |  |  |  | MC061 | Energy Centre |  |  | 0 | 0
MC061-B01 | MC061-B01/I65 | Boilers Failed to Reach Temp |  |  | Degrees Celsius |  | Energy sensor | I65 |  |  |  | MC061 | Energy Centre |  |  | 0 | 0
MC061-B01 | MC061-B01/I66 | Three Gas Boilers in Fault |  |  |  |  | Energy sensor | I66 |  |  |  | MC061 | Energy Centre |  |  | 0 | 0
MC061-B01 | MC061-B01/I67 | Three Gas Boosters in Fault |  |  |  |  | Energy sensor | I67 |  |  |  | MC061 | Energy Centre |  |  | 0 | 0
MC061-B01 | MC061-B01/I68 | 3 Main Pumps Failed |  |  |  |  | Energy sensor | I68 |  |  |  | MC061 | Energy Centre |  |  | 0 | 0
MC061-B01 | MC061-B01/I69 | No Pumps Running in Frost |  |  |  |  | Energy sensor | I69 |  |  |  | MC061 | Energy Centre |  |  | 0 | 0
MC061-B01 | MC061-B01/I7 | Boiler No.2 Gas Booster Switch |  |  |  |  | Energy sensor | I7 |  |  |  | MC061 | Energy Centre |  |  | 0 | 0
MC061-B01 | MC061-B01/i7 | xcite/IO/8DO |  |  |  |  | Energy sensor | i7 |  |  |  | MC061 | Energy Centre |  |  | 0 | 0
MC061-B01 | MC061-B01/I70 | fyldePressTest |  |  |  |  | Energy sensor | I70 |  |  |  | MC061 | Energy Centre |  |  | 0 | 0
MC061-B01 | MC061-B01/I71 | Spare |  |  |  |  | Energy sensor | I71 |  |  |  | MC061 | Energy Centre |  |  | 0 | 0
MC061-B01 | MC061-B01/I72 | fyldePressTest |  |  |  |  | Energy sensor | I72 |  |  |  | MC061 | Energy Centre |  |  | 0 | 0
MC061-B01 | MC061-B01/I73 | LPHW Pump 1 Fail |  |  |  |  | Energy sensor | I73 |  |  |  | MC061 | Energy Centre |  |  | 0 | 0
MC061-B01 | MC061-B01/I74 | LPHW Pump 2 Fail |  |  |  |  | Energy sensor | I74 |  |  |  | MC061 | Energy Centre |  |  | 0 | 0
MC061-B01 | MC061-B01/I75 | LPHW Pump 3 Fail |  |  |  |  | Energy sensor | I75 |  |  |  | MC061 | Energy Centre |  |  | 0 | 0
MC061-B01 | MC061-B01/I76 | LPHW Pump 4 Fail |  |  |  |  | Energy sensor | I76 |  |  |  | MC061 | Energy Centre |  |  | 0 | 0
MC061-B01 | MC061-B01/I77 | CHP Critical Alarm 20 sec dela |  |  |  |  | Energy sensor | I77 |  |  |  | MC061 | Energy Centre |  |  | 0 | 0
MC061-B01 | MC061-B01/I78 | CHP Elec Gen Pump Circ Req |  |  |  |  | Energy sensor | I78 |  |  |  | MC061 | Energy Centre |  |  | 0 | 0
MC061-B01 | MC061-B01/I79 | FurnessHousePressTest |  |  |  |  | Energy sensor | I79 |  |  |  | MC061 | Energy Centre |  |  | 0 | 0
MC061-B01 | MC061-B01/i8 | xcite/IO/8AO |  |  |  |  | Energy sensor | i8 |  |  |  | MC061 | Energy Centre |  |  | 0 | 0
MC061-B01 | MC061-B01/I8 | Boiler No.2 Gas Booster Fault |  |  |  |  | Energy sensor | I8 |  |  |  | MC061 | Energy Centre |  |  | 0 | 0
MC061-B01 | MC061-B01/I80 | Boiler 1 in Overide |  |  |  |  | Energy sensor | I80 |  |  |  | MC061 | Energy Centre |  |  | 0 | 0
MC061-B01 | MC061-B01/I81 | Boiler 2 in Overide |  |  |  |  | Energy sensor | I81 |  |  |  | MC061 | Energy Centre |  |  | 0 | 0
MC061-B01 | MC061-B01/I82 | CHP Fault |  |  |  |  | Energy sensor | I82 |  |  |  | MC061 | Energy Centre |  |  | 0 | 0
MC061-B01 | MC061-B01/I83 | Oil Over Fill Alarm |  |  |  |  | Energy sensor | I83 |  |  |  | MC061 | Energy Centre |  |  | 0 | 0
MC061-B01 | MC061-B01/I84 | Boiler 3 in Overide |  |  |  |  | Energy sensor | I84 |  |  |  | MC061 | Energy Centre |  |  | 0 | 0
MC061-B01 | MC061-B01/I85 | Fuel Oil Tank low Alarm |  |  |  |  | Energy sensor | I85 |  |  |  | MC061 | Energy Centre |  |  | 0 | 0
MC061-B01 | MC061-B01/I86 | Spare |  |  |  |  | Energy sensor | I86 |  |  |  | MC061 | Energy Centre |  |  | 0 | 0
MC061-B01 | MC061-B01/I87 | Generator Running |  |  |  |  | Energy sensor | I87 |  |  |  | MC061 | Energy Centre |  |  | 0 | 0
MC061-B01 | MC061-B01/I88 | fyldePressTest |  |  |  |  | Energy sensor | I88 |  |  |  | MC061 | Energy Centre |  |  | 0 | 0
MC061-B01 | MC061-B01/I89 | fyldePressTest |  |  |  |  | Energy sensor | I89 |  |  |  | MC061 | Energy Centre |  |  | 0 | 0
MC061-B01 | MC061-B01/I9 | Boiler No.2 Running |  |  |  |  | Energy sensor | I9 |  |  |  | MC061 | Energy Centre |  |  | 0 | 0
MC061-B01 | MC061-B01/i9 | xcite/IO/8AO |  |  |  |  | Energy sensor | i9 |  |  |  | MC061 | Energy Centre |  |  | 0 | 0
MC061-B01 | MC061-B01/I91 | Duty Fuel Oil Pump Fail |  |  |  |  | Energy sensor | I91 |  |  |  | MC061 | Energy Centre |  |  | 0 | 0
MC061-B01 | MC061-B01/I93 | Duty VT Pump Fail |  |  |  |  | Energy sensor | I93 |  |  |  | MC061 | Energy Centre |  |  | 0 | 0
MC061-B01 | MC061-B01/K1 | Boiler Flow @ -5DegC |  |  |  |  | Energy sensor | K1 |  |  |  | MC061 | Energy Centre |  |  | 0 | 0
MC061-B01 | MC061-B01/K10 | 1st stage frost protection |  |  |  |  | Energy sensor | K10 |  |  |  | MC061 | Energy Centre |  |  | 0 | 0
MC061-B01 | MC061-B01/K11 | 2nd stage frost protection |  |  | Degrees Celsius |  | Energy sensor | K11 |  |  |  | MC061 | Energy Centre |  |  | 0 | 0
MC061-B01 | MC061-B01/K12 | Min Htg Flow for HWS |  |  |  |  | Energy sensor | K12 |  |  |  | MC061 | Energy Centre |  |  | 0 | 0
MC061-B01 | MC061-B01/K13 | Fuel Oil Pump 1 Speed |  |  |  |  | Energy sensor | K13 |  |  |  | MC061 | Energy Centre |  |  | 0 | 0
MC061-B01 | MC061-B01/K14 | Fuel Oil Pump 2 Speed |  |  |  |  | Energy sensor | K14 |  |  |  | MC061 | Energy Centre |  |  | 0 | 0
MC061-B01 | MC061-B01/K15 | VTMinFlowTemp |  |  | Degrees Celsius |  | Energy sensor | K15 |  |  |  | MC061 | Energy Centre |  |  | 0 | 0
MC061-B01 | MC061-B01/K16 | VTMaxFlowTemp |  |  | Degrees Celsius |  | Energy sensor | K16 |  |  |  | MC061 | Energy Centre |  |  | 0 | 0
MC061-B01 | MC061-B01/K17 | Boiler Flow @ -5DegC |  |  |  |  | Energy sensor | K17 |  |  |  | MC061 | Energy Centre |  |  | 0 | 0
MC061-B01 | MC061-B01/K18 | Energy @ 15DegC |  |  |  |  | Energy sensor | K18 |  |  |  | MC061 | Energy Centre |  |  | 0 | 0
MC061-B01 | MC061-B01/K19 | Flow Return Diff |  |  |  |  | Energy sensor | K19 |  |  |  | MC061 | Energy Centre |  |  | 0 | 0
MC061-B01 | MC061-B01/K2 | Boiler Return @ 15DegC Gas |  |  |  |  | Energy sensor | K2 |  |  |  | MC061 | Energy Centre |  |  | 0 | 0
MC061-B01 | MC061-B01/K20 | Boiler fail alarm limit |  |  |  |  | Energy sensor | K20 |  |  |  | MC061 | Energy Centre |  |  | 0 | 0
MC061-B01 | MC061-B01/K21 | Boiler fail alarm timer |  |  |  |  | Energy sensor | K21 |  |  |  | MC061 | Energy Centre |  |  | 0 | 0
MC061-B01 | MC061-B01/K22 | Fuel Oil High Alarm |  |  |  |  | Energy sensor | K22 |  |  |  | MC061 | Energy Centre |  |  | 0 | 0
MC061-B01 | MC061-B01/K23 | Fuel Oil Low Alarm |  |  |  |  | Energy sensor | K23 |  |  |  | MC061 | Energy Centre |  |  | 0 | 0
MC061-B01 | MC061-B01/K24 | CHP Inhibit Due to High Temp |  |  | Degrees Celsius |  | Energy sensor | K24 |  |  |  | MC061 | Energy Centre |  |  | 0 | 0
MC061-B01 | MC061-B01/K25 | Boiler Setp Diff |  |  |  |  | Energy sensor | K25 |  |  |  | MC061 | Energy Centre |  |  | 0 | 0
MC061-B01 | MC061-B01/K26 | Pump Demand |  |  |  |  | Energy sensor | K26 |  |  |  | MC061 | Energy Centre |  |  | 0 | 0
MC061-B01 | MC061-B01/K27 | Max Calc VT Blr Setp |  |  |  |  | Energy sensor | K27 |  |  |  | MC061 | Energy Centre |  |  | 0 | 0
MC061-B01 | MC061-B01/K3 | Boiler Flow @ 15DegC Oil |  |  |  |  | Energy sensor | K3 |  |  |  | MC061 | Energy Centre |  |  | 0 | 0
MC061-B01 | MC061-B01/K33 | BoilerNo1_override_Demand |  |  |  |  | Energy sensor | K33 |  |  |  | MC061 | Energy Centre |  |  | 0 | 0
MC061-B01 | MC061-B01/K34 | BoilerNo2_override_Demand |  |  |  |  | Energy sensor | K34 |  |  |  | MC061 | Energy Centre |  |  | 0 | 0
MC061-B01 | MC061-B01/K35 | BoilerNo3_override_Demand |  |  |  |  | Energy sensor | K35 |  |  |  | MC061 | Energy Centre |  |  | 0 | 0
MC061-B01 | MC061-B01/K36 | Boiler Sequence Diff |  |  |  |  | Energy sensor | K36 |  |  |  | MC061 | Energy Centre |  |  | 0 | 0
MC061-B01 | MC061-B01/K37 | Boiler Stage Timer |  |  |  |  | Energy sensor | K37 |  |  |  | MC061 | Energy Centre |  |  | 0 | 0
MC061-B01 | MC061-B01/K38 | Heating Preheat |  |  |  |  | Energy sensor | K38 |  |  |  | MC061 | Energy Centre |  |  | 0 | 0
MC061-B01 | MC061-B01/K39 | Heating Medium Sequence |  |  |  |  | Energy sensor | K39 |  |  |  | MC061 | Energy Centre |  |  | 0 | 0
MC061-B01 | MC061-B01/K4 | LPHW Pump Speeds |  |  |  |  | Energy sensor | K4 |  |  |  | MC061 | Energy Centre |  |  | 0 | 0
MC061-B01 | MC061-B01/K40 | No of Pumps required for dissi |  |  |  |  | Energy sensor | K40 |  |  |  | MC061 | Energy Centre |  |  | 0 | 0
MC061-B01 | MC061-B01/K41 | Boiler Flow Setpoint |  |  |  |  | Energy sensor | K41 |  |  |  | MC061 | Energy Centre |  |  | 0 | 0
MC061-B01 | MC061-B01/K42 | Max Modulation 3 Boiler Run |  |  |  |  | Energy sensor | K42 |  |  |  | MC061 | Energy Centre |  |  | 0 | 0
MC061-B01 | MC061-B01/K5 | LPHW Pump 2 Speed |  |  |  |  | Energy sensor | K5 |  |  |  | MC061 | Energy Centre |  |  | 0 | 0
MC061-B01 | MC061-B01/K6 | LPHW Pump 3 Speed |  |  |  |  | Energy sensor | K6 |  |  |  | MC061 | Energy Centre |  |  | 0 | 0
MC061-B01 | MC061-B01/K7 | LPHW Pump 4 Speed |  |  |  |  | Energy sensor | K7 |  |  |  | MC061 | Energy Centre |  |  | 0 | 0
MC061-B01 | MC061-B01/K8 | LTHW Index Pressure |  |  |  |  | Energy sensor | K8 |  |  |  | MC061 | Energy Centre |  |  | 0 | 0
MC061-B01 | MC061-B01/K9 | DPCV Valve Overide |  |  |  |  | Energy sensor | K9 |  |  |  | MC061 | Energy Centre |  |  | 0 | 0
MC061-B01 | MC061-B01/L1 | Loop 1 |  |  |  |  | Energy sensor | L1 |  |  |  | MC061 | Energy Centre |  |  | 0 | 0
MC061-B01 | MC061-B01/L10 | Loop 10 |  |  |  |  | Energy sensor | L10 |  |  |  | MC061 | Energy Centre |  |  | 0 | 0
MC061-B01 | MC061-B01/L11 | Loop 11 |  |  |  |  | Energy sensor | L11 |  |  |  | MC061 | Energy Centre |  |  | 0 | 0
MC061-B01 | MC061-B01/L2 | Variable temperature circuit valve |  |  | 0 = Closed , 1 = Open |  | Energy sensor | L2 |  |  |  | MC061 | Energy Centre |  |  | 0 | 0
MC061-B01 | MC061-B01/L6 | Loop 6 |  |  |  |  | Energy sensor | L6 |  |  |  | MC061 | Energy Centre |  |  | 0 | 0
MC061-B01 | MC061-B01/L7 | Loop 7 |  |  |  |  | Energy sensor | L7 |  |  |  | MC061 | Energy Centre |  |  | 0 | 0
MC061-B01 | MC061-B01/L8 | Boiler 1 demand signal |  |  |  |  | Energy sensor | L8 |  |  |  | MC061 | Energy Centre |  |  | 0 | 0
MC061-B01 | MC061-B01/L9 | Loop 9 |  |  |  |  | Energy sensor | L9 |  |  |  | MC061 | Energy Centre |  |  | 0 | 0
MC061-B01 | MC061-B01/N1 | Heating Enabled |  |  |  |  | Energy sensor | N1 |  |  |  | MC061 | Energy Centre |  |  | 0 | 0
MC061-B01 | MC061-B01/n1 | TREND_04_61_96 |  |  |  |  | Energy sensor | n1 |  |  |  | MC061 | Energy Centre |  |  | 0 | 0
MC061-B01 | MC061-B01/N2 | IC Comms 2 |  |  |  |  | Energy sensor | N2 |  |  |  | MC061 | Energy Centre |  |  | 0 | 0
MC061-B01 | MC061-B01/N3 | Biomass Enabled |  |  |  |  | Energy sensor | N3 |  |  |  | MC061 | Energy Centre |  |  | 0 | 0
MC061-B01 | MC061-B01/N4 | CHP Enable OS 13 I20 |  |  |  |  | Energy sensor | N4 |  |  |  | MC061 | Energy Centre |  |  | 0 | 0
MC061-B01 | MC061-B01/N5 | IC Comms 5 |  |  |  |  | Energy sensor | N5 |  |  |  | MC061 | Energy Centre |  |  | 0 | 0
MC061-B01 | MC061-B01/N6 | IC Comms 6 |  |  |  |  | Energy sensor | N6 |  |  |  | MC061 | Energy Centre |  |  | 0 | 0
MC061-B01 | MC061-B01/O1 | Optimum Start Stop 1 |  |  |  |  | Energy sensor | O1 |  |  |  | MC061 | Energy Centre |  |  | 0 | 0
MC061-B01 | MC061-B01/o2 | Alarm Route 1 |  |  |  |  | Energy sensor | o2 |  |  |  | MC061 | Energy Centre |  |  | 0 | 0
MC061-B01 | MC061-B01/o3 | Alarm Route 2 |  |  |  |  | Energy sensor | o3 |  |  |  | MC061 | Energy Centre |  |  | 0 | 0
MC061-B01 | MC061-B01/o4 | Alarm Route 3 |  |  |  |  | Energy sensor | o4 |  |  |  | MC061 | Energy Centre |  |  | 0 | 0
MC061-B01 | MC061-B01/P1 | CHP High temp |  |  |  |  | Energy sensor | P1 |  |  |  | MC061 | Energy Centre |  |  | 0 | 0
MC061-B01 | MC061-B01/P10 | Spare |  |  |  |  | Energy sensor | P10 |  |  |  | MC061 | Energy Centre |  |  | 0 | 0
MC061-B01 | MC061-B01/P11 | Spare |  |  |  |  | Energy sensor | P11 |  |  |  | MC061 | Energy Centre |  |  | 0 | 0
MC061-B01 | MC061-B01/P12 | Spare |  |  |  |  | Energy sensor | P12 |  |  |  | MC061 | Energy Centre |  |  | 0 | 0
MC061-B01 | MC061-B01/P13 | Spare |  |  |  |  | Energy sensor | P13 |  |  |  | MC061 | Energy Centre |  |  | 0 | 0
MC061-B01 | MC061-B01/P14 | Spare |  |  |  |  | Energy sensor | P14 |  |  |  | MC061 | Energy Centre |  |  | 0 | 0
MC061-B01 | MC061-B01/P15 | LTHW Pressure Sensor |  |  |  |  | Energy sensor | P15 |  |  |  | MC061 | Energy Centre |  |  | 0 | 0
MC061-B01 | MC061-B01/P16 | Spare |  |  |  |  | Energy sensor | P16 |  |  |  | MC061 | Energy Centre |  |  | 0 | 0
MC061-B01 | MC061-B01/P17 | LTHW Boiler 1 Flow Temp |  |  | Degrees Celsius |  | Energy sensor | P17 |  |  |  | MC061 | Energy Centre |  |  | 0 | 0
MC061-B01 | MC061-B01/P18 | LTHW Boiler 2 Flow Temp |  |  | Degrees Celsius |  | Energy sensor | P18 |  |  |  | MC061 | Energy Centre |  |  | 0 | 0
MC061-B01 | MC061-B01/P19 | LTHW Boiler 3 Flow Temp |  |  | Degrees Celsius |  | Energy sensor | P19 |  |  |  | MC061 | Energy Centre |  |  | 0 | 0
MC061-B01 | MC061-B01/P2 | PHE Primary Flow |  |  |  |  | Energy sensor | P2 |  |  |  | MC061 | Energy Centre |  |  | 0 | 0
MC061-B01 | MC061-B01/P20 | Common LTHW Flow Temp |  |  | Degrees Celsius |  | Energy sensor | P20 |  |  |  | MC061 | Energy Centre |  |  | 0 | 0
MC061-B01 | MC061-B01/P21 | CWB Tank Temp 1 |  |  | Degrees Celsius |  | Energy sensor | P21 |  |  |  | MC061 | Energy Centre |  |  | 0 | 0
MC061-B01 | MC061-B01/P22 | CWB Tank Temp 2 |  |  | Degrees Celsius |  | Energy sensor | P22 |  |  |  | MC061 | Energy Centre |  |  | 0 | 0
MC061-B01 | MC061-B01/P23 | LTHW Return Temp Before CHP |  |  | Degrees Celsius |  | Energy sensor | P23 |  |  |  | MC061 | Energy Centre |  |  | 0 | 0
MC061-B01 | MC061-B01/P24 | LTHW Return Temp Boiler Room |  |  | Degrees Celsius |  | Energy sensor | P24 |  |  |  | MC061 | Energy Centre |  |  | 0 | 0
MC061-B01 | MC061-B01/P25 | 1st stage frost protection |  |  |  |  | Energy sensor | P25 |  |  |  | MC061 | Energy Centre |  |  | 0 | 0
MC061-B01 | MC061-B01/P26 | 2nd stage frost protection |  |  | Degrees Celsius |  | Energy sensor | P26 |  |  |  | MC061 | Energy Centre |  |  | 0 | 0
MC061-B01 | MC061-B01/P27 | Calculated variable temperature circuit flow temperature |  |  | Degrees Celsius |  | Energy sensor | P27 |  |  |  | MC061 | Energy Centre |  |  | 0 | 0
MC061-B01 | MC061-B01/P28 | Plot 28 |  |  |  |  | Energy sensor | P28 |  |  |  | MC061 | Energy Centre |  |  | 0 | 0
MC061-B01 | MC061-B01/P29 | CHP Run Hrs Per Day |  |  |  |  | Energy sensor | P29 |  |  |  | MC061 | Energy Centre |  |  | 0 | 0
MC061-B01 | MC061-B01/P3 | PHE Primary Return |  |  |  |  | Energy sensor | P3 |  |  |  | MC061 | Energy Centre |  |  | 0 | 0
MC061-B01 | MC061-B01/P30 | CHP fault Hrs run |  |  |  |  | Energy sensor | P30 |  |  |  | MC061 | Energy Centre |  |  | 0 | 0
MC061-B01 | MC061-B01/P31 | CHP Run Hrs Per Week |  |  |  |  | Energy sensor | P31 |  |  |  | MC061 | Energy Centre |  |  | 0 | 0
MC061-B01 | MC061-B01/P32 | LPHW Flow Proving |  |  |  |  | Energy sensor | P32 |  |  |  | MC061 | Energy Centre |  |  | 0 | 0
MC061-B01 | MC061-B01/P33 | PU Low Pressure |  |  |  |  | Energy sensor | P33 |  |  |  | MC061 | Energy Centre |  |  | 0 | 0
MC061-B01 | MC061-B01/P34 | PU High Pressure |  |  |  |  | Energy sensor | P34 |  |  |  | MC061 | Energy Centre |  |  | 0 | 0
MC061-B01 | MC061-B01/P35 | PU Low Level |  |  |  |  | Energy sensor | P35 |  |  |  | MC061 | Energy Centre |  |  | 0 | 0
MC061-B01 | MC061-B01/P36 | CHP Run Hrs Per Month |  |  |  |  | Energy sensor | P36 |  |  |  | MC061 | Energy Centre |  |  | 0 | 0
MC061-B01 | MC061-B01/P37 | CHP Run Hrs Total |  |  |  |  | Energy sensor | P37 |  |  |  | MC061 | Energy Centre |  |  | 0 | 0
MC061-B01 | MC061-B01/P38 | CHP Running |  |  |  |  | Energy sensor | P38 |  |  |  | MC061 | Energy Centre |  |  | 0 | 0
MC061-B01 | MC061-B01/P39 | Boiler 1 Run Hrs Per day |  |  |  |  | Energy sensor | P39 |  |  |  | MC061 | Energy Centre |  |  | 0 | 0
MC061-B01 | MC061-B01/P4 | PHE Secondary Flow |  |  |  |  | Energy sensor | P4 |  |  |  | MC061 | Energy Centre |  |  | 0 | 0
MC061-B01 | MC061-B01/P40 | Boiler 1 Run Hrs |  |  |  |  | Energy sensor | P40 |  |  |  | MC061 | Energy Centre |  |  | 0 | 0
MC061-B01 | MC061-B01/P41 | Boiler 2 Run Hrs |  |  |  |  | Energy sensor | P41 |  |  |  | MC061 | Energy Centre |  |  | 0 | 0
MC061-B01 | MC061-B01/P42 | Boiler 2 Run Hrs Per day |  |  |  |  | Energy sensor | P42 |  |  |  | MC061 | Energy Centre |  |  | 0 | 0
MC061-B01 | MC061-B01/P43 | Boiler 3 Run Hrs |  |  |  |  | Energy sensor | P43 |  |  |  | MC061 | Energy Centre |  |  | 0 | 0
MC061-B01 | MC061-B01/P44 | Boiler 3 Run Hrs Per day |  |  |  |  | Energy sensor | P44 |  |  |  | MC061 | Energy Centre |  |  | 0 | 0
MC061-B01 | MC061-B01/P45 | LPHW DP Psi |  |  |  |  | Energy sensor | P45 |  |  |  | MC061 | Energy Centre |  |  | 0 | 0
MC061-B01 | MC061-B01/P46 | Boiler 3 Demand |  |  |  |  | Energy sensor | P46 |  |  |  | MC061 | Energy Centre |  |  | 0 | 0
MC061-B01 | MC061-B01/P47 | Boiler 2 Demand |  |  |  |  | Energy sensor | P47 |  |  |  | MC061 | Energy Centre |  |  | 0 | 0
MC061-B01 | MC061-B01/P48 | Boiler 1 Demand |  |  |  |  | Energy sensor | P48 |  |  |  | MC061 | Energy Centre |  |  | 0 | 0
MC061-B01 | MC061-B01/P49 | Valve position sensor |  |  |  |  | Energy sensor | P49 |  |  |  | MC061 | Energy Centre |  |  | 0 | 0
MC061-B01 | MC061-B01/P5 | PHE Secondary Return |  |  |  |  | Energy sensor | P5 |  |  |  | MC061 | Energy Centre |  |  | 0 | 0
MC061-B01 | MC061-B01/P50 | CHP Enable |  |  |  |  | Energy sensor | P50 |  |  |  | MC061 | Energy Centre |  |  | 0 | 0
MC061-B01 | MC061-B01/P51 | Pressure_FurnessHouse |  |  |  |  | Energy sensor | P51 |  |  |  | MC061 | Energy Centre |  |  | 0 | 0
MC061-B01 | MC061-B01/P52 | Calc Boiler Flow Setpt |  |  |  |  | Energy sensor | P52 |  |  |  | MC061 | Energy Centre |  |  | 0 | 0
MC061-B01 | MC061-B01/P53 | Pressure_Fylde |  |  |  |  | Energy sensor | P53 |  |  |  | MC061 | Energy Centre |  |  | 0 | 0
MC061-B01 | MC061-B01/P54 | Calc VT Blr Setp |  |  |  |  | Energy sensor | P54 |  |  |  | MC061 | Energy Centre |  |  | 0 | 0
MC061-B01 | MC061-B01/P55 | Pressure_Fylde |  |  |  |  | Energy sensor | P55 |  |  |  | MC061 | Energy Centre |  |  | 0 | 0
MC061-B01 | MC061-B01/P56 | Energy |  |  |  |  | Energy sensor | P56 |  |  |  | MC061 | Energy Centre |  |  | 0 | 0
MC061-B01 | MC061-B01/P57 | Pressure Sensor |  |  |  |  | Energy sensor | P57 |  |  |  | MC061 | Energy Centre |  |  | 0 | 0
MC061-B01 | MC061-B01/P58 | Boiler 1 Enabled |  |  |  |  | Energy sensor | P58 |  |  |  | MC061 | Energy Centre |  |  | 0 | 0
MC061-B01 | MC061-B01/P59 | CHP Fault |  |  |  |  | Energy sensor | P59 |  |  |  | MC061 | Energy Centre |  |  | 0 | 0
MC061-B01 | MC061-B01/P6 | Fuel Oil Tank Level |  |  |  |  | Energy sensor | P6 |  |  |  | MC061 | Energy Centre |  |  | 0 | 0
MC061-B01 | MC061-B01/P60 | Sensor 70 |  |  |  |  | Energy sensor | P60 |  |  |  | MC061 | Energy Centre |  |  | 0 | 0
MC061-B01 | MC061-B01/P61 | Boiler 2 Enabled |  |  |  |  | Energy sensor | P61 |  |  |  | MC061 | Energy Centre |  |  | 0 | 0
MC061-B01 | MC061-B01/P62 | Boiler 3 Enabled |  |  |  |  | Energy sensor | P62 |  |  |  | MC061 | Energy Centre |  |  | 0 | 0
MC061-B01 | MC061-B01/P63 | Boilers Stage 2 SP |  |  |  |  | Energy sensor | P63 |  |  |  | MC061 | Energy Centre |  |  | 0 | 0
MC061-B01 | MC061-B01/P64 | Boilers Stage 3 SP |  |  |  |  | Energy sensor | P64 |  |  |  | MC061 | Energy Centre |  |  | 0 | 0
MC061-B01 | MC061-B01/P65 | Boilers Stage 1 SP |  |  |  |  | Energy sensor | P65 |  |  |  | MC061 | Energy Centre |  |  | 0 | 0
MC061-B01 | MC061-B01/P66 | Plot 66 |  |  |  |  | Energy sensor | P66 |  |  |  | MC061 | Energy Centre |  |  | 0 | 0
MC061-B01 | MC061-B01/P67 | Plot 67 |  |  |  |  | Energy sensor | P67 |  |  |  | MC061 | Energy Centre |  |  | 0 | 0
MC061-B01 | MC061-B01/P68 | Plot 68 |  |  |  |  | Energy sensor | P68 |  |  |  | MC061 | Energy Centre |  |  | 0 | 0
MC061-B01 | MC061-B01/P69 | Plot 69 |  |  |  |  | Energy sensor | P69 |  |  |  | MC061 | Energy Centre |  |  | 0 | 0
MC061-B01 | MC061-B01/P7 | LTHW Common Temp |  |  | Degrees Celsius |  | Energy sensor | P7 |  |  |  | MC061 | Energy Centre |  |  | 0 | 0
MC061-B01 | MC061-B01/P70 | Plot 70 |  |  |  |  | Energy sensor | P70 |  |  |  | MC061 | Energy Centre |  |  | 0 | 0
MC061-B01 | MC061-B01/P71 | Boost Enabled |  |  |  |  | Energy sensor | P71 |  |  |  | MC061 | Energy Centre |  |  | 0 | 0
MC061-B01 | MC061-B01/P72 | 2nd stage frost protection |  |  | Degrees Celsius |  | Energy sensor | P72 |  |  |  | MC061 | Energy Centre |  |  | 0 | 0
MC061-B01 | MC061-B01/P73 | LPHW Enable |  |  |  |  | Energy sensor | P73 |  |  |  | MC061 | Energy Centre |  |  | 0 | 0
MC061-B01 | MC061-B01/P74 | Pressure_FurnessHouse |  |  |  |  | Energy sensor | P74 |  |  |  | MC061 | Energy Centre |  |  | 0 | 0
MC061-B01 | MC061-B01/P75 | Pressure_Fylde |  |  |  |  | Energy sensor | P75 |  |  |  | MC061 | Energy Centre |  |  | 0 | 0
MC061-B01 | MC061-B01/P76 | Pressure_Fylde |  |  |  |  | Energy sensor | P76 |  |  |  | MC061 | Energy Centre |  |  | 0 | 0
MC061-B01 | MC061-B01/P77 | Common LTHW Flow Temp |  |  | Degrees Celsius |  | Energy sensor | P77 |  |  |  | MC061 | Energy Centre |  |  | 0 | 0
MC061-B01 | MC061-B01/P78 | LTHW Return Temp Boiler Room |  |  | Degrees Celsius |  | Energy sensor | P78 |  |  |  | MC061 | Energy Centre |  |  | 0 | 0
MC061-B01 | MC061-B01/P79 | Boiler Common Flow Temp |  |  | Degrees Celsius |  | Energy sensor | P79 |  |  |  | MC061 | Energy Centre |  |  | 0 | 0
MC061-B01 | MC061-B01/P8 | Outside Temperature |  |  | Degrees Celsius |  | Energy sensor | P8 |  |  |  | MC061 | Energy Centre |  |  | 0 | 0
MC061-B01 | MC061-B01/P80 | Max VT Blr Setp |  |  |  |  | Energy sensor | P80 |  |  |  | MC061 | Energy Centre |  |  | 0 | 0
MC061-B01 | MC061-B01/P9 | Spare |  |  |  |  | Energy sensor | P9 |  |  |  | MC061 | Energy Centre |  |  | 0 | 0
MC061-B01 | MC061-B01/Q1 | Sequence Table 1 |  |  |  |  | Energy sensor | Q1 |  |  |  | MC061 | Energy Centre |  |  | 0 | 0
MC061-B01 | MC061-B01/S1 | 4 Dix No.1 |  |  |  |  | Energy sensor | S1 |  |  |  | MC061 | Energy Centre |  |  | 0 | 0
MC061-B01 | MC061-B01/S10 | Outside Temperature |  |  | Degrees Celsius |  | Energy sensor | S10 |  |  |  | MC061 | Energy Centre |  |  | 0 | 0
MC061-B01 | MC061-B01/S11 | LTHW Pressure DP Static |  |  |  |  | Energy sensor | S11 |  |  |  | MC061 | Energy Centre |  |  | 0 | 0
MC061-B01 | MC061-B01/S12 | Spare |  |  |  |  | Energy sensor | S12 |  |  |  | MC061 | Energy Centre |  |  | 0 | 0
MC061-B01 | MC061-B01/S13 | Spare |  |  |  |  | Energy sensor | S13 |  |  |  | MC061 | Energy Centre |  |  | 0 | 0
MC061-B01 | MC061-B01/S14 | Spare |  |  |  |  | Energy sensor | S14 |  |  |  | MC061 | Energy Centre |  |  | 0 | 0
MC061-B01 | MC061-B01/S15 | Spare |  |  |  |  | Energy sensor | S15 |  |  |  | MC061 | Energy Centre |  |  | 0 | 0
MC061-B01 | MC061-B01/S16 | Spare |  |  |  |  | Energy sensor | S16 |  |  |  | MC061 | Energy Centre |  |  | 0 | 0
MC061-B01 | MC061-B01/S17 | Spare |  |  |  |  | Energy sensor | S17 |  |  |  | MC061 | Energy Centre |  |  | 0 | 0
MC061-B01 | MC061-B01/S18 | Spare |  |  |  |  | Energy sensor | S18 |  |  |  | MC061 | Energy Centre |  |  | 0 | 0
MC061-B01 | MC061-B01/S19 | LTHW Return Temp Before CHP |  |  | Degrees Celsius |  | Energy sensor | S19 |  |  |  | MC061 | Energy Centre |  |  | 0 | 0
MC061-B01 | MC061-B01/S2 | 4 Dix No.2 |  |  |  |  | Energy sensor | S2 |  |  |  | MC061 | Energy Centre |  |  | 0 | 0
MC061-B01 | MC061-B01/S20 | LTHW Return Temp Boiler Room |  |  | Degrees Celsius |  | Energy sensor | S20 |  |  |  | MC061 | Energy Centre |  |  | 0 | 0
MC061-B01 | MC061-B01/S21 | LTHW Boiler 1 Flow Temp |  |  | Degrees Celsius |  | Energy sensor | S21 |  |  |  | MC061 | Energy Centre |  |  | 0 | 0
MC061-B01 | MC061-B01/S22 | LTHW Boiler 2 Flow Temp |  |  | Degrees Celsius |  | Energy sensor | S22 |  |  |  | MC061 | Energy Centre |  |  | 0 | 0
MC061-B01 | MC061-B01/S23 | LTHW Boiler 3 Flow Temp |  |  | Degrees Celsius |  | Energy sensor | S23 |  |  |  | MC061 | Energy Centre |  |  | 0 | 0
MC061-B01 | MC061-B01/S24 | Common LTHW Flow Temp |  |  | Degrees Celsius |  | Energy sensor | S24 |  |  |  | MC061 | Energy Centre |  |  | 0 | 0
MC061-B01 | MC061-B01/S25 | CWB Tank Temp 1 |  |  | Degrees Celsius |  | Energy sensor | S25 |  |  |  | MC061 | Energy Centre |  |  | 0 | 0
MC061-B01 | MC061-B01/S26 | CWB Tank Temp 2 |  |  | Degrees Celsius |  | Energy sensor | S26 |  |  |  | MC061 | Energy Centre |  |  | 0 | 0
MC061-B01 | MC061-B01/S27 | 1st stage frost protection |  |  |  |  | Energy sensor | S27 |  |  |  | MC061 | Energy Centre |  |  | 0 | 0
MC061-B01 | MC061-B01/S28 | 2nd stage frost protection |  |  | Degrees Celsius |  | Energy sensor | S28 |  |  |  | MC061 | Energy Centre |  |  | 0 | 0
MC061-B01 | MC061-B01/S29 | Calculated variable temperature circuit flow temperature |  |  | Degrees Celsius |  | Energy sensor | S29 |  |  |  | MC061 | Energy Centre |  |  | 0 | 0
MC061-B01 | MC061-B01/S3 | CHP High temp |  |  |  |  | Energy sensor | S3 |  |  |  | MC061 | Energy Centre |  |  | 0 | 0
MC061-B01 | MC061-B01/S30 | Pump 1 Hrs Run |  |  |  |  | Energy sensor | S30 |  |  |  | MC061 | Energy Centre |  |  | 0 | 0
MC061-B01 | MC061-B01/S31 | Pump 1 Hrs Run |  |  |  |  | Energy sensor | S31 |  |  |  | MC061 | Energy Centre |  |  | 0 | 0
MC061-B01 | MC061-B01/S32 | Pressure_FurnessHouse |  |  |  |  | Energy sensor | S32 |  |  |  | MC061 | Energy Centre |  |  | 0 | 0
MC061-B01 | MC061-B01/S33 | LPHW DP Psi |  |  |  |  | Energy sensor | S33 |  |  |  | MC061 | Energy Centre |  |  | 0 | 0
MC061-B01 | MC061-B01/S34 | Pump 1 Hrs Run |  |  |  |  | Energy sensor | S34 |  |  |  | MC061 | Energy Centre |  |  | 0 | 0
MC061-B01 | MC061-B01/S35 | Pump 4 Hrs Run |  |  |  |  | Energy sensor | S35 |  |  |  | MC061 | Energy Centre |  |  | 0 | 0
MC061-B01 | MC061-B01/S36 | Boiler 1 Run Hrs |  |  |  |  | Energy sensor | S36 |  |  |  | MC061 | Energy Centre |  |  | 0 | 0
MC061-B01 | MC061-B01/S37 | Boiler 2 Run Hrs |  |  |  |  | Energy sensor | S37 |  |  |  | MC061 | Energy Centre |  |  | 0 | 0
MC061-B01 | MC061-B01/S38 | Boiler 3 Run Hrs |  |  |  |  | Energy sensor | S38 |  |  |  | MC061 | Energy Centre |  |  | 0 | 0
MC061-B01 | MC061-B01/S39 | VT pump 1 Run Hrs |  |  |  |  | Energy sensor | S39 |  |  |  | MC061 | Energy Centre |  |  | 0 | 0
MC061-B01 | MC061-B01/S4 | PHE Primary Flow |  |  |  |  | Energy sensor | S4 |  |  |  | MC061 | Energy Centre |  |  | 0 | 0
MC061-B01 | MC061-B01/S40 | VT pump 2 Run Hrs |  |  |  |  | Energy sensor | S40 |  |  |  | MC061 | Energy Centre |  |  | 0 | 0
MC061-B01 | MC061-B01/S41 | Boiler 1 Demand |  |  |  |  | Energy sensor | S41 |  |  |  | MC061 | Energy Centre |  |  | 0 | 0
MC061-B01 | MC061-B01/S42 | Boiler 2 Demand |  |  |  |  | Energy sensor | S42 |  |  |  | MC061 | Energy Centre |  |  | 0 | 0
MC061-B01 | MC061-B01/S43 | Boiler 3 Demand |  |  |  |  | Energy sensor | S43 |  |  |  | MC061 | Energy Centre |  |  | 0 | 0
MC061-B01 | MC061-B01/S44 | PU Low Pressure |  |  |  |  | Energy sensor | S44 |  |  |  | MC061 | Energy Centre |  |  | 0 | 0
MC061-B01 | MC061-B01/S45 | CHP Run Hrs Per Day |  |  |  |  | Energy sensor | S45 |  |  |  | MC061 | Energy Centre |  |  | 0 | 0
MC061-B01 | MC061-B01/S46 | CHP fault Hrs run |  |  |  |  | Energy sensor | S46 |  |  |  | MC061 | Energy Centre |  |  | 0 | 0
MC061-B01 | MC061-B01/S47 | CHP Run Hrs Per Week |  |  |  |  | Energy sensor | S47 |  |  |  | MC061 | Energy Centre |  |  | 0 | 0
MC061-B01 | MC061-B01/S48 | CHP Run Hrs Per Month |  |  |  |  | Energy sensor | S48 |  |  |  | MC061 | Energy Centre |  |  | 0 | 0
MC061-B01 | MC061-B01/S49 | CHP Run Hrs Total |  |  |  |  | Energy sensor | S49 |  |  |  | MC061 | Energy Centre |  |  | 0 | 0
MC061-B01 | MC061-B01/S5 | PHE Primary Return |  |  |  |  | Energy sensor | S5 |  |  |  | MC061 | Energy Centre |  |  | 0 | 0
MC061-B01 | MC061-B01/S50 | CHP Running |  |  |  |  | Energy sensor | S50 |  |  |  | MC061 | Energy Centre |  |  | 0 | 0
MC061-B01 | MC061-B01/S51 | Boiler 1 Run Hrs Per day |  |  |  |  | Energy sensor | S51 |  |  |  | MC061 | Energy Centre |  |  | 0 | 0
MC061-B01 | MC061-B01/S52 | Boiler 2 Run Hrs Per day |  |  |  |  | Energy sensor | S52 |  |  |  | MC061 | Energy Centre |  |  | 0 | 0
MC061-B01 | MC061-B01/S53 | Boiler 3 Run Hrs Per day |  |  |  |  | Energy sensor | S53 |  |  |  | MC061 | Energy Centre |  |  | 0 | 0
MC061-B01 | MC061-B01/S54 | Valve position sensor |  |  |  |  | Energy sensor | S54 |  |  |  | MC061 | Energy Centre |  |  | 0 | 0
MC061-B01 | MC061-B01/S55 | CHP Enable |  |  |  |  | Energy sensor | S55 |  |  |  | MC061 | Energy Centre |  |  | 0 | 0
MC061-B01 | MC061-B01/S56 | Pressure_FurnessHouse |  |  |  |  | Energy sensor | S56 |  |  |  | MC061 | Energy Centre |  |  | 0 | 0
MC061-B01 | MC061-B01/S57 | Pressure_Fylde |  |  |  |  | Energy sensor | S57 |  |  |  | MC061 | Energy Centre |  |  | 0 | 0
MC061-B01 | MC061-B01/S58 | Pressure_Fylde |  |  |  |  | Energy sensor | S58 |  |  |  | MC061 | Energy Centre |  |  | 0 | 0
MC061-B01 | MC061-B01/S59 | Calc VT Blr Setp |  |  |  |  | Energy sensor | S59 |  |  |  | MC061 | Energy Centre |  |  | 0 | 0
MC061-B01 | MC061-B01/S6 | PHE Secondary Flow |  |  |  |  | Energy sensor | S6 |  |  |  | MC061 | Energy Centre |  |  | 0 | 0
MC061-B01 | MC061-B01/S60 | Energy |  |  |  |  | Energy sensor | S60 |  |  |  | MC061 | Energy Centre |  |  | 0 | 0
MC061-B01 | MC061-B01/S61 | Calc Boiler Flow Setpt |  |  |  |  | Energy sensor | S61 |  |  |  | MC061 | Energy Centre |  |  | 0 | 0
MC061-B01 | MC061-B01/S62 | Pressure_Fylde |  |  |  |  | Energy sensor | S62 |  |  |  | MC061 | Energy Centre |  |  | 0 | 0
MC061-B01 | MC061-B01/S63 | Max VT Blr Setp |  |  |  |  | Energy sensor | S63 |  |  |  | MC061 | Energy Centre |  |  | 0 | 0
MC061-B01 | MC061-B01/S64 | Pressure_Fylde |  |  |  |  | Energy sensor | S64 |  |  |  | MC061 | Energy Centre |  |  | 0 | 0
MC061-B01 | MC061-B01/S68 | Lead Pump |  |  |  |  | Energy sensor | S68 |  |  |  | MC061 | Energy Centre |  |  | 0 | 0
MC061-B01 | MC061-B01/S69 | Pressure Sensor |  |  |  |  | Energy sensor | S69 |  |  |  | MC061 | Energy Centre |  |  | 0 | 0
MC061-B01 | MC061-B01/S7 | PHE Secondary Return |  |  |  |  | Energy sensor | S7 |  |  |  | MC061 | Energy Centre |  |  | 0 | 0
MC061-B01 | MC061-B01/S70 | CHP Critical alarm |  |  |  |  | Energy sensor | S70 |  |  |  | MC061 | Energy Centre |  |  | 0 | 0
MC061-B01 | MC061-B01/S71 | CHP Fault |  |  |  |  | Energy sensor | S71 |  |  |  | MC061 | Energy Centre |  |  | 0 | 0
MC061-B01 | MC061-B01/S72 | Boiler 1 Enabled |  |  |  |  | Energy sensor | S72 |  |  |  | MC061 | Energy Centre |  |  | 0 | 0
MC061-B01 | MC061-B01/S73 | Boiler 2 Enabled |  |  |  |  | Energy sensor | S73 |  |  |  | MC061 | Energy Centre |  |  | 0 | 0
MC061-B01 | MC061-B01/S74 | Boiler 3 Enabled |  |  |  |  | Energy sensor | S74 |  |  |  | MC061 | Energy Centre |  |  | 0 | 0
MC061-B01 | MC061-B01/S75 | Boilers Stage 2 SP |  |  |  |  | Energy sensor | S75 |  |  |  | MC061 | Energy Centre |  |  | 0 | 0
MC061-B01 | MC061-B01/S76 | Boilers Stage 3 SP |  |  |  |  | Energy sensor | S76 |  |  |  | MC061 | Energy Centre |  |  | 0 | 0
MC061-B01 | MC061-B01/S77 | Boilers Stage 1 SP |  |  |  |  | Energy sensor | S77 |  |  |  | MC061 | Energy Centre |  |  | 0 | 0
MC061-B01 | MC061-B01/S8 | Fuel Oil Tank Level |  |  |  |  | Energy sensor | S8 |  |  |  | MC061 | Energy Centre |  |  | 0 | 0
MC061-B01 | MC061-B01/S9 | Boiler Common Flow Temp |  |  | Degrees Celsius |  | Energy sensor | S9 |  |  |  | MC061 | Energy Centre |  |  | 0 | 0
MC061-B01 | MC061-B01/U1 | [5 empty] | Energy sensor | U1 |  |  |  | MC061 | Energy Centre |  |  | 0 | 0
MC061-B01 | MC061-B01/U2 | [5 empty] | Energy sensor | U2 |  |  |  | MC061 | Energy Centre |  |  | 0 | 0
MC061-B01 | MC061-B01/V1 | [5 empty] | Energy sensor | V1 |  |  |  | MC061 | Energy Centre |  |  | 0 | 0
MC061-B01 | MC061-B01/W1 | Summer Winter W=0 |  |  |  |  | Energy sensor | W1 |  |  |  | MC061 | Energy Centre |  |  | 0 | 0
MC061-B01 | MC061-B01/W10 | Duty VT Pump Fail Reset |  |  |  |  | Energy sensor | W10 |  |  |  | MC061 | Energy Centre |  |  | 0 | 0
MC061-B01 | MC061-B01/W11 | Duty VT Pump Changover |  |  |  |  | Energy sensor | W11 |  |  |  | MC061 | Energy Centre |  |  | 0 | 0
MC061-B01 | MC061-B01/W12 | LPHW Pumps Fail Reset |  |  |  |  | Energy sensor | W12 |  |  |  | MC061 | Energy Centre |  |  | 0 | 0
MC061-B01 | MC061-B01/W13 | Boiler Hrs Reset |  |  |  |  | Energy sensor | W13 |  |  |  | MC061 | Energy Centre |  |  | 0 | 0
MC061-B01 | MC061-B01/W14 | CHP High Temp Inhibt |  |  | Degrees Celsius |  | Energy sensor | W14 |  |  |  | MC061 | Energy Centre |  |  | 0 | 0
MC061-B01 | MC061-B01/W15 | LTHW Boiler Iso Valve Override |  |  |  |  | Energy sensor | W15 |  |  |  | MC061 | Energy Centre |  |  | 0 | 0
MC061-B01 | MC061-B01/W16 | Pump 1 override ON |  |  |  |  | Energy sensor | W16 |  |  |  | MC061 | Energy Centre |  |  | 0 | 0
MC061-B01 | MC061-B01/W17 | Pump 2 override ON |  |  |  |  | Energy sensor | W17 |  |  |  | MC061 | Energy Centre |  |  | 0 | 0
MC061-B01 | MC061-B01/W18 | Pump 3 override ON |  |  |  |  | Energy sensor | W18 |  |  |  | MC061 | Energy Centre |  |  | 0 | 0
MC061-B01 | MC061-B01/W19 | Pump 4 override ON |  |  |  |  | Energy sensor | W19 |  |  |  | MC061 | Energy Centre |  |  | 0 | 0
MC061-B01 | MC061-B01/W2 | Boiler No.1 Overide |  |  |  |  | Energy sensor | W2 |  |  |  | MC061 | Energy Centre |  |  | 0 | 0
MC061-B01 | MC061-B01/W22 | VT Valve O-R 100% |  |  |  |  | Energy sensor | W22 |  |  |  | MC061 | Energy Centre |  |  | 0 | 0
MC061-B01 | MC061-B01/W23 | LPHW Overide |  |  |  |  | Energy sensor | W23 |  |  |  | MC061 | Energy Centre |  |  | 0 | 0
MC061-B01 | MC061-B01/W24 | BLr Seq CO |  |  |  |  | Energy sensor | W24 |  |  |  | MC061 | Energy Centre |  |  | 0 | 0
MC061-B01 | MC061-B01/W25 | Max Winter Flow OR |  |  |  |  | Energy sensor | W25 |  |  |  | MC061 | Energy Centre |  |  | 0 | 0
MC061-B01 | MC061-B01/W26 | CHP Available= On |  |  |  |  | Energy sensor | W26 |  |  |  | MC061 | Energy Centre |  |  | 0 | 0
MC061-B01 | MC061-B01/W27 | Biomass Available =On |  |  |  |  | Energy sensor | W27 |  |  |  | MC061 | Energy Centre |  |  | 0 | 0
MC061-B01 | MC061-B01/W28 | Fossil Fuel Available =On |  |  |  |  | Energy sensor | W28 |  |  |  | MC061 | Energy Centre |  |  | 0 | 0
MC061-B01 | MC061-B01/W29 | CHP Enable for Electricity |  |  |  |  | Energy sensor | W29 |  |  |  | MC061 | Energy Centre |  |  | 0 | 0
MC061-B01 | MC061-B01/W3 | Boiler No.2 Overide |  |  |  |  | Energy sensor | W3 |  |  |  | MC061 | Energy Centre |  |  | 0 | 0
MC061-B01 | MC061-B01/W30 | Allow Circ Pumps For CHP Elec |  |  |  |  | Energy sensor | W30 |  |  |  | MC061 | Energy Centre |  |  | 0 | 0
MC061-B01 | MC061-B01/W31 | P or PI Boiler Demand P=Off |  |  |  |  | Energy sensor | W31 |  |  |  | MC061 | Energy Centre |  |  | 0 | 0
MC061-B01 | MC061-B01/W32 | Boiler 1 Disable |  |  |  |  | Energy sensor | W32 |  |  |  | MC061 | Energy Centre |  |  | 0 | 0
MC061-B01 | MC061-B01/W33 | Boiler 2 Disable |  |  |  |  | Energy sensor | W33 |  |  |  | MC061 | Energy Centre |  |  | 0 | 0
MC061-B01 | MC061-B01/W34 | Boiler 3 Disable |  |  |  |  | Energy sensor | W34 |  |  |  | MC061 | Energy Centre |  |  | 0 | 0
MC061-B01 | MC061-B01/W35 | LPHW pump 1 dissable |  |  |  |  | Energy sensor | W35 |  |  |  | MC061 | Energy Centre |  |  | 0 | 0
MC061-B01 | MC061-B01/W36 | LPHW pump 2 Disable |  |  |  |  | Energy sensor | W36 |  |  |  | MC061 | Energy Centre |  |  | 0 | 0
MC061-B01 | MC061-B01/W37 | LPHW pump 3 Disable |  |  |  |  | Energy sensor | W37 |  |  |  | MC061 | Energy Centre |  |  | 0 | 0
MC061-B01 | MC061-B01/W38 | LPHW pump 4 Disable |  |  |  |  | Energy sensor | W38 |  |  |  | MC061 | Energy Centre |  |  | 0 | 0
MC061-B01 | MC061-B01/W4 | Boiler No.3 Overide |  |  |  |  | Energy sensor | W4 |  |  |  | MC061 | Energy Centre |  |  | 0 | 0
MC061-B01 | MC061-B01/W5 | Change Lead LPHW Pump |  |  |  |  | Energy sensor | W5 |  |  |  | MC061 | Energy Centre |  |  | 0 | 0
MC061-B01 | MC061-B01/W6 | DPCV Valve Overide |  |  |  |  | Energy sensor | W6 |  |  |  | MC061 | Energy Centre |  |  | 0 | 0
MC061-B01 | MC061-B01/W7 | Max VT Blr Setp OverRide |  |  |  |  | Energy sensor | W7 |  |  |  | MC061 | Energy Centre |  |  | 0 | 0
MC061-B01 | MC061-B01/W8 | Duty Fuel Oil Pump Fail Reset |  |  |  |  | Energy sensor | W8 |  |  |  | MC061 | Energy Centre |  |  | 0 | 0
MC061-B01 | MC061-B01/W9 | Fuel Oil Pump Changover |  |  |  |  | Energy sensor | W9 |  |  |  | MC061 | Energy Centre |  |  | 0 | 0
MC061-B01 | MC061-B01/Y1 | Thermistor TBTI |  |  | Degrees Celsius |  | Energy sensor | Y1 |  |  |  | MC061 | Energy Centre |  |  | 0 | 0
MC061-B01 | MC061-B01/Y2 | 4DIX V |  |  |  |  | Energy sensor | Y2 |  |  |  | MC061 | Energy Centre |  |  | 0 | 0
MC061-B01 | MC061-B01/Y3 | Outside air temperature |  |  | Degrees Celsius |  | Energy sensor | Y3 |  |  |  | MC061 | Energy Centre |  |  | 0 | 0
MC061-B01 | MC061-B01/Y4 | Pressure I 2.5bar |  |  |  |  | Energy sensor | Y4 |  |  |  | MC061 | Energy Centre |  |  | 0 | 0
MC061-B01 | MC061-B01/Y5 | Pressure I 6bar |  |  |  |  | Energy sensor | Y5 |  |  |  | MC061 | Energy Centre |  |  | 0 | 0
MC061-B01 | MC061-B01/Y6 | Pressure I 10bar |  |  |  |  | Energy sensor | Y6 |  |  |  | MC061 | Energy Centre |  |  | 0 | 0
MC061-B01 | MC061-B01/Z1 | LPHW Enable |  |  |  |  | Energy sensor | Z1 |  |  |  | MC061 | Energy Centre |  |  | 0 | 0
MC061-B01 | MC061-B01/Z2 | Workshop VT Circuit |  |  |  |  | Energy sensor | Z2 |  |  |  | MC061 | Energy Centre |  |  | 0 | 0
MC061-B01 | MC061-B01/Z3 | CHP Critical Alarm Send |  |  |  |  | Energy sensor | Z3 |  |  |  | MC061 | Energy Centre |  |  | 0 | 0
MC061-B01 | MC061-B01/Z4 | CHP Electricity Enable |  |  |  |  | Energy sensor | Z4 |  |  |  | MC061 | Energy Centre |  |  | 0 | 0
MC207-B01 | MC207-B01/A1 | Outside air temperature |  |  | Degrees Celsius |  | Energy sensor | A1 |  |  |  | MC207 | HR Building |  |  | 0 | 0
MC207-B01 | MC207-B01/C1 | Virtual CNC 1 |  |  |  |  | Energy sensor | C1 |  |  |  | MC207 | HR Building |  |  | 0 | 0
MC207-B01 | MC207-B01/D1 | Sec HR Pumps PP1 |  |  |  |  | Energy sensor | D1 |  |  |  | MC207 | HR Building |  |  | 0 | 0
MC207-B01 | MC207-B01/D10 | Training AHU1 En |  |  |  |  | Energy sensor | D10 |  |  |  | MC207 | HR Building |  |  | 0 | 0
MC207-B01 | MC207-B01/D11 | Training AHU1 Dmd |  |  |  |  | Energy sensor | D11 |  |  |  | MC207 | HR Building |  |  | 0 | 0
MC207-B01 | MC207-B01/D12 | Recept AHU4 En |  |  |  |  | Energy sensor | D12 |  |  |  | MC207 | HR Building |  |  | 0 | 0
MC207-B01 | MC207-B01/D13 | Recept AHU4 Dmd |  |  |  |  | Energy sensor | D13 |  |  |  | MC207 | HR Building |  |  | 0 | 0
MC207-B01 | MC207-B01/D14 | Door Htr Valve |  |  |  |  | Energy sensor | D14 |  |  |  | MC207 | HR Building |  |  | 0 | 0
MC207-B01 | MC207-B01/D15 | Mtg Rm 1 Extr Fan En |  |  |  |  | Energy sensor | D15 |  |  |  | MC207 | HR Building |  |  | 0 | 0
MC207-B01 | MC207-B01/D16 | Mtg Rm 2 Extr Fan En |  |  |  |  | Energy sensor | D16 |  |  |  | MC207 | HR Building |  |  | 0 | 0
MC207-B01 | MC207-B01/D17 | Mtg Rm 3 Extr Fan En |  |  |  |  | Energy sensor | D17 |  |  |  | MC207 | HR Building |  |  | 0 | 0
MC207-B01 | MC207-B01/D18 | Mtg Rm 4 Extr Fan En |  |  |  |  | Energy sensor | D18 |  |  |  | MC207 | HR Building |  |  | 0 | 0
MC207-B01 | MC207-B01/D19 | Mtg Pod 1 Extr Fan En |  |  |  |  | Energy sensor | D19 |  |  |  | MC207 | HR Building |  |  | 0 | 0
MC207-B01 | MC207-B01/D2 | CT Pumps PP2 |  |  |  |  | Energy sensor | D2 |  |  |  | MC207 | HR Building |  |  | 0 | 0
MC207-B01 | MC207-B01/D20 | Mtg Pod 2 Extr Fan En |  |  |  |  | Energy sensor | D20 |  |  |  | MC207 | HR Building |  |  | 0 | 0
MC207-B01 | MC207-B01/D21 | Mtg Pod 3 Extr Fan En |  |  |  |  | Energy sensor | D21 |  |  |  | MC207 | HR Building |  |  | 0 | 0
MC207-B01 | MC207-B01/D22 | M WC Extr Fan En |  |  |  |  | Energy sensor | D22 |  |  |  | MC207 | HR Building |  |  | 0 | 0
MC207-B01 | MC207-B01/D23 | F WC Extr Fan En |  |  |  |  | Energy sensor | D23 |  |  |  | MC207 | HR Building |  |  | 0 | 0
MC207-B01 | MC207-B01/D3 | VT Pumps PP3 |  |  |  |  | Energy sensor | D3 |  |  |  | MC207 | HR Building |  |  | 0 | 0
MC207-B01 | MC207-B01/D4 | Variable temperature circuit valve |  |  | 0 = Closed , 1 = Open |  | Energy sensor | D4 |  |  |  | MC207 | HR Building |  |  | 0 | 0
MC207-B01 | MC207-B01/D5 | Lodge Pumps PP4 |  |  |  |  | Energy sensor | D5 |  |  |  | MC207 | HR Building |  |  | 0 | 0
MC207-B01 | MC207-B01/D6 | Training AHU3 En |  |  |  |  | Energy sensor | D6 |  |  |  | MC207 | HR Building |  |  | 0 | 0
MC207-B01 | MC207-B01/D7 | Training AHU3 Dmd |  |  |  |  | Energy sensor | D7 |  |  |  | MC207 | HR Building |  |  | 0 | 0
MC207-B01 | MC207-B01/D8 | Training AHU2 En |  |  |  |  | Energy sensor | D8 |  |  |  | MC207 | HR Building |  |  | 0 | 0
MC207-B01 | MC207-B01/D9 | Training AHU2 Dmd |  |  |  |  | Energy sensor | D9 |  |  |  | MC207 | HR Building |  |  | 0 | 0
MC207-B01 | MC207-B01/e1 | Supervisor |  |  |  |  | Energy sensor | e1 |  |  |  | MC207 | HR Building |  |  | 0 | 0
MC207-B01 | MC207-B01/F1 | Function 1 |  |  |  |  | Energy sensor | F1 |  |  |  | MC207 | HR Building |  |  | 0 | 0
MC207-B01 | MC207-B01/F10 | Function 10 |  |  |  |  | Energy sensor | F10 |  |  |  | MC207 | HR Building |  |  | 0 | 0
MC207-B01 | MC207-B01/F100 | Function 100 |  |  |  |  | Energy sensor | F100 |  |  |  | MC207 | HR Building |  |  | 0 | 0
MC207-B01 | MC207-B01/F101 | Function 101 |  |  |  |  | Energy sensor | F101 |  |  |  | MC207 | HR Building |  |  | 0 | 0
MC207-B01 | MC207-B01/F102 | Function 102 |  |  |  |  | Energy sensor | F102 |  |  |  | MC207 | HR Building |  |  | 0 | 0
MC207-B01 | MC207-B01/F103 | Function 103 |  |  |  |  | Energy sensor | F103 |  |  |  | MC207 | HR Building |  |  | 0 | 0
MC207-B01 | MC207-B01/F104 | Function 104 |  |  |  |  | Energy sensor | F104 |  |  |  | MC207 | HR Building |  |  | 0 | 0
MC207-B01 | MC207-B01/F105 | Function 105 |  |  |  |  | Energy sensor | F105 |  |  |  | MC207 | HR Building |  |  | 0 | 0
MC207-B01 | MC207-B01/F106 | Function 106 |  |  |  |  | Energy sensor | F106 |  |  |  | MC207 | HR Building |  |  | 0 | 0
MC207-B01 | MC207-B01/F107 | Function 107 |  |  |  |  | Energy sensor | F107 |  |  |  | MC207 | HR Building |  |  | 0 | 0
MC207-B01 | MC207-B01/F108 | Function 108 |  |  |  |  | Energy sensor | F108 |  |  |  | MC207 | HR Building |  |  | 0 | 0
MC207-B01 | MC207-B01/F109 | Function 109 |  |  |  |  | Energy sensor | F109 |  |  |  | MC207 | HR Building |  |  | 0 | 0
MC207-B01 | MC207-B01/F11 | Function 11 |  |  |  |  | Energy sensor | F11 |  |  |  | MC207 | HR Building |  |  | 0 | 0
MC207-B01 | MC207-B01/F110 | Function 110 |  |  |  |  | Energy sensor | F110 |  |  |  | MC207 | HR Building |  |  | 0 | 0
MC207-B01 | MC207-B01/F111 | Function 111 |  |  |  |  | Energy sensor | F111 |  |  |  | MC207 | HR Building |  |  | 0 | 0
MC207-B01 | MC207-B01/F112 | Function 112 |  |  |  |  | Energy sensor | F112 |  |  |  | MC207 | HR Building |  |  | 0 | 0
MC207-B01 | MC207-B01/F113 | Function 113 |  |  |  |  | Energy sensor | F113 |  |  |  | MC207 | HR Building |  |  | 0 | 0
MC207-B01 | MC207-B01/F114 | Function 114 |  |  |  |  | Energy sensor | F114 |  |  |  | MC207 | HR Building |  |  | 0 | 0
MC207-B01 | MC207-B01/F115 | Function 115 |  |  |  |  | Energy sensor | F115 |  |  |  | MC207 | HR Building |  |  | 0 | 0
MC207-B01 | MC207-B01/F116 | Function 116 |  |  |  |  | Energy sensor | F116 |  |  |  | MC207 | HR Building |  |  | 0 | 0
MC207-B01 | MC207-B01/F117 | Function 117 |  |  |  |  | Energy sensor | F117 |  |  |  | MC207 | HR Building |  |  | 0 | 0
MC207-B01 | MC207-B01/F118 | Function 118 |  |  |  |  | Energy sensor | F118 |  |  |  | MC207 | HR Building |  |  | 0 | 0
MC207-B01 | MC207-B01/F119 | Function 119 |  |  |  |  | Energy sensor | F119 |  |  |  | MC207 | HR Building |  |  | 0 | 0
MC207-B01 | MC207-B01/F12 | Outside air temperature heating inhibit |  |  |  |  | Energy sensor | F12 |  |  |  | MC207 | HR Building |  |  | 0 | 0
MC207-B01 | MC207-B01/F120 | Function 120 |  |  |  |  | Energy sensor | F120 |  |  |  | MC207 | HR Building |  |  | 0 | 0
MC207-B01 | MC207-B01/F121 | Function 121 |  |  |  |  | Energy sensor | F121 |  |  |  | MC207 | HR Building |  |  | 0 | 0
MC207-B01 | MC207-B01/F122 | Function 122 |  |  |  |  | Energy sensor | F122 |  |  |  | MC207 | HR Building |  |  | 0 | 0
MC207-B01 | MC207-B01/F123 | Function 123 |  |  |  |  | Energy sensor | F123 |  |  |  | MC207 | HR Building |  |  | 0 | 0
MC207-B01 | MC207-B01/F124 | Function 124 |  |  |  |  | Energy sensor | F124 |  |  |  | MC207 | HR Building |  |  | 0 | 0
MC207-B01 | MC207-B01/F125 | Recept Dmd |  |  |  |  | Energy sensor | F125 |  |  |  | MC207 | HR Building |  |  | 0 | 0
MC207-B01 | MC207-B01/F126 | Function 126 |  |  |  |  | Energy sensor | F126 |  |  |  | MC207 | HR Building |  |  | 0 | 0
MC207-B01 | MC207-B01/F127 | Function 127 |  |  |  |  | Energy sensor | F127 |  |  |  | MC207 | HR Building |  |  | 0 | 0
MC207-B01 | MC207-B01/F128 | Function 128 |  |  |  |  | Energy sensor | F128 |  |  |  | MC207 | HR Building |  |  | 0 | 0
MC207-B01 | MC207-B01/F129 | Function 129 |  |  |  |  | Energy sensor | F129 |  |  |  | MC207 | HR Building |  |  | 0 | 0
MC207-B01 | MC207-B01/F13 | Function 13 |  |  |  |  | Energy sensor | F13 |  |  |  | MC207 | HR Building |  |  | 0 | 0
MC207-B01 | MC207-B01/F130 | Function 130 |  |  |  |  | Energy sensor | F130 |  |  |  | MC207 | HR Building |  |  | 0 | 0
MC207-B01 | MC207-B01/F131 | Function 131 |  |  |  |  | Energy sensor | F131 |  |  |  | MC207 | HR Building |  |  | 0 | 0
MC207-B01 | MC207-B01/F132 | Function 132 |  |  |  |  | Energy sensor | F132 |  |  |  | MC207 | HR Building |  |  | 0 | 0
MC207-B01 | MC207-B01/F133 | Function 133 |  |  |  |  | Energy sensor | F133 |  |  |  | MC207 | HR Building |  |  | 0 | 0
MC207-B01 | MC207-B01/F134 | Function 134 |  |  |  |  | Energy sensor | F134 |  |  |  | MC207 | HR Building |  |  | 0 | 0
MC207-B01 | MC207-B01/F135 | Function 135 |  |  |  |  | Energy sensor | F135 |  |  |  | MC207 | HR Building |  |  | 0 | 0
MC207-B01 | MC207-B01/F136 | Function 136 |  |  |  |  | Energy sensor | F136 |  |  |  | MC207 | HR Building |  |  | 0 | 0
MC207-B01 | MC207-B01/F137 | Function 137 |  |  |  |  | Energy sensor | F137 |  |  |  | MC207 | HR Building |  |  | 0 | 0
MC207-B01 | MC207-B01/F138 | Function 138 |  |  |  |  | Energy sensor | F138 |  |  |  | MC207 | HR Building |  |  | 0 | 0
MC207-B01 | MC207-B01/F139 | Function 139 |  |  |  |  | Energy sensor | F139 |  |  |  | MC207 | HR Building |  |  | 0 | 0
MC207-B01 | MC207-B01/F14 | Function 14 |  |  |  |  | Energy sensor | F14 |  |  |  | MC207 | HR Building |  |  | 0 | 0
MC207-B01 | MC207-B01/F140 | Function 140 |  |  |  |  | Energy sensor | F140 |  |  |  | MC207 | HR Building |  |  | 0 | 0
MC207-B01 | MC207-B01/F141 | Function 141 |  |  |  |  | Energy sensor | F141 |  |  |  | MC207 | HR Building |  |  | 0 | 0
MC207-B01 | MC207-B01/F142 | Function 142 |  |  |  |  | Energy sensor | F142 |  |  |  | MC207 | HR Building |  |  | 0 | 0
MC207-B01 | MC207-B01/F143 | Function 143 |  |  |  |  | Energy sensor | F143 |  |  |  | MC207 | HR Building |  |  | 0 | 0
MC207-B01 | MC207-B01/F144 | Function 144 |  |  |  |  | Energy sensor | F144 |  |  |  | MC207 | HR Building |  |  | 0 | 0
MC207-B01 | MC207-B01/F145 | Function 145 |  |  |  |  | Energy sensor | F145 |  |  |  | MC207 | HR Building |  |  | 0 | 0
MC207-B01 | MC207-B01/F146 | Function 146 |  |  |  |  | Energy sensor | F146 |  |  |  | MC207 | HR Building |  |  | 0 | 0
MC207-B01 | MC207-B01/F147 | Function 147 |  |  |  |  | Energy sensor | F147 |  |  |  | MC207 | HR Building |  |  | 0 | 0
MC207-B01 | MC207-B01/F148 | Function 148 |  |  |  |  | Energy sensor | F148 |  |  |  | MC207 | HR Building |  |  | 0 | 0
MC207-B01 | MC207-B01/F149 | Function 149 |  |  |  |  | Energy sensor | F149 |  |  |  | MC207 | HR Building |  |  | 0 | 0
MC207-B01 | MC207-B01/F15 | Function 15 |  |  |  |  | Energy sensor | F15 |  |  |  | MC207 | HR Building |  |  | 0 | 0
MC207-B01 | MC207-B01/F150 | Function 150 |  |  |  |  | Energy sensor | F150 |  |  |  | MC207 | HR Building |  |  | 0 | 0
MC207-B01 | MC207-B01/F151 | Function 151 |  |  |  |  | Energy sensor | F151 |  |  |  | MC207 | HR Building |  |  | 0 | 0
MC207-B01 | MC207-B01/F152 | Function 152 |  |  |  |  | Energy sensor | F152 |  |  |  | MC207 | HR Building |  |  | 0 | 0
MC207-B01 | MC207-B01/F153 | Function 153 |  |  |  |  | Energy sensor | F153 |  |  |  | MC207 | HR Building |  |  | 0 | 0
MC207-B01 | MC207-B01/F154 | Litres per second |  |  |  |  | Energy sensor | F154 |  |  |  | MC207 | HR Building |  |  | 0 | 0
MC207-B01 | MC207-B01/F155 | Subtract for delta-T |  |  |  |  | Energy sensor | F155 |  |  |  | MC207 | HR Building |  |  | 0 | 0
MC207-B01 | MC207-B01/F156 | Function 156 |  |  |  |  | Energy sensor | F156 |  |  |  | MC207 | HR Building |  |  | 0 | 0
MC207-B01 | MC207-B01/F157 | Function 157 |  |  |  |  | Energy sensor | F157 |  |  |  | MC207 | HR Building |  |  | 0 | 0
MC207-B01 | MC207-B01/F158 | Function 158 |  |  |  |  | Energy sensor | F158 |  |  |  | MC207 | HR Building |  |  | 0 | 0
MC207-B01 | MC207-B01/F159 | Litres per second |  |  |  |  | Energy sensor | F159 |  |  |  | MC207 | HR Building |  |  | 0 | 0
MC207-B01 | MC207-B01/F16 | Function 16 |  |  |  |  | Energy sensor | F16 |  |  |  | MC207 | HR Building |  |  | 0 | 0
MC207-B01 | MC207-B01/F160 | Subtract for delta-T |  |  |  |  | Energy sensor | F160 |  |  |  | MC207 | HR Building |  |  | 0 | 0
MC207-B01 | MC207-B01/F161 | Function 161 |  |  |  |  | Energy sensor | F161 |  |  |  | MC207 | HR Building |  |  | 0 | 0
MC207-B01 | MC207-B01/F17 | Function 17 |  |  |  |  | Energy sensor | F17 |  |  |  | MC207 | HR Building |  |  | 0 | 0
MC207-B01 | MC207-B01/F18 | Function 18 |  |  |  |  | Energy sensor | F18 |  |  |  | MC207 | HR Building |  |  | 0 | 0
MC207-B01 | MC207-B01/F19 | Function 19 |  |  |  |  | Energy sensor | F19 |  |  |  | MC207 | HR Building |  |  | 0 | 0
MC207-B01 | MC207-B01/F2 | Outside air temperature frost |  |  | Degrees Celsius |  | Energy sensor | F2 |  |  |  | MC207 | HR Building |  |  | 0 | 0
MC207-B01 | MC207-B01/F20 | Function 20 |  |  |  |  | Energy sensor | F20 |  |  |  | MC207 | HR Building |  |  | 0 | 0
MC207-B01 | MC207-B01/F21 | Function 21 |  |  |  |  | Energy sensor | F21 |  |  |  | MC207 | HR Building |  |  | 0 | 0
MC207-B01 | MC207-B01/F22 | Function 22 |  |  |  |  | Energy sensor | F22 |  |  |  | MC207 | HR Building |  |  | 0 | 0
MC207-B01 | MC207-B01/F23 | Function 23 |  |  |  |  | Energy sensor | F23 |  |  |  | MC207 | HR Building |  |  | 0 | 0
MC207-B01 | MC207-B01/F24 | Function 24 |  |  |  |  | Energy sensor | F24 |  |  |  | MC207 | HR Building |  |  | 0 | 0
MC207-B01 | MC207-B01/F25 | Function 25 |  |  |  |  | Energy sensor | F25 |  |  |  | MC207 | HR Building |  |  | 0 | 0
MC207-B01 | MC207-B01/F26 | Function 26 |  |  |  |  | Energy sensor | F26 |  |  |  | MC207 | HR Building |  |  | 0 | 0
MC207-B01 | MC207-B01/F27 | Function 27 |  |  |  |  | Energy sensor | F27 |  |  |  | MC207 | HR Building |  |  | 0 | 0
MC207-B01 | MC207-B01/F28 | Function 28 |  |  |  |  | Energy sensor | F28 |  |  |  | MC207 | HR Building |  |  | 0 | 0
MC207-B01 | MC207-B01/F29 | Function 29 |  |  |  |  | Energy sensor | F29 |  |  |  | MC207 | HR Building |  |  | 0 | 0
MC207-B01 | MC207-B01/F3 | Function 3 |  |  |  |  | Energy sensor | F3 |  |  |  | MC207 | HR Building |  |  | 0 | 0
MC207-B01 | MC207-B01/F30 | Function 30 |  |  |  |  | Energy sensor | F30 |  |  |  | MC207 | HR Building |  |  | 0 | 0
MC207-B01 | MC207-B01/F31 | Function 31 |  |  |  |  | Energy sensor | F31 |  |  |  | MC207 | HR Building |  |  | 0 | 0
MC207-B01 | MC207-B01/F32 | Function 32 |  |  |  |  | Energy sensor | F32 |  |  |  | MC207 | HR Building |  |  | 0 | 0
MC207-B01 | MC207-B01/F33 | Function 33 |  |  |  |  | Energy sensor | F33 |  |  |  | MC207 | HR Building |  |  | 0 | 0
MC207-B01 | MC207-B01/F34 | Function 34 |  |  |  |  | Energy sensor | F34 |  |  |  | MC207 | HR Building |  |  | 0 | 0
MC207-B01 | MC207-B01/F35 | Function 35 |  |  |  |  | Energy sensor | F35 |  |  |  | MC207 | HR Building |  |  | 0 | 0
MC207-B01 | MC207-B01/F36 | Function 36 |  |  |  |  | Energy sensor | F36 |  |  |  | MC207 | HR Building |  |  | 0 | 0
MC207-B01 | MC207-B01/F37 | Function 37 |  |  |  |  | Energy sensor | F37 |  |  |  | MC207 | HR Building |  |  | 0 | 0
MC207-B01 | MC207-B01/F38 | Function 38 |  |  |  |  | Energy sensor | F38 |  |  |  | MC207 | HR Building |  |  | 0 | 0
MC207-B01 | MC207-B01/F39 | Door Htr Dmd |  |  |  |  | Energy sensor | F39 |  |  |  | MC207 | HR Building |  |  | 0 | 0
MC207-B01 | MC207-B01/F4 | Function 4 |  |  |  |  | Energy sensor | F4 |  |  |  | MC207 | HR Building |  |  | 0 | 0
MC207-B01 | MC207-B01/F40 | Function 40 |  |  |  |  | Energy sensor | F40 |  |  |  | MC207 | HR Building |  |  | 0 | 0
MC207-B01 | MC207-B01/F41 | Function 41 |  |  |  |  | Energy sensor | F41 |  |  |  | MC207 | HR Building |  |  | 0 | 0
MC207-B01 | MC207-B01/F42 | Function 42 |  |  |  |  | Energy sensor | F42 |  |  |  | MC207 | HR Building |  |  | 0 | 0
MC207-B01 | MC207-B01/F43 | Function 43 |  |  |  |  | Energy sensor | F43 |  |  |  | MC207 | HR Building |  |  | 0 | 0
MC207-B01 | MC207-B01/F44 | Training 3a Dmd |  |  |  |  | Energy sensor | F44 |  |  |  | MC207 | HR Building |  |  | 0 | 0
MC207-B01 | MC207-B01/F45 | Function 45 |  |  |  |  | Energy sensor | F45 |  |  |  | MC207 | HR Building |  |  | 0 | 0
MC207-B01 | MC207-B01/F46 | Function 46 |  |  |  |  | Energy sensor | F46 |  |  |  | MC207 | HR Building |  |  | 0 | 0
MC207-B01 | MC207-B01/F47 | Function 47 |  |  |  |  | Energy sensor | F47 |  |  |  | MC207 | HR Building |  |  | 0 | 0
MC207-B01 | MC207-B01/F48 | Function 48 |  |  |  |  | Energy sensor | F48 |  |  |  | MC207 | HR Building |  |  | 0 | 0
MC207-B01 | MC207-B01/F49 | Function 49 |  |  |  |  | Energy sensor | F49 |  |  |  | MC207 | HR Building |  |  | 0 | 0
MC207-B01 | MC207-B01/F5 | Function 5 |  |  |  |  | Energy sensor | F5 |  |  |  | MC207 | HR Building |  |  | 0 | 0
MC207-B01 | MC207-B01/F50 | Function 50 |  |  |  |  | Energy sensor | F50 |  |  |  | MC207 | HR Building |  |  | 0 | 0
MC207-B01 | MC207-B01/F51 | Function 51 |  |  |  |  | Energy sensor | F51 |  |  |  | MC207 | HR Building |  |  | 0 | 0
MC207-B01 | MC207-B01/F52 | Function 52 |  |  |  |  | Energy sensor | F52 |  |  |  | MC207 | HR Building |  |  | 0 | 0
MC207-B01 | MC207-B01/F53 | Function 53 |  |  |  |  | Energy sensor | F53 |  |  |  | MC207 | HR Building |  |  | 0 | 0
MC207-B01 | MC207-B01/F54 | Function 54 |  |  |  |  | Energy sensor | F54 |  |  |  | MC207 | HR Building |  |  | 0 | 0
MC207-B01 | MC207-B01/F55 | Function 55 |  |  |  |  | Energy sensor | F55 |  |  |  | MC207 | HR Building |  |  | 0 | 0
MC207-B01 | MC207-B01/F56 | Function 56 |  |  |  |  | Energy sensor | F56 |  |  |  | MC207 | HR Building |  |  | 0 | 0
MC207-B01 | MC207-B01/F57 | Function 57 |  |  |  |  | Energy sensor | F57 |  |  |  | MC207 | HR Building |  |  | 0 | 0
MC207-B01 | MC207-B01/F58 | Function 58 |  |  |  |  | Energy sensor | F58 |  |  |  | MC207 | HR Building |  |  | 0 | 0
MC207-B01 | MC207-B01/F59 | Function 59 |  |  |  |  | Energy sensor | F59 |  |  |  | MC207 | HR Building |  |  | 0 | 0
MC207-B01 | MC207-B01/F6 | Function 6 |  |  |  |  | Energy sensor | F6 |  |  |  | MC207 | HR Building |  |  | 0 | 0
MC207-B01 | MC207-B01/F60 | Function 60 |  |  |  |  | Energy sensor | F60 |  |  |  | MC207 | HR Building |  |  | 0 | 0
MC207-B01 | MC207-B01/F61 | Function 61 |  |  |  |  | Energy sensor | F61 |  |  |  | MC207 | HR Building |  |  | 0 | 0
MC207-B01 | MC207-B01/F62 | Function 62 |  |  |  |  | Energy sensor | F62 |  |  |  | MC207 | HR Building |  |  | 0 | 0
MC207-B01 | MC207-B01/F63 | Function 63 |  |  |  |  | Energy sensor | F63 |  |  |  | MC207 | HR Building |  |  | 0 | 0
MC207-B01 | MC207-B01/F64 | Function 64 |  |  |  |  | Energy sensor | F64 |  |  |  | MC207 | HR Building |  |  | 0 | 0
MC207-B01 | MC207-B01/F65 | Function 65 |  |  |  |  | Energy sensor | F65 |  |  |  | MC207 | HR Building |  |  | 0 | 0
MC207-B01 | MC207-B01/F66 | Function 66 |  |  |  |  | Energy sensor | F66 |  |  |  | MC207 | HR Building |  |  | 0 | 0
MC207-B01 | MC207-B01/F67 | Function 67 |  |  |  |  | Energy sensor | F67 |  |  |  | MC207 | HR Building |  |  | 0 | 0
MC207-B01 | MC207-B01/F68 | Function 68 |  |  |  |  | Energy sensor | F68 |  |  |  | MC207 | HR Building |  |  | 0 | 0
MC207-B01 | MC207-B01/F69 | Function 69 |  |  |  |  | Energy sensor | F69 |  |  |  | MC207 | HR Building |  |  | 0 | 0
MC207-B01 | MC207-B01/F7 | Function 7 |  |  |  |  | Energy sensor | F7 |  |  |  | MC207 | HR Building |  |  | 0 | 0
MC207-B01 | MC207-B01/F70 | Function 70 |  |  |  |  | Energy sensor | F70 |  |  |  | MC207 | HR Building |  |  | 0 | 0
MC207-B01 | MC207-B01/F71 | Training 2 Dmd |  |  |  |  | Energy sensor | F71 |  |  |  | MC207 | HR Building |  |  | 0 | 0
MC207-B01 | MC207-B01/F72 | Function 72 |  |  |  |  | Energy sensor | F72 |  |  |  | MC207 | HR Building |  |  | 0 | 0
MC207-B01 | MC207-B01/F73 | Function 73 |  |  |  |  | Energy sensor | F73 |  |  |  | MC207 | HR Building |  |  | 0 | 0
MC207-B01 | MC207-B01/F74 | Function 74 |  |  |  |  | Energy sensor | F74 |  |  |  | MC207 | HR Building |  |  | 0 | 0
MC207-B01 | MC207-B01/F75 | Function 75 |  |  |  |  | Energy sensor | F75 |  |  |  | MC207 | HR Building |  |  | 0 | 0
MC207-B01 | MC207-B01/F76 | Function 76 |  |  |  |  | Energy sensor | F76 |  |  |  | MC207 | HR Building |  |  | 0 | 0
MC207-B01 | MC207-B01/F77 | Function 77 |  |  |  |  | Energy sensor | F77 |  |  |  | MC207 | HR Building |  |  | 0 | 0
MC207-B01 | MC207-B01/F78 | Function 78 |  |  |  |  | Energy sensor | F78 |  |  |  | MC207 | HR Building |  |  | 0 | 0
MC207-B01 | MC207-B01/F79 | Function 79 |  |  |  |  | Energy sensor | F79 |  |  |  | MC207 | HR Building |  |  | 0 | 0
MC207-B01 | MC207-B01/F8 | Function 8 |  |  |  |  | Energy sensor | F8 |  |  |  | MC207 | HR Building |  |  | 0 | 0
MC207-B01 | MC207-B01/F80 | Function 80 |  |  |  |  | Energy sensor | F80 |  |  |  | MC207 | HR Building |  |  | 0 | 0
MC207-B01 | MC207-B01/F81 | Function 81 |  |  |  |  | Energy sensor | F81 |  |  |  | MC207 | HR Building |  |  | 0 | 0
MC207-B01 | MC207-B01/F82 | Function 82 |  |  |  |  | Energy sensor | F82 |  |  |  | MC207 | HR Building |  |  | 0 | 0
MC207-B01 | MC207-B01/F83 | Function 83 |  |  |  |  | Energy sensor | F83 |  |  |  | MC207 | HR Building |  |  | 0 | 0
MC207-B01 | MC207-B01/F84 | Function 84 |  |  |  |  | Energy sensor | F84 |  |  |  | MC207 | HR Building |  |  | 0 | 0
MC207-B01 | MC207-B01/F85 | Function 85 |  |  |  |  | Energy sensor | F85 |  |  |  | MC207 | HR Building |  |  | 0 | 0
MC207-B01 | MC207-B01/F86 | Function 86 |  |  |  |  | Energy sensor | F86 |  |  |  | MC207 | HR Building |  |  | 0 | 0
MC207-B01 | MC207-B01/F87 | Function 87 |  |  |  |  | Energy sensor | F87 |  |  |  | MC207 | HR Building |  |  | 0 | 0
MC207-B01 | MC207-B01/F88 | Function 88 |  |  |  |  | Energy sensor | F88 |  |  |  | MC207 | HR Building |  |  | 0 | 0
MC207-B01 | MC207-B01/F89 | Function 89 |  |  |  |  | Energy sensor | F89 |  |  |  | MC207 | HR Building |  |  | 0 | 0
MC207-B01 | MC207-B01/F9 | Min Space |  |  |  |  | Energy sensor | F9 |  |  |  | MC207 | HR Building |  |  | 0 | 0
MC207-B01 | MC207-B01/F90 | Function 90 |  |  |  |  | Energy sensor | F90 |  |  |  | MC207 | HR Building |  |  | 0 | 0
MC207-B01 | MC207-B01/F91 | Function 91 |  |  |  |  | Energy sensor | F91 |  |  |  | MC207 | HR Building |  |  | 0 | 0
MC207-B01 | MC207-B01/F92 | Function 92 |  |  |  |  | Energy sensor | F92 |  |  |  | MC207 | HR Building |  |  | 0 | 0
MC207-B01 | MC207-B01/F93 | Function 93 |  |  |  |  | Energy sensor | F93 |  |  |  | MC207 | HR Building |  |  | 0 | 0
MC207-B01 | MC207-B01/F94 | Function 94 |  |  |  |  | Energy sensor | F94 |  |  |  | MC207 | HR Building |  |  | 0 | 0
MC207-B01 | MC207-B01/F95 | Function 95 |  |  |  |  | Energy sensor | F95 |  |  |  | MC207 | HR Building |  |  | 0 | 0
MC207-B01 | MC207-B01/F96 | Function 96 |  |  |  |  | Energy sensor | F96 |  |  |  | MC207 | HR Building |  |  | 0 | 0
MC207-B01 | MC207-B01/F97 | Function 97 |  |  |  |  | Energy sensor | F97 |  |  |  | MC207 | HR Building |  |  | 0 | 0
MC207-B01 | MC207-B01/F98 | Training 3 Dmd |  |  |  |  | Energy sensor | F98 |  |  |  | MC207 | HR Building |  |  | 0 | 0
MC207-B01 | MC207-B01/F99 | Function 99 |  |  |  |  | Energy sensor | F99 |  |  |  | MC207 | HR Building |  |  | 0 | 0
MC207-B01 | MC207-B01/G1 | Logic 1 |  |  |  |  | Energy sensor | G1 |  |  |  | MC207 | HR Building |  |  | 0 | 0
MC207-B01 | MC207-B01/G10 | Logic 10 |  |  |  |  | Energy sensor | G10 |  |  |  | MC207 | HR Building |  |  | 0 | 0
MC207-B01 | MC207-B01/G100 | Logic 100 |  |  |  |  | Energy sensor | G100 |  |  |  | MC207 | HR Building |  |  | 0 | 0
MC207-B01 | MC207-B01/G101 | AHU1 CT |  |  |  |  | Energy sensor | G101 |  |  |  | MC207 | HR Building |  |  | 0 | 0
MC207-B01 | MC207-B01/G102 | Logic 102 |  |  |  |  | Energy sensor | G102 |  |  |  | MC207 | HR Building |  |  | 0 | 0
MC207-B01 | MC207-B01/G103 | Logic 103 |  |  |  |  | Energy sensor | G103 |  |  |  | MC207 | HR Building |  |  | 0 | 0
MC207-B01 | MC207-B01/G104 | Logic 104 |  |  |  |  | Energy sensor | G104 |  |  |  | MC207 | HR Building |  |  | 0 | 0
MC207-B01 | MC207-B01/G105 | Logic 105 |  |  |  |  | Energy sensor | G105 |  |  |  | MC207 | HR Building |  |  | 0 | 0
MC207-B01 | MC207-B01/G106 | AHU4 CT |  |  |  |  | Energy sensor | G106 |  |  |  | MC207 | HR Building |  |  | 0 | 0
MC207-B01 | MC207-B01/G107 | Logic 107 |  |  |  |  | Energy sensor | G107 |  |  |  | MC207 | HR Building |  |  | 0 | 0
MC207-B01 | MC207-B01/G108 | AHU CT Dmd |  |  |  |  | Energy sensor | G108 |  |  |  | MC207 | HR Building |  |  | 0 | 0
MC207-B01 | MC207-B01/G109 | Logic 109 |  |  |  |  | Energy sensor | G109 |  |  |  | MC207 | HR Building |  |  | 0 | 0
MC207-B01 | MC207-B01/G11 | CT Pumps |  |  |  |  | Energy sensor | G11 |  |  |  | MC207 | HR Building |  |  | 0 | 0
MC207-B01 | MC207-B01/G12 | Reset |  |  |  |  | Energy sensor | G12 |  |  |  | MC207 | HR Building |  |  | 0 | 0
MC207-B01 | MC207-B01/G13 | Logic 13 |  |  |  |  | Energy sensor | G13 |  |  |  | MC207 | HR Building |  |  | 0 | 0
MC207-B01 | MC207-B01/G14 | Logic 14 |  |  |  |  | Energy sensor | G14 |  |  |  | MC207 | HR Building |  |  | 0 | 0
MC207-B01 | MC207-B01/G15 | Logic 15 |  |  |  |  | Energy sensor | G15 |  |  |  | MC207 | HR Building |  |  | 0 | 0
MC207-B01 | MC207-B01/G16 | Constant temperature circuit pump duty |  |  |  |  | Energy sensor | G16 |  |  |  | MC207 | HR Building |  |  | 0 | 0
MC207-B01 | MC207-B01/G17 | Logic 17 |  |  |  |  | Energy sensor | G17 |  |  |  | MC207 | HR Building |  |  | 0 | 0
MC207-B01 | MC207-B01/G18 | Logic 18 |  |  |  |  | Energy sensor | G18 |  |  |  | MC207 | HR Building |  |  | 0 | 0
MC207-B01 | MC207-B01/G19 | Logic 19 |  |  |  |  | Energy sensor | G19 |  |  |  | MC207 | HR Building |  |  | 0 | 0
MC207-B01 | MC207-B01/G2 | Logic 2 |  |  |  |  | Energy sensor | G2 |  |  |  | MC207 | HR Building |  |  | 0 | 0
MC207-B01 | MC207-B01/G20 | Logic 20 |  |  |  |  | Energy sensor | G20 |  |  |  | MC207 | HR Building |  |  | 0 | 0
MC207-B01 | MC207-B01/G21 | P1 |  |  |  |  | Energy sensor | G21 |  |  |  | MC207 | HR Building |  |  | 0 | 0
MC207-B01 | MC207-B01/G22 | P2 |  |  |  |  | Energy sensor | G22 |  |  |  | MC207 | HR Building |  |  | 0 | 0
MC207-B01 | MC207-B01/G23 | VT Dmd |  |  |  |  | Energy sensor | G23 |  |  |  | MC207 | HR Building |  |  | 0 | 0
MC207-B01 | MC207-B01/G24 | Logic 24 |  |  |  |  | Energy sensor | G24 |  |  |  | MC207 | HR Building |  |  | 0 | 0
MC207-B01 | MC207-B01/G25 | Logic 25 |  |  |  |  | Energy sensor | G25 |  |  |  | MC207 | HR Building |  |  | 0 | 0
MC207-B01 | MC207-B01/G26 | VT Pumps |  |  |  |  | Energy sensor | G26 |  |  |  | MC207 | HR Building |  |  | 0 | 0
MC207-B01 | MC207-B01/G27 | Logic 27 |  |  |  |  | Energy sensor | G27 |  |  |  | MC207 | HR Building |  |  | 0 | 0
MC207-B01 | MC207-B01/G28 | Variable flow circuit pump duty |  |  |  |  | Energy sensor | G28 |  |  |  | MC207 | HR Building |  |  | 0 | 0
MC207-B01 | MC207-B01/G29 | Logic 29 |  |  |  |  | Energy sensor | G29 |  |  |  | MC207 | HR Building |  |  | 0 | 0
MC207-B01 | MC207-B01/G3 | OAT Frost Htg OFF |  |  |  |  | Energy sensor | G3 |  |  |  | MC207 | HR Building |  |  | 0 | 0
MC207-B01 | MC207-B01/G30 | Logic 30 |  |  |  |  | Energy sensor | G30 |  |  |  | MC207 | HR Building |  |  | 0 | 0
MC207-B01 | MC207-B01/G31 | Logic 31 |  |  |  |  | Energy sensor | G31 |  |  |  | MC207 | HR Building |  |  | 0 | 0
MC207-B01 | MC207-B01/G32 | Logic 32 |  |  |  |  | Energy sensor | G32 |  |  |  | MC207 | HR Building |  |  | 0 | 0
MC207-B01 | MC207-B01/G33 | P1 |  |  |  |  | Energy sensor | G33 |  |  |  | MC207 | HR Building |  |  | 0 | 0
MC207-B01 | MC207-B01/G34 | P2 |  |  |  |  | Energy sensor | G34 |  |  |  | MC207 | HR Building |  |  | 0 | 0
MC207-B01 | MC207-B01/G35 | Logic 35 |  |  |  |  | Energy sensor | G35 |  |  |  | MC207 | HR Building |  |  | 0 | 0
MC207-B01 | MC207-B01/G36 | Logic 36 |  |  |  |  | Energy sensor | G36 |  |  |  | MC207 | HR Building |  |  | 0 | 0
MC207-B01 | MC207-B01/G37 | Logic 37 |  |  |  |  | Energy sensor | G37 |  |  |  | MC207 | HR Building |  |  | 0 | 0
MC207-B01 | MC207-B01/G38 | Ht Dmd |  |  |  |  | Energy sensor | G38 |  |  |  | MC207 | HR Building |  |  | 0 | 0
MC207-B01 | MC207-B01/G39 | Logic 39 |  |  |  |  | Energy sensor | G39 |  |  |  | MC207 | HR Building |  |  | 0 | 0
MC207-B01 | MC207-B01/G4 | OAT Frost Htg ON |  |  |  |  | Energy sensor | G4 |  |  |  | MC207 | HR Building |  |  | 0 | 0
MC207-B01 | MC207-B01/G40 | Logic 40 |  |  |  |  | Energy sensor | G40 |  |  |  | MC207 | HR Building |  |  | 0 | 0
MC207-B01 | MC207-B01/G41 | HR Pumps |  |  |  |  | Energy sensor | G41 |  |  |  | MC207 | HR Building |  |  | 0 | 0
MC207-B01 | MC207-B01/G42 | Logic 42 |  |  |  |  | Energy sensor | G42 |  |  |  | MC207 | HR Building |  |  | 0 | 0
MC207-B01 | MC207-B01/G43 | Sec HR Pump Duty |  |  |  |  | Energy sensor | G43 |  |  |  | MC207 | HR Building |  |  | 0 | 0
MC207-B01 | MC207-B01/G44 | Logic 44 |  |  |  |  | Energy sensor | G44 |  |  |  | MC207 | HR Building |  |  | 0 | 0
MC207-B01 | MC207-B01/G45 | Logic 45 |  |  |  |  | Energy sensor | G45 |  |  |  | MC207 | HR Building |  |  | 0 | 0
MC207-B01 | MC207-B01/G46 | Logic 46 |  |  |  |  | Energy sensor | G46 |  |  |  | MC207 | HR Building |  |  | 0 | 0
MC207-B01 | MC207-B01/G47 | Logic 47 |  |  |  |  | Energy sensor | G47 |  |  |  | MC207 | HR Building |  |  | 0 | 0
MC207-B01 | MC207-B01/G48 | P1 |  |  |  |  | Energy sensor | G48 |  |  |  | MC207 | HR Building |  |  | 0 | 0
MC207-B01 | MC207-B01/G49 | P2 |  |  |  |  | Energy sensor | G49 |  |  |  | MC207 | HR Building |  |  | 0 | 0
MC207-B01 | MC207-B01/G5 | Water frost |  |  |  |  | Energy sensor | G5 |  |  |  | MC207 | HR Building |  |  | 0 | 0
MC207-B01 | MC207-B01/G50 | Security Lodge |  |  |  |  | Energy sensor | G50 |  |  |  | MC207 | HR Building |  |  | 0 | 0
MC207-B01 | MC207-B01/G51 | Logic 51 |  |  |  |  | Energy sensor | G51 |  |  |  | MC207 | HR Building |  |  | 0 | 0
MC207-B01 | MC207-B01/G52 | Logic 52 |  |  |  |  | Energy sensor | G52 |  |  |  | MC207 | HR Building |  |  | 0 | 0
MC207-B01 | MC207-B01/G53 | Lodge Pumps |  |  |  |  | Energy sensor | G53 |  |  |  | MC207 | HR Building |  |  | 0 | 0
MC207-B01 | MC207-B01/G54 | Logic 54 |  |  |  |  | Energy sensor | G54 |  |  |  | MC207 | HR Building |  |  | 0 | 0
MC207-B01 | MC207-B01/G55 | Lodge Pump Duty |  |  |  |  | Energy sensor | G55 |  |  |  | MC207 | HR Building |  |  | 0 | 0
MC207-B01 | MC207-B01/G56 | Logic 56 |  |  |  |  | Energy sensor | G56 |  |  |  | MC207 | HR Building |  |  | 0 | 0
MC207-B01 | MC207-B01/G57 | Logic 57 |  |  |  |  | Energy sensor | G57 |  |  |  | MC207 | HR Building |  |  | 0 | 0
MC207-B01 | MC207-B01/G58 | Logic 58 |  |  |  |  | Energy sensor | G58 |  |  |  | MC207 | HR Building |  |  | 0 | 0
MC207-B01 | MC207-B01/G59 | Logic 59 |  |  |  |  | Energy sensor | G59 |  |  |  | MC207 | HR Building |  |  | 0 | 0
MC207-B01 | MC207-B01/G6 | Space Frost |  |  |  |  | Energy sensor | G6 |  |  |  | MC207 | HR Building |  |  | 0 | 0
MC207-B01 | MC207-B01/G60 | P1 |  |  |  |  | Energy sensor | G60 |  |  |  | MC207 | HR Building |  |  | 0 | 0
MC207-B01 | MC207-B01/G61 | P2 |  |  |  |  | Energy sensor | G61 |  |  |  | MC207 | HR Building |  |  | 0 | 0
MC207-B01 | MC207-B01/G62 | Logic 62 |  |  |  |  | Energy sensor | G62 |  |  |  | MC207 | HR Building |  |  | 0 | 0
MC207-B01 | MC207-B01/G63 | Logic 63 |  |  |  |  | Energy sensor | G63 |  |  |  | MC207 | HR Building |  |  | 0 | 0
MC207-B01 | MC207-B01/G64 | Logic 64 |  |  |  |  | Energy sensor | G64 |  |  |  | MC207 | HR Building |  |  | 0 | 0
MC207-B01 | MC207-B01/G65 | Logic 65 |  |  |  |  | Energy sensor | G65 |  |  |  | MC207 | HR Building |  |  | 0 | 0
MC207-B01 | MC207-B01/G66 | Logic 66 |  |  |  |  | Energy sensor | G66 |  |  |  | MC207 | HR Building |  |  | 0 | 0
MC207-B01 | MC207-B01/G67 | Logic 67 |  |  |  |  | Energy sensor | G67 |  |  |  | MC207 | HR Building |  |  | 0 | 0
MC207-B01 | MC207-B01/G68 | Logic 68 |  |  |  |  | Energy sensor | G68 |  |  |  | MC207 | HR Building |  |  | 0 | 0
MC207-B01 | MC207-B01/G69 | Logic 69 |  |  |  |  | Energy sensor | G69 |  |  |  | MC207 | HR Building |  |  | 0 | 0
MC207-B01 | MC207-B01/G7 | Summer ECO |  |  |  |  | Energy sensor | G7 |  |  |  | MC207 | HR Building |  |  | 0 | 0
MC207-B01 | MC207-B01/G70 | Logic 70 |  |  |  |  | Energy sensor | G70 |  |  |  | MC207 | HR Building |  |  | 0 | 0
MC207-B01 | MC207-B01/G71 | Logic 71 |  |  |  |  | Energy sensor | G71 |  |  |  | MC207 | HR Building |  |  | 0 | 0
MC207-B01 | MC207-B01/G72 | Logic 72 |  |  |  |  | Energy sensor | G72 |  |  |  | MC207 | HR Building |  |  | 0 | 0
MC207-B01 | MC207-B01/G73 | Logic 73 |  |  |  |  | Energy sensor | G73 |  |  |  | MC207 | HR Building |  |  | 0 | 0
MC207-B01 | MC207-B01/G74 | Logic 74 |  |  |  |  | Energy sensor | G74 |  |  |  | MC207 | HR Building |  |  | 0 | 0
MC207-B01 | MC207-B01/G75 | Logic 75 |  |  |  |  | Energy sensor | G75 |  |  |  | MC207 | HR Building |  |  | 0 | 0
MC207-B01 | MC207-B01/G76 | Logic 76 |  |  |  |  | Energy sensor | G76 |  |  |  | MC207 | HR Building |  |  | 0 | 0
MC207-B01 | MC207-B01/G77 | Logic 77 |  |  |  |  | Energy sensor | G77 |  |  |  | MC207 | HR Building |  |  | 0 | 0
MC207-B01 | MC207-B01/G78 | Logic 78 |  |  |  |  | Energy sensor | G78 |  |  |  | MC207 | HR Building |  |  | 0 | 0
MC207-B01 | MC207-B01/G79 | Logic 79 |  |  |  |  | Energy sensor | G79 |  |  |  | MC207 | HR Building |  |  | 0 | 0
MC207-B01 | MC207-B01/G8 | CT Dmd |  |  |  |  | Energy sensor | G8 |  |  |  | MC207 | HR Building |  |  | 0 | 0
MC207-B01 | MC207-B01/G80 | Logic 80 |  |  |  |  | Energy sensor | G80 |  |  |  | MC207 | HR Building |  |  | 0 | 0
MC207-B01 | MC207-B01/G81 | Logic 81 |  |  |  |  | Energy sensor | G81 |  |  |  | MC207 | HR Building |  |  | 0 | 0
MC207-B01 | MC207-B01/G82 | Logic 82 |  |  |  |  | Energy sensor | G82 |  |  |  | MC207 | HR Building |  |  | 0 | 0
MC207-B01 | MC207-B01/G83 | Logic 83 |  |  |  |  | Energy sensor | G83 |  |  |  | MC207 | HR Building |  |  | 0 | 0
MC207-B01 | MC207-B01/G84 | Logic 84 |  |  |  |  | Energy sensor | G84 |  |  |  | MC207 | HR Building |  |  | 0 | 0
MC207-B01 | MC207-B01/G85 | Logic 85 |  |  |  |  | Energy sensor | G85 |  |  |  | MC207 | HR Building |  |  | 0 | 0
MC207-B01 | MC207-B01/G86 | Logic 86 |  |  |  |  | Energy sensor | G86 |  |  |  | MC207 | HR Building |  |  | 0 | 0
MC207-B01 | MC207-B01/G87 | Logic 87 |  |  |  |  | Energy sensor | G87 |  |  |  | MC207 | HR Building |  |  | 0 | 0
MC207-B01 | MC207-B01/G88 | Logic 88 |  |  |  |  | Energy sensor | G88 |  |  |  | MC207 | HR Building |  |  | 0 | 0
MC207-B01 | MC207-B01/G89 | Logic 89 |  |  |  |  | Energy sensor | G89 |  |  |  | MC207 | HR Building |  |  | 0 | 0
MC207-B01 | MC207-B01/G9 | Logic 9 |  |  |  |  | Energy sensor | G9 |  |  |  | MC207 | HR Building |  |  | 0 | 0
MC207-B01 | MC207-B01/G90 | Logic 90 |  |  |  |  | Energy sensor | G90 |  |  |  | MC207 | HR Building |  |  | 0 | 0
MC207-B01 | MC207-B01/G91 | AHU3 CT |  |  |  |  | Energy sensor | G91 |  |  |  | MC207 | HR Building |  |  | 0 | 0
MC207-B01 | MC207-B01/G92 | Logic 92 |  |  |  |  | Energy sensor | G92 |  |  |  | MC207 | HR Building |  |  | 0 | 0
MC207-B01 | MC207-B01/G93 | Logic 93 |  |  |  |  | Energy sensor | G93 |  |  |  | MC207 | HR Building |  |  | 0 | 0
MC207-B01 | MC207-B01/G94 | Logic 94 |  |  |  |  | Energy sensor | G94 |  |  |  | MC207 | HR Building |  |  | 0 | 0
MC207-B01 | MC207-B01/G95 | Logic 95 |  |  |  |  | Energy sensor | G95 |  |  |  | MC207 | HR Building |  |  | 0 | 0
MC207-B01 | MC207-B01/G96 | AHU2 CT |  |  |  |  | Energy sensor | G96 |  |  |  | MC207 | HR Building |  |  | 0 | 0
MC207-B01 | MC207-B01/G97 | Logic 97 |  |  |  |  | Energy sensor | G97 |  |  |  | MC207 | HR Building |  |  | 0 | 0
MC207-B01 | MC207-B01/G98 | Logic 98 |  |  |  |  | Energy sensor | G98 |  |  |  | MC207 | HR Building |  |  | 0 | 0
MC207-B01 | MC207-B01/G99 | Logic 99 |  |  |  |  | Energy sensor | G99 |  |  |  | MC207 | HR Building |  |  | 0 | 0
MC207-B01 | MC207-B01/H1 | Schedule 1 |  |  |  |  | Energy sensor | H1 |  |  |  | MC207 | HR Building |  |  | 0 | 0
MC207-B01 | MC207-B01/H2 | Schedule 2 |  |  |  |  | Energy sensor | H2 |  |  |  | MC207 | HR Building |  |  | 0 | 0
MC207-B01 | MC207-B01/H3 | Schedule 3 |  |  |  |  | Energy sensor | H3 |  |  |  | MC207 | HR Building |  |  | 0 | 0
MC207-B01 | MC207-B01/H4 | Schedule 4 |  |  |  |  | Energy sensor | H4 |  |  |  | MC207 | HR Building |  |  | 0 | 0
MC207-B01 | MC207-B01/i1 | IO Module 1 |  |  |  |  | Energy sensor | i1 |  |  |  | MC207 | HR Building |  |  | 0 | 0
MC207-B01 | MC207-B01/I1 | Fire alarm active |  |  | 0 = Off, 1 = On |  | Energy sensor | I1 |  |  |  | MC207 | HR Building |  |  | 0 | 0
MC207-B01 | MC207-B01/I10 | Training AHU2 Fault |  |  |  |  | Energy sensor | I10 |  |  |  | MC207 | HR Building |  |  | 0 | 0
MC207-B01 | MC207-B01/I11 | Training AHU3 Run |  |  |  |  | Energy sensor | I11 |  |  |  | MC207 | HR Building |  |  | 0 | 0
MC207-B01 | MC207-B01/I12 | Training AHU3 Fault |  |  |  |  | Energy sensor | I12 |  |  |  | MC207 | HR Building |  |  | 0 | 0
MC207-B01 | MC207-B01/I13 | Recept AHU4 Run |  |  |  |  | Energy sensor | I13 |  |  |  | MC207 | HR Building |  |  | 0 | 0
MC207-B01 | MC207-B01/I14 | Recept AHU4 Fault |  |  |  |  | Energy sensor | I14 |  |  |  | MC207 | HR Building |  |  | 0 | 0
MC207-B01 | MC207-B01/I15 | M WC Extr Fan Fault |  |  |  |  | Energy sensor | I15 |  |  |  | MC207 | HR Building |  |  | 0 | 0
MC207-B01 | MC207-B01/I16 | F WC Extr Fan Fault |  |  |  |  | Energy sensor | I16 |  |  |  | MC207 | HR Building |  |  | 0 | 0
MC207-B01 | MC207-B01/I17 | Hr MTHW water meter |  |  |  |  | Energy sensor | I17 |  |  |  | MC207 | HR Building |  |  | 0 | 0
MC207-B01 | MC207-B01/I18 | Sec MTHW water meter |  |  |  |  | Energy sensor | I18 |  |  |  | MC207 | HR Building |  |  | 0 | 0
MC207-B01 | MC207-B01/I2 | Press Unit Fault |  |  |  |  | Energy sensor | I2 |  |  |  | MC207 | HR Building |  |  | 0 | 0
MC207-B01 | MC207-B01/i2 | IO Module 2 |  |  |  |  | Energy sensor | i2 |  |  |  | MC207 | HR Building |  |  | 0 | 0
MC207-B01 | MC207-B01/I21 | Summer ECO active |  |  |  |  | Energy sensor | I21 |  |  |  | MC207 | HR Building |  |  | 0 | 0
MC207-B01 | MC207-B01/I25 | CT Pump PP2A Fail |  |  |  |  | Energy sensor | I25 |  |  |  | MC207 | HR Building |  |  | 0 | 0
MC207-B01 | MC207-B01/I26 | CT Pump PP2B Fail |  |  |  |  | Energy sensor | I26 |  |  |  | MC207 | HR Building |  |  | 0 | 0
MC207-B01 | MC207-B01/I27 | VT Pump PP3A Fail |  |  |  |  | Energy sensor | I27 |  |  |  | MC207 | HR Building |  |  | 0 | 0
MC207-B01 | MC207-B01/I28 | CT Pump PP3B Fail |  |  |  |  | Energy sensor | I28 |  |  |  | MC207 | HR Building |  |  | 0 | 0
MC207-B01 | MC207-B01/I29 | Sec HR Pump PP1A Fail |  |  |  |  | Energy sensor | I29 |  |  |  | MC207 | HR Building |  |  | 0 | 0
MC207-B01 | MC207-B01/i3 | IO Module 3 |  |  |  |  | Energy sensor | i3 |  |  |  | MC207 | HR Building |  |  | 0 | 0
MC207-B01 | MC207-B01/I3 | Sec HR Pumps Flow |  |  |  |  | Energy sensor | I3 |  |  |  | MC207 | HR Building |  |  | 0 | 0
MC207-B01 | MC207-B01/I30 | Sec HR Pump PP1B Fail |  |  |  |  | Energy sensor | I30 |  |  |  | MC207 | HR Building |  |  | 0 | 0
MC207-B01 | MC207-B01/I31 | Lodge Pump PP4A Fail |  |  |  |  | Energy sensor | I31 |  |  |  | MC207 | HR Building |  |  | 0 | 0
MC207-B01 | MC207-B01/I32 | Lodge Pump PP4B Fail |  |  |  |  | Energy sensor | I32 |  |  |  | MC207 | HR Building |  |  | 0 | 0
MC207-B01 | MC207-B01/i4 | IO Module 4 |  |  |  |  | Energy sensor | i4 |  |  |  | MC207 | HR Building |  |  | 0 | 0
MC207-B01 | MC207-B01/I4 | CT Pumps Flow |  |  |  |  | Energy sensor | I4 |  |  |  | MC207 | HR Building |  |  | 0 | 0
MC207-B01 | MC207-B01/I5 | VT Pumps Flow |  |  |  |  | Energy sensor | I5 |  |  |  | MC207 | HR Building |  |  | 0 | 0
MC207-B01 | MC207-B01/i5 | IO Module 5 |  |  |  |  | Energy sensor | i5 |  |  |  | MC207 | HR Building |  |  | 0 | 0
MC207-B01 | MC207-B01/i6 | IO Module 6 |  |  |  |  | Energy sensor | i6 |  |  |  | MC207 | HR Building |  |  | 0 | 0
MC207-B01 | MC207-B01/I6 | Lodge Pumps Flow |  |  |  |  | Energy sensor | I6 |  |  |  | MC207 | HR Building |  |  | 0 | 0
MC207-B01 | MC207-B01/i7 | IO Module 7 |  |  |  |  | Energy sensor | i7 |  |  |  | MC207 | HR Building |  |  | 0 | 0
MC207-B01 | MC207-B01/I7 | Training AHU1 Run |  |  |  |  | Energy sensor | I7 |  |  |  | MC207 | HR Building |  |  | 0 | 0
MC207-B01 | MC207-B01/I8 | Training AHU1 Fault |  |  |  |  | Energy sensor | I8 |  |  |  | MC207 | HR Building |  |  | 0 | 0
MC207-B01 | MC207-B01/I9 | Training AHU2 Run |  |  |  |  | Energy sensor | I9 |  |  |  | MC207 | HR Building |  |  | 0 | 0
MC207-B01 | MC207-B01/K1 | Outside air temperature frost protection |  |  |  |  | Energy sensor | K1 |  |  |  | MC207 | HR Building |  |  | 0 | 0
MC207-B01 | MC207-B01/K10 | Mtg Rm 1 Co2 Level |  |  |  |  | Energy sensor | K10 |  |  |  | MC207 | HR Building |  |  | 0 | 0
MC207-B01 | MC207-B01/K11 | Mtg Rm 1 Co2 Band |  |  |  |  | Energy sensor | K11 |  |  |  | MC207 | HR Building |  |  | 0 | 0
MC207-B01 | MC207-B01/K12 | Mtg Rm 2 Co2 Level |  |  |  |  | Energy sensor | K12 |  |  |  | MC207 | HR Building |  |  | 0 | 0
MC207-B01 | MC207-B01/K13 | Mtg Rm 2 Co2 Band |  |  |  |  | Energy sensor | K13 |  |  |  | MC207 | HR Building |  |  | 0 | 0
MC207-B01 | MC207-B01/K14 | Mtg Rm 3 Co2 Level |  |  |  |  | Energy sensor | K14 |  |  |  | MC207 | HR Building |  |  | 0 | 0
MC207-B01 | MC207-B01/K15 | Mtg Rm 3 Co2 Band |  |  |  |  | Energy sensor | K15 |  |  |  | MC207 | HR Building |  |  | 0 | 0
MC207-B01 | MC207-B01/K16 | Mtg Rm 4 Co2 Level |  |  |  |  | Energy sensor | K16 |  |  |  | MC207 | HR Building |  |  | 0 | 0
MC207-B01 | MC207-B01/K17 | Mtg Rm 4 Co2 Band |  |  |  |  | Energy sensor | K17 |  |  |  | MC207 | HR Building |  |  | 0 | 0
MC207-B01 | MC207-B01/K18 | Mtg Pod 1 Co2 Level |  |  |  |  | Energy sensor | K18 |  |  |  | MC207 | HR Building |  |  | 0 | 0
MC207-B01 | MC207-B01/K19 | Mtg Pod 1 Co2 Band |  |  |  |  | Energy sensor | K19 |  |  |  | MC207 | HR Building |  |  | 0 | 0
MC207-B01 | MC207-B01/K2 | Water frost protection |  |  | Degrees Celsius |  | Energy sensor | K2 |  |  |  | MC207 | HR Building |  |  | 0 | 0
MC207-B01 | MC207-B01/K20 | Mtg Pod 2 Co2 Level |  |  |  |  | Energy sensor | K20 |  |  |  | MC207 | HR Building |  |  | 0 | 0
MC207-B01 | MC207-B01/K21 | Mtg Pod 2 Co2 Band |  |  |  |  | Energy sensor | K21 |  |  |  | MC207 | HR Building |  |  | 0 | 0
MC207-B01 | MC207-B01/K22 | Mtg Pod 3 Co2 Level |  |  |  |  | Energy sensor | K22 |  |  |  | MC207 | HR Building |  |  | 0 | 0
MC207-B01 | MC207-B01/K23 | Mtg Pod 3 Co2 Band |  |  |  |  | Energy sensor | K23 |  |  |  | MC207 | HR Building |  |  | 0 | 0
MC207-B01 | MC207-B01/K24 | Door Htr Space SP |  |  |  |  | Energy sensor | K24 |  |  |  | MC207 | HR Building |  |  | 0 | 0
MC207-B01 | MC207-B01/K25 | Training 3a Winter Boost |  |  |  |  | Energy sensor | K25 |  |  |  | MC207 | HR Building |  |  | 0 | 0
MC207-B01 | MC207-B01/K26 | Training 3a Co2 Level |  |  |  |  | Energy sensor | K26 |  |  |  | MC207 | HR Building |  |  | 0 | 0
MC207-B01 | MC207-B01/K27 | Training 3a Co2 Band |  |  |  |  | Energy sensor | K27 |  |  |  | MC207 | HR Building |  |  | 0 | 0
MC207-B01 | MC207-B01/K28 | Training 2 Winter Boost |  |  |  |  | Energy sensor | K28 |  |  |  | MC207 | HR Building |  |  | 0 | 0
MC207-B01 | MC207-B01/K29 | Training 2 Co2 Level |  |  |  |  | Energy sensor | K29 |  |  |  | MC207 | HR Building |  |  | 0 | 0
MC207-B01 | MC207-B01/K3 | Space frost protection |  |  | Degrees Celsius |  | Energy sensor | K3 |  |  |  | MC207 | HR Building |  |  | 0 | 0
MC207-B01 | MC207-B01/K30 | Training 2 Co2 Band |  |  |  |  | Energy sensor | K30 |  |  |  | MC207 | HR Building |  |  | 0 | 0
MC207-B01 | MC207-B01/K31 | Training 3 Winter Boost |  |  |  |  | Energy sensor | K31 |  |  |  | MC207 | HR Building |  |  | 0 | 0
MC207-B01 | MC207-B01/K32 | Training 3 Co2 Level |  |  |  |  | Energy sensor | K32 |  |  |  | MC207 | HR Building |  |  | 0 | 0
MC207-B01 | MC207-B01/K33 | Training 3 Co2 Band |  |  |  |  | Energy sensor | K33 |  |  |  | MC207 | HR Building |  |  | 0 | 0
MC207-B01 | MC207-B01/K34 | Recept Winter Boost |  |  |  |  | Energy sensor | K34 |  |  |  | MC207 | HR Building |  |  | 0 | 0
MC207-B01 | MC207-B01/K35 | Recept Co2 Level |  |  |  |  | Energy sensor | K35 |  |  |  | MC207 | HR Building |  |  | 0 | 0
MC207-B01 | MC207-B01/K36 | Recept Co2 Band |  |  |  |  | Energy sensor | K36 |  |  |  | MC207 | HR Building |  |  | 0 | 0
MC207-B01 | MC207-B01/K37 | AHU3 Limit Speed at |  |  |  |  | Energy sensor | K37 |  |  |  | MC207 | HR Building |  |  | 0 | 0
MC207-B01 | MC207-B01/K38 | AHU 2 Limit Speed at |  |  |  |  | Energy sensor | K38 |  |  |  | MC207 | HR Building |  |  | 0 | 0
MC207-B01 | MC207-B01/K39 | AHU 1 Limit Speed at |  |  |  |  | Energy sensor | K39 |  |  |  | MC207 | HR Building |  |  | 0 | 0
MC207-B01 | MC207-B01/K4 | Outside air temperature heating inhibit |  |  |  |  | Energy sensor | K4 |  |  |  | MC207 | HR Building |  |  | 0 | 0
MC207-B01 | MC207-B01/K5 | Heating OSS SP |  |  |  |  | Energy sensor | K5 |  |  |  | MC207 | HR Building |  |  | 0 | 0
MC207-B01 | MC207-B01/K6 | Min VT Flow At |  |  |  |  | Energy sensor | K6 |  |  |  | MC207 | HR Building |  |  | 0 | 0
MC207-B01 | MC207-B01/K7 | Max VT Flow At |  |  |  |  | Energy sensor | K7 |  |  |  | MC207 | HR Building |  |  | 0 | 0
MC207-B01 | MC207-B01/K8 | Min VT Flow SP |  |  |  |  | Energy sensor | K8 |  |  |  | MC207 | HR Building |  |  | 0 | 0
MC207-B01 | MC207-B01/K9 | Max VT Flow SP |  |  |  |  | Energy sensor | K9 |  |  |  | MC207 | HR Building |  |  | 0 | 0
MC207-B01 | MC207-B01/L1 | Variable temperature circuit valve |  |  | 0 = Closed , 1 = Open |  | Energy sensor | L1 |  |  |  | MC207 | HR Building |  |  | 0 | 0
MC207-B01 | MC207-B01/L2 | Loop 2 |  |  |  |  | Energy sensor | L2 |  |  |  | MC207 | HR Building |  |  | 0 | 0
MC207-B01 | MC207-B01/n1 | TREND_09_12_99 |  |  |  |  | Energy sensor | n1 |  |  |  | MC207 | HR Building |  |  | 0 | 0
MC207-B01 | MC207-B01/O1 | Heating Plant |  |  |  |  | Energy sensor | O1 |  |  |  | MC207 | HR Building |  |  | 0 | 0
MC207-B01 | MC207-B01/o1 | Alarm Route 1 |  |  |  |  | Energy sensor | o1 |  |  |  | MC207 | HR Building |  |  | 0 | 0
MC207-B01 | MC207-B01/o2 | Alarm Route 2 |  |  |  |  | Energy sensor | o2 |  |  |  | MC207 | HR Building |  |  | 0 | 0
MC207-B01 | MC207-B01/o3 | Alarm Route 3 |  |  |  |  | Energy sensor | o3 |  |  |  | MC207 | HR Building |  |  | 0 | 0
MC207-B01 | MC207-B01/P1 | Variable temperature circuit flow temperature |  |  | Degrees Celsius |  | Energy sensor | P1 |  |  |  | MC207 | HR Building |  |  | 0 | 0
MC207-B01 | MC207-B01/P10 | Training 3 Retn Co2 |  |  |  |  | Energy sensor | P10 |  |  |  | MC207 | HR Building |  |  | 0 | 0
MC207-B01 | MC207-B01/P11 | Recept Retn Temp |  |  | Degrees Celsius |  | Energy sensor | P11 |  |  |  | MC207 | HR Building |  |  | 0 | 0
MC207-B01 | MC207-B01/P12 | Recept Retn Co2 |  |  |  |  | Energy sensor | P12 |  |  |  | MC207 | HR Building |  |  | 0 | 0
MC207-B01 | MC207-B01/P13 | Mtg Rm 1 Temp |  |  | Degrees Celsius |  | Energy sensor | P13 |  |  |  | MC207 | HR Building |  |  | 0 | 0
MC207-B01 | MC207-B01/P14 | Mtg Rm 1 Co2 |  |  |  |  | Energy sensor | P14 |  |  |  | MC207 | HR Building |  |  | 0 | 0
MC207-B01 | MC207-B01/P15 | Mtg Rm 2 Temp |  |  | Degrees Celsius |  | Energy sensor | P15 |  |  |  | MC207 | HR Building |  |  | 0 | 0
MC207-B01 | MC207-B01/P16 | Mtg Rm 2 Co2 |  |  |  |  | Energy sensor | P16 |  |  |  | MC207 | HR Building |  |  | 0 | 0
MC207-B01 | MC207-B01/P17 | Mtg Rm 3 Temp |  |  | Degrees Celsius |  | Energy sensor | P17 |  |  |  | MC207 | HR Building |  |  | 0 | 0
MC207-B01 | MC207-B01/P18 | Mtg Rm 3 Co2 |  |  |  |  | Energy sensor | P18 |  |  |  | MC207 | HR Building |  |  | 0 | 0
MC207-B01 | MC207-B01/P19 | Mtg Rm 4 Temp |  |  | Degrees Celsius |  | Energy sensor | P19 |  |  |  | MC207 | HR Building |  |  | 0 | 0
MC207-B01 | MC207-B01/P2 | Phe Flow Temp |  |  | Degrees Celsius |  | Energy sensor | P2 |  |  |  | MC207 | HR Building |  |  | 0 | 0
MC207-B01 | MC207-B01/P20 | Mtg Rm 4 Co2 |  |  |  |  | Energy sensor | P20 |  |  |  | MC207 | HR Building |  |  | 0 | 0
MC207-B01 | MC207-B01/P21 | Mtg Pod 1 Temp |  |  | Degrees Celsius |  | Energy sensor | P21 |  |  |  | MC207 | HR Building |  |  | 0 | 0
MC207-B01 | MC207-B01/P22 | Mtg Pod 1 Co2 |  |  |  |  | Energy sensor | P22 |  |  |  | MC207 | HR Building |  |  | 0 | 0
MC207-B01 | MC207-B01/P23 | Mtg Pod 2 Temp |  |  | Degrees Celsius |  | Energy sensor | P23 |  |  |  | MC207 | HR Building |  |  | 0 | 0
MC207-B01 | MC207-B01/P24 | Mtg Pod 2 Co2 |  |  |  |  | Energy sensor | P24 |  |  |  | MC207 | HR Building |  |  | 0 | 0
MC207-B01 | MC207-B01/P25 | Mtg Pod 3 Temp |  |  | Degrees Celsius |  | Energy sensor | P25 |  |  |  | MC207 | HR Building |  |  | 0 | 0
MC207-B01 | MC207-B01/P26 | Mtg Pod 3 Co2 |  |  |  |  | Energy sensor | P26 |  |  |  | MC207 | HR Building |  |  | 0 | 0
MC207-B01 | MC207-B01/P27 | Outside air temperature |  |  | Degrees Celsius |  | Energy sensor | P27 |  |  |  | MC207 | HR Building |  |  | 0 | 0
MC207-B01 | MC207-B01/P28 | Calculated variable temperature circuit flow setpoint |  |  |  |  | Energy sensor | P28 |  |  |  | MC207 | HR Building |  |  | 0 | 0
MC207-B01 | MC207-B01/P29 | Sensor 29 |  |  |  |  | Energy sensor | P29 |  |  |  | MC207 | HR Building |  |  | 0 | 0
MC207-B01 | MC207-B01/P3 | Phe Retn Temp |  |  | Degrees Celsius |  | Energy sensor | P3 |  |  |  | MC207 | HR Building |  |  | 0 | 0
MC207-B01 | MC207-B01/P30 | Sensor 29 |  |  |  |  | Energy sensor | P30 |  |  |  | MC207 | HR Building |  |  | 0 | 0
MC207-B01 | MC207-B01/P31 | Sensor 29 |  |  |  |  | Energy sensor | P31 |  |  |  | MC207 | HR Building |  |  | 0 | 0
MC207-B01 | MC207-B01/P32 | HR MTHW RAW 4-20ma |  |  |  |  | Energy sensor | P32 |  |  |  | MC207 | HR Building |  |  | 0 | 0
MC207-B01 | MC207-B01/P33 | Sensor 33 |  |  |  |  | Energy sensor | P33 |  |  |  | MC207 | HR Building |  |  | 0 | 0
MC207-B01 | MC207-B01/P34 | Cal Fow meter MTHW Ltrs Min |  |  |  |  | Energy sensor | P34 |  |  |  | MC207 | HR Building |  |  | 0 | 0
MC207-B01 | MC207-B01/P35 | Building kwh |  |  |  |  | Energy sensor | P35 |  |  |  | MC207 | HR Building |  |  | 0 | 0
MC207-B01 | MC207-B01/P36 | Temperature difference |  |  | Degrees Celsius |  | Energy sensor | P36 |  |  |  | MC207 | HR Building |  |  | 0 | 0
MC207-B01 | MC207-B01/P37 | Cal Fow meter MTHW Ltrs Min |  |  |  |  | Energy sensor | P37 |  |  |  | MC207 | HR Building |  |  | 0 | 0
MC207-B01 | MC207-B01/P38 | Building kwh |  |  |  |  | Energy sensor | P38 |  |  |  | MC207 | HR Building |  |  | 0 | 0
MC207-B01 | MC207-B01/P39 | Temperature difference |  |  | Degrees Celsius |  | Energy sensor | P39 |  |  |  | MC207 | HR Building |  |  | 0 | 0
MC207-B01 | MC207-B01/P4 | Door Htr Space Temp |  |  | Degrees Celsius |  | Energy sensor | P4 |  |  |  | MC207 | HR Building |  |  | 0 | 0
MC207-B01 | MC207-B01/P5 | Training 1 Retn Temp |  |  | Degrees Celsius |  | Energy sensor | P5 |  |  |  | MC207 | HR Building |  |  | 0 | 0
MC207-B01 | MC207-B01/P6 | Training 1 Retn Co2 |  |  |  |  | Energy sensor | P6 |  |  |  | MC207 | HR Building |  |  | 0 | 0
MC207-B01 | MC207-B01/P7 | Training 2 Retn Temp |  |  | Degrees Celsius |  | Energy sensor | P7 |  |  |  | MC207 | HR Building |  |  | 0 | 0
MC207-B01 | MC207-B01/P8 | Training 2 Retn Co2 |  |  |  |  | Energy sensor | P8 |  |  |  | MC207 | HR Building |  |  | 0 | 0
MC207-B01 | MC207-B01/P9 | Training 3 Retn Temp |  |  | Degrees Celsius |  | Energy sensor | P9 |  |  |  | MC207 | HR Building |  |  | 0 | 0
MC207-B01 | MC207-B01/Q1 | Sequence Table 1 |  |  |  |  | Energy sensor | Q1 |  |  |  | MC207 | HR Building |  |  | 0 | 0
MC207-B01 | MC207-B01/S1 | Variable temperature circuit flow temperature |  |  | Degrees Celsius |  | Energy sensor | S1 |  |  |  | MC207 | HR Building |  |  | 0 | 0
MC207-B01 | MC207-B01/S10 | Training 3 Retn Co2 |  |  |  |  | Energy sensor | S10 |  |  |  | MC207 | HR Building |  |  | 0 | 0
MC207-B01 | MC207-B01/S11 | Recept Retn Temp |  |  | Degrees Celsius |  | Energy sensor | S11 |  |  |  | MC207 | HR Building |  |  | 0 | 0
MC207-B01 | MC207-B01/S12 | Recept Retn Co2 |  |  |  |  | Energy sensor | S12 |  |  |  | MC207 | HR Building |  |  | 0 | 0
MC207-B01 | MC207-B01/S13 | Mtg Rm 1 Temp |  |  | Degrees Celsius |  | Energy sensor | S13 |  |  |  | MC207 | HR Building |  |  | 0 | 0
MC207-B01 | MC207-B01/S14 | Mtg Rm 1 Co2 |  |  |  |  | Energy sensor | S14 |  |  |  | MC207 | HR Building |  |  | 0 | 0
MC207-B01 | MC207-B01/S15 | Mtg Rm 2 Temp |  |  | Degrees Celsius |  | Energy sensor | S15 |  |  |  | MC207 | HR Building |  |  | 0 | 0
MC207-B01 | MC207-B01/S16 | Mtg Rm 2 Co2 |  |  |  |  | Energy sensor | S16 |  |  |  | MC207 | HR Building |  |  | 0 | 0
MC207-B01 | MC207-B01/S17 | Mtg Rm 3 Temp |  |  | Degrees Celsius |  | Energy sensor | S17 |  |  |  | MC207 | HR Building |  |  | 0 | 0
MC207-B01 | MC207-B01/S18 | Mtg Rm 3 Co2 |  |  |  |  | Energy sensor | S18 |  |  |  | MC207 | HR Building |  |  | 0 | 0
MC207-B01 | MC207-B01/S19 | Mtg Rm 4 Temp |  |  | Degrees Celsius |  | Energy sensor | S19 |  |  |  | MC207 | HR Building |  |  | 0 | 0
MC207-B01 | MC207-B01/S2 | Phe Flow Temp |  |  | Degrees Celsius |  | Energy sensor | S2 |  |  |  | MC207 | HR Building |  |  | 0 | 0
MC207-B01 | MC207-B01/S20 | Mtg Rm 4 Co2 |  |  |  |  | Energy sensor | S20 |  |  |  | MC207 | HR Building |  |  | 0 | 0
MC207-B01 | MC207-B01/S21 | Mtg Pod 1 Temp |  |  | Degrees Celsius |  | Energy sensor | S21 |  |  |  | MC207 | HR Building |  |  | 0 | 0
MC207-B01 | MC207-B01/S22 | Mtg Pod 1 Co2 |  |  |  |  | Energy sensor | S22 |  |  |  | MC207 | HR Building |  |  | 0 | 0
MC207-B01 | MC207-B01/S23 | Mtg Pod 2 Temp |  |  | Degrees Celsius |  | Energy sensor | S23 |  |  |  | MC207 | HR Building |  |  | 0 | 0
MC207-B01 | MC207-B01/S24 | Mtg Pod 2 Co2 |  |  |  |  | Energy sensor | S24 |  |  |  | MC207 | HR Building |  |  | 0 | 0
MC207-B01 | MC207-B01/S25 | Mtg Pod 3 Temp |  |  | Degrees Celsius |  | Energy sensor | S25 |  |  |  | MC207 | HR Building |  |  | 0 | 0
MC207-B01 | MC207-B01/S26 | Mtg Pod 3 Co2 |  |  |  |  | Energy sensor | S26 |  |  |  | MC207 | HR Building |  |  | 0 | 0
MC207-B01 | MC207-B01/S27 | Outside air temperature |  |  | Degrees Celsius |  | Energy sensor | S27 |  |  |  | MC207 | HR Building |  |  | 0 | 0
MC207-B01 | MC207-B01/S28 | Calculated variable temperature circuit flow setpoint |  |  |  |  | Energy sensor | S28 |  |  |  | MC207 | HR Building |  |  | 0 | 0
MC207-B01 | MC207-B01/S29 | Sensor 29 |  |  |  |  | Energy sensor | S29 |  |  |  | MC207 | HR Building |  |  | 0 | 0
MC207-B01 | MC207-B01/S3 | Phe Retn Temp |  |  | Degrees Celsius |  | Energy sensor | S3 |  |  |  | MC207 | HR Building |  |  | 0 | 0
MC207-B01 | MC207-B01/S30 | Sensor 29 |  |  |  |  | Energy sensor | S30 |  |  |  | MC207 | HR Building |  |  | 0 | 0
MC207-B01 | MC207-B01/S31 | Sensor 29 |  |  |  |  | Energy sensor | S31 |  |  |  | MC207 | HR Building |  |  | 0 | 0
MC207-B01 | MC207-B01/S32 | HR MTHW RAW 4-20ma |  |  |  |  | Energy sensor | S32 |  |  |  | MC207 | HR Building |  |  | 0 | 0
MC207-B01 | MC207-B01/S33 | SEC MTHW RAW 4-20ma |  |  |  |  | Energy sensor | S33 |  |  |  | MC207 | HR Building |  |  | 0 | 0
MC207-B01 | MC207-B01/S34 | HR Cal Flow meter MTHW Ltrs Mi |  |  |  |  | Energy sensor | S34 |  |  |  | MC207 | HR Building |  |  | 0 | 0
MC207-B01 | MC207-B01/S35 | Building kwh |  |  |  |  | Energy sensor | S35 |  |  |  | MC207 | HR Building |  |  | 0 | 0
MC207-B01 | MC207-B01/S36 | Temperature difference |  |  | Degrees Celsius |  | Energy sensor | S36 |  |  |  | MC207 | HR Building |  |  | 0 | 0
MC207-B01 | MC207-B01/S37 | Sec Cal Flow meter MTHW Ltrs M |  |  |  |  | Energy sensor | S37 |  |  |  | MC207 | HR Building |  |  | 0 | 0
MC207-B01 | MC207-B01/S38 | Building kwh |  |  |  |  | Energy sensor | S38 |  |  |  | MC207 | HR Building |  |  | 0 | 0
MC207-B01 | MC207-B01/S39 | Temperature difference |  |  | Degrees Celsius |  | Energy sensor | S39 |  |  |  | MC207 | HR Building |  |  | 0 | 0
MC207-B01 | MC207-B01/S4 | Door Htr Space Temp |  |  | Degrees Celsius |  | Energy sensor | S4 |  |  |  | MC207 | HR Building |  |  | 0 | 0
MC207-B01 | MC207-B01/S5 | Training 1 Retn Temp |  |  | Degrees Celsius |  | Energy sensor | S5 |  |  |  | MC207 | HR Building |  |  | 0 | 0
MC207-B01 | MC207-B01/S6 | Training 3a Retn Co2 |  |  |  |  | Energy sensor | S6 |  |  |  | MC207 | HR Building |  |  | 0 | 0
MC207-B01 | MC207-B01/S7 | Training 2 Retn Temp |  |  | Degrees Celsius |  | Energy sensor | S7 |  |  |  | MC207 | HR Building |  |  | 0 | 0
MC207-B01 | MC207-B01/S8 | Training 2 Retn Co2 |  |  |  |  | Energy sensor | S8 |  |  |  | MC207 | HR Building |  |  | 0 | 0
MC207-B01 | MC207-B01/S9 | Training 3 Retn Temp |  |  | Degrees Celsius |  | Energy sensor | S9 |  |  |  | MC207 | HR Building |  |  | 0 | 0
MC207-B01 | MC207-B01/V1 | [5 empty] | Energy sensor | V1 |  |  |  | MC207 | HR Building |  |  | 0 | 0
MC207-B01 | MC207-B01/W1 | Summer Override |  |  |  |  | Energy sensor | W1 |  |  |  | MC207 | HR Building |  |  | 0 | 0
MC207-B01 | MC207-B01/W2 | Plant Fault Reset |  |  |  |  | Energy sensor | W2 |  |  |  | MC207 | HR Building |  |  | 0 | 0
MC207-B01 | MC207-B01/W3 | Constant temperature circuit pump duty |  |  |  |  | Energy sensor | W3 |  |  |  | MC207 | HR Building |  |  | 0 | 0
MC207-B01 | MC207-B01/W4 | Variable flow circuit pump duty |  |  |  |  | Energy sensor | W4 |  |  |  | MC207 | HR Building |  |  | 0 | 0
MC207-B01 | MC207-B01/W5 | Sec HR Pump Duty |  |  |  |  | Energy sensor | W5 |  |  |  | MC207 | HR Building |  |  | 0 | 0
MC207-B01 | MC207-B01/W6 | Lodge Pump Duty |  |  |  |  | Energy sensor | W6 |  |  |  | MC207 | HR Building |  |  | 0 | 0
MC207-B01 | MC207-B01/W7 | Valve o-r 100% |  |  |  |  | Energy sensor | W7 |  |  |  | MC207 | HR Building |  |  | 0 | 0
MC207-B01 | MC207-B01/Y1 | Trend Thermistor |  |  |  |  | Energy sensor | Y1 |  |  |  | MC207 | HR Building |  |  | 0 | 0
MC207-B01 | MC207-B01/Y2 | Trend T -20+50 |  |  |  |  | Energy sensor | Y2 |  |  |  | MC207 | HR Building |  |  | 0 | 0
MC207-B01 | MC207-B01/Y3 | CO2 V |  |  |  |  | Energy sensor | Y3 |  |  |  | MC207 | HR Building |  |  | 0 | 0
MC207-B01 | MC207-B01/Y4 | Current 4-20ma |  |  |  |  | Energy sensor | Y4 |  |  |  | MC207 | HR Building |  |  | 0 | 0
MC207-B01 | MC207-B01/Z1 | Heating Plant |  |  |  |  | Energy sensor | Z1 |  |  |  | MC207 | HR Building |  |  | 0 | 0
MC207-B01 | MC207-B01/Z2 | Security Lodge |  |  |  |  | Energy sensor | Z2 |  |  |  | MC207 | HR Building |  |  | 0 | 0
MC207-B01 | MC207-B01/Z3 | Training Room 3 |  |  |  |  | Energy sensor | Z3 |  |  |  | MC207 | HR Building |  |  | 0 | 0
MC207-B01 | MC207-B01/Z4 | Training Room 2 |  |  |  |  | Energy sensor | Z4 |  |  |  | MC207 | HR Building |  |  | 0 | 0
MC207-B01 | MC207-B01/Z5 | Training Room 1 |  |  |  |  | Energy sensor | Z5 |  |  |  | MC207 | HR Building |  |  | 0 | 0
MC207-B01 | MC207-B01/Z6 | Meeting Rooms |  |  |  |  | Energy sensor | Z6 |  |  |  | MC207 | HR Building |  |  | 0 | 0
MC207-B01 | MC207-B01/Z7 | Toilet Extract |  |  |  |  | Energy sensor | Z7 |  |  |  | MC207 | HR Building |  |  | 0 | 0
MC198-B01 | MC198-B01/A1 | Outside Air from OS13 |  |  |  |  | Energy sensor | A1 |  |  |  | MC198 | Grizedale College - Offices, Bar & Social Space |  |  | 0 | 0
MC198-B01 | MC198-B01/C1 | Virtual CNC 1 |  |  |  |  | Energy sensor | C1 |  |  |  | MC198 | Grizedale College - Offices, Bar & Social Space |  |  | 0 | 0
MC198-B01 | MC198-B01/D1 | Variable temperature circuit valve |  |  | 0 = Closed , 1 = Open |  | Energy sensor | D1 |  |  |  | MC198 | Grizedale College - Offices, Bar & Social Space |  |  | 0 | 0
MC198-B01 | MC198-B01/D2 | VT Pumps 2RM |  |  |  |  | Energy sensor | D2 |  |  |  | MC198 | Grizedale College - Offices, Bar & Social Space |  |  | 0 | 0
MC198-B01 | MC198-B01/D3 | MTHW Pumps 2RM |  |  |  |  | Energy sensor | D3 |  |  |  | MC198 | Grizedale College - Offices, Bar & Social Space |  |  | 0 | 0
MC198-B01 | MC198-B01/D4 | Packaged PHEX |  |  |  |  | Energy sensor | D4 |  |  |  | MC198 | Grizedale College - Offices, Bar & Social Space |  |  | 0 | 0
MC198-B01 | MC198-B01/D5 | HWS Heater |  |  |  |  | Energy sensor | D5 |  |  |  | MC198 | Grizedale College - Offices, Bar & Social Space |  |  | 0 | 0
MC198-B01 | MC198-B01/D6 | HWS Sec Pump |  |  |  |  | Energy sensor | D6 |  |  |  | MC198 | Grizedale College - Offices, Bar & Social Space |  |  | 0 | 0
MC198-B01 | MC198-B01/e1 | Alarms 963 |  |  |  |  | Energy sensor | e1 |  |  |  | MC198 | Grizedale College - Offices, Bar & Social Space |  |  | 0 | 0
MC198-B01 | MC198-B01/e2 | Alarm Dest 2 |  |  |  |  | Energy sensor | e2 |  |  |  | MC198 | Grizedale College - Offices, Bar & Social Space |  |  | 0 | 0
MC198-B01 | MC198-B01/F1 | Function 1 |  |  |  |  | Energy sensor | F1 |  |  |  | MC198 | Grizedale College - Offices, Bar & Social Space |  |  | 0 | 0
MC198-B01 | MC198-B01/F11 | Function 11 |  |  |  |  | Energy sensor | F11 |  |  |  | MC198 | Grizedale College - Offices, Bar & Social Space |  |  | 0 | 0
MC198-B01 | MC198-B01/F12 | Function 12 |  |  |  |  | Energy sensor | F12 |  |  |  | MC198 | Grizedale College - Offices, Bar & Social Space |  |  | 0 | 0
MC198-B01 | MC198-B01/F13 | Function 13 |  |  |  |  | Energy sensor | F13 |  |  |  | MC198 | Grizedale College - Offices, Bar & Social Space |  |  | 0 | 0
MC198-B01 | MC198-B01/F14 | Function 14 |  |  |  |  | Energy sensor | F14 |  |  |  | MC198 | Grizedale College - Offices, Bar & Social Space |  |  | 0 | 0
MC198-B01 | MC198-B01/F15 | Function 15 |  |  |  |  | Energy sensor | F15 |  |  |  | MC198 | Grizedale College - Offices, Bar & Social Space |  |  | 0 | 0
MC198-B01 | MC198-B01/F17 | Function 17 |  |  |  |  | Energy sensor | F17 |  |  |  | MC198 | Grizedale College - Offices, Bar & Social Space |  |  | 0 | 0
MC198-B01 | MC198-B01/F18 | Function 18 |  |  |  |  | Energy sensor | F18 |  |  |  | MC198 | Grizedale College - Offices, Bar & Social Space |  |  | 0 | 0
MC198-B01 | MC198-B01/F19 | Function 19 |  |  |  |  | Energy sensor | F19 |  |  |  | MC198 | Grizedale College - Offices, Bar & Social Space |  |  | 0 | 0
MC198-B01 | MC198-B01/F2 | OS Frost |  |  |  |  | Energy sensor | F2 |  |  |  | MC198 | Grizedale College - Offices, Bar & Social Space |  |  | 0 | 0
MC198-B01 | MC198-B01/F20 | Function 20 |  |  |  |  | Energy sensor | F20 |  |  |  | MC198 | Grizedale College - Offices, Bar & Social Space |  |  | 0 | 0
MC198-B01 | MC198-B01/F21 | Function 21 |  |  |  |  | Energy sensor | F21 |  |  |  | MC198 | Grizedale College - Offices, Bar & Social Space |  |  | 0 | 0
MC198-B01 | MC198-B01/F22 | Function 22 |  |  |  |  | Energy sensor | F22 |  |  |  | MC198 | Grizedale College - Offices, Bar & Social Space |  |  | 0 | 0
MC198-B01 | MC198-B01/F23 | Function 23 |  |  |  |  | Energy sensor | F23 |  |  |  | MC198 | Grizedale College - Offices, Bar & Social Space |  |  | 0 | 0
MC198-B01 | MC198-B01/F24 | Function 24 |  |  |  |  | Energy sensor | F24 |  |  |  | MC198 | Grizedale College - Offices, Bar & Social Space |  |  | 0 | 0
MC198-B01 | MC198-B01/F25 | Function 25 |  |  |  |  | Energy sensor | F25 |  |  |  | MC198 | Grizedale College - Offices, Bar & Social Space |  |  | 0 | 0
MC198-B01 | MC198-B01/F26 | Function 26 |  |  |  |  | Energy sensor | F26 |  |  |  | MC198 | Grizedale College - Offices, Bar & Social Space |  |  | 0 | 0
MC198-B01 | MC198-B01/F27 | Function 27 |  |  |  |  | Energy sensor | F27 |  |  |  | MC198 | Grizedale College - Offices, Bar & Social Space |  |  | 0 | 0
MC198-B01 | MC198-B01/F28 | Function 28 |  |  |  |  | Energy sensor | F28 |  |  |  | MC198 | Grizedale College - Offices, Bar & Social Space |  |  | 0 | 0
MC198-B01 | MC198-B01/F29 | Function 29 |  |  |  |  | Energy sensor | F29 |  |  |  | MC198 | Grizedale College - Offices, Bar & Social Space |  |  | 0 | 0
MC198-B01 | MC198-B01/F30 | Function 30 |  |  |  |  | Energy sensor | F30 |  |  |  | MC198 | Grizedale College - Offices, Bar & Social Space |  |  | 0 | 0
MC198-B01 | MC198-B01/F31 | Function 31 |  |  |  |  | Energy sensor | F31 |  |  |  | MC198 | Grizedale College - Offices, Bar & Social Space |  |  | 0 | 0
MC198-B01 | MC198-B01/F32 | Function 32 |  |  |  |  | Energy sensor | F32 |  |  |  | MC198 | Grizedale College - Offices, Bar & Social Space |  |  | 0 | 0
MC198-B01 | MC198-B01/F33 | Function 33 |  |  |  |  | Energy sensor | F33 |  |  |  | MC198 | Grizedale College - Offices, Bar & Social Space |  |  | 0 | 0
MC198-B01 | MC198-B01/F34 | Function 34 |  |  |  |  | Energy sensor | F34 |  |  |  | MC198 | Grizedale College - Offices, Bar & Social Space |  |  | 0 | 0
MC198-B01 | MC198-B01/F35 | Outside Inhibit |  |  |  |  | Energy sensor | F35 |  |  |  | MC198 | Grizedale College - Offices, Bar & Social Space |  |  | 0 | 0
MC198-B01 | MC198-B01/F36 | Function 36 |  |  |  |  | Energy sensor | F36 |  |  |  | MC198 | Grizedale College - Offices, Bar & Social Space |  |  | 0 | 0
MC198-B01 | MC198-B01/F37 | Function 37 |  |  |  |  | Energy sensor | F37 |  |  |  | MC198 | Grizedale College - Offices, Bar & Social Space |  |  | 0 | 0
MC198-B01 | MC198-B01/F38 | Function 38 |  |  |  |  | Energy sensor | F38 |  |  |  | MC198 | Grizedale College - Offices, Bar & Social Space |  |  | 0 | 0
MC198-B01 | MC198-B01/F39 | Function 39 |  |  |  |  | Energy sensor | F39 |  |  |  | MC198 | Grizedale College - Offices, Bar & Social Space |  |  | 0 | 0
MC198-B01 | MC198-B01/F4 | Min Room Temp |  |  | Degrees Celsius |  | Energy sensor | F4 |  |  |  | MC198 | Grizedale College - Offices, Bar & Social Space |  |  | 0 | 0
MC198-B01 | MC198-B01/F40 | Lower Comfort Level |  |  |  |  | Energy sensor | F40 |  |  |  | MC198 | Grizedale College - Offices, Bar & Social Space |  |  | 0 | 0
MC198-B01 | MC198-B01/F41 | Lower Comfort Level Reached |  |  |  |  | Energy sensor | F41 |  |  |  | MC198 | Grizedale College - Offices, Bar & Social Space |  |  | 0 | 0
MC198-B01 | MC198-B01/F42 | Function 42 |  |  |  |  | Energy sensor | F42 |  |  |  | MC198 | Grizedale College - Offices, Bar & Social Space |  |  | 0 | 0
MC198-B01 | MC198-B01/F5 | Function 5 |  |  |  |  | Energy sensor | F5 |  |  |  | MC198 | Grizedale College - Offices, Bar & Social Space |  |  | 0 | 0
MC198-B01 | MC198-B01/F6 | 3rd stage frost protection |  |  |  |  | Energy sensor | F6 |  |  |  | MC198 | Grizedale College - Offices, Bar & Social Space |  |  | 0 | 0
MC198-B01 | MC198-B01/F7 | Function 7 |  |  |  |  | Energy sensor | F7 |  |  |  | MC198 | Grizedale College - Offices, Bar & Social Space |  |  | 0 | 0
MC198-B01 | MC198-B01/F8 | Function 8 |  |  |  |  | Energy sensor | F8 |  |  |  | MC198 | Grizedale College - Offices, Bar & Social Space |  |  | 0 | 0
MC198-B01 | MC198-B01/F9 | Function 9 |  |  |  |  | Energy sensor | F9 |  |  |  | MC198 | Grizedale College - Offices, Bar & Social Space |  |  | 0 | 0
MC198-B01 | MC198-B01/G1 | Logic 1 |  |  |  |  | Energy sensor | G1 |  |  |  | MC198 | Grizedale College - Offices, Bar & Social Space |  |  | 0 | 0
MC198-B01 | MC198-B01/G10 | VT Pumps Reqd |  |  |  |  | Energy sensor | G10 |  |  |  | MC198 | Grizedale College - Offices, Bar & Social Space |  |  | 0 | 0
MC198-B01 | MC198-B01/G11 | Logic 11 |  |  |  |  | Energy sensor | G11 |  |  |  | MC198 | Grizedale College - Offices, Bar & Social Space |  |  | 0 | 0
MC198-B01 | MC198-B01/G12 | MTHW Reqd VT |  |  |  |  | Energy sensor | G12 |  |  |  | MC198 | Grizedale College - Offices, Bar & Social Space |  |  | 0 | 0
MC198-B01 | MC198-B01/G13 | Logic 13 |  |  |  |  | Energy sensor | G13 |  |  |  | MC198 | Grizedale College - Offices, Bar & Social Space |  |  | 0 | 0
MC198-B01 | MC198-B01/G14 | Logic 14 |  |  |  |  | Energy sensor | G14 |  |  |  | MC198 | Grizedale College - Offices, Bar & Social Space |  |  | 0 | 0
MC198-B01 | MC198-B01/G15 | Logic 15 |  |  |  |  | Energy sensor | G15 |  |  |  | MC198 | Grizedale College - Offices, Bar & Social Space |  |  | 0 | 0
MC198-B01 | MC198-B01/G16 | VTPumpP2Reqd |  |  |  |  | Energy sensor | G16 |  |  |  | MC198 | Grizedale College - Offices, Bar & Social Space |  |  | 0 | 0
MC198-B01 | MC198-B01/G17 | Logic 17 |  |  |  |  | Energy sensor | G17 |  |  |  | MC198 | Grizedale College - Offices, Bar & Social Space |  |  | 0 | 0
MC198-B01 | MC198-B01/G18 | Logic 18 |  |  |  |  | Energy sensor | G18 |  |  |  | MC198 | Grizedale College - Offices, Bar & Social Space |  |  | 0 | 0
MC198-B01 | MC198-B01/G19 | Logic 19 |  |  |  |  | Energy sensor | G19 |  |  |  | MC198 | Grizedale College - Offices, Bar & Social Space |  |  | 0 | 0
MC198-B01 | MC198-B01/G2 | 1st stage frost active |  |  | 0 = Off, 1 = On |  | Energy sensor | G2 |  |  |  | MC198 | Grizedale College - Offices, Bar & Social Space |  |  | 0 | 0
MC198-B01 | MC198-B01/G20 | VTPumpP1Reqd |  |  |  |  | Energy sensor | G20 |  |  |  | MC198 | Grizedale College - Offices, Bar & Social Space |  |  | 0 | 0
MC198-B01 | MC198-B01/G21 | Logic 21 |  |  |  |  | Energy sensor | G21 |  |  |  | MC198 | Grizedale College - Offices, Bar & Social Space |  |  | 0 | 0
MC198-B01 | MC198-B01/G22 | Logic 22 |  |  |  |  | Energy sensor | G22 |  |  |  | MC198 | Grizedale College - Offices, Bar & Social Space |  |  | 0 | 0
MC198-B01 | MC198-B01/G23 | Logic 23 |  |  |  |  | Energy sensor | G23 |  |  |  | MC198 | Grizedale College - Offices, Bar & Social Space |  |  | 0 | 0
MC198-B01 | MC198-B01/G24 | Logic 24 |  |  |  |  | Energy sensor | G24 |  |  |  | MC198 | Grizedale College - Offices, Bar & Social Space |  |  | 0 | 0
MC198-B01 | MC198-B01/G25 | MTHWPumpP2Reqd |  |  |  |  | Energy sensor | G25 |  |  |  | MC198 | Grizedale College - Offices, Bar & Social Space |  |  | 0 | 0
MC198-B01 | MC198-B01/G26 | Logic 26 |  |  |  |  | Energy sensor | G26 |  |  |  | MC198 | Grizedale College - Offices, Bar & Social Space |  |  | 0 | 0
MC198-B01 | MC198-B01/G27 | Logic 27 |  |  |  |  | Energy sensor | G27 |  |  |  | MC198 | Grizedale College - Offices, Bar & Social Space |  |  | 0 | 0
MC198-B01 | MC198-B01/G28 | Logic 28 |  |  |  |  | Energy sensor | G28 |  |  |  | MC198 | Grizedale College - Offices, Bar & Social Space |  |  | 0 | 0
MC198-B01 | MC198-B01/G29 | MTHWPumpP1Reqd |  |  |  |  | Energy sensor | G29 |  |  |  | MC198 | Grizedale College - Offices, Bar & Social Space |  |  | 0 | 0
MC198-B01 | MC198-B01/G3 | OAT Eco Active |  |  |  |  | Energy sensor | G3 |  |  |  | MC198 | Grizedale College - Offices, Bar & Social Space |  |  | 0 | 0
MC198-B01 | MC198-B01/G30 | Logic 30 |  |  |  |  | Energy sensor | G30 |  |  |  | MC198 | Grizedale College - Offices, Bar & Social Space |  |  | 0 | 0
MC198-B01 | MC198-B01/G31 | Logic 31 |  |  |  |  | Energy sensor | G31 |  |  |  | MC198 | Grizedale College - Offices, Bar & Social Space |  |  | 0 | 0
MC198-B01 | MC198-B01/G32 | MTHW Reqd |  |  |  |  | Energy sensor | G32 |  |  |  | MC198 | Grizedale College - Offices, Bar & Social Space |  |  | 0 | 0
MC198-B01 | MC198-B01/G33 | Logic 33 |  |  |  |  | Energy sensor | G33 |  |  |  | MC198 | Grizedale College - Offices, Bar & Social Space |  |  | 0 | 0
MC198-B01 | MC198-B01/G34 | Logic 34 |  |  |  |  | Energy sensor | G34 |  |  |  | MC198 | Grizedale College - Offices, Bar & Social Space |  |  | 0 | 0
MC198-B01 | MC198-B01/G35 | HWS Reqd |  |  |  |  | Energy sensor | G35 |  |  |  | MC198 | Grizedale College - Offices, Bar & Social Space |  |  | 0 | 0
MC198-B01 | MC198-B01/G36 | HWS Pump Reqd |  |  |  |  | Energy sensor | G36 |  |  |  | MC198 | Grizedale College - Offices, Bar & Social Space |  |  | 0 | 0
MC198-B01 | MC198-B01/G37 | Logic 37 |  |  |  |  | Energy sensor | G37 |  |  |  | MC198 | Grizedale College - Offices, Bar & Social Space |  |  | 0 | 0
MC198-B01 | MC198-B01/G38 | HWS Heater Reqd |  |  |  |  | Energy sensor | G38 |  |  |  | MC198 | Grizedale College - Offices, Bar & Social Space |  |  | 0 | 0
MC198-B01 | MC198-B01/G39 | Logic 39 |  |  |  |  | Energy sensor | G39 |  |  |  | MC198 | Grizedale College - Offices, Bar & Social Space |  |  | 0 | 0
MC198-B01 | MC198-B01/G4 | Logic 4 |  |  |  |  | Energy sensor | G4 |  |  |  | MC198 | Grizedale College - Offices, Bar & Social Space |  |  | 0 | 0
MC198-B01 | MC198-B01/G40 | Logic 40 |  |  |  |  | Energy sensor | G40 |  |  |  | MC198 | Grizedale College - Offices, Bar & Social Space |  |  | 0 | 0
MC198-B01 | MC198-B01/G41 | Delayed Midnight Pulse |  |  |  |  | Energy sensor | G41 |  |  |  | MC198 | Grizedale College - Offices, Bar & Social Space |  |  | 0 | 0
MC198-B01 | MC198-B01/G42 | Logic 42 |  |  |  |  | Energy sensor | G42 |  |  |  | MC198 | Grizedale College - Offices, Bar & Social Space |  |  | 0 | 0
MC198-B01 | MC198-B01/G43 | Logic 43 |  |  |  |  | Energy sensor | G43 |  |  |  | MC198 | Grizedale College - Offices, Bar & Social Space |  |  | 0 | 0
MC198-B01 | MC198-B01/G44 | Delayed Monthly Pulse |  |  |  |  | Energy sensor | G44 |  |  |  | MC198 | Grizedale College - Offices, Bar & Social Space |  |  | 0 | 0
MC198-B01 | MC198-B01/G45 | Logic 45 |  |  |  |  | Energy sensor | G45 |  |  |  | MC198 | Grizedale College - Offices, Bar & Social Space |  |  | 0 | 0
MC198-B01 | MC198-B01/G46 | Logic 46 |  |  |  |  | Energy sensor | G46 |  |  |  | MC198 | Grizedale College - Offices, Bar & Social Space |  |  | 0 | 0
MC198-B01 | MC198-B01/G47 | Logic 47 |  |  |  |  | Energy sensor | G47 |  |  |  | MC198 | Grizedale College - Offices, Bar & Social Space |  |  | 0 | 0
MC198-B01 | MC198-B01/G48 | Logic 48 |  |  |  |  | Energy sensor | G48 |  |  |  | MC198 | Grizedale College - Offices, Bar & Social Space |  |  | 0 | 0
MC198-B01 | MC198-B01/G49 | Logic 49 |  |  |  |  | Energy sensor | G49 |  |  |  | MC198 | Grizedale College - Offices, Bar & Social Space |  |  | 0 | 0
MC198-B01 | MC198-B01/G5 | Pumps Allow |  |  |  |  | Energy sensor | G5 |  |  |  | MC198 | Grizedale College - Offices, Bar & Social Space |  |  | 0 | 0
MC198-B01 | MC198-B01/G50 | Logic 50 |  |  |  |  | Energy sensor | G50 |  |  |  | MC198 | Grizedale College - Offices, Bar & Social Space |  |  | 0 | 0
MC198-B01 | MC198-B01/G51 | Logic 51 |  |  |  |  | Energy sensor | G51 |  |  |  | MC198 | Grizedale College - Offices, Bar & Social Space |  |  | 0 | 0
MC198-B01 | MC198-B01/G52 | Logic 52 |  |  |  |  | Energy sensor | G52 |  |  |  | MC198 | Grizedale College - Offices, Bar & Social Space |  |  | 0 | 0
MC198-B01 | MC198-B01/G53 | Logic 53 |  |  |  |  | Energy sensor | G53 |  |  |  | MC198 | Grizedale College - Offices, Bar & Social Space |  |  | 0 | 0
MC198-B01 | MC198-B01/G54 | Logic 54 |  |  |  |  | Energy sensor | G54 |  |  |  | MC198 | Grizedale College - Offices, Bar & Social Space |  |  | 0 | 0
MC198-B01 | MC198-B01/G55 | Logic 55 |  |  |  |  | Energy sensor | G55 |  |  |  | MC198 | Grizedale College - Offices, Bar & Social Space |  |  | 0 | 0
MC198-B01 | MC198-B01/G56 | Logic 56 |  |  |  |  | Energy sensor | G56 |  |  |  | MC198 | Grizedale College - Offices, Bar & Social Space |  |  | 0 | 0
MC198-B01 | MC198-B01/G57 | Logic 57 |  |  |  |  | Energy sensor | G57 |  |  |  | MC198 | Grizedale College - Offices, Bar & Social Space |  |  | 0 | 0
MC198-B01 | MC198-B01/G58 | Logic 58 |  |  |  |  | Energy sensor | G58 |  |  |  | MC198 | Grizedale College - Offices, Bar & Social Space |  |  | 0 | 0
MC198-B01 | MC198-B01/G59 | Logic 59 |  |  |  |  | Energy sensor | G59 |  |  |  | MC198 | Grizedale College - Offices, Bar & Social Space |  |  | 0 | 0
MC198-B01 | MC198-B01/G6 | Logic 6 |  |  |  |  | Energy sensor | G6 |  |  |  | MC198 | Grizedale College - Offices, Bar & Social Space |  |  | 0 | 0
MC198-B01 | MC198-B01/G60 | Logic 60 |  |  |  |  | Energy sensor | G60 |  |  |  | MC198 | Grizedale College - Offices, Bar & Social Space |  |  | 0 | 0
MC198-B01 | MC198-B01/G61 | Logic 61 |  |  |  |  | Energy sensor | G61 |  |  |  | MC198 | Grizedale College - Offices, Bar & Social Space |  |  | 0 | 0
MC198-B01 | MC198-B01/G62 | Logic 62 |  |  |  |  | Energy sensor | G62 |  |  |  | MC198 | Grizedale College - Offices, Bar & Social Space |  |  | 0 | 0
MC198-B01 | MC198-B01/G63 | Logic 63 |  |  |  |  | Energy sensor | G63 |  |  |  | MC198 | Grizedale College - Offices, Bar & Social Space |  |  | 0 | 0
MC198-B01 | MC198-B01/G64 | Logic 64 |  |  |  |  | Energy sensor | G64 |  |  |  | MC198 | Grizedale College - Offices, Bar & Social Space |  |  | 0 | 0
MC198-B01 | MC198-B01/G65 | Logic 65 |  |  |  |  | Energy sensor | G65 |  |  |  | MC198 | Grizedale College - Offices, Bar & Social Space |  |  | 0 | 0
MC198-B01 | MC198-B01/G66 | Logic 66 |  |  |  |  | Energy sensor | G66 |  |  |  | MC198 | Grizedale College - Offices, Bar & Social Space |  |  | 0 | 0
MC198-B01 | MC198-B01/G67 | Logic 67 |  |  |  |  | Energy sensor | G67 |  |  |  | MC198 | Grizedale College - Offices, Bar & Social Space |  |  | 0 | 0
MC198-B01 | MC198-B01/G68 | Logic 68 |  |  |  |  | Energy sensor | G68 |  |  |  | MC198 | Grizedale College - Offices, Bar & Social Space |  |  | 0 | 0
MC198-B01 | MC198-B01/G69 | Bar CO2 High |  |  |  |  | Energy sensor | G69 |  |  |  | MC198 | Grizedale College - Offices, Bar & Social Space |  |  | 0 | 0
MC198-B01 | MC198-B01/G7 | Fail Reset |  |  |  |  | Energy sensor | G7 |  |  |  | MC198 | Grizedale College - Offices, Bar & Social Space |  |  | 0 | 0
MC198-B01 | MC198-B01/G70 | Logic 70 |  |  |  |  | Energy sensor | G70 |  |  |  | MC198 | Grizedale College - Offices, Bar & Social Space |  |  | 0 | 0
MC198-B01 | MC198-B01/G71 | Bar Windows Open |  |  |  |  | Energy sensor | G71 |  |  |  | MC198 | Grizedale College - Offices, Bar & Social Space |  |  | 0 | 0
MC198-B01 | MC198-B01/G72 | Logic 72 |  |  |  |  | Energy sensor | G72 |  |  |  | MC198 | Grizedale College - Offices, Bar & Social Space |  |  | 0 | 0
MC198-B01 | MC198-B01/G73 | Logic 73 |  |  |  |  | Energy sensor | G73 |  |  |  | MC198 | Grizedale College - Offices, Bar & Social Space |  |  | 0 | 0
MC198-B01 | MC198-B01/G74 | Logic 74 |  |  |  |  | Energy sensor | G74 |  |  |  | MC198 | Grizedale College - Offices, Bar & Social Space |  |  | 0 | 0
MC198-B01 | MC198-B01/G75 | Logic 75 |  |  |  |  | Energy sensor | G75 |  |  |  | MC198 | Grizedale College - Offices, Bar & Social Space |  |  | 0 | 0
MC198-B01 | MC198-B01/G76 | Logic 76 |  |  |  |  | Energy sensor | G76 |  |  |  | MC198 | Grizedale College - Offices, Bar & Social Space |  |  | 0 | 0
MC198-B01 | MC198-B01/G77 | Bar Temp High |  |  | Degrees Celsius |  | Energy sensor | G77 |  |  |  | MC198 | Grizedale College - Offices, Bar & Social Space |  |  | 0 | 0
MC198-B01 | MC198-B01/G78 | Logic 78 |  |  |  |  | Energy sensor | G78 |  |  |  | MC198 | Grizedale College - Offices, Bar & Social Space |  |  | 0 | 0
MC198-B01 | MC198-B01/G79 | Logic 79 |  |  |  |  | Energy sensor | G79 |  |  |  | MC198 | Grizedale College - Offices, Bar & Social Space |  |  | 0 | 0
MC198-B01 | MC198-B01/G8 | Change duty |  |  |  |  | Energy sensor | G8 |  |  |  | MC198 | Grizedale College - Offices, Bar & Social Space |  |  | 0 | 0
MC198-B01 | MC198-B01/G80 | Logic 80 |  |  |  |  | Energy sensor | G80 |  |  |  | MC198 | Grizedale College - Offices, Bar & Social Space |  |  | 0 | 0
MC198-B01 | MC198-B01/G81 | Night Cooling Req |  |  |  |  | Energy sensor | G81 |  |  |  | MC198 | Grizedale College - Offices, Bar & Social Space |  |  | 0 | 0
MC198-B01 | MC198-B01/G82 | Logic 82 |  |  |  |  | Energy sensor | G82 |  |  |  | MC198 | Grizedale College - Offices, Bar & Social Space |  |  | 0 | 0
MC198-B01 | MC198-B01/G83 | Logic 83 |  |  |  |  | Energy sensor | G83 |  |  |  | MC198 | Grizedale College - Offices, Bar & Social Space |  |  | 0 | 0
MC198-B01 | MC198-B01/G9 | VT Reqd |  |  |  |  | Energy sensor | G9 |  |  |  | MC198 | Grizedale College - Offices, Bar & Social Space |  |  | 0 | 0
MC198-B01 | MC198-B01/i1 | xcite/IO/16DI |  |  |  |  | Energy sensor | i1 |  |  |  | MC198 | Grizedale College - Offices, Bar & Social Space |  |  | 0 | 0
MC198-B01 | MC198-B01/I1 | Fire alarm active |  |  | 0 = Off, 1 = On |  | Energy sensor | I1 |  |  |  | MC198 | Grizedale College - Offices, Bar & Social Space |  |  | 0 | 0
MC198-B01 | MC198-B01/I10 | Cellar Cooling Fault |  |  |  |  | Energy sensor | I10 |  |  |  | MC198 | Grizedale College - Offices, Bar & Social Space |  |  | 0 | 0
MC198-B01 | MC198-B01/I11 | Window Sw Auto |  |  |  |  | Energy sensor | I11 |  |  |  | MC198 | Grizedale College - Offices, Bar & Social Space |  |  | 0 | 0
MC198-B01 | MC198-B01/I12 | Window Sw Open |  |  |  |  | Energy sensor | I12 |  |  |  | MC198 | Grizedale College - Offices, Bar & Social Space |  |  | 0 | 0
MC198-B01 | MC198-B01/I13 | VT Heat Meter Pulse |  |  |  |  | Energy sensor | I13 |  |  |  | MC198 | Grizedale College - Offices, Bar & Social Space |  |  | 0 | 0
MC198-B01 | MC198-B01/I14 | DHWS Gas Meter Pulse |  |  |  |  | Energy sensor | I14 |  |  |  | MC198 | Grizedale College - Offices, Bar & Social Space |  |  | 0 | 0
MC198-B01 | MC198-B01/I15 | Launderette Gas Meter Pulse |  |  |  |  | Energy sensor | I15 |  |  |  | MC198 | Grizedale College - Offices, Bar & Social Space |  |  | 0 | 0
MC198-B01 | MC198-B01/I16 | CWS Meter Pulse |  |  |  |  | Energy sensor | I16 |  |  |  | MC198 | Grizedale College - Offices, Bar & Social Space |  |  | 0 | 0
MC198-B01 | MC198-B01/I17 | Panel BMS Reset Button |  |  |  |  | Energy sensor | I17 |  |  |  | MC198 | Grizedale College - Offices, Bar & Social Space |  |  | 0 | 0
MC198-B01 | MC198-B01/I18 | DB-GR-Plant-L Pulse |  |  |  |  | Energy sensor | I18 |  |  |  | MC198 | Grizedale College - Offices, Bar & Social Space |  |  | 0 | 0
MC198-B01 | MC198-B01/I19 | DB-GR-Plant-P Pulse |  |  |  |  | Energy sensor | I19 |  |  |  | MC198 | Grizedale College - Offices, Bar & Social Space |  |  | 0 | 0
MC198-B01 | MC198-B01/i2 | xcite/IO/8UI |  |  |  |  | Energy sensor | i2 |  |  |  | MC198 | Grizedale College - Offices, Bar & Social Space |  |  | 0 | 0
MC198-B01 | MC198-B01/I2 | Gas Safety Cct Trip |  |  |  |  | Energy sensor | I2 |  |  |  | MC198 | Grizedale College - Offices, Bar & Social Space |  |  | 0 | 0
MC198-B01 | MC198-B01/I20 | DB-GR-Laund-L Pulse |  |  |  |  | Energy sensor | I20 |  |  |  | MC198 | Grizedale College - Offices, Bar & Social Space |  |  | 0 | 0
MC198-B01 | MC198-B01/I21 | DB-GR-Laund-P Pulse |  |  |  |  | Energy sensor | I21 |  |  |  | MC198 | Grizedale College - Offices, Bar & Social Space |  |  | 0 | 0
MC198-B01 | MC198-B01/I22 | MCC Panel Pulse |  |  |  |  | Energy sensor | I22 |  |  |  | MC198 | Grizedale College - Offices, Bar & Social Space |  |  | 0 | 0
MC198-B01 | MC198-B01/I23 | Comms 4way DB Pulse |  |  |  |  | Energy sensor | I23 |  |  |  | MC198 | Grizedale College - Offices, Bar & Social Space |  |  | 0 | 0
MC198-B01 | MC198-B01/I24 | VTPump1Fail |  |  |  |  | Energy sensor | I24 |  |  |  | MC198 | Grizedale College - Offices, Bar & Social Space |  |  | 0 | 0
MC198-B01 | MC198-B01/I25 | VTPump2Fail |  |  |  |  | Energy sensor | I25 |  |  |  | MC198 | Grizedale College - Offices, Bar & Social Space |  |  | 0 | 0
MC198-B01 | MC198-B01/I26 | MTHWPump1Fail |  |  |  |  | Energy sensor | I26 |  |  |  | MC198 | Grizedale College - Offices, Bar & Social Space |  |  | 0 | 0
MC198-B01 | MC198-B01/I27 | MTHWPump2Fail |  |  |  |  | Energy sensor | I27 |  |  |  | MC198 | Grizedale College - Offices, Bar & Social Space |  |  | 0 | 0
MC198-B01 | MC198-B01/I28 | HWS Sec Pump Fail |  |  |  |  | Energy sensor | I28 |  |  |  | MC198 | Grizedale College - Offices, Bar & Social Space |  |  | 0 | 0
MC198-B01 | MC198-B01/I29 | Window Sw Close |  |  |  |  | Energy sensor | I29 |  |  |  | MC198 | Grizedale College - Offices, Bar & Social Space |  |  | 0 | 0
MC198-B01 | MC198-B01/I3 | Launderette Gas Safety Trip |  |  |  |  | Energy sensor | I3 |  |  |  | MC198 | Grizedale College - Offices, Bar & Social Space |  |  | 0 | 0
MC198-B01 | MC198-B01/I30 | HWS High Temp Alarm |  |  | Degrees Celsius |  | Energy sensor | I30 |  |  |  | MC198 | Grizedale College - Offices, Bar & Social Space |  |  | 0 | 0
MC198-B01 | MC198-B01/I31 | HWS Low Temp Alarm |  |  | Degrees Celsius |  | Energy sensor | I31 |  |  |  | MC198 | Grizedale College - Offices, Bar & Social Space |  |  | 0 | 0
MC198-B01 | MC198-B01/I32 | MCC Electric Meter |  |  |  |  | Energy sensor | I32 |  |  |  | MC198 | Grizedale College - Offices, Bar & Social Space |  |  | 0 | 0
MC198-B01 | MC198-B01/I33 | Digital Input 33 |  |  |  |  | Energy sensor | I33 |  |  |  | MC198 | Grizedale College - Offices, Bar & Social Space |  |  | 0 | 0
MC198-B01 | MC198-B01/I4 | Pressure Fault |  |  |  |  | Energy sensor | I4 |  |  |  | MC198 | Grizedale College - Offices, Bar & Social Space |  |  | 0 | 0
MC198-B01 | MC198-B01/I5 | MTHW Flow Prove |  |  |  |  | Energy sensor | I5 |  |  |  | MC198 | Grizedale College - Offices, Bar & Social Space |  |  | 0 | 0
MC198-B01 | MC198-B01/I6 | LTHW Flow Prove |  |  |  |  | Energy sensor | I6 |  |  |  | MC198 | Grizedale College - Offices, Bar & Social Space |  |  | 0 | 0
MC198-B01 | MC198-B01/I7 | HWS Sec Flow Prove |  |  |  |  | Energy sensor | I7 |  |  |  | MC198 | Grizedale College - Offices, Bar & Social Space |  |  | 0 | 0
MC198-B01 | MC198-B01/I8 | PHEX Fault |  |  |  |  | Energy sensor | I8 |  |  |  | MC198 | Grizedale College - Offices, Bar & Social Space |  |  | 0 | 0
MC198-B01 | MC198-B01/I9 | Water Heater Fault |  |  |  |  | Energy sensor | I9 |  |  |  | MC198 | Grizedale College - Offices, Bar & Social Space |  |  | 0 | 0
MC198-B01 | MC198-B01/K1 | 1st stage frost protection |  |  |  |  | Energy sensor | K1 |  |  |  | MC198 | Grizedale College - Offices, Bar & Social Space |  |  | 0 | 0
MC198-B01 | MC198-B01/K10 | Out Side Air Inhibit |  |  |  |  | Energy sensor | K10 |  |  |  | MC198 | Grizedale College - Offices, Bar & Social Space |  |  | 0 | 0
MC198-B01 | MC198-B01/K11 | Bar Temp SP Level |  |  | Degrees Celsius |  | Energy sensor | K11 |  |  |  | MC198 | Grizedale College - Offices, Bar & Social Space |  |  | 0 | 0
MC198-B01 | MC198-B01/K12 | Bar Temp Differential |  |  | Degrees Celsius |  | Energy sensor | K12 |  |  |  | MC198 | Grizedale College - Offices, Bar & Social Space |  |  | 0 | 0
MC198-B01 | MC198-B01/K2 | 3rd stage frost protection |  |  |  |  | Energy sensor | K2 |  |  |  | MC198 | Grizedale College - Offices, Bar & Social Space |  |  | 0 | 0
MC198-B01 | MC198-B01/K3 | Outside air temperature eco override |  |  | 0 = Off, 1 = On |  | Energy sensor | K3 |  |  |  | MC198 | Grizedale College - Offices, Bar & Social Space |  |  | 0 | 0
MC198-B01 | MC198-B01/K4 | Room Setpt |  |  |  |  | Energy sensor | K4 |  |  |  | MC198 | Grizedale College - Offices, Bar & Social Space |  |  | 0 | 0
MC198-B01 | MC198-B01/K5 | Heating Cutoff Level |  |  |  |  | Energy sensor | K5 |  |  |  | MC198 | Grizedale College - Offices, Bar & Social Space |  |  | 0 | 0
MC198-B01 | MC198-B01/K6 | Bar CO2 Level |  |  |  |  | Energy sensor | K6 |  |  |  | MC198 | Grizedale College - Offices, Bar & Social Space |  |  | 0 | 0
MC198-B01 | MC198-B01/K7 | VT @ 0degC OS |  |  |  |  | Energy sensor | K7 |  |  |  | MC198 | Grizedale College - Offices, Bar & Social Space |  |  | 0 | 0
MC198-B01 | MC198-B01/K8 | VT @ 20degC OS |  |  |  |  | Energy sensor | K8 |  |  |  | MC198 | Grizedale College - Offices, Bar & Social Space |  |  | 0 | 0
MC198-B01 | MC198-B01/K9 | Bar CO2 Differential |  |  |  |  | Energy sensor | K9 |  |  |  | MC198 | Grizedale College - Offices, Bar & Social Space |  |  | 0 | 0
MC198-B01 | MC198-B01/L1 | VT Valve Demand |  |  |  |  | Energy sensor | L1 |  |  |  | MC198 | Grizedale College - Offices, Bar & Social Space |  |  | 0 | 0
MC198-B01 | MC198-B01/n1 | TREND_05_4D_DD |  |  |  |  | Energy sensor | n1 |  |  |  | MC198 | Grizedale College - Offices, Bar & Social Space |  |  | 0 | 0
MC198-B01 | MC198-B01/N1 | IC Comms 1 |  |  |  |  | Energy sensor | N1 |  |  |  | MC198 | Grizedale College - Offices, Bar & Social Space |  |  | 0 | 0
MC198-B01 | MC198-B01/o1 | Alarm Route 1 |  |  |  |  | Energy sensor | o1 |  |  |  | MC198 | Grizedale College - Offices, Bar & Social Space |  |  | 0 | 0
MC198-B01 | MC198-B01/O1 | Heating |  |  |  |  | Energy sensor | O1 |  |  |  | MC198 | Grizedale College - Offices, Bar & Social Space |  |  | 0 | 0
MC198-B01 | MC198-B01/o2 | Alarm Route 2 |  |  |  |  | Energy sensor | o2 |  |  |  | MC198 | Grizedale College - Offices, Bar & Social Space |  |  | 0 | 0
MC198-B01 | MC198-B01/P10 | DHWS Gas Daily |  |  |  |  | Energy sensor | P10 |  |  |  | MC198 | Grizedale College - Offices, Bar & Social Space |  |  | 0 | 0
MC198-B01 | MC198-B01/P11 | DHWS Gas Hourly |  |  |  |  | Energy sensor | P11 |  |  |  | MC198 | Grizedale College - Offices, Bar & Social Space |  |  | 0 | 0
MC198-B01 | MC198-B01/P12 | DHWS Gas Monthly |  |  |  |  | Energy sensor | P12 |  |  |  | MC198 | Grizedale College - Offices, Bar & Social Space |  |  | 0 | 0
MC198-B01 | MC198-B01/P13 | CWS Daily |  |  |  |  | Energy sensor | P13 |  |  |  | MC198 | Grizedale College - Offices, Bar & Social Space |  |  | 0 | 0
MC198-B01 | MC198-B01/P14 | CWS Hourly |  |  |  |  | Energy sensor | P14 |  |  |  | MC198 | Grizedale College - Offices, Bar & Social Space |  |  | 0 | 0
MC198-B01 | MC198-B01/P15 | CWS Monthly |  |  |  |  | Energy sensor | P15 |  |  |  | MC198 | Grizedale College - Offices, Bar & Social Space |  |  | 0 | 0
MC198-B01 | MC198-B01/P16 | DB-GR-Plant-L Daily |  |  |  |  | Energy sensor | P16 |  |  |  | MC198 | Grizedale College - Offices, Bar & Social Space |  |  | 0 | 0
MC198-B01 | MC198-B01/P17 | DB-GR-Plant-L Hourly |  |  |  |  | Energy sensor | P17 |  |  |  | MC198 | Grizedale College - Offices, Bar & Social Space |  |  | 0 | 0
MC198-B01 | MC198-B01/P18 | DB-GR-Plant-L Monthly |  |  |  |  | Energy sensor | P18 |  |  |  | MC198 | Grizedale College - Offices, Bar & Social Space |  |  | 0 | 0
MC198-B01 | MC198-B01/P19 | Landerette Gas Daily |  |  |  |  | Energy sensor | P19 |  |  |  | MC198 | Grizedale College - Offices, Bar & Social Space |  |  | 0 | 0
MC198-B01 | MC198-B01/P2 | Medium temperature hot water flow temperature |  |  | Degrees Celsius |  | Energy sensor | P2 |  |  |  | MC198 | Grizedale College - Offices, Bar & Social Space |  |  | 0 | 0
MC198-B01 | MC198-B01/P20 | Landerette Gas Hourly |  |  |  |  | Energy sensor | P20 |  |  |  | MC198 | Grizedale College - Offices, Bar & Social Space |  |  | 0 | 0
MC198-B01 | MC198-B01/P21 | Landerette Gas Monthly |  |  |  |  | Energy sensor | P21 |  |  |  | MC198 | Grizedale College - Offices, Bar & Social Space |  |  | 0 | 0
MC198-B01 | MC198-B01/P22 | Landerette Water Daily |  |  |  |  | Energy sensor | P22 |  |  |  | MC198 | Grizedale College - Offices, Bar & Social Space |  |  | 0 | 0
MC198-B01 | MC198-B01/P23 | Landerette Water Hourly |  |  |  |  | Energy sensor | P23 |  |  |  | MC198 | Grizedale College - Offices, Bar & Social Space |  |  | 0 | 0
MC198-B01 | MC198-B01/P24 | Landerette Water Monthly |  |  |  |  | Energy sensor | P24 |  |  |  | MC198 | Grizedale College - Offices, Bar & Social Space |  |  | 0 | 0
MC198-B01 | MC198-B01/P25 | DB-GR-Plant-P Daily |  |  |  |  | Energy sensor | P25 |  |  |  | MC198 | Grizedale College - Offices, Bar & Social Space |  |  | 0 | 0
MC198-B01 | MC198-B01/P26 | DB-GR-Plant-P Hourly |  |  |  |  | Energy sensor | P26 |  |  |  | MC198 | Grizedale College - Offices, Bar & Social Space |  |  | 0 | 0
MC198-B01 | MC198-B01/P27 | DB-GR-Plant-P Monthly |  |  |  |  | Energy sensor | P27 |  |  |  | MC198 | Grizedale College - Offices, Bar & Social Space |  |  | 0 | 0
MC198-B01 | MC198-B01/P28 | DB-GR-Laund-L Daily |  |  |  |  | Energy sensor | P28 |  |  |  | MC198 | Grizedale College - Offices, Bar & Social Space |  |  | 0 | 0
MC198-B01 | MC198-B01/P29 | DB-GR-Laund-L Hourly |  |  |  |  | Energy sensor | P29 |  |  |  | MC198 | Grizedale College - Offices, Bar & Social Space |  |  | 0 | 0
MC198-B01 | MC198-B01/P3 | Medium temperature hot water return temperature |  |  | Degrees Celsius |  | Energy sensor | P3 |  |  |  | MC198 | Grizedale College - Offices, Bar & Social Space |  |  | 0 | 0
MC198-B01 | MC198-B01/P30 | DB-GR-Laund-L Monthly |  |  |  |  | Energy sensor | P30 |  |  |  | MC198 | Grizedale College - Offices, Bar & Social Space |  |  | 0 | 0
MC198-B01 | MC198-B01/P31 | DB-GR-Laund-P Daily |  |  |  |  | Energy sensor | P31 |  |  |  | MC198 | Grizedale College - Offices, Bar & Social Space |  |  | 0 | 0
MC198-B01 | MC198-B01/P32 | DB-GR-Laund-P Hourly |  |  |  |  | Energy sensor | P32 |  |  |  | MC198 | Grizedale College - Offices, Bar & Social Space |  |  | 0 | 0
MC198-B01 | MC198-B01/P33 | DB-GR-Laund-P Monthly |  |  |  |  | Energy sensor | P33 |  |  |  | MC198 | Grizedale College - Offices, Bar & Social Space |  |  | 0 | 0
MC198-B01 | MC198-B01/P34 | MCC Panel Daily |  |  |  |  | Energy sensor | P34 |  |  |  | MC198 | Grizedale College - Offices, Bar & Social Space |  |  | 0 | 0
MC198-B01 | MC198-B01/P35 | MCC Panel Hourly |  |  |  |  | Energy sensor | P35 |  |  |  | MC198 | Grizedale College - Offices, Bar & Social Space |  |  | 0 | 0
MC198-B01 | MC198-B01/P36 | MCC Panel Monthly |  |  |  |  | Energy sensor | P36 |  |  |  | MC198 | Grizedale College - Offices, Bar & Social Space |  |  | 0 | 0
MC198-B01 | MC198-B01/P37 | Comms 4way DB Daily |  |  |  |  | Energy sensor | P37 |  |  |  | MC198 | Grizedale College - Offices, Bar & Social Space |  |  | 0 | 0
MC198-B01 | MC198-B01/P38 | Comms 4way DB Hourly |  |  |  |  | Energy sensor | P38 |  |  |  | MC198 | Grizedale College - Offices, Bar & Social Space |  |  | 0 | 0
MC198-B01 | MC198-B01/P39 | Comms 4way DB Monthly |  |  |  |  | Energy sensor | P39 |  |  |  | MC198 | Grizedale College - Offices, Bar & Social Space |  |  | 0 | 0
MC198-B01 | MC198-B01/P4 | Variable temperature circuit flow temperature |  |  | Degrees Celsius |  | Energy sensor | P4 |  |  |  | MC198 | Grizedale College - Offices, Bar & Social Space |  |  | 0 | 0
MC198-B01 | MC198-B01/P40 | Heat Daily |  |  |  |  | Energy sensor | P40 |  |  |  | MC198 | Grizedale College - Offices, Bar & Social Space |  |  | 0 | 0
MC198-B01 | MC198-B01/P41 | Heat Hourly |  |  |  |  | Energy sensor | P41 |  |  |  | MC198 | Grizedale College - Offices, Bar & Social Space |  |  | 0 | 0
MC198-B01 | MC198-B01/P42 | Heat Monthly |  |  |  |  | Energy sensor | P42 |  |  |  | MC198 | Grizedale College - Offices, Bar & Social Space |  |  | 0 | 0
MC198-B01 | MC198-B01/P5 | Hot water service flow temperature |  |  | Degrees Celsius |  | Energy sensor | P5 |  |  |  | MC198 | Grizedale College - Offices, Bar & Social Space |  |  | 0 | 0
MC198-B01 | MC198-B01/P6 | Lower Bar Room Temp |  |  | Degrees Celsius |  | Energy sensor | P6 |  |  |  | MC198 | Grizedale College - Offices, Bar & Social Space |  |  | 0 | 0
MC198-B01 | MC198-B01/P7 | Main Bar Room Temp |  |  | Degrees Celsius |  | Energy sensor | P7 |  |  |  | MC198 | Grizedale College - Offices, Bar & Social Space |  |  | 0 | 0
MC198-B01 | MC198-B01/P8 | Main Bar CO2 |  |  |  |  | Energy sensor | P8 |  |  |  | MC198 | Grizedale College - Offices, Bar & Social Space |  |  | 0 | 0
MC198-B01 | MC198-B01/P9 | Calculated variable temperature circuit flow temperature |  |  | Degrees Celsius |  | Energy sensor | P9 |  |  |  | MC198 | Grizedale College - Offices, Bar & Social Space |  |  | 0 | 0
MC198-B01 | MC198-B01/Q1 | Sequence Table 1 |  |  |  |  | Energy sensor | Q1 |  |  |  | MC198 | Grizedale College - Offices, Bar & Social Space |  |  | 0 | 0
MC198-B01 | MC198-B01/S12 | Calculated variable temperature circuit flow temperature |  |  | Degrees Celsius |  | Energy sensor | S12 |  |  |  | MC198 | Grizedale College - Offices, Bar & Social Space |  |  | 0 | 0
MC198-B01 | MC198-B01/S13 | DHWS Gas Hourly |  |  |  |  | Energy sensor | S13 |  |  |  | MC198 | Grizedale College - Offices, Bar & Social Space |  |  | 0 | 0
MC198-B01 | MC198-B01/S14 | DHWS Gas Daily |  |  |  |  | Energy sensor | S14 |  |  |  | MC198 | Grizedale College - Offices, Bar & Social Space |  |  | 0 | 0
MC198-B01 | MC198-B01/S15 | DHWS Gas Monthly |  |  |  |  | Energy sensor | S15 |  |  |  | MC198 | Grizedale College - Offices, Bar & Social Space |  |  | 0 | 0
MC198-B01 | MC198-B01/S16 | CWS Hourly |  |  |  |  | Energy sensor | S16 |  |  |  | MC198 | Grizedale College - Offices, Bar & Social Space |  |  | 0 | 0
MC198-B01 | MC198-B01/S17 | CWS Daily |  |  |  |  | Energy sensor | S17 |  |  |  | MC198 | Grizedale College - Offices, Bar & Social Space |  |  | 0 | 0
MC198-B01 | MC198-B01/S18 | CWS Monthly |  |  |  |  | Energy sensor | S18 |  |  |  | MC198 | Grizedale College - Offices, Bar & Social Space |  |  | 0 | 0
MC198-B01 | MC198-B01/S19 | DB-GR-Plant-L Hourly |  |  |  |  | Energy sensor | S19 |  |  |  | MC198 | Grizedale College - Offices, Bar & Social Space |  |  | 0 | 0
MC198-B01 | MC198-B01/S2 | Medium temperature hot water flow temperature |  |  | Degrees Celsius |  | Energy sensor | S2 |  |  |  | MC198 | Grizedale College - Offices, Bar & Social Space |  |  | 0 | 0
MC198-B01 | MC198-B01/S20 | DB-GR-Plant-L Daily |  |  |  |  | Energy sensor | S20 |  |  |  | MC198 | Grizedale College - Offices, Bar & Social Space |  |  | 0 | 0
MC198-B01 | MC198-B01/S21 | DB-GR-Plant-L Monthly |  |  |  |  | Energy sensor | S21 |  |  |  | MC198 | Grizedale College - Offices, Bar & Social Space |  |  | 0 | 0
MC198-B01 | MC198-B01/S22 | Landerette Gas Hourly |  |  |  |  | Energy sensor | S22 |  |  |  | MC198 | Grizedale College - Offices, Bar & Social Space |  |  | 0 | 0
MC198-B01 | MC198-B01/S23 | Landerette Gas Daily |  |  |  |  | Energy sensor | S23 |  |  |  | MC198 | Grizedale College - Offices, Bar & Social Space |  |  | 0 | 0
MC198-B01 | MC198-B01/S24 | Landerette Gas Monthly |  |  |  |  | Energy sensor | S24 |  |  |  | MC198 | Grizedale College - Offices, Bar & Social Space |  |  | 0 | 0
MC198-B01 | MC198-B01/S25 | Landerette Water Hourly |  |  |  |  | Energy sensor | S25 |  |  |  | MC198 | Grizedale College - Offices, Bar & Social Space |  |  | 0 | 0
MC198-B01 | MC198-B01/S26 | Landerette Water Daily |  |  |  |  | Energy sensor | S26 |  |  |  | MC198 | Grizedale College - Offices, Bar & Social Space |  |  | 0 | 0
MC198-B01 | MC198-B01/S27 | Landerette Water Monthly |  |  |  |  | Energy sensor | S27 |  |  |  | MC198 | Grizedale College - Offices, Bar & Social Space |  |  | 0 | 0
MC198-B01 | MC198-B01/S28 | DB-GR-Plant-P Hourly |  |  |  |  | Energy sensor | S28 |  |  |  | MC198 | Grizedale College - Offices, Bar & Social Space |  |  | 0 | 0
MC198-B01 | MC198-B01/S29 | DB-GR-Plant-P Daily |  |  |  |  | Energy sensor | S29 |  |  |  | MC198 | Grizedale College - Offices, Bar & Social Space |  |  | 0 | 0
MC198-B01 | MC198-B01/S3 | Medium temperature hot water return temperature |  |  | Degrees Celsius |  | Energy sensor | S3 |  |  |  | MC198 | Grizedale College - Offices, Bar & Social Space |  |  | 0 | 0
MC198-B01 | MC198-B01/S30 | DB-GR-Plant-P Monthly |  |  |  |  | Energy sensor | S30 |  |  |  | MC198 | Grizedale College - Offices, Bar & Social Space |  |  | 0 | 0
MC198-B01 | MC198-B01/S31 | DB-GR-Laund-L Hourly |  |  |  |  | Energy sensor | S31 |  |  |  | MC198 | Grizedale College - Offices, Bar & Social Space |  |  | 0 | 0
MC198-B01 | MC198-B01/S32 | DB-GR-Laund-L Daily |  |  |  |  | Energy sensor | S32 |  |  |  | MC198 | Grizedale College - Offices, Bar & Social Space |  |  | 0 | 0
MC198-B01 | MC198-B01/S33 | DB-GR-Laund-L Monthly |  |  |  |  | Energy sensor | S33 |  |  |  | MC198 | Grizedale College - Offices, Bar & Social Space |  |  | 0 | 0
MC198-B01 | MC198-B01/S34 | DB-GR-Laund-P Hourly |  |  |  |  | Energy sensor | S34 |  |  |  | MC198 | Grizedale College - Offices, Bar & Social Space |  |  | 0 | 0
MC198-B01 | MC198-B01/S35 | DB-GR-Laund-P Daily |  |  |  |  | Energy sensor | S35 |  |  |  | MC198 | Grizedale College - Offices, Bar & Social Space |  |  | 0 | 0
MC198-B01 | MC198-B01/S36 | DB-GR-Laund-P Monthly |  |  |  |  | Energy sensor | S36 |  |  |  | MC198 | Grizedale College - Offices, Bar & Social Space |  |  | 0 | 0
MC198-B01 | MC198-B01/S37 | MCC Panel Hourly |  |  |  |  | Energy sensor | S37 |  |  |  | MC198 | Grizedale College - Offices, Bar & Social Space |  |  | 0 | 0
MC198-B01 | MC198-B01/S38 | MCC Panel Daily |  |  |  |  | Energy sensor | S38 |  |  |  | MC198 | Grizedale College - Offices, Bar & Social Space |  |  | 0 | 0
MC198-B01 | MC198-B01/S39 | MCC Panel Monthly |  |  |  |  | Energy sensor | S39 |  |  |  | MC198 | Grizedale College - Offices, Bar & Social Space |  |  | 0 | 0
MC198-B01 | MC198-B01/S4 | Variable temperature circuit flow temperature |  |  | Degrees Celsius |  | Energy sensor | S4 |  |  |  | MC198 | Grizedale College - Offices, Bar & Social Space |  |  | 0 | 0
MC198-B01 | MC198-B01/S40 | Comms 4way DB Hourly |  |  |  |  | Energy sensor | S40 |  |  |  | MC198 | Grizedale College - Offices, Bar & Social Space |  |  | 0 | 0
MC198-B01 | MC198-B01/S41 | Comms 4way DB Daily |  |  |  |  | Energy sensor | S41 |  |  |  | MC198 | Grizedale College - Offices, Bar & Social Space |  |  | 0 | 0
MC198-B01 | MC198-B01/S42 | Comms 4way DB Monthly |  |  |  |  | Energy sensor | S42 |  |  |  | MC198 | Grizedale College - Offices, Bar & Social Space |  |  | 0 | 0
MC198-B01 | MC198-B01/S43 | Heat Hourly |  |  |  |  | Energy sensor | S43 |  |  |  | MC198 | Grizedale College - Offices, Bar & Social Space |  |  | 0 | 0
MC198-B01 | MC198-B01/S44 | Heat Daily |  |  |  |  | Energy sensor | S44 |  |  |  | MC198 | Grizedale College - Offices, Bar & Social Space |  |  | 0 | 0
MC198-B01 | MC198-B01/S45 | Heat Monthly |  |  |  |  | Energy sensor | S45 |  |  |  | MC198 | Grizedale College - Offices, Bar & Social Space |  |  | 0 | 0
MC198-B01 | MC198-B01/S5 | Hot water service flow temperature |  |  | Degrees Celsius |  | Energy sensor | S5 |  |  |  | MC198 | Grizedale College - Offices, Bar & Social Space |  |  | 0 | 0
MC198-B01 | MC198-B01/S6 | Upper Bar Room Temp |  |  | Degrees Celsius |  | Energy sensor | S6 |  |  |  | MC198 | Grizedale College - Offices, Bar & Social Space |  |  | 0 | 0
MC198-B01 | MC198-B01/S7 | Main Bar Room Temp |  |  | Degrees Celsius |  | Energy sensor | S7 |  |  |  | MC198 | Grizedale College - Offices, Bar & Social Space |  |  | 0 | 0
MC198-B01 | MC198-B01/S8 | Main Bar CO2 |  |  |  |  | Energy sensor | S8 |  |  |  | MC198 | Grizedale College - Offices, Bar & Social Space |  |  | 0 | 0
MC198-B01 | MC198-B01/V1 | [5 empty] | Energy sensor | V1 |  |  |  | MC198 | Grizedale College - Offices, Bar & Social Space |  |  | 0 | 0
MC198-B01 | MC198-B01/W1 | Summer Winter |  |  |  |  | Energy sensor | W1 |  |  |  | MC198 | Grizedale College - Offices, Bar & Social Space |  |  | 0 | 0
MC198-B01 | MC198-B01/W2 | Change duty |  |  |  |  | Energy sensor | W2 |  |  |  | MC198 | Grizedale College - Offices, Bar & Social Space |  |  | 0 | 0
MC198-B01 | MC198-B01/W3 | HWS 24hr Override |  |  |  |  | Energy sensor | W3 |  |  |  | MC198 | Grizedale College - Offices, Bar & Social Space |  |  | 0 | 0
MC198-B01 | MC198-B01/W4 | Manual Overide On |  |  |  |  | Energy sensor | W4 |  |  |  | MC198 | Grizedale College - Offices, Bar & Social Space |  |  | 0 | 0
MC198-B01 | MC198-B01/W5 | Manual Overide Pos |  |  |  |  | Energy sensor | W5 |  |  |  | MC198 | Grizedale College - Offices, Bar & Social Space |  |  | 0 | 0
MC198-B01 | MC198-B01/W6 | Pump Fail Reset |  |  |  |  | Energy sensor | W6 |  |  |  | MC198 | Grizedale College - Offices, Bar & Social Space |  |  | 0 | 0
MC198-B01 | MC198-B01/Y1 | Trend T -20+50 |  |  |  |  | Energy sensor | Y1 |  |  |  | MC198 | Grizedale College - Offices, Bar & Social Space |  |  | 0 | 0
MC198-B01 | MC198-B01/Y2 | Trend T 0+130 |  |  |  |  | Energy sensor | Y2 |  |  |  | MC198 | Grizedale College - Offices, Bar & Social Space |  |  | 0 | 0
MC198-B01 | MC198-B01/Y3 | Trend T 0+130 |  |  |  |  | Energy sensor | Y3 |  |  |  | MC198 | Grizedale College - Offices, Bar & Social Space |  |  | 0 | 0
MC198-B01 | MC198-B01/Y4 | Trend T -20+50 |  |  |  |  | Energy sensor | Y4 |  |  |  | MC198 | Grizedale College - Offices, Bar & Social Space |  |  | 0 | 0
MC198-B01 | MC198-B01/Y5 | CO2 V |  |  |  |  | Energy sensor | Y5 |  |  |  | MC198 | Grizedale College - Offices, Bar & Social Space |  |  | 0 | 0
MC198-B01 | MC198-B01/Y6 | Temp V 0+50 |  |  | Degrees Celsius |  | Energy sensor | Y6 |  |  |  | MC198 | Grizedale College - Offices, Bar & Social Space |  |  | 0 | 0
MC198-B01 | MC198-B01/Z1 | Heating |  |  |  |  | Energy sensor | Z1 |  |  |  | MC198 | Grizedale College - Offices, Bar & Social Space |  |  | 0 | 0
MC198-B01 | MC198-B01/Z2 | HWS System |  |  |  |  | Energy sensor | Z2 |  |  |  | MC198 | Grizedale College - Offices, Bar & Social Space |  |  | 0 | 0
MC072-B02 | MC072-B02/A1 | Analogue Node 1 |  |  |  |  | Energy sensor | A1 |  |  |  | MC072 | Fylde College |  |  | 0 | 0
MC072-B02 | MC072-B02/A2 | Plant Demands Out |  |  |  |  | Energy sensor | A2 |  |  |  | MC072 | Fylde College |  |  | 0 | 0
MC072-B02 | MC072-B02/A3 | Minimum Room Temp In |  |  | Degrees Celsius |  | Energy sensor | A3 |  |  |  | MC072 | Fylde College |  |  | 0 | 0
MC072-B02 | MC072-B02/A4 | OS12 Alarm |  |  |  |  | Energy sensor | A4 |  |  |  | MC072 | Fylde College |  |  | 0 | 0
MC072-B02 | MC072-B02/A5 | Analogue Node 5 |  |  |  |  | Energy sensor | A5 |  |  |  | MC072 | Fylde College |  |  | 0 | 0
MC072-B02 | MC072-B02/C1 | Virtual CNC 1 |  |  |  |  | Energy sensor | C1 |  |  |  | MC072 | Fylde College |  |  | 0 | 0
MC072-B02 | MC072-B02/D1 | Plate Heat Exchanger Valve |  |  |  |  | Energy sensor | D1 |  |  |  | MC072 | Fylde College |  |  | 0 | 0
MC072-B02 | MC072-B02/D10 | LTHW Shunt Pump P2B Enable |  |  |  |  | Energy sensor | D10 |  |  |  | MC072 | Fylde College |  |  | 0 | 0
MC072-B02 | MC072-B02/D11 | Toilet Extract Enabled |  |  |  |  | Energy sensor | D11 |  |  |  | MC072 | Fylde College |  |  | 0 | 0
MC072-B02 | MC072-B02/D13 | Mechanical Vent Selected |  |  |  |  | Energy sensor | D13 |  |  |  | MC072 | Fylde College |  |  | 0 | 0
MC072-B02 | MC072-B02/D14 | Natural Vent Selected |  |  |  |  | Energy sensor | D14 |  |  |  | MC072 | Fylde College |  |  | 0 | 0
MC072-B02 | MC072-B02/D15 | Mixed Vent Selected |  |  |  |  | Energy sensor | D15 |  |  |  | MC072 | Fylde College |  |  | 0 | 0
MC072-B02 | MC072-B02/D16 | Overnight Purge Selected |  |  |  |  | Energy sensor | D16 |  |  |  | MC072 | Fylde College |  |  | 0 | 0
MC072-B02 | MC072-B02/D17 | Water Tank High Temp |  |  | Degrees Celsius |  | Energy sensor | D17 |  |  |  | MC072 | Fylde College |  |  | 0 | 0
MC072-B02 | MC072-B02/D18 | Common Damper Fault |  |  |  |  | Energy sensor | D18 |  |  |  | MC072 | Fylde College |  |  | 0 | 0
MC072-B02 | MC072-B02/D3 | Alarm Sounder |  |  |  |  | Energy sensor | D3 |  |  |  | MC072 | Fylde College |  |  | 0 | 0
MC072-B02 | MC072-B02/D7 | MTHW Shunt Pump P1A Enable |  |  |  |  | Energy sensor | D7 |  |  |  | MC072 | Fylde College |  |  | 0 | 0
MC072-B02 | MC072-B02/D8 | MTHW Shunt Pump P1B Enable |  |  |  |  | Energy sensor | D8 |  |  |  | MC072 | Fylde College |  |  | 0 | 0
MC072-B02 | MC072-B02/D9 | LTHW Shunt Pump P2A Enable |  |  |  |  | Energy sensor | D9 |  |  |  | MC072 | Fylde College |  |  | 0 | 0
MC072-B02 | MC072-B02/e1 | Alarm Dest 1 |  |  |  |  | Energy sensor | e1 |  |  |  | MC072 | Fylde College |  |  | 0 | 0
MC072-B02 | MC072-B02/F1 | Plants Demands In |  |  |  |  | Energy sensor | F1 |  |  |  | MC072 | Fylde College |  |  | 0 | 0
MC072-B02 | MC072-B02/F10 | Function 10 |  |  |  |  | Energy sensor | F10 |  |  |  | MC072 | Fylde College |  |  | 0 | 0
MC072-B02 | MC072-B02/F11 | Function 11 |  |  |  |  | Energy sensor | F11 |  |  |  | MC072 | Fylde College |  |  | 0 | 0
MC072-B02 | MC072-B02/F12 | Function 12 |  |  |  |  | Energy sensor | F12 |  |  |  | MC072 | Fylde College |  |  | 0 | 0
MC072-B02 | MC072-B02/F13 | Function 13 |  |  |  |  | Energy sensor | F13 |  |  |  | MC072 | Fylde College |  |  | 0 | 0
MC072-B02 | MC072-B02/F14 | Function 14 |  |  |  |  | Energy sensor | F14 |  |  |  | MC072 | Fylde College |  |  | 0 | 0
MC072-B02 | MC072-B02/F15 | Function 15 |  |  |  |  | Energy sensor | F15 |  |  |  | MC072 | Fylde College |  |  | 0 | 0
MC072-B02 | MC072-B02/F16 | Function 16 |  |  |  |  | Energy sensor | F16 |  |  |  | MC072 | Fylde College |  |  | 0 | 0
MC072-B02 | MC072-B02/F17 | Function 17 |  |  |  |  | Energy sensor | F17 |  |  |  | MC072 | Fylde College |  |  | 0 | 0
MC072-B02 | MC072-B02/F18 | Function 18 |  |  |  |  | Energy sensor | F18 |  |  |  | MC072 | Fylde College |  |  | 0 | 0
MC072-B02 | MC072-B02/F2 | Function 2 |  |  |  |  | Energy sensor | F2 |  |  |  | MC072 | Fylde College |  |  | 0 | 0
MC072-B02 | MC072-B02/F20 | Function 20 |  |  |  |  | Energy sensor | F20 |  |  |  | MC072 | Fylde College |  |  | 0 | 0
MC072-B02 | MC072-B02/F21 | Function 21 |  |  |  |  | Energy sensor | F21 |  |  |  | MC072 | Fylde College |  |  | 0 | 0
MC072-B02 | MC072-B02/F22 | Function 22 |  |  |  |  | Energy sensor | F22 |  |  |  | MC072 | Fylde College |  |  | 0 | 0
MC072-B02 | MC072-B02/F23 | Function 23 |  |  |  |  | Energy sensor | F23 |  |  |  | MC072 | Fylde College |  |  | 0 | 0
MC072-B02 | MC072-B02/F24 | Function 24 |  |  |  |  | Energy sensor | F24 |  |  |  | MC072 | Fylde College |  |  | 0 | 0
MC072-B02 | MC072-B02/F25 | Function 25 |  |  |  |  | Energy sensor | F25 |  |  |  | MC072 | Fylde College |  |  | 0 | 0
MC072-B02 | MC072-B02/F26 | Function 26 |  |  |  |  | Energy sensor | F26 |  |  |  | MC072 | Fylde College |  |  | 0 | 0
MC072-B02 | MC072-B02/F27 | Function 27 |  |  |  |  | Energy sensor | F27 |  |  |  | MC072 | Fylde College |  |  | 0 | 0
MC072-B02 | MC072-B02/F28 | Function 28 |  |  |  |  | Energy sensor | F28 |  |  |  | MC072 | Fylde College |  |  | 0 | 0
MC072-B02 | MC072-B02/F29 | Function 29 |  |  |  |  | Energy sensor | F29 |  |  |  | MC072 | Fylde College |  |  | 0 | 0
MC072-B02 | MC072-B02/F3 | Function 3 |  |  |  |  | Energy sensor | F3 |  |  |  | MC072 | Fylde College |  |  | 0 | 0
MC072-B02 | MC072-B02/F30 | Function 30 |  |  |  |  | Energy sensor | F30 |  |  |  | MC072 | Fylde College |  |  | 0 | 0
MC072-B02 | MC072-B02/F31 | Function 31 |  |  |  |  | Energy sensor | F31 |  |  |  | MC072 | Fylde College |  |  | 0 | 0
MC072-B02 | MC072-B02/F32 | Function 32 |  |  |  |  | Energy sensor | F32 |  |  |  | MC072 | Fylde College |  |  | 0 | 0
MC072-B02 | MC072-B02/F33 | Function 33 |  |  |  |  | Energy sensor | F33 |  |  |  | MC072 | Fylde College |  |  | 0 | 0
MC072-B02 | MC072-B02/F35 | Function 35 |  |  |  |  | Energy sensor | F35 |  |  |  | MC072 | Fylde College |  |  | 0 | 0
MC072-B02 | MC072-B02/F36 | Function 36 |  |  |  |  | Energy sensor | F36 |  |  |  | MC072 | Fylde College |  |  | 0 | 0
MC072-B02 | MC072-B02/F37 | Function 37 |  |  |  |  | Energy sensor | F37 |  |  |  | MC072 | Fylde College |  |  | 0 | 0
MC072-B02 | MC072-B02/F38 | Function 38 |  |  |  |  | Energy sensor | F38 |  |  |  | MC072 | Fylde College |  |  | 0 | 0
MC072-B02 | MC072-B02/F39 | Function 39 |  |  |  |  | Energy sensor | F39 |  |  |  | MC072 | Fylde College |  |  | 0 | 0
MC072-B02 | MC072-B02/F4 | Function 4 |  |  |  |  | Energy sensor | F4 |  |  |  | MC072 | Fylde College |  |  | 0 | 0
MC072-B02 | MC072-B02/F42 | Function 42 |  |  |  |  | Energy sensor | F42 |  |  |  | MC072 | Fylde College |  |  | 0 | 0
MC072-B02 | MC072-B02/F43 | Function 43 |  |  |  |  | Energy sensor | F43 |  |  |  | MC072 | Fylde College |  |  | 0 | 0
MC072-B02 | MC072-B02/F44 | Function 44 |  |  |  |  | Energy sensor | F44 |  |  |  | MC072 | Fylde College |  |  | 0 | 0
MC072-B02 | MC072-B02/F46 | Function 46 |  |  |  |  | Energy sensor | F46 |  |  |  | MC072 | Fylde College |  |  | 0 | 0
MC072-B02 | MC072-B02/F47 | Function 47 |  |  |  |  | Energy sensor | F47 |  |  |  | MC072 | Fylde College |  |  | 0 | 0
MC072-B02 | MC072-B02/F48 | Function 48 |  |  |  |  | Energy sensor | F48 |  |  |  | MC072 | Fylde College |  |  | 0 | 0
MC072-B02 | MC072-B02/F49 | Function 49 |  |  |  |  | Energy sensor | F49 |  |  |  | MC072 | Fylde College |  |  | 0 | 0
MC072-B02 | MC072-B02/F5 | Function 5 |  |  |  |  | Energy sensor | F5 |  |  |  | MC072 | Fylde College |  |  | 0 | 0
MC072-B02 | MC072-B02/F51 | Function 51 |  |  |  |  | Energy sensor | F51 |  |  |  | MC072 | Fylde College |  |  | 0 | 0
MC072-B02 | MC072-B02/F52 | Function 52 |  |  |  |  | Energy sensor | F52 |  |  |  | MC072 | Fylde College |  |  | 0 | 0
MC072-B02 | MC072-B02/F53 | Function 53 |  |  |  |  | Energy sensor | F53 |  |  |  | MC072 | Fylde College |  |  | 0 | 0
MC072-B02 | MC072-B02/F54 | Function 54 |  |  |  |  | Energy sensor | F54 |  |  |  | MC072 | Fylde College |  |  | 0 | 0
MC072-B02 | MC072-B02/F56 | Function 56 |  |  |  |  | Energy sensor | F56 |  |  |  | MC072 | Fylde College |  |  | 0 | 0
MC072-B02 | MC072-B02/F57 | Function 57 |  |  |  |  | Energy sensor | F57 |  |  |  | MC072 | Fylde College |  |  | 0 | 0
MC072-B02 | MC072-B02/F58 | Function 58 |  |  |  |  | Energy sensor | F58 |  |  |  | MC072 | Fylde College |  |  | 0 | 0
MC072-B02 | MC072-B02/F59 | Function 59 |  |  |  |  | Energy sensor | F59 |  |  |  | MC072 | Fylde College |  |  | 0 | 0
MC072-B02 | MC072-B02/F6 | Function 6 |  |  |  |  | Energy sensor | F6 |  |  |  | MC072 | Fylde College |  |  | 0 | 0
MC072-B02 | MC072-B02/F61 | Function 61 |  |  |  |  | Energy sensor | F61 |  |  |  | MC072 | Fylde College |  |  | 0 | 0
MC072-B02 | MC072-B02/F62 | Function 62 |  |  |  |  | Energy sensor | F62 |  |  |  | MC072 | Fylde College |  |  | 0 | 0
MC072-B02 | MC072-B02/F63 | Function 63 |  |  |  |  | Energy sensor | F63 |  |  |  | MC072 | Fylde College |  |  | 0 | 0
MC072-B02 | MC072-B02/F64 | Function 64 |  |  |  |  | Energy sensor | F64 |  |  |  | MC072 | Fylde College |  |  | 0 | 0
MC072-B02 | MC072-B02/F66 | Function 66 |  |  |  |  | Energy sensor | F66 |  |  |  | MC072 | Fylde College |  |  | 0 | 0
MC072-B02 | MC072-B02/F67 | Function 67 |  |  |  |  | Energy sensor | F67 |  |  |  | MC072 | Fylde College |  |  | 0 | 0
MC072-B02 | MC072-B02/F68 | Function 68 |  |  |  |  | Energy sensor | F68 |  |  |  | MC072 | Fylde College |  |  | 0 | 0
MC072-B02 | MC072-B02/F69 | Function 69 |  |  |  |  | Energy sensor | F69 |  |  |  | MC072 | Fylde College |  |  | 0 | 0
MC072-B02 | MC072-B02/F7 | Function 7 |  |  |  |  | Energy sensor | F7 |  |  |  | MC072 | Fylde College |  |  | 0 | 0
MC072-B02 | MC072-B02/F71 | Function 71 |  |  |  |  | Energy sensor | F71 |  |  |  | MC072 | Fylde College |  |  | 0 | 0
MC072-B02 | MC072-B02/F72 | Function 72 |  |  |  |  | Energy sensor | F72 |  |  |  | MC072 | Fylde College |  |  | 0 | 0
MC072-B02 | MC072-B02/F73 | Function 73 |  |  |  |  | Energy sensor | F73 |  |  |  | MC072 | Fylde College |  |  | 0 | 0
MC072-B02 | MC072-B02/F74 | Function 74 |  |  |  |  | Energy sensor | F74 |  |  |  | MC072 | Fylde College |  |  | 0 | 0
MC072-B02 | MC072-B02/F76 | Function 76 |  |  |  |  | Energy sensor | F76 |  |  |  | MC072 | Fylde College |  |  | 0 | 0
MC072-B02 | MC072-B02/F8 | Function 8 |  |  |  |  | Energy sensor | F8 |  |  |  | MC072 | Fylde College |  |  | 0 | 0
MC072-B02 | MC072-B02/F9 | Function 9 |  |  |  |  | Energy sensor | F9 |  |  |  | MC072 | Fylde College |  |  | 0 | 0
MC072-B02 | MC072-B02/G10 | Logic 10 |  |  |  |  | Energy sensor | G10 |  |  |  | MC072 | Fylde College |  |  | 0 | 0
MC072-B02 | MC072-B02/G100 | Logic 100 |  |  |  |  | Energy sensor | G100 |  |  |  | MC072 | Fylde College |  |  | 0 | 0
MC072-B02 | MC072-B02/G101 | Logic 101 |  |  |  |  | Energy sensor | G101 |  |  |  | MC072 | Fylde College |  |  | 0 | 0
MC072-B02 | MC072-B02/G102 | Logic 102 |  |  |  |  | Energy sensor | G102 |  |  |  | MC072 | Fylde College |  |  | 0 | 0
MC072-B02 | MC072-B02/G103 | 24hr Pulse Delay |  |  |  |  | Energy sensor | G103 |  |  |  | MC072 | Fylde College |  |  | 0 | 0
MC072-B02 | MC072-B02/G104 | Logic 104 |  |  |  |  | Energy sensor | G104 |  |  |  | MC072 | Fylde College |  |  | 0 | 0
MC072-B02 | MC072-B02/G105 | Logic 105 |  |  |  |  | Energy sensor | G105 |  |  |  | MC072 | Fylde College |  |  | 0 | 0
MC072-B02 | MC072-B02/G106 | Logic 106 |  |  |  |  | Energy sensor | G106 |  |  |  | MC072 | Fylde College |  |  | 0 | 0
MC072-B02 | MC072-B02/G107 | Logic 107 |  |  |  |  | Energy sensor | G107 |  |  |  | MC072 | Fylde College |  |  | 0 | 0
MC072-B02 | MC072-B02/G108 | Logic 108 |  |  |  |  | Energy sensor | G108 |  |  |  | MC072 | Fylde College |  |  | 0 | 0
MC072-B02 | MC072-B02/G109 | Logic 109 |  |  |  |  | Energy sensor | G109 |  |  |  | MC072 | Fylde College |  |  | 0 | 0
MC072-B02 | MC072-B02/G11 | Logic 11 |  |  |  |  | Energy sensor | G11 |  |  |  | MC072 | Fylde College |  |  | 0 | 0
MC072-B02 | MC072-B02/G110 | Logic 110 |  |  |  |  | Energy sensor | G110 |  |  |  | MC072 | Fylde College |  |  | 0 | 0
MC072-B02 | MC072-B02/G111 | Logic 111 |  |  |  |  | Energy sensor | G111 |  |  |  | MC072 | Fylde College |  |  | 0 | 0
MC072-B02 | MC072-B02/G112 | Logic 112 |  |  |  |  | Energy sensor | G112 |  |  |  | MC072 | Fylde College |  |  | 0 | 0
MC072-B02 | MC072-B02/G12 | Logic 12 |  |  |  |  | Energy sensor | G12 |  |  |  | MC072 | Fylde College |  |  | 0 | 0
MC072-B02 | MC072-B02/G13 | LTHW Pump Fault Reset |  |  |  |  | Energy sensor | G13 |  |  |  | MC072 | Fylde College |  |  | 0 | 0
MC072-B02 | MC072-B02/G14 | Logic 14 |  |  |  |  | Energy sensor | G14 |  |  |  | MC072 | Fylde College |  |  | 0 | 0
MC072-B02 | MC072-B02/G15 | Logic 15 |  |  |  |  | Energy sensor | G15 |  |  |  | MC072 | Fylde College |  |  | 0 | 0
MC072-B02 | MC072-B02/G16 | LTHW Shunt Pumps P2A FlowGrace |  |  |  |  | Energy sensor | G16 |  |  |  | MC072 | Fylde College |  |  | 0 | 0
MC072-B02 | MC072-B02/G17 | LTHW Shunt Pump P2B Req |  |  |  |  | Energy sensor | G17 |  |  |  | MC072 | Fylde College |  |  | 0 | 0
MC072-B02 | MC072-B02/G18 | Logic 18 |  |  |  |  | Energy sensor | G18 |  |  |  | MC072 | Fylde College |  |  | 0 | 0
MC072-B02 | MC072-B02/G19 | Logic 19 |  |  |  |  | Energy sensor | G19 |  |  |  | MC072 | Fylde College |  |  | 0 | 0
MC072-B02 | MC072-B02/G20 | Logic 20 |  |  |  |  | Energy sensor | G20 |  |  |  | MC072 | Fylde College |  |  | 0 | 0
MC072-B02 | MC072-B02/G21 | LTHW Shunt Pump P2A Req |  |  |  |  | Energy sensor | G21 |  |  |  | MC072 | Fylde College |  |  | 0 | 0
MC072-B02 | MC072-B02/G22 | ChangeDuty-LTHW pumps |  |  |  |  | Energy sensor | G22 |  |  |  | MC072 | Fylde College |  |  | 0 | 0
MC072-B02 | MC072-B02/G23 | Logic 23 |  |  |  |  | Energy sensor | G23 |  |  |  | MC072 | Fylde College |  |  | 0 | 0
MC072-B02 | MC072-B02/G24 | Logic 24 |  |  |  |  | Energy sensor | G24 |  |  |  | MC072 | Fylde College |  |  | 0 | 0
MC072-B02 | MC072-B02/G25 | LTHW Flow Prove &amp; Htg Required |  |  |  |  | Energy sensor | G25 |  |  |  | MC072 | Fylde College |  |  | 0 | 0
MC072-B02 | MC072-B02/G26 | LTHW Shunt Pump P2A FlowGrace |  |  |  |  | Energy sensor | G26 |  |  |  | MC072 | Fylde College |  |  | 0 | 0
MC072-B02 | MC072-B02/G27 | 24hr Pulse Delay |  |  |  |  | Energy sensor | G27 |  |  |  | MC072 | Fylde College |  |  | 0 | 0
MC072-B02 | MC072-B02/G28 | Logic 28 |  |  |  |  | Energy sensor | G28 |  |  |  | MC072 | Fylde College |  |  | 0 | 0
MC072-B02 | MC072-B02/G29 | Logic 29 |  |  |  |  | Energy sensor | G29 |  |  |  | MC072 | Fylde College |  |  | 0 | 0
MC072-B02 | MC072-B02/G30 | LTHW Heating Required |  |  |  |  | Energy sensor | G30 |  |  |  | MC072 | Fylde College |  |  | 0 | 0
MC072-B02 | MC072-B02/G31 | 2nd Stage Frost Active |  |  |  |  | Energy sensor | G31 |  |  |  | MC072 | Fylde College |  |  | 0 | 0
MC072-B02 | MC072-B02/G32 | Logic 32 |  |  |  |  | Energy sensor | G32 |  |  |  | MC072 | Fylde College |  |  | 0 | 0
MC072-B02 | MC072-B02/G33 | 1st stage frost active |  |  | 0 = Off, 1 = On |  | Energy sensor | G33 |  |  |  | MC072 | Fylde College |  |  | 0 | 0
MC072-B02 | MC072-B02/G34 | HEX High Temp Active |  |  | Degrees Celsius |  | Energy sensor | G34 |  |  |  | MC072 | Fylde College |  |  | 0 | 0
MC072-B02 | MC072-B02/G35 | LTHW Flow + Delay |  |  |  |  | Energy sensor | G35 |  |  |  | MC072 | Fylde College |  |  | 0 | 0
MC072-B02 | MC072-B02/G36 | Logic 36 |  |  |  |  | Energy sensor | G36 |  |  |  | MC072 | Fylde College |  |  | 0 | 0
MC072-B02 | MC072-B02/G37 | Logic 37 |  |  |  |  | Energy sensor | G37 |  |  |  | MC072 | Fylde College |  |  | 0 | 0
MC072-B02 | MC072-B02/G38 | Logic 38 |  |  |  |  | Energy sensor | G38 |  |  |  | MC072 | Fylde College |  |  | 0 | 0
MC072-B02 | MC072-B02/G39 | Logic 39 |  |  |  |  | Energy sensor | G39 |  |  |  | MC072 | Fylde College |  |  | 0 | 0
MC072-B02 | MC072-B02/G4 | Logic 4 |  |  |  |  | Energy sensor | G4 |  |  |  | MC072 | Fylde College |  |  | 0 | 0
MC072-B02 | MC072-B02/G40 | Plant Demands Out |  |  |  |  | Energy sensor | G40 |  |  |  | MC072 | Fylde College |  |  | 0 | 0
MC072-B02 | MC072-B02/G41 | Logic 41 |  |  |  |  | Energy sensor | G41 |  |  |  | MC072 | Fylde College |  |  | 0 | 0
MC072-B02 | MC072-B02/G42 | Logic 42 |  |  |  |  | Energy sensor | G42 |  |  |  | MC072 | Fylde College |  |  | 0 | 0
MC072-B02 | MC072-B02/G43 | Logic 43 |  |  |  |  | Energy sensor | G43 |  |  |  | MC072 | Fylde College |  |  | 0 | 0
MC072-B02 | MC072-B02/G47 | Logic 47 |  |  |  |  | Energy sensor | G47 |  |  |  | MC072 | Fylde College |  |  | 0 | 0
MC072-B02 | MC072-B02/G48 | Logic 48 |  |  |  |  | Energy sensor | G48 |  |  |  | MC072 | Fylde College |  |  | 0 | 0
MC072-B02 | MC072-B02/G49 | MTHW Shunt Pumps P1A FlowGrace |  |  |  |  | Energy sensor | G49 |  |  |  | MC072 | Fylde College |  |  | 0 | 0
MC072-B02 | MC072-B02/G5 | OAT Eco Active |  |  |  |  | Energy sensor | G5 |  |  |  | MC072 | Fylde College |  |  | 0 | 0
MC072-B02 | MC072-B02/G50 | MTHW Shunt Pump P1B Req |  |  |  |  | Energy sensor | G50 |  |  |  | MC072 | Fylde College |  |  | 0 | 0
MC072-B02 | MC072-B02/G51 | Logic 51 |  |  |  |  | Energy sensor | G51 |  |  |  | MC072 | Fylde College |  |  | 0 | 0
MC072-B02 | MC072-B02/G52 | Logic 52 |  |  |  |  | Energy sensor | G52 |  |  |  | MC072 | Fylde College |  |  | 0 | 0
MC072-B02 | MC072-B02/G53 | Logic 53 |  |  |  |  | Energy sensor | G53 |  |  |  | MC072 | Fylde College |  |  | 0 | 0
MC072-B02 | MC072-B02/G54 | MTHW Shunt Pump P1A Req |  |  |  |  | Energy sensor | G54 |  |  |  | MC072 | Fylde College |  |  | 0 | 0
MC072-B02 | MC072-B02/G55 | ChangeDuty-MTHW pumps |  |  |  |  | Energy sensor | G55 |  |  |  | MC072 | Fylde College |  |  | 0 | 0
MC072-B02 | MC072-B02/G56 | Logic 56 |  |  |  |  | Energy sensor | G56 |  |  |  | MC072 | Fylde College |  |  | 0 | 0
MC072-B02 | MC072-B02/G57 | MTHW Shunt Pump P1B FlowGrace |  |  |  |  | Energy sensor | G57 |  |  |  | MC072 | Fylde College |  |  | 0 | 0
MC072-B02 | MC072-B02/G58 | Logic 58 |  |  |  |  | Energy sensor | G58 |  |  |  | MC072 | Fylde College |  |  | 0 | 0
MC072-B02 | MC072-B02/G59 | Logic 59 |  |  |  |  | Energy sensor | G59 |  |  |  | MC072 | Fylde College |  |  | 0 | 0
MC072-B02 | MC072-B02/G6 | 3rd Stage Frost Active |  |  |  |  | Energy sensor | G6 |  |  |  | MC072 | Fylde College |  |  | 0 | 0
MC072-B02 | MC072-B02/G60 | 24hr Pulse Delay |  |  |  |  | Energy sensor | G60 |  |  |  | MC072 | Fylde College |  |  | 0 | 0
MC072-B02 | MC072-B02/G61 | Logic 61 |  |  |  |  | Energy sensor | G61 |  |  |  | MC072 | Fylde College |  |  | 0 | 0
MC072-B02 | MC072-B02/G62 | Logic 62 |  |  |  |  | Energy sensor | G62 |  |  |  | MC072 | Fylde College |  |  | 0 | 0
MC072-B02 | MC072-B02/G63 | Logic 63 |  |  |  |  | Energy sensor | G63 |  |  |  | MC072 | Fylde College |  |  | 0 | 0
MC072-B02 | MC072-B02/G64 | Logic 64 |  |  |  |  | Energy sensor | G64 |  |  |  | MC072 | Fylde College |  |  | 0 | 0
MC072-B02 | MC072-B02/G65 | 24hr Pulse Delay |  |  |  |  | Energy sensor | G65 |  |  |  | MC072 | Fylde College |  |  | 0 | 0
MC072-B02 | MC072-B02/G66 | Logic 66 |  |  |  |  | Energy sensor | G66 |  |  |  | MC072 | Fylde College |  |  | 0 | 0
MC072-B02 | MC072-B02/G67 | Logic 67 |  |  |  |  | Energy sensor | G67 |  |  |  | MC072 | Fylde College |  |  | 0 | 0
MC072-B02 | MC072-B02/G68 | Logic 68 |  |  |  |  | Energy sensor | G68 |  |  |  | MC072 | Fylde College |  |  | 0 | 0
MC072-B02 | MC072-B02/G69 | Logic 69 |  |  |  |  | Energy sensor | G69 |  |  |  | MC072 | Fylde College |  |  | 0 | 0
MC072-B02 | MC072-B02/G7 | Logic 7 |  |  |  |  | Energy sensor | G7 |  |  |  | MC072 | Fylde College |  |  | 0 | 0
MC072-B02 | MC072-B02/G70 | Logic 70 |  |  |  |  | Energy sensor | G70 |  |  |  | MC072 | Fylde College |  |  | 0 | 0
MC072-B02 | MC072-B02/G71 | Logic 71 |  |  |  |  | Energy sensor | G71 |  |  |  | MC072 | Fylde College |  |  | 0 | 0
MC072-B02 | MC072-B02/G72 | Logic 72 |  |  |  |  | Energy sensor | G72 |  |  |  | MC072 | Fylde College |  |  | 0 | 0
MC072-B02 | MC072-B02/G73 | 24hr Pulse Delay |  |  |  |  | Energy sensor | G73 |  |  |  | MC072 | Fylde College |  |  | 0 | 0
MC072-B02 | MC072-B02/G74 | Logic 74 |  |  |  |  | Energy sensor | G74 |  |  |  | MC072 | Fylde College |  |  | 0 | 0
MC072-B02 | MC072-B02/G75 | Logic 75 |  |  |  |  | Energy sensor | G75 |  |  |  | MC072 | Fylde College |  |  | 0 | 0
MC072-B02 | MC072-B02/G76 | Logic 76 |  |  |  |  | Energy sensor | G76 |  |  |  | MC072 | Fylde College |  |  | 0 | 0
MC072-B02 | MC072-B02/G77 | Logic 77 |  |  |  |  | Energy sensor | G77 |  |  |  | MC072 | Fylde College |  |  | 0 | 0
MC072-B02 | MC072-B02/G78 | 24hr Pulse Delay |  |  |  |  | Energy sensor | G78 |  |  |  | MC072 | Fylde College |  |  | 0 | 0
MC072-B02 | MC072-B02/G79 | Logic 79 |  |  |  |  | Energy sensor | G79 |  |  |  | MC072 | Fylde College |  |  | 0 | 0
MC072-B02 | MC072-B02/G8 | MTHW Pump Fault Reset |  |  |  |  | Energy sensor | G8 |  |  |  | MC072 | Fylde College |  |  | 0 | 0
MC072-B02 | MC072-B02/G80 | Logic 80 |  |  |  |  | Energy sensor | G80 |  |  |  | MC072 | Fylde College |  |  | 0 | 0
MC072-B02 | MC072-B02/G81 | Logic 81 |  |  |  |  | Energy sensor | G81 |  |  |  | MC072 | Fylde College |  |  | 0 | 0
MC072-B02 | MC072-B02/G82 | Logic 82 |  |  |  |  | Energy sensor | G82 |  |  |  | MC072 | Fylde College |  |  | 0 | 0
MC072-B02 | MC072-B02/G83 | 24hr Pulse Delay |  |  |  |  | Energy sensor | G83 |  |  |  | MC072 | Fylde College |  |  | 0 | 0
MC072-B02 | MC072-B02/G84 | Logic 84 |  |  |  |  | Energy sensor | G84 |  |  |  | MC072 | Fylde College |  |  | 0 | 0
MC072-B02 | MC072-B02/G85 | Logic 85 |  |  |  |  | Energy sensor | G85 |  |  |  | MC072 | Fylde College |  |  | 0 | 0
MC072-B02 | MC072-B02/G86 | Logic 86 |  |  |  |  | Energy sensor | G86 |  |  |  | MC072 | Fylde College |  |  | 0 | 0
MC072-B02 | MC072-B02/G87 | Logic 87 |  |  |  |  | Energy sensor | G87 |  |  |  | MC072 | Fylde College |  |  | 0 | 0
MC072-B02 | MC072-B02/G88 | 24hr Pulse Delay |  |  |  |  | Energy sensor | G88 |  |  |  | MC072 | Fylde College |  |  | 0 | 0
MC072-B02 | MC072-B02/G89 | Logic 89 |  |  |  |  | Energy sensor | G89 |  |  |  | MC072 | Fylde College |  |  | 0 | 0
MC072-B02 | MC072-B02/G9 | Logic 9 |  |  |  |  | Energy sensor | G9 |  |  |  | MC072 | Fylde College |  |  | 0 | 0
MC072-B02 | MC072-B02/G90 | Logic 90 |  |  |  |  | Energy sensor | G90 |  |  |  | MC072 | Fylde College |  |  | 0 | 0
MC072-B02 | MC072-B02/G91 | Logic 91 |  |  |  |  | Energy sensor | G91 |  |  |  | MC072 | Fylde College |  |  | 0 | 0
MC072-B02 | MC072-B02/G92 | Logic 92 |  |  |  |  | Energy sensor | G92 |  |  |  | MC072 | Fylde College |  |  | 0 | 0
MC072-B02 | MC072-B02/G93 | 24hr Pulse Delay |  |  |  |  | Energy sensor | G93 |  |  |  | MC072 | Fylde College |  |  | 0 | 0
MC072-B02 | MC072-B02/G94 | Logic 94 |  |  |  |  | Energy sensor | G94 |  |  |  | MC072 | Fylde College |  |  | 0 | 0
MC072-B02 | MC072-B02/G95 | Logic 95 |  |  |  |  | Energy sensor | G95 |  |  |  | MC072 | Fylde College |  |  | 0 | 0
MC072-B02 | MC072-B02/G96 | Logic 96 |  |  |  |  | Energy sensor | G96 |  |  |  | MC072 | Fylde College |  |  | 0 | 0
MC072-B02 | MC072-B02/G97 | Logic 97 |  |  |  |  | Energy sensor | G97 |  |  |  | MC072 | Fylde College |  |  | 0 | 0
MC072-B02 | MC072-B02/G98 | 24hr Pulse Delay |  |  |  |  | Energy sensor | G98 |  |  |  | MC072 | Fylde College |  |  | 0 | 0
MC072-B02 | MC072-B02/G99 | Logic 99 |  |  |  |  | Energy sensor | G99 |  |  |  | MC072 | Fylde College |  |  | 0 | 0
MC072-B02 | MC072-B02/I1 | Bms Alarm Mute |  |  |  |  | Energy sensor | I1 |  |  |  | MC072 | Fylde College |  |  | 0 | 0
MC072-B02 | MC072-B02/i1 | xcite/IO/16DI No1 |  |  |  |  | Energy sensor | i1 |  |  |  | MC072 | Fylde College |  |  | 0 | 0
MC072-B02 | MC072-B02/I10 | Water Storage tank High Level |  |  |  |  | Energy sensor | I10 |  |  |  | MC072 | Fylde College |  |  | 0 | 0
MC072-B02 | MC072-B02/I11 | Water Storage tank Low Level |  |  |  |  | Energy sensor | I11 |  |  |  | MC072 | Fylde College |  |  | 0 | 0
MC072-B02 | MC072-B02/I12 | Water Booster Fault |  |  |  |  | Energy sensor | I12 |  |  |  | MC072 | Fylde College |  |  | 0 | 0
MC072-B02 | MC072-B02/I13 | Auto Selected |  |  |  |  | Energy sensor | I13 |  |  |  | MC072 | Fylde College |  |  | 0 | 0
MC072-B02 | MC072-B02/I14 | Mechanical Selected |  |  |  |  | Energy sensor | I14 |  |  |  | MC072 | Fylde College |  |  | 0 | 0
MC072-B02 | MC072-B02/I15 | Natural Selected |  |  |  |  | Energy sensor | I15 |  |  |  | MC072 | Fylde College |  |  | 0 | 0
MC072-B02 | MC072-B02/I16 | Mixed Selected |  |  |  |  | Energy sensor | I16 |  |  |  | MC072 | Fylde College |  |  | 0 | 0
MC072-B02 | MC072-B02/I17 | Overnight Purge Selected |  |  |  |  | Energy sensor | I17 |  |  |  | MC072 | Fylde College |  |  | 0 | 0
MC072-B02 | MC072-B02/I18 | Main Electric Incoming Pulse |  |  |  |  | Energy sensor | I18 |  |  |  | MC072 | Fylde College |  |  | 0 | 0
MC072-B02 | MC072-B02/I19 | MCC Control Panel Pulse |  |  |  |  | Energy sensor | I19 |  |  |  | MC072 | Fylde College |  |  | 0 | 0
MC072-B02 | MC072-B02/I2 | Presurisation Unit HP Fault |  |  |  |  | Energy sensor | I2 |  |  |  | MC072 | Fylde College |  |  | 0 | 0
MC072-B02 | MC072-B02/i2 | xcite/IO/16DI No2 |  |  |  |  | Energy sensor | i2 |  |  |  | MC072 | Fylde College |  |  | 0 | 0
MC072-B02 | MC072-B02/I20 | 1st Flr Lighting DB Pulse |  |  |  |  | Energy sensor | I20 |  |  |  | MC072 | Fylde College |  |  | 0 | 0
MC072-B02 | MC072-B02/I21 | Grnd Flr Lighting DB Pulse |  |  |  |  | Energy sensor | I21 |  |  |  | MC072 | Fylde College |  |  | 0 | 0
MC072-B02 | MC072-B02/I22 | ISS Comp Rm Comms Room Pulse |  |  |  |  | Energy sensor | I22 |  |  |  | MC072 | Fylde College |  |  | 0 | 0
MC072-B02 | MC072-B02/I23 | Plant Room Pulse |  |  |  |  | Energy sensor | I23 |  |  |  | MC072 | Fylde College |  |  | 0 | 0
MC072-B02 | MC072-B02/I24 | 1st Flr Power DB Pulse |  |  |  |  | Energy sensor | I24 |  |  |  | MC072 | Fylde College |  |  | 0 | 0
MC072-B02 | MC072-B02/I25 | Grnd Flr Power DB Pulse |  |  |  |  | Energy sensor | I25 |  |  |  | MC072 | Fylde College |  |  | 0 | 0
MC072-B02 | MC072-B02/I26 | Spare Metering Point No1 |  |  |  |  | Energy sensor | I26 |  |  |  | MC072 | Fylde College |  |  | 0 | 0
MC072-B02 | MC072-B02/I27 | Spare Metering Point No2 |  |  |  |  | Energy sensor | I27 |  |  |  | MC072 | Fylde College |  |  | 0 | 0
MC072-B02 | MC072-B02/I28 | Mains Cold Water Meter Pulse |  |  |  |  | Energy sensor | I28 |  |  |  | MC072 | Fylde College |  |  | 0 | 0
MC072-B02 | MC072-B02/I29 | LTHW Heat Meter Pulse |  |  |  |  | Energy sensor | I29 |  |  |  | MC072 | Fylde College |  |  | 0 | 0
MC072-B02 | MC072-B02/i3 | xcite/IO/8DO No1 |  |  |  |  | Energy sensor | i3 |  |  |  | MC072 | Fylde College |  |  | 0 | 0
MC072-B02 | MC072-B02/I3 | Presurisation Unit LP Fault |  |  |  |  | Energy sensor | I3 |  |  |  | MC072 | Fylde College |  |  | 0 | 0
MC072-B02 | MC072-B02/I30 | Spare |  |  |  |  | Energy sensor | I30 |  |  |  | MC072 | Fylde College |  |  | 0 | 0
MC072-B02 | MC072-B02/I31 | ISS Comp Rm Comms Rm DX Unit Fault |  |  |  |  | Energy sensor | I31 |  |  |  | MC072 | Fylde College |  |  | 0 | 0
MC072-B02 | MC072-B02/I32 | Toilet Extract Air Flow DPS |  |  |  |  | Energy sensor | I32 |  |  |  | MC072 | Fylde College |  |  | 0 | 0
MC072-B02 | MC072-B02/I33 | Fire Alarm |  |  |  |  | Energy sensor | I33 |  |  |  | MC072 | Fylde College |  |  | 0 | 0
MC072-B02 | MC072-B02/I34 | LTHW Shunt Pump P2A Flow Fail |  |  |  |  | Energy sensor | I34 |  |  |  | MC072 | Fylde College |  |  | 0 | 0
MC072-B02 | MC072-B02/I35 | LTHW Shunt Pump P2B Flow Fail |  |  |  |  | Energy sensor | I35 |  |  |  | MC072 | Fylde College |  |  | 0 | 0
MC072-B02 | MC072-B02/I36 | MTHW Shunt Pump P1A Flow Fail |  |  |  |  | Energy sensor | I36 |  |  |  | MC072 | Fylde College |  |  | 0 | 0
MC072-B02 | MC072-B02/I37 | MTHW Shunt Pump P1B Flow Fail |  |  |  |  | Energy sensor | I37 |  |  |  | MC072 | Fylde College |  |  | 0 | 0
MC072-B02 | MC072-B02/I38 | Toilet Extract Flow Fail |  |  |  |  | Energy sensor | I38 |  |  |  | MC072 | Fylde College |  |  | 0 | 0
MC072-B02 | MC072-B02/I39 | OAT Eco Active |  |  |  |  | Energy sensor | I39 |  |  |  | MC072 | Fylde College |  |  | 0 | 0
MC072-B02 | MC072-B02/i4 | xcite/IO/4DO No1 |  |  |  |  | Energy sensor | i4 |  |  |  | MC072 | Fylde College |  |  | 0 | 0
MC072-B02 | MC072-B02/I4 | MTHW Shunt Pump P1A Fault |  |  |  |  | Energy sensor | I4 |  |  |  | MC072 | Fylde College |  |  | 0 | 0
MC072-B02 | MC072-B02/i5 | xcite/IO/8UI No1 |  |  |  |  | Energy sensor | i5 |  |  |  | MC072 | Fylde College |  |  | 0 | 0
MC072-B02 | MC072-B02/I5 | MTHW Shunt Pump P1B Fault |  |  |  |  | Energy sensor | I5 |  |  |  | MC072 | Fylde College |  |  | 0 | 0
MC072-B02 | MC072-B02/i6 | xcite/IO/8UI No2 |  |  |  |  | Energy sensor | i6 |  |  |  | MC072 | Fylde College |  |  | 0 | 0
MC072-B02 | MC072-B02/I6 | MTHW Shunt Pumps Flow Prove |  |  |  |  | Energy sensor | I6 |  |  |  | MC072 | Fylde College |  |  | 0 | 0
MC072-B02 | MC072-B02/i7 | xcite/IO/8UI No3 |  |  |  |  | Energy sensor | i7 |  |  |  | MC072 | Fylde College |  |  | 0 | 0
MC072-B02 | MC072-B02/I7 | LTHW Shunt Pump P2A Fault |  |  |  |  | Energy sensor | I7 |  |  |  | MC072 | Fylde College |  |  | 0 | 0
MC072-B02 | MC072-B02/I8 | LTHW Shunt Pump P2B Fault |  |  |  |  | Energy sensor | I8 |  |  |  | MC072 | Fylde College |  |  | 0 | 0
MC072-B02 | MC072-B02/I9 | LTHW Shunt Pumps Flow Prove |  |  |  |  | Energy sensor | I9 |  |  |  | MC072 | Fylde College |  |  | 0 | 0
MC072-B02 | MC072-B02/K1 | Outside air temperature eco override |  |  | 0 = Off, 1 = On |  | Energy sensor | K1 |  |  |  | MC072 | Fylde College |  |  | 0 | 0
MC072-B02 | MC072-B02/K10 | Water Tank Hi Temp Level |  |  | Degrees Celsius |  | Energy sensor | K10 |  |  |  | MC072 | Fylde College |  |  | 0 | 0
MC072-B02 | MC072-B02/K2 | 1st stage frost protection |  |  |  |  | Energy sensor | K2 |  |  |  | MC072 | Fylde College |  |  | 0 | 0
MC072-B02 | MC072-B02/K3 | 3rd stage frost protection |  |  |  |  | Energy sensor | K3 |  |  |  | MC072 | Fylde College |  |  | 0 | 0
MC072-B02 | MC072-B02/K4 | LTHW Flow Temp SP |  |  | Degrees Celsius |  | Energy sensor | K4 |  |  |  | MC072 | Fylde College |  |  | 0 | 0
MC072-B02 | MC072-B02/K5 | HEX High Limit |  |  |  |  | Energy sensor | K5 |  |  |  | MC072 | Fylde College |  |  | 0 | 0
MC072-B02 | MC072-B02/K6 | 2nd stage frost protection |  |  | Degrees Celsius |  | Energy sensor | K6 |  |  |  | MC072 | Fylde College |  |  | 0 | 0
MC072-B02 | MC072-B02/K7 | Space Set Point |  |  |  |  | Energy sensor | K7 |  |  |  | MC072 | Fylde College |  |  | 0 | 0
MC072-B02 | MC072-B02/L1 | Loop 1 |  |  |  |  | Energy sensor | L1 |  |  |  | MC072 | Fylde College |  |  | 0 | 0
MC072-B02 | MC072-B02/N1 | IC Comms 1 |  |  |  |  | Energy sensor | N1 |  |  |  | MC072 | Fylde College |  |  | 0 | 0
MC072-B02 | MC072-B02/n1 | TREND_09_07_33 |  |  |  |  | Energy sensor | n1 |  |  |  | MC072 | Fylde College |  |  | 0 | 0
MC072-B02 | MC072-B02/N10 | IC Comms 10 |  |  |  |  | Energy sensor | N10 |  |  |  | MC072 | Fylde College |  |  | 0 | 0
MC072-B02 | MC072-B02/N11 | IC Comms 11 |  |  |  |  | Energy sensor | N11 |  |  |  | MC072 | Fylde College |  |  | 0 | 0
MC072-B02 | MC072-B02/N12 | IC Comms 12 |  |  |  |  | Energy sensor | N12 |  |  |  | MC072 | Fylde College |  |  | 0 | 0
MC072-B02 | MC072-B02/N13 | IC Comms 13 |  |  |  |  | Energy sensor | N13 |  |  |  | MC072 | Fylde College |  |  | 0 | 0
MC072-B02 | MC072-B02/N14 | IC Comms 14 |  |  |  |  | Energy sensor | N14 |  |  |  | MC072 | Fylde College |  |  | 0 | 0
MC072-B02 | MC072-B02/N15 | IC Comms 15 |  |  |  |  | Energy sensor | N15 |  |  |  | MC072 | Fylde College |  |  | 0 | 0
MC072-B02 | MC072-B02/N16 | IC Comms 16 |  |  |  |  | Energy sensor | N16 |  |  |  | MC072 | Fylde College |  |  | 0 | 0
MC072-B02 | MC072-B02/N17 | IC Comms 17 |  |  |  |  | Energy sensor | N17 |  |  |  | MC072 | Fylde College |  |  | 0 | 0
MC072-B02 | MC072-B02/N18 | IC Comms 18 |  |  |  |  | Energy sensor | N18 |  |  |  | MC072 | Fylde College |  |  | 0 | 0
MC072-B02 | MC072-B02/N19 | IC Comms 19 |  |  |  |  | Energy sensor | N19 |  |  |  | MC072 | Fylde College |  |  | 0 | 0
MC072-B02 | MC072-B02/N2 | IC Comms 2 |  |  |  |  | Energy sensor | N2 |  |  |  | MC072 | Fylde College |  |  | 0 | 0
MC072-B02 | MC072-B02/N20 | IC Comms 20 |  |  |  |  | Energy sensor | N20 |  |  |  | MC072 | Fylde College |  |  | 0 | 0
MC072-B02 | MC072-B02/N21 | IC Comms 21 |  |  |  |  | Energy sensor | N21 |  |  |  | MC072 | Fylde College |  |  | 0 | 0
MC072-B02 | MC072-B02/N22 | IC Comms 22 |  |  |  |  | Energy sensor | N22 |  |  |  | MC072 | Fylde College |  |  | 0 | 0
MC072-B02 | MC072-B02/N23 | IC Comms 23 |  |  |  |  | Energy sensor | N23 |  |  |  | MC072 | Fylde College |  |  | 0 | 0
MC072-B02 | MC072-B02/N3 | IC Comms 3 |  |  |  |  | Energy sensor | N3 |  |  |  | MC072 | Fylde College |  |  | 0 | 0
MC072-B02 | MC072-B02/N4 | IC Comms 4 |  |  |  |  | Energy sensor | N4 |  |  |  | MC072 | Fylde College |  |  | 0 | 0
MC072-B02 | MC072-B02/N5 | IC Comms 5 |  |  |  |  | Energy sensor | N5 |  |  |  | MC072 | Fylde College |  |  | 0 | 0
MC072-B02 | MC072-B02/N6 | IC Comms 6 |  |  |  |  | Energy sensor | N6 |  |  |  | MC072 | Fylde College |  |  | 0 | 0
MC072-B02 | MC072-B02/N7 | IC Comms 7 |  |  |  |  | Energy sensor | N7 |  |  |  | MC072 | Fylde College |  |  | 0 | 0
MC072-B02 | MC072-B02/N8 | IC Comms 8 |  |  |  |  | Energy sensor | N8 |  |  |  | MC072 | Fylde College |  |  | 0 | 0
MC072-B02 | MC072-B02/N9 | IC Comms 9 |  |  |  |  | Energy sensor | N9 |  |  |  | MC072 | Fylde College |  |  | 0 | 0
MC072-B02 | MC072-B02/o1 | Alarm Route 1 |  |  |  |  | Energy sensor | o1 |  |  |  | MC072 | Fylde College |  |  | 0 | 0
MC072-B02 | MC072-B02/O1 | Heating |  |  |  |  | Energy sensor | O1 |  |  |  | MC072 | Fylde College |  |  | 0 | 0
MC072-B02 | MC072-B02/P1 | Outside air temperature |  |  | Degrees Celsius |  | Energy sensor | P1 |  |  |  | MC072 | Fylde College |  |  | 0 | 0
MC072-B02 | MC072-B02/P10 | General CW Storage Tank Temp |  |  | Degrees Celsius |  | Energy sensor | P10 |  |  |  | MC072 | Fylde College |  |  | 0 | 0
MC072-B02 | MC072-B02/P11 | Solar Vent Sup No1 DmpPosition |  |  |  |  | Energy sensor | P11 |  |  |  | MC072 | Fylde College |  |  | 0 | 0
MC072-B02 | MC072-B02/P12 | Solar Vent Sup No2 DmpPosition |  |  |  |  | Energy sensor | P12 |  |  |  | MC072 | Fylde College |  |  | 0 | 0
MC072-B02 | MC072-B02/P13 | Solar Vent Ext No1 DmpPosition |  |  |  |  | Energy sensor | P13 |  |  |  | MC072 | Fylde College |  |  | 0 | 0
MC072-B02 | MC072-B02/P14 | Solar Vent Ext No2 DmpPosition |  |  |  |  | Energy sensor | P14 |  |  |  | MC072 | Fylde College |  |  | 0 | 0
MC072-B02 | MC072-B02/P15 | Solar Vent Ext No3 DmpPosition |  |  |  |  | Energy sensor | P15 |  |  |  | MC072 | Fylde College |  |  | 0 | 0
MC072-B02 | MC072-B02/P16 | Lecture Sup No1 DmpPosition |  |  |  |  | Energy sensor | P16 |  |  |  | MC072 | Fylde College |  |  | 0 | 0
MC072-B02 | MC072-B02/P17 | Lecture Sup No2 DmpPosition |  |  |  |  | Energy sensor | P17 |  |  |  | MC072 | Fylde College |  |  | 0 | 0
MC072-B02 | MC072-B02/P18 | Comp Rm 1 Sup No1 DmpPosition |  |  |  |  | Energy sensor | P18 |  |  |  | MC072 | Fylde College |  |  | 0 | 0
MC072-B02 | MC072-B02/P19 | Comp Rm 1 Sup No2 Dmp Position |  |  |  |  | Energy sensor | P19 |  |  |  | MC072 | Fylde College |  |  | 0 | 0
MC072-B02 | MC072-B02/P2 | MTHW Flow Temp Sensor |  |  | Degrees Celsius |  | Energy sensor | P2 |  |  |  | MC072 | Fylde College |  |  | 0 | 0
MC072-B02 | MC072-B02/P20 | Comp Rm 2 Sup No1 Dmp Position |  |  |  |  | Energy sensor | P20 |  |  |  | MC072 | Fylde College |  |  | 0 | 0
MC072-B02 | MC072-B02/P21 | Comp Rm 2 Sup No2 Dmp Position |  |  |  |  | Energy sensor | P21 |  |  |  | MC072 | Fylde College |  |  | 0 | 0
MC072-B02 | MC072-B02/P22 | Comp Sem Sup No1 Dmp Position |  |  |  |  | Energy sensor | P22 |  |  |  | MC072 | Fylde College |  |  | 0 | 0
MC072-B02 | MC072-B02/P23 | Comp Sem Sup No2 Dmp Position |  |  |  |  | Energy sensor | P23 |  |  |  | MC072 | Fylde College |  |  | 0 | 0
MC072-B02 | MC072-B02/P24 | Lecture Ext No1 DmpPosition |  |  |  |  | Energy sensor | P24 |  |  |  | MC072 | Fylde College |  |  | 0 | 0
MC072-B02 | MC072-B02/P25 | Lecture Ext No2 DmpPosition |  |  |  |  | Energy sensor | P25 |  |  |  | MC072 | Fylde College |  |  | 0 | 0
MC072-B02 | MC072-B02/P26 | Comp Rm1 Ext No1 Dmp Position |  |  |  |  | Energy sensor | P26 |  |  |  | MC072 | Fylde College |  |  | 0 | 0
MC072-B02 | MC072-B02/P27 | Comp Rm 1 Ext No2 Dmp Position |  |  |  |  | Energy sensor | P27 |  |  |  | MC072 | Fylde College |  |  | 0 | 0
MC072-B02 | MC072-B02/P28 | Comp Rm 2 Ext No1 Dmp Position |  |  |  |  | Energy sensor | P28 |  |  |  | MC072 | Fylde College |  |  | 0 | 0
MC072-B02 | MC072-B02/P29 | Comp Rm 2 Ext No2 Dmp Position |  |  |  |  | Energy sensor | P29 |  |  |  | MC072 | Fylde College |  |  | 0 | 0
MC072-B02 | MC072-B02/P3 | MTHW Return Temp Sensor |  |  | Degrees Celsius |  | Energy sensor | P3 |  |  |  | MC072 | Fylde College |  |  | 0 | 0
MC072-B02 | MC072-B02/P30 | Comp Sem Ext No1 Dmp Position |  |  |  |  | Energy sensor | P30 |  |  |  | MC072 | Fylde College |  |  | 0 | 0
MC072-B02 | MC072-B02/P31 | Comp Sem Ext No2 Dmp Position |  |  |  |  | Energy sensor | P31 |  |  |  | MC072 | Fylde College |  |  | 0 | 0
MC072-B02 | MC072-B02/P32 | Spare |  |  |  |  | Energy sensor | P32 |  |  |  | MC072 | Fylde College |  |  | 0 | 0
MC072-B02 | MC072-B02/P33 | LTHW Heat Meter Hrly |  |  |  |  | Energy sensor | P33 |  |  |  | MC072 | Fylde College |  |  | 0 | 0
MC072-B02 | MC072-B02/P34 | LTHW Heat Meter Daily |  |  |  |  | Energy sensor | P34 |  |  |  | MC072 | Fylde College |  |  | 0 | 0
MC072-B02 | MC072-B02/P35 | LTHW Heat Meter Dly |  |  |  |  | Energy sensor | P35 |  |  |  | MC072 | Fylde College |  |  | 0 | 0
MC072-B02 | MC072-B02/P36 | LTHW Heat Meter Total |  |  |  |  | Energy sensor | P36 |  |  |  | MC072 | Fylde College |  |  | 0 | 0
MC072-B02 | MC072-B02/P37 | LTHW Heat Meter Total |  |  |  |  | Energy sensor | P37 |  |  |  | MC072 | Fylde College |  |  | 0 | 0
MC072-B02 | MC072-B02/P38 | MCW Meter Hrly |  |  |  |  | Energy sensor | P38 |  |  |  | MC072 | Fylde College |  |  | 0 | 0
MC072-B02 | MC072-B02/P39 | Minimum Room Temp |  |  | Degrees Celsius |  | Energy sensor | P39 |  |  |  | MC072 | Fylde College |  |  | 0 | 0
MC072-B02 | MC072-B02/P4 | LTHW Flow Temp Sensor |  |  | Degrees Celsius |  | Energy sensor | P4 |  |  |  | MC072 | Fylde College |  |  | 0 | 0
MC072-B02 | MC072-B02/P40 | Main Elec Hrly |  |  |  |  | Energy sensor | P40 |  |  |  | MC072 | Fylde College |  |  | 0 | 0
MC072-B02 | MC072-B02/P41 | Main Elec Daily |  |  |  |  | Energy sensor | P41 |  |  |  | MC072 | Fylde College |  |  | 0 | 0
MC072-B02 | MC072-B02/P42 | MCW Meter Daily |  |  |  |  | Energy sensor | P42 |  |  |  | MC072 | Fylde College |  |  | 0 | 0
MC072-B02 | MC072-B02/P43 | Main Last Elec Dly |  |  |  |  | Energy sensor | P43 |  |  |  | MC072 | Fylde College |  |  | 0 | 0
MC072-B02 | MC072-B02/P44 | Main Elec Kwh Total |  |  |  |  | Energy sensor | P44 |  |  |  | MC072 | Fylde College |  |  | 0 | 0
MC072-B02 | MC072-B02/P45 | Main Elec Mwh Total |  |  |  |  | Energy sensor | P45 |  |  |  | MC072 | Fylde College |  |  | 0 | 0
MC072-B02 | MC072-B02/P46 | MCC Elec Hrly |  |  |  |  | Energy sensor | P46 |  |  |  | MC072 | Fylde College |  |  | 0 | 0
MC072-B02 | MC072-B02/P47 | MCC Elec Daily |  |  |  |  | Energy sensor | P47 |  |  |  | MC072 | Fylde College |  |  | 0 | 0
MC072-B02 | MC072-B02/P48 | MCW Meter Dly |  |  |  |  | Energy sensor | P48 |  |  |  | MC072 | Fylde College |  |  | 0 | 0
MC072-B02 | MC072-B02/P49 | MCC Last Elec Dly |  |  |  |  | Energy sensor | P49 |  |  |  | MC072 | Fylde College |  |  | 0 | 0
MC072-B02 | MC072-B02/P5 | LTHW Return Temp Sensor |  |  | Degrees Celsius |  | Energy sensor | P5 |  |  |  | MC072 | Fylde College |  |  | 0 | 0
MC072-B02 | MC072-B02/P50 | MCC Elec Kwh Total |  |  |  |  | Energy sensor | P50 |  |  |  | MC072 | Fylde College |  |  | 0 | 0
MC072-B02 | MC072-B02/P51 | MCC Elec Mwh Total |  |  |  |  | Energy sensor | P51 |  |  |  | MC072 | Fylde College |  |  | 0 | 0
MC072-B02 | MC072-B02/P52 | 1st Flr L DB Elec Hrly |  |  |  |  | Energy sensor | P52 |  |  |  | MC072 | Fylde College |  |  | 0 | 0
MC072-B02 | MC072-B02/P53 | 1st Flr L DB Elec Daily |  |  |  |  | Energy sensor | P53 |  |  |  | MC072 | Fylde College |  |  | 0 | 0
MC072-B02 | MC072-B02/P54 | MCW Meter Total |  |  |  |  | Energy sensor | P54 |  |  |  | MC072 | Fylde College |  |  | 0 | 0
MC072-B02 | MC072-B02/P55 | 1st Flr L DB Last Elec Dly |  |  |  |  | Energy sensor | P55 |  |  |  | MC072 | Fylde College |  |  | 0 | 0
MC072-B02 | MC072-B02/P56 | 1st Flr L DB Elec Kwh Total |  |  |  |  | Energy sensor | P56 |  |  |  | MC072 | Fylde College |  |  | 0 | 0
MC072-B02 | MC072-B02/P57 | 1st Flr L DB Elec Mwh Total |  |  |  |  | Energy sensor | P57 |  |  |  | MC072 | Fylde College |  |  | 0 | 0
MC072-B02 | MC072-B02/P58 | Grnd Flr L DB Elec Hrly |  |  |  |  | Energy sensor | P58 |  |  |  | MC072 | Fylde College |  |  | 0 | 0
MC072-B02 | MC072-B02/P59 | Grnd Flr L DB Elec Daily |  |  |  |  | Energy sensor | P59 |  |  |  | MC072 | Fylde College |  |  | 0 | 0
MC072-B02 | MC072-B02/P60 | MCW Meter Total |  |  |  |  | Energy sensor | P60 |  |  |  | MC072 | Fylde College |  |  | 0 | 0
MC072-B02 | MC072-B02/P61 | Grnd Flr L DB Last Elec Dly |  |  |  |  | Energy sensor | P61 |  |  |  | MC072 | Fylde College |  |  | 0 | 0
MC072-B02 | MC072-B02/P62 | Grnd Flr L DB Elec Kwh Total |  |  |  |  | Energy sensor | P62 |  |  |  | MC072 | Fylde College |  |  | 0 | 0
MC072-B02 | MC072-B02/P63 | Grnd Flr L DB Elec Mwh Total |  |  |  |  | Energy sensor | P63 |  |  |  | MC072 | Fylde College |  |  | 0 | 0
MC072-B02 | MC072-B02/P64 | ISS Comp Rm Elec Hrly |  |  |  |  | Energy sensor | P64 |  |  |  | MC072 | Fylde College |  |  | 0 | 0
MC072-B02 | MC072-B02/P65 | ISS Comp Rm Elec Daily |  |  |  |  | Energy sensor | P65 |  |  |  | MC072 | Fylde College |  |  | 0 | 0
MC072-B02 | MC072-B02/P67 | ISS Comp Rm Last Elec Dly |  |  |  |  | Energy sensor | P67 |  |  |  | MC072 | Fylde College |  |  | 0 | 0
MC072-B02 | MC072-B02/P68 | ISS Coms Rm Elec Kwh Total |  |  |  |  | Energy sensor | P68 |  |  |  | MC072 | Fylde College |  |  | 0 | 0
MC072-B02 | MC072-B02/P69 | ISS Comms Rm Elec Mwh Total |  |  |  |  | Energy sensor | P69 |  |  |  | MC072 | Fylde College |  |  | 0 | 0
MC072-B02 | MC072-B02/P7 | Water Storage Tank Temp Sensor |  |  | Degrees Celsius |  | Energy sensor | P7 |  |  |  | MC072 | Fylde College |  |  | 0 | 0
MC072-B02 | MC072-B02/P70 | Plant Rm Elec Hrly |  |  |  |  | Energy sensor | P70 |  |  |  | MC072 | Fylde College |  |  | 0 | 0
MC072-B02 | MC072-B02/P71 | Plant Rm Elec Daily |  |  |  |  | Energy sensor | P71 |  |  |  | MC072 | Fylde College |  |  | 0 | 0
MC072-B02 | MC072-B02/P73 | Plant Rm Last Elec Dly |  |  |  |  | Energy sensor | P73 |  |  |  | MC072 | Fylde College |  |  | 0 | 0
MC072-B02 | MC072-B02/P74 | Plant Rm Elec Kwh Total |  |  |  |  | Energy sensor | P74 |  |  |  | MC072 | Fylde College |  |  | 0 | 0
MC072-B02 | MC072-B02/P75 | Plant Rm Elec Mwh Total |  |  |  |  | Energy sensor | P75 |  |  |  | MC072 | Fylde College |  |  | 0 | 0
MC072-B02 | MC072-B02/P76 | 1st Flr P DB Elec Hrly |  |  |  |  | Energy sensor | P76 |  |  |  | MC072 | Fylde College |  |  | 0 | 0
MC072-B02 | MC072-B02/P77 | 1st Flr P DB Elec Daily |  |  |  |  | Energy sensor | P77 |  |  |  | MC072 | Fylde College |  |  | 0 | 0
MC072-B02 | MC072-B02/P79 | 1st Flr P DB Last Elec Dly |  |  |  |  | Energy sensor | P79 |  |  |  | MC072 | Fylde College |  |  | 0 | 0
MC072-B02 | MC072-B02/P8 | Room Temp Sensor |  |  | Degrees Celsius |  | Energy sensor | P8 |  |  |  | MC072 | Fylde College |  |  | 0 | 0
MC072-B02 | MC072-B02/P80 | 1st Flr P DB Elec Kwh Total |  |  |  |  | Energy sensor | P80 |  |  |  | MC072 | Fylde College |  |  | 0 | 0
MC072-B02 | MC072-B02/P81 | 1st Flr P DB Elec Mwh Total |  |  |  |  | Energy sensor | P81 |  |  |  | MC072 | Fylde College |  |  | 0 | 0
MC072-B02 | MC072-B02/P82 | Grnd Flr P DB Elec Hrly |  |  |  |  | Energy sensor | P82 |  |  |  | MC072 | Fylde College |  |  | 0 | 0
MC072-B02 | MC072-B02/P83 | Grnd Flr P DB Elec Daily |  |  |  |  | Energy sensor | P83 |  |  |  | MC072 | Fylde College |  |  | 0 | 0
MC072-B02 | MC072-B02/P85 | Grnd Flr P DB Last Elec Dly |  |  |  |  | Energy sensor | P85 |  |  |  | MC072 | Fylde College |  |  | 0 | 0
MC072-B02 | MC072-B02/P86 | Grnd Flr P DB Elec Kwh Total |  |  |  |  | Energy sensor | P86 |  |  |  | MC072 | Fylde College |  |  | 0 | 0
MC072-B02 | MC072-B02/P87 | Grnd Flr P DB Elec Mwh Total |  |  |  |  | Energy sensor | P87 |  |  |  | MC072 | Fylde College |  |  | 0 | 0
MC072-B02 | MC072-B02/Q1 | Sequence Table 1 |  |  |  |  | Energy sensor | Q1 |  |  |  | MC072 | Fylde College |  |  | 0 | 0
MC072-B02 | MC072-B02/S1 | Outside air temperature |  |  | Degrees Celsius |  | Energy sensor | S1 |  |  |  | MC072 | Fylde College |  |  | 0 | 0
MC072-B02 | MC072-B02/S10 | PHE Control Vlv Feed Back |  |  |  |  | Energy sensor | S10 |  |  |  | MC072 | Fylde College |  |  | 0 | 0
MC072-B02 | MC072-B02/S11 | Solar Vent Sup No1 DmpPosition |  |  |  |  | Energy sensor | S11 |  |  |  | MC072 | Fylde College |  |  | 0 | 0
MC072-B02 | MC072-B02/S12 | Solar Vent Sup No2 DmpPosition |  |  |  |  | Energy sensor | S12 |  |  |  | MC072 | Fylde College |  |  | 0 | 0
MC072-B02 | MC072-B02/S13 | Solar Vent Ext No1 DmpPosition |  |  |  |  | Energy sensor | S13 |  |  |  | MC072 | Fylde College |  |  | 0 | 0
MC072-B02 | MC072-B02/S14 | Solar Vent Ext No2 DmpPosition |  |  |  |  | Energy sensor | S14 |  |  |  | MC072 | Fylde College |  |  | 0 | 0
MC072-B02 | MC072-B02/S15 | Solar Vent Ext No3 DmpPosition |  |  |  |  | Energy sensor | S15 |  |  |  | MC072 | Fylde College |  |  | 0 | 0
MC072-B02 | MC072-B02/S16 | Lecture Sup No1 DmpPosition |  |  |  |  | Energy sensor | S16 |  |  |  | MC072 | Fylde College |  |  | 0 | 0
MC072-B02 | MC072-B02/S17 | Lecture Sup No2 DmpPosition |  |  |  |  | Energy sensor | S17 |  |  |  | MC072 | Fylde College |  |  | 0 | 0
MC072-B02 | MC072-B02/S18 | Comp Rm 1 Sup No1 DmpPosition |  |  |  |  | Energy sensor | S18 |  |  |  | MC072 | Fylde College |  |  | 0 | 0
MC072-B02 | MC072-B02/S19 | Comp Rm 1 Sup No2 Dmp Position |  |  |  |  | Energy sensor | S19 |  |  |  | MC072 | Fylde College |  |  | 0 | 0
MC072-B02 | MC072-B02/S2 | MTHW Flow Temp Sensor |  |  | Degrees Celsius |  | Energy sensor | S2 |  |  |  | MC072 | Fylde College |  |  | 0 | 0
MC072-B02 | MC072-B02/S20 | Comp Rm 2 Sup No1 Dmp Position |  |  |  |  | Energy sensor | S20 |  |  |  | MC072 | Fylde College |  |  | 0 | 0
MC072-B02 | MC072-B02/S21 | Comp Rm 2 Sup No2 Dmp Position |  |  |  |  | Energy sensor | S21 |  |  |  | MC072 | Fylde College |  |  | 0 | 0
MC072-B02 | MC072-B02/S22 | Comp Sem Sup No1 Dmp Position |  |  |  |  | Energy sensor | S22 |  |  |  | MC072 | Fylde College |  |  | 0 | 0
MC072-B02 | MC072-B02/S23 | Comp Sem Sup No2 Dmp Position |  |  |  |  | Energy sensor | S23 |  |  |  | MC072 | Fylde College |  |  | 0 | 0
MC072-B02 | MC072-B02/S24 | Lecture Ext No1 DmpPosition |  |  |  |  | Energy sensor | S24 |  |  |  | MC072 | Fylde College |  |  | 0 | 0
MC072-B02 | MC072-B02/S25 | Lecture Ext No2 DmpPosition |  |  |  |  | Energy sensor | S25 |  |  |  | MC072 | Fylde College |  |  | 0 | 0
MC072-B02 | MC072-B02/S26 | Comp Rm1 Ext No1 Dmp Position |  |  |  |  | Energy sensor | S26 |  |  |  | MC072 | Fylde College |  |  | 0 | 0
MC072-B02 | MC072-B02/S27 | Comp Rm 1 Ext No2 Dmp Position |  |  |  |  | Energy sensor | S27 |  |  |  | MC072 | Fylde College |  |  | 0 | 0
MC072-B02 | MC072-B02/S28 | Comp Rm 2 Ext No1 Dmp Position |  |  |  |  | Energy sensor | S28 |  |  |  | MC072 | Fylde College |  |  | 0 | 0
MC072-B02 | MC072-B02/S29 | Comp Rm 2 Ext No2 Dmp Position |  |  |  |  | Energy sensor | S29 |  |  |  | MC072 | Fylde College |  |  | 0 | 0
MC072-B02 | MC072-B02/S3 | MTHW Return Temp Sensor |  |  | Degrees Celsius |  | Energy sensor | S3 |  |  |  | MC072 | Fylde College |  |  | 0 | 0
MC072-B02 | MC072-B02/S30 | Comp Sem Ext No1 Dmp Position |  |  |  |  | Energy sensor | S30 |  |  |  | MC072 | Fylde College |  |  | 0 | 0
MC072-B02 | MC072-B02/S31 | Comp Sem Ext No2 Dmp Position |  |  |  |  | Energy sensor | S31 |  |  |  | MC072 | Fylde College |  |  | 0 | 0
MC072-B02 | MC072-B02/S32 | Spare |  |  |  |  | Energy sensor | S32 |  |  |  | MC072 | Fylde College |  |  | 0 | 0
MC072-B02 | MC072-B02/S33 | Spare |  |  |  |  | Energy sensor | S33 |  |  |  | MC072 | Fylde College |  |  | 0 | 0
MC072-B02 | MC072-B02/S34 | Spare |  |  |  |  | Energy sensor | S34 |  |  |  | MC072 | Fylde College |  |  | 0 | 0
MC072-B02 | MC072-B02/S39 | Minimum Room Temp |  |  | Degrees Celsius |  | Energy sensor | S39 |  |  |  | MC072 | Fylde College |  |  | 0 | 0
MC072-B02 | MC072-B02/S4 | LTHW Flow Temp Sensor |  |  | Degrees Celsius |  | Energy sensor | S4 |  |  |  | MC072 | Fylde College |  |  | 0 | 0
MC072-B02 | MC072-B02/S40 | Main Elec Hrly |  |  |  |  | Energy sensor | S40 |  |  |  | MC072 | Fylde College |  |  | 0 | 0
MC072-B02 | MC072-B02/S41 | Main Elec Daily |  |  |  |  | Energy sensor | S41 |  |  |  | MC072 | Fylde College |  |  | 0 | 0
MC072-B02 | MC072-B02/S43 | Main Last Elec Dly |  |  |  |  | Energy sensor | S43 |  |  |  | MC072 | Fylde College |  |  | 0 | 0
MC072-B02 | MC072-B02/S44 | Main Elec Kwh Total |  |  |  |  | Energy sensor | S44 |  |  |  | MC072 | Fylde College |  |  | 0 | 0
MC072-B02 | MC072-B02/S45 | Main Elec Mwh Total |  |  |  |  | Energy sensor | S45 |  |  |  | MC072 | Fylde College |  |  | 0 | 0
MC072-B02 | MC072-B02/S46 | MCC Elec Hrly |  |  |  |  | Energy sensor | S46 |  |  |  | MC072 | Fylde College |  |  | 0 | 0
MC072-B02 | MC072-B02/S47 | MCC Elec Meter Daily |  |  |  |  | Energy sensor | S47 |  |  |  | MC072 | Fylde College |  |  | 0 | 0
MC072-B02 | MC072-B02/S49 | MCC Last Elec Dly |  |  |  |  | Energy sensor | S49 |  |  |  | MC072 | Fylde College |  |  | 0 | 0
MC072-B02 | MC072-B02/S5 | LTHW Return Temp Sensor |  |  | Degrees Celsius |  | Energy sensor | S5 |  |  |  | MC072 | Fylde College |  |  | 0 | 0
MC072-B02 | MC072-B02/S50 | MCC Elec Kwh Total |  |  |  |  | Energy sensor | S50 |  |  |  | MC072 | Fylde College |  |  | 0 | 0
MC072-B02 | MC072-B02/S51 | MCC Elec Mwh Total |  |  |  |  | Energy sensor | S51 |  |  |  | MC072 | Fylde College |  |  | 0 | 0
MC072-B02 | MC072-B02/S52 | 1st Flr L DB Elec Hrly |  |  |  |  | Energy sensor | S52 |  |  |  | MC072 | Fylde College |  |  | 0 | 0
MC072-B02 | MC072-B02/S53 | 1st Flr L DB Elec Daily |  |  |  |  | Energy sensor | S53 |  |  |  | MC072 | Fylde College |  |  | 0 | 0
MC072-B02 | MC072-B02/S55 | 1st Flr L DB Last Elec Dly |  |  |  |  | Energy sensor | S55 |  |  |  | MC072 | Fylde College |  |  | 0 | 0
MC072-B02 | MC072-B02/S56 | 1st Flr L DB Elec Kwh Total |  |  |  |  | Energy sensor | S56 |  |  |  | MC072 | Fylde College |  |  | 0 | 0
MC072-B02 | MC072-B02/S57 | 1st Flr L DB Elec Mwh Total |  |  |  |  | Energy sensor | S57 |  |  |  | MC072 | Fylde College |  |  | 0 | 0
MC072-B02 | MC072-B02/S58 | Grnd Flr L DB Elec Hrly |  |  |  |  | Energy sensor | S58 |  |  |  | MC072 | Fylde College |  |  | 0 | 0
MC072-B02 | MC072-B02/S59 | Grnd Flr L DB Elec Daily |  |  |  |  | Energy sensor | S59 |  |  |  | MC072 | Fylde College |  |  | 0 | 0
MC072-B02 | MC072-B02/S61 | Grnd Flr L DB Last Elec Dly |  |  |  |  | Energy sensor | S61 |  |  |  | MC072 | Fylde College |  |  | 0 | 0
MC072-B02 | MC072-B02/S62 | Grnd Flr L DB Elec Kwh Total |  |  |  |  | Energy sensor | S62 |  |  |  | MC072 | Fylde College |  |  | 0 | 0
MC072-B02 | MC072-B02/S63 | Grnd Flr L DB Elec Mwh Total |  |  |  |  | Energy sensor | S63 |  |  |  | MC072 | Fylde College |  |  | 0 | 0
MC072-B02 | MC072-B02/S64 | ISS Comp Rm Elec Hrly |  |  |  |  | Energy sensor | S64 |  |  |  | MC072 | Fylde College |  |  | 0 | 0
MC072-B02 | MC072-B02/S65 | ISS Comp Rm Elec Daily |  |  |  |  | Energy sensor | S65 |  |  |  | MC072 | Fylde College |  |  | 0 | 0
MC072-B02 | MC072-B02/S67 | ISS Comp Rm Last Elec Dly |  |  |  |  | Energy sensor | S67 |  |  |  | MC072 | Fylde College |  |  | 0 | 0
MC072-B02 | MC072-B02/S68 | ISS Coms Rm Elec Kwh Total |  |  |  |  | Energy sensor | S68 |  |  |  | MC072 | Fylde College |  |  | 0 | 0
MC072-B02 | MC072-B02/S69 | ISS Comms Rm Elec Mwh Total |  |  |  |  | Energy sensor | S69 |  |  |  | MC072 | Fylde College |  |  | 0 | 0
MC072-B02 | MC072-B02/S7 | Water Storage Tank Temp Sensor |  |  | Degrees Celsius |  | Energy sensor | S7 |  |  |  | MC072 | Fylde College |  |  | 0 | 0
MC072-B02 | MC072-B02/S70 | Plant Rm Elec Hrly |  |  |  |  | Energy sensor | S70 |  |  |  | MC072 | Fylde College |  |  | 0 | 0
MC072-B02 | MC072-B02/S71 | Plant Rm Elec Daily |  |  |  |  | Energy sensor | S71 |  |  |  | MC072 | Fylde College |  |  | 0 | 0
MC072-B02 | MC072-B02/S73 | Plant Rm Last Elec Dly |  |  |  |  | Energy sensor | S73 |  |  |  | MC072 | Fylde College |  |  | 0 | 0
MC072-B02 | MC072-B02/S74 | Plant Rm Elec Kwh Total |  |  |  |  | Energy sensor | S74 |  |  |  | MC072 | Fylde College |  |  | 0 | 0
MC072-B02 | MC072-B02/S75 | Plant Rm Elec Mwh Total |  |  |  |  | Energy sensor | S75 |  |  |  | MC072 | Fylde College |  |  | 0 | 0
MC072-B02 | MC072-B02/S76 | 1st Flr P DB Elec Hrly |  |  |  |  | Energy sensor | S76 |  |  |  | MC072 | Fylde College |  |  | 0 | 0
MC072-B02 | MC072-B02/S77 | 1st Flr P DB Elec Daily |  |  |  |  | Energy sensor | S77 |  |  |  | MC072 | Fylde College |  |  | 0 | 0
MC072-B02 | MC072-B02/S79 | 1st Flr P DB Last Elec Dly |  |  |  |  | Energy sensor | S79 |  |  |  | MC072 | Fylde College |  |  | 0 | 0
MC072-B02 | MC072-B02/S8 | Occ Room Temp Sensor |  |  | Degrees Celsius |  | Energy sensor | S8 |  |  |  | MC072 | Fylde College |  |  | 0 | 0
MC072-B02 | MC072-B02/S80 | 1st Flr P DB Elec Kwh Total |  |  |  |  | Energy sensor | S80 |  |  |  | MC072 | Fylde College |  |  | 0 | 0
MC072-B02 | MC072-B02/S81 | 1st Flr P DB Elec Mwh Total |  |  |  |  | Energy sensor | S81 |  |  |  | MC072 | Fylde College |  |  | 0 | 0
MC072-B02 | MC072-B02/S82 | Grnd Flr P DB Elec Hrly |  |  |  |  | Energy sensor | S82 |  |  |  | MC072 | Fylde College |  |  | 0 | 0
MC072-B02 | MC072-B02/S83 | Grnd Flr P DB Elec Daily |  |  |  |  | Energy sensor | S83 |  |  |  | MC072 | Fylde College |  |  | 0 | 0
MC072-B02 | MC072-B02/S84 | LTHW Heat Meter Hrly |  |  |  |  | Energy sensor | S84 |  |  |  | MC072 | Fylde College |  |  | 0 | 0
MC072-B02 | MC072-B02/S85 | Grnd Flr P DB Last Elec Dly |  |  |  |  | Energy sensor | S85 |  |  |  | MC072 | Fylde College |  |  | 0 | 0
MC072-B02 | MC072-B02/S86 | Grnd Flr P DB Elec Kwh Total |  |  |  |  | Energy sensor | S86 |  |  |  | MC072 | Fylde College |  |  | 0 | 0
MC072-B02 | MC072-B02/S87 | Grnd Flr P DB Elec Mwh Total |  |  |  |  | Energy sensor | S87 |  |  |  | MC072 | Fylde College |  |  | 0 | 0
MC072-B02 | MC072-B02/S88 | LTHW Heat Meter Daily |  |  |  |  | Energy sensor | S88 |  |  |  | MC072 | Fylde College |  |  | 0 | 0
MC072-B02 | MC072-B02/S89 | LTHW Heat Meter Dly |  |  |  |  | Energy sensor | S89 |  |  |  | MC072 | Fylde College |  |  | 0 | 0
MC072-B02 | MC072-B02/S90 | LTHW Heat Meter Total |  |  |  |  | Energy sensor | S90 |  |  |  | MC072 | Fylde College |  |  | 0 | 0
MC072-B02 | MC072-B02/S91 | LTHW Heat Meter Total |  |  |  |  | Energy sensor | S91 |  |  |  | MC072 | Fylde College |  |  | 0 | 0
MC072-B02 | MC072-B02/S92 | MCW Meter Hrly |  |  |  |  | Energy sensor | S92 |  |  |  | MC072 | Fylde College |  |  | 0 | 0
MC072-B02 | MC072-B02/S93 | MCW Meter Daily |  |  |  |  | Energy sensor | S93 |  |  |  | MC072 | Fylde College |  |  | 0 | 0
MC072-B02 | MC072-B02/S94 | MCW Meter Dly |  |  |  |  | Energy sensor | S94 |  |  |  | MC072 | Fylde College |  |  | 0 | 0
MC072-B02 | MC072-B02/S95 | MCW Meter Total |  |  |  |  | Energy sensor | S95 |  |  |  | MC072 | Fylde College |  |  | 0 | 0
MC072-B02 | MC072-B02/S96 | MCW Meter Total |  |  |  |  | Energy sensor | S96 |  |  |  | MC072 | Fylde College |  |  | 0 | 0
MC072-B02 | MC072-B02/U1 | Trevor |  |  |  |  | Energy sensor | U1 |  |  |  | MC072 | Fylde College |  |  | 0 | 0
MC072-B02 | MC072-B02/V1 | [5 empty] | Energy sensor | V1 |  |  |  | MC072 | Fylde College |  |  | 0 | 0
MC072-B02 | MC072-B02/W1 | Summer switch |  |  |  |  | Energy sensor | W1 |  |  |  | MC072 | Fylde College |  |  | 0 | 0
MC072-B02 | MC072-B02/W2 | ChangeDuty-MTHW pumps |  |  |  |  | Energy sensor | W2 |  |  |  | MC072 | Fylde College |  |  | 0 | 0
MC072-B02 | MC072-B02/W3 | LTHW Pump Fault Reset |  |  |  |  | Energy sensor | W3 |  |  |  | MC072 | Fylde College |  |  | 0 | 0
MC072-B02 | MC072-B02/W4 | ChangeDuty-LTHW pumps |  |  |  |  | Energy sensor | W4 |  |  |  | MC072 | Fylde College |  |  | 0 | 0
MC072-B02 | MC072-B02/W5 | Manual o-r off |  |  |  |  | Energy sensor | W5 |  |  |  | MC072 | Fylde College |  |  | 0 | 0
MC072-B02 | MC072-B02/W6 | MTHW Pump Fault Reset |  |  |  |  | Energy sensor | W6 |  |  |  | MC072 | Fylde College |  |  | 0 | 0
MC072-B02 | MC072-B02/Y1 | Trend T -20+50 |  |  |  |  | Energy sensor | Y1 |  |  |  | MC072 | Fylde College |  |  | 0 | 0
MC072-B02 | MC072-B02/Y2 | Trend T 0+130 |  |  |  |  | Energy sensor | Y2 |  |  |  | MC072 | Fylde College |  |  | 0 | 0
MC072-B02 | MC072-B02/Y3 | Trend Thermistor |  |  |  |  | Energy sensor | Y3 |  |  |  | MC072 | Fylde College |  |  | 0 | 0
MC072-B02 | MC072-B02/Y4 | Feed Back 2-10 Volts |  |  |  |  | Energy sensor | Y4 |  |  |  | MC072 | Fylde College |  |  | 0 | 0
MC072-B02 | MC072-B02/Z1 | Occ Heating |  |  |  |  | Energy sensor | Z1 |  |  |  | MC072 | Fylde College |  |  | 0 | 0
MC072-B02 | MC072-B02/Z2 | Heating |  |  |  |  | Energy sensor | Z2 |  |  |  | MC072 | Fylde College |  |  | 0 | 0
MC198-B02 | MC198-B02/B1 | Digital Byte 1 |  |  |  |  | Energy sensor | B1 |  |  |  | MC198 | Grizedale College - Offices, Bar & Social Space |  |  | 0 | 0
MC198-B02 | MC198-B02/C1 | Virtual CNC 1 |  |  |  |  | Energy sensor | C1 |  |  |  | MC198 | Grizedale College - Offices, Bar & Social Space |  |  | 0 | 0
MC198-B02 | MC198-B02/D1 | Window Actuators |  |  |  |  | Energy sensor | D1 |  |  |  | MC198 | Grizedale College - Offices, Bar & Social Space |  |  | 0 | 0
MC198-B02 | MC198-B02/D2 | Windows Open Lamp |  |  |  |  | Energy sensor | D2 |  |  |  | MC198 | Grizedale College - Offices, Bar & Social Space |  |  | 0 | 0
MC198-B02 | MC198-B02/D3 | Windows Closed Lamp |  |  |  |  | Energy sensor | D3 |  |  |  | MC198 | Grizedale College - Offices, Bar & Social Space |  |  | 0 | 0
MC198-B02 | MC198-B02/D4 | Kitchen Fan DEF2 |  |  |  |  | Energy sensor | D4 |  |  |  | MC198 | Grizedale College - Offices, Bar & Social Space |  |  | 0 | 0
MC198-B02 | MC198-B02/e1 | Alarms 963 |  |  |  |  | Energy sensor | e1 |  |  |  | MC198 | Grizedale College - Offices, Bar & Social Space |  |  | 0 | 0
MC198-B02 | MC198-B02/F1 | Function 1 |  |  |  |  | Energy sensor | F1 |  |  |  | MC198 | Grizedale College - Offices, Bar & Social Space |  |  | 0 | 0
MC198-B02 | MC198-B02/F2 | Function 2 |  |  |  |  | Energy sensor | F2 |  |  |  | MC198 | Grizedale College - Offices, Bar & Social Space |  |  | 0 | 0
MC198-B02 | MC198-B02/F3 | Function 3 |  |  |  |  | Energy sensor | F3 |  |  |  | MC198 | Grizedale College - Offices, Bar & Social Space |  |  | 0 | 0
MC198-B02 | MC198-B02/F4 | Function 4 |  |  |  |  | Energy sensor | F4 |  |  |  | MC198 | Grizedale College - Offices, Bar & Social Space |  |  | 0 | 0
MC198-B02 | MC198-B02/F5 | Function 5 |  |  |  |  | Energy sensor | F5 |  |  |  | MC198 | Grizedale College - Offices, Bar & Social Space |  |  | 0 | 0
MC198-B02 | MC198-B02/F6 | Function 6 |  |  |  |  | Energy sensor | F6 |  |  |  | MC198 | Grizedale College - Offices, Bar & Social Space |  |  | 0 | 0
MC198-B02 | MC198-B02/F7 | Function 7 |  |  |  |  | Energy sensor | F7 |  |  |  | MC198 | Grizedale College - Offices, Bar & Social Space |  |  | 0 | 0
MC198-B02 | MC198-B02/G1 | Logic 1 |  |  |  |  | Energy sensor | G1 |  |  |  | MC198 | Grizedale College - Offices, Bar & Social Space |  |  | 0 | 0
MC198-B02 | MC198-B02/G10 | Delayed Monthly Pulse |  |  |  |  | Energy sensor | G10 |  |  |  | MC198 | Grizedale College - Offices, Bar & Social Space |  |  | 0 | 0
MC198-B02 | MC198-B02/G11 | Logic 11 |  |  |  |  | Energy sensor | G11 |  |  |  | MC198 | Grizedale College - Offices, Bar & Social Space |  |  | 0 | 0
MC198-B02 | MC198-B02/G12 | Logic 12 |  |  |  |  | Energy sensor | G12 |  |  |  | MC198 | Grizedale College - Offices, Bar & Social Space |  |  | 0 | 0
MC198-B02 | MC198-B02/G13 | Logic 13 |  |  |  |  | Energy sensor | G13 |  |  |  | MC198 | Grizedale College - Offices, Bar & Social Space |  |  | 0 | 0
MC198-B02 | MC198-B02/G14 | Logic 14 |  |  |  |  | Energy sensor | G14 |  |  |  | MC198 | Grizedale College - Offices, Bar & Social Space |  |  | 0 | 0
MC198-B02 | MC198-B02/G15 | Logic 15 |  |  |  |  | Energy sensor | G15 |  |  |  | MC198 | Grizedale College - Offices, Bar & Social Space |  |  | 0 | 0
MC198-B02 | MC198-B02/G16 | Logic 16 |  |  |  |  | Energy sensor | G16 |  |  |  | MC198 | Grizedale College - Offices, Bar & Social Space |  |  | 0 | 0
MC198-B02 | MC198-B02/G17 | Logic 17 |  |  |  |  | Energy sensor | G17 |  |  |  | MC198 | Grizedale College - Offices, Bar & Social Space |  |  | 0 | 0
MC198-B02 | MC198-B02/G18 | Logic 18 |  |  |  |  | Energy sensor | G18 |  |  |  | MC198 | Grizedale College - Offices, Bar & Social Space |  |  | 0 | 0
MC198-B02 | MC198-B02/G19 | Logic 19 |  |  |  |  | Energy sensor | G19 |  |  |  | MC198 | Grizedale College - Offices, Bar & Social Space |  |  | 0 | 0
MC198-B02 | MC198-B02/G2 | Logic 2 |  |  |  |  | Energy sensor | G2 |  |  |  | MC198 | Grizedale College - Offices, Bar & Social Space |  |  | 0 | 0
MC198-B02 | MC198-B02/G20 | Logic 20 |  |  |  |  | Energy sensor | G20 |  |  |  | MC198 | Grizedale College - Offices, Bar & Social Space |  |  | 0 | 0
MC198-B02 | MC198-B02/G21 | Logic 21 |  |  |  |  | Energy sensor | G21 |  |  |  | MC198 | Grizedale College - Offices, Bar & Social Space |  |  | 0 | 0
MC198-B02 | MC198-B02/G22 | Logic 22 |  |  |  |  | Energy sensor | G22 |  |  |  | MC198 | Grizedale College - Offices, Bar & Social Space |  |  | 0 | 0
MC198-B02 | MC198-B02/G23 | Logic 23 |  |  |  |  | Energy sensor | G23 |  |  |  | MC198 | Grizedale College - Offices, Bar & Social Space |  |  | 0 | 0
MC198-B02 | MC198-B02/G3 | Logic 3 |  |  |  |  | Energy sensor | G3 |  |  |  | MC198 | Grizedale College - Offices, Bar & Social Space |  |  | 0 | 0
MC198-B02 | MC198-B02/G4 | Logic 4 |  |  |  |  | Energy sensor | G4 |  |  |  | MC198 | Grizedale College - Offices, Bar & Social Space |  |  | 0 | 0
MC198-B02 | MC198-B02/G5 | Logic 5 |  |  |  |  | Energy sensor | G5 |  |  |  | MC198 | Grizedale College - Offices, Bar & Social Space |  |  | 0 | 0
MC198-B02 | MC198-B02/G6 | Logic 6 |  |  |  |  | Energy sensor | G6 |  |  |  | MC198 | Grizedale College - Offices, Bar & Social Space |  |  | 0 | 0
MC198-B02 | MC198-B02/G7 | Delayed Midnight Pulse |  |  |  |  | Energy sensor | G7 |  |  |  | MC198 | Grizedale College - Offices, Bar & Social Space |  |  | 0 | 0
MC198-B02 | MC198-B02/G8 | Logic 8 |  |  |  |  | Energy sensor | G8 |  |  |  | MC198 | Grizedale College - Offices, Bar & Social Space |  |  | 0 | 0
MC198-B02 | MC198-B02/G9 | Logic 9 |  |  |  |  | Energy sensor | G9 |  |  |  | MC198 | Grizedale College - Offices, Bar & Social Space |  |  | 0 | 0
MC198-B02 | MC198-B02/I1 | Fire alarm active |  |  | 0 = Off, 1 = On |  | Energy sensor | I1 |  |  |  | MC198 | Grizedale College - Offices, Bar & Social Space |  |  | 0 | 0
MC198-B02 | MC198-B02/I10 | DB-GR-FF-P Meter Pulse |  |  |  |  | Energy sensor | I10 |  |  |  | MC198 | Grizedale College - Offices, Bar & Social Space |  |  | 0 | 0
MC198-B02 | MC198-B02/I11 | DEF2 Flow Fail |  |  |  |  | Energy sensor | I11 |  |  |  | MC198 | Grizedale College - Offices, Bar & Social Space |  |  | 0 | 0
MC198-B02 | MC198-B02/I2 | Kitchen Fan Switch |  |  |  |  | Energy sensor | I2 |  |  |  | MC198 | Grizedale College - Offices, Bar & Social Space |  |  | 0 | 0
MC198-B02 | MC198-B02/I3 | Kitchen Fan DEF2 Fault |  |  |  |  | Energy sensor | I3 |  |  |  | MC198 | Grizedale College - Offices, Bar & Social Space |  |  | 0 | 0
MC198-B02 | MC198-B02/I4 | DEF2 Flow Prove |  |  |  |  | Energy sensor | I4 |  |  |  | MC198 | Grizedale College - Offices, Bar & Social Space |  |  | 0 | 0
MC198-B02 | MC198-B02/I5 | DB-GR-Bar-L Meter Pulse |  |  |  |  | Energy sensor | I5 |  |  |  | MC198 | Grizedale College - Offices, Bar & Social Space |  |  | 0 | 0
MC198-B02 | MC198-B02/I6 | DB-GR-Bar-P Meter Pulse |  |  |  |  | Energy sensor | I6 |  |  |  | MC198 | Grizedale College - Offices, Bar & Social Space |  |  | 0 | 0
MC198-B02 | MC198-B02/I7 | DB-GR-LG-L Meter Pulse |  |  |  |  | Energy sensor | I7 |  |  |  | MC198 | Grizedale College - Offices, Bar & Social Space |  |  | 0 | 0
MC198-B02 | MC198-B02/I8 | DB-GR-LG-P Meter Pulse |  |  |  |  | Energy sensor | I8 |  |  |  | MC198 | Grizedale College - Offices, Bar & Social Space |  |  | 0 | 0
MC198-B02 | MC198-B02/I9 | DB-GR-FF-L Meter Pulse |  |  |  |  | Energy sensor | I9 |  |  |  | MC198 | Grizedale College - Offices, Bar & Social Space |  |  | 0 | 0
MC198-B02 | MC198-B02/n1 | TREND_04_37_E2 |  |  |  |  | Energy sensor | n1 |  |  |  | MC198 | Grizedale College - Offices, Bar & Social Space |  |  | 0 | 0
MC198-B02 | MC198-B02/o1 | Alarm Route 1 |  |  |  |  | Energy sensor | o1 |  |  |  | MC198 | Grizedale College - Offices, Bar & Social Space |  |  | 0 | 0
MC198-B02 | MC198-B02/P1 | DB-GR-Bar-L Daily |  |  |  |  | Energy sensor | P1 |  |  |  | MC198 | Grizedale College - Offices, Bar & Social Space |  |  | 0 | 0
MC198-B02 | MC198-B02/P10 | DB-GR-LG-P Daily |  |  |  |  | Energy sensor | P10 |  |  |  | MC198 | Grizedale College - Offices, Bar & Social Space |  |  | 0 | 0
MC198-B02 | MC198-B02/P11 | DB-GR-LG-P Hourly |  |  |  |  | Energy sensor | P11 |  |  |  | MC198 | Grizedale College - Offices, Bar & Social Space |  |  | 0 | 0
MC198-B02 | MC198-B02/P12 | DB-GR-LG-P Monthly |  |  |  |  | Energy sensor | P12 |  |  |  | MC198 | Grizedale College - Offices, Bar & Social Space |  |  | 0 | 0
MC198-B02 | MC198-B02/P13 | DB-GR-FF-L Daily |  |  |  |  | Energy sensor | P13 |  |  |  | MC198 | Grizedale College - Offices, Bar & Social Space |  |  | 0 | 0
MC198-B02 | MC198-B02/P14 | DB-GR-FF-L Hourly |  |  |  |  | Energy sensor | P14 |  |  |  | MC198 | Grizedale College - Offices, Bar & Social Space |  |  | 0 | 0
MC198-B02 | MC198-B02/P15 | DB-GR-FF-L Monthly |  |  |  |  | Energy sensor | P15 |  |  |  | MC198 | Grizedale College - Offices, Bar & Social Space |  |  | 0 | 0
MC198-B02 | MC198-B02/P16 | DB-GR-FF-P Daily |  |  |  |  | Energy sensor | P16 |  |  |  | MC198 | Grizedale College - Offices, Bar & Social Space |  |  | 0 | 0
MC198-B02 | MC198-B02/P17 | DB-GR-FF-P Hourly |  |  |  |  | Energy sensor | P17 |  |  |  | MC198 | Grizedale College - Offices, Bar & Social Space |  |  | 0 | 0
MC198-B02 | MC198-B02/P18 | DB-GR-FF-P Monthly |  |  |  |  | Energy sensor | P18 |  |  |  | MC198 | Grizedale College - Offices, Bar & Social Space |  |  | 0 | 0
MC198-B02 | MC198-B02/P2 | DB-GR-Bar-L Hourly |  |  |  |  | Energy sensor | P2 |  |  |  | MC198 | Grizedale College - Offices, Bar & Social Space |  |  | 0 | 0
MC198-B02 | MC198-B02/P3 | DB-GR-Bar-L Monthly |  |  |  |  | Energy sensor | P3 |  |  |  | MC198 | Grizedale College - Offices, Bar & Social Space |  |  | 0 | 0
MC198-B02 | MC198-B02/P4 | DB-GR-Bar-P Daily |  |  |  |  | Energy sensor | P4 |  |  |  | MC198 | Grizedale College - Offices, Bar & Social Space |  |  | 0 | 0
MC198-B02 | MC198-B02/P5 | DB-GR-Bar-P Hourly |  |  |  |  | Energy sensor | P5 |  |  |  | MC198 | Grizedale College - Offices, Bar & Social Space |  |  | 0 | 0
MC198-B02 | MC198-B02/P6 | DB-GR-Bar-P Monthly |  |  |  |  | Energy sensor | P6 |  |  |  | MC198 | Grizedale College - Offices, Bar & Social Space |  |  | 0 | 0
MC198-B02 | MC198-B02/P7 | DB-GR-LG-L Daily |  |  |  |  | Energy sensor | P7 |  |  |  | MC198 | Grizedale College - Offices, Bar & Social Space |  |  | 0 | 0
MC198-B02 | MC198-B02/P8 | DB-GR-LG-L Hourly |  |  |  |  | Energy sensor | P8 |  |  |  | MC198 | Grizedale College - Offices, Bar & Social Space |  |  | 0 | 0
MC198-B02 | MC198-B02/P9 | DB-GR-LG-L Monthly |  |  |  |  | Energy sensor | P9 |  |  |  | MC198 | Grizedale College - Offices, Bar & Social Space |  |  | 0 | 0
MC198-B02 | MC198-B02/Q1 | Sequence Table 1 |  |  |  |  | Energy sensor | Q1 |  |  |  | MC198 | Grizedale College - Offices, Bar & Social Space |  |  | 0 | 0
MC198-B02 | MC198-B02/S1 | DB-GR-Bar-L Hourly |  |  |  |  | Energy sensor | S1 |  |  |  | MC198 | Grizedale College - Offices, Bar & Social Space |  |  | 0 | 0
MC198-B02 | MC198-B02/S10 | DB-GR-LG-P Hourly |  |  |  |  | Energy sensor | S10 |  |  |  | MC198 | Grizedale College - Offices, Bar & Social Space |  |  | 0 | 0
MC198-B02 | MC198-B02/S11 | DB-GR-LG-P Daily |  |  |  |  | Energy sensor | S11 |  |  |  | MC198 | Grizedale College - Offices, Bar & Social Space |  |  | 0 | 0
MC198-B02 | MC198-B02/S12 | DB-GR-LG-P Monthly |  |  |  |  | Energy sensor | S12 |  |  |  | MC198 | Grizedale College - Offices, Bar & Social Space |  |  | 0 | 0
MC198-B02 | MC198-B02/S13 | DB-GR-FF-L Hourly |  |  |  |  | Energy sensor | S13 |  |  |  | MC198 | Grizedale College - Offices, Bar & Social Space |  |  | 0 | 0
MC198-B02 | MC198-B02/S14 | DB-GR-FF-L Daily |  |  |  |  | Energy sensor | S14 |  |  |  | MC198 | Grizedale College - Offices, Bar & Social Space |  |  | 0 | 0
MC198-B02 | MC198-B02/S15 | DB-GR-FF-L Monthly |  |  |  |  | Energy sensor | S15 |  |  |  | MC198 | Grizedale College - Offices, Bar & Social Space |  |  | 0 | 0
MC198-B02 | MC198-B02/S16 | DB-GR-FF-P Hourly |  |  |  |  | Energy sensor | S16 |  |  |  | MC198 | Grizedale College - Offices, Bar & Social Space |  |  | 0 | 0
MC198-B02 | MC198-B02/S17 | DB-GR-FF-P Daily |  |  |  |  | Energy sensor | S17 |  |  |  | MC198 | Grizedale College - Offices, Bar & Social Space |  |  | 0 | 0
MC198-B02 | MC198-B02/S18 | DB-GR-FF-P Monthly |  |  |  |  | Energy sensor | S18 |  |  |  | MC198 | Grizedale College - Offices, Bar & Social Space |  |  | 0 | 0
MC198-B02 | MC198-B02/S2 | DB-GR-Bar-L Daily |  |  |  |  | Energy sensor | S2 |  |  |  | MC198 | Grizedale College - Offices, Bar & Social Space |  |  | 0 | 0
MC198-B02 | MC198-B02/S3 | DB-GR-Bar-L Monthly |  |  |  |  | Energy sensor | S3 |  |  |  | MC198 | Grizedale College - Offices, Bar & Social Space |  |  | 0 | 0
MC198-B02 | MC198-B02/S4 | DB-GR-Bar-P Hourly |  |  |  |  | Energy sensor | S4 |  |  |  | MC198 | Grizedale College - Offices, Bar & Social Space |  |  | 0 | 0
MC198-B02 | MC198-B02/S5 | DB-GR-Bar-P Daily |  |  |  |  | Energy sensor | S5 |  |  |  | MC198 | Grizedale College - Offices, Bar & Social Space |  |  | 0 | 0
MC198-B02 | MC198-B02/S6 | DB-GR-Bar-P Monthly |  |  |  |  | Energy sensor | S6 |  |  |  | MC198 | Grizedale College - Offices, Bar & Social Space |  |  | 0 | 0
MC198-B02 | MC198-B02/S7 | DB-GR-LG-L Hourly |  |  |  |  | Energy sensor | S7 |  |  |  | MC198 | Grizedale College - Offices, Bar & Social Space |  |  | 0 | 0
MC198-B02 | MC198-B02/S8 | DB-GR-LG-L Daily |  |  |  |  | Energy sensor | S8 |  |  |  | MC198 | Grizedale College - Offices, Bar & Social Space |  |  | 0 | 0
MC198-B02 | MC198-B02/S9 | DB-GR-LG-L Monthly |  |  |  |  | Energy sensor | S9 |  |  |  | MC198 | Grizedale College - Offices, Bar & Social Space |  |  | 0 | 0
MC198-B02 | MC198-B02/V1 | [5 empty] | Energy sensor | V1 |  |  |  | MC198 | Grizedale College - Offices, Bar & Social Space |  |  | 0 | 0
MC198-B02 | MC198-B02/Z1 | Kitchen Extract DEF2 |  |  |  |  | Energy sensor | Z1 |  |  |  | MC198 | Grizedale College - Offices, Bar & Social Space |  |  | 0 | 0
MC198-B02 | MC198-B02/Z2 | Windows Time program |  |  |  |  | Energy sensor | Z2 |  |  |  | MC198 | Grizedale College - Offices, Bar & Social Space |  |  | 0 | 0
MC003-B01 | MC003-B01/C1 | Virtual CNC 1 |  |  |  |  | Energy sensor | C1 |  |  |  | MC003 | Bailrigg House |  |  | 0 | 0
MC003-B01 | MC003-B01/D1 | Heating pumps |  |  |  |  | Energy sensor | D1 |  |  |  | MC003 | Bailrigg House |  |  | 0 | 0
MC003-B01 | MC003-B01/D2 | Gas Boilers |  |  |  |  | Energy sensor | D2 |  |  |  | MC003 | Bailrigg House |  |  | 0 | 0
MC003-B01 | MC003-B01/D3 | Destat Pump |  |  |  |  | Energy sensor | D3 |  |  |  | MC003 | Bailrigg House |  |  | 0 | 0
MC003-B01 | MC003-B01/D4 | Heating Valve |  |  |  |  | Energy sensor | D4 |  |  |  | MC003 | Bailrigg House |  |  | 0 | 0
MC003-B01 | MC003-B01/D6 | Immersion + Valve |  |  |  |  | Energy sensor | D6 |  |  |  | MC003 | Bailrigg House |  |  | 0 | 0
MC003-B01 | MC003-B01/D7 | Immersion Ind |  |  |  |  | Energy sensor | D7 |  |  |  | MC003 | Bailrigg House |  |  | 0 | 0
MC003-B01 | MC003-B01/F1 | Function 1 |  |  |  |  | Energy sensor | F1 |  |  |  | MC003 | Bailrigg House |  |  | 0 | 0
MC003-B01 | MC003-B01/F12 | Function 12 |  |  |  |  | Energy sensor | F12 |  |  |  | MC003 | Bailrigg House |  |  | 0 | 0
MC003-B01 | MC003-B01/F13 | OS Frost |  |  |  |  | Energy sensor | F13 |  |  |  | MC003 | Bailrigg House |  |  | 0 | 0
MC003-B01 | MC003-B01/F14 | Function 14 |  |  |  |  | Energy sensor | F14 |  |  |  | MC003 | Bailrigg House |  |  | 0 | 0
MC003-B01 | MC003-B01/F15 | Function 15 |  |  |  |  | Energy sensor | F15 |  |  |  | MC003 | Bailrigg House |  |  | 0 | 0
MC003-B01 | MC003-B01/F16 | Function 16 |  |  |  |  | Energy sensor | F16 |  |  |  | MC003 | Bailrigg House |  |  | 0 | 0
MC003-B01 | MC003-B01/F17 | Function 17 |  |  |  |  | Energy sensor | F17 |  |  |  | MC003 | Bailrigg House |  |  | 0 | 0
MC003-B01 | MC003-B01/F18 | Function 18 |  |  |  |  | Energy sensor | F18 |  |  |  | MC003 | Bailrigg House |  |  | 0 | 0
MC003-B01 | MC003-B01/F19 | 1 hour |  |  |  |  | Energy sensor | F19 |  |  |  | MC003 | Bailrigg House |  |  | 0 | 0
MC003-B01 | MC003-B01/F2 | Function 2 |  |  |  |  | Energy sensor | F2 |  |  |  | MC003 | Bailrigg House |  |  | 0 | 0
MC003-B01 | MC003-B01/F3 | Heating hws |  |  |  |  | Energy sensor | F3 |  |  |  | MC003 | Bailrigg House |  |  | 0 | 0
MC003-B01 | MC003-B01/F4 | Immersion Hws |  |  |  |  | Energy sensor | F4 |  |  |  | MC003 | Bailrigg House |  |  | 0 | 0
MC003-B01 | MC003-B01/F5 | Function 5 |  |  |  |  | Energy sensor | F5 |  |  |  | MC003 | Bailrigg House |  |  | 0 | 0
MC003-B01 | MC003-B01/F6 | Function 6 |  |  |  |  | Energy sensor | F6 |  |  |  | MC003 | Bailrigg House |  |  | 0 | 0
MC003-B01 | MC003-B01/F7 | Function 7 |  |  |  |  | Energy sensor | F7 |  |  |  | MC003 | Bailrigg House |  |  | 0 | 0
MC003-B01 | MC003-B01/F8 | Function 8 |  |  |  |  | Energy sensor | F8 |  |  |  | MC003 | Bailrigg House |  |  | 0 | 0
MC003-B01 | MC003-B01/F9 | Function 9 |  |  |  |  | Energy sensor | F9 |  |  |  | MC003 | Bailrigg House |  |  | 0 | 0
MC003-B01 | MC003-B01/G1 | Logic 1 |  |  |  |  | Energy sensor | G1 |  |  |  | MC003 | Bailrigg House |  |  | 0 | 0
MC003-B01 | MC003-B01/G10 | Logic 10 |  |  |  |  | Energy sensor | G10 |  |  |  | MC003 | Bailrigg House |  |  | 0 | 0
MC003-B01 | MC003-B01/G11 | Logic 11 |  |  |  |  | Energy sensor | G11 |  |  |  | MC003 | Bailrigg House |  |  | 0 | 0
MC003-B01 | MC003-B01/G13 | 2nd Stage Frost Active |  |  |  |  | Energy sensor | G13 |  |  |  | MC003 | Bailrigg House |  |  | 0 | 0
MC003-B01 | MC003-B01/G14 | 1st stage frost active |  |  | 0 = Off, 1 = On |  | Energy sensor | G14 |  |  |  | MC003 | Bailrigg House |  |  | 0 | 0
MC003-B01 | MC003-B01/G15 | Logic 15 |  |  |  |  | Energy sensor | G15 |  |  |  | MC003 | Bailrigg House |  |  | 0 | 0
MC003-B01 | MC003-B01/G17 | Logic 17 |  |  |  |  | Energy sensor | G17 |  |  |  | MC003 | Bailrigg House |  |  | 0 | 0
MC003-B01 | MC003-B01/G18 | Logic 18 |  |  |  |  | Energy sensor | G18 |  |  |  | MC003 | Bailrigg House |  |  | 0 | 0
MC003-B01 | MC003-B01/G19 | Logic 19 |  |  |  |  | Energy sensor | G19 |  |  |  | MC003 | Bailrigg House |  |  | 0 | 0
MC003-B01 | MC003-B01/G2 | 15 Min Delay |  |  |  |  | Energy sensor | G2 |  |  |  | MC003 | Bailrigg House |  |  | 0 | 0
MC003-B01 | MC003-B01/G20 | Logic 20 |  |  |  |  | Energy sensor | G20 |  |  |  | MC003 | Bailrigg House |  |  | 0 | 0
MC003-B01 | MC003-B01/G21 | Logic 21 |  |  |  |  | Energy sensor | G21 |  |  |  | MC003 | Bailrigg House |  |  | 0 | 0
MC003-B01 | MC003-B01/G3 | Boiler 5 sec delay On |  |  |  |  | Energy sensor | G3 |  |  |  | MC003 | Bailrigg House |  |  | 0 | 0
MC003-B01 | MC003-B01/G4 | Logic 4 |  |  |  |  | Energy sensor | G4 |  |  |  | MC003 | Bailrigg House |  |  | 0 | 0
MC003-B01 | MC003-B01/G5 | Immersion Demand |  |  |  |  | Energy sensor | G5 |  |  |  | MC003 | Bailrigg House |  |  | 0 | 0
MC003-B01 | MC003-B01/G6 | OS Eco Active |  |  |  |  | Energy sensor | G6 |  |  |  | MC003 | Bailrigg House |  |  | 0 | 0
MC003-B01 | MC003-B01/G7 | Immersion heater hours run |  |  | Hours |  | Energy sensor | G7 |  |  |  | MC003 | Bailrigg House |  |  | 0 | 0
MC003-B01 | MC003-B01/G8 | Immersion heater hours run |  |  | Hours |  | Energy sensor | G8 |  |  |  | MC003 | Bailrigg House |  |  | 0 | 0
MC003-B01 | MC003-B01/G9 | Logic 9 |  |  |  |  | Energy sensor | G9 |  |  |  | MC003 | Bailrigg House |  |  | 0 | 0
MC003-B01 | MC003-B01/I1 | Destrat Fault |  |  |  |  | Energy sensor | I1 |  |  |  | MC003 | Bailrigg House |  |  | 0 | 0
MC003-B01 | MC003-B01/I2 | Heating Test SW |  |  |  |  | Energy sensor | I2 |  |  |  | MC003 | Bailrigg House |  |  | 0 | 0
MC003-B01 | MC003-B01/I3 | Hot water service valve |  |  |  |  | Energy sensor | I3 |  |  |  | MC003 | Bailrigg House |  |  | 0 | 0
MC003-B01 | MC003-B01/I4 | Boiler Failed |  |  |  |  | Energy sensor | I4 |  |  |  | MC003 | Bailrigg House |  |  | 0 | 0
MC003-B01 | MC003-B01/I5 | Heating water available |  |  |  |  | Energy sensor | I5 |  |  |  | MC003 | Bailrigg House |  |  | 0 | 0
MC003-B01 | MC003-B01/K1 | OAT Eco SPA |  |  |  |  | Energy sensor | K1 |  |  |  | MC003 | Bailrigg House |  |  | 0 | 0
MC003-B01 | MC003-B01/K2 | Hot water service setpoint |  |  | Degrees Celsius |  | Energy sensor | K2 |  |  |  | MC003 | Bailrigg House |  |  | 0 | 0
MC003-B01 | MC003-B01/K3 | Heating setpoint |  |  |  |  | Energy sensor | K3 |  |  |  | MC003 | Bailrigg House |  |  | 0 | 0
MC003-B01 | MC003-B01/K4 | Knob 4 |  |  |  |  | Energy sensor | K4 |  |  |  | MC003 | Bailrigg House |  |  | 0 | 0
MC003-B01 | MC003-B01/K5 | 1st stage frost protection |  |  |  |  | Energy sensor | K5 |  |  |  | MC003 | Bailrigg House |  |  | 0 | 0
MC003-B01 | MC003-B01/K6 | 2nd stage frost protection |  |  | Degrees Celsius |  | Energy sensor | K6 |  |  |  | MC003 | Bailrigg House |  |  | 0 | 0
MC003-B01 | MC003-B01/K7 | Boiler fail alarm limit |  |  |  |  | Energy sensor | K7 |  |  |  | MC003 | Bailrigg House |  |  | 0 | 0
MC003-B01 | MC003-B01/K8 | Boiler fail alarm timer |  |  |  |  | Energy sensor | K8 |  |  |  | MC003 | Bailrigg House |  |  | 0 | 0
MC003-B01 | MC003-B01/L1 | Heating Valve |  |  |  |  | Energy sensor | L1 |  |  |  | MC003 | Bailrigg House |  |  | 0 | 0
MC003-B01 | MC003-B01/n1 | TREND_04_63_82 |  |  |  |  | Energy sensor | n1 |  |  |  | MC003 | Bailrigg House |  |  | 0 | 0
MC003-B01 | MC003-B01/P1 | Outside Temp |  |  | Degrees Celsius |  | Energy sensor | P1 |  |  |  | MC003 | Bailrigg House |  |  | 0 | 0
MC003-B01 | MC003-B01/P2 | Heating Flow |  |  |  |  | Energy sensor | P2 |  |  |  | MC003 | Bailrigg House |  |  | 0 | 0
MC003-B01 | MC003-B01/P3 | HWS Temp |  |  | Degrees Celsius |  | Energy sensor | P3 |  |  |  | MC003 | Bailrigg House |  |  | 0 | 0
MC003-B01 | MC003-B01/P4 | Outside air temperature |  |  | Degrees Celsius |  | Energy sensor | P4 |  |  |  | MC003 | Bailrigg House |  |  | 0 | 0
MC003-B01 | MC003-B01/P6 | Immersion heater hours run |  |  | Hours |  | Energy sensor | P6 |  |  |  | MC003 | Bailrigg House |  |  | 0 | 0
MC003-B01 | MC003-B01/P7 | Immersion heater hoursr run total |  |  | Hours |  | Energy sensor | P7 |  |  |  | MC003 | Bailrigg House |  |  | 0 | 0
MC003-B01 | MC003-B01/P8 | Valve Position |  |  |  |  | Energy sensor | P8 |  |  |  | MC003 | Bailrigg House |  |  | 0 | 0
MC003-B01 | MC003-B01/Q1 | Sequence Table 1 |  |  |  |  | Energy sensor | Q1 |  |  |  | MC003 | Bailrigg House |  |  | 0 | 0
MC003-B01 | MC003-B01/S1 | Vt Flow |  |  |  |  | Energy sensor | S1 |  |  |  | MC003 | Bailrigg House |  |  | 0 | 0
MC003-B01 | MC003-B01/S10 | Valve Position |  |  |  |  | Energy sensor | S10 |  |  |  | MC003 | Bailrigg House |  |  | 0 | 0
MC003-B01 | MC003-B01/S2 | Boiler Flow |  |  |  |  | Energy sensor | S2 |  |  |  | MC003 | Bailrigg House |  |  | 0 | 0
MC003-B01 | MC003-B01/S3 | HWS Temp |  |  | Degrees Celsius |  | Energy sensor | S3 |  |  |  | MC003 | Bailrigg House |  |  | 0 | 0
MC003-B01 | MC003-B01/S4 | Outside air temperature |  |  | Degrees Celsius |  | Energy sensor | S4 |  |  |  | MC003 | Bailrigg House |  |  | 0 | 0
MC003-B01 | MC003-B01/S7 | Immersion heater hours run |  |  | Hours |  | Energy sensor | S7 |  |  |  | MC003 | Bailrigg House |  |  | 0 | 0
MC003-B01 | MC003-B01/S8 | Immersion heater hoursr run total |  |  | Hours |  | Energy sensor | S8 |  |  |  | MC003 | Bailrigg House |  |  | 0 | 0
MC003-B01 | MC003-B01/V1 | [5 empty] | Energy sensor | V1 |  |  |  | MC003 | Bailrigg House |  |  | 0 | 0
MC003-B01 | MC003-B01/V2 | [5 empty] | Energy sensor | V2 |  |  |  | MC003 | Bailrigg House |  |  | 0 | 0
MC003-B01 | MC003-B01/V3 | [5 empty] | Energy sensor | V3 |  |  |  | MC003 | Bailrigg House |  |  | 0 | 0
MC003-B01 | MC003-B01/W1 | Summer Winter |  |  |  |  | Energy sensor | W1 |  |  |  | MC003 | Bailrigg House |  |  | 0 | 0
MC003-B01 | MC003-B01/W3 | Triad switch |  |  |  |  | Energy sensor | W3 |  |  |  | MC003 | Bailrigg House |  |  | 0 | 0
MC003-B01 | MC003-B01/Y1 | Trend Thermistor TB |  |  |  |  | Energy sensor | Y1 |  |  |  | MC003 | Bailrigg House |  |  | 0 | 0
MC003-B01 | MC003-B01/Z1 | Heating |  |  |  |  | Energy sensor | Z1 |  |  |  | MC003 | Bailrigg House |  |  | 0 | 0
MC003-B01 | MC003-B01/Z2 | HWS Times |  |  |  |  | Energy sensor | Z2 |  |  |  | MC003 | Bailrigg House |  |  | 0 | 0
MC003-B01 | MC003-B01/Z3 | Destrat Pump |  |  |  |  | Energy sensor | Z3 |  |  |  | MC003 | Bailrigg House |  |  | 0 | 0
MC029-B01 | MC029-B01/C1 | Virtual CNC 1 |  |  |  |  | Energy sensor | C1 |  |  |  | MC029 | CETAD |  |  | 0 | 0
MC029-B01 | MC029-B01/D1 | Boiler No1 |  |  |  |  | Energy sensor | D1 |  |  |  | MC029 | CETAD |  |  | 0 | 0
MC029-B01 | MC029-B01/D2 | Boiler No2 |  |  |  |  | Energy sensor | D2 |  |  |  | MC029 | CETAD |  |  | 0 | 0
MC029-B01 | MC029-B01/D3 | Variable temperature circuit valve |  |  | 0 = Closed , 1 = Open |  | Energy sensor | D3 |  |  |  | MC029 | CETAD |  |  | 0 | 0
MC029-B01 | MC029-B01/D4 | Variable temperature pump |  |  |  |  | Energy sensor | D4 |  |  |  | MC029 | CETAD |  |  | 0 | 0
MC029-B01 | MC029-B01/F1 | 1st stage frost enabled |  |  | 0 = Off, 1 = On |  | Energy sensor | F1 |  |  |  | MC029 | CETAD |  |  | 0 | 0
MC029-B01 | MC029-B01/F10 | Function 10 |  |  |  |  | Energy sensor | F10 |  |  |  | MC029 | CETAD |  |  | 0 | 0
MC029-B01 | MC029-B01/F11 | Function 11 |  |  |  |  | Energy sensor | F11 |  |  |  | MC029 | CETAD |  |  | 0 | 0
MC029-B01 | MC029-B01/F12 | Function 12 |  |  |  |  | Energy sensor | F12 |  |  |  | MC029 | CETAD |  |  | 0 | 0
MC029-B01 | MC029-B01/F13 | limit at |  |  |  |  | Energy sensor | F13 |  |  |  | MC029 | CETAD |  |  | 0 | 0
MC029-B01 | MC029-B01/F14 | Function 14 |  |  |  |  | Energy sensor | F14 |  |  |  | MC029 | CETAD |  |  | 0 | 0
MC029-B01 | MC029-B01/F15 | Function 15 |  |  |  |  | Energy sensor | F15 |  |  |  | MC029 | CETAD |  |  | 0 | 0
MC029-B01 | MC029-B01/F17 | Function 17 |  |  |  |  | Energy sensor | F17 |  |  |  | MC029 | CETAD |  |  | 0 | 0
MC029-B01 | MC029-B01/F18 | Function 18 |  |  |  |  | Energy sensor | F18 |  |  |  | MC029 | CETAD |  |  | 0 | 0
MC029-B01 | MC029-B01/F19 | Room high limit |  |  |  |  | Energy sensor | F19 |  |  |  | MC029 | CETAD |  |  | 0 | 0
MC029-B01 | MC029-B01/F2 | 2nd stage frost protection enabled |  |  |  |  | Energy sensor | F2 |  |  |  | MC029 | CETAD |  |  | 0 | 0
MC029-B01 | MC029-B01/F20 | Function 20 |  |  |  |  | Energy sensor | F20 |  |  |  | MC029 | CETAD |  |  | 0 | 0
MC029-B01 | MC029-B01/F21 | Function 21 |  |  |  |  | Energy sensor | F21 |  |  |  | MC029 | CETAD |  |  | 0 | 0
MC029-B01 | MC029-B01/F22 | Calculated variable temperature circuit setpoint |  |  | Degrees Celsius |  | Energy sensor | F22 |  |  |  | MC029 | CETAD |  |  | 0 | 0
MC029-B01 | MC029-B01/F23 | Function 23 |  |  |  |  | Energy sensor | F23 |  |  |  | MC029 | CETAD |  |  | 0 | 0
MC029-B01 | MC029-B01/F24 | Function 24 |  |  |  |  | Energy sensor | F24 |  |  |  | MC029 | CETAD |  |  | 0 | 0
MC029-B01 | MC029-B01/F25 | Function 25 |  |  |  |  | Energy sensor | F25 |  |  |  | MC029 | CETAD |  |  | 0 | 0
MC029-B01 | MC029-B01/F26 | Function 26 |  |  |  |  | Energy sensor | F26 |  |  |  | MC029 | CETAD |  |  | 0 | 0
MC029-B01 | MC029-B01/F27 | Function 27 |  |  |  |  | Energy sensor | F27 |  |  |  | MC029 | CETAD |  |  | 0 | 0
MC029-B01 | MC029-B01/F28 | Lead boiler enable |  |  | 0 = Off, 1 = On |  | Energy sensor | F28 |  |  |  | MC029 | CETAD |  |  | 0 | 0
MC029-B01 | MC029-B01/F29 | Lag Boiler Enable |  |  |  |  | Energy sensor | F29 |  |  |  | MC029 | CETAD |  |  | 0 | 0
MC029-B01 | MC029-B01/F3 | 3rd stage frost enabled |  |  |  |  | Energy sensor | F3 |  |  |  | MC029 | CETAD |  |  | 0 | 0
MC029-B01 | MC029-B01/F4 | Economy off enabled |  |  | 0 = Off, 1 = On |  | Energy sensor | F4 |  |  |  | MC029 | CETAD |  |  | 0 | 0
MC029-B01 | MC029-B01/G10 | Boiler heating hot water service enable |  |  | 0 = Off, 1 = On |  | Energy sensor | G10 |  |  |  | MC029 | CETAD |  |  | 0 | 0
MC029-B01 | MC029-B01/G11 | Logic 11 |  |  |  |  | Energy sensor | G11 |  |  |  | MC029 | CETAD |  |  | 0 | 0
MC029-B01 | MC029-B01/G12 | Logic 12 |  |  |  |  | Energy sensor | G12 |  |  |  | MC029 | CETAD |  |  | 0 | 0
MC029-B01 | MC029-B01/G13 | Logic 13 |  |  |  |  | Energy sensor | G13 |  |  |  | MC029 | CETAD |  |  | 0 | 0
MC029-B01 | MC029-B01/G14 | Logic 14 |  |  |  |  | Energy sensor | G14 |  |  |  | MC029 | CETAD |  |  | 0 | 0
MC029-B01 | MC029-B01/G15 | Logic 15 |  |  |  |  | Energy sensor | G15 |  |  |  | MC029 | CETAD |  |  | 0 | 0
MC029-B01 | MC029-B01/G20 | 2nd stage frost protection enabled |  |  |  |  | Energy sensor | G20 |  |  |  | MC029 | CETAD |  |  | 0 | 0
MC029-B01 | MC029-B01/G21 | Logic 21 |  |  |  |  | Energy sensor | G21 |  |  |  | MC029 | CETAD |  |  | 0 | 0
MC029-B01 | MC029-B01/G23 | Heating enable |  |  | 0 = Off, 1 = On |  | Energy sensor | G23 |  |  |  | MC029 | CETAD |  |  | 0 | 0
MC029-B01 | MC029-B01/G24 | Logic 24 |  |  |  |  | Energy sensor | G24 |  |  |  | MC029 | CETAD |  |  | 0 | 0
MC029-B01 | MC029-B01/G25 | Logic 25 |  |  |  |  | Energy sensor | G25 |  |  |  | MC029 | CETAD |  |  | 0 | 0
MC029-B01 | MC029-B01/G9 | Boost |  |  | 0 = Off, 1 = On |  | Energy sensor | G9 |  |  |  | MC029 | CETAD |  |  | 0 | 0
MC029-B01 | MC029-B01/K1 | 1st stage frost setpoint |  |  |  |  | Energy sensor | K1 |  |  |  | MC029 | CETAD |  |  | 0 | 0
MC029-B01 | MC029-B01/K10 | Boiler Valve Diff |  |  |  |  | Energy sensor | K10 |  |  |  | MC029 | CETAD |  |  | 0 | 0
MC029-B01 | MC029-B01/K14 | Space Hil Limit Diff |  |  |  |  | Energy sensor | K14 |  |  |  | MC029 | CETAD |  |  | 0 | 0
MC029-B01 | MC029-B01/K2 | 2nd stage frost setpoint |  |  | Degrees Celsius |  | Energy sensor | K2 |  |  |  | MC029 | CETAD |  |  | 0 | 0
MC029-B01 | MC029-B01/K3 | 3rd stage frost setpoint |  |  | 0 = Off, 1 = On |  | Energy sensor | K3 |  |  |  | MC029 | CETAD |  |  | 0 | 0
MC029-B01 | MC029-B01/K4 | Outside air temperature economy off setpoint |  |  |  |  | Energy sensor | K4 |  |  |  | MC029 | CETAD |  |  | 0 | 0
MC029-B01 | MC029-B01/K5 | Occupied setpoint |  |  |  |  | Energy sensor | K5 |  |  |  | MC029 | CETAD |  |  | 0 | 0
MC029-B01 | MC029-B01/K6 | VT Flow@0 degC |  |  |  |  | Energy sensor | K6 |  |  |  | MC029 | CETAD |  |  | 0 | 0
MC029-B01 | MC029-B01/K7 | VT Flow@ 20oC OAT |  |  |  |  | Energy sensor | K7 |  |  |  | MC029 | CETAD |  |  | 0 | 0
MC029-B01 | MC029-B01/K8 | Room influence |  |  |  |  | Energy sensor | K8 |  |  |  | MC029 | CETAD |  |  | 0 | 0
MC029-B01 | MC029-B01/K9 | Boiler hot water service diff |  |  |  |  | Energy sensor | K9 |  |  |  | MC029 | CETAD |  |  | 0 | 0
MC029-B01 | MC029-B01/L3 | compensator |  |  |  |  | Energy sensor | L3 |  |  |  | MC029 | CETAD |  |  | 0 | 0
MC029-B01 | MC029-B01/L4 | [5 empty] | Energy sensor | L4 |  |  |  | MC029 | CETAD |  |  | 0 | 0
MC029-B01 | MC029-B01/n1 | TREND_0C_27_D9 |  |  |  |  | Energy sensor | n1 |  |  |  | MC029 | CETAD |  |  | 0 | 0
MC029-B01 | MC029-B01/O1 | Heating times |  |  |  |  | Energy sensor | O1 |  |  |  | MC029 | CETAD |  |  | 0 | 0
MC029-B01 | MC029-B01/P1 | Outside air temperature |  |  | Degrees Celsius |  | Energy sensor | P1 |  |  |  | MC029 | CETAD |  |  | 0 | 0
MC029-B01 | MC029-B01/P2 | Room temperature |  |  | Degrees Celsius |  | Energy sensor | P2 |  |  |  | MC029 | CETAD |  |  | 0 | 0
MC029-B01 | MC029-B01/P3 | Variable temperature circuit flow temperature |  |  | Degrees Celsius |  | Energy sensor | P3 |  |  |  | MC029 | CETAD |  |  | 0 | 0
MC029-B01 | MC029-B01/P4 | First Floor Large rm |  |  |  |  | Energy sensor | P4 |  |  |  | MC029 | CETAD |  |  | 0 | 0
MC029-B01 | MC029-B01/P5 | Grd Floor Small Rm |  |  |  |  | Energy sensor | P5 |  |  |  | MC029 | CETAD |  |  | 0 | 0
MC029-B01 | MC029-B01/P6 | Grd Floor Largel Rm |  |  |  |  | Energy sensor | P6 |  |  |  | MC029 | CETAD |  |  | 0 | 0
MC029-B01 | MC029-B01/Q1 | Sequence Table 1 |  |  |  |  | Energy sensor | Q1 |  |  |  | MC029 | CETAD |  |  | 0 | 0
MC029-B01 | MC029-B01/S1 | Outside air temperature |  |  | Degrees Celsius |  | Energy sensor | S1 |  |  |  | MC029 | CETAD |  |  | 0 | 0
MC029-B01 | MC029-B01/S10 | Calculated temperature variable temperature circuit flow |  |  |  |  | Energy sensor | S10 |  |  |  | MC029 | CETAD |  |  | 0 | 0
MC029-B01 | MC029-B01/S2 | Room temperature |  |  | Degrees Celsius |  | Energy sensor | S2 |  |  |  | MC029 | CETAD |  |  | 0 | 0
MC029-B01 | MC029-B01/S3 | Variable temperature circuit flow temperature |  |  | Degrees Celsius |  | Energy sensor | S3 |  |  |  | MC029 | CETAD |  |  | 0 | 0
MC029-B01 | MC029-B01/S4 | First Floor Large rm |  |  |  |  | Energy sensor | S4 |  |  |  | MC029 | CETAD |  |  | 0 | 0
MC029-B01 | MC029-B01/S5 | Grd Floor Small Rm |  |  |  |  | Energy sensor | S5 |  |  |  | MC029 | CETAD |  |  | 0 | 0
MC029-B01 | MC029-B01/S6 | Grd Floor Largel Rm |  |  |  |  | Energy sensor | S6 |  |  |  | MC029 | CETAD |  |  | 0 | 0
MC029-B01 | MC029-B01/V1 | [5 empty] | Energy sensor | V1 |  |  |  | MC029 | CETAD |  |  | 0 | 0
MC029-B01 | MC029-B01/W1 | Lead Boiler |  |  |  |  | Energy sensor | W1 |  |  |  | MC029 | CETAD |  |  | 0 | 0
MC029-B01 | MC029-B01/W2 | Summer Winter W=off |  |  |  |  | Energy sensor | W2 |  |  |  | MC029 | CETAD |  |  | 0 | 0
MC029-B01 | MC029-B01/W3 | Hol Auto A=On |  |  |  |  | Energy sensor | W3 |  |  |  | MC029 | CETAD |  |  | 0 | 0
MC029-B01 | MC029-B01/W4 | Enable If 2 Blrs Installed |  |  |  |  | Energy sensor | W4 |  |  |  | MC029 | CETAD |  |  | 0 | 0
MC029-B01 | MC029-B01/Y1 | Satchwell T Range |  |  |  |  | Energy sensor | Y1 |  |  |  | MC029 | CETAD |  |  | 0 | 0
MC029-B01 | MC029-B01/Y2 | Thermistor TBTC |  |  |  |  | Energy sensor | Y2 |  |  |  | MC029 | CETAD |  |  | 0 | 0
MC029-B01 | MC029-B01/Z1 | Heating times |  |  |  |  | Energy sensor | Z1 |  |  |  | MC029 | CETAD |  |  | 0 | 0
MC014-B08 | MC014-B08/C1 | Virtual CNC 1 |  |  |  |  | Energy sensor | C1 |  |  |  | MC014 | Bowland Hall |  |  | 0 | 0
MC014-B08 | MC014-B08/D1 | Boiler No1 |  |  |  |  | Energy sensor | D1 |  |  |  | MC014 | Bowland Hall |  |  | 0 | 0
MC014-B08 | MC014-B08/D2 | Boiler No2 |  |  |  |  | Energy sensor | D2 |  |  |  | MC014 | Bowland Hall |  |  | 0 | 0
MC014-B08 | MC014-B08/D3 | Variable temperature circuit valve |  |  | 0 = Closed , 1 = Open |  | Energy sensor | D3 |  |  |  | MC014 | Bowland Hall |  |  | 0 | 0
MC014-B08 | MC014-B08/D4 | Variable temperature pump |  |  |  |  | Energy sensor | D4 |  |  |  | MC014 | Bowland Hall |  |  | 0 | 0
MC014-B08 | MC014-B08/D5 | Domestic hot water primary pump |  |  |  |  | Energy sensor | D5 |  |  |  | MC014 | Bowland Hall |  |  | 0 | 0
MC014-B08 | MC014-B08/D6 | Domestic hot water secondary pump |  |  |  |  | Energy sensor | D6 |  |  |  | MC014 | Bowland Hall |  |  | 0 | 0
MC014-B08 | MC014-B08/e1 | Supervisor |  |  |  |  | Energy sensor | e1 |  |  |  | MC014 | Bowland Hall |  |  | 0 | 0
MC014-B08 | MC014-B08/F1 | 1st stage frost enabled |  |  | 0 = Off, 1 = On |  | Energy sensor | F1 |  |  |  | MC014 | Bowland Hall |  |  | 0 | 0
MC014-B08 | MC014-B08/F10 | Function 10 |  |  |  |  | Energy sensor | F10 |  |  |  | MC014 | Bowland Hall |  |  | 0 | 0
MC014-B08 | MC014-B08/F11 | Function 11 |  |  |  |  | Energy sensor | F11 |  |  |  | MC014 | Bowland Hall |  |  | 0 | 0
MC014-B08 | MC014-B08/F12 | Function 12 |  |  |  |  | Energy sensor | F12 |  |  |  | MC014 | Bowland Hall |  |  | 0 | 0
MC014-B08 | MC014-B08/F13 | limit at |  |  |  |  | Energy sensor | F13 |  |  |  | MC014 | Bowland Hall |  |  | 0 | 0
MC014-B08 | MC014-B08/F14 | Function 14 |  |  |  |  | Energy sensor | F14 |  |  |  | MC014 | Bowland Hall |  |  | 0 | 0
MC014-B08 | MC014-B08/F15 | Function 15 |  |  |  |  | Energy sensor | F15 |  |  |  | MC014 | Bowland Hall |  |  | 0 | 0
MC014-B08 | MC014-B08/F16 | Function 16 |  |  |  |  | Energy sensor | F16 |  |  |  | MC014 | Bowland Hall |  |  | 0 | 0
MC014-B08 | MC014-B08/F17 | Function 17 |  |  |  |  | Energy sensor | F17 |  |  |  | MC014 | Bowland Hall |  |  | 0 | 0
MC014-B08 | MC014-B08/F18 | Function 18 |  |  |  |  | Energy sensor | F18 |  |  |  | MC014 | Bowland Hall |  |  | 0 | 0
MC014-B08 | MC014-B08/F19 | Room high limit |  |  |  |  | Energy sensor | F19 |  |  |  | MC014 | Bowland Hall |  |  | 0 | 0
MC014-B08 | MC014-B08/F2 | 2nd stage frost protection enabled |  |  |  |  | Energy sensor | F2 |  |  |  | MC014 | Bowland Hall |  |  | 0 | 0
MC014-B08 | MC014-B08/F20 | Function 20 |  |  |  |  | Energy sensor | F20 |  |  |  | MC014 | Bowland Hall |  |  | 0 | 0
MC014-B08 | MC014-B08/F21 | Function 21 |  |  |  |  | Energy sensor | F21 |  |  |  | MC014 | Bowland Hall |  |  | 0 | 0
MC014-B08 | MC014-B08/F22 | Calculated variable temperature circuit setpoint |  |  | Degrees Celsius |  | Energy sensor | F22 |  |  |  | MC014 | Bowland Hall |  |  | 0 | 0
MC014-B08 | MC014-B08/F23 | Function 23 |  |  |  |  | Energy sensor | F23 |  |  |  | MC014 | Bowland Hall |  |  | 0 | 0
MC014-B08 | MC014-B08/F24 | Function 24 |  |  |  |  | Energy sensor | F24 |  |  |  | MC014 | Bowland Hall |  |  | 0 | 0
MC014-B08 | MC014-B08/F25 | Function 25 |  |  |  |  | Energy sensor | F25 |  |  |  | MC014 | Bowland Hall |  |  | 0 | 0
MC014-B08 | MC014-B08/F26 | Function 26 |  |  |  |  | Energy sensor | F26 |  |  |  | MC014 | Bowland Hall |  |  | 0 | 0
MC014-B08 | MC014-B08/F27 | Function 27 |  |  |  |  | Energy sensor | F27 |  |  |  | MC014 | Bowland Hall |  |  | 0 | 0
MC014-B08 | MC014-B08/F28 | Lead boiler enable |  |  | 0 = Off, 1 = On |  | Energy sensor | F28 |  |  |  | MC014 | Bowland Hall |  |  | 0 | 0
MC014-B08 | MC014-B08/F3 | 3rd stage frost enabled |  |  |  |  | Energy sensor | F3 |  |  |  | MC014 | Bowland Hall |  |  | 0 | 0
MC014-B08 | MC014-B08/F30 | Function 30 |  |  |  |  | Energy sensor | F30 |  |  |  | MC014 | Bowland Hall |  |  | 0 | 0
MC014-B08 | MC014-B08/F4 | Economy off enabled |  |  | 0 = Off, 1 = On |  | Energy sensor | F4 |  |  |  | MC014 | Bowland Hall |  |  | 0 | 0
MC014-B08 | MC014-B08/F5 | Function 5 |  |  |  |  | Energy sensor | F5 |  |  |  | MC014 | Bowland Hall |  |  | 0 | 0
MC014-B08 | MC014-B08/F6 | 1 hour |  |  |  |  | Energy sensor | F6 |  |  |  | MC014 | Bowland Hall |  |  | 0 | 0
MC014-B08 | MC014-B08/F7 | Function 7 |  |  |  |  | Energy sensor | F7 |  |  |  | MC014 | Bowland Hall |  |  | 0 | 0
MC014-B08 | MC014-B08/F8 | Function 8 |  |  |  |  | Energy sensor | F8 |  |  |  | MC014 | Bowland Hall |  |  | 0 | 0
MC014-B08 | MC014-B08/F9 | Function 9 |  |  |  |  | Energy sensor | F9 |  |  |  | MC014 | Bowland Hall |  |  | 0 | 0
MC014-B08 | MC014-B08/G1 | Logic 1 |  |  |  |  | Energy sensor | G1 |  |  |  | MC014 | Bowland Hall |  |  | 0 | 0
MC014-B08 | MC014-B08/G10 | Boiler heating hot water service enable |  |  | 0 = Off, 1 = On |  | Energy sensor | G10 |  |  |  | MC014 | Bowland Hall |  |  | 0 | 0
MC014-B08 | MC014-B08/G12 | Logic 12 |  |  |  |  | Energy sensor | G12 |  |  |  | MC014 | Bowland Hall |  |  | 0 | 0
MC014-B08 | MC014-B08/G13 | Logic 13 |  |  |  |  | Energy sensor | G13 |  |  |  | MC014 | Bowland Hall |  |  | 0 | 0
MC014-B08 | MC014-B08/G14 | Logic 14 |  |  |  |  | Energy sensor | G14 |  |  |  | MC014 | Bowland Hall |  |  | 0 | 0
MC014-B08 | MC014-B08/G15 | Logic 15 |  |  |  |  | Energy sensor | G15 |  |  |  | MC014 | Bowland Hall |  |  | 0 | 0
MC014-B08 | MC014-B08/G16 | Domestic hot water demand |  |  |  |  | Energy sensor | G16 |  |  |  | MC014 | Bowland Hall |  |  | 0 | 0
MC014-B08 | MC014-B08/G17 | Logic 17 |  |  |  |  | Energy sensor | G17 |  |  |  | MC014 | Bowland Hall |  |  | 0 | 0
MC014-B08 | MC014-B08/G18 | Heat dissipation |  |  |  |  | Energy sensor | G18 |  |  |  | MC014 | Bowland Hall |  |  | 0 | 0
MC014-B08 | MC014-B08/G19 | Logic 19 |  |  |  |  | Energy sensor | G19 |  |  |  | MC014 | Bowland Hall |  |  | 0 | 0
MC014-B08 | MC014-B08/G2 | Logic 2 |  |  |  |  | Energy sensor | G2 |  |  |  | MC014 | Bowland Hall |  |  | 0 | 0
MC014-B08 | MC014-B08/G20 | 2nd stage frost protection enabled |  |  |  |  | Energy sensor | G20 |  |  |  | MC014 | Bowland Hall |  |  | 0 | 0
MC014-B08 | MC014-B08/G21 | Logic 21 |  |  |  |  | Energy sensor | G21 |  |  |  | MC014 | Bowland Hall |  |  | 0 | 0
MC014-B08 | MC014-B08/G22 | Hot water service enable |  |  | 0 = Off, 1 = On |  | Energy sensor | G22 |  |  |  | MC014 | Bowland Hall |  |  | 0 | 0
MC014-B08 | MC014-B08/G23 | Heating enable |  |  | 0 = Off, 1 = On |  | Energy sensor | G23 |  |  |  | MC014 | Bowland Hall |  |  | 0 | 0
MC014-B08 | MC014-B08/G24 | Logic 24 |  |  |  |  | Energy sensor | G24 |  |  |  | MC014 | Bowland Hall |  |  | 0 | 0
MC014-B08 | MC014-B08/G26 | Logic 26 |  |  |  |  | Energy sensor | G26 |  |  |  | MC014 | Bowland Hall |  |  | 0 | 0
MC014-B08 | MC014-B08/G27 | Logic 27 |  |  |  |  | Energy sensor | G27 |  |  |  | MC014 | Bowland Hall |  |  | 0 | 0
MC014-B08 | MC014-B08/G28 | Logic 28 |  |  |  |  | Energy sensor | G28 |  |  |  | MC014 | Bowland Hall |  |  | 0 | 0
MC014-B08 | MC014-B08/G3 | Logic 3 |  |  |  |  | Energy sensor | G3 |  |  |  | MC014 | Bowland Hall |  |  | 0 | 0
MC014-B08 | MC014-B08/G4 | Logic 4 |  |  |  |  | Energy sensor | G4 |  |  |  | MC014 | Bowland Hall |  |  | 0 | 0
MC014-B08 | MC014-B08/G5 | Logic 5 |  |  |  |  | Energy sensor | G5 |  |  |  | MC014 | Bowland Hall |  |  | 0 | 0
MC014-B08 | MC014-B08/G6 | Logic 6 |  |  |  |  | Energy sensor | G6 |  |  |  | MC014 | Bowland Hall |  |  | 0 | 0
MC014-B08 | MC014-B08/G7 | boiler start delay for HWS val |  |  |  |  | Energy sensor | G7 |  |  |  | MC014 | Bowland Hall |  |  | 0 | 0
MC014-B08 | MC014-B08/G8 | Logic 8 |  |  |  |  | Energy sensor | G8 |  |  |  | MC014 | Bowland Hall |  |  | 0 | 0
MC014-B08 | MC014-B08/G9 | Boost |  |  | 0 = Off, 1 = On |  | Energy sensor | G9 |  |  |  | MC014 | Bowland Hall |  |  | 0 | 0
MC014-B08 | MC014-B08/I1 | Bowland Hall 8 Boiler Failed |  |  |  |  | Energy sensor | I1 |  |  |  | MC014 | Bowland Hall |  |  | 0 | 0
MC014-B08 | MC014-B08/I2 | Boiler on |  |  | 0 = Off, 1 = On |  | Energy sensor | I2 |  |  |  | MC014 | Bowland Hall |  |  | 0 | 0
MC014-B08 | MC014-B08/I3 | Hand or automatic |  |  |  |  | Energy sensor | I3 |  |  |  | MC014 | Bowland Hall |  |  | 0 | 0
MC014-B08 | MC014-B08/K1 | 1st stage frost setpoint |  |  |  |  | Energy sensor | K1 |  |  |  | MC014 | Bowland Hall |  |  | 0 | 0
MC014-B08 | MC014-B08/K10 | Boiler Valve Diff |  |  |  |  | Energy sensor | K10 |  |  |  | MC014 | Bowland Hall |  |  | 0 | 0
MC014-B08 | MC014-B08/K11 | Boiler fail alarm limit |  |  |  |  | Energy sensor | K11 |  |  |  | MC014 | Bowland Hall |  |  | 0 | 0
MC014-B08 | MC014-B08/K12 | Boiler fail alarm timer |  |  |  |  | Energy sensor | K12 |  |  |  | MC014 | Bowland Hall |  |  | 0 | 0
MC014-B08 | MC014-B08/K13 | Domestic hot water servvice setpoint |  |  |  |  | Energy sensor | K13 |  |  |  | MC014 | Bowland Hall |  |  | 0 | 0
MC014-B08 | MC014-B08/K14 | Space Hil Limit Diff |  |  |  |  | Energy sensor | K14 |  |  |  | MC014 | Bowland Hall |  |  | 0 | 0
MC014-B08 | MC014-B08/K16 | Hot water service dead band |  |  |  |  | Energy sensor | K16 |  |  |  | MC014 | Bowland Hall |  |  | 0 | 0
MC014-B08 | MC014-B08/K17 | Boiler temperature setpoint |  |  | Degrees Celsius |  | Energy sensor | K17 |  |  |  | MC014 | Bowland Hall |  |  | 0 | 0
MC014-B08 | MC014-B08/K2 | 2nd stage frost setpoint |  |  | Degrees Celsius |  | Energy sensor | K2 |  |  |  | MC014 | Bowland Hall |  |  | 0 | 0
MC014-B08 | MC014-B08/K3 | 3rd stage frost setpoint |  |  | 0 = Off, 1 = On |  | Energy sensor | K3 |  |  |  | MC014 | Bowland Hall |  |  | 0 | 0
MC014-B08 | MC014-B08/K4 | Outside air temperature economy off setpoint |  |  |  |  | Energy sensor | K4 |  |  |  | MC014 | Bowland Hall |  |  | 0 | 0
MC014-B08 | MC014-B08/K5 | Occupied setpoint |  |  |  |  | Energy sensor | K5 |  |  |  | MC014 | Bowland Hall |  |  | 0 | 0
MC014-B08 | MC014-B08/K6 | VT Flow@0 degC |  |  |  |  | Energy sensor | K6 |  |  |  | MC014 | Bowland Hall |  |  | 0 | 0
MC014-B08 | MC014-B08/K7 | VT Flow@ 20oC OAT |  |  |  |  | Energy sensor | K7 |  |  |  | MC014 | Bowland Hall |  |  | 0 | 0
MC014-B08 | MC014-B08/K8 | Room influence |  |  |  |  | Energy sensor | K8 |  |  |  | MC014 | Bowland Hall |  |  | 0 | 0
MC014-B08 | MC014-B08/K9 | Boiler hot water service diff |  |  |  |  | Energy sensor | K9 |  |  |  | MC014 | Bowland Hall |  |  | 0 | 0
MC014-B08 | MC014-B08/L1 | Loop 1 |  |  |  |  | Energy sensor | L1 |  |  |  | MC014 | Bowland Hall |  |  | 0 | 0
MC014-B08 | MC014-B08/L3 | compensator |  |  |  |  | Energy sensor | L3 |  |  |  | MC014 | Bowland Hall |  |  | 0 | 0
MC014-B08 | MC014-B08/L4 | [5 empty] | Energy sensor | L4 |  |  |  | MC014 | Bowland Hall |  |  | 0 | 0
MC014-B08 | MC014-B08/n1 | TREND_0C_27_DA |  |  |  |  | Energy sensor | n1 |  |  |  | MC014 | Bowland Hall |  |  | 0 | 0
MC014-B08 | MC014-B08/o1 | Alarm Route 1 |  |  |  |  | Energy sensor | o1 |  |  |  | MC014 | Bowland Hall |  |  | 0 | 0
MC014-B08 | MC014-B08/O1 | Heating times |  |  |  |  | Energy sensor | O1 |  |  |  | MC014 | Bowland Hall |  |  | 0 | 0
MC014-B08 | MC014-B08/o2 | Alarm Route 2 |  |  |  |  | Energy sensor | o2 |  |  |  | MC014 | Bowland Hall |  |  | 0 | 0
MC014-B08 | MC014-B08/o3 | Alarm Route 3 |  |  |  |  | Energy sensor | o3 |  |  |  | MC014 | Bowland Hall |  |  | 0 | 0
MC014-B08 | MC014-B08/P1 | Outside air temperature |  |  | Degrees Celsius |  | Energy sensor | P1 |  |  |  | MC014 | Bowland Hall |  |  | 0 | 0
MC014-B08 | MC014-B08/P2 | Room temperature |  |  | Degrees Celsius |  | Energy sensor | P2 |  |  |  | MC014 | Bowland Hall |  |  | 0 | 0
MC014-B08 | MC014-B08/P3 | Variable temperature circuit flow temperature |  |  | Degrees Celsius |  | Energy sensor | P3 |  |  |  | MC014 | Bowland Hall |  |  | 0 | 0
MC014-B08 | MC014-B08/P4 | Domestic hot water service temperature |  |  | Degrees Celsius |  | Energy sensor | P4 |  |  |  | MC014 | Bowland Hall |  |  | 0 | 0
MC014-B08 | MC014-B08/P6 | Boiler temperature |  |  | Degrees Celsius |  | Energy sensor | P6 |  |  |  | MC014 | Bowland Hall |  |  | 0 | 0
MC014-B08 | MC014-B08/P7 | Boiler on |  |  | 0 = Off, 1 = On |  | Energy sensor | P7 |  |  |  | MC014 | Bowland Hall |  |  | 0 | 0
MC014-B08 | MC014-B08/Q1 | Sequence Table 1 |  |  |  |  | Energy sensor | Q1 |  |  |  | MC014 | Bowland Hall |  |  | 0 | 0
MC014-B08 | MC014-B08/S1 | Outside air temperature |  |  | Degrees Celsius |  | Energy sensor | S1 |  |  |  | MC014 | Bowland Hall |  |  | 0 | 0
MC014-B08 | MC014-B08/S10 | Calculated temperature variable temperature circuit flow |  |  |  |  | Energy sensor | S10 |  |  |  | MC014 | Bowland Hall |  |  | 0 | 0
MC014-B08 | MC014-B08/S2 | Room temperature |  |  | Degrees Celsius |  | Energy sensor | S2 |  |  |  | MC014 | Bowland Hall |  |  | 0 | 0
MC014-B08 | MC014-B08/S3 | Variable temperature circuit flow temperature |  |  | Degrees Celsius |  | Energy sensor | S3 |  |  |  | MC014 | Bowland Hall |  |  | 0 | 0
MC014-B08 | MC014-B08/S4 | Domestic hot water service temperature |  |  | Degrees Celsius |  | Energy sensor | S4 |  |  |  | MC014 | Bowland Hall |  |  | 0 | 0
MC014-B08 | MC014-B08/S5 | Boiler temperature |  |  | Degrees Celsius |  | Energy sensor | S5 |  |  |  | MC014 | Bowland Hall |  |  | 0 | 0
MC014-B08 | MC014-B08/S6 | Boiler on |  |  | 0 = Off, 1 = On |  | Energy sensor | S6 |  |  |  | MC014 | Bowland Hall |  |  | 0 | 0
MC014-B08 | MC014-B08/V1 | [5 empty] | Energy sensor | V1 |  |  |  | MC014 | Bowland Hall |  |  | 0 | 0
MC014-B08 | MC014-B08/W2 | Summer winter switch |  |  | S = Summer, W = Winter |  | Energy sensor | W2 |  |  |  | MC014 | Bowland Hall |  |  | 0 | 0
MC014-B08 | MC014-B08/W3 | Hol Auto A=On |  |  |  |  | Energy sensor | W3 |  |  |  | MC014 | Bowland Hall |  |  | 0 | 0
MC014-B08 | MC014-B08/Y1 | Satchwell T Range |  |  |  |  | Energy sensor | Y1 |  |  |  | MC014 | Bowland Hall |  |  | 0 | 0
MC014-B08 | MC014-B08/Y2 | Thermistor TBTC |  |  |  |  | Energy sensor | Y2 |  |  |  | MC014 | Bowland Hall |  |  | 0 | 0
MC014-B08 | MC014-B08/Z1 | Heating times |  |  |  |  | Energy sensor | Z1 |  |  |  | MC014 | Bowland Hall |  |  | 0 | 0
MC014-B08 | MC014-B08/Z2 | Domestic hot water service times |  |  |  |  | Energy sensor | Z2 |  |  |  | MC014 | Bowland Hall |  |  | 0 | 0
MC014-B05 | MC014-B05/C1 | Virtual CNC 1 |  |  |  |  | Energy sensor | C1 |  |  |  | MC014 | Bowland Hall |  |  | 0 | 0
MC014-B05 | MC014-B05/D1 | Hot water service valve |  |  |  |  | Energy sensor | D1 |  |  |  | MC014 | Bowland Hall |  |  | 0 | 0
MC014-B05 | MC014-B05/D2 | Boiler No2 |  |  |  |  | Energy sensor | D2 |  |  |  | MC014 | Bowland Hall |  |  | 0 | 0
MC014-B05 | MC014-B05/D3 | Variable temperature circuit valve |  |  | 0 = Closed , 1 = Open |  | Energy sensor | D3 |  |  |  | MC014 | Bowland Hall |  |  | 0 | 0
MC014-B05 | MC014-B05/D4 | Variable temperature pump |  |  |  |  | Energy sensor | D4 |  |  |  | MC014 | Bowland Hall |  |  | 0 | 0
MC014-B05 | MC014-B05/D5 | Domestic hot water primary pump |  |  |  |  | Energy sensor | D5 |  |  |  | MC014 | Bowland Hall |  |  | 0 | 0
MC014-B05 | MC014-B05/D6 | Domestic hot water secondary pump |  |  |  |  | Energy sensor | D6 |  |  |  | MC014 | Bowland Hall |  |  | 0 | 0
MC014-B05 | MC014-B05/e1 | Supervisor |  |  |  |  | Energy sensor | e1 |  |  |  | MC014 | Bowland Hall |  |  | 0 | 0
MC014-B05 | MC014-B05/F1 | 1st stage frost enabled |  |  | 0 = Off, 1 = On |  | Energy sensor | F1 |  |  |  | MC014 | Bowland Hall |  |  | 0 | 0
MC014-B05 | MC014-B05/F10 | Function 10 |  |  |  |  | Energy sensor | F10 |  |  |  | MC014 | Bowland Hall |  |  | 0 | 0
MC014-B05 | MC014-B05/F11 | Function 11 |  |  |  |  | Energy sensor | F11 |  |  |  | MC014 | Bowland Hall |  |  | 0 | 0
MC014-B05 | MC014-B05/F12 | Function 12 |  |  |  |  | Energy sensor | F12 |  |  |  | MC014 | Bowland Hall |  |  | 0 | 0
MC014-B05 | MC014-B05/F13 | limit at |  |  |  |  | Energy sensor | F13 |  |  |  | MC014 | Bowland Hall |  |  | 0 | 0
MC014-B05 | MC014-B05/F14 | Function 14 |  |  |  |  | Energy sensor | F14 |  |  |  | MC014 | Bowland Hall |  |  | 0 | 0
MC014-B05 | MC014-B05/F15 | Function 15 |  |  |  |  | Energy sensor | F15 |  |  |  | MC014 | Bowland Hall |  |  | 0 | 0
MC014-B05 | MC014-B05/F16 | Function 16 |  |  |  |  | Energy sensor | F16 |  |  |  | MC014 | Bowland Hall |  |  | 0 | 0
MC014-B05 | MC014-B05/F17 | Function 17 |  |  |  |  | Energy sensor | F17 |  |  |  | MC014 | Bowland Hall |  |  | 0 | 0
MC014-B05 | MC014-B05/F18 | Function 18 |  |  |  |  | Energy sensor | F18 |  |  |  | MC014 | Bowland Hall |  |  | 0 | 0
MC014-B05 | MC014-B05/F19 | Room high limit |  |  |  |  | Energy sensor | F19 |  |  |  | MC014 | Bowland Hall |  |  | 0 | 0
MC014-B05 | MC014-B05/F2 | 2nd stage frost protection enabled |  |  |  |  | Energy sensor | F2 |  |  |  | MC014 | Bowland Hall |  |  | 0 | 0
MC014-B05 | MC014-B05/F20 | Function 20 |  |  |  |  | Energy sensor | F20 |  |  |  | MC014 | Bowland Hall |  |  | 0 | 0
MC014-B05 | MC014-B05/F21 | Function 21 |  |  |  |  | Energy sensor | F21 |  |  |  | MC014 | Bowland Hall |  |  | 0 | 0
MC014-B05 | MC014-B05/F22 | Calculated variable temperature circuit setpoint |  |  | Degrees Celsius |  | Energy sensor | F22 |  |  |  | MC014 | Bowland Hall |  |  | 0 | 0
MC014-B05 | MC014-B05/F23 | Function 23 |  |  |  |  | Energy sensor | F23 |  |  |  | MC014 | Bowland Hall |  |  | 0 | 0
MC014-B05 | MC014-B05/F24 | Function 24 |  |  |  |  | Energy sensor | F24 |  |  |  | MC014 | Bowland Hall |  |  | 0 | 0
MC014-B05 | MC014-B05/F25 | Function 25 |  |  |  |  | Energy sensor | F25 |  |  |  | MC014 | Bowland Hall |  |  | 0 | 0
MC014-B05 | MC014-B05/F26 | Function 26 |  |  |  |  | Energy sensor | F26 |  |  |  | MC014 | Bowland Hall |  |  | 0 | 0
MC014-B05 | MC014-B05/F27 | Function 27 |  |  |  |  | Energy sensor | F27 |  |  |  | MC014 | Bowland Hall |  |  | 0 | 0
MC014-B05 | MC014-B05/F28 | Lead boiler enable |  |  | 0 = Off, 1 = On |  | Energy sensor | F28 |  |  |  | MC014 | Bowland Hall |  |  | 0 | 0
MC014-B05 | MC014-B05/F3 | 3rd stage frost enabled |  |  |  |  | Energy sensor | F3 |  |  |  | MC014 | Bowland Hall |  |  | 0 | 0
MC014-B05 | MC014-B05/F30 | Function 30 |  |  |  |  | Energy sensor | F30 |  |  |  | MC014 | Bowland Hall |  |  | 0 | 0
MC014-B05 | MC014-B05/F4 | Economy off enabled |  |  | 0 = Off, 1 = On |  | Energy sensor | F4 |  |  |  | MC014 | Bowland Hall |  |  | 0 | 0
MC014-B05 | MC014-B05/F5 | Function 5 |  |  |  |  | Energy sensor | F5 |  |  |  | MC014 | Bowland Hall |  |  | 0 | 0
MC014-B05 | MC014-B05/F6 | 1 hour |  |  |  |  | Energy sensor | F6 |  |  |  | MC014 | Bowland Hall |  |  | 0 | 0
MC014-B05 | MC014-B05/F7 | Function 7 |  |  |  |  | Energy sensor | F7 |  |  |  | MC014 | Bowland Hall |  |  | 0 | 0
MC014-B05 | MC014-B05/F8 | Function 8 |  |  |  |  | Energy sensor | F8 |  |  |  | MC014 | Bowland Hall |  |  | 0 | 0
MC014-B05 | MC014-B05/F9 | Function 9 |  |  |  |  | Energy sensor | F9 |  |  |  | MC014 | Bowland Hall |  |  | 0 | 0
MC014-B05 | MC014-B05/G1 | Logic 1 |  |  |  |  | Energy sensor | G1 |  |  |  | MC014 | Bowland Hall |  |  | 0 | 0
MC014-B05 | MC014-B05/G10 | Boiler heating hot water service enable |  |  | 0 = Off, 1 = On |  | Energy sensor | G10 |  |  |  | MC014 | Bowland Hall |  |  | 0 | 0
MC014-B05 | MC014-B05/G12 | Logic 12 |  |  |  |  | Energy sensor | G12 |  |  |  | MC014 | Bowland Hall |  |  | 0 | 0
MC014-B05 | MC014-B05/G14 | Logic 14 |  |  |  |  | Energy sensor | G14 |  |  |  | MC014 | Bowland Hall |  |  | 0 | 0
MC014-B05 | MC014-B05/G15 | Logic 15 |  |  |  |  | Energy sensor | G15 |  |  |  | MC014 | Bowland Hall |  |  | 0 | 0
MC014-B05 | MC014-B05/G16 | Domestic hot water demand |  |  |  |  | Energy sensor | G16 |  |  |  | MC014 | Bowland Hall |  |  | 0 | 0
MC014-B05 | MC014-B05/G17 | Logic 17 |  |  |  |  | Energy sensor | G17 |  |  |  | MC014 | Bowland Hall |  |  | 0 | 0
MC014-B05 | MC014-B05/G18 | Heat dissipation |  |  |  |  | Energy sensor | G18 |  |  |  | MC014 | Bowland Hall |  |  | 0 | 0
MC014-B05 | MC014-B05/G19 | Logic 19 |  |  |  |  | Energy sensor | G19 |  |  |  | MC014 | Bowland Hall |  |  | 0 | 0
MC014-B05 | MC014-B05/G2 | Logic 2 |  |  |  |  | Energy sensor | G2 |  |  |  | MC014 | Bowland Hall |  |  | 0 | 0
MC014-B05 | MC014-B05/G20 | 2nd stage frost protection enabled |  |  |  |  | Energy sensor | G20 |  |  |  | MC014 | Bowland Hall |  |  | 0 | 0
MC014-B05 | MC014-B05/G21 | Logic 21 |  |  |  |  | Energy sensor | G21 |  |  |  | MC014 | Bowland Hall |  |  | 0 | 0
MC014-B05 | MC014-B05/G22 | Hot water service enable |  |  | 0 = Off, 1 = On |  | Energy sensor | G22 |  |  |  | MC014 | Bowland Hall |  |  | 0 | 0
MC014-B05 | MC014-B05/G23 | Heating enable |  |  | 0 = Off, 1 = On |  | Energy sensor | G23 |  |  |  | MC014 | Bowland Hall |  |  | 0 | 0
MC014-B05 | MC014-B05/G24 | Logic 24 |  |  |  |  | Energy sensor | G24 |  |  |  | MC014 | Bowland Hall |  |  | 0 | 0
MC014-B05 | MC014-B05/G26 | Logic 26 |  |  |  |  | Energy sensor | G26 |  |  |  | MC014 | Bowland Hall |  |  | 0 | 0
MC014-B05 | MC014-B05/G27 | Logic 27 |  |  |  |  | Energy sensor | G27 |  |  |  | MC014 | Bowland Hall |  |  | 0 | 0
MC014-B05 | MC014-B05/G28 | Logic 28 |  |  |  |  | Energy sensor | G28 |  |  |  | MC014 | Bowland Hall |  |  | 0 | 0
MC014-B05 | MC014-B05/G3 | Logic 3 |  |  |  |  | Energy sensor | G3 |  |  |  | MC014 | Bowland Hall |  |  | 0 | 0
MC014-B05 | MC014-B05/G4 | Logic 4 |  |  |  |  | Energy sensor | G4 |  |  |  | MC014 | Bowland Hall |  |  | 0 | 0
MC014-B05 | MC014-B05/G5 | Logic 5 |  |  |  |  | Energy sensor | G5 |  |  |  | MC014 | Bowland Hall |  |  | 0 | 0
MC014-B05 | MC014-B05/G6 | Logic 6 |  |  |  |  | Energy sensor | G6 |  |  |  | MC014 | Bowland Hall |  |  | 0 | 0
MC014-B05 | MC014-B05/G7 | boiler start delay for HWS val |  |  |  |  | Energy sensor | G7 |  |  |  | MC014 | Bowland Hall |  |  | 0 | 0
MC014-B05 | MC014-B05/G8 | Logic 8 |  |  |  |  | Energy sensor | G8 |  |  |  | MC014 | Bowland Hall |  |  | 0 | 0
MC014-B05 | MC014-B05/G9 | Boost |  |  | 0 = Off, 1 = On |  | Energy sensor | G9 |  |  |  | MC014 | Bowland Hall |  |  | 0 | 0
MC014-B05 | MC014-B05/I1 | Bowland Hall 5 Boiler Failed |  |  |  |  | Energy sensor | I1 |  |  |  | MC014 | Bowland Hall |  |  | 0 | 0
MC014-B05 | MC014-B05/I2 | Boiler on |  |  | 0 = Off, 1 = On |  | Energy sensor | I2 |  |  |  | MC014 | Bowland Hall |  |  | 0 | 0
MC014-B05 | MC014-B05/I3 | Hand or automatic |  |  |  |  | Energy sensor | I3 |  |  |  | MC014 | Bowland Hall |  |  | 0 | 0
MC014-B05 | MC014-B05/K1 | 1st stage frost setpoint |  |  |  |  | Energy sensor | K1 |  |  |  | MC014 | Bowland Hall |  |  | 0 | 0
MC014-B05 | MC014-B05/K10 | Boiler Valve Diff |  |  |  |  | Energy sensor | K10 |  |  |  | MC014 | Bowland Hall |  |  | 0 | 0
MC014-B05 | MC014-B05/K11 | Boiler fail alarm limit |  |  |  |  | Energy sensor | K11 |  |  |  | MC014 | Bowland Hall |  |  | 0 | 0
MC014-B05 | MC014-B05/K12 | Boiler fail alarm timer |  |  |  |  | Energy sensor | K12 |  |  |  | MC014 | Bowland Hall |  |  | 0 | 0
MC014-B05 | MC014-B05/K13 | Domestic hot water servvice setpoint |  |  |  |  | Energy sensor | K13 |  |  |  | MC014 | Bowland Hall |  |  | 0 | 0
MC014-B05 | MC014-B05/K14 | Space Hil Limit Diff |  |  |  |  | Energy sensor | K14 |  |  |  | MC014 | Bowland Hall |  |  | 0 | 0
MC014-B05 | MC014-B05/K16 | Hot water service dead band |  |  |  |  | Energy sensor | K16 |  |  |  | MC014 | Bowland Hall |  |  | 0 | 0
MC014-B05 | MC014-B05/K17 | Boiler temperature setpoint |  |  | Degrees Celsius |  | Energy sensor | K17 |  |  |  | MC014 | Bowland Hall |  |  | 0 | 0
MC014-B05 | MC014-B05/K2 | 2nd stage frost setpoint |  |  | Degrees Celsius |  | Energy sensor | K2 |  |  |  | MC014 | Bowland Hall |  |  | 0 | 0
MC014-B05 | MC014-B05/K3 | 3rd stage frost setpoint |  |  | 0 = Off, 1 = On |  | Energy sensor | K3 |  |  |  | MC014 | Bowland Hall |  |  | 0 | 0
MC014-B05 | MC014-B05/K4 | Outside air temperature economy off setpoint |  |  |  |  | Energy sensor | K4 |  |  |  | MC014 | Bowland Hall |  |  | 0 | 0
MC014-B05 | MC014-B05/K5 | Occupied setpoint |  |  |  |  | Energy sensor | K5 |  |  |  | MC014 | Bowland Hall |  |  | 0 | 0
MC014-B05 | MC014-B05/K6 | VT Flow@0 degC |  |  |  |  | Energy sensor | K6 |  |  |  | MC014 | Bowland Hall |  |  | 0 | 0
MC014-B05 | MC014-B05/K7 | VT Flow@ 20oC OAT |  |  |  |  | Energy sensor | K7 |  |  |  | MC014 | Bowland Hall |  |  | 0 | 0
MC014-B05 | MC014-B05/K8 | Room influence |  |  |  |  | Energy sensor | K8 |  |  |  | MC014 | Bowland Hall |  |  | 0 | 0
MC014-B05 | MC014-B05/K9 | Boiler hot water service diff |  |  |  |  | Energy sensor | K9 |  |  |  | MC014 | Bowland Hall |  |  | 0 | 0
MC014-B05 | MC014-B05/L1 | Loop 1 |  |  |  |  | Energy sensor | L1 |  |  |  | MC014 | Bowland Hall |  |  | 0 | 0
MC014-B05 | MC014-B05/L3 | compensator |  |  |  |  | Energy sensor | L3 |  |  |  | MC014 | Bowland Hall |  |  | 0 | 0
MC014-B05 | MC014-B05/L4 | [5 empty] | Energy sensor | L4 |  |  |  | MC014 | Bowland Hall |  |  | 0 | 0
MC014-B05 | MC014-B05/n1 | TREND_0C_27_DB |  |  |  |  | Energy sensor | n1 |  |  |  | MC014 | Bowland Hall |  |  | 0 | 0
MC014-B05 | MC014-B05/O1 | Heating times |  |  |  |  | Energy sensor | O1 |  |  |  | MC014 | Bowland Hall |  |  | 0 | 0
MC014-B05 | MC014-B05/o1 | Alarm Route 1 |  |  |  |  | Energy sensor | o1 |  |  |  | MC014 | Bowland Hall |  |  | 0 | 0
MC014-B05 | MC014-B05/o2 | Alarm Route 2 |  |  |  |  | Energy sensor | o2 |  |  |  | MC014 | Bowland Hall |  |  | 0 | 0
MC014-B05 | MC014-B05/o3 | Alarm Route 3 |  |  |  |  | Energy sensor | o3 |  |  |  | MC014 | Bowland Hall |  |  | 0 | 0
MC014-B05 | MC014-B05/P1 | Outside air temperature |  |  | Degrees Celsius |  | Energy sensor | P1 |  |  |  | MC014 | Bowland Hall |  |  | 0 | 0
MC014-B05 | MC014-B05/P2 | Room temperature |  |  | Degrees Celsius |  | Energy sensor | P2 |  |  |  | MC014 | Bowland Hall |  |  | 0 | 0
MC014-B05 | MC014-B05/P3 | Variable temperature circuit flow temperature |  |  | Degrees Celsius |  | Energy sensor | P3 |  |  |  | MC014 | Bowland Hall |  |  | 0 | 0
MC014-B05 | MC014-B05/P4 | Domestic hot water service temperature |  |  | Degrees Celsius |  | Energy sensor | P4 |  |  |  | MC014 | Bowland Hall |  |  | 0 | 0
MC014-B05 | MC014-B05/P5 | Boiler on |  |  | 0 = Off, 1 = On |  | Energy sensor | P5 |  |  |  | MC014 | Bowland Hall |  |  | 0 | 0
MC014-B05 | MC014-B05/P6 | Boiler temperature |  |  | Degrees Celsius |  | Energy sensor | P6 |  |  |  | MC014 | Bowland Hall |  |  | 0 | 0
MC014-B05 | MC014-B05/Q1 | Sequence Table 1 |  |  |  |  | Energy sensor | Q1 |  |  |  | MC014 | Bowland Hall |  |  | 0 | 0
MC014-B05 | MC014-B05/S1 | Outside air temperature |  |  | Degrees Celsius |  | Energy sensor | S1 |  |  |  | MC014 | Bowland Hall |  |  | 0 | 0
MC014-B05 | MC014-B05/S10 | Calculated temperature variable temperature circuit flow |  |  |  |  | Energy sensor | S10 |  |  |  | MC014 | Bowland Hall |  |  | 0 | 0
MC014-B05 | MC014-B05/S2 | Room temperature |  |  | Degrees Celsius |  | Energy sensor | S2 |  |  |  | MC014 | Bowland Hall |  |  | 0 | 0
MC014-B05 | MC014-B05/S3 | Variable temperature circuit flow temperature |  |  | Degrees Celsius |  | Energy sensor | S3 |  |  |  | MC014 | Bowland Hall |  |  | 0 | 0
MC014-B05 | MC014-B05/S4 | Domestic hot water service temperature |  |  | Degrees Celsius |  | Energy sensor | S4 |  |  |  | MC014 | Bowland Hall |  |  | 0 | 0
MC014-B05 | MC014-B05/S5 | Boiler temperature |  |  | Degrees Celsius |  | Energy sensor | S5 |  |  |  | MC014 | Bowland Hall |  |  | 0 | 0
MC014-B05 | MC014-B05/S6 | Boiler on |  |  | 0 = Off, 1 = On |  | Energy sensor | S6 |  |  |  | MC014 | Bowland Hall |  |  | 0 | 0
MC014-B05 | MC014-B05/V1 | [5 empty] | Energy sensor | V1 |  |  |  | MC014 | Bowland Hall |  |  | 0 | 0
MC014-B05 | MC014-B05/W2 | Summer winter switch |  |  | S = Summer, W = Winter |  | Energy sensor | W2 |  |  |  | MC014 | Bowland Hall |  |  | 0 | 0
MC014-B05 | MC014-B05/W3 | Hol Auto A=On |  |  |  |  | Energy sensor | W3 |  |  |  | MC014 | Bowland Hall |  |  | 0 | 0
MC014-B05 | MC014-B05/Y1 | Satchwell T Range |  |  |  |  | Energy sensor | Y1 |  |  |  | MC014 | Bowland Hall |  |  | 0 | 0
MC014-B05 | MC014-B05/Y2 | Thermistor TBTC |  |  |  |  | Energy sensor | Y2 |  |  |  | MC014 | Bowland Hall |  |  | 0 | 0
MC014-B05 | MC014-B05/Z1 | Heating times |  |  |  |  | Energy sensor | Z1 |  |  |  | MC014 | Bowland Hall |  |  | 0 | 0
MC014-B05 | MC014-B05/Z2 | Domestic hot water service times |  |  |  |  | Energy sensor | Z2 |  |  |  | MC014 | Bowland Hall |  |  | 0 | 0
MC061-L05 | MC061-L05/M001 | Water Meter |  |  |  |  | Energy meter | 1 | Water |  |  | MC208 | Main Substation |  | Main Water Meter Chamber | 0 | 1
MC071-L09 | MC071-L09/M001 | Furness College Flat 1 | Danfoss | Sanometer | kWh | 1 | Energy meter | 1 | District Heating |  |  | MC071 | Furness College | D002,D003,D004,D005,D006,CR18 | Ground floor | 0 | 0
MC071-L09 | MC071-L09/M002 | Furness College Flat 2 | Danfoss | Sanometer | kWh | 1 | Energy meter | 2 | District Heating |  |  | MC071 | Furness College | D007,D008,D009,D010,D011,CR20 | Ground floor | 0 | 0
MC071-L09 | MC071-L09/M003 | Furness College Flat 3 | Danfoss | Sanometer | kWh | 1 | Energy meter | 3 | District Heating |  |  | MC071 | Furness College | D013,D014,D015,D016,D018,CR22 | Ground floor | 0 | 0
MC071-L09 | MC071-L09/M004 | Furness College Flat 4 | Danfoss | Sanometer | kWh | 1 | Energy meter | 4 | District Heating |  |  | MC071 | Furness College | D019,D020,D021,D022,D023,D024,CR22 | Ground floor | 0 | 0
MC071-L09 | MC071-L09/M005 | Furness College Flat 5 | Inepro |  | kWh | 1 | Energy meter | 5 | Electricity |  |  | MC071 | Furness College | D025,D026,D027,D028,D029,D30 | Ground floor | 0 | 0
MC071-L09 | MC071-L09/M006 | Furness College Flat 6 | Inepro |  | kWh | 1 | Energy meter | 6 | Electricity |  |  | MC071 | Furness College | CR23,D31,D32,D33,D34,D35 | Ground floor | 0 | 0
MC071-L09 | MC071-L09/M007 | Furness College Flat 7 | Inepro |  | kWh | 1 | Energy meter | 7 | Electricity |  |  | MC071 | Furness College | CR24,D37,D38,D39,D40,D41,D42,D43 | Ground floor | 0 | 0
MC071-L09 | MC071-L09/M008 | Furness College Flat 8 | Inepro |  | kWh | 1 | Energy meter | 8 | Electricity |  |  | MC071 | Furness College | D025,D026,D027,D028,D029,D30 | Ground floor | 0 | 0
MC071-L10 | MC071-L10/M001 | Furness College Flat 6 | Jet |  |  | 0.01 | Energy meter | 1 | Water |  |  | MC071 | Furness College | CR23,D31,D32,D33,D34,D35 | Ground floor | 0 | 0
MC071-L10 | MC071-L10/M002 | Furness College Flat 7 | Jet |  |  | 0.01 | Energy meter | 2 | Water |  |  | MC071 | Furness College | CR24,D37,D38,D39,D40,D41,D42,D43 | Ground floor | 0 | 0
MC071-L10 | MC071-L10/M003 | Furness College Flat 5 | Danfoss | Sanometer | kWh | 1 | Energy meter | 3 | District Heating |  |  | MC071 | Furness College | D025,D026,D027,D028,D029,D30 | Ground floor | 0 | 0
MC071-L10 | MC071-L10/M004 | Furness College Flat 6 | Danfoss | Sanometer | kWh | 1 | Energy meter | 4 | District Heating |  |  | MC071 | Furness College | CR23,D31,D32,D33,D34,D35 | Ground floor | 0 | 0
MC071-L10 | MC071-L10/M005 | Furness College Flat 7 | Danfoss | Sanometer | kWh | 1 | Energy meter | 5 | District Heating |  |  | MC071 | Furness College | CR24,D37,D38,D39,D40,D41,D42,D43 | Ground floor | 0 | 0
MC071-L10 | MC071-L10/M007 | Furness College DB LCDB 021 Power | IME | Conto | kWh | 1 | Energy meter | 7 | Electricity |  |  | MC071 | Furness College | C18,C16,C21,C23,C25,C27,C29,C31,C32,C33,C24,C26,C28,C18,C20,C22,C14,C15,C17,C6,C8,C10,CC3,C4,C5,C7,C9,C12,C68,C33,C1,C11,C12,C32,C33,S/O,C27 door Access,C26Av S/O,C68 Door Fan,C28 WC fan,C11 Door Det,(C1 & C13 WC Pumps),Av Spur Lift M R S/O | Ground floor | 0 | 0
MC071-L10 | MC071-L10/M008 | Furness College DB LCDB 021 Lighting | IME | Conto | kWh | 1 | Energy meter | 8 | Electricity |  |  | MC071 | Furness College | Cr12, C16,C19,C21,C23, C25,C27,C26,C30,C32,C20,C22,C24,C15,C17,C18,C13,C14,C12,C9,C3,C5,C7,C1,C68,C69,C2,C4,C6,C10,C11,Lighting Plus (C11 C12 Corridor lighting) | Ground floor | 0 | 0
MC071-L11 | MC071-L11/M001 | Furness College DB NDB 02 Power | IME | Conto | kWh | 1 | Energy meter | 1 | Electricity |  |  | MC071 | Furness College | C72,C74,C76,C78,C80,C83,C85,C84,79,C81,C82,C70, C71,C73,C75,C77,CR16 | Ground floor | 0 | 0
MC071-L11 | MC071-L11/M002 | Furness College DB NDB 02 Lighting | IME | Conto | kWh | 1 | Energy meter | 2 | Electricity |  |  | MC071 | Furness College | C70,C72,C74,C76,C78,C80,C83,C85,C86,C84,C79,C81,C82,C71,C73,C75,C77,CR16 | Ground floor | 0 | 0
MC071-L11 | MC071-L11/M003 | Furness College DB LBDB 021 Power | IME | Conto | kWh | 1 | Energy meter | 3 | Electricity |  |  | MC071 | Furness College | B01,B70, B18,B20, B22, B24, B26, B28, B31, B27, B29, B30, B21, B23, B25, B17, B19, B14, B15, B7, B9, B12, B3, B5, B2, B4, B5,B6, B8, B10, B11, B13 | Ground floor | 0 | 0
MC071-L11 | MC071-L11/M004 | Furness College DB LBDB 021 Lighting | IME | Conto | kWh | 1 | Energy meter | 4 | Electricity |  |  | MC071 | Furness College | A007,A008,A009,A010,A011,A012,A013,A014,A015,A016,A017,A018,A019,A20,A21,SW02 | Ground floor | 0 | 0
MC071-L11 | MC071-L11/M005 | Furness College DB NDB 01 Power | IME | Conto | kWh | 1 | Energy meter | 5 | Electricity |  |  | MC071 | Furness College | B73,B75,B77,B79,B81,B83,B85,B88,B90,B89,B87,B86,B85,B88,B90,B89,B87,B86,B84,B82,B80,B78,B76,B74 | Ground floor | 0 | 0
MC071-L11 | MC071-L11/M006 | Furness College DB NDB 01 Power | IME | Conto | kWh | 1 | Energy meter | 6 | Electricity |  |  | MC071 | Furness College | B73,B75,B77,B79,B81,B83,B85, B88,B90,B89,B87,B86,B85,B84,B82,B80,B78,B76,B74 (Cr8 CR9 CR10 | Ground floor | 0 | 0
MC071-L11 | MC071-L11/M007 | Furness College DB LADB 021 Power | IME | Conto | kWh | 1 | Energy meter | 7 | Electricity |  |  | MC071 | Furness College | A007,A008,A009,A010,A011,A012,A013,A014,A015,A016,A017,A018,A019,A20,A21,SW02 | Ground floor | 0 | 0
MC071-L11 | MC071-L11/M008 | Furness College DB LADB 021 Lighting | IME | Conto | kWh | 1 | Energy meter | 8 | Electricity |  |  | MC071 | Furness College | A013,A012,A011,A010,A009,A007,A016,A015,A019,A017,A018,A020,A017,A007,A14X | Ground floor | 0 | 0
MC071-L05 | MC071-L05/M001 | Furness College Flat 8 | Inepro |  | kWh | 1 | Energy meter | 1 | Electricity |  |  | MC071 | Furness College |  | Ground floor | 0 | 0
MC071-L05 | MC071-L05/M002 | Furness College Flat 9 | Inepro |  | kWh | 1 | Energy meter | 2 | Electricity |  |  | MC071 | Furness College |  | Ground floor | 0 | 0
MC071-L05 | MC071-L05/M003 | Furness College Flat 8 | Jet |  |  | 0.001 | Energy meter | 3 | Water |  |  | MC071 | Furness College |  | Ground floor | 0 | 0
MC071-L05 | MC071-L05/M004 | Furness College Flat 9 | Jet |  |  | 0.001 | Energy meter | 4 | Water |  |  | MC071 | Furness College |  | Ground floor | 0 | 0
MC071-L05 | MC071-L05/M005 | Furness College Flat 8 | Danfoss | Sanometer | kWh | 1 | Energy meter | 5 | District Heating |  |  | MC071 | Furness College |  | Ground floor | 0 | 0
MC071-L05 | MC071-L05/M006 | Furness College Flat 9 | Danfoss | Sanometer | kWh | 1 | Energy meter | 6 | District Heating |  |  | MC071 | Furness College |  | Ground floor | 0 | 0
MC071-L05 | MC071-L05/M007 | Furness College DB LCDB 011 Power | IME | Conto | kWh | 1 | Energy meter | 7 | Electricity |  |  | MC071 | Furness College |  | Ground floor | 0 | 0
MC071-L05 | MC071-L05/M008 | Furness College DN LCDB 011 Lighting | IME | Conto | kWh | 1 | Energy meter | 8 | Electricity |  |  | MC071 | Furness College | A0 | Ground floor | 0 | 0
MC071-L07 | MC071-L07/M001 | Furness College Pressurisation make up | Jet |  | m3 | 0.01 | Energy meter | 1 | Water |  |  | MC071 | Furness College | A002,A003,A004,A005 | Ground floor | 0 | 0
MC071-L07 | MC071-L07/M002 | Furness College Level A | IME | Conto | kWh | 1 | Energy meter | 2 | Electricity |  |  | MC071 | Furness College | A0 | Ground floor | 0 | 0
MC071-L07 | MC071-L07/M003 | Furness College Level A? | IME | Conto | kWh | 1 | Energy meter | 3 | Electricity |  |  | MC071 | Furness College |  | Ground floor | 0 | 0
MC071-L07 | MC071-L07/M004 | Furness College NW Pass Lift |  |  | kWh |  | Energy meter | 4 | Electricity |  |  | MC071 | Furness College |  |  | 0 | 0
MC071-L07 | MC071-L07/M005 | Furness College SCR/TV Room |  |  | kWh |  | Energy meter | 5 | Electricity |  |  | MC071 | Furness College | A24 |  | 0 | 0
MC071-L07 | MC071-L07/M006 | Furness College BAR DB |  |  | kWh |  | Energy meter | 6 | Electricity |  |  | MC071 | Furness College | A022,A023,A024,A023/26,A027,A028,A09,SW03 |  | 0 | 0
MC071-L07 | MC071-L07/M007 | Furness College Switch Room DB |  |  | kWh |  | Energy meter | 7 | Electricity |  |  | MC071 | Furness College |  |  | 0 | 0
MC071-L07 | MC071-L07/M008 | Furness College OSS Walk Light |  |  | kWh |  | Energy meter | 8 | Electricity |  |  | MC071 | Furness College |  |  | 0 | 0
MC071-L03 | MC071-L03/M001 | Furness College South West Electrical Bus Bar | Entity |  | kWh | 1 | Energy meter | 1 | Electricity |  |  | MC071 | Furness College | D044,D045,D046,D047,D048,D049,CR25 | Ground floor | 0 | 0
MC071-L03 | MC071-L03/M002 | Furness College North West Electrical Bus Bar | Entity |  | kWh | 1 | Energy meter | 2 | Electricity |  |  | MC071 | Furness College | D051,D052,D053,D054,D055,D056,D057,CR27 | Ground floor | 0 | 0
MC071-L03 | MC071-L03/M003 | Furness College South Block DB DB x 4 | Entity |  | kWh | 1 | Energy meter | 3 | Electricity |  |  | MC071 | Furness College | D044,D045,D046,D047,D048,D049,CR25 | Ground floor | 0 | 0
MC071-L03 | MC071-L03/M004 | Furness College Green Room DB |  |  | kWh | 1 | Energy meter | 4 | Electricity |  |  | MC071 | Furness College | D051,D052,D053,D054,D055,D056,D057,CR27 | Ground floor | 0 | 0
MC071-L03 | MC071-L03/M005 | Furness College Computer Shop DB | IME | Conto | kWh | 1 | Energy meter | 5 | Electricity |  |  | MC071 | Furness College | D044,D045,D046,D047,D048,D049,CR25 | Ground floor | 0 | 0